## Cover
KCP&L-MO Evaluation, Measurement, and Verification Report – Appendix Databook
Prepared for KCP&L – Greater Missouri Operations
Submitted by:
Navigant Consulting, Inc.
1375 Walnut Street, Suite 100
Boulder, CO 80302
Tel: +1.303.728.2500
navigant.com
Reference No.: 185775
2019-12-11
Copyright This report is protected by copyright. Any copying, reproduction, publication, dissemination or transmittal in any form without the express written consent of Navigant Consulting, Inc. (Navigant) and KCP&L is prohibited. Disclaimer This report (“report”) was prepared for KCP&L on terms specifically limiting the liability of Navigant Consulting, Inc. (Navigant), and is not to be distributed without Navigant’s prior written consent. Navigant’s conclusions are the results of the exercise of its reasonable professional judgment. By the reader’s acceptance of this report, you hereby agree and acknowledge that (a) your use of the report will be limited solely for internal purpose, (b) you will not distribute a copy of this report to any third party without Navigant’s express prior written consent, and (c) you are bound by the disclaimers and/or limitations on liability otherwise set forth in the report. Navigant does not make any representations or warranties of any kind with respect to (i) the accuracy or completeness of the information contained in the report, (ii) the presence or absence of any errors or omissions contained in the report, (iii) any work performed by Navigant in connection with or using the report, or (iv) any conclusions reached by Navigant as a result of the report. Any use of or reliance on the report, or decisions to be made based on it, are the reader’s responsibility. Navigant accepts no duty of care or liability of any kind whatsoever to you, and all parties waive and release Navigant from all claims, liabilities and damages, if any, suffered as a result of decisions made, or not made, or actions taken, or not taken, based on this report. Confidentiality This report contains confidential and proprietary information. Any person acquiring this report agrees and understands that the information contained in this report is confidential and, except as required by law, will take all reasonable measures available to it by instruction, agreement or otherwise to maintain the confidentiality of the information. Such person agrees not to release, disclose, publish, copy, or communicate this confidential information or make it available to any third party, including, but not limited to, consultants, financial advisors, or rating agencies, other than employees, agents and contractors of such person and its affiliates and subsidiaries who reasonably need to know it in connection with the exercise or the performance of such person’s business.

## TOC
KCP&L-MO Evaluation, Measurement, and Verification Report – Appendix Databook
Program Tables and Figures
PY2018 Overall Results
PY2017 Overall Results
PY2016 Overall Results
Business EER - Standard
Business EER - Custom
Block Bidding
Business EER - Strategic Energy Management
Small Business Lighting
Whole House Efficiency
Income-Eligible Multi-Family
Home Lighting Rebate
Home Energy Report
Income-Eligible Home Energy Report
Online Energy Analyzer
Residential Programmable Thermostat
Business Programmable Thermostat
Demand Response Incentive

## MEEIA Targets (hidden)
| First Year kWh Savings (at the meter) | [5 empty] | First Year kW Savings (at the meter) |  |  |  | Cumulative kWh Savings (at the meter) |  |  | Cumulative kW Savings (at the meter)
| PY1 | PY2 | PY3 | Total |  |  | PY1 | PY2 | PY3 | Total | PY1 | PY2 | PY3 | PY1 | PY2 | PY3
Business Energy Efficiency Rebate - Standard | 19445404.724 | 19446709.824 | 19478575.674 | 58370690.222 | 58370690.222 | 0 | 3644.9274 | 3643.9394 | 3644.753 | 10933.6198 | 19445404.724 | 38892114.548 | 58370690.222 | 3644.9274 | 7288.8668 | 10933.6198
Business Energy Efficiency Rebate - Custom | 14310148.4 | 15025655.82 | 15025655.82 | 44361460.04 | 44361460.04 | 0 | 3912.2 | 4107.81 | 4107.81 | 12127.82 | 14310148.4 | 29335804.22 | 44361460.04 | 3912.2 | 8020.01 | 12127.82
Strategic Energy Management | 3009084.344 | 3009084.344 | 3009084.344 | 9027253.032 | 9027253.032 | 0 | 673.798 | 673.798 | 673.798 | 2021.394 | 3009084.344 | 6018168.688 | 9027253.032 | 673.798 | 1347.596 | 2021.394
Block Bidding | 2514849.5833 | 2514849.5833 | 5029699.1666 | 10059398.3332 | 10059398.3332 | 0 | 436 | 436 | 872 | 1744 | 2514849.5833 | 5029699.1666 | 10059398.3332 | 436 | 872 | 1744
Small Business Direct Install | 698711.076 | 1402385.052 | 1408537.452 | 3509633.58 | 3509633.58 | 0 | 112.57 | 224.6085 | 224.7585 | 561.937 | 698711.076 | 2101096.128 | 3509633.58 | 112.57 | 337.1785 | 561.937
Business Programmable Thermostat | 32802 | 32802 | 32802 | 98406 | 98406 | 0 | 89.46 | 89.46 | 89.46 | 268.38 | 32802 | 65604 | 98406 | 89.46 | 178.92 | 268.38
Demand Response Incentive | 0 | 0 | 0 | 0 |  |  | 10000 | 13000 | 15000 | 15000 | 0 | 0 | 0 | 10000 | 13000 | 15000
Online Business Energy Audit | 0 | 0 | 0 | 0 |  |  | 0 | 0 | 0 | 0 | 0 | 0 | 0 | 0 | 0 | 0
Home Lighting Rebate | 6906611.25 | 8085489 | 9700770 | 24692870.25 | 24692870.25 | 0 | 691.6875 | 816 | 990 | 2497.6875 | 6906611.25 | 14992100.25 | 24692870.25 | 691.6875 | 1507.6875 | 2497.6875
Home Appliance Recycling Rebate | 1932870 | 2186690 | 2210710 | 6330270 |  | -6330270 | 322.61 | 365.15 | 368.97 | 1056.73 | 1932870 | 4119560 | 6330270 | 322.61 | 687.76 | 1056.73
Home Energy Report | 12374415.1 | 13504463.1 | 13861941.4 | 13861941.4 | 13861941 | -0.4 | 2866.4 | 2866.4 | 2866.4 | 2866.4 | 12374415.1 | 25878878.2 | 39740819.6 | 2866.4 | 2866.4 | 2866.4
Income-Eligible Home Energy Report | 1832469.1 | 1820540.7 | 1682755.5 | 5335765.3 | 1682756 | -3653009.3 | 466.5 | 474.3 | 474.3 | 474.3 | 1832469.1 | 3653009.8 | 5335765.3 | 466.5 | 474.3 | 474.3
Whole House Efficiency | 2496097.5785 | 4060710.1684 | 4581177.9424 | 11137985.6893 | 17468255.6893 | 6330270 | 700.6466 | 1209.9872 | 1354.6792 | 3265.313 | 2496097.5785 | 6556807.7469 | 11137985.6893 | 700.6466 | 1910.6338 | 3265.313
Income-Eligible Multi-Family | 3755980.3808 | 3454646.6164 | 3366504.6908 | 10577131.688 | 10577131.688 | 0 | 464.4137 | 491.3742 | 587.1633 | 1542.9512 | 3755980.3808 | 7210626.9972 | 10577131.688 | 464.4137 | 955.788 | 1542.9512
Income-Eligible Weatherization | 0 | 0 | 0 | 0 |  | 0 | 0 | 0 | 0 | 0 | 0 | 0 | 0 | 0 | 0 | 0
Residential Programmable Thermostat | 1462692 | 1462692 | 1462692 | 4388076 | 4388076 | 0 | 3989.16 | 3989.16 | 3989.16 | 11967.48 | 1462692 | 2925384 | 4388076 | 3989.16 | 7978.32 | 11967.48
Online Home Energy Audit | 0 | 0 | 0 | 0 |  | 0 | 0 | 0 | 0 | 0 | 0 | 0 | 0 | 0 | 0 | 0
|  |  |  | 201750881.5345 | 198097871.8345 |  |  |  |  | 66328.0125
198097871.8345
3653009.7

## Program to Date Sector Results (hidden)
Energy Savings at the Customer Meter – Program to Date
Sector |  | Gross |  | Net
| Reported Savings (kWh) | Verified Savings (kWh) | Realization Rate (%) | MEEIA 3-Year Target (kWh) | Verified Savings (kWh) | % of MEEIA Target Achieved | % of MEEIA Target
Commercial EE Programs | 214473343.5541 | 184054204.1569 | 85.82% | 125328435.2072 | 168823056.7806 | 134.7% | 71.66%
Residential EE Programs | 56934568.7659 | 54677058.6288 | 96.03% | 52738257.938 | 46156042.5173 | 87.52% | 19.59%
Educational Programs | 18982350 | 15455057 | 81.42% | 15544697 | 15455057 | 99.42% | 6.56%
DR Programs | 7217364 | 5164566 | 71.56% | 4486482 | 5164566 | 115.1% | 2.192%
KCP&L-MO TOTAL | 297607626.32 | 259350885.7857 | 87.15% | 198097872.1452 | 235598722.2979 | 118.9% | 100%
Demand Savings at the Customer Meter – Program to Date
Sector |  | Gross |  | Net
| Reported Savings (kW) | Verified Savings (kW) | Realization Rate (%) | MEEIA 3-Year Target (kW) | Verified Savings (kW) | % of MEEIA Target Achieved | % of MEEIA Target
Commercial EE Programs | 35775.4345 | 28808.9222 | 80.53% | 27388.7708 | 25983.9076 | 94.87% | 34.77%
Residential EE Programs | 10961.5178 | 13277.8162 | 121.1% | 8362.6387 | 11016.3441 | 131.7% | 14.74%
Educational Programs | 4249.153 | 3572.9092 | 84.09% | 3340 | 3572.9092 | 107% | 4.781%
DR Programs | 36242 | 34161.13 | 94.26% | 27235.86 | 34161.13 | 125.4% | 45.71%
KCP&L-MO TOTAL | 87228.1053 | 79820.7776 | 91.51% | 66327.2695 | 74734.2909 | 112.7% | 100%

## Overall Results PY 2018
KCP&L-MO Evaluation, Measurement, and Verification Report – Appendix Databook
Overall Portfolio: Data Tables | [10 empty] | Overall Program: Figures
Data is sourced to Navigant analysis unless otherwise noted.
Energy Savings at the Customer Meter – PY 2018 | [9 empty] | Distribution of Gross Energy Savings by Program (PY2017) | [6 empty] | Distribution of Net Energy Savings by Program (PY2017)
Sector | Program |  | Gross |  |  | Net
|  | Reported Savings (kWh) | Verified Savings (kWh) | Realization Rate (%) | MEEIA 3-Year Target (kWh) | Verified Savings (kWh) | % of MEEIA Target Achieved | [5 empty] | Verified Gross | % of total Gross | Verified Net | % of total Net
Commercial EE Programs | Commercial EE Programs Subtotal | 49133922.819 | 51670827.9782 | 105.2% | 125328435.2072 | 44316300.8489 | 35.36%
| Business EER - Standard | 25328049.32 | 28793181.996 | 113.7% | 58370690.222 | 27641454.7161 | 47.36% |  |  |  | Business EER - Standard |  | 28793181.996 | 34.37% | 27641454.7161 | 37.6%
| Business EER - Custom | 23184399.696 | 23415657.1097 | 101% | 44361460.04 | 17327586.2612 | 39.06% |  |  |  | Business EER - Custom |  | 23415657.1097 | 27.95% | 17327586.2612 | 23.57%
| Block Bidding | 740190.56 | 439038.4938 | 59.31% | 10059398.3332 | 324888.4854 | 3.23% |  |  |  | Block Bidding |  | 439038.4938 | 0.524% | 324888.4854 | 0.442%
| Strategic Energy Management | -123710 | -981573 | N/A | 9027253.032 | -981573 | -10.87% |  |  |  | SEM |  | -981573 | -1.172% | -981573 | -1.335%
| Small Bus. Lighting | 4993.243 | 4523.3787 | 90.59% | 3509633.58 | 3944.3862 | 0.1124% |  |  |  | Small Bus. Lighting |  | 4523.3787 | 0.005399% | 3944.3862 | 0.005366%
Residential EE Programs | Residential EE Programs Subtotal | 16217624.2729 | 16684185.3226 | 102.9% | 52738257.938 | 13760067.2693 | 26.09%
| Whole House Efficiency | 6553953.5078 | 4387961.4076 | 66.95% | 17468256 | 3598128.3542 | 20.6% |  |  |  | Whole House Efficiency |  | 4387961.4076 | 5.237% | 3598128.3542 | 4.895%
| Income-Eligible Multi-Family | 4752440.7651 | 5267344.9151 | 110.8% | 10577131.688 | 5267344.9151 | 49.8% |  |  |  | IEMF |  | 5267344.9151 | 6.287% | 5267344.9151 | 7.166%
| Home Lighting Rebate | 4911230 | 7028879 | 143.1% | 24692870.25 | 4894594 | 19.82% |  |  |  | Home Lighting Rebate |  | 7028879 | 8.389% | 4894594 | 6.659%
Educational Programs | Educational Programs Subtotal | 18982350 | 15455057 | 81.42% | 15544697 | 15455057 | 99.42%
| Income-Eligible Home Energy Report | 1406789 | 1216306 | 86.46% | 1682756 | 1216306 | 72.28% |  |  |  | IE Home Energy Report |  | 1216306 | 1.452% | 1216306 | 1.655%
| Home Energy Report | 17575561 | 14238751 | 81.01% | 13861941 | 14238751 | 102.7% |  |  |  | Home Energy Report |  | 14238751 | 16.99% | 14238751 | 19.37%
| Home Online Energy Audit | Educational programs are not part of MEEIA Targets for Energy or Demand Savings.
Business Online Energy Audit
DR Programs | DR Programs Subtotal | -115962 | -25309 | N/A | 4486482 | -25309 | -0.5641%
| Business Programmable Thermostat | 3696 | 3076 | 83.23% | 98406 | 3076 | 3.126% |  |  |  | Business Programmable Thermostat |  | 3076 | 0.003671% | 3076 | 0.004185%
| Residential Programmable Thermostat | -119658 | -28385 | N/A | 4388076 | -28385 | -0.6469% |  |  |  | Residential Programmable Thermostat |  | -28385 | -0.03388% | -28385 | -0.03862%
| Demand Response Incentive | The Demand Response Incentive Program did not claim any energy savings. | [8 empty] | Demand Response Incentive |  | 0 |  | 0 | 0%
KCP&L-MO TOTAL |  | 84217935.0919 | 83784761.3008 | 99.49% | 198097872.1452 | 73506116.1182 | 37.11% | [5 empty] | 83784761.3008 |  | 73506116.1182 | 100%
Note: Gross realization rates are the ratio of verified gross savings to reported gross savings and indicates the accuracy of deemed savings tracked by KCP&L-MO.
Coincident Demand Savings at the Customer Meter – PY 2018
Sector | Program |  | Gross |  |  | Net |  |  |  | Distribution of Demand Savings by Program (PY2017) | [6 empty] | Distribution of Net Demand Savings by Program (PY2017)
|  | Reported Savings (kW) | Verified Savings (kW) | Realization Rate (%) | MEEIA 3-Year Target (kW) | Verified Savings (kW) | % of MEEIA Target Achieved
Commercial EE Programs | Commercial EE Programs Subtotal | 10142.9264 | 10864.0102 | 107.1% | 27388.7708 | 9380.6635 | 34.25%
| Business EER - Standard | 5156.4753 | 5644.95 | 109.5% | 10933.6198 | 5419.152 | 49.56% | [5 empty] | Verified Gross | % of total Gross | Verified Net | % of total Net
| Business EER - Custom | 4692.9539 | 4722.7924 | 100.6% | 12127.82 | 3494.8664 | 28.82% |  |  |  | Business EER - Custom |  | 4722.7924 | 14.85% | 3494.8664 | 11.8%
| Block Bidding | 292.4749 | 113.4639 | 38.79% | 1744 | 83.9633 | 4.814% |  |  |  | Business EER - Standard |  | 5644.95 | 17.75% | 5419.152 | 18.29%
| Strategic Energy Management | 0 | 381.85 | N/A | 2021.394 | 381.85 | 18.89% |  |  |  | Small Bus. Lighting |  | 0.95399 | 0.002999% | 0.83188 | 0.002808%
| Small Bus. Lighting | 1.0223 | 0.95399 | 93.32% | 561.937 | 0.83188 | 0.148% |  |  |  | Whole House Efficiency |  | 2312.9694 | 7.271% | 1896.6349 | 6.402%
Residential EE Programs | Residential EE Programs Subtotal | 4228.7346 | 3980.1917 | 94.12% | 8362.6387 | 3250.8572 | 38.87%
| Whole House Efficiency | 3185.4041 | 2312.9694 | 72.61% | 4322 | 1896.6349 | 43.88% |  |  |  | Income-Eligible Multi-Family |  | 648.2224 | 2.038% | 648.2224 | 2.188%
| Income-Eligible Multi-Family | 553.3305 | 648.2224 | 117.1% | 1542.9512 | 648.2224 | 42.01% |  |  |  | Home Lighting Rebate |  | 1019 | 3.203% | 706 | 2.383%
| Home Lighting Rebate | 490 | 1019 | 208% | 2497.6875 | 706 | 28.27% |  |  |  | Income-Eligible Home Energy Report |  | 335.9459 | 1.056% | 335.9459 | 1.134%
Educational Programs | Educational Programs Subtotal | 4249.153 | 3572.9092 | 84.09% | 3340 | 3572.9092 | 107%
| Income-Eligible Home Energy Report | 363.893 | 335.9459 | 92.32% | 474 | 335.9459 | 70.87% |  |  |  | Home Energy Report |  | 3236.9632 | 10.18% | 3236.9632 | 10.93%
| Home Energy Report | 3885.26 | 3236.9632 | 83.31% | 2866 | 3236.9632 | 112.9% |  |  |  | Residential Programmable Thermostat |  | 404.6 | 1.272% | 404.6 | 1.366%
| Home Online Energy Audit | Educational programs are not part of MEEIA Targets for Energy or Demand Savings | [8 empty] | Business Programmable Thermostat |  | 21 | 0.06602% | 21 | 0.07088%
| Business Online Energy Audit | [9 empty] | Demand Response Incentive |  | 13463.53 | 42.32% | 13463.53 | 45.44%
DR Programs | DR Programs Subtotal | 16187.52 | 13889.13 | 85.8% | 27235.86 | 13889.13 | 51%
| Business Programmable Thermostat | 10.08 | 21 | 208.3% | 268.38 | 21 | 7.825% | [5 empty] | 31810.9273 | 1 | 29627.7466 | 1
| Residential Programmable Thermostat | -322.56 | 404.6 | N/A | 11967.48 | 404.6 | 3.381%
| Demand Response Incentive | 16500 | 13463.53 | 81.6% | 15000 | 13463.53 | 89.76%
KCP&L-MO TOTAL |  | 34808.334 | 32306.2412 | 92.81% | 66327.2695 | 30093.5599 | 45.37%
Note: Gross realization rates are the ratio of verified gross savings to reported gross savings and indicates the accuracy of deemed savings tracked by KCP&L-MO.
Energy Savings at the Customer Meter – Program to Date
Sector | Program |  | Gross |  |  | Net |  |  |  | Distribution of Gross Energy Savings by Program (Program to Date) | [6 empty] | Distribution of Net Energy Savings by Program (Program to Date)
|  | Reported Savings (kWh) | Verified Savings (kWh) | Realization Rate (%) | MEEIA 3-Year Target (kWh) | Verified Savings (kWh) | % of MEEIA Target Achieved |  |  |  | Percent of Verified Gross Savings (kWh) | Percent Verified Net Savings (kWh) | Percent of Verified Gross Savings (kW) | Percent Verified Net Savings (kW)
Commercial EE Programs | Commercial EE Programs Subtotal | 214473343.5541 | 184054204.1569 | 85.82% | 125328435.2072 | 168823056.7806 | 134.7%
| Business EER - Standard | 158049860.4052 | 125601522.9921 | 79.47% | 58370690.222 | 120577462.0724 | 206.6% |  |  | Business EER - Standard | 48.43% | 51.18% | 26.2% | 26.86%
| Business EER - Custom | 34496376.156 | 34642179.1234 | 100.4% | 44361460.04 | 25118255.7303 | 56.62% |  |  | Business EER - Custom | 13.36% | 10.66% | 8.484% | 6.567%
| Block Bidding | 965961.61 | 767130.5879 | 79.42% | 10059398.3332 | 538918.3031 | 5.357% |  |  | Block Bidding | 0.2958% | 0.2287% | 0.2186% | 0.1647%
| Strategic Energy Management | 16143524 | 19489068.4943 | 120.7% | 9027253.032 | 19489068.4943 | 215.9% |  |  | SEM | 7.515% | 8.272% | 0.4784% | 0.5109%
| Small Bus. Lighting | 4817621.3829 | 3554302.9592 | 73.78% | 3509633.58 | 3099352.1805 | 88.31% |  |  | Small Bus. Lighting | 1.37% | 1.316% | 0.7151% | 0.666%
Residential EE Programs | Residential EE Programs Subtotal | 56934568.7659 | 54677058.6288 | 96.03% | 52738257.938 | 46156042.5173 | 87.52%
| Whole House Efficiency | 15644587.0494 | 13932687.2124 | 89.06% | 17468256 | 11424803.5142 | 65.4% |  |  | Whole House Efficiency | 5.372% | 4.849% | 10.53% | 9.222%
| Income-Eligible Multi-Family | 12353837.6621 | 11291416.4163 | 91.4% | 10577131.688 | 11291416.5851 | 106.8% |  |  | IEMF | 4.354% | 4.793% | 1.626% | 1.737%
| Home Lighting Rebate | 28936144.0544 | 29452955 | 101.8% | 24692870.25 | 23439822.418 | 94.93% |  |  | Home Lighting Rebate | 11.36% | 9.949% | 4.479% | 3.782%
Educational Programs | Educational Programs Subtotal | 18982350 | 15455057 | 81.42% | 15544697 | 15455057 | 99.42%
| Income-Eligible Home Energy Report | 1406789 | 1216306 | 86.46% | 1682756 | 1216306 | 72.28% |  |  | IE Home Energy Report | 0.469% | 0.5163% | 0.4209% | 0.4495%
| Home Energy Report | 17575561 | 14238751 | 81.01% | 13861941 | 14238751 | 102.7% |  |  | Home Energy Report | 5.49% | 6.044% | 4.055% | 4.331%
| Home Online Energy Audit | Educational programs are not part of MEEIA Targets for Energy or Demand Savings. | [7 empty] | Business PT | 0.03428% | 0.03773% | 0.5314% | 0.5676%
| Business Online Energy Audit | [8 empty] | Residential PT | 1.957% | 2.154% | 25.4% | 27.13%
DR Programs | DR Programs Subtotal | 7217364 | 5164566 | 71.56% | 4486482 | 5164566 | 115.1% |  |  | DRI | 0% | 0% | 16.87% | 18.02%
| Business Programmable Thermostat | 141372 | 88897 | 62.88% | 98406 | 88897 | 90.34%
| Residential Programmable Thermostat | 7075992 | 5075669 | 71.73% | 4388076 | 5075669 | 115.7%
| Demand Response Incentive | The Demand Response Incentive Program did not claim any energy savings.
KCP&L-MO TOTAL |  | 297607626.32 | 259350885.7857 | 87.15% | 198097872.1452 | 235598722.2979 | 118.9%
Note: Gross realization rates are the ratio of verified gross savings to reported gross savings and indicates the accuracy of deemed savings tracked by KCP&L-MO.
Coincident Demand Savings at the Customer Meter – Program to Date
Sector | Program |  | Gross |  |  | Net |  |  |  | Distribution of Demand Savings by Program (Program to Date) | [6 empty] | Distribution of Net Demand Savings by Program (Program to Date)
|  | Reported Savings (kW) | Verified Savings (kW) | Realization Rate (%) | MEEIA 3-Year Target (kW) | Verified Savings (kW) | % of MEEIA Target Achieved
Commercial EE Programs | Commercial EE Programs Subtotal | 35775.4345 | 28808.9222 | 80.53% | 27388.7708 | 25983.9076 | 94.87%
| Business EER - Standard | 28405.7436 | 20909.483 | 73.61% | 10933.6198 | 20073.1037 | 183.6%
| Business EER - Custom | 6244.0539 | 6772.2897 | 108.5% | 12127.82 | 4908.0763 | 40.47%
| Block Bidding | 311.3049 | 174.4788 | 56.05% | 1744 | 123.1219 | 7.06%
| Strategic Energy Management | 0 | 381.85 | N/A | 2021.394 | 381.85 | 18.89%
| Small Bus. Lighting | 814.3321 | 570.8206 | 70.1% | 561.937 | 497.7556 | 88.58%
Residential EE Programs | Residential EE Programs Subtotal | 10961.5178 | 13277.8162 | 121.1% | 8362.6387 | 11016.3441 | 131.7%
| Whole House Efficiency | 6734.4215 | 8404.5339 | 124.8% | 4322 | 6891.7178 | 159.5%
| Income-Eligible Multi-Family | 1330.9411 | 1297.9524 | 97.52% | 1542.9512 | 1297.9524 | 84.12%
| Home Lighting Rebate | 2896.1552 | 3575.33 | 123.5% | 2497.6875 | 2826.674 | 113.2%
Educational Programs | Educational Programs Subtotal | 4249.153 | 3572.9092 | 84.09% | 3340 | 3572.9092 | 107%
| Income-Eligible Home Energy Report | 363.893 | 335.9459 | 92.32% | 474 | 335.9459 | 70.87%
| Home Energy Report | 3885.26 | 3236.9632 | 83.31% | 2866 | 3236.9632 | 112.9%
| Home Online Energy Audit | Educational programs are not part of MEEIA Targets for Energy or Demand Savings
Business Online Energy Audit
DR Programs | DR Programs Subtotal | 36242 | 34161.13 | 94.26% | 27235.86 | 34161.13 | 125.4%
| Business Programmable Thermostat | 386 | 424.2 | 109.9% | 268.38 | 424.2 | 158.1%
| Residential Programmable Thermostat | 19356 | 20273.4 | 104.7% | 11967.48 | 20273.4 | 169.4%
| Demand Response Incentive | 16500 | 13463.53 | 81.6% | 15000 | 13463.53 | 89.76%
KCP&L-MO TOTAL |  | 87228.1053 | 79820.7776 | 91.51% | 66327.2695 | 74734.2909 | 112.7%
Note: Gross realization rates are the ratio of verified gross savings to reported gross savings and indicates the accuracy of deemed savings tracked by KCP&L-MO.
NTG Components by Program
Program Name* | Free Ridership | Participant Spillover | Non-Participant Spillover | NTGR
Business EER - Standard | 0.05 | 0.002 | 0.004 | 96%
Business EER - Custom | 0.31 | 0.002 | 0.05 | 74%
Block Bidding | Projects Originating from the Business EER - Custom Program |  |  | 74%
| Projects Originating from the Business EER - Standard Program |  |  | 96%
Strategic Energy Management | Navigant assumed a net-to-gross (NTG) value of 1.0 for the SEM program
Small Bus. Lighting | 0.14 | 0.002 | 0.01 | 87.2%
Whole House Efficiency | 0.33 | 0.02 | 0.14 | 82%
Income-Eligible Multifamily | Deemed 1.0 |  |  | 100%
Home Lighting Rebate | 0.46 | 0.16 | 0 | 70%
Income-Eligible Home Energy Report | Navigant assumed a net-to-gross (NTG) value of 1.0 for the IE HER program
Home Energy Report | Navigant assumed a net-to-gross (NTG) value of 1.0 for the HER program
Home Online Energy Audit | N/A - Savings not claimed in PY2017
Business Online Energy Audit | N/A - Savings not claimed in PY2017
Business Programmable Thermostat | Navigant assumed a net-to-gross (NTG) value of 1.0 for the Programmable Thermostats programs and Demand Response Incentive program
Residential Programmable Thermostat
Demand Response Incentive
Portfolio Level NTG | NA | NA | NA | 93% / 91%*
Note: *A portfolio level NTG of 93% for demand and 91% for energy was calculated by dividing the verified net savings by the verified gross savings
Benefit-Cost Ratios by Program and Cost Test – PY2016
Sector | Program | Total Resource Cost Test | Total Resource Cost Test | Societal Cost Test | Utility Cost Test | Participant Cost Test | Rate Impact Measure Test
|  | KCP&L-MO | Navigant
Commercial EE Programs | Business EER - Standard | 2.5707 | 1.4801 | 1.7137 | 2.537 | 1.9327 | 0.71385
| Business EER - Custom | 0.20382 | 1.0803 | 1.3886 | 1.4755 | 2.1929 | 0.62625
| Block Bidding | N/A | N/A | N/A | N/A | N/A | N/A
| Strategic Energy Management | N/A | N/A | N/A | N/A | N/A | N/A
| Small Business Lighting | N/A | N/A | N/A | N/A | N/A | N/A
Residential EE Programs | Whole House Efficiency | 0.65301 | 0.87732 | 1.0899 | 1.3997 | 1.148 | 0.68851
| Income-Eligible Multifamily | 0.82372 | 0.85191 | 0.94949 | 0.85191 | INF* | 0.35245
| Home Lighting Rebate*** | 1.4416 | 1.6899 | 1.9759 | 2.0474 | 4.263 | 0.51028
Educational Programs | Income-Eligible Home Energy Report | 0.64521 | 0.59159 | 0.59159 | 0.59159 | INF* | 0.33633
| Home Energy Report | 2.2264 | 2.0643 | 2.0643 | 2.0643 | INF* | 0.53917
| Home Online Energy Audit | N/A | N/A | N/A | N/A | N/A | N/A
| Business Online Energy Audit | N/A | N/A | N/A | N/A | N/A | N/A
DR Programs | Business Programmable Thermostat | 2.5094 | 2.0877 | 2.4233 | 2.8277 | 0.97086 | 1.9697
| Residential Programmable Thermostat | 2.04 | 1.6251 | 1.8869 | 2.0644 | 1.2088 | 1.3896
| Demand Response Incentive | 9.7382 | 13.5566 | 13.5566 | 3.019 | 433.3333 | 3.019
*Ratios are infinite because there are positive benefits and no participant costs.
** Navigant did not perform benefit-cost calculations for the Online Home Energy Audit, Online Business Energy Audit, Block Bidding, Strategic Energy Management, or Income-Eligible Weatherization programs because KCP&L-MO does not claim savings for these programs and therefore Navigant did not verify savings.
*** Includes the commercial segment of HLR in total
Benefit-Cost Ratios by Program Groups and Cost Test – PY2016
| Total Resource Cost Test | Societal Cost Test | Utility Cost Test | Participant Cost Test | Rate Impact Measure Test
Portfolio | 1.4173 | 1.6463 | 2.0175 | 2.1013 | 0.72818
EE Programs* | 1.3482 | 1.5858 | 2.0781 | 2.0833 | 0.65329
Residential EE Programs | 1.1989 | 1.4371 | 1.618 | 2.624 | 0.5465
C&I EE Programs | 1.3998 | 1.6362 | 2.281 | 1.9381 | 0.69581
DR Programs | 2.005 | 2.2595 | 2.221 | 1.4562 | 1.5759
*Inclusive of administrative costs for educational program costs, market research, software development, and EM&V.
Benefit-Cost Ratios by Program and Cost Test – PY 2017
Sector | Program | Total Resource Cost Test | Total Resource Cost Test | Societal Cost Test | Utility Cost Test | Participant Cost Test | Rate Impact Measure Test
|  | KCP&L-MO | Navigant
Commercial EE Programs | Business EER - Standard | 2.026 | 1.5352 | 1.8356 | 3.633 | 1.5278 | 0.92519
| Business EER - Custom | 0.94499 | 1.0204 | 1.2692 | 1.6515 | 1.3211 | 0.72665
| Block Bidding | 0.35051 | 0.56431 | 0.71298 | 0.66032 | 2.0631 | 0.43671
| Strategic Energy Management | 2.4188 | 5.0607 | 5.4244 | 5.0607 | 14.103 | 0.62869
| Small Business Lighting | 1.287 | 0.99963 | 1.196 | 1.6352 | 1.3393 | 0.71686
Residential EE Programs | Whole House Efficiency | 0.88249 | 1.1935 | 1.4069 | 1.983 | 1.6821 | 0.7072
| Income-Eligible Multifamily | 1.2766 | 1.2912 | 1.4102 | 1.2892 | INF* | 0.4015
| Home Lighting Rebate*** | 1.3484 | 1.1179 | 1.2426 | 1.7721 | 3.1413 | 0.43925
Educational Programs | Income-Eligible Home Energy Report | 0.43749 | 0.42594 | 0.42594 | 0.42594 | INF* | 0.23638
| Home Energy Report | 1.2586 | 1.2598 | 1.2598 | 1.2598 | INF* | 0.42563
| Home Online Energy Audit | N/A | N/A | N/A | N/A | N/A | N/A
| Business Online Energy Audit | N/A | N/A | N/A | N/A | N/A | N/A
DR Programs | Business Programmable Thermostat | 1.6621 | 1.8191 | 2.1098 | 2.9138 | 0.30252 | 2.4143
| Residential Programmable Thermostat | 2.2359 | 2.3294 | 2.7019 | 4.6672 | 0.75995 | 2.5026
| Demand Response Incentive | 7.955 | 7.5928 | 7.5928 | 2.4209 | INF* | 2.4209
*Ratios are infinite because there are positive benefits and no participant costs.
** Navigant did not perform benefit-cost calculations for the Online Home Energy Audit, Online Business Energy Audit, Block Bidding, Strategic Energy Management, or Income-Eligible Weatherization programs because KCP&L-MO does not claim savings for these programs and therefore Navigant did not verify savings.
*** Includes the commercial segment of HLR in total
Benefit-Cost Ratios by Program Groups and Cost Test – PY 2017
| Total Resource Cost Test | Societal Cost Test | Utility Cost Test | Participant Cost Test | Rate Impact Measure Test
Portfolio | 1.6301 | 1.9044 | 3.0015 | 1.7671 | 0.95455
EE Programs* | 1.4476 | 1.7108 | 2.7983 | 1.8268 | 0.77856
Residential EE Programs | 1.1784 | 1.351 | 1.7965 | 2.4998 | 0.5481
C&I EE Programs | 1.5222 | 1.8106 | 3.179 | 1.6763 | 0.85584
DR Programs | 2.4634 | 2.8234 | 4.276 | 0.87358 | 2.4936
*Inclusive of administrative costs for educational program costs, market research, software development, and EM&V.
Benefit-Cost Ratios by Program and Cost Test – PY 2018
Sector | Program | Total Resource Cost Test | Total Resource Cost Test | Societal Cost Test | Utility Cost Test | Participant Cost Test | Rate Impact Measure Test
|  | KCP&L-MO | Navigant
Commercial EE Programs | Business EER - Standard | 1.2458 | 1.3363 | 1.5936 | 4.8305 | 1.3406 | 0.91085
| Business EER - Custom | 1.1325 | 1.2493 | 1.5547 | 2.9149 | 1.3157 | 0.82972
| Block Bidding | 0.75611 | 0.44 | 0.55 | 0.83 | 0.61 | 0.51
| Strategic Energy Management | -0.044107 | N/A | N/A | N/A | N/A | N/A
| Small Business Lighting | 0.030521 | N/A | N/A | N/A | N/A | N/A
Residential EE Programs | Whole House Efficiency | 0.89625 | 1.0821 | 1.3097 | 2.014 | 1.7886 | 0.6
| Income-Eligible Multifamily | 0.67213 | 1.4019 | 1.7039 | 1.4019 | 7.0003 | 0.36976
| Home Lighting Rebate*** | 1.1388 | 2.0495 | 2.2765 | 1.8325 | 14.8668 | 0.42212
Educational Programs | Income-Eligible Home Energy Report | 1.3217 | 1.1824 | 1.1824 | 1.1824 | INF* | 0.40519
| Home Energy Report | 4.0763 | 3.3467 | 3.3467 | 3.3467 | INF* | 0.47883
| Home Online Energy Audit | N/A | N/A | N/A | N/A | N/A | N/A
| Business Online Energy Audit | N/A | N/A | N/A | N/A | N/A | N/A
DR Programs | Business Programmable Thermostat | 0.17818 | 0.34864 | 0.4043 | 0.35488 | 1.0845 | 0.34628
| Residential Programmable Thermostat | -0.30705 | 0.33838 | 0.39217 | 0.30232 | 2.1977 | 0.30978
| Demand Response Incentive | 7.9013 | 6.8919 | 6.8919 | 2.0191 | 537.7332 | 2.0191
*Ratios are infinite because there are positive benefits and no participant costs.
** Navigant did not perform benefit-cost calculations for the Online Home Energy Audit, Online Business Energy Audit, Block Bidding, Strategic Energy Management, or Income-Eligible Weatherization programs because KCP&L-MO does not claim savings for these programs and therefore Navigant did not verify savings.
*** Includes the commercial segment of HLR in total
Benefit-Cost Ratios by Program Groups and Cost Test – PY 2018
| Total Resource Cost Test | Societal Cost Test | Utility Cost Test | Participant Cost Test | Rate Impact Measure Test
Portfolio | 1.2814 | 1.5301 | 2.5284 | 1.7347 | 0.7337
EE Programs* | 1.274 | 1.5413 | 2.9174 | 1.6412 | 0.74052
Residential EE Programs | 1.3196 | 1.5694 | 1.7336 | 3.7559 | 0.46357
C&I EE Programs | 1.2636 | 1.5348 | 3.4904 | 1.3141 | 0.86473
DR Programs | 1.3739 | 1.4193 | 0.93101 | 7.8895 | 0.94411
*Inclusive of administrative costs for educational program costs, market research, software development, and EM&V.
Benefit-Cost Ratios by Program and Cost Test – Program to Date
Sector | Program | Total Resource Cost Test | Total Resource Cost Test | Societal Cost Test | Utility Cost Test | Participant Cost Test | Rate Impact Measure Test
|  | KCP&L-MO | Navigant
Commercial EE Programs | Business EER - Standard | N/A | 1.472 | 1.7385 | 3.3029 | 1.6393 | 0.83646
| Business EER - Custom | N/A | 1.1664 | 1.4612 | 2.2297 | 1.3886 | 0.76957
| Block Bidding | N/A | 0.4807 | 0.60607 | 0.75226 | 0.86629 | 0.47592
| Strategic Energy Management | N/A | 4.0833 | 4.3486 | 4.0063 | 14.1512 | 0.63909
| Small Business Lighting | N/A | 0.85348 | 1.0086 | 1.1849 | 1.4595 | 0.58575
Residential EE Programs | Whole House Efficiency | N/A | 1.0529 | 1.2768 | 1.7716 | 1.5293 | 0.67056
| Income-Eligible Multifamily | N/A | 1.243 | 1.4582 | 1.2424 | 11.7431 | 0.37544
| Home Lighting Rebate*** | N/A | 1.494 | 1.7001 | 1.9199 | 4.3559 | 0.47134
Educational Programs | Income-Eligible Home Energy Report | N/A | 0.57526 | 0.57745 | 0.57526 | INF* | 0.29954
| Home Energy Report | N/A | 1.8416 | 1.8439 | 1.8416 | INF* | 0.47949
| Home Online Energy Audit | N/A | N/A | N/A | N/A | N/A | N/A
| Business Online Energy Audit | N/A | N/A | N/A | N/A | N/A | N/A
DR Programs | Business Programmable Thermostat | N/A | 1.5941 | 1.8331 | 2.2429 | 0.51472 | 1.8657
| Residential Programmable Thermostat | N/A | 1.9211 | 2.2313 | 2.9576 | 0.93907 | 1.8734
| Demand Response Incentive | N/A | 8.8057 | 8.7027 | 2.4632 | 693.8816 | 2.4632
*Ratios are infinite because there are positive benefits and no participant costs.
** Navigant did not perform benefit-cost calculations for the Online Home Energy Audit, Online Business Energy Audit, Block Bidding, Strategic Energy Management, or Income-Eligible Weatherization programs because KCP&L-MO does not claim savings for these programs and therefore Navigant did not verify savings.
*** Includes all components of HLR which covers both residential and commercial cross sector sales
Benefit-Cost Ratios by Program Groups and Cost Test – Program to Date
| Total Resource Cost Test | Societal Cost Test | Utility Cost Test | Participant Cost Test | Rate Impact Measure Test
Portfolio | 1.4701 | 1.7229 | 2.5149 | 1.8638 | 0.81953
EE Programs* | 1.3653 | 1.6215 | 2.5535 | 1.852 | 0.7254
Residential EE Programs | 1.2206 | 1.4378 | 1.7108 | 2.8275 | 0.52233
C&I EE Programs | 1.4065 | 1.673 | 2.9133 | 1.6418 | 0.80373
DR Programs | 2.203 | 2.4981 | 2.8464 | 1.1815 | 1.9518
*Inclusive of administrative costs for educational program costs, market research, software development, and EM&V.
Program Administrative Costs - PY2016
Sector | Program | Rebate Costs | Direct Program Admin Costs** | Indirect Program Admin Costs | Total Costs | Benefits from Energy Savings | Benefits from Demand Savings | Total Benefits | Total Net Benefits
Commercial EE Programs | BUSINESS EER - Standard | 5886800.1001 | 1694684.08 | * | 7581484.1801 | 12438352.5817 | 6796108.5232 | 19234461.1049 | 11652976.9248
| BUSINESS EER - Custom | 307085 | 1073633.45 | * | 1380718.45 | 1283997.2075 | 753189.6305 | 2037186.838 | 656468.388
| Block Bidding | 0 | 232993.76 | * | 232993.76 | 0 | 0 | 0 | -232993.76
| Strategic Energy Management | 0 | 246688.64 | * | 246688.64 | 0 | 0 | 0 | -246688.64
| Small Business Lighting | 273146.5 | 310960.61 | * | 584107.11 | 328098.9939 | 175618.5758 | 503717.5697 | -80389.5403
Residential EE Programs | Whole House Efficiency | 613309.07 | 1193452.45 | * | 1806761.52 | 931120.1406 | 1597797.5541 | 2528917.6947 | 722156.1747
| Income-Eligible Multi-Family | 0 | 533024.55 | * | 533024.55 | 324185.392 | 129905.0506 | 454090.4426 | -78934.1074
| Home Lighting Rebate*** | 892128.13 | 977344.93 | * | 1869473.06 | 2728651.343 | 1098816.9228 | 3827468.2658 | 1957995.2058
Educational Programs | Income-Eligible Home Energy Report | 0 | 151085.39 | * | 151085.39 | 42531.6718 | 46848.2428 | 89379.9146 | -61705.4754
| Home Energy Report | 0 | 477263.4 | * | 477263.4 | 500761.5822 | 484476.3173 | 985237.8995 | 507974.4995
| Online Home Energy Audit | 0 | 169076.46 | * | 169076.46 | 0 | 0 | 0 | -169076.46
| Online Business Energy Audit | 0 | 24462.7 | * | 24462.7 | 0 | 0 | 0 | -24462.7
DR Programs | Business Programmable Thermostat | 13327.1838 | 22140.82 | * | 35468.0038 | 10557.1875 | 89736.376 | 100293.5635 | 64825.5597
| Residential Programmable Thermostat | 881543.862 | 2061907.81 | * | 2943451.672 | 743135.4795 | 5333287.3017 | 6076422.7813 | 3132971.1092
| Demand Response Incentive | 429000 | 121633.89 | * | 550633.89 | 0 | 1662357.0026 | 1662357.0026 | 1111723.1126
Portfolio | Portfolio Total | 9296339.8459 | 9292025.78 | * | 18588365.6259 | 19331391.5797 | 18168141.4975 | 37499533.0772 | 18912840.2913
*KCP&L allocates indirect program administrative costs to programs as a percentage of total budget. These costs are not tracked separately from direct program administrative costs and are therefore included in that total.
** Portfolio Total Direct Program Admin Costs include a Portfolio cost of $1672.84 which represents costs that are not allocated to a specific program.
Program Administrative Costs - PY2017
Sector | Program | Rebate Costs | Direct Program Admin Costs** | Indirect Program Admin Costs | Total Costs | Benefits from Energy and Demand Savings*** | Total Benefits | Total Net Benefits
Commercial EE Programs | BUSINESS EER - Standard | 5291553.9228 | 1563077.7372 |  | 6854631.66 | 24903035.3144 | 24903035.3144 | 18048403.6545
| BUSINESS EER - Custom | 629125.2477 | 1167292.6342 |  | 1796417.882 | 2966831.1564 | 2966831.1564 | 1170413.2744
| Block Bidding | 10166.2208 | 188044.1516 |  | 198210.3724 | 130881.5527 | 130881.5527 | -67328.8197
| Strategic Energy Management | 283862.1424 | 276173.4461 |  | 560035.5885 | 2834151.1034 | 2834151.1034 | 2274115.5149
| Small Business Lighting | 323840.9178 | 274069.4988 |  | 597910.4166 | 977679.8785 | 977679.8785 | 379769.4619
Residential EE Programs | Whole House Efficiency | 1036359.1138 | 872961.5732 |  | 1909320.6869 | 3786213.8259 | 3786213.8259 | 1876893.1389
| Income-Eligible Multi-Family | 955.4346 | 640922.4828 |  | 641877.9174 | 827528.5979 | 827528.5979 | 185650.6806
| Home Lighting Rebate*** | 513692.4455 | 738009.7591 |  | 1251702.2046 | 2218082.5779 | 2218082.5779 | 966380.3733
Educational Programs | Income-Eligible Home Energy Report | 0 | 224419.6272 |  | 224419.6272 | 95589.2057 | 95589.2057 | -128830.4215
| Home Energy Report | 0 | 678715.305 |  | 678715.305 | 855014.5212 | 855014.5212 | 176299.2162
| Online Home Energy Audit | 0 | 48282.9114 |  | 48282.9114 | 0 | 0 | -48282.9114
| Online Business Energy Audit | 0 | 11180.6158 |  | 11180.6158 | 0 | 0 | -11180.6158
DR Programs | Business Programmable Thermostat | 0 | 108535.2296 |  | 108535.2296 | 316246.3754 | 316246.3754 | 207711.1458
| Residential Programmable Thermostat | 19850.0544 | 3148985.572 |  | 3168835.6265 | 14789706.1642 | 14789706.1642 | 11620870.5377
| Demand Response Incentive | 400918.3094 | 187665.9179 |  | 588584.2272 | 1424911.3047 | 1424911.3047 | 836327.0775
Portfolio | Portfolio Total | 8510323.8092 | 10128336.4619 |  | 18638660.271 | 56125871.5783 | 56125871.5783 | 37487211.3072
*KCP&L allocates indirect program administrative costs to programs as a percentage of total budget. These costs are not tracked separately from direct program administrative costs and are therefore included in that total.
***DSMore energy and demand benefit exported results given summed.
Program Administrative Costs - PY2018
Sector | Program | Rebate Costs | Direct Program Admin Costs** | Indirect Program Admin Costs | Total Costs | Benefits from Energy and Demand Savings*** | Total Benefits | Total Net Benefits
Commercial EE Programs | BUSINESS EER - Standard | 1598767.61 | 1210318.91 |  | 2809086.52 | 11206804.804 | 11206804.804 | 8397718.284
| BUSINESS EER - Custom | 2240540.62 | 1435610.73 |  | 3676151.35 | 8849886.0796 | 8849886.0796 | 5173734.7296
| Block Bidding | 37625.37 | 248037.34 |  | 285662.71 | 195701.1347 | 195701.1347 | -89961.5753
| Strategic Energy Management | 17106.34 | 212103.22 |  | 229209.56 | 167897.901 | 167897.901 | -61311.659
| Small Business Lighting | 1832 | 82382.19 |  | 84214.19 | 1602.2127 | 1602.2127 | -82611.9773
Residential EE Programs | Whole House Efficiency | 667290.65 | 672572.86 |  | 1339863.51 | 2228666.3952 | 2228666.3952 | 888802.8852
| Income-Eligible Multi-Family | 538695.83 | 813678.03 |  | 1352373.86 | 1565815.7166 | 1565815.7166 | 213441.8566
| Home Lighting Rebate*** | 242960.6 | 493974.78 |  | 736935.38 | 1115281.4021 | 1115281.4021 | 378346.0221
Educational Programs | Income-Eligible Home Energy Report | 0 | 61911.93 |  | 61911.93 | 60457.8837 | 60457.8837 | -1454.0463
| Home Energy Report | 0 | 232162.78 |  | 232162.78 | 641692.4716 | 641692.4716 | 409529.6916
| Online Home Energy Audit | 0 | 19032.55 |  | 19032.55 | 0 | 0 | -19032.55
| Online Business Energy Audit | 0 | 11551.98 |  | 11551.98 | 0 | 0 | -11551.98
DR Programs | Business Programmable Thermostat | 1725 | 58275.54 |  | 60000.54 | 17585.9236 | 17585.9236 | -42414.6164
| Residential Programmable Thermostat | 226150 | 1045529.58 |  | 1271679.58 | 317521.8267 | 317521.8267 | -954157.7533
| Demand Response Incentive | 542984.06 | 223560.57 |  | 766544.63 | 1278249.8643 | 1278249.8643 | 511705.2343
Portfolio | Portfolio Total** | 6115678.08 | 6820702.99 | 0 | 12936381.07 | 27647163.6159 | 27647163.6159 | 14710782.5459
*KCP&L allocates indirect program administrative costs to programs as a percentage of total budget. These costs are not tracked separately from direct program administrative costs and are therefore included in that total.
**Research and Pilot spending not included for program only spending phase consistency.
***DSMore energy and demand benefit exported results given summed.
Program Administrative Costs - Program to Date
Sector | Program | Rebate Costs | Direct Program Admin Costs** | Indirect Program Admin Costs | Total Costs | Benefits from Energy and Demand Savings*** | Total Benefits | Total Net Benefits
Commercial EE Programs | BUSINESS EER - Standard | 12777121.6329 | 4468080.7272 |  | 17245202.3601 | 55344301.2233 | 55344301.2233 | 38099098.8633
| BUSINESS EER - Custom | 3176750.8677 | 3676536.8142 |  | 6853287.682 | 13853904.074 | 13853904.074 | 7000616.392
| Block Bidding | 47791.5908 | 669075.2516 |  | 716866.8424 | 326582.6875 | 326582.6875 | -390284.1549
| Strategic Energy Management | 300968.4824 | 734965.3061 |  | 1035933.7885 | 3002049.0044 | 3002049.0044 | 1966115.216
| Small Business Lighting | 598819.4178 | 667412.2988 |  | 1266231.7166 | 1482999.6609 | 1482999.6609 | 216767.9443
Residential EE Programs | Whole House Efficiency | 2316958.8338 | 2738986.8832 |  | 5055945.7169 | 8543797.9158 | 8543797.9158 | 3487852.1988
| Income-Eligible Multi-Family | 539651.2646 | 1987625.0628 |  | 2527276.3274 | 2847434.7571 | 2847434.7571 | 320158.4297
| Home Lighting Rebate*** | 1648781.1755 | 2209329.4691 |  | 3858110.6446 | 7160832.2458 | 7160832.2458 | 3302721.6012
Educational Programs | Income-Eligible Home Energy Report | 0 | 437416.9472 |  | 437416.9472 | 245427.004 | 245427.004 | -191989.9432
| Home Energy Report | 0 | 1388141.485 |  | 1388141.485 | 2481944.8924 | 2481944.8924 | 1093803.4073
| Online Home Energy Audit | 0 | 236391.9214 |  | 236391.9214 | 0 | 0 | -236391.9214
| Online Business Energy Audit | 0 | 47195.2958 |  | 47195.2958 | 0 | 0 | -47195.2958
DR Programs | Business Programmable Thermostat | 15052.1838 | 188951.5896 |  | 204003.7734 | 434125.8625 | 434125.8625 | 230122.0891
| Residential Programmable Thermostat | 1127543.9165 | 6256422.962 |  | 7383966.8785 | 21183650.7722 | 21183650.7722 | 13799683.8936
| Demand Response Incentive | 1372902.3694 | 532860.3779 |  | 1905762.7472 | 4365518.1716 | 4365518.1716 | 2459755.4244
Portfolio | Portfolio Total | 23922341.7351 | 26239392.3919 | 0 | 50161734.127 | 121272568.2714 | 121272568.2714 | 71110834.1444
*KCP&L allocates indirect program administrative costs to programs as a percentage of total budget. These costs are not tracked separately from direct program administrative costs and are therefore included in that total.
***DSMore energy and demand benefit exported results given summed.
MEEIA 2 - Discount Rate Matrix
Benefit Cost Test
TRC | UCT | RIM | SCT | PCT
6.58% | 6.58% | 6.58% | 3% | 10%
Note: The EM&V report applied the following discount rates when calculating net present value.
This chart isn't available in your version of Excel. Editing this shape or saving this workbook into a different file format will permanently break the chart.
This chart isn't available in your version of Excel. Editing this shape or saving this workbook into a different file format will permanently break the chart.
This chart isn't available in your version of Excel. Editing this shape or saving this workbook into a different file format will permanently break the chart.
This chart isn't available in your version of Excel. Editing this shape or saving this workbook into a different file format will permanently break the chart.
This chart isn't available in your version of Excel. Editing this shape or saving this workbook into a different file format will permanently break the chart.
This chart isn't available in your version of Excel. Editing this shape or saving this workbook into a different file format will permanently break the chart.
This chart isn't available in your version of Excel. Editing this shape or saving this workbook into a different file format will permanently break the chart.
This chart isn't available in your version of Excel. Editing this shape or saving this workbook into a different file format will permanently break the chart.

## Overall Results PY 2017
KCP&L-MO Evaluation, Measurement, and Verification Report – Appendix Databook
Overall Portfolio: Data Tables | [10 empty] | Overall Program: Figures
Data is sourced to Navigant analysis unless otherwise noted.
Energy Savings at the Customer Meter – PY 2017 | [9 empty] | Distribution of Gross Energy Savings by Program (PY2017) | [6 empty] | Distribution of Net Energy Savings by Program (PY2017)
Sector | Program |  | Gross |  |  | Net
|  | Reported Savings (kWh) | Verified Savings (kWh) | Realization Rate (%) | MEEIA 3-Year Target (kWh) | Verified Savings (kWh) | % of MEEIA Target Achieved | [5 empty] | Verified Gross | % of total Gross | Verified Net | % of total Net
Commercial EE Programs | Commercial EE Programs Subtotal | 92064238.3396 | 85182216.1987 | 92.52% | 125328435.2072 | 79428490.914 | 63.38%
| Business EER - Standard | 64591701.4925 | 53934256.6961 | 83.5% | 58370690.222 | 51776886.4283 | 88.7% |  |  |  | Business EER - Standard |  | 53934256.6961 | 42.06% | 51776886.4283 | 43.41%
| Business EER - Custom | 8241135.98 | 8186228.3337 | 99.33% | 44361460.04 | 4993599.2835 | 11.26% |  |  |  | Business EER - Custom |  | 8186228.3337 | 6.384% | 4993599.2835 | 4.186%
| Block Bidding | 225771.05 | 328092.0941 | 145.3% | 10059398.3332 | 214029.8177 | 2.128% |  |  |  | Block Bidding |  | 328092.0941 | 0.2559% | 214029.8177 | 0.1794%
| Strategic Energy Management | 16267234 | 20470641.4943 | 125.8% | 9027253.032 | 20470641.4943 | 226.8% |  |  |  | SEM |  | 20470641.4943 | 15.96% | 20470641.4943 | 17.16%
| Small Bus. Lighting | 2738395.8171 | 2262997.5806 | 82.64% | 3509633.58 | 1973333.8903 | 56.23% |  |  |  | Small Bus. Lighting |  | 2262997.5806 | 1.765% | 1973333.8903 | 1.654%
Residential EE Programs | Residential EE Programs Subtotal | 23921739.1736 | 22030910.4448 | 92.1% | 52738257.6273 | 18837830.2031 | 35.72%
| Whole House Efficiency | 6287651.2536 | 6080785.6136 | 96.71% | 17468255.6893 | 4986244.2031 | 28.54% |  |  |  | Whole House Efficiency |  | 6080785.6136 | 4.742% | 4986244.2031 | 4.18%
| Income-Eligible Multi-Family | 5333998.4 | 4183845.8313 | 78.44% | 10577131.688 | 4183846 | 39.56% |  |  |  | IEMF |  | 4183845.8313 | 3.263% | 4183846 | 3.507%
| Home Lighting Rebate | 12300089.52 | 11766279 | 95.66% | 24692870.25 | 9667740 | 39.15% |  |  |  | Home Lighting Rebate |  | 11766279 | 9.176% | 9667740 | 8.105%
Educational Programs | Educational Programs Subtotal | 18003963 | 18003963 | 100% | 15544697 | 18003963 | 115.8%
| Income-Eligible Home Energy Report | 2145453 | 2145453 | 100% | 1682756 | 2145453 | 127.5% |  |  |  | IE Home Energy Report |  | 2145453 | 1.673% | 2145453 | 1.799%
| Home Energy Report | 15858510 | 15858510 | 100% | 13861941 | 15858510 | 114.4% |  |  |  | Home Energy Report |  | 15858510 | 12.37% | 15858510 | 13.29%
| Home Online Energy Audit | Educational programs are not part of MEEIA Targets for Energy or Demand Savings.
Business Online Energy Audit
DR Programs | DR Programs Subtotal | 4896738 | 3014341 | 61.56% | 4486482 | 3014341 | 67.19%
| Business Programmable Thermostat | 97944 | 53955 | 55.09% | 98406 | 53955 | 54.83% |  |  |  | Business Programmable Thermostat |  | 53955 | 0.04208% | 53955 | 0.04523%
| Residential Programmable Thermostat | 4798794 | 2960386 | 61.69% | 4388076 | 2960386 | 67.46% |  |  |  | Residential Programmable Thermostat |  | 2960386 | 2.309% | 2960386 | 2.482%
| Demand Response Incentive | The Demand Response Incentive Program did not claim any energy savings. | [8 empty] | Demand Response Incentive |  | 0 |  | 0 | 0%
KCP&L-MO TOTAL |  | 138886678.5132 | 128231430.6435 | 92.33% | 198097871.8345 | 119284625.1172 | 60.21% | [5 empty] | 128231430.6435 |  | 119284625.1172 | 100%
Note: Gross realization rates are the ratio of verified gross savings to reported gross savings and indicates the accuracy of deemed savings tracked by KCP&L-MO.
Coincident Demand Savings at the Customer Meter – PY 2017
Sector | Program |  | Gross |  |  | Net |  |  |  | Distribution of Demand Savings by Program (PY2017) | [6 empty] | Distribution of Net Demand Savings by Program (PY2017)
|  | Reported Savings (kW) | Verified Savings (kW) | Realization Rate (%) | MEEIA 3-Year Target (kW) | Verified Savings (kW) | % of MEEIA Target Achieved
Commercial EE Programs | Commercial EE Programs Subtotal | 12610.2886 | 10361.642 | 82.17% | 27388.7708 | 9362.1153 | 34.18%
| Business EER - Standard | 11023.9335 | 8409.1231 | 76.28% | 10933.6198 | 8072.7581 | 73.83% | [5 empty] | Verified Gross | % of total Gross | Verified Net | % of total Net
| Business EER - Custom | 1113.17 | 1523.6374 | 136.9% | 12127.82 | 929.4188 | 7.664% |  |  |  | Business EER - Custom |  | 1523.6374 | 3.253% | 929.4188 | 2.07%
| Block Bidding | 18.83 | 61.0149 | 324% | 1744 | 39.1586 | 2.245% |  |  |  | Business EER - Standard |  | 8409.1231 | 17.95% | 8072.7581 | 17.98%
| Strategic Energy Management | 0 | 0 | N/A | 2021.394 | 0 | 0% |  |  |  | Small Bus. Lighting |  | 367.8667 | 0.7853% | 320.7797 | 0.7143%
| Small Bus. Lighting | 454.3551 | 367.8667 | 80.96% | 561.937 | 320.7797 | 57.08% |  |  |  | Whole House Efficiency |  | 4057.8234 | 8.662% | 3327.4152 | 7.409%
Residential EE Programs | Residential EE Programs Subtotal | 4155.6677 | 5831.1534 | 140.3% | 8362.6817 | 4872.4152 | 58.26%
| Whole House Efficiency | 2376.6265 | 4057.8234 | 170.7% | 4322.043 | 3327.4152 | 76.99% |  |  |  | Income-Eligible Multi-Family |  | 458 | 0.9777% | 458 | 1.02%
| Income-Eligible Multi-Family | 547.1412 | 458 | 83.71% | 1542.9512 | 458 | 29.68% |  |  |  | Home Lighting Rebate |  | 1315.33 | 2.808% | 1087 | 2.421%
| Home Lighting Rebate | 1231.9 | 1315.33 | 106.8% | 2497.6875 | 1087 | 43.52% |  |  |  | Income-Eligible Home Energy Report |  | 296.4758 | 0.6329% | 296.4758 | 0.6602%
Educational Programs | Educational Programs Subtotal | 3781 | 3765.0383 | 99.58% | 3340 | 3765.0383 | 112.7%
| Income-Eligible Home Energy Report | 319 | 296.4758 | 92.94% | 474 | 296.4758 | 62.55% |  |  |  | Home Energy Report |  | 3468.5625 | 7.404% | 3468.5625 | 7.724%
| Home Energy Report | 3462 | 3468.5625 | 100.2% | 2866 | 3468.5625 | 121% |  |  |  | Residential Programmable Thermostat |  | 14294 | 30.51% | 14294 | 31.83%
| Home Online Energy Audit | Educational programs are not part of MEEIA Targets for Energy or Demand Savings | [8 empty] | Business Programmable Thermostat |  | 309.4 | 0.6605% | 309.4 | 0.689%
| Business Online Energy Audit | [9 empty] | Demand Response Incentive |  | 12344 | 26.35% | 12344 | 27.49%
DR Programs | DR Programs Subtotal | 27155.5 | 26947.4 | 99.23% | 27235.86 | 26947.4 | 98.94%
| Business Programmable Thermostat | 267.12 | 309.4 | 115.8% | 268.38 | 309.4 | 115.3% | [5 empty] | 46844.2188 | 1 | 44907.8102 | 1
| Residential Programmable Thermostat | 13120.38 | 14294 | 108.9% | 11967.48 | 14294 | 119.4%
| Demand Response Incentive | 13768 | 12344 | 89.66% | 15000 | 12344 | 82.29%
KCP&L-MO TOTAL |  | 47702.4563 | 46905.2337 | 98.33% | 66327.3125 | 44946.9688 | 67.77%
Note: Gross realization rates are the ratio of verified gross savings to reported gross savings and indicates the accuracy of deemed savings tracked by KCP&L-MO.
Energy Savings at the Customer Meter – Program to Date
Sector | Program |  | Gross |  |  | Net |  |  |  | Distribution of Gross Energy Savings by Program (Program to Date) | [6 empty] | Distribution of Net Energy Savings by Program (Program to Date)
|  | Reported Savings (kWh) | Verified Savings (kWh) | Realization Rate (%) | MEEIA 3-Year Target (kWh) | Verified Savings (kWh) | % of MEEIA Target Achieved |  |  |  | Percent of Verified Gross Savings (kWh) | Percent Verified Net Savings (kWh) | Percent of Verified Gross Savings (kW) | Percent Verified Net Savings (kW)
Commercial EE Programs | Commercial EE Programs Subtotal | 165339420.7351 | 132383376.1787 | 80.07% | 125328435.2072 | 124506755.9316 | 99.34%
| Business EER - Standard | 132721811.0852 | 96808340.9961 | 72.94% | 58370690.222 | 92936007.3563 | 159.2% |  |  | Business EER - Standard | 50.01% | 51.6% | 23.99% | 24.12%
| Business EER - Custom | 11311976.46 | 11226522.0137 | 99.24% | 44361460.04 | 7790669.4691 | 17.56% |  |  | Business EER - Custom | 5.8% | 4.326% | 3.221% | 2.326%
| Block Bidding | 225771.05 | 328092.0941 | 145.3% | 10059398.3332 | 214029.8177 | 2.128% |  |  | Block Bidding | 0.1695% | 0.1188% | 0.0959% | 0.06446%
| Strategic Energy Management | 16267234 | 20470641.4943 | 125.8% | 9027253.032 | 20470641.4943 | 226.8% |  |  | SEM | 10.58% | 11.37% | 0% | 0%
| Small Bus. Lighting | 4812628.1399 | 3549779.5806 | 73.76% | 3509633.58 | 3095407.7943 | 88.2% |  |  | Small Bus. Lighting | 1.834% | 1.719% | 0.8957% | 0.818%
Residential EE Programs | Residential EE Programs Subtotal | 40716944.493 | 37992873.3061 | 93.31% | 52738257.6273 | 32395975.248 | 61.43%
| Whole House Efficiency | 9090633.5416 | 9544725.8049 | 105% | 17468255.6893 | 7826675.16 | 44.81% |  |  | Whole House Efficiency | 4.931% | 4.346% | 9.574% | 8.222%
| Income-Eligible Multi-Family | 7601396.897 | 6024071.5013 | 79.25% | 10577131.688 | 6024071.67 | 56.95% |  |  | IEMF | 3.112% | 3.345% | 1.021% | 1.07%
| Home Lighting Rebate | 24024914.0544 | 22424076 | 93.34% | 24692870.25 | 18545228.418 | 75.1% |  |  | Home Lighting Rebate | 11.58% | 10.3% | 4.018% | 3.491%
Educational Programs | Educational Programs Subtotal | 18003963 | 18003963 | 100% | 15544697 | 18003963 | 115.8%
| Income-Eligible Home Energy Report | 2145453 | 2145453 | 100% | 1682756 | 2145453 | 127.5% |  |  | IE Home Energy Report | 1.108% | 1.191% | 0.466% | 0.488%
| Home Energy Report | 15858510 | 15858510 | 100% | 13861941 | 15858510 | 114.4% |  |  | Home Energy Report | 8.193% | 8.806% | 5.452% | 5.71%
| Home Online Energy Audit | Educational programs are not part of MEEIA Targets for Energy or Demand Savings. | [7 empty] | Business PT | 0.04434% | 0.04765% | 0.6337% | 0.6637%
| Business Online Energy Audit | [8 empty] | Residential PT | 2.637% | 2.834% | 31.23% | 32.71%
DR Programs | DR Programs Subtotal | 7333326 | 5189875 | 70.77% | 4486482 | 5189875 | 115.7% |  |  | DRI | 0% | 0% | 19.4% | 20.32%
| Business Programmable Thermostat | 137676 | 85821 | 62.34% | 98406 | 85821 | 87.21%
| Residential Programmable Thermostat | 7195650 | 5104054 | 70.93% | 4388076 | 5104054 | 116.3%
| Demand Response Incentive | The Demand Response Incentive Program did not claim any energy savings.
KCP&L-MO TOTAL |  | 231393654.2281 | 193570087.4848 | 83.65% | 198097871.8345 | 180096569.1796 | 90.91%
Note: Gross realization rates are the ratio of verified gross savings to reported gross savings and indicates the accuracy of deemed savings tracked by KCP&L-MO.
Coincident Demand Savings at the Customer Meter – Program to Date
Sector | Program |  | Gross |  |  | Net |  |  |  | Distribution of Demand Savings by Program (Program to Date) | [6 empty] | Distribution of Net Demand Savings by Program (Program to Date)
|  | Reported Savings (kW) | Verified Savings (kW) | Realization Rate (%) | MEEIA 3-Year Target (kW) | Verified Savings (kW) | % of MEEIA Target Achieved
Commercial EE Programs | Commercial EE Programs Subtotal | 25632.5081 | 17944.912 | 70.01% | 27388.7708 | 16603.2441 | 60.62%
| Business EER - Standard | 23249.2683 | 15264.5331 | 65.66% | 10933.6198 | 14653.9517 | 134%
| Business EER - Custom | 1551.1 | 2049.4974 | 132.1% | 12127.82 | 1413.21 | 11.65%
| Block Bidding | 18.83 | 61.0149 | 324% | 1744 | 39.1586 | 2.245%
| Strategic Energy Management | 0 | 0 | N/A | 2021.394 | 0 | 0%
| Small Bus. Lighting | 813.3098 | 569.8667 | 70.07% | 561.937 | 496.9237 | 88.43%
Residential EE Programs | Residential EE Programs Subtotal | 6732.7832 | 9297.6245 | 138.1% | 8362.6817 | 7765.4869 | 92.86%
| Whole House Efficiency | 3549.0174 | 6091.5645 | 171.6% | 4322.043 | 4995.0829 | 115.6%
| Income-Eligible Multi-Family | 777.6106 | 649.73 | 83.55% | 1542.9512 | 649.73 | 42.11%
| Home Lighting Rebate | 2406.1552 | 2556.33 | 106.2% | 2497.6875 | 2120.674 | 84.91%
Educational Programs | Educational Programs Subtotal | 3781 | 3765.0383 | 99.58% | 3340 | 3765.0383 | 112.7%
| Income-Eligible Home Energy Report | 319 | 296.4758 | 92.94% | 474 | 296.4758 | 62.55%
| Home Energy Report | 3462 | 3468.5625 | 100.2% | 2866 | 3468.5625 | 121%
| Home Online Energy Audit | Educational programs are not part of MEEIA Targets for Energy or Demand Savings
Business Online Energy Audit
DR Programs | DR Programs Subtotal | 27155.5 | 32616 | 120.1% | 27235.86 | 32616 | 119.8%
| Business Programmable Thermostat | 267.12 | 403.2 | 150.9% | 268.38 | 403.2 | 150.2%
| Residential Programmable Thermostat | 13120.38 | 19868.8 | 151.4% | 11967.48 | 19868.8 | 166%
| Demand Response Incentive | 13768 | 12344 | 89.66% | 15000 | 12344 | 82.29%
KCP&L-MO TOTAL |  | 63301.7913 | 63623.5748 | 100.5% | 66327.3125 | 60749.7692 | 91.59%
Note: Gross realization rates are the ratio of verified gross savings to reported gross savings and indicates the accuracy of deemed savings tracked by KCP&L-MO.
NTG Components by Program
Program Name* | Free Ridership | Participant Spillover | Non-Participant Spillover | NTGR
Business EER - Standard | 0.05 | 0.002 | 0.004 | 96%
Business EER - Custom | 0.41 | 0.02 | 0 | 61%
Block Bidding | Projects Originating from the Business EER - Custom Program |  |  | 61%
| Projects Originating from the Business EER - Standard Program |  |  | 96%
Strategic Energy Management | Navigant assumed a net-to-gross (NTG) value of 1.0 for the SEM program
Small Bus. Lighting | 0.14 | 0.002 | 0.01 | 87.2%
Whole House Efficiency | 0.33 | 0.02 | 0.14 | 82%
Income-Eligible Multifamily | Deemed 1.0 |  |  | 100%
Home Lighting Rebate | 0.38 | 0.21 | 0 | 83%
Income-Eligible Home Energy Report | Navigant assumed a net-to-gross (NTG) value of 1.0 for the IE HER program
Home Energy Report | Navigant assumed a net-to-gross (NTG) value of 1.0 for the HER program
Home Online Energy Audit | N/A - Savings not claimed in PY2017
Business Online Energy Audit | N/A - Savings not claimed in PY2017
Business Programmable Thermostat | Navigant assumed a net-to-gross (NTG) value of 1.0 for the Programmable Thermostats programs and Demand Response Incentive program
Residential Programmable Thermostat
Demand Response Incentive
Portfolio Level NTG | NA | NA | NA | 96% / 93%*
Note: *A portfolio level NTG of 96% for demand and 93% for energy was calculated by dividing the verified net savings by the verified gross savings
Benefit-Cost Ratios by Program and Cost Test – PY2016
Sector | Program | Total Resource Cost Test | Total Resource Cost Test | Societal Cost Test | Utility Cost Test | Participant Cost Test | Rate Impact Measure Test
|  | KCP&L-MO | Navigant
Commercial EE Programs | Business EER - Standard | 2.5707 | 1.4801 | 1.7137 | 2.537 | 1.9327 | 0.71385
| Business EER - Custom | 0.20382 | 1.0803 | 1.3886 | 1.4755 | 2.1929 | 0.62625
| Block Bidding | N/A | N/A | N/A | N/A | N/A | N/A
| Strategic Energy Management | N/A | N/A | N/A | N/A | N/A | N/A
| Small Business Lighting | 1.4476 | 0.74168 | 0.8504 | 0.86237 | 1.6342 | 0.45916
Residential EE Programs | Whole House Efficiency | 0.65301 | 0.87732 | 1.0899 | 1.3997 | 1.148 | 0.68851
| Income-Eligible Multifamily | 0.82372 | 0.85191 | 0.94949 | 0.85191 | INF* | 0.35245
| Home Lighting Rebate*** | 1.4416 | 1.6899 | 1.9759 | 2.0474 | 4.263 | 0.51028
Educational Programs | Income-Eligible Home Energy Report | 0.64521 | 0.59159 | 0.59159 | 0.59159 | INF* | 0.33633
| Home Energy Report | 2.2264 | 2.0643 | 2.0643 | 2.0643 | INF* | 0.53917
| Home Online Energy Audit | N/A | N/A | N/A | N/A | N/A | N/A
| Business Online Energy Audit | N/A | N/A | N/A | N/A | N/A | N/A
DR Programs | Business Programmable Thermostat | 2.5094 | 2.0877 | 2.4233 | 2.8277 | 0.97086 | 1.9697
| Residential Programmable Thermostat | 2.04 | 1.6251 | 1.8869 | 2.0644 | 1.2088 | 1.3896
| Demand Response Incentive | 9.7382 | 13.5566 | 13.5566 | 3.019 | 433.3333 | 3.019
*Ratios are infinite because there are positive benefits and no participant costs.
** Navigant did not perform benefit-cost calculations for the Online Home Energy Audit, Online Business Energy Audit, Block Bidding, Strategic Energy Management, or Income-Eligible Weatherization programs because KCP&L-MO does not claim savings for these programs and therefore Navigant did not verify savings.
*** Includes the commercial segment of HLR in total
Benefit-Cost Ratios by Program Groups and Cost Test – PY2016
| Total Resource Cost Test | Societal Cost Test | Utility Cost Test | Participant Cost Test | Rate Impact Measure Test
Portfolio | 1.4173 | 1.6463 | 2.0175 | 2.1013 | 0.72818
EE Programs* | 1.3482 | 1.5858 | 2.0781 | 2.0833 | 0.65329
Residential EE Programs | 1.1989 | 1.4371 | 1.618 | 2.624 | 0.5465
C&I EE Programs | 1.3998 | 1.6362 | 2.281 | 1.9381 | 0.69581
DR Programs | 2.005 | 2.2595 | 2.221 | 1.4562 | 1.5759
*Inclusive of administrative costs for educational program costs, market research, software development, and EM&V.
Benefit-Cost Ratios by Program and Cost Test – PY 2017
Sector | Program | Total Resource Cost Test | Total Resource Cost Test | Societal Cost Test | Utility Cost Test | Participant Cost Test | Rate Impact Measure Test
|  | KCP&L-MO | Navigant
Commercial EE Programs | Business EER - Standard | 2.026 | 1.5352 | 1.8356 | 3.633 | 1.5278 | 0.92519
| Business EER - Custom | 0.94499 | 1.0204 | 1.2692 | 1.6515 | 1.3211 | 0.72665
| Block Bidding | 0.35051 | 0.56431 | 0.71298 | 0.66032 | 2.0631 | 0.43671
| Strategic Energy Management | 2.4188 | 5.0607 | 5.4244 | 5.0607 | 14.103 | 0.62869
| Small Business Lighting | 1.287 | 0.99963 | 1.196 | 1.6352 | 1.3393 | 0.71686
Residential EE Programs | Whole House Efficiency | 0.88249 | 1.1935 | 1.4069 | 1.983 | 1.6821 | 0.7072
| Income-Eligible Multifamily | 1.2766 | 1.2912 | 1.4102 | 1.2892 | INF* | 0.4015
| Home Lighting Rebate*** | 1.3484 | 1.1179 | 1.2426 | 1.7721 | 3.1413 | 0.43925
Educational Programs | Income-Eligible Home Energy Report | 0.43749 | 0.42594 | 0.42594 | 0.42594 | INF* | 0.23638
| Home Energy Report | 1.2586 | 1.2598 | 1.2598 | 1.2598 | INF* | 0.42563
| Home Online Energy Audit | N/A | N/A | N/A | N/A | N/A | N/A
| Business Online Energy Audit | N/A | N/A | N/A | N/A | N/A | N/A
DR Programs | Business Programmable Thermostat | 1.6621 | 1.8191 | 2.1098 | 2.9138 | 0.30252 | 2.4143
| Residential Programmable Thermostat | 2.2359 | 2.3294 | 2.7019 | 4.6672 | 0.75995 | 2.5026
| Demand Response Incentive | 7.955 | 7.5928 | 7.5928 | 2.4209 | INF* | 2.4209
*Ratios are infinite because there are positive benefits and no participant costs.
** Navigant did not perform benefit-cost calculations for the Online Home Energy Audit, Online Business Energy Audit, Block Bidding, Strategic Energy Management, or Income-Eligible Weatherization programs because KCP&L-MO does not claim savings for these programs and therefore Navigant did not verify savings.
*** Includes the commercial segment of HLR in total
Benefit-Cost Ratios by Program Groups and Cost Test – PY 2017
| Total Resource Cost Test | Societal Cost Test | Utility Cost Test | Participant Cost Test | Rate Impact Measure Test
Portfolio | 1.6301 | 1.9044 | 3.0015 | 1.7671 | 0.95455
EE Programs* | 1.4476 | 1.7108 | 2.7983 | 1.8268 | 0.77856
Residential EE Programs | 1.1784 | 1.351 | 1.7965 | 2.4998 | 0.5481
C&I EE Programs | 1.5222 | 1.8106 | 3.179 | 1.6763 | 0.85584
DR Programs | 2.4634 | 2.8234 | 4.276 | 0.87358 | 2.4936
*Inclusive of administrative costs for educational program costs, market research, software development, and EM&V.
Benefit-Cost Ratios by Program and Cost Test – Program to Date
Sector | Program | Total Resource Cost Test | Total Resource Cost Test | Societal Cost Test | Utility Cost Test | Participant Cost Test | Rate Impact Measure Test
|  | KCP&L-MO | Navigant
Commercial EE Programs | Business EER - Standard | N/A | 1.5099 | 1.7817 | 3.0574 | 1.717 | 0.81946
| Business EER - Custom | N/A | 1.044 | 1.3143 | 1.575 | 1.5372 | 0.68213
| Block Bidding | N/A | 0.56431 | 0.71298 | 0.66032 | 2.0631 | 0.43671
| Strategic Energy Management | N/A | 5.0607 | 5.4244 | 5.0607 | 14.103 | 0.62869
| Small Business Lighting | N/A | 0.88653 | 1.0503 | 1.2533 | 1.459 | 0.60198
Residential EE Programs | Whole House Efficiency | N/A | 1.043 | 1.2646 | 1.6994 | 1.4395 | 0.69959
| Income-Eligible Multifamily | N/A | 1.0917 | 1.2088 | 1.0908 | INF* | 0.38263
| Home Lighting Rebate*** | N/A | 1.4228 | 1.6209 | 1.9369 | 3.7298 | 0.4817
Educational Programs | Income-Eligible Home Energy Report | N/A | 0.49259 | 0.48988 | 0.49259 | INF* | 0.27601
| Home Energy Report | N/A | 1.5919 | 1.5787 | 1.5919 | INF* | 0.47972
| Home Online Energy Audit | N/A | N/A | N/A | N/A | N/A | N/A
| Business Online Energy Audit | N/A | N/A | N/A | N/A | N/A | N/A
DR Programs | Business Programmable Thermostat | N/A | 1.8772 | 2.1741 | 2.8926 | 0.50098 | 2.2899
| Residential Programmable Thermostat | N/A | 2.0684 | 2.4127 | 3.4138 | 0.92076 | 2.0293
| Demand Response Incentive | N/A | 9.9496 | 9.8528 | 2.71 | 813.5404 | 2.71
*Ratios are infinite because there are positive benefits and no participant costs.
** Navigant did not perform benefit-cost calculations for the Online Home Energy Audit, Online Business Energy Audit, Block Bidding, Strategic Energy Management, or Income-Eligible Weatherization programs because KCP&L-MO does not claim savings for these programs and therefore Navigant did not verify savings.
*** Includes all components of HLR which covers both residential and commercial cross sector sales
Benefit-Cost Ratios by Program Groups and Cost Test – Program to Date
| Total Resource Cost Test | Societal Cost Test | Utility Cost Test | Participant Cost Test | Rate Impact Measure Test
Portfolio | 1.536 | 1.7948 | 2.511 | 1.9126 | 0.84885
EE Programs* | 1.4026 | 1.6565 | 2.4389 | 1.9408 | 0.71987
Residential EE Programs | 1.1886 | 1.3917 | 1.7027 | 2.5596 | 0.5473
C&I EE Programs | 1.4684 | 1.7368 | 2.7406 | 1.7904 | 0.78269
DR Programs | 2.2946 | 2.6247 | 3.2952 | 1.0817 | 2.1002
*Inclusive of administrative costs for educational program costs, market research, software development, and EM&V.
Program Administrative Costs - PY2016
Sector | Program | Rebate Costs | Direct Program Admin Costs** | Indirect Program Admin Costs | Total Costs | Benefits from Energy Savings | Benefits from Demand Savings | Total Benefits | Total Net Benefits
Commercial EE Programs | BUSINESS EER - Standard | 5886800.1001 | 1694684.08 | * | 7581484.1801 | 12438352.5817 | 6796108.5232 | 19234461.1049 | 11652976.9248
| BUSINESS EER - Custom | 307085 | 1073633.45 | * | 1380718.45 | 1283997.2075 | 753189.6305 | 2037186.838 | 656468.388
| Block Bidding | 0 | 232993.76 | * | 232993.76 | 0 | 0 | 0 | -232993.76
| Strategic Energy Management | 0 | 246688.64 | * | 246688.64 | 0 | 0 | 0 | -246688.64
| Small Business Lighting | 273146.5 | 310960.61 | * | 584107.11 | 328098.9939 | 175618.5758 | 503717.5697 | -80389.5403
Residential EE Programs | Whole House Efficiency | 613309.07 | 1193452.45 | * | 1806761.52 | 931120.1406 | 1597797.5541 | 2528917.6947 | 722156.1747
| Income-Eligible Multi-Family | 0 | 533024.55 | * | 533024.55 | 324185.392 | 129905.0506 | 454090.4426 | -78934.1074
| Home Lighting Rebate*** | 892128.13 | 977344.93 | * | 1869473.06 | 2728651.343 | 1098816.9228 | 3827468.2658 | 1957995.2058
Educational Programs | Income-Eligible Home Energy Report | 0 | 151085.39 | * | 151085.39 | 42531.6718 | 46848.2428 | 89379.9146 | -61705.4754
| Home Energy Report | 0 | 477263.4 | * | 477263.4 | 500761.5822 | 484476.3173 | 985237.8995 | 507974.4995
| Online Home Energy Audit | 0 | 169076.46 | * | 169076.46 | 0 | 0 | 0 | -169076.46
| Online Business Energy Audit | 0 | 24462.7 | * | 24462.7 | 0 | 0 | 0 | -24462.7
DR Programs | Business Programmable Thermostat | 13327.1838 | 22140.82 | * | 35468.0038 | 10557.1875 | 89736.376 | 100293.5635 | 64825.5597
| Residential Programmable Thermostat | 881543.862 | 2061907.81 | * | 2943451.672 | 743135.4795 | 5333287.3017 | 6076422.7813 | 3132971.1092
| Demand Response Incentive | 429000 | 121633.89 | * | 550633.89 | 0 | 1662357.0026 | 1662357.0026 | 1111723.1126
Portfolio | Portfolio Total | 9296339.8459 | 9292025.78 | * | 18588365.6259 | 19331391.5797 | 18168141.4975 | 37499533.0772 | 18912840.2913
*KCP&L allocates indirect program administrative costs to programs as a percentage of total budget. These costs are not tracked separately from direct program administrative costs and are therefore included in that total.
** Portfolio Total Direct Program Admin Costs include a Portfolio cost of $1672.84 which represents costs that are not allocated to a specific program.
Program Administrative Costs - PY2017
Sector | Program | Rebate Costs | Direct Program Admin Costs** | Indirect Program Admin Costs | Total Costs | Benefits from Energy and Demand Savings*** | Total Benefits | Total Net Benefits
Commercial EE Programs | BUSINESS EER - Standard | 5291553.9228 | 1563077.7372 |  | 6854631.66 | 24903035.3144 | 24903035.3144 | 18048403.6545
| BUSINESS EER - Custom | 629125.2477 | 1167292.6342 |  | 1796417.882 | 2966831.1564 | 2966831.1564 | 1170413.2744
| Block Bidding | 10166.2208 | 188044.1516 |  | 198210.3724 | 130881.5527 | 130881.5527 | -67328.8197
| Strategic Energy Management | 283862.1424 | 276173.4461 |  | 560035.5885 | 2834151.1034 | 2834151.1034 | 2274115.5149
| Small Business Lighting | 323840.9178 | 274069.4988 |  | 597910.4166 | 977679.8785 | 977679.8785 | 379769.4619
Residential EE Programs | Whole House Efficiency | 1036359.1138 | 872961.5732 |  | 1909320.6869 | 3786213.8259 | 3786213.8259 | 1876893.1389
| Income-Eligible Multi-Family | 955.4346 | 640922.4828 |  | 641877.9174 | 827528.5979 | 827528.5979 | 185650.6806
| Home Lighting Rebate*** | 513692.4455 | 738009.7591 |  | 1251702.2046 | 2218082.5779 | 2218082.5779 | 966380.3733
Educational Programs | Income-Eligible Home Energy Report | 0 | 224419.6272 |  | 224419.6272 | 95589.2057 | 95589.2057 | -128830.4215
| Home Energy Report | 0 | 678715.305 |  | 678715.305 | 855014.5212 | 855014.5212 | 176299.2162
| Online Home Energy Audit | 0 | 48282.9114 |  | 48282.9114 | 0 | 0 | -48282.9114
| Online Business Energy Audit | 0 | 11180.6158 |  | 11180.6158 | 0 | 0 | -11180.6158
DR Programs | Business Programmable Thermostat | 0 | 108535.2296 |  | 108535.2296 | 316246.3754 | 316246.3754 | 207711.1458
| Residential Programmable Thermostat | 19850.0544 | 3148985.572 |  | 3168835.6265 | 14789706.1642 | 14789706.1642 | 11620870.5377
| Demand Response Incentive | 400918.3094 | 187665.9179 |  | 588584.2272 | 1424911.3047 | 1424911.3047 | 836327.0775
Portfolio | Portfolio Total | 8510323.8092 | 10128336.4619 |  | 18638660.271 | 56125871.5783 | 56125871.5783 | 37487211.3072
*KCP&L allocates indirect program administrative costs to programs as a percentage of total budget. These costs are not tracked separately from direct program administrative costs and are therefore included in that total.
***DSMore energy and demand benefit exported results given summed.
Program Administrative Costs - Program to Date
Sector | Program | Rebate Costs | Direct Program Admin Costs** | Indirect Program Admin Costs | Total Costs | Benefits from Energy and Demand Savings*** | Total Benefits | Total Net Benefits
Commercial EE Programs | BUSINESS EER - Standard | 11178354.0229 | 3257761.8172 | 0 | 14436115.8401 | 26940222.1524 | 26940222.1524 | 12504106.3124
| BUSINESS EER - Custom | 936210.2477 | 2240926.0842 | 0 | 3177136.332 | 22201292.2613 | 22201292.2613 | 19024155.9293
| Block Bidding | 10166.2208 | 421037.9116 | 0 | 431204.1324 | 130881.5527 | 130881.5527 | -300322.5797
| Strategic Energy Management | 283862.1424 | 522862.0861 | 0 | 806724.2285 | 2834151.1034 | 2834151.1034 | 2027426.8749
| Small Business Lighting | 596987.4178 | 585030.1088 | 0 | 1182017.5266 | 1481397.4482 | 1481397.4482 | 299379.9216
Residential EE Programs | Whole House Efficiency | 1649668.1838 | 2066414.0232 | 0 | 3716082.2069 | 6315131.5206 | 6315131.5206 | 2599049.3137
| Income-Eligible Multi-Family | 955.4346 | 1173947.0328 | 0 | 1174902.4674 | 1281619.0405 | 1281619.0405 | 106716.5731
| Home Lighting Rebate*** | 1405820.5755 | 1715354.6891 | 0 | 3121175.2646 | 6045550.8436 | 6045550.8436 | 2924375.5791
Educational Programs | Income-Eligible Home Energy Report | 0 | 375505.0172 | 0 | 375505.0172 | 184969.1203 | 184969.1203 | -190535.8969
| Home Energy Report | 0 | 1155978.705 | 0 | 1155978.705 | 1840252.4207 | 1840252.4207 | 684273.7157
| Online Home Energy Audit | 0 | 217359.3714 | 0 | 217359.3714 | 0 | 0 | -217359.3714
| Online Business Energy Audit | 0 | 35643.3158 | 0 | 35643.3158 | 0 | 0 | -35643.3158
DR Programs | Business Programmable Thermostat | 13327.1838 | 130676.0496 | 0 | 144003.2334 | 416539.9389 | 416539.9389 | 272536.7055
| Residential Programmable Thermostat | 901393.9165 | 5210893.382 | 0 | 6112287.2985 | 20866128.9454 | 20866128.9454 | 14753841.6469
| Demand Response Incentive | 829918.3094 | 309299.8079 | 0 | 1139218.1172 | 3087268.3073 | 3087268.3073 | 1948050.1901
Portfolio | Portfolio Total | 17806663.6551 | 19418689.4019 | 0 | 37225353.057 | 93625404.6555 | 93625404.6555 | 56400051.5985
*KCP&L allocates indirect program administrative costs to programs as a percentage of total budget. These costs are not tracked separately from direct program administrative costs and are therefore included in that total.
***DSMore energy and demand benefit exported results given summed.
This chart isn't available in your version of Excel. Editing this shape or saving this workbook into a different file format will permanently break the chart.
This chart isn't available in your version of Excel. Editing this shape or saving this workbook into a different file format will permanently break the chart.
This chart isn't available in your version of Excel. Editing this shape or saving this workbook into a different file format will permanently break the chart.
This chart isn't available in your version of Excel. Editing this shape or saving this workbook into a different file format will permanently break the chart.
This chart isn't available in your version of Excel. Editing this shape or saving this workbook into a different file format will permanently break the chart.
This chart isn't available in your version of Excel. Editing this shape or saving this workbook into a different file format will permanently break the chart.
This chart isn't available in your version of Excel. Editing this shape or saving this workbook into a different file format will permanently break the chart.
This chart isn't available in your version of Excel. Editing this shape or saving this workbook into a different file format will permanently break the chart.

## Overall Results PY 2016
KCP&L-MO Evaluation, Measurement, and Verification Report – Appendix Databook
Overall Portfolio: Data Tables | [9 empty] | Overall Program: Figures
Data is sourced to Navigant analysis unless otherwise noted.
Energy Savings at the Customer Meter – PY2016 | [9 empty] | Distribution of Gross Energy Savings by Program (PY2016) | [5 empty] | Distribution of Net Energy Savings by Program (PY2016)
Sector | Program |  | Gross |  |  | Net
|  | Reported Savings (kWh) | Verified Savings (kWh) | Realization Rate (%) | MEEIA 3-Year Target (kWh) | Verified Savings (kWh) | % of MEEIA Target Achieved |  |  |  | Verified Gross | % of total Gross | Verified Net | % of total Net
Commercial EE Programs | Business EER - Standard | 68130109.5927 | 42874084.3 | 62.93% | 58370690.222 | 41159120.928 | 70.51% |  |  | Business EER - Custom | 3040293.68 | 3.625% | 2797070.1856 | 3.525%
| Business EER - Custom | 3070840.48 | 3040293.68 | 99.01% | 44361460.04 | 2797070.1856 | 6.305% |  |  | Business EER - Standard | 42874084.3 | 51.11% | 41159120.928 | 51.87%
| Block Bidding | 0 | 0 | - | 10059398.3332 | 0 | 0% |  |  | Small Bus. Lighting | 1286782 | 1.534% | 1122073.904 | 1.414%
| Strategic Energy Management | N/A | N/A | NA | 9027253.032 | NA | 0% |  |  | Whole House Efficiency | 3463940.1913 | 4.13% | 2840430.9569 | 3.58%
| Small Bus. Lighting | 2074232.3228 | 1286782 | 62.04% | 3509633.58 | 1122073.904 | 31.97% |  |  | Income-Eligible Multi-Family | 1840225.67 | 2.194% | 1840225.67 | 2.319%
Residential EE Programs | Whole House Efficiency | 2802982.288 | 3463940.1913 | 123.6% | 17468255.6893 | 2840430.9569 | 16.26% |  |  | Home Lighting Rebate | 10657797 | 12.71% | 8877488.418 | 11.19%
| Income-Eligible Multi-Family | 2267398.497 | 1840225.67 | 81.16% | 10577131.688 | 1840225.67 | 17.4% |  |  | Income-Eligible Home Energy Report | 1451448 | 1.73% | 1451448.1 | 1.829%
| Home Lighting Rebate | 11724824.5344 | 10657797 | 90.9% | 24692870.25 | 8877488.418 | 35.95% |  |  | Home Energy Report | 17089133 | 20.37% | 17089133 | 21.54%
Educational Programs | Income-Eligible Home Energy Report | 1753762.0066 | 1451448 | 82.76% | 1682755.5 | 1451448.1 | 86.25% |  |  | Residential Programmable Thermostat | 2143668 | 2.556% | 2143668 | 2.701%
| Home Energy Report | 17189331.1209 | 17089133 | 99.42% | 13861941.4 | 17089133 | 123.3% |  |  | Business Programmable Thermostat | 31866 | 0.03799% | 31866 | 0.04016%
| Home Online Energy Audit | Educational programs are not part of MEEIA Targets for Energy or Demand Savings. | [8 empty] | 83879237.8413 | 1 | 79352525.1625 | 1
Business Online Energy Audit
DR Programs | Business Programmable Thermostat | 39732 | 31866 | 80.2% | 98406 | 31866 | 32.38%
| Residential Programmable Thermostat | 2396856 | 2143668 | 89.44% | 4388076 | 2143668 | 48.85%
| Demand Response Incentive | The Demand Response Incentive Program did not claim any energy savings.
KCP&L-MO TOTAL |  | 111450068.8424 | 83879237.8413 | 75.26% | 198097871.7345 | 79352525.1625 | 40.06%
Note: Gross realization rates are the ratio of verified gross savings to reported gross savings and indicates the accuracy of deemed savings tracked by KCP&L-MO.
Coincident Demand Savings at the Customer Meter – PY2016
Sector | Program |  | Gross |  |  | Net
|  | Reported Savings (kW) | Verified Savings (kW) | Realization Rate (%) | MEEIA 3-Year Target (kW) | Verified Savings (kW) | % of MEEIA Target Achieved |  |  | Distribution of Demand Savings by Program (PY2016) |  |  |  |  | Distribution of Net Demand Savings by Program (PY2016)
Commercial EE Programs | Business EER - Standard | 12225.3348 | 6855.41 | 56.08% | 10933.6198 | 6581.1936 | 60.19% |  |  |  | Verified Gross | % of total Gross | Verified Net | % of total Net
| Business EER - Custom | 437.93 | 525.86 | 120.1% | 12127.82 | 483.7912 | 3.989% |  |  | Business EER - Custom | 525.86 | 1.572% | 483.7912 | 1.487%
| Block Bidding | 0 | 0 | - | 1744 | 0 | 0% |  |  | Business EER - Standard | 6855.41 | 20.49% | 6581.1936 | 20.22%
| Strategic Energy Management | N/A | N/A | NA | 2021.394 | NA | 0% |  |  | Small Bus. Lighting | 202 | 0.6037% | 176.144 | 0.5412%
| Small Bus. Lighting | 358.9547 | 202 | 56.27% | 561.937 | 176.144 | 31.35% |  |  | Whole House Efficiency | 2033.7411 | 6.078% | 1667.6677 | 5.124%
Residential EE Programs | Whole House Efficiency | 1172.3909 | 2033.7411 | 173.5% | 4322.043 | 1667.6677 | 38.59% |  |  | Income-Eligible Multi-Family | 191.73 | 0.573% | 191.73 | 0.5891%
| Income-Eligible Multi-Family | 230.4694 | 191.73 | 83.19% | 1542.9512 | 191.73 | 12.43% |  |  | Home Lighting Rebate | 1241 | 3.709% | 1033.674 | 3.176%
| Home Lighting Rebate | 1174.2552 | 1241 | 105.7% | 2497.6875 | 1033.674 | 41.39% |  |  | Income-Eligible Home Energy Report | 261.6853 | 0.7821% | 261.6853 | 0.8041%
Educational Programs | Income-Eligible Home Energy Report | 316.1903 | 261.6853 | 82.76% | 474.3 | 261.6853 | 55.17% |  |  | Home Energy Report | 3846.6952 | 11.5% | 3846.6952 | 11.82%
| Home Energy Report | 3869.2494 | 3846.6952 | 99.42% | 2866.4 | 3846.6952 | 134.2% |  |  | Residential Programmable Thermostat | 5017.32 | 15% | 5017.32 | 15.42%
| Home Online Energy Audit | Educational programs are not part of MEEIA Targets for Energy or Demand Savings | [7 empty] | Business Programmable Thermostat | 84.42 | 0.2523% | 84.42 | 0.2594%
| Business Online Energy Audit | [8 empty] | Demand Response Incentive | 13200 | 39.45% | 13200 | 40.56%
DR Programs | Business Programmable Thermostat | 108.36 | 84.42 | 77.91% | 268.38 | 84.42 | 31.46% |  |  |  | 33459.8616 | 1 | 32544.321 | 1
| Residential Programmable Thermostat | 6558.3 | 5017.32 | 76.5% | 11967.48 | 5017.32 | 41.92%
| Demand Response Incentive | 10034 | 13200 | 131.6% | 15000 | 13200 | 88%
KCP&L-MO TOTAL |  | 36485.4347 | 33459.8616 | 91.71% | 66328.0125 | 32544.321 | 49.07%
Note: Gross realization rates are the ratio of verified gross savings to reported gross savings and indicates the accuracy of deemed savings tracked by KCP&L-MO.
NTG Components by Program
Program Name* | Free Ridership | Participant Spillover | Non-Participant Spillover | NTGR
Business EER - Standard | 0.05 | 0.002 | 0.004 | 96%
Business EER - Custom | 0.12 | 0.04 | 0 | 92%
Block Bidding | Deemed 1.0 pending future research |  |  | 100%
Strategic Energy Management | N/A - Savings not claimed in PY2016
Small Bus. Lighting | 0.14 | 0.002 | 0.01 | 87.2%
Whole House Efficiency | 0.33 | 0.02 | 0.14 | 82%
Income-Eligible Multifamily | Deemed 1.0 |  |  | 100%
Home Lighting Rebate | 0.16 | N/A | N/A | 84%
Income-Eligible Home Energy Report | 1.0 based on analysis approach generating net results
Home Energy Report | 1.0 based on analysis approach generating net results
Home Online Energy Audit | N/A - Savings not claimed in PY2016
Business Online Energy Audit | N/A - Savings not claimed in PY2016
Business Programmable Thermostat | 1.0 based on analysis approach generating net results
Residential Programmable Thermostat
Demand Response Incentive
Benefit-Cost Ratios by Program and Cost Test – PY2016
Sector | Program | Total Resource Cost Test | Total Resource Cost Test | Societal Cost Test | Utility Cost Test | Participant Cost Test | Rate Impact Measure Test
|  | KCP&L-MO | Navigant
Commercial EE Programs | Business EER - Standard | 2.5707 | 1.4801 | 1.7137 | 2.537 | 1.9327 | 0.71385
| Business EER - Custom | 0.20382 | 1.0803 | 1.3886 | 1.4755 | 2.1929 | 0.62625
| Block Bidding | N/A | N/A | N/A | N/A | N/A | N/A
| Strategic Energy Management | N/A | N/A | N/A | N/A | N/A | N/A
| Small Business Lighting | 1.4476 | 0.74168 | 0.8504 | 0.86237 | 1.6342 | 0.45916
Residential EE Programs | Whole House Efficiency | 0.65301 | 0.87732 | 1.0899 | 1.3997 | 1.148 | 0.68851
| Income-Eligible Multifamily | 0.82372 | 0.85191 | 0.94949 | 0.85191 | INF* | 0.35245
| Home Lighting Rebate*** | 1.4416 | 1.6899 | 1.9759 | 2.0474 | 4.263 | 0.51028
Educational Programs | Income-Eligible Home Energy Report | 0.64521 | 0.59159 | 0.59159 | 0.59159 | INF* | 0.33633
| Home Energy Report | 2.2264 | 2.0643 | 2.0643 | 2.0643 | INF* | 0.53917
| Home Online Energy Audit | N/A | N/A | N/A | N/A | N/A | N/A
| Business Online Energy Audit | N/A | N/A | N/A | N/A | N/A | N/A
DR Programs | Business Programmable Thermostat | 2.5094 | 2.0877 | 2.4233 | 2.8277 | 0.97086 | 1.9697
| Residential Programmable Thermostat | 2.0436 | 1.6251 | 1.8869 | 2.0644 | 1.2088 | 1.3896
| Demand Response Incentive | 9.7382 | 13.5566 | 13.5566 | 3.019 | 433.3333 | 3.019
*Ratios are infinite because there are positive benefits and no participant costs.
** Navigant did not perform benefit-cost calculations for the Online Home Energy Audit, Online Business Energy Audit, Block Bidding, Strategic Energy Management, or Income-Eligible Weatherization programs because KCP&L-MO does not claim savings for these programs and therefore Navigant did not verify savings.
*** Includes the commercial segment of HLR in total
Benefit-Cost Ratios by Program and Cost Test – PY2016-PY2018
Sector | Program | Total Resource Cost Test | Total Resource Cost Test | Societal Cost Test | Utility Cost Test | Participant Cost Test | Rate Impact Measure Test
|  | KCP&L-MO | Navigant
Commercial EE Programs | Business EER - Standard | 2.5707 | 1.4801 | 1.7137 | 2.537 | 1.9327 | 0.71385
| Business EER - Custom | 0.20382 | 1.0803 | 1.3886 | 1.4755 | 2.1929 | 0.62625
| Block Bidding | N/A | N/A | N/A | N/A | N/A | N/A
| Strategic Energy Management | N/A | N/A | N/A | N/A | N/A | N/A
| Small Business Lighting | 1.4476 | 0.74168 | 0.8504 | 0.86237 | 1.6342 | 0.45916
Residential EE Programs | Whole House Efficiency | 0.65301 | 0.87732 | 1.0899 | 1.3997 | 1.148 | 0.68851
| Income-Eligible Multifamily | 0.82372 | 0.85191 | 0.94949 | 0.85191 | INF* | 0.35245
| Home Lighting Rebate*** | 1.4416 | 1.6899 | 1.9759 | 2.0474 | 4.263 | 0.51028
Educational Programs | Income-Eligible Home Energy Report | 0.64521 | 0.59159 | 0.59159 | 0.59159 | INF* | 0.33633
| Home Energy Report | 2.2264 | 2.0643 | 2.0643 | 2.0643 | INF* | 0.53917
| Home Online Energy Audit | N/A | N/A | N/A | N/A | N/A | N/A
| Business Online Energy Audit | N/A | N/A | N/A | N/A | N/A | N/A
DR Programs | Business Programmable Thermostat | 2.5094 | 2.0877 | 2.4233 | 2.8277 | 0.97086 | 1.9697
| Residential Programmable Thermostat | 2.0436 | 1.6251 | 1.8869 | 2.0644 | 1.2088 | 1.3896
| Demand Response Incentive | 9.7382 | 13.5566 | 13.5566 | 3.019 | 433.3333 | 3.019
*Ratios are infinite because there are positive benefits and no participant costs.
** Navigant did not perform benefit-cost calculations for the Online Home Energy Audit, Online Business Energy Audit, Block Bidding, Strategic Energy Management, or Income-Eligible Weatherization programs because KCP&L-MO does not claim savings for these programs and therefore Navigant did not verify savings.
*** Includes all components of HLR which covers both residential and commercial cross sector sales
Benefit-Cost Ratios by Program Groups and Cost Test – PY2016
| Total Resource Cost Test | Societal Cost Test | Utility Cost Test | Participant Cost Test | Rate Impact Measure Test
Portfolio | 1.4173 | 1.6463 | 2.0175 | 2.1013 | 0.72818
EE Programs* | 1.3482 | 1.5858 | 2.0781 | 2.0833 | 0.65329
Residential EE Programs | 1.1989 | 1.4371 | 1.618 | 2.624 | 0.5465
C&I EE Programs | 1.3998 | 1.6362 | 2.281 | 1.9381 | 0.69581
DR Programs | 2.005 | 2.2595 | 2.221 | 1.4562 | 1.5759
*Inclusive of administrative costs for educational program costs, market research, software development, and EM&V.
Benefit-Cost Ratios by Program Groups and Cost Test – Program to Date
| Total Resource Cost Test | Societal Cost Test | Utility Cost Test | Participant Cost Test | Rate Impact Measure Test
Portfolio | 1.4173 | 1.6463 | 2.0175 | 2.1013 | 0.72818
EE Programs* | 1.3482 | 1.5858 | 2.0781 | 2.0833 | 0.65329
Residential EE Programs | 1.1989 | 1.4371 | 1.618 | 2.624 | 0.5465
C&I EE Programs | 1.3998 | 1.6362 | 2.281 | 1.9381 | 0.69581
DR Programs | 2.005 | 2.2595 | 2.221 | 1.4562 | 1.5759
*Inclusive of administrative costs for educational program costs, market research, software development, and EM&V.
Sector | Program | Rebate Costs | Direct Program Admin Costs** | Indirect Program Admin Costs | Total Costs | Benefits from Energy Savings | Benefits from Demand Savings | Total Benefits | Total Net Benefits
Commercial EE Programs | BUSINESS EER - Standard | 5886800.1001 | 1694684.08 | * | 7581484.1801 | 12438352.5817 | 6796108.5232 | 19234461.1049 | 11652976.9248
| BUSINESS EER - Custom | 307085 | 1073633.45 | * | 1380718.45 | 1283997.2075 | 753189.6305 | 2037186.838 | 656468.388
| Block Bidding | 0 | 232993.76 | * | 232993.76 | 0 | 0 | 0 | -232993.76
| Strategic Energy Management | 0 | 246688.64 | * | 246688.64 | 0 | 0 | 0 | -246688.64
| Small Business Lighting | 273146.5 | 310960.61 | * | 584107.11 | 328098.9939 | 175618.5758 | 503717.5697 | -80389.5403
Residential EE Programs | Whole House Efficiency | 613309.07 | 1193452.45 | * | 1806761.52 | 931120.1406 | 1597797.5541 | 2528917.6947 | 722156.1747
| Income-Eligible Multi-Family | 0 | 533024.55 | * | 533024.55 | 324185.392 | 129905.0506 | 454090.4426 | -78934.1074
| Home Lighting Rebate*** | 892128.13 | 977344.93 | * | 1869473.06 | 2728651.343 | 1098816.9228 | 3827468.2658 | 1957995.2058
Educational Programs | Income-Eligible Home Energy Report | 0 | 151085.39 | * | 151085.39 | 42531.6718 | 46848.2428 | 89379.9146 | -61705.4754
| Home Energy Report | 0 | 477263.4 | * | 477263.4 | 500761.5822 | 484476.3173 | 985237.8995 | 507974.4995
| Online Home Energy Audit | 0 | 169076.46 | * | 169076.46 | 0 | 0 | 0 | -169076.46
| Online Business Energy Audit | 0 | 24462.7 | * | 24462.7 | 0 | 0 | 0 | -24462.7
DR Programs | Business Programmable Thermostat | 13327.1838 | 22140.82 | * | 35468.0038 | 10557.1875 | 89736.376 | 100293.5635 | 64825.5597
| Residential Programmable Thermostat | 881543.862 | 2061907.81 | * | 2943451.672 | 743135.4795 | 5333287.3017 | 6076422.7813 | 3132971.1092
| Demand Response Incentive | 429000 | 121633.89 | * | 550633.89 | 0 | 1662357.0026 | 1662357.0026 | 1111723.1126
Portfolio | Portfolio Total | 9296339.8459 | 9292025.78 | * | 18588365.6259 | 19331391.5797 | 18168141.4975 | 37499533.0772 | 18911167.4513
*KCP&L allocates indirect program administrative costs to programs as a percentage of total budget. These costs are not tracked separately from direct program administrative costs and are therefore included in that total.
** Portfolio Total Direct Program Admin Costs include a Portfolio cost of $1672.84 which represents costs that are not allocated to a specific program.
This chart isn't available in your version of Excel. Editing this shape or saving this workbook into a different file format will permanently break the chart.
This chart isn't available in your version of Excel. Editing this shape or saving this workbook into a different file format will permanently break the chart.
This chart isn't available in your version of Excel. Editing this shape or saving this workbook into a different file format will permanently break the chart.
This chart isn't available in your version of Excel. Editing this shape or saving this workbook into a different file format will permanently break the chart.

## Business EER - Standard
KCP&L-MO Evaluation, Measurement, and Verification Report – Appendix Databook
Business Energy Efficiency Rebate - Standard: Data Tables | [11 empty] | Business Energy Efficiency Rebate - Standard: Figures
Executive Summary
Energy at the Customer Meter: PY2018 Savings Summary
Data is sourced to Navigant analysis unless otherwise noted.
Program Savings Summary - PY 2018
| Gross |  |  | Net
| Reported Savings | Verified Savings | Realization Rate | MEEIA 3-Year Target | Verified Savings | % of MEEIA Target Achieved
Energy at Customer Meter (kWh) | 25328049.32 | 28793181.996 | 113.7% | 58370690.222 | 27641454.7161 | 47.36%
Coinc Demand at Customer Meter (kW) | 5156.4753 | 5644.95 | 109.5% | 10933.6198 | 5419.152 | 49.56%
Source: Program Tracking Database and Navigant analysis
Energy at the Customer Meter: Program Savings Summary
Program Savings Summary - Program to Date
| Gross |  |  | Net
| Reported Savings | Verified Savings | Realization Rate | MEEIA 3-Year Target | Verified Savings | % of MEEIA Target Achieved
Energy at Customer Meter (kWh) | 158049861 | 125601522.996 | 79.47% | 58370690.222 | 120577462.0761 | 206.6%
Coinc Demand at Customer Meter (kW) | 28405 | 20908.95 | 73.61% | 10933.6198 | 20072.592 | 183.6%
Source: Program Tracking Database and Navigant analysis
Net to Gross Component Summary
Free Ridership | Participant Spillover | Non-Participant Spillover | NTGR
0.05 | 0.002 | 0.004 | 96% | [8 empty] | Coincident Demand at Customer Meter: PY2018 Savings Summary
Note: The NTG ratio is rounded to the nearest 100th.
Savings by Measure Type
Measure Type | Total Number of Projects | Reported Energy Savings (kWh) | % of Total | Verified Energy Savings (kWh) | Reported Demand Savings (kW) | % of Total | Verified Demand Savings (kW)
HVAC | 1 | 36400 | 0.1437% | 36400 | 8 | 0.1552% | 7.8
Lighting | 465 | 25200370 | 99.5% | 28652342.951 | 5124.2324 | 99.38% | 5606.3791
Hot Water | 0 | 0 | 0% | 0 | 0 | 0% | 0
Pumps/Fans | 16 | 90410 | 0.357% | 103569.75 | 24 | 0.4655% | 30.678
Refrigeration | 1 | 869 | 0.003431% | 869.3 | 0 | 0% | 0.0929
Total | 483 | 25328049 | 100% | 28793182.001 | 5156.2324 | 100% | 5644.95
Source: Program Tracking Database and Navigant analysis
Additional Detail
Verified Inputs for Lighting Projects
Building Type | Verified (Navigant Analysis and IL TRM) |  |  |  | Total Number of Loggers Installed
| Waste Heat Factor (Energy) | Waste Heat Factor (Demand) | Revised Coincident Factor (CF) | Revised Hours of Use (HOU)
Industrial | 1.0199 | 1.0398 | 0.63952 | 4584.1978 | 33
Office | 1.2513 | 1.39 | 0.69254 | 3635.5783 | 29
Other | 1.0917 | 1.3561 | 0.73224 | 4924.6831 | 61
Retail | 1.1223 | 1.2909 | 0.74488 | 4920.8006 | 103
School | 1.1739 | 1.3293 | 0.62507 | 3642.1243 | 45
Warehouse | 1 | 1.22 | 0.54654 | 3611.4342 | 60
Exterior | 1 | 1 | 0 | 5391.9547 | 18
Source: Program Tracking Database and Navigant analysis and Illinois TRM
Final NTG Component Results - C&I Standard Rebate Program
Survey Type | Respondents | Number of Respondents | Reporting Year (PY) | Free Ridership | Participant Spillover | Non-Participant Spillover
Participant Web Survey | PY2016 Participating End-Use Customers | 56 | 2017 | 0.08 | 0.005 | --
Trade Ally Web Survey | Participating Trade Allies | 19 | 2017 | 0.05 | -- | 0.004
Measures with 2% or more program level savings and their effect on Program Level Realization Rate | [11 empty] | PY2018 Percentage of Verified Energy Savings by End-Use |  | PY2018 Percentage of Verified Demand Savings by End-Use
Measure name | Primary Key | Reported Energy Savings (kWh) | Reported Demand Savings (kW) | Verified Energy Savings (kWh) | Verified Demand Savings (kW) | Energy Realization Rate (%) | Demand Realization Rate (%) | Percentage of Reported savings kWh (%) | Percentage of Reported savings kW (%) | Effect on Energy Realization Rate | Effect on Demand Realization Rate | Percentage of Verified savings kWh (%) | Percentage of Verified savings kW (%)
LED Linear Lamp Replacing 4ft T8, T12, or T5 Lamp | 166.1 | 7485726.8 | 1703.5 | 9520826.409 | 1779.3388 | 127.2% | 104.5% | 29.56% | 33.04% | 5.7% | -2.4% | 33.07% | 31.52%
LED 2X4 Retrofit Kit replacing T8, T12 or T5/T5HO fixture | 169.1 | 2507272.9 | 569.77 | 3319134.493 | 605.8696 | 132.4% | 106.3% | 9.899% | 11.05% | 2.1% | -0.4% | 11.53% | 10.73%
LED Low Bay Fixture replacing 150W‐300W fixture | 220.1 | 2116593.4 | 382.32 | 1751222.994 | 306.3483 | 82.74% | 80.13% | 8.357% | 7.414% | -2.8% | -2.3% | 6.082% | 5.427%
Interior Omnidirectional LED Lamp replacing 40-60W Lamp | 112.2 | 845335.4 | 161.37 | 1477837.6966 | 265.0366 | 174.8% | 164.2% | 3.338% | 3.129% | 2.1% | 1.8% | 5.133% | 4.695%
LED 2X4 Troffer or Linear Ambient replacing T8, T12 or T5/T5HO fixture | 172.1 | 1184140.4 | 269.09 | 1349774.369 | 250.2125 | 114% | 92.98% | 4.675% | 5.218% | 0% | -0.9% | 4.688% | 4.433%
LED High Bay fixture replacing > 750W fixture | 223.1 | 1694437.2 | 306.07 | 1282225.943 | 221.1325 | 75.67% | 72.25% | 6.69% | 5.936% | -2.7% | -2.3% | 4.453% | 3.917%
Occupancy or Vacancy Sensor Replacing No Controls | 115.1 | 1082598.5 | 219.99 | 1241702.199 | 592.3087 | 114.7% | 269.2% | 4.274% | 4.266% | 0.1% | 7.1% | 4.312% | 10.49%
LED Low/High Bay Fixture replacing 301W‐450W fixture | 221.2 | 1600603.6 | 231.09 | 1092816.488 | 191.9983 | 68.28% | 83.08% | 6.319% | 4.482% | -3.1% | -1.2%
Remove 4ft Lamp from T8 or T12 system | 109.1 | 863030.6 | 175.56 | 1008719.472 | 184.7795 | 116.9% | 105.3% | 3.407% | 3.405% | 0.1% | -0.1% | 3.503% | 3.273%
LED low bay mogul screw-base lamp/retrofit kit replacing 150W - 300W fixture | 226 | 1021191.8 | 184.46 | 977108.882 | 161.9099 | 95.68% | 87.78% | 4.032% | 3.577% | -0.7% | -0.8%
Other Measures |  | 4927118.6876 | 953.2753 | 5771813.051 | 1086.0154 | 117.1% | 113.9% | 19.45% | 18.49% | 0.69% | 0.8317% | 20.05% | 19.24%
TOTAL |  | 25328049.2876 | 5156.4953 | 28793181.9966 | 5644.95 | 113.7% | 109.5% | 100% | 100% |  |  | 100% | 100%
Source: Program Tracking Database and Navigant analysis
Savings by Building Type | [11 empty] | PY2018 Percentage of Verified Energy Savings by Building Type |  | PY2018 Percentage of Verified Demand Savings by Building Type
Program | Building Type | Total Number of Projects | Reported Energy Savings (kWh) | Verified Energy Savings (kWh) | Energy Realization Rate (%) | % of Verified Total kWh | Reported Demand Savings (kW) | Verified Demand Savings (kW) | Demand Realization Rate | % of Verified Total kW
Standard- KCP&L-MO | Industrial | 67 | 2006123.647 | 1841309.8919 | 91.78% | 6.395% | 384.67 | 291.678 | 75.83% | 5.167%
| Office | 85 | 4279468.075 | 4771110.5288 | 111.5% | 16.57% | 947.66 | 1109.2198 | 117% | 19.65%
| Other | 129 | 6440104.044 | 8385596.8947 | 130.2% | 29.12% | 1334.66 | 1744.9574 | 130.7% | 30.91%
| Retail | 142 | 8793486.932 | 10706178.7195 | 121.8% | 37.18% | 1821.81 | 1946.3221 | 106.8% | 34.48%
| School | 8 | 386231.6705 | 406398.7127 | 105.2% | 1.411% | 84.64 | 82.2908 | 97.22% | 1.458%
| Warehouse | 45 | 2643494.27 | 1808844.4226 | 68.43% | 6.282% | 494.1 | 370.7396 | 75.03% | 6.568%
| Parking Garage* | 12 | 779140.68 | 873742.8257 | 112.1% | 3.035% | 88.94 | 99.7423 | 112.1% | 1.767%
| Total | 488 | 25328049.3185 | 28793181.996 | 113.7% | 100% | 5156.48 | 5644.95 | 109.5% | 100%
Source: C&I Standard and SBL Program Tracking Databases and Navigant analysis
*Lighting measures installed in parking garages were separated out from other projects since the waste heat factor for garages are 1.0, the coincidence factor is 1.0, and the HOU is assumed to be 8760
*Lighting measures installed in parking garages were separated out from other projects since the waste heat factor for garages are 1.0, the coincidence factor is 1.0, and the HOU is assumed to be 8760

## Business EER - Custom
KCP&L-MO Evaluation, Measurement, and Verification Report – Appendix Databook
Business Energy Efficiency Rebate - Custom: Data Tables | [7 empty] | Business Energy Efficiency Rebate - Custom: Figures
Executive Summary
Data is sourced to Navigant analysis unless otherwise noted.
Program Savings Summary - PY 2018 | [7 empty] | Energy at the Customer Meter: Program Savings Summary
| Gross |  |  | Net
| Reported Savings | Verified Savings | Realization Rate | MEEIA 3-Year Target | Verified Savings | % of MEEIA Target Achieved
Energy at Customer Meter (kWh) | 23184399.696 | 23415657.1097 | 101% | 44361460.04 | 17327586.2612 | 39.06%
Coinc Demand at Customer Meter (kW) | 4692.9539 | 4722.7924 | 100.6% | 12127.82 | 3494.8664 | 28.82%
Source: Program Tracking Database and Navigant analysis
Program Savings Summary - Program to Date | [7 empty] | Energy at the Customer Meter: Program Savings Summary
| Gross |  |  | Net
| Reported Savings | Verified Savings | Realization Rate | MEEIA 3-Year Target | Verified Savings | % of MEEIA Target Achieved
Energy at Customer Meter (kWh) | 34496376.156 | 34642179.1234 | 100.4% | 44361460.04 | 25118255.7303 | 56.62%
Coinc Demand at Customer Meter (kW) | 6244.0539 | 6772.2897 | 108.5% | 12127.82 | 4908.0763 | 40.47%
Source: Program Tracking Database and Navigant analysis
Net to Gross Component Summary
Free Ridership | Participant Spillover | Non-Participant Spillover | NTGR
0.31 | 0.002 | 0.05 | 74% |  |  |  |  | Coincident Demand at Customer Meter: Program Savings Summary
Source: Navigant analysis PY2018
KCP&L-MO BEER Custom - PY2017 Summary by Measure Type
Measure Type | Total Number of Projects | Reported Energy Savings (kWh) | Verified Energy Savings (kWh) | % of Total Verified Energy (%) | Reported Demand Savings (kW) | Verified Demand Savings (kW) | % of Total Verified Demand (%)
Building Optimization | 9 | 1768297 | 1785935.2307 | 7.627% | 178.56 | 179.6953 | 3.805%
Energy Management System | 1 | 124917 | 126163.0095 | 0.5388% | 0 | 0 | 0%
HVAC | 47 | 2355235.546 | 2378728.3122 | 10.16% | 882.521 | 888.1322 | 18.81%
Lighting | 127 | 9385316.01 | 9478931.7144 | 40.48% | 1583.07 | 1593.1354 | 33.73%
Misc Custom | 14 | 848699.22 | 857164.7395 | 3.661% | 145.08 | 146.0024 | 3.091%
Motors, Drives & Compressors | 19 | 3164608.68 | 3196174.6998 | 13.65% | 967.4529 | 973.6041 | 20.62%
New Construction | 16 | 4827880.59 | 4876037.2468 | 20.82% | 741.63 | 746.3454 | 15.8%
Refrigeration Upgrade | 4 | 709445.65 | 716522.157 | 3.06% | 194.64 | 195.8775 | 4.147%
Total | 237 | 23184399.696 | 23415657.1097 | 100% | 4692.9539 | 4722.7924 | 100%
Source: Program Tracking Database and Navigant analysis
Additional Detail
End-of-Year Population and Sample Sizes
Stratum | Reported Energy Savings (kWh) | Reported Peak Demand Savings (kW) | Total Number of Projects | Projects in Sample
Certainty | 1096307.23 | 121.03 | 1 | 1 |  |  |  | Percent of Verified kWh Savings by Measure Type: PY 2018
Lighting Large | 4592834.91 | 733.96 | 8 | 4
Lighting Small | 4792481.1 | 849.11 | 119 | 3
Non-Lighting Large | 6808736.81 | 1137.8288 | 14 | 6
Non-Lighting Small | 5894039.646 | 1851.0251 | 95 | 5
Total | 23184399.696 | 4692.9539 | 237 | 19
Source: C&I Custom Rebate Program Tracking Database and Navigant analysis
Note: Large projects account for at least 75% of total energy savings while total energy savings of all small projects are no more than 25%.
Energy Impacts at the Customer Meter For Sampled Projects
Stratum | Total Reported Energy Savings (kWh) | Total Verified Energy Savings (kWh) | Energy RR | Relative Precision at 90% Confidence (one-tailed)
Certainty | 1096307.23 | 1115448 | 101.7% | NA
Lighting Large | 2231331.27 | 2135580.3578 | 95.71% | 4.861%
Lighting Small | 157475.84 | 155303.976 | 98.62% | 2.604%
Non-Lighting Large | 3227766.97 | 3468277.1203 | 107.5% | 14.54%
Non-Lighting Small | 341180.65 | 339326.1405 | 99.46% | 5.543%
Total | 7054061.96 | 7213935.5946 | 102.3% | 4.309%
Percent of Verified kW Savings by Measure Type: PY 2018
Source: C&I Custom Rebate Program Tracking Database and Navigant analysis
Coincident Demand Impacts at Customer Meter For Sampled Projects
Stratum | Total Reported Coincident Demand Savings (kW) | Total Verified Coincident Demand Savings (kW) | Coincident Demand RR | Relative Precision at 90% Confidence (one-tailed)
Certainty | 121.03 | 179.18 | 148% | NA
Lighting Large | 418.8 | 483.8605 | 115.5% | 10.89%
Lighting Small | 19.48 | 21.8396 | 112.1% | 22.03%
Non-Lighting Large | 627.6188 | 475.666 | 75.79% | 29.85%
Non-Lighting Small | 102.6535 | 104.3337 | 101.6% | 48.01%
Total | 1289.5823 | 1264.8797 | 98.08% | 17.23%
Source: C&I Custom Rebate Program Tracking Database and Navigant analysis
Project-Level Energy and Demand Savings and RRs
Navigant Site ID | Project Type | Reported kWh | Verified kWh | Realization Rate (kWh) | Reported kW | Verified kW | Realization Rate (kW)
PRJ-1860482 | Refrigeration Upgrade | 55329.65 | 60361.4483 | 109.1% | 7.09 | 6.8439 | 96.53%
PRJ-1982461 | Lighting | 441133.06 | 345441.1162 | 78.31% | 81.1 | 97.7098 | 120.5%
PRJ-1936374 | HVAC | 22149 | 21719.1187 | 98.06% | 11.37 | 12.5654 | 110.5%
PRJ-1941383 | HVAC | 52424 | 45186.9111 | 86.2% | 26.63 | 28.8289 | 108.3%
PRJ-1593754 | Lighting | 417763.21 | 417704.2416 | 99.99% | 64.48 | 95.8907 | 148.7%
PRJ-1902564 | HVAC | 75678 | 69900.4136 | 92.37% | 33.1 | 56.0956 | 169.5%
PRJ-1731705 | Lighting | 99203.49 | 99203.496 | 100% | 8.84 | 9.3949 | 106.3%
PRJ-1596798 | Lighting | 841540 | 841540 | 100% | 97.05 | 124.65 | 128.4%
PRJ-1690266 | Lighting | 530895 | 530895 | 100% | 176.17 | 165.61 | 94.01%
PRJ-1994394 | New Construction | 433766.59 | 347658 | 80.15% | 105.95 | 107.86 | 101.8%
PRJ-1275106 | Building Optimization | 696209 | 696208.9135 | 100% | 79.48 | 79.4759 | 99.99%
PRJ-1363339 | New Construction | 831076.8 | 736029.2161 | 88.56% | 53.78 | 57.2771 | 106.5%
PRJ-1610986 | New Construction | 362027.58 | 361168.8728 | 99.76% | 24.77 | 24.6604 | 99.56%
PRJ-2174186 | Lighting | 21269.04 | 21269 | 100% | 3.88 | 6.38 | 164.4%
PRJ-2100203 | Lighting | 37003.31 | 34831.48 | 94.13% | 6.76 | 6.0647 | 89.71%
1009 | Motors, Drives & Compressors | 135600 | 142158.2489 | 104.8% | 24.4635 | 0 | 0%
PRJ-1918023 | New Construction | 1096307.23 | 1115448 | 101.7% | 121.03 | 179.18 | 148%
1007 | Motors, Drives & Compressors | 299687 | 722211.7411 | 241% | 181.8188 | 24.5744 | 13.52%
PRJ-1936297 | Refrigeration Upgrade | 605000 | 605000.3768 | 100% | 181.82 | 181.8182 | 100%
Source: C&I Custom Rebate Program Tracking Database and Navigant analysis
Project-Level Results for Sampled Projects
Nav. Site ID | Project Type | Energy RR (%) | Effect on Energy RR (%) | Demand RR (%) | Effect on Demand RR (%) | Reason for Discrepancy
PRJ-1860482 | Refrigeration Upgrade | 109.1% | -0.05398% | 96.53% | 0.008602% | Navigant verified different savings for the lighting and rooftop unit (RTU) replacement measures. Navigant used coincidence factor and waste heat factors from Navigant long-term metering study results for the lighting measure. For the RTU replacement measure, Navigant applied an engineering approach that captures the installed equipment's hourly savings in a year, while the reported savings were estimated using a 2-degree temperature bin analysis approach.
PRJ-1982461 | Lighting | 78.31% | 1.598% | 120.5% | -1.503% | The difference in energy savings compared to the reported savings was due to the hours-of-use being changed from 5,200 hours to 4,072 hours. Navigant verified the lighting operating schedule through a phone interview with the customer. The Navigant team confirmed via the phone interview that the lighting fixtures operate during the peak period, therefore verified peak demand savings were higher due to the application of a coincident factor (CF) of 1.00.
PRJ-1936374 | HVAC | 98.06% | 0.01325% | 110.5% | -0.1106% | The driver to the reported versus verified savings was due to different approach being used. Navigant applied an engineering approach that captures the installed equipment's hourly savings in a year, while the reported savings were estimated using a 2-degree temperature bin analysis approach. Additionally, the proposed EER value for the 4-Ton unit was updated from 13.8 to 13.4 as per the specifications sheet and the baseline EER for the 17.5 Ton unit was updated from 11.2 to 11.0 as per the IECC 2012.
PRJ-1941383 | HVAC | 86.2% | 0.1203% | 108.3% | -0.2145% | The driver to the reported versus verified savings was due to different approach being used. Navigant applied an engineering approach that captures the installed equipment's hourly savings in a year, while the reported savings were estimated using a 2-degree temperature bin analysis approach.
PRJ-1593754 | Lighting | 99.99% | 0.1436% | 148.7% | -2.665% | Navigant updated the peak demand savings calculations for occupancy sensor measures using the formulas and inputs defined by the Illinois TRM version 6. According to the Illinois TRM version 6, peak demand savings of installed occupancy sensors are the product of lighting load connected to the control, waste heat factor for demand, and the difference of baseline summer peak CF for the lighting system without occupancy sensors installed and the retrofit summer peak CF for the lighting system with occupancy sensors installed. The reported peak demand savings were calculated without including the baseline summer peak CF for the lighting system without occupancy sensors installed.
PRJ-1902564 | HVAC | 92.37% | 0.1074% | 169.5% | -1.881% | The driver to the reported versus verified savings was due to different approach being used. Navigant applied an engineering approach that captures the installed equipment's hourly savings in a year, while the reported savings were estimated using a 2-degree temperature bin analysis approach.
PRJ-1731705 | Lighting | 100% | 0.03233% | 106.3% | -0.05655% | The difference in reported versus verified peak demand savings was due to changes made to the coincidence factor as per Navigant long-term metering study results.
PRJ-1596798 | Lighting | 100% | 0.307% | 128.4% | -2.47% | Navigant updated the peak demand savings calculations for occupancy sensor measures using the formulas and inputs defined by the Illinois TRM version 6. According to the Illinois TRM version 6, peak demand savings of installed occupancy sensors are the product of lighting load connected to the control, waste heat factor for demand, and the difference of baseline summer peak CF for the lighting system without occupancy sensors installed and the retrofit summer peak CF for the lighting system with occupancy sensors installed. The reported peak demand savings were calculated without including the baseline summer peak CF for the lighting system without occupancy sensors installed.
PRJ-1690266 | Lighting | 100% | 0.1845% | 94.01% | 0.6453% | The difference in reported versus verified peak demand savings was due to changes made to the coincidence factor as per Navigant long-term metering study results.
PRJ-1994394 | New Construction | 80.15% | 1.449% | 101.8% | -0.3328% | The difference in realization rate was due to a change in the number of occupancy sensors installed. The implementer mistakenly used 485 occupancy sensors in the ex ante calculations; however, Navigant confirmed with the customer and the implementer that only 4 fixtures installed with occupancy sensors. Additionally, Navigant updated the peak demand savings calculations for occupancy sensor measures using the formulas and inputs defined by the Illinois TRM version 6. According to the Illinois TRM version 6, peak demand savings of installed occupancy sensors are the product of lighting load connected to the control, waste heat factor for demand, and the difference of baseline summer peak CF for the lighting system without occupancy sensors installed and the retrofit summer peak CF for the lighting system with occupancy sensors installed. The reported peak demand savings were calculated without including the baseline summer peak CF for the lighting system without occupancy sensors installed.
PRJ-1275106 | Building Optimization | 100% | 0.2482% | 99.99% | -0.1255% | No discrepancies
PRJ-1363339 | New Construction | 88.56% | 1.83% | 106.5% | -0.3663% | Navigant verified lower energy savings due to that the waste heat factor for energy from Navigant long-term metering study was used. The Navigant team is not sure where the waste heat factor for energy the implementer used came from. The difference in reported versus verified peak demand savings was due to two adjustments made to the implementer's calculations. One, Navigant confirmed that the installed lighting fixtures in the common spaces operate during the peak period, therefore verified peak demand savings were higher due to the application of a coincident factor (CF) of 1.00. Two, Navigant used coincidence factor and waste heat factor for demand from Navigant long-term metering study results.
PRJ-1610986 | New Construction | 99.76% | 0.1354% | 99.56% | -0.02885% | No discrepancies
PRJ-2174186 | Lighting | 100% | 0.006855% | 164.4% | -0.2002% | The difference in reported versus verified peak demand savings was due to an engineering approach used to calculate peak demand savings. The implementer used the kW factor approach while Navigant team applied the engineering approach in accordance with the IL TRM version 6. Additionally, Navigant used coincidence factor and waste heat factors from Navigant long-term metering study results.
PRJ-2100203 | Lighting | 94.13% | 0.0429% | 89.71% | 0.04411% | The driver for the discrepancy in energy savings is the slightly different baseline fixture used by Navigant compared to the implementer. The implementer used a 4' 4L T8 fixture while Navigant used an 8' 2L T8 fixture. These fixtures have equivalent lumen output, but the 8' fixture wattage is 109 compared to 112W for the 4' fixture. Navigant believes the 8' fixture is more appropriate to use as a baseline because the efficient fixture is an 8' fixture. The discrepancy in the kW savings is due to the implementer's use of a kW savings factor to report demand reduction, while Navigant uses an engineering approach in accordance with the IL TRM version 6.
1009 | Motors, Drives & Compressors | 104.8% | -0.05037% | 0% | 1.897% | The difference in reported versus verified savings was due to an engineering approach used. Based on the performance data the implementer and the contractor provided, Navigant confirmed that the variable speed drive measure does not produce peak demand savings during the peak period, therefore the verified peak demand savings are zero. The implementer used the kW factor approach for calculation of peak demand savings. Additionally, a pdf calculator was provided to Navigant and it is hard to understand how the reported savings were calculated. Navigant applied an industry-standard engineering approach and verified slightly higher energy savings.
PRJ-1918023 | New Construction | 101.7% | 0.09577% | 148% | -5.175% | The difference in reported versus verified peak demand savings was due to changes made to the coincidence factors. The Navigant team confirmed that the lighting fixtures in the warehouse/industrial spaces operate during the peak period, therefore verified peak demand savings were higher due to the application of a coincident factor (CF) of 1.00. Additionally, Navigant updated the peak demand savings calculations for occupancy sensor measures using the formulas and inputs defined by the Illinois TRM version 6. According to the Illinois TRM version 6, peak demand savings of installed occupancy sensors are the product of lighting load connected to the control, waste heat factor for demand, and the difference of baseline summer peak CF for the lighting system without occupancy sensors installed and the retrofit summer peak CF for the lighting system with occupancy sensors installed. The reported peak demand savings were calculated without including the baseline summer peak CF for the lighting system without occupancy sensors installed.
1007 | Motors, Drives & Compressors | 241% | -6.155% | 13.52% | 13.88% | The Navigant team applied an hourly engineering analysis approach and calculated the peak demand savings by aligning with the peak period. The implementer calculated the peak demand savings using the kW factor approach. However, the "motors and drives" kW factor should have been used rather than the "unitary AC" kW factor. Based on the verified peak demand savings, Navigant found that this custom project didn't reach the Custom program incentive cap and the verified savings for the Block Bidding portion should be zero as per the Block Bidding program design
PRJ-1936297 | Refrigeration Upgrade | 100% | 0.2126% | 100% | -0.3142% | No discrepancies
Source: C&I Custom Rebate Program Tracking Database and Navigant analysis
Participant Satisfaction with Custom Program (on a scale of 1 through 5, 1 being the lowest, 5 being the highest)
Program Component | 5 | 4 | 3 | 2 | 1 | Average Satisfaction (1-5)
Amount of rebate | 33% | 24% | 25% | 13% | 5% | 3.67
Time it took to receive the rebate | 56% | 30% | 7% | 8% | 0% | 4.37
Program communications about eligibility requirements and application process | 39% | 42% | 11% | 6% | 2% | 4.1
Requirements to participate in program | 43% | 32% | 15% | 5% | 5% | 4.03
Application process | 38% | 43% | 13% | 3% | 5% | 4.12
Pre-approval application process | 35% | 40% | 25% | 0% | 0% | 4.1
Final approval application process | 40% | 50% | 10% | 0% | 0% | 4.3
The Program Representative | 72% | 17% | 6% | 6% | 0% | 4.58
Your installation contractor | 63% | 28% | 7% | 0% | 2% | 4.5
Overall satisfaction with the program | 51% | 37% | 6% | 5% | 2% | 4.33
Source: Navigant survey of participants; n = 63
Participant Satisfaction with KCP&L (on a scale of 1 through 5, 1 being the lowest, 5 being the highest)
Program Component | 5 | 4 | 3 | 2 | 1 | Average Satisfaction (1-5)
Overall Satisfaction with KCP&L | 52% | 32% | 14% | 2% | 0% | 4.34
Source: Navigant survey of participants; n = 63
Participant's Willingness to Participate in KCP&L Rebate Program Again (on a scale of 1 through 5, 1 being "not at all likely", 5 being "very likely")
Program Component | 5 | 4 | 3 | 2 | 1 | Average Satisfaction (1-5)
KCP&L Rebate Program | 84% | 10% | 5% | 2% | 0% | 4.79
Source: Navigant survey of participants; n = 63
Easiness to complete Business Energy Efficiency Rebates Custom project pre-approval application (on a scale of 1 through 5, 1 being "not at all easy", 5 being "extremely easy")
Program Component | 5 | 4 | 3 | 2 | 1 | Average Satisfaction (1-5)
Pre-approval application | 25% | 40% | 35% | 0% | 0% | 3.9
Source: Navigant survey of participants; n = 63
Trade Ally Satisfaction with Custom Program (on a scale of 1 through 5, 1 being the lowest, 5 being the highest)
Program Component | 5 | 4 | 3 | 2 | 1 | Average Satisfaction (1-5)
Marketing materials provided by the program | 29% | 26% | 40% | 5% | 0% | 3.79
Amount and type of communication received from the program | 49% | 28% | 16% | 7% | 0% | 4.19
Amount and type of training provided by the program | 36% | 31% | 31% | 2% | 0% | 4.01
Project application process | 40% | 33% | 19% | 9% | 0% | 4.07
Time to complete a project through the program | 41% | 30% | 18% | 11% | 0% | 4.01
The amount of the program incentives | 25% | 30% | 30% | 16% | 0% | 3.67
The Program Representative | 90% | 10% | 0% | 0% | 0% | 4.9
Source: Navigant survey of trade allies; n = 48
Trade Ally Satisfaction with Custom Program Elements over Previous Year
Program component | Increased | Stayed the same | Decreased | Don't know | Not applicable; first year in program
Marketing materials provided by the program | 38% | 63% | 0%
Amount and type of communication received from the program | 39% | 58% | 3%
Amount and type of training provided by the program | 34% | 63% | 3%
Project application process | 30% | 64% | 6%
Time to complete a project through the program | 19% | 74% | 6%
The amount of the program incentives | 23% | 32% | 45%
The Program Representative | 40% | 60% | 0%
Source: Navigant survey of trade allies who had participated in prior years; n = 33
Trade Ally Overall Satisfaction with the Custom Program (on a scale of 1 through 5, 1 being the lowest, 5 being the highest)
Program component | 5 | 4 | 3 | 2 | 1 | Average Satisfaction (1-5)
Overall Satisfaction with Custom Program | 36% | 45% | 17% | 2% | 0% | 0.47042
Source: Navigant survey of trade allies; n = 48

## Block Bidding
KCP&L-MO Evaluation, Measurement, and Verification Report – Appendix Databook
Block Bidding: Data Tables | [7 empty] | Business Energy Efficiency Rebate - Block Bidding: Figures
Executive Summary
Data is sourced to Navigant analysis unless otherwise noted.
Program Savings Summary - PY 2018 | [7 empty] | Energy at the Customer Meter: Program Savings Summary
| Gross |  |  | Net
| Reported Savings | Verified Savings | Realization Rate | MEEIA 3-Year Target | Verified Savings | % of MEEIA Target Achieved
Energy at Customer Meter (kWh) | 740190.56 | 439038.4938 | 59.31% | 10059398.3332 | 324888.4854 | 3.23%
Coinc Demand at Customer Meter (kW) | 292.4749 | 113.4639 | 38.79% | 1744 | 83.9633 | 4.814%
Source: Program Tracking Database and Navigant analysis
Program Savings Summary - Program to Date | [7 empty] | Energy at the Customer Meter: Program Savings Summary
| Gross |  |  | Net
| Reported Savings | Verified Savings | Realization Rate | MEEIA 3-Year Target | Verified Savings | % of MEEIA Target Achieved
Energy at Customer Meter (kWh) | 965961.61 | 767130.5879 | 79.42% | 10059398.3332 | 538918.3031 | 5.357%
Coinc Demand at Customer Meter (kW) | 311.3049 | 174.4788 | 56.05% | 1744 | 123.1219 | 7.06%
Source: Program Tracking Database and Navigant analysis
Net to Gross Component Summary
Free Ridership | Participant Spillover | Non-Participant Spillover | NTGR
Projects Originating from the Business EER - Custom Program |  |  | 74%
Coincident Demand at the Customer Meter: Program Savings Summary
PY 2018 Summary by Measure Type
Navigant Site ID | Project Type | Reported kWh | Verified kWh | Realization Rate (kWh) | Reported kW | Verified kW | Realization Rate (kW)
PRJ-1611380 | Lighting | 110999.36 | 110999 | 100% | 12.8 | 16.44 | 128.4%
PRJ-1950363 | Refrigeration Upgrade | 318282 | 318281.6232 | 100% | 95.65 | 95.6518 | 100%
PRJ-2156212 | Misc Custom | 9811.2 | 9757.8706 | 99.46% | 1.35 | 1.3721 | 101.6%
1025 | Motors, Drives & Compressors | 301098 | 0 | 0% | 182.6749 | 0 | 0%
Source: Program Tracking Database and Navigant analysis
Additional Detail
Project-Level Results
Nav. Site ID | Project Type | Energy RR (%) | Demand RR (%) | Reason for Discrepancy
PRJ-1611380 | Lighting | 100% | 128.4% | Navigant updated the peak demand savings calculations for occupancy sensor measures using the formulas and inputs defined by the Illinois TRM version 6. According to the Illinois TRM version 6, peak demand savings of installed occupancy sensors are the product of lighting load connected to the control, waste heat factor for demand, and the difference of baseline summer peak CF for the lighting system without occupancy sensors installed and the retrofit summer peak CF for the lighting system with occupancy sensors installed. The reported peak demand savings were calculated without including the baseline summer peak CF for the lighting system without occupancy sensors installed.
PRJ-1950363 | Refrigeration Upgrade | 100% | 100% | No discrepancies
PRJ-2156212 | Misc Custom | 99.46% | 101.6% | Navigant included this project as part of Custom program because it is actually a Custom project confirmed by the implementation contractor. However, the DSMore classified it as a Block Bidding project. Navigant moved it back to Block Bidding program to align with the DSMore reported savings and applied RR of Custom non-lighting small strata to this project because it was classified as a non-lighting small strata project in the Custom program.
1025 | Motors, Drives & Compressors | 0% | 0% | This is the Block Bidding "buy-now" portion of Custom project 1007. Navigant found that the Custom project 1007 did not reach the Custom program incentive cap, based on which there should be not a "buy-now" portion and the verified savings for the Block Bid project 1025 should be zero.
Source: Navigant analysis

## Business EER - SEM
KCP&L-MO Evaluation, Measurement, and Verification Report – Appendix Databook
Business Energy Efficiency Rebate - SEM: Data Tables
Executive Summary
Data is sourced to Navigant analysis unless otherwise noted.
Program Savings Summary - PY 2018
| Gross |  |  | Net
| Reported Savings | Verified Savings | Realization Rate | MEEIA 3-Year Target | Verified Savings | % of MEEIA Target Achieved
Energy at Customer Meter (kWh) | -123710 | -981573 | N/A | 9027253.032 | -981573 | -10.87%
Coinc Demand at Customer Meter (kW) | 0 | 381.85 | N/A | 2021.394 | 381.85 | 18.89%
Source: Program Tracking Database and Navigant analysis
Program Savings Summary - Program to Date
| Gross |  |  | Net
| Reported Savings | Verified Savings | Realization Rate | MEEIA 3-Year Target | Verified Savings | % of MEEIA Target Achieved
Energy at Customer Meter (kWh) | 16143524 | 19489068.4943 | 120.7% | 9027253.032 | 19489068.4943 | 215.9%
Coinc Demand at Customer Meter (kW) | 0 | 381.85 | N/A | 2021.394 | 381.85 | 18.89%
Source: Program Tracking Database and Navigant analysis
Net to Gross Component Summary
Free Ridership | Participant Spillover | Non-Participant Spillover | NTGR
NA | NA | NA | 100%
Source: Navigant analysis PY2015
Additional Detail
End-of-Year Population and Sample Sizes
Stratum | Reported Energy Savings (kWh) | Ex Post Energy Savings (kWh) | Reported Demand Savings (kW) | Ex Post Demand Savings (kW) | Total Number of Projects | Projects in Sample
Zero | 0 | 0 | 0 | 0 | 2 | 2
Small | 7941 | 32826 | 0 | 77 | 2 | 2
Medium | 455873 | 464913 | 0 | 224 | 5 | 5
Large | -587524 | -1479312 | 0 | 81 | 3 | 3
Total | -123710 | -981573 | 0 | 382 | 12 | 12
Source: C&I SEM Rebate Program Tracking Database and Navigant analysis
Note: Large projects account for at least 75% of total energy savings while total energy savings of all small projects are no more than 25%.
Project-Level Results for Sampled Projects
Nav. Site ID | Stratum | Reported kWh | Verified kWh | Energy RR (%) | Number of Models | Reason for Discrepancy
Site A | Large | -95191 | -1350215 | N/A | 1 | Navigant compared the energy use in PY2018 (February - April) to the energy use in the equivalent time period of PY2017. Although the site saved energy in PY2018 compared to the baseline period, the incremental savings compared to the equivalent period in PY2017 were highly negative. The implementer compared PY2018 savings to the average savings during PY2017, which are lower than the savings during January to March of PY2017.
Site B | Zero | 0 | 0 | N/A | 1 | Opted out of the program before year 3
Site C | Medium | 703747 | 552990 | 79% | 1 | The implementer capped the production, which led to over-claimed savings. Because they capped, their model was predicting 350 units rather than 400+. For 2 out of the 4 months in PY3, the production levels were above 110% of the baseline levels. In order to account for this, Navigant included a high production indicator variable.
Site D | Medium | -70799 | 5608 | N/A | 5 | Navigant compared the energy use in PY2018 (January - February) to the energy use in the equivalent time period in PY2017. This led to positive verified savings while the implementer reported negative savings.
Site E | Medium | -121484 | -73349 | N/A | 5 | Navigant compared the energy use in PY2018 (January - February) to the energy use in the equivalent time period in PY2017. This led to verified savings that are less negative than the savings reported by the implementer.
Site F | Zero | 0 | 0 | N/A | 1 | Opted out of the program before year 3
Site G | Small | -16421 | -9054 | N/A | 3 | Navigant compared the energy use in PY2018 (January - February) to the energy use in the equivalent time period in PY2017. This led to verified savings that are less negative than the savings reported by the implementer.
Site H | Medium | -30618 | 90489 | N/A | 2 | Navigant compared the energy use in PY2018 (January - February) to the energy use in the equivalent time period in PY2017. This led to positive verified savings while the implementer reported negative savings.
Site I | Large | -93755 | 90627 | N/A | 6 | Navigant compared the energy use in PY2018 (January - February) to the energy use in the equivalent time period in PY2017. This led to positive verified savings while the implementer reported negative savings.
Site J | Small | 7941 | 41880 | 527% | 3 | Navigant compared the energy use in PY2018 (January - February) to the energy use in the equivalent time period in PY2017. This led to greater positive verified savings than the implementer reported.
Site K | Large | -398578 | -219724 | N/A | 6 | Navigant compared the energy use in PY2018 (January - February) to the energy use in the equivalent time period in PY2017. This led to verified savings that are less negative than the savings reported by the implementer.
Site L | Medium | -24973 | -110826 | N/A | 5 | Navigant compared the energy use in PY2018 (January - February) to the energy use in the equivalent time period in PY2017. This led to verified savings that are more negative than the savings reported by the implementer.

## Small Bus. Lighting
KCP&L-MO Evaluation, Measurement, and Verification Report – Appendix Databook
Small Bus. Lighting: Data Tables | [11 empty] | Business Energy Efficiency Rebate - Small Bus. Lighting: Figures
Executive Summary
Data is sourced to Navigant analysis unless otherwise noted.
Program Savings Summary - PY 2018 | [11 empty] | Energy at the Customer Meter: Program Savings Summary
| Gross |  |  | Net
| Reported Savings | Verified Savings | Realization Rate | MEEIA 3-Year Target | Verified Savings | % of MEEIA Target Achieved
Energy at Customer Meter (kWh) | 4993.243 | 4523.3787 | 90.59% | 3509633.58 | 3944.3862 | 0.1124%
Coinc Demand at Customer Meter (kW) | 1.0223 | 0.95399 | 93.32% | 561.937 | 0.83188 | 0.148%
Source: Program Tracking Database and Navigant analysis
Program Savings Summary - Program to Date | [11 empty] | Energy at the Customer Meter: Program Savings Summary
| Gross |  |  | Net
| Reported Savings | Verified Savings | Realization Rate | MEEIA 3-Year Target | Verified Savings | % of MEEIA Target Achieved
Energy at Customer Meter (kWh) | 4817621 | 3554302.9592 | 73.78% | 3509633.58 | 3099352.1805 | 88.31%
Coinc Demand at Customer Meter (kW) | 814.3774 | 570.8207 | 70.09% | 561.937 | 497.7556 | 88.58%
Source: Program Tracking Database and Navigant analysis
Coincident Demand at the Customer Meter: Program Savings Summary
Net to Gross Component Summary
Free Ridership | Participant Spillover | Non-Participant Spillover | NTGR
0.14 | 0.002 | 0.01 | 87.2%
Measure Summary Table
Measure Type | Reported kWh | % of Total | Reported kW | % of Total
LED Linear | 2522.8782 | 50.53% | 0.5735 | 56.1%
LED Screw In | 1307.5324 | 26.19% | 0.233 | 22.79%
Lighting Optimization | 1162.8324 | 23.29% | 0.2158 | 21.11%
LED Low/High Bay | 0 | 0% | 0 | 0%
LED Exterior | 0 | 0% | 0 | 0%
LED Other | 0 | 0% | 0 | 0%
Lighting Control | 0 | 0% | 0 | 0%
Total | 4993.243 | 100% | 1.0223 | 100%
Source: Program Tracking Database and Navigant analysis
Additional Detail
Savings by Building Type for Small Business Lighting Program
Stratum | Total Number of Projects | Reported Energy Savings (kWh) | % of Total | Verified Energy Savings (kWh) | Realization Rate | Reported Demand Savings (kW) | % of Total | Verified Demand Savings (kW) | Realization Rate
Industrial | 0 | 0 | 0% | 0 | - | 0 | 0% | 0 | -
Office | 0 | 0 | 0% | 0 | - | 0 | 0% | 0 | -
Other | 0 | 0 | 0% | 0 | - | 0 | 0% | 0 | -
Retail | 1 | 4993.243 | 100% | 4523.3787 | 90.59% | 1.0223 | 100% | 0.95399 | 93.32%
School | 0 | 0 | 0% | 0 | - | 0 | 0% | 0 | -
Warehouse | 0 | 0 | 0% | 0 | - | 0 | 0% | 0 | -
Total | 1 | 4993.243 | 100% | 4523.3787 | 90.59% | 1.0223 | 100% | 0.95399 | 93.32%
Source: Program Tracking Database and Navigant analysis
Verified Inputs for Small Business Lighting Program Projects
Verified (Navigant Analysis and IL TRM)
Building Type | WHFe | WHFd | Revised CF | Revised HOU
Industrial | 1.0199 | 1.0398 | 0.63827 | 4262.3498
Office | 1.2513 | 1.39 | 0.61361 | 2398.7939
Other | 1.0917 | 1.3561 | 0.55112 | 4774.1871
Retail | 1.1223 | 1.2909 | 0.76694 | 4182.8096
School | 1.1739 | 1.3293 | 0.5316 | 3674.9458
Warehouse | 1 | 1.22 | 0.55703 | 2377.8268
Exterior | 1 | 1 | 0 | 5391.9547
Source: Program Tracking Database and Navigant analysis and Illinois TRM
Measures with 3% or more program level savings and their effect on Program Level Realization Rate
Measure name | Primary Key | Reported kWh | Reported kW | Verified kWh | Verified kW | RR kWh | RR kW | Percentage of Reported savings kWh | Percentage of Reported savings kW | Effect on Energy RR | Effect on Demand RR
Directional LED Lamp replacing 71‐110W Lamp | 70.1 | 461.532 | 0.0938 | 762.1893 | 0.16076 | 165.1% | 171.4% | 9.243% | 9.175% | 7.593% | 7.885%
Remove 4ft Lamp from T8 or T12 system | 72.1 | 1162.83 | 0.2158 | 780.7727 | 0.16467 | 67.14% | 76.31% | 23.29% | 21.11% | -7.118% | -4.552%
Omnidirectional LED Lamp replacing 40‐60W Lamp | 187.1 | 846 | 0.1392 | 817.9524 | 0.17251 | 96.68% | 123.9% | 16.94% | 13.62% | 1.243% | 4.825%
LED Linear Lamp Replacing 4ft T8, T12, or T5 Lamp | 201.1 | 1089.79 | 0.248 | 948.0812 | 0.19995 | 87% | 80.63% | 21.83% | 24.26% | -1.003% | -4.065%
LED 2X2 Troffer or Linear Ambient replacing T8, T12 or T5/T5HO fixture | 208.1 | 1433.09 | 0.3255 | 1214.3895 | 0.25612 | 84.74% | 78.68% | 28.7% | 31.84% | -2.355% | -6.836%
TOTAL |  | 4993.242 | 1.0223 | 4523.3851 | 0.95401 | 90.59% | 93.32% | 100% | 100%
Source: Program Tracking Database and Navigant analysis

## Whole House Efficiency
KCP&L-MO Evaluation, Measurement, and Verification Report – Appendix Databook
Whole House Efficiency: Data Tables | [9 empty] | Whole House Efficiency - Custom: Figures
Executive Summary
[10 empty] | Energy at the Customer Meter: Program Savings Summary | Coincident Demand at the Customer Meter: Program Savings Summary
Data is sourced to Navigant analysis unless otherwise noted.
Program Savings Summary - PY 2018
| Gross |  |  | Net
| Reported Savings | Verified Savings | Realization Rate | MEEIA 3-Year Target | Verified Savings | % of MEEIA Target Achieved
Energy at Customer Meter (kWh) | 6553953.5078 | 4387961.4076 | 66.95% | 17468256 | 3598128.3542 | 20.6%
Coinc Demand at Customer Meter (kW) | 3185.4041 | 2312.9694 | 72.61% | 4322 | 1896.6349 | 43.88%
Source: Program Tracking Database and Navigant analysis
Program Savings Summary - Program to Date
| Gross |  |  | Net
| Reported Savings | Verified Savings | Realization Rate | MEEIA 3-Year Target | Verified Savings | % of MEEIA Target Achieved
Energy at Customer Meter (kWh) | 15644587.0494 | 13932687.2124 | 89.06% | 17468256 | 11424803.5142 | 65.4%
Coinc Demand at Customer Meter (kW) | 6734.4215 | 8404.5339 | 124.8% | 4322 | 6891.7178 | 159.5%
Source: Program Tracking Database and Navigant analysis
Net to Gross Component Summary
Free Ridership | Participant Spillover | Non-Participant Spillover | NTGR | [6 empty] | Energy Impacts at the Customer Meter
0.33 | 0.02 | 0.14 | 82%
PY2017 Summary by Measure Type
Stratum | Total Number of Projects | Total Reported Energy Savings (kWh) | Total Verified Energy Savings (kWh) | Energy RR | Total Reported Coincident Demand Savings (kW) | Total Verified Coincident Demand Savings (kW) | Coincident Demand RR
Tier 1: Energy Savings Kit | 14163 | 493347.4352 | 571861.8384 | 115.9% | 53.466 | 79.1889 | 148.1%
Tier 2: Building Shell Measures | 611 | 482103.4506 | 285274.534 | 59.17% | 72.2668 | 148.5974 | 205.6%
Tier 3: HVAC Measures | 2572 | 5578502.622 | 3530825.0351 | 63.29% | 3059.6713 | 2085.1831 | 68.15%
Total | 17346 | 6553953.5078 | 4387961.4076 | 66.95% | 3185.4041 | 2312.9694 | 72.61%
Source: Program Tracking Database and Navigant analysis
Additional Detail
Measure-Level Energy and Demand Savings and RRs
Stratum | Measure | Sub-Measure | Quantity | Reported kWh | Verified kWh | Realization Rate (kWh) | Reported kW | Verified kW | Realization Rate (kW)
| Measure |  | Quantity | [6 empty] | Coincident Demand Impacts at the Customer Meter
T1: Energy Savings Kit | LED |  | 11763 | 332661.4483 | 409996.7074 | 123.2% | 32.9448 | 56.8872 | 172.7%
T1: Energy Savings Kit | Hot Water Pipe Wrap |  | 467 | 7710.955 | 7710.9533 | 100% | 0.8774 | 0.87964 | 100.3%
T1: Energy Savings Kit | Advanced Power Strip |  | 835 | 85975.73 | 86005 | 100% | 9.6796 | 9.6513 | 99.71%
T1: Energy Savings Kit | Aerator | Kitchen Faucet | 161 | 9964.2676 | 9964.2696 | 100% | 2.3324 | 2.3321 | 99.99%
T1: Energy Savings Kit | Aerator | Bathroom Faucet | 280 | 1609.8112 | 2759.6767 | 171.4% | 2.528 | 4.3366 | 171.5%
T1: Energy Savings Kit | Aerator | Shower | 657 | 55425.2231 | 55425.2315 | 100% | 5.1038 | 5.1021 | 99.97%
T1: Energy Savings Kit | Furnace Filter Alarm |  | 0 | 0 | 0 |  | 0 | 0
T2: Building Shell | Air Sealing |  | 302 | 338596.0706 | 171207.8704 | 50.56% | 49.1882 | 95.324 | 193.8%
T2: Building Shell | Insulation | Ceiling | 264 | 132392.02 | 91357.6658 | 69.01% | 16.9034 | 42.2801 | 250.1%
T2: Building Shell | Insulation | Wall | 45 | 11115.36 | 22708.9978 | 204.3% | 6.1752 | 10.9933 | 178%
T3: HVAC | Air Conditioner | Time-of-Sale | 12 | 5458.1851 | 4686.3408 | 85.86% | 2.9236 | 2.7647 | 94.56%
T3: HVAC | Air Conditioner | Early Replacement | 1114 | 3542061.148 | 1632748.5852 | 46.1% | 2595.7476 | 1630.7411 | 62.82%
T3: HVAC | Heat Pump | Air Source Time-of-Sale | 4 | 2117.825 | 2087.1575 | 98.55% | 0.4451 | 0.57297 | 128.7%
T3: HVAC | Heat Pump | Air Source Early Replacement | 61 | 438043.4139 | 333257.1934 | 76.08% | 133.8678 | 95.9565 | 71.68%
T3: HVAC | Heat Pump | Air Source Replace Failed ER Heat | 5 | 20953.0655 | 14314.5774 | 68.32% | 7.5551 | 1.6526 | 21.87%
T3: HVAC | Heat Pump | Air Source Replace Operating ER Heat | 34 | 460828.8119 | 412434.4303 | 89.5% | 74.7617 | 7.5889 | 10.15%
T3: HVAC | Heat Pump | Ductless Mini-Split | 45 | 101777.7423 | 95310.7304 | 93.65% | 10.8468 | 22.2755 | 205.4%
T3: HVAC | Heat Pump | Ground Source Time-of-Sale | 7 | 36579.5738 | 38203.666 | 104.4% | 5.1254 | 9.4709 | 184.8%
T3: HVAC | Heat Pump | Ground Source Early Replacement | 3 | 19662.7857 | 28285.4278 | 143.9% | 3.0315 | 9.6273 | 317.6%
T3: HVAC | Heat Pump | Ground Source Replace ER Heat | 2 | 16108.4472 | 37503.096 | 232.8% | 1.5708 | 3.2387 | 206.2%
T3: HVAC | Heat Pump | Ground Source New Construction | 3 | 25775.5238 | 7255.0936 | 28.15% | 6.2719 | 4.1154 | 65.62%
T3: HVAC | Heat Pump Water Heater |  | 1 | 1766 | 1500.7366 | 84.98% | 0.0837 | 0.071097 | 84.94%
T3: HVAC | ECM Furnace Fan |  | 1281 | 907370.1 | 923238 | 101.7% | 217.4403 | 297.1075 | 136.6%
Source: Program Tracking Database and Navigant analysis
Measure-Level Results and Reasons for Discrepancies
Nav. Site ID | Project Type |  | Energy RR (%) | Major Reasons for Discrepancy |  | Demand RR (%) | Major Reasons for Discrepancy
T1: Energy Savings Kit | LED |  | 123.2% | IL TRM v5 deemed HOU of 847 was used, versus the KCPL deemed value of 938. |  | 172.7% | IL TRM v5 CF of 8.10% was used to calculate verified savings, versus the KCPL deemed value of 9.5%
T1: Energy Savings Kit | Hot Water Pipe Wrap |  | 100% | IL TRM v5 deemed savings of 72 kWh is lower than reported deemed savings of 74 kWh. |  | 100.3% | IL TRM v5 deemed savings of 0.0082 kW is lower than reported deemed savings of 0.0085 kW.
T1: Energy Savings Kit | Advanced Power Strip |  | 100% | IL TRM v5 deemed savings of 103 kWh is higher than reported deemed savings of 73.7 kWh. |  | 99.71% | IL TRM v5 deemed savings of 0.011 kW is higher than reported deemed savings of 0.005 kW.
T1: Energy Savings Kit | Aerator | Kitchen Faucet | 100% | IL TRM V5 assume 2.56 person per household, versus KCPL's 1.44. |  | 99.99% | IL TRM v5 deemed savings of 0.047 kW is higher than reported deemed savings of 0.010 kW. IL TRM V5 assume 2.56 person per household, versus KCPL's 1.44.
T1: Energy Savings Kit | Aerator | Bathroom Faucet | 171.4% | IL TRM V5 assume 2.56 person per household, versus KCPL's 1.44. |  | 171.5% | IL TRM v5 deemed savings of 0.039 kW is higher than reported deemed savings of 0.010 kW. IL TRM V5 assume 2.56 person per household, versus KCPL's 1.44.
T1: Energy Savings Kit | Aerator | Shower | 100% | IL TRM V5 assume 2.56 person per household, versus KCPL's 1.44. |  | 99.97% | IL TRM v5 deemed savings of 0.030 kW is higher than reported deemed savings of 0.0244 kW. IL TRM V5 assume 2.56 person per household, versus KCPL's 1.44.
T1: Energy Savings Kit | Furnace Filter Alarm
T2: Building Shell | Air Sealing |  | 50.56% | CFM50: Avg efficient 3860, claimed 3. Avg baseline 2765, claimed 6. CDD 1444.5 was used to verify savings versus KCPL's 1325. HDD 5154.4 was used to verify savings versus KCPL's 5249. |  | 193.8% | IL TRM v5 calculated savings is higher than reported deemed savings of 0.0001 kW.
T2: Building Shell | Insulation | Ceiling | 69.01% | R-Value: Avg installed 29.1, claimed 38. Avg baseline 16.5, claimed 5. CDD 1444.5 was used to verify savings versus KCPL's 1325. HDD 5154.4 was used to verify savings versus KCPL's 5249. |  | 250.1% | IL TRM v5 calculated savings is lower than reported deemed savings of 0.0003 kW.
T2: Building Shell | Insulation | Wall | 204.3% | R-Value: Avg installed 17.2, claimed 5. Avg baseline 6.7, claimed 2. CDD 1444.5 was used to verify savings versus KCPL's 1325. HDD 5154.4 was used to verify savings versus KCPL's 5249. |  | 178% | IL TRM v5 calculated savings is higher than reported deemed savings of 0.0004 kW.
T3: HVAC | Air Conditioner | Time-of-Sale | 85.86% | A cooling EFLH of 738 was used to verify savings, versus KCPL's 1325. Federal baseline SEER of 13 was used to verify savings versus actual SEER of equipment replaced. Used actual SEER of installed which was higher than KCPL's deemed efficient SEER. |  | 94.56% | A cooling EFLH of 738 was used to verify savings, versus KCPL's 1325. Federal baseline EER of 11.2 was used to verify savings versus actual EER of equipment replaced. Used actual EER of installed which was higher than KCPL's deemed efficient EER.
T3: HVAC | Air Conditioner | Early Replacement | 46.1% | A cooling EFLH of 738 was used to verify savings, versus KCPL's 1325. Used actual SEER of equipment removed as baseline SEER to verify savings which was lower than KCPL's deemed baseline of 10. Used actual SEER of installed which was higher than KCPL's deemed efficient SEER. |  | 62.82% | A cooling EFLH of 738 was used to verify savings, versus KCPL's 1325. Used actual EER of equipment removed as baseline EER to verify savings which was lower than KCPL's deemed baseline. Used actual EER of installed which was higher than KCPL's deemed efficient EER.
T3: HVAC | Heat Pump | Air Source Time-of-Sale | 98.55% | A cooling EFLH of 738 was used to verify savings, versus KCPL's 1325. A heating EFLH of 1376 was used versus KCPL's 5249. Federal baseline SEER of 14 was used to verify savings versus actual SEER of equipment replaced. Used actual SEER of installed which was higher than KCPL's deemed efficient SEER. |  | 128.7% | A cooling EFLH of 738 was used to verify savings, versus KCPL's 1325. A heating EFLH of 1376 was used versus KCPL's 5249. Federal baseline EER of 11.8 was used to verify savings versus actual EER of equipment replaced. Used actual EER of installed which was higher than KCPL's deemed efficient EER.
T3: HVAC | Heat Pump | Air Source Early Replacement | 76.08% | A cooling EFLH of 738 was used to verify savings, versus KCPL's 1325. A heating EFLH of 1376 was used versus KCPL's 5249. Used actual SEER of equipment removed as baseline SEER to verify savings which was lower than KCPL's deemed baseline of 9.12. Used actual SEER of installed which was higher than KCPL's deemed efficient SEER. |  | 71.68% | A cooling EFLH of 738 was used to verify savings, versus KCPL's 1325. A heating EFLH of 1376 was used versus KCPL's 5249. Used actual EER of equipment removed as baseline EER to verify savings which was lower than KCPL's deemed baseline. Used actual EER of installed which was higher than KCPL's deemed efficient EER.
T3: HVAC | Heat Pump | Air Source Replace Failed ER Heat | 68.32% | A cooling EFLH of 738 was used to verify savings, versus KCPL's 1325. A heating EFLH of 1376 was used versus KCPL's 5249. Used actual SEER of equipment removed as baseline SEER to verify savings which was lower than KCPL's deemed baseline of 9.12. Used actual SEER of installed which was higher than KCPL's deemed efficient SEER. |  | 21.87% | A cooling EFLH of 738 was used to verify savings, versus KCPL's 1325. A heating EFLH of 1376 was used versus KCPL's 5249. Used actual EER of equipment removed as baseline EER to verify savings which was lower than KCPL's deemed baseline. Used actual EER of installed which was higher than KCPL's deemed efficient EER.
T3: HVAC | Heat Pump | Air Source Replace Operating ER Heat | 89.5% | A cooling EFLH of 738 was used to verify savings, versus KCPL's 1325. A heating EFLH of 1376 was used versus KCPL's 5249. Federal baseline SEER of 14 was used to verify savings versus actual SEER of equipment replaced. Used actual SEER of installed which was higher than KCPL's deemed efficient SEER. |  | 10.15% | A cooling EFLH of 738 was used to verify savings, versus KCPL's 1325. A heating EFLH of 1376 was used versus KCPL's 5249. Federal baseline EER of 11.8 was used to verify savings versus actual EER of equipment replaced. Used actual EER of installed which was higher than KCPL's deemed efficient EER.
T3: HVAC | Heat Pump | Ductless Mini-Split | 93.65% | A cooling EFLH of 738 was used to verify savings, versus KCPL's 1325. A heating EFLH of 1376 was used versus KCPL's 5249. IL TRM v5 calculated savings higher than reported deemed savings of 1314 kWh. |  | 205.4% | A cooling EFLH of 738 was used to verify savings, versus KCPL's 1325. A heating EFLH of 1376 was used versus KCPL's 5249. IL TRM v5 calculated savings is lower than reported deemed savings of 0.82 kW.
T3: HVAC | Heat Pump | Ground Source Time-of-Sale | 104.4% | A cooling EFLH of 738 was used to verify savings, versus KCPL's 3020. A heating EFLH of 1376 was used versus KCPL's 4470. Used baseline SEER of 14 to verify savings which was higher than KCPL's deemed baseline of 12. Used actual SEER of installed which was higher than KCPL's deemed efficient EER of 23. |  | 184.8% | A cooling EFLH of 738 was used to verify savings, versus KCPL's 3020. A heating EFLH of 1376 was used versus KCPL's 4470. Baseline EER of 11.8 was used to verify savings versus KCPL's 12. Used actual EER of installed which was higher than KCPL's deemed efficient EER of 23.
T3: HVAC | Heat Pump | Ground Source Early Replacement | 143.9% | A cooling EFLH of 738 was used to verify savings, versus KCPL's 3020. A heating EFLH of 1376 was used versus KCPL's 4470. Used baseline SEER of 9.12 to verify savings which was lower than KCPL's deemed baseline of 12. Used actual SEER of installed which was higher than KCPL's deemed efficient EER of 23. |  | 317.6% | A cooling EFLH of 738 was used to verify savings, versus KCPL's 3020. A heating EFLH of 1376 was used versus KCPL's 4470. Baseline EER of 8.55 was used to verify savings versus KCPL's 12. Used actual EER of installed which was higher than KCPL's deemed efficient EER of 23.
T3: HVAC | Heat Pump | Ground Source Replace ER Heat | 232.8% | A cooling EFLH of 738 was used to verify savings, versus KCPL's 3020. A heating EFLH of 1376 was used versus KCPL's 4470. Used baseline SEER of 9.12 to verify savings which was lower than KCPL's deemed baseline of 12. Used actual SEER of installed which was higher than KCPL's deemed efficient EER of 23. |  | 206.2% | A cooling EFLH of 738 was used to verify savings, versus KCPL's 3020. A heating EFLH of 1376 was used versus KCPL's 4470. Baseline EER of 8.55 was used to verify savings versus KCPL's 12. Used actual EER of installed which was higher than KCPL's deemed efficient EER of 23.
T3: HVAC | Heat Pump | Ground Source New Construction | 28.15% | A cooling EFLH of 738 was used to verify savings, versus KCPL's 3020. A heating EFLH of 1376 was used versus KCPL's 4470. Used baseline SEER of 9.12 to verify savings which was lower than KCPL's deemed baseline of 12. Used actual SEER of installed which was higher than KCPL's deemed efficient EER of 23. |  | 65.62% | A cooling EFLH of 738 was used to verify savings, versus KCPL's 3020. A heating EFLH of 1376 was used versus KCPL's 4470. Baseline EER of 8.55 was used to verify savings versus KCPL's 12. Used actual EER of installed which was higher than KCPL's deemed efficient EER of 23.
T3: HVAC | Heat Pump Water Heater |  | 84.98% | Reported savings do not account for Heating and Cooling savings. Daily hot water usage reported 50 gallons vs. verified 45 gallons. |  | 84.94% | Reported savings do not account for Heating and Cooling savings. Daily hot water usage reported 50 gallons vs. verified 45 gallons.
T3: HVAC | ECM Furnace Fan |  | 101.7% | A cooling EFLH of 738 was used to verify savings, versus KCPL's 1325. IL TRM v5 calculated savings higher than reported deemed savings of 608 kWh. |  | 136.6% | A cooling EFLH of 738 was used to verify savings, versus KCPL's 1325. IL TRM v5 calculated savings is lower than reported deemed savings of 0.34 kW.
Source: Program Tracking Database and Navigant analysis
Impact Analysis: T3 HVAC Metadata, Averages, and Quantity.
Measure | SEER |  | EER |  | HSPF |  | Average Cooling Capacity | Average Heating Capacity | Total Installed Quantity
| Average Replaced | Average Installed | Average Replaced | Average Installed | Average Replaced | Average Installed
Sub-Measure
Air Conditioner, Replace on Burnout | 9.3333 | 15.6333 | N/A | 13 | N/A | N/A | 34500 | N/A | 12
SEER 15 | 9.6667 | 15.1 | N/A | N/A | N/A | N/A | 38000 | N/A | 6
SEER 16 | 9.2 | 16 | N/A | N/A | N/A | N/A | 30000 | N/A | 5
SEER 17 | 8 | 17 | N/A | 13 | N/A | N/A | 36000 | N/A | 1
Air Conditioner, Early Replacement | 9.5376 | 16.2814 | N/A | 13.0263 | N/A | N/A | 38658.3257 | N/A | 1114
SEER 15 | 9.5556 | 15.2087 | N/A | 12.5 | N/A | N/A | 40449.7608 | N/A | 207
SEER 16 | 9.4748 | 16.0645 | N/A | 12.9 | N/A | N/A | 37564.0816 | N/A | 735
SEER 17 | 9.8072 | 18.4652 | N/A | 13.5833 | N/A | N/A | 40918.6047 | N/A | 172
Heat Pump, Replace on Burnout | 10 | 16.3125 | N/A | N/A | N/A | 8.8 | 30000 | 28711.1 | 4
SEER 15 | 10 | 15 | N/A | N/A | N/A | 8.35 | 39000 | 36259.1 | 2
SEER 16 | 10 | 16 | N/A | N/A | N/A | 8.5 | 18000 | 18647.1 | 1
SEER 17 | 19.25 | 19.25 | N/A | N/A | N/A | 10 | 24000 | 23679.1 | 1
Heat Pump, Early Retirement | 9.4914 | 16.6792 | N/A | 12.5 | N/A | 9.2008 | 38557.377 | 35887.8869 | 61
SEER 15 | 9.6176 | 15.2188 | N/A | 12.1667 | N/A | 8.6313 | 34941.1765 | 32855.1 | 17
SEER 16 | 9.0476 | 16.0312 | N/A | 13 | N/A | 9.1354 | 34750 | 32694.7667 | 24
SEER 17 | 9.85 | 18.625 | N/A | 12.5 | N/A | 9.735 | 46200 | 42297.5 | 20
Heat Pump, Replace Failed Electric Resistance Heat | 9.6 | 18.5 | N/A | N/A | N/A | 9.8 | 40800 | 37768.7 | 5
SEER 15 | N/A | N/A | N/A | N/A | N/A | N/A | N/A | N/A | 0
SEER 16 | 8 | 16 | N/A | N/A | N/A | 8.5 | 36000 | 33743.1 | 1
SEER 17 | 10 | 19.125 | N/A | N/A | N/A | 10.125 | 42000 | 38775.1 | 4
Heat Pump, Replace Operating Electric Resistance | 9.5455 | 16.6824 | N/A | 11.1333 | N/A | 9.2588 | 40411.7647 | 37443.1 | 34
SEER 15 | 9.4444 | 15.1889 | N/A | 11.5 | N/A | 8.5444 | 34666.6667 | 32624.8778 | 9
SEER 16 | 9.4 | 16 | N/A | 9.9 | N/A | 9.14 | 42800 | 39446.0333 | 15
SEER 17 | 9.8889 | 19.05 | N/A | 12 | N/A | 10.08 | 42000 | 38775.1 | 10
Heat Pump, Ductless Mini-Split | 9.5769 | 19.99 | N/A | 11.7786 | N/A | 10.3067 | 20800 | 20995.3667 | 45
Ground Source Heat Pump, Replace on Burnout | N/A | N/A | N/A | 25.1857 | N/A | N/A | 43885.7143 | 49557.9571 | 7
Ground Source Heat Pump, Early Replacement of GSHP | N/A | N/A | N/A | 25.5333 | N/A | N/A | 47800 | 40452.4333 | 3
Ground Source Heat Pump, Early Replacement of ASHP | N/A | N/A | N/A | N/A | N/A | N/A | N/A | N/A | 0
Ground Source Heat Pump, Replace Failed Electric Resistance Heat | N/A | N/A | N/A | 26.15 | N/A | N/A | 43200 | 53871.1 | 2
Ground Source Heat Pump, Early Replacement of Electric Resistance | N/A | N/A | N/A | N/A | N/A | N/A | N/A | N/A | 0
Ground Source New Construction | N/A | N/A | N/A | 25.2667 | N/A | N/A | 42466.6667 | 10260.4333 | 3
Notes:
Heating Capacity assigned by using a representative sample then normalized to cooling capacity in order to assign heating capacity for each unit.
Source: Program tracking data.
Impact Analysis: T2 Building Shell metadata, averages, and quantity.
Tier 2: Building Shell Measures | Initial Value | Final Value | Average Square Footage Replaced | Total Sq. Ft. Replaced
Air Sealing (CFM50) | 4847.4272 | 3392.6457 | 2745.4949 | 804430
Insulation (R-Value) | 13.9288 | 40.9838 | 1119.6623 | 338138
Ceiling | 15.3409 | 44.9167 | 1250.7752 | 322700
Wall | 5.6444 | 17.9111 | 350.8636 | 15438

## Income-Eligible Multi-Family
KCP&L-MO Evaluation, Measurement, and Verification Report – Appendix Databook
Income-Eligible Multi-Family: Data Tables | [7 empty] | Income Eligible Multifamily: Figures
Executive Summary
Data is sourced to Navigant analysis unless otherwise noted.
Program Savings Summary - PY 2018 | [7 empty] | Energy at the Customer Meter: Program Savings Summary
| Gross |  |  | Net
| Reported Savings | Verified Savings | Realization Rate | MEEIA 3-Year Target | Verified Savings | % of MEEIA Target Achieved
Energy at Customer Meter (kWh) | 4752440.7651 | 5267344.9151 | 110.8% | 10577131.688 | 5267344.9151 | 49.8%
Coinc Demand at Customer Meter (kW) | 553.3305 | 648.2224 | 117.1% | 1542.9512 | 648.2224 | 42.01%
Source: Program Tracking Database and Navigant analysis
Net to Gross Component Summary
Program Savings Summary - Program to Date | [7 empty] | Energy at the Customer Meter: Program Savings Summary
| Gross |  |  | Net
| Reported Savings | Verified Savings | Realization Rate | MEEIA 3-Year Target | Verified Savings | % of MEEIA Target Achieved
Energy at Customer Meter (kWh) | 12353837.6621 | 11291416.4163 | 91.4% | 10577131.688 | 11291416.5851 | 106.8%
Coinc Demand at Customer Meter (kW) | 1330.9411 | 1297.9524 | 97.52% | 1542.9512 | 1297.9524 | 84.12%
Source: Program Tracking Database and Navigant analysis
Net to Gross Component Summary
Free Ridership | Participant Spillover | Non-Participant Spillover | NTGR |  |  |  |  | Coincident Demand at the Customer Meter: Program Savings Summary
Deemed 1.0 |  |  | 100%
PY 2018 Summary by Measure Type
Gross
Measure Type | Verified kWh | Verified kW | % of Total Program kWh Savings | % of Total Program kW Savings
Lighting | 2394385.8627 | 292.9324 | 45.46% | 45.19%
Aerators | 162512.9054 | 73.4877 | 3.085% | 11.34%
Power Strips | 7107 | 0.79753 | 0.1349% | 0.123%
Insulation | 0 | 0 | 0% | 0%
Low Flow Shower Head | 330724.9649 | 37.0732 | 6.279% | 5.719%
Custom | 2372614.182 | 243.9315 | 45.04% | 37.63%
Total | 5267344.9151 | 648.2224 | 100% | 100%
Source: Program Tracking Database and Navigant analysis
Additional Detail
Measure-Level Energy and Demand Savings and RRs
Measure Name | Reported kWh* | Verified kWh | kWh Realization Rate (%) | Reported kW* | Verified kW | kW Realization Rate (%) | Reason for Discrepancy
Lighting LED - 9 Watt | 428556.5967 | 565558.0179 | 132% | 42.4396 | 68.3927 | 161.2% | Nav applied TRM 7, updated waste heat factors and coincidence factors
Low Flow Shower Heads Chrome 1.5 - Electric WH | 195073.9167 | 268601.8173 | 137.7% | 17.952 | 30.1094 | 167.7% | Nav applied MF HOU, reported used SF
Low Flow Shower Heads Handheld Chrome 1.5 - Electric WH | 45117.3631 | 62123.1476 | 137.7% | 4.152 | 6.9638 | 167.7% | Nav applied MF HOU, reported used SF
Hot Water Pipe Insulation - Electric WH | 0 | 0 | NA | 0 | 0 | NA
1.5 GPM Kitchen Aerator | 124635.3378 | 124635.313 | 100% | 29.172 | 35.6101 | 122.1% | Nav applied MF HOU, reported used SF
1.0 GPM Bathroom Aerator | 37877.6246 | 37877.5924 | 100% | 59.5476 | 37.8776 | 63.61% | Nav applied MF HOU, reported used SF
LEDs (9W A19 Food Bank Distribution) | 1198838.7793 | 1457501.5256 | 121.6% | 118.72 | 176.5537 | 148.7% | Nav applied TRM 7, updated waste heat factors and coincidence factors
Power Saving Strips (7 Outlet) | 7107 | 7107 | 100% | 0.8004 | 0.79753 | 99.64%
Lighting LED - 9 Watt (exterior/entry door) | 4051.6569 | 3343.1954 | - | 0 | 0 | - | Nav applied TRM 7, updated waste heat factors and coincidence factors
Lighting LED - 15 Watt - Common Area | 1240.913 | 1151.3227 | 92.78% | 0.0365 | 0.025758 | 70.57% | Nav applied TRM 7, updated waste heat factors and coincidence factors
LED 9W A19 - Common Area | 27822.2293 | 47798.07 | 171.8% | 3.0856 | 1.0694 | 34.66% | Nav applied TRM 7, updated waste heat factors and coincidence factors
5W LED E12 Candelabra | 53862.9224 | 80563.6852 | 149.6% | 5.334 | 11.8411 | 222% | Nav applied TRM 7, updated waste heat factors and coincidence factors, Possible different baseline wattages
6W LED Globe | 187601.3085 | 173460.8613 | 92.46% | 18.578 | 25.4949 | 137.2% | Nav applied TRM 7, updated waste heat factors and coincidence factors, Possible different baseline wattages
8W LED BR30 | 56916.5688 | 65009.1847 | 114.2% | 5.6364 | 9.5549 | 169.5% | Nav applied TRM 7, updated waste heat factors and coincidence factors, Possible different baseline wattages
Custom - | 2383738.548 | 2372614.182 | 99.53% | 247.8764 | 243.9315 | 98.41%
Count of Measures Installed by Type
Measure Type | Number of Measures Installed
Lighting | 68388
Aerators | 1753
Power Strips | 69
Insulation | 0
Low Flow Shower Head | 921
Custom | 6458
Source: Program Tracking Database and Navigant analysis
Savings Summary by Measure
| Gross |  |  | Gross
Measure Category | Reported kWh | Verified kWh | Realization Rate | Reported kW | Verified kW | Realization Rate
Lighting | 1958890.9748 | 2394385.8627 | 122.2% | 193.8301 | 292.9324 | 151.1%
Aerators | 162512.9624 | 162512.9054 | 100% | 88.7196 | 73.4877 | 82.83%
Power Strips | 7107 | 7107 | 100% | 0.8004 | 0.79753 | 99.64%
Insulation | 0 | 0 | #DIV/0! | 0 | 0 | #DIV/0!
Low Flow Shower Head | 240191.2798 | 330724.9649 | 137.7% | 22.104 | 37.0732 | 167.7%
Custom | 2383738.548 | 2372614.182 | 99.53% | 247.8764 | 243.9315 | 98.41%
Total | 4752440.7651 | 5267344.9151 | 110.8% | 553.3305 | 648.2224 | 117.1%
Source: Program Tracking Database and Navigant analysis

## Home Lighting Rebate
KCP&L-MO Evaluation, Measurement, and Verification Report – Appendix Databook
Home Lighting Rebate: Data Tables | [6 empty] | Home Lighting Rebate: Figures
Executive Summary
[7 empty] | Energy at the Customer Meter: Program Savings Summary | Mid-Year Population and Sample Size by End of Year Verified Energy Savings (kWh)
Data is sourced to Navigant analysis unless otherwise noted.
Program Savings Summary - PY 2017
| Gross |  |  | Net
| Reported Savings | Verified Savings | Realization Rate | MEEIA 3-Year Target | Verified Savings | % of MEEIA Target Achieved
Energy at Customer Meter (kWh) | 4911230 | 7028879 | 143.1% | 24692870.25 | 4894594 | 19.82%
Coinc Demand at Customer Meter (kW) | 490 | 1019 | 208% | 2497.6875 | 706 | 28.27%
Notes:
Net savings derived from individual Net of FR ratios for standard and specialty LEDs; application of weighted total NTG yields slightly different results due to rounding error.
Source: Program Tracking Database and Navigant analysis
Program Savings Summary - Program to Date
| Gross |  |  | Net
| Reported Savings | Verified Savings | Realization Rate | MEEIA 3-Year Target | Verified Savings | % of MEEIA Target Achieved
Energy at Customer Meter (kWh) | 28936144.0544 | 29452955 | 101.8% | 24692870.25 | 23439822.418 | 94.93%
Coinc Demand at Customer Meter (kW) | 2896.1552 | 3575.33 | 123.5% | 2497.6875 | 2826.674 | 113.2%
Notes: | [6 empty] | Coincident Demand at the Customer Meter: Program Savings Summary
Net savings derived from individual Net of FR ratios for standard and specialty LEDs; application of weighted total NTG yields slightly different results due to rounding error.
Source: Program Tracking Database and Navigant analysis
Net to Gross Component Summary
Stratum | Free Ridership | Spillover | NTGR
Standard LEDs | 0.33 | 0.18 | 85%
Specialty LEDs | 0.5 | 0.16 | 66%
Total | 0.46 | 0.16 | 70%
Notes:
Total Free Ridership and Net of FR equals the savings weighted sum of standard and specialty values
-- SO combined for participants and non-participants
Source: Navigant analysis and deemed value developed in coordination with State Auditor
Energy Impacts at the Customer Meter
Stratum | Total Reported Energy Savings (kWh) | Total Verified Energy Savings (kWh) | Energy RR | Relative Precision at 90% Confidence (one-tailed)
Standard LEDs | 1095722 | 1344917 | 122.7% | N/A
Specialty LEDs | 3815508 | 5683962 | 149% | N/A
Total | 4911230 | 7028879 | 143.1% | N/A
Notes:
Total verified savings includes the application of an in-service rate and adjustments for leakage and C&I installations.
Total Reported Energy Savings value was not broken out by Standard and Specialty
Source: Program Tracking Database and Navigant analysis
Coincident Demand Impacts at Customer Meter
Stratum | Total Reported Coincident Demand Savings (kW) | Total Verified Coincident Demand Savings (kW) | Coincident Demand RR | Relative Precision at 90% Confidence (one-tailed)
Standard LEDs | 109 | 180 | 165.1% | N/A
Specialty LEDs | 381 | 839 | 220.2% | N/A
Total | 490 | 1019 | 208% | N/A
Notes:
Total verified savings includes the application of an in-service rate and adjustments for leakage and C&I installations.
Total Reported Demand Savings value was not broken out by Standard and Specialty
Source: Program Tracking Database and Navigant analysis
Additional Detail
Mid-Year Population and Sample Sizes - Residential Sales
Stratum | Verified Energy Savings (kWh) | Number of Packages | Number of Bulbs
Standard LEDs | 1139763 | 11820.3 | 31557
Specialty LEDs | 2162486 | 15025.68 | 48957
Total | 3302249 | 26845.98 | 80514
Notes:
Counts include application of leakage and C&I installations, savings also adjust for an in-service rate
Source: Home Lighting Rebate Tracking Database, adjusted for leakage and cross-sector sales
End-of-Year Population and Sample Sizes - Residential Sales
Stratum | Verified Energy Savings (kWh) | Number of Packages | Number of Bulbs
Standard LEDs | 1147709 | 11966 | 31777
Specialty LEDs | 4760676 | 35009 | 107778
Total | 5908385 | 46975 | 139555
Notes:
Counts include application of leakage and C&I installations, savings also adjust for an in-service rate
Source: Home Lighting Rebate Tracking Database, adjusted for leakage and cross-sector sales
Mid-Year Population and Sample Sizes - Cross Sector Sales
Stratum | Verified Energy Savings (kWh) | Number of Packages | Number of Bulbs
Standard LEDs | 195809 | 577 | 1539
Specialty LEDs | 419404 | 733 | 2388
Total | 615213 | 1310 | 3927
Notes:
Based on a 4% cross-sector sales rate; savings also adjust for an in-service rate
Source: Home Lighting Rebate Tracking Database
End-of-Year Population and Sample Sizes - Cross Sector Sales
Stratum | Verified Energy Savings (kWh) | Number of Packages | Number of Bulbs
Standard LEDs | 197208 | 584 | 1550
Specialty LEDs | 923286 | 1708 | 5257
Total | 1120494 | 2292 | 6807
Notes:
Based on a 4% cross-sector sales rate; savings also adjust for an in-service rate
Source: Home Lighting Rebate Tracking Database
Mid-Year Residential Leakage Sales
Stratum | Verified Energy Savings (kWh) | Number of Packages | Number of Bulbs
Standard LEDs | 194602 | 2018 | 5388
Specialty LEDs | 369226 | 2565 | 8359
Total | 563828 | 4583 | 13747
Notes:
Based on a 14% leakage rate; savings also adjust for an in-service rate
Source: Home Lighting Rebate Tracking Database
End-of-Year Residential Leakage Sales
Stratum | Verified Energy Savings (kWh) | Number of Packages | Number of Bulbs
Standard LEDs | 195974 | 2043 | 5426
Specialty LEDs | 812793 | 5977 | 18401
Total | 1008767 | 8020 | 23827
Notes:
Based on a 14% leakage rate; savings also adjust for an in-service rate
Source: Home Lighting Rebate Tracking Database
Quarterly Sales - Residential and Cross-Sector Combined
Stratum | Total Number of Bulbs Sold | Energy Savings (kWh) | Demand Savings (kW)
Standard LEDs
Q1 | 19263 | 777362 | 73.06
Q2 | 13833 | 558233 | 52
Q3 | 144 | 5811 | 0.55
Q4 | 88 | 3551 | 0.03
Standard Total | 33328 | 1344957 | 125.64
Specialty LEDs
Q1 | 14736 | 740999 | 77
Q2 | 36609 | 1840883 | 192
Q3 | 34279 | 1723719 | 179
Q4 | 27411 | 1378361 | 144
Specialty Total | 113035 | 5683962 | 592
Total | 146363 | 7028919 | 717.64
Notes:
Adjusted for 14% leakage rate and in-service rate, but includes cross-sector sales
Slight rounding error in quarterly calculations leads to a 31 kWh (equivalent to a single bulb) difference from Verified Annual Savings reported above
Source: Home Lighting Rebate Tracking Database
In-Service Rate - LEDs Obtained in 2016 (Combined GMO and KCP&L-MO)
Year | Cumulative Installation Rate | Incremental Installation Rate | No Delayed Installs
1 | 78% | 78% | 100%
2 | 87% | 9%
3 | 93% | 6%
4 | 96% | 3%
NPV |  | 88% | 94%
Ratio of all first year to delayed scenario |  |  | 94.2%
NPV not discounting Year 1 |  |  | 94.2%
Source: Navigant analysis of Home Lighting Rebate On-site Saturation Data
Program Incentives Over Time - Home Lighting Rebate
Measure Type | Price Prior to Incentive | Incentive | Price After Incentive
Standard | 3.8 | 1.18 | 2.61
Specialty | 4.5 | 1.53 | 2.96
Total | 4.34 | 1.45 | 2.88
Notes:
Average final price excludes any manufacturer or retailer discounts
Source: Navigant analysis of Home Lighting Rebate Tracking Database

## HER
KCP&L-MO Evaluation, Measurement, and Verification Report – Appendix Databook
Home Energy Report: Data Tables | [8 empty] | Home Energy Reports: Figures
Executive Summary
Energy at the Customer Meter: Program Savings Summary
Data is sourced to Navigant analysis unless otherwise noted.
Program Savings Summary
| Gross |  |  | Net
| Reported Savings | Verified Savings | Realization Rate | MEEIA 3-Year Target | Verified Savings | % of MEEIA Target Achieved
Energy at Customer Meter (kWh) | 17575561 | 14238751 | 81.01% | 13861941 | 14238751 | 102.7%
Coinc Demand at Customer Meter (kW) | 3885.26 | 3236.9632 | 83.31% | 2866 | 3236.9632 | 112.9%
Source: Program Tracking Database and Navigant analysis
Net to Gross Component Summary
Free Ridership | Participant Spillover | Non-Participant Spillover | NTGR
Billing analysis is inherently net |  |  | 100%
Savings by Wave
Cohort | Average Savings Per Day (kWh/Day) | Total PY3 Participant-Days | Verified Gross Savings Prior to Uplift Adjustment (kWh) | 90% Confidence Interval (kWh) | Total Uplift Adjustment (kWh) | Verified Savings After Uplift Adjustment (kWh) | Implementer-Reported Savings (kWh) | Verified Coincident Demand Savings (kW)
KCP&L-MO 2014 | -0.61317 | 21079049 | 12925059.2294 | 3968483.061 | 504583.2294 | 12420476 | 15772483 | 2999.0099
KCP&L-MO 2015 | -0.19064 | 1615823 | 308035.3162 | 637393.1415 | 61469.4652 | 246566 | 308903 | -38.9934
KCP&L-MO 2016 | -0.44629 | 3532126 | 1576363.6377 | 854234.3359 | 4653.6377 | 1571710 | 1494175 | 276.9468 | Coincident Demand at the Customer Meter: Program Savings Summary
Total |  |  | 14809458.1833 |  | 570706.3323 | 14238751 | 17575561 | 3236.9632
Source: Navigant analysis of KCP&L-MO billing and tracking data
The uplift adjustment accounts for savings due to differences in treatment customer and control group customer participation in other EE programs.
It adjusts for any double counting between other EE programs and the HER program.
Additional Detail
Data Cleaning Steps
Cohort | Cleaning Step | Customers |  | Observations
|  | Treatment | Control | Treatment | Control
KCP&L MO 2014 | Starting records | 91491 | 12233 | 2166655 | 289801
| After moveout date | 91491 | 12233 | 2149854 | 287600
| Date of first report | 91491 | 12233 | 2059271 | 275485
| Insufficient post-period data | 59225 | 7928 | 1589894 | 212821
| Insufficient pre-period data | 59218 | 7928 | 1589812 | 212821
| Later pre-period month present | 59218 | 7928 | 1438681 | 192562
| Less than 15 days | 59218 | 7928 | 1400512 | 187543
| More than 31 bill days | 59217 | 7928 | 1397115 | 187118
KCP&L MO 2015 | Starting records | 12387 | 9826 | 253356 | 200582
| After moveout date | 12387 | 9826 | 250669 | 198390
| Date of first report | 12387 | 9826 | 238431 | 188684
| Insufficient post-period data | 4716 | 3710 | 126088 | 99077
| Insufficient pre-period data | 4716 | 3710 | 113801 | 89423
| Later pre-period month present | 4716 | 3710 | 109237 | 85780
| Less than 15 days | 4716 | 3710 | 109019 | 85676
| More than 31 bill days | 4716 | 3710 | 109019 | 85676
KCP&L MO 2016 | Starting records | 17456 | 11188 | 398509 | 255341
| After moveout date | 17456 | 11188 | 394243 | 252755
| Date of first report | 17456 | 11188 | 376892 | 241633
| Insufficient post-period data | 10291 | 6590 | 272229 | 174470
| Insufficient pre-period data | 10281 | 6583 | 272071 | 174349
| Later pre-period month present | 10281 | 6583 | 245584 | 157318
| Less than 15 days | 10281 | 6583 | 238143 | 152560
| More than 31 bill days | 10281 | 6583 | 237528 | 151973
Net Verified Savings by Wave
Source: Navigant analysis of KCP&L-MO billing and tracking data
Net Verified Savings by Wave
Wave | Verified Savings After Uplift Adjustment (kWh) | % of Total
KCP&L-MO 2014 | 12420476 | 87.23%
KCP&L-MO 2015 | 246566 | 1.732%
KCP&L-MO 2016 | 1571710 | 11.04%
| 14238751 | 100.1%
Development of Estimates of Double-Counted Savings due to Uplift in PY 2018
| EE Program |  |  |  |  | Total
Calculation Step | WHE-Equipment | WHE-Weatherization | Income Eligible Multi-Family | Kits | Tstats
KCP&L-MO 2014 High Users
Median program savings (annual kWh per participant) | 2812 | 518 | 481 | 328 | 197 | N/A
# Treatment Customers in EE Program | 582 | 89 | 173 | 242 | 177 | N/A
# HER Treatment Customers | 59217 | 59217 | 59217 | 59217 | 59217 | N/A
Rate of Participation, PY3 (%) | 0.9828% | 0.1503% | 0.2921% | 0.4087% | 0.2989% | N/A
# Control Customers in EE Program | 77 | 14 | 26 | 31 | 25 | N/A
# Control Customers | 7928 | 7928 | 7928 | 7928 | 7928 | N/A
Rate of Participation, PY3 (%) | 0.9712% | 0.1766% | 0.328% | 0.391% | 0.3153% | N/A
POD statistic | 0.01158% | -0.02629% | -0.03581% | 0.01765% | -0.01644% | N/A
Change in Participation Due to HER Program | 6.8601 | -15.5709 | -21.2031 | 10.4502 | -9.7337 | N/A
Statistically Significant at 90% Confidence Level? | No | No | No | No | No | N/A
Actual Savings Attributable to Other EE Program (kWh) | 19290.6463 | -8065.72 | -10198.6804 | 3427.6579 | -1917.5445 | 2536.3594
Savings Attributable to Other EE Program (kWh) | NA | NA | NA | NA | NA | NA
KCP&L-MO 2015
Median program savings (annual kWh per participant) | 2506 | 2506 | 481 | 328 | 197 | N/A
# Treatment Customers in EE Program | 32 | 9 | 79 | 35 | 28 | N/A
# HER Treatment Customers | 4716 | 4716 | 4716 | 4716 | 4716 | N/A
Rate of Participation, PY3 (%) | 0.6785% | 0.1908% | 1.675% | 0.7422% | 0.5937% | N/A
# Control Customers in EE Program | 14 | 8 | 34 | 31 | 16 | N/A
# Control Customers | 3710 | 3710 | 3710 | 3710 | 3710 | N/A
Rate of Participation, PY3 (%) | 0.3774% | 0.2156% | 0.9164% | 0.8356% | 0.4313% | N/A
POD statistic | 0.3012% | -0.02479% | 0.7587% | -0.09343% | 0.1625% | N/A
Change in Participation Due to HER Program | 14.2038 | -1.1693 | 35.7806 | -4.4059 | 7.6615 | N/A
Statistically Significant at 90% Confidence Level? | No | No | Yes | No | No | N/A
Actual Savings Attributable to Other EE Program (kWh) | 35594.6566 | -2930.1962 | 17210.4652 | -1445.145 | 1509.3067 | 49939.0873
Savings Attributable to Other EE Program (kWh) | NA | NA | 17210.4652 | NA | NA | 17210.4652
KCP&L-MO 2016 Expansion
Median program savings (annual kWh per participant) | 2506 | 2506 | 481 | 328 | 197 | N/A
# Treatment Customers in EE Program | 60 | 10 | 114 | 58 | 36 | N/A
# HER Treatment Customers | 10281 | 10281 | 10281 | 10281 | 10281 | N/A
Rate of Participation, PY3 (%) | 0.5836% | 0.09727% | 1.109% | 0.5641% | 0.3502% | N/A
# Control Customers in EE Program | 32 | 7 | 72 | 27 | 11 | N/A
# Control Customers | 6583 | 6583 | 6583 | 6583 | 6583 | N/A
Rate of Participation, PY3 (%) | 0.4861% | 0.1063% | 1.094% | 0.4101% | 0.1671% | N/A
POD statistic | 0.0975% | -0.009068% | 0.01512% | 0.154% | 0.1831% | N/A
Change in Participation Due to HER Program | 10.024 | -0.93225 | 1.554 | 15.8328 | 18.8208 | N/A
Statistically Significant at 90% Confidence Level? | No | No | No | No | Yes | N/A
Actual Savings Attributable to Other EE Program (kWh) | 25120.147 | -2336.2178 | 747.4753 | 5193.1423 | 3707.6878 | 32432.2347
Savings Attributable to Other EE Program (kWh) | NA | NA | NA | NA | 3707.6878 | 3707.6878
Source: Navigant analysis of KCP&L-MO billing and tracking data
Detailed Program Results (Based on PPR Model)*
| KCP&L-MO 2014 | KCP&L-MO 2015 | KCP&L-MO 2016
Wave Details
Treatment Period | Apr 2018 - Mar 2019 | Apr 2018 - Mar 2019 | Apr 2018 - Mar 2019
First Report Date | Jul 2014 | Mar 2015 | Jul 2016
Control n | 8086 | 3847 | 6895
Participant n | 60453 | 4910 | 10752
Total Evaluated Control n | 7928 | 3710 | 6583
Total Evaluated Participant n | 59217 | 4716 | 10281
Modeled Baseline Consumption (kWh) | 33.9092 | 34.18 | 28.748
Program Savings
Savings from Model (kWh per HH per day) | -0.61317 | -0.19064 | -0.44629
90% Confidence Interval (kWh per HH per day) | 0.18827 | 0.39447 | 0.24185
Participant Days | 21079049 | 1615823 | 3532126
Program Year Savings from Model (all HH) | 12925059.2294 | 308035.3162 | 1576363.6377
90% Confidence Interval Program Year Savings (all HH) | 3968483.061 | 637393.1415 | 854234.3359
Percent Savings from model (% per HH) | 1.808% | 0.5577% | 1.552%
90% Confidence Interval (% per HH) | 0.5552% | 1.154% | 0.8413%
Adjusted Net Savings
Program Year 2018 Savings from Other EE Programs (all HH) | 0 | 17210.4652 | 3707.6878
MEEIA Cycle 1 and PY 2016-2017 Savings from Other EE Programs (all HH) | 504583.2294 | 44259 | 945.9499
Total Adjusted Program Year Net Savings (kWh) | 12420476 | 246566 | 1571710
* These model results are source of the verified savings.
Source: Navigant analysis of KCP&L-MO billing and tracking data
LFER Model Results
| KCP&L MO 2014 | KCP&L MO 2015 | KCP&L MO 2016
Program Savings
Savings from Model (kWh per HH per day) | -0.62402 | -0.18474 | -0.45727
90% Confidence Interval (kWh per HH per day) | 0.12145 | 0.23877 | 0.16243
Percent Savings from model (% per HH) | 1.84% | 0.5405% | 1.591%
90% Confidence Interval (% per HH) | 0.3582% | 0.6986% | 0.565%
Program Year Savings From Model (all HH) | 13153835.4917 | 298508.4133 | 1615126.367
Source: Navigant analysis of KCP&L-MO billing and tracking data
PPR Detailed Model Results
| KCP&L MO 2014 |  | KCP&L MO 2015 |  | KCP&L MO 2016
| Coefficient | Standard Error | Coefficient | Standard Error | Coefficient | Standard Error
treatmentTRUE | -0.61317 | 0.11445 | -0.19064 | 0.2398 | -0.44629 | 0.14702
adc_pre | 0.70943 | 0.0041985 | 0.82393 | 0.015139 | 0.92484 | 0.010065
month1 | 5.3306 | 0.1645 | 5.833 | 0.45638 | 2.8418 | 0.25774
month2 | 4.497 | 0.17694 | 5.5329 | 0.47146 | 0.53218 | 0.30448
month3 | 4.2497 | 0.1598 | 6.9713 | 0.46438 | 0.57195 | 0.25813
month4 | 4.2679 | 0.13621 | 6.213 | 0.37746 | 2.0164 | 0.22215
month5 | 7.5096 | 0.14861 | 8.6904 | 0.43464 | 4.7823 | 0.18613
month6 | 11.2071 | 0.17784 | 10.9797 | 0.50356 | 4.1118 | 0.18739
month7 | 9.89 | 0.1769 | 9.7385 | 0.54022 | 5.3948 | 0.21692
month8 | 7.8102 | 0.16909 | 7.8588 | 0.48376 | 4.6531 | 0.21432
month9 | 5.9089 | 0.15704 | 6.5718 | 0.43547 | 4.5544 | 0.25517
month10 | 5.3981 | 0.15913 | 6.0963 | 0.39079 | 3.0212 | 0.20892
month11 | 3.8665 | 0.16246 | 5.5743 | 0.46287 | 1.285 | 0.27439
month12 | 5.9605 | 0.15774 | 6.6252 | 0.45752 | 2.5424 | 0.26563
adc_pre:month2 | 0.089135 | 0.0021901 | 0.075364 | 0.0083789 | 0.32463 | 0.0078031
adc_pre:month3 | 0.083262 | 0.0034002 | -0.049349 | 0.01718 | 0.3204 | 0.011783
adc_pre:month4 | 0.13716 | 0.0045962 | 0.015775 | 0.019698 | 0.18222 | 0.014604
adc_pre:month5 | 0.17742 | 0.0053724 | 0.068466 | 0.020562 | 0.12464 | 0.012613
adc_pre:month6 | 0.21782 | 0.0055045 | 0.14573 | 0.019744 | 0.03838 | 0.011084
adc_pre:month7 | 0.13473 | 0.0051227 | 0.11499 | 0.019621 | -0.010811 | 0.011507
adc_pre:month8 | 0.068761 | 0.0050187 | -0.0047984 | 0.018202 | -0.045131 | 0.011728
adc_pre:month9 | 0.021857 | 0.0051148 | 0.044332 | 0.0198 | -0.050372 | 0.014142
adc_pre:month10 | 0.031033 | 0.0057318 | -0.019301 | 0.019601 | 0.031935 | 0.013598
adc_pre:month11 | 0.10058 | 0.0035541 | -0.026299 | 0.014703 | 0.21107 | 0.011761
adc_pre:month12 | -0.033435 | 0.0021454 | -0.084923 | 0.0087737 | 0.035476 | 0.0067021
LFER Detailed Model Results
| KCP&L MO 2014 |  | KCP&L MO 2015 |  | KCP&L MO 2016
| Coefficient | Standard Error | Coefficient | Standard Error | Coefficient | Standard Error
post | -0.68557 | 0.06933 | 2.5314 | 0.10862 | 3.1959 | 0.077109
post:treatmentTRUE | -0.62402 | 0.073829 | -0.18474 | 0.14515 | -0.45727 | 0.098741
Comparison of Savings Across PY Evaluations
2016 Evaluation Program Savings Summary
Cohort | Average % Savings Per Household 2016 | Average % Savings Per Household 2017 | Average % Savings Per Household 2018
KCP&L-MO 2014 High Users | 1.65% | 1.8% | 1.808%
KCP&L-MO 2015 | 1.36% | 1.4% | 0.5577%
KCP&L-MO 2016 | 1.02% | 1.2% | 1.552%
Source: Navigant analysis of GMO billing and tracking data
Note: 2016 and 2018 values are based on a third party evaluation; 2017 values are based on implementer reported savings
The graphs to the right are from an Opower presentation. They show all KCP&L respondents and are supporting evidence for responses to the Process Eval questions | [8 empty] | Note: Graphics are not broken down by territory
The tables below will show KMO only responses (includes both high energy users and low income).
Home Energy Report Recall |  |  |  | Home Energy Report Reading
| n | % |  |  | n | %
No Recall | 49 | 21.78% |  | Read the report thoroughly | 80 | 45.45%
Unaided Recall | 176 | 78.22% |  | Read some of the content | 54 | 30.68%
Total | 225 | 100% |  | Glanced at the pictures or graphs | 31 | 17.61%
|  |  |  | Did not look at the report | 4 | 2.273%
Source: Navigant analysis of Opower CET survey fielded in January 2019 |  |  |  | Does not remember/did not respond | 7 | 3.977%
Q12. In the past three months, do you remember receiving a Home Energy Report from Kansas City Power & Light about your in-home energy use? |  |  |  | Total | 176 | 100%
Q13. The Home Energy Report is a printed report sent by mail, separate from your bill. It includes a breakdown of your energy use and that of neighbors in the area. Neighbors are 100 nearby, occupied homes with similar characteristics. The report also includes tips on how to save energy and money, as well as information about KCP&L’s other offerings. |  |  |  | Source: Navigant analysis of Opower CET survey fielded in January 2019
Base: HER recipients, n=225 |  |  |  | Q14. Thinking of all the reports you have received, in general, what have you done with them? Did you…
Base: HER recipients who recall report, n=176
Home Energy Report Interaction: Actions Taken After Receiving Report
| n | %
Talked to members of household about report | 66 | 37.5%
Saved the report for reference | 55 | 25.35% | [6 empty] | Source: Oracle Opower + Evergy Program Review & Customer Engagement Tracker Results, Feb 2019
Talked to people outside of household about the report | 42 | 19.35%
Went online for more information | 10 | 4.608%
Source: Navigant analysis of Opower CET survey fielded in January 2019
Q15. After reviewing your report, what do you typically do with it? Do you… [Select all]
Base: HER recipients who recall report, n= 176
Energy Saving Actions
| n | %
Took a specific action after reading report | 60 | 27.65%
Actions Taken
Adjusted lighting habits | 11 | 18.33%
Adjusted or replaced thermostat | 15 | 25%
Changed to efficient lighting | 14 | 23.33%
Turn off/unplug appliances | 14 | 23.33%
Bought new appliances | 10 | 16.67%
Add insulation | 5 | 8.333%
Other | 15 | 25%
Source: Navigant analysis of Opower CET survey fielded in January 2019
Q16. What action did you take? [open]
Base: Customers who took an action, n= 60 | [8 empty] | Source: Oracle Opower + Evergy Program Review & Customer Engagement Tracker Results, Feb 2019
Home Energy Report Liking
| n | %
Dislike [strongly disagree or disagree] | 19 | 14.18%
Neutral [neither agree no disagree] | 9 | 6.716%
Like [strongly agree or agree] | 103 | 76.87%
Source: Navigant analysis of Opower CET survey fielded in January 2019
Q23. Tell me whether you strongly agree, somewhat agree, neither agree nor disagree, somewhat disagree, or strongly disagree with each of the following statements: a. I like the Home Energy Reports.
Base: HER readers, n= 134
Home Energy Report Impact on Brand Perception of KCP&L
| Control n | Control % | Treatment n | Treatment %
KCP&L wants to help me reduce my home energy use | 105 | 80.15% | 183 | 81.33%
KCP&L wants to help me save money | 80 | 61.07% | 160 | 71.11%
KCP&L provides useful suggestions on ways I can reduce my energy usage and lower my monthly bills | 108 | 82.44% | 186 | 82.67%
Kansas City Power & Light provides a variety of energy efficiency programs | 112 | 85.5% | 181 | 80.44%
KCP&L provides customers with useful tools to learn about energy usage | 103 | 78.63% | 178 | 79.11%
Source: Navigant analysis of Opower CET survey fielded in January 2019 | [8 empty] | Source: Oracle Opower + Evergy Program Review & Customer Engagement Tracker Results, Feb 2019
Q2. Thinking about Kansas City Power & Light, tell me whether you strongly agree, somewhat agree, neither agree nor disagree, somewhat disagree, or strongly disagree with each of the following statements
Base: All customers, Treatment n= 225 ;Control n= 131
Home Energy Report impact on Overall Satisfaction with KCP&L
| Control n | Control % | Treatment n | Treatment %
Bottom 3 [1-3 rating] | 15 | 11.45% | 20 | 8.889%
Middle [4-7 rating] | 16 | 12.21% | 27 | 12%
Top 3 [8-10 rating] | 100 | 76.34% | 177 | 78.67%
Source: Navigant analysis of Opower CET survey fielded in January 2019
Q1. Overall, how satisfied are you with Kansas City Power & Light? Please use a one-to-ten scale where one means “Extremely Dissatisfied” and ten means “Extremely Satisfied.”the following statements
Base: All customers, Treatment n= 225 ;Control n= 131
Analysis of CET Open-Ended Comments: Like about HER
| Number of Respondents | % of Respondents
Neighbor Comparison | 50 | 39.68%
Personal Comparison | 17 | 13.49%
No opinion | 25 | 19.84%
Graphs and Charts | 13 | 10.32%
Tips | 7 | 5.556%
Entire report | 1 | 0.7937%
Savings specified | 6 | 4.762%
Useful information, in general | 7 | 5.556% | [6 empty] | Source: Oracle Opower + Evergy Program Review & Customer Engagement Tracker Results, Feb 2019
Source: Navigant analysis of Opower CET survey fielded in January 2019
Q22. What aspect of the Home Energy Reports do you like the most?following statements
Base: IF Q20a>3, n = 126
Analysis of CET Open-Ended Comments: Dislike about HER
| Number of Respondents | % of Respondents
Accuracy of neighborhood comparison | 11 | 23.4%
No aspects | 22 | 46.81%
Improve tips | 4 | 8.511%
Do not send/ mail less frequently | 3 | 6.383%
Does not have suggestion | 6 | 12.77%
Thinks it is wasteful | 1 | 2.128%
Source: Navigant analysis of Opower CET survey fielded in January 2019
Q26. What aspect of the Home Energy Reports should be improved?
Base: IF Q20a<4, n = 47
Source: Oracle Opower + Evergy Program Review & Customer Engagement Tracker Results, Feb 2019
Source: Oracle Opower + Evergy Program Review & Customer Engagement Tracker Results, Feb 2019
Source: Oracle Opower + Evergy Program Review & Customer Engagement Tracker Results, Feb 2019
Source: Oracle Opower + Evergy Program Review & Customer Engagement Tracker Results, Feb 2019

## IEHER
KCP&L-MO Evaluation, Measurement, and Verification Report – Appendix Databook
Home Energy Report: Data Tables | [8 empty] | Home Energy Reports: Figures
Executive Summary
Energy at the Customer Meter: Program Savings Summary
Data is sourced to Navigant analysis unless otherwise noted.
Program Savings Summary
| Gross |  |  | Net
| Reported Savings | Verified Savings | Realization Rate | MEEIA 3-Year Target | Verified Savings | % of MEEIA Target Achieved
Energy at Customer Meter (kWh) | 1406789 | 1216306 | 86.46% | 1682756 | 1216306 | 72.28%
Coinc Demand at Customer Meter (kW) | 363.893 | 335.9459 | 92.32% | 474 | 335.9459 | 70.87%
Source: Program Tracking Database and Navigant analysis
Net to Gross Component Summary
Free Ridership | Participant Spillover | Non-Participant Spillover | NTGR
Billing analysis is inherently net |  |  | 100%
Savings by Wave
Cohort | Average Savings Per Day (kWh/Day) | Total PY3 Participant-Days | Verified Gross Savings Prior to Uplift Adjustment (kWh) | 90% Confidence Interval (kWh) | Total Uplift Adjustment (kWh) | Verified Savings After Uplift Adjustment (kWh) | Implementer-Reported Savings (kWh) | Verified Coincident Demand Savings (kW)
KCP&L-MO 2014 Low Income | -0.33757 | 3727037 | 1258127.2948 | 1052808.3593 | 41821.2948 | 1216306 | 1406789 | 335.9459
Total |  |  | 1258127.2948 |  | 41821.2948 | 1216306 |  | 335.9459
Coincident Demand at the Customer Meter: Program Savings Summary
Source: Navigant analysis of KCP&L-MO billing and tracking data
The uplift adjustment accounts for savings due to differences in treatment customer and control group customer participation in other EE programs.
It adjusts for any double counting between other EE programs and the HER program.
Additional Detail
Data Cleaning Steps
Cohort | Cleaning Step | Customers |  | Observations
|  | Treatment | Control | Treatment | Control
KCP&L-MO 2014 Low Income | Starting records | 20431 | 12254 | 454012 | 273296
| After moveout date | 20431 | 12254 | 448381 | 269765
| Date of first report | 20431 | 12254 | 428260 | 257709
| Insufficient post-period data | 10537 | 6411 | 283797 | 172374
| Insufficient pre-period data | 10537 | 6410 | 283797 | 172362
| Later pre-period month present | 10537 | 6410 | 256500 | 155754
| Less than 15 days | 10537 | 6410 | 248381 | 150866
| More than 31 bill days | 10537 | 6410 | 247524 | 150261
Source: Navigant analysis of KCP&L-MO billing and tracking data
Development of Estimates of Double-Counted Savings due to Uplift in PY 2018
| EE Program |  |  |  |  | Total
Calculation Step | WHE-Equipment | WHE-Weatherization | Income Eligible Multi-Family | Kits | Tstats
KCP&L-MO 2014 Low Income
Median program savings (annual kWh per participant) | 2812 | 518 | 2506 | 328 | 197 | N/A
# Treatment Customers in EE Program | 30 | 6 | 142 | 62 | 33 | N/A
# HER Treatment Customers | 10537 | 10537 | 10537 | 10537 | 10537 | N/A
Rate of Participation, PY3 (%) | 0.2847% | 0.05694% | 1.348% | 0.5884% | 0.3132% | N/A
# Control Customers in EE Program | 17 | 0 | 103 | 28 | 7 | N/A
# Control Customers | 6410 | 6410 | 6410 | 6410 | 6410 | N/A
Rate of Participation, PY3 (%) | 0.2652% | 0% | 1.607% | 0.4368% | 0.1092% | N/A
POD statistic | 0.0195% | 0.05694% | -0.2592% | 0.1516% | 0.204% | N/A
Change in Participation Due to HER Program | 2.0548 | 6 | -27.3153 | 15.9725 | 21.4931 | N/A
Statistically Significant at 90% Confidence Level? | No | No | No | No | Yes | N/A
Actual Savings Attributable to Other EE Program (kWh) | 5777.98 | 3108 | -68452.1133 | 5238.9941 | 4234.1477 | 4234.1477
Savings Attributable to Other EE Program (kWh) | NA | NA | NA | NA | 4234.1477 | 4234.1477
Source: Navigant analysis of KCP&L-MO billing and tracking data
Detailed Program Results (Based on PPR Model)*
KCP&L-MO 2014 Low Income
Wave Details
Treatment Period | Apr 2018 - Mar 2019
First Report Date | Jul 2014
Control n | 6596
Participant n | 10837
Total Evaluated Control n | 6410
Total Evaluated Participant n | 10537
Modeled Baseline Consumption (kWh) | 33.1841
Program Savings
Savings from Model (kWh per HH per day) | -0.33757
90% Confidence Interval (kWh per HH per day) | 0.28248
Participant Days | 3727037
Program Year Savings from Model (all HH) | 1258127.2948
90% Confidence Interval Program Year Savings (all HH) | 1052808.3593
Percent Savings from model (% per HH) | 1.017%
90% Confidence Interval (% per HH) | 0.8512%
Adjusted Net Savings
Program Year 2018 Savings from Other EE Programs (all HH) | 4234.1477
MEEIA Cycle 1 and PY 2016-2017 Savings from Other EE Programs (all HH) | 37587.1471
Total Adjusted Program Year Net Savings (kWh) | 1216306
* These model results are source of the verified savings.
Source: Navigant analysis of KCP&L-MO billing and tracking data
LFER Model Results
KCP&L-MO 2014 Low Income
Program Savings
Savings from Model (kWh per HH per day) | -0.34022
90% Confidence Interval (kWh per HH per day) | 0.179
Percent Savings from model (% per HH) | 1.025%
90% Confidence Interval (% per HH) | 0.5394%
Program Year Savings From Model (all HH) | 1268022.987
Source: Navigant analysis of KCP&L-MO billing and tracking data
PPR Detailed Model Results
KCP&L-MO 2014 Low Income
| Coefficient | Standard Error
treatmentTRUE | -0.33757 | 0.17172
adc_pre | 0.68914 | 0.0089809
month1 | 6.5544 | 0.31986
month2 | 5.7899 | 0.35212
month3 | 4.9084 | 0.32235
month4 | 4.467 | 0.2641
month5 | 8.7618 | 0.27255
month6 | 12.2145 | 0.35172
month7 | 11.493 | 0.3557
month8 | 9.8549 | 0.32418
month9 | 7.5676 | 0.30892
month10 | 5.9931 | 0.26758
month11 | 5.0391 | 0.3333
month12 | 6.9399 | 0.30764
adc_pre:month2 | 0.10095 | 0.0045226
adc_pre:month3 | 0.10417 | 0.0080587
adc_pre:month4 | 0.16167 | 0.011059
adc_pre:month5 | 0.11968 | 0.012778
adc_pre:month6 | 0.19271 | 0.013323
adc_pre:month7 | 0.089515 | 0.012276
adc_pre:month8 | 0.026554 | 0.011888
adc_pre:month9 | -0.022815 | 0.012522
adc_pre:month10 | 0.026956 | 0.010887
adc_pre:month11 | 0.095016 | 0.0083171
adc_pre:month12 | -0.039709 | 0.0041084
LFER Detailed Model Results
KCP&L-MO 2014 Low Income
| Coefficient | Standard Error
post | -0.85202 | 0.085854
post:treatmentTRUE | -0.34022 | 0.10881
Comparison of Savings Across PY Evaluations
2016 Evaluation Program Savings Summary
Cohort | Average % Savings Per Household 2016 | Average % Savings Per Household 2017 | Average % Savings Per Household 2018
KCP&L-MO 2014 Low Income | 0.092% | 1.6% | 1.02%
Source: Navigant analysis of GMO billing and tracking data
Note: 2016 and 2018 values are based on a third party evaluation; 2017 values are based on implementer reported savings

## OEA
KCP&L-MO Evaluation, Measurement, and Verification Report – Appendix Databook
Online Energy Audit: Data Tables
Executive Summary
Data is sourced to Navigant analysis unless otherwise noted.
Additional Detail
Energy Audit Metrics
Metric | Calendar Year 2018 Actuals | Goal
What Uses Most Completions (Cumulative - Entire territory) | 73574 | 80741
% of My Account Users | 16% | 18%
What Uses Most Completions (2017 - Missouri only) | 46288 | NA
Differences in Use of Energy Audit Tool
All Treatment Customers
| n | %
Familiar with tool | 20 | 8.889%
Unfamiliar with tool/don't know | 205 | 91.11%
Total | 225 | 100%
Source: Navigant analysis of Opower CET survey fielded in January 2019
Q8. Have you ever used the Energy Analyzer tool on Kansas City Power & Light’s website?
Base: HER recipients, n=225
Satisfaction with Energy Audit
All Treatment Customers
| n | %
Satisfied with Energy Analyzer Tool | 16 | 80%
Satisfied with information from Energy Analyzer Tool | 15 | 75%
Source: Navigant analysis of Opower CET survey fielded in January 2019
Q8. Thinking about the Energy Analyzer tool, please tell me whether you strongly agree, somewhat agree, neither agree nor disagree, somewhat disagree, or strongly disagree with each of the following statements: [RANDOMIZE STATEMENTS] a. I am satisfied with the Energy Analyzer tool. b. The information I get from the Energy Analyzer tool is valuable.
Base: Respondents that have used the Energy Analyzer, n=20
Additional Detail from Customer Engagement Tracker (CET) Survey
Note: Oracle reports combined results from KCP&L GMO and KCP&L MO
Source: Navigant analysis of Opower CET survey fielded in January 2019
Source: Navigant analysis of Opower CET survey fielded in January 2019
The Online Energy Analyzer program did not claim any savings in PY2.
The Online Energy Analyzer program did not claim any savings in PY3.

## Res Programmable Thermostat
KCP&L-MO Evaluation, Measurement, and Verification Report – Appendix Databook
Residential Programmable Thermostat: Data Tables | [6 empty] | Residential Programmable Thermostat: Figures Below
Executive Summary
Data is sourced to Navigant analysis unless otherwise noted.
Program Savings Summary - PY 2018
| Gross |  |  | Net
| Reported Savings | Verified Savings | Realization Rate | MEEIA 3-Year Target | Verified Savings | % of MEEIA Target Achieved
Energy at Customer Meter (kWh) | -119658 | -28385 | N/A | 4388076 | -28385 | -0.6469%
Coinc Demand at Customer Meter (kW) | -322.56 | 404.6 | N/A | 11967.48 | 404.6 | 3.381%
Source: Program Tracking Database and Navigant analysis
Program Savings Summary - Program to Date
| Gross |  |  | Net
| Reported Savings | Verified Savings | Realization Rate | MEEIA 3-Year Target | Verified Savings | % of MEEIA Target Achieved
Energy at Customer Meter (kWh) | 7075992 | 5075669 | 71.73% | 4388076 | 5075669 | 115.7%
Coinc Demand at Customer Meter (kW) | 19356 | 20273.4 | 104.7% | 11967.48 | 20273.4 | 169.4%
Source: Program Tracking Database and Navigant analysis
Net to Gross Component Summary
Free Ridership | Participant Spillover | Non-Participant Spillover | NTGR
Programmable Thermostat's analysis is inherently net |  |  | 100%
Additional Detail
Energy Savings Participant Type | Direct Install Thermostat | Do It Yourself Installations | Bring Your Own Thermostat | Per-Unit Energy Savings (kWh) | Verified Energy at Customer Meter (kWh)
Installs: Thermostat Participant | 469 | 0 | 0 | 197 | 92393
Returns: Thermostat Participant | -57 | -569 | 0 | 197 | -123322
Installs: Thermostat Participant + Seasonal Savings | 119 | 0 | 0 | 318 | 37842
Returns: Thermostat Participant + Seasonal Savings | -16 | -95 | 0 | 318 | -35298
Subtotal: Thermostat Participant | 412 | -569 | 0 | 197 | -30929
Subtotal: Thermostat Participant + Seasonal Savings | 103 | -95 | 0 | 318 | 2544
Total | 515 | -664 | 0 | - | -28385
Note: BYOD thermostats not included in energy savings calculations. DIY - include Work Order Date within PY2. DI - include Completion Dates within PY2.
Source: Program Tracking Database and Navigant analysis
Rush Hour Rewards Participant | Direct Install Thermostat | Do It Yourself Installations | Bring Your Own Thermostat | Per-Unit Demand Savings (kW) | Verified Demand at Customer Meter (kW)
PY2018 Installed Thermostats | 588 | 435 | 3 | 1.4 | 1436.4
PY2018 Returned Thermostats | -73 | -664 | 0 | 1.4 | -1031.8
PY2018 Participating Thermostats | 515 | -229 | 3 | 1.4 | 404.6
PY2017 Participating Thermostats | 1995 | 8190 | 25 | 1.4 | 14294
PY2016 Participating Thermostats | 1093 | 2871 | 18 | 1.4 | 5574.8
Cycle 2 Program-to-Date | 3603 | 10832 | 46 | 1.4 | 20273.4
Note: BYOD, DIY, DI - include Completion Dates within PY2.
Source: Program Tracking Database and Navigant analysis
Event Descriptions
Event | Start Time | End Time | Event Length
2019-06-28 | 16:00 | 18:00 | 2
2019-08-06 | 16:00 | 138:00 | 2
Source: Program Tracking Database and Navigant analysis
Monthly Energy Savings
Month | 90% CI Lower Bound | Per-Unit Energy Savings (kWh) | 90% CI Upper Bound
Jan | 5.39 | -43.39 | -92.17
Feb | 11.08 | -44.7 | -100.49
Mar | 12.27 | -20.03 | -52.33
Apr | 22.89 | -9.75 | -42.39
May | 18.19 | -1.26 | -20.71
Jun | -1.2 | -6.99 | -12.79
Jul | -6.75 | -13.31 | -19.86
Aug | -22.53 | -29.82 | -37.1
Sep | -2.55 | -4.71 | -6.88
Oct | -5.99 | -11.69 | -17.39
Nov | 11.31 | 3.03 | -5.24
Dec | -2.57 | -13.9 | -25.24
Total | 39.54 | -196.52 | -432.58
Source: Program Tracking Database and PY 2017 Navigant analysis
PY 2017 Survey Findings
On a scale of 1 (being very dissatisfied) and 5 (being very satisfied), how would you rate…
| Very satisfied (5) | 4 | 3 | 2 | Very dissatisfied (1) | Don't know
Overall experience with Seasonal Savings program | 35.62% | 27.4% | 21.92% | 6.849% | 2.74% | 5.479%
Energy savings you achieved in Seasonal Savings program | 27.4% | 24.66% | 26.03% | 9.589% | 4.11% | 8.219%
Overall experience with Rush Hour Rewards program | 46.52% | 28.88% | 13.9% | 4.278% | 1.604% | 4.813%
Length of Rush Hour Rewards events | 37.97% | 29.41% | 16.58% | 5.348% | 1.604% | 9.091%
Number of Rush Hour Rewards events this summer | 40.11% | 28.34% | 18.18% | 3.209% | 1.604% | 8.556%
Rush Hour Rewards event notifications | 41.71% | 27.27% | 18.72% | 4.813% | 2.674% | 4.813%
Your comfort level on hot summer days | 32.98% | 47.87% | 13.3% | 4.255% | 1.064% | 0.5319%
The Nest thermostat itself | 72.34% | 19.68% | 5.319% | 0.5319% | 2.128% | 0%
The Nest thermostat installation process | 68.09% | 18.09% | 7.447% | 3.191% | 2.128% | 1.064%
Receiving your Nest thermostat for free | 92.02% | 3.191% | 2.66% | 0% | 1.596% | 0.5319%
Program enrollment process | 69.68% | 20.74% | 7.979% | 0.5319% | 1.064% | 0%
How did you become aware of the Rush Hour Rewards event occurring on [Field-Date]?
| Wednesday, July 12th N= 368 | Thursday, July 20th N = 120 | Friday, July 21st N = 140
I saw the notification on the Nest Thermostat | 64.95% | 52.5% | 67.86%
I received an email | 25.54% | 21.67% | 17.14%
I received a text | 16.3% | 20% | 17.86%
I assumed it was an event because it was hot | 11.68% | 15% | 13.57%
Other (please describe) | 18.21% | 10.83% | 12.14%
Someone else in my home/business told me | 6.793% | 4.167% | 1.429%
I checked the KCP&L website | 0.5435% | 0.8333% | 1.429%
Don't know | 0.2717% | 0% | 0%
At any point before or during the hours of [Field-Event_Starttime] and [Field-Event_Endtime] on [Field-Date], did you or any other member of your [Field-HouseholdBusiness] adjust your thermostat? Please select all that apply.
| Wednesday, July 12th, n = 390 | Thursday, July 20th, n = 115 | Friday, July 21st, n = 161
Yes, adjusted thermostat before event | 8.974% | 10.43% | 13.04%
Yes, adjusted thermostat during the event hours | 15.64% | 10.43% | 20.5%
No | 63.33% | 70.43% | 55.9%
Don't Know | 12.05% | 8.696% | 10.56%

## Bus Programmable Thermostat
KCP&L-MO Evaluation, Measurement, and Verification Report – Appendix Databook
Business Programmable Thermostat: Data Tables | [6 empty] | Bus Programmable Thermostat: Figures
Executive Summary
Data is sourced to Navigant analysis unless otherwise noted. | [6 empty] | Energy at the Customer Meter: Program Savings Summary
Program Savings Summary - PY 2018
| Gross |  |  | Net
| Reported Savings | Verified Savings | Realization Rate | MEEIA 3-Year Target | Verified Savings | % of MEEIA Target Achieved
Energy at Customer Meter (kWh) | 3696 | 3076 | 83.23% | 98406 | 3076 | 3.126%
Coinc Demand at Customer Meter (kW) | 10.08 | 21 | 208.3% | 268.38 | 21 | 7.825%
Source: Program Tracking Database and Navigant analysis
Program Savings Summary - Program to Date
| Gross |  |  | Net
| Reported Savings | Verified Savings | Realization Rate | MEEIA 3-Year Target | Verified Savings | % of MEEIA Target Achieved
Energy at Customer Meter (kWh) | 141372 | 88897 | 62.88% | 98406 | 88897 | 90.34%
Coinc Demand at Customer Meter (kW) | 386 | 424.2 | 109.9% | 268.38 | 424.2 | 158.1%
Source: Program Tracking Database and Navigant analysis
Net to Gross Component Summary
Free Ridership | Participant Spillover | Non-Participant Spillover | NTGR
Programmable Thermostat's analysis is inherently net |  |  | 100% |  |  |  | Coincident Demand at the Customer Meter: Program Savings Summary
Additional Detail
Energy Savings Participant Type | Direct Install Thermostat | Do It Yourself Installations | Bring Your Own Thermostat | Per-Unit Energy Savings (kWh) | Verified Energy at Customer Meter (kWh)
Installs: Thermostat Participant | 15 | 0 | 0 | 197 | 2955
Returns: Thermostat Participant | 0 | -1 | 0 | 197 | -197
Installs: Thermostat Participant + Seasonal Savings | 1 | 0 | 0 | 318 | 318
Returns: Thermostat Participant + Seasonal Savings | 0 | 0 | 0 | 318 | 0
Subtotal: Thermostat Participant | 15 | -1 | 0 | 197 | 2758
Subtotal: Thermostat Participant + Seasonal Savings | 1 | 0 | 0 | 318 | 318
Total | 16 | -1 | 0 | - | 3076
Note: BYOD thermostats not included in energy savings calculations. DIY - include Work Order Date within PY2. DI - include Completion Dates within PY2.
Source: Program Tracking Database and Navigant analysis
Rush Hour Rewards Participant | Direct Install Thermostat | Do It Yourself Installations | Bring Your Own Thermostat | Per-Unit Demand Savings (kW) | Verified Demand at Customer Meter (kW)
PY2018 Installed Thermostats | 16 | 0 | 0 | 1.4 | 22.4
PY2018 Returned Thermostats | 0 | -1 | 0 | 1.4 | -1.4
PY2018 Participating Thermostats | 16 | -1 | 0 | 1.4 | 21
PY2017 Participating Thermostats | 217 | 4 | 0 | 1.4 | 309.4
PY2016 Participating Thermostats | 63 | 4 | 0 | 1.4 | 93.8
Cycle 2 Program-to-Date | 296 | 7 | 0 | 1.4 | 424.2
Note: BYOD, DIY, DI - include Completion Dates within PY2.
Source: Program Tracking Database and Navigant analysis
Event Descriptions
Event | Start Time | End Time | Event Length
2019-06-28 | 16:00 | 18:00 | 2
2019-08-06 | 16:00 | 138:00 | 2
Source: Program Tracking Database and Navigant analysis
PY 2017 Survey Findings
On a scale of 1 (being very dissatisfied) and 5 (being very satisfied), how would you rate…
| Very satisfied (5) | 4 | 3 | 2 | Very dissatisfied (1) | Don't know
Overall experience with Seasonal Savings program | 35.62% | 27.4% | 21.92% | 6.849% | 2.74% | 5.479%
Energy savings you achieved in Seasonal Savings program | 27.4% | 24.66% | 26.03% | 9.589% | 4.11% | 8.219%
Overall experience with Rush Hour Rewards program | 46.52% | 28.88% | 13.9% | 4.278% | 1.604% | 4.813%
Length of Rush Hour Rewards events | 37.97% | 29.41% | 16.58% | 5.348% | 1.604% | 9.091%
Number of Rush Hour Rewards events this summer | 40.11% | 28.34% | 18.18% | 3.209% | 1.604% | 8.556%
Rush Hour Rewards event notifications | 41.71% | 27.27% | 18.72% | 4.813% | 2.674% | 4.813%
Your comfort level on hot summer days | 32.98% | 47.87% | 13.3% | 4.255% | 1.064% | 0.5319%
The Nest thermostat itself | 72.34% | 19.68% | 5.319% | 0.5319% | 2.128% | 0%
The Nest thermostat installation process | 68.09% | 18.09% | 7.447% | 3.191% | 2.128% | 1.064%
Receiving your Nest thermostat for free | 92.02% | 3.191% | 2.66% | 0% | 1.596% | 0.5319%
Program enrollment process | 69.68% | 20.74% | 7.979% | 0.5319% | 1.064% | 0%
How did you become aware of the Rush Hour Rewards event occurring on [Field-Date]?
| Wednesday, July 12th N= 368 | Thursday, July 20th N = 120 | Friday, July 21st N = 140
I saw the notification on the Nest Thermostat | 64.95% | 52.5% | 67.86%
I received an email | 25.54% | 21.67% | 17.14%
I received a text | 16.3% | 20% | 17.86%
I assumed it was an event because it was hot | 11.68% | 15% | 13.57%
Other (please describe) | 18.21% | 10.83% | 12.14%
Someone else in my home/business told me | 6.793% | 4.167% | 1.429%
I checked the KCP&L website | 0.5435% | 0.8333% | 1.429%
Don't know | 0.2717% | 0% | 0%
At any point before or during the hours of [Field-Event_Starttime] and [Field-Event_Endtime] on [Field-Date], did you or any other member of your [Field-HouseholdBusiness] adjust your thermostat? Please select all that apply.
| Wednesday, July 12th, n = 390 | Thursday, July 20th, n = 115 | Friday, July 21st, n = 161
Yes, adjusted thermostat before event | 8.974% | 10.43% | 13.04%
Yes, adjusted thermostat during the event hours | 15.64% | 10.43% | 20.5%
No | 63.33% | 70.43% | 55.9%
Don't Know | 12.05% | 8.696% | 10.56%

## Demand Response Incentive
KCP&L-MO Evaluation, Measurement, and Verification Report – Appendix Databook
Demand Response Incentive: Data Tables | [6 empty] | Demand Response Incentive: Figures
Executive Summary | [6 empty] | Coincident Demand at the Customer Meter: Program Savings Summary
Data is sourced to Navigant analysis unless otherwise noted.
Program Savings Summary - PY 2018
| Gross |  |  | Net
| Reported Savings | Verified Savings | Realization Rate | MEEIA 3-Year Target | Verified Savings | % of MEEIA Target Achieved
Energy at Customer Meter (kWh) | N/A | N/A | N/A | N/A | N/A | N/A
Coinc Demand at Customer Meter (kW) | 16500 | 13463.53 | 81.6% | 15000 | 13463.53 | 89.76%
Source: Program Tracking Database and Navigant analysis
Footnote: The total reported demand savings does not include 1 customer who accounts for 1,656 kWh because the Navigant team did not have sufficient data to calculate impact for that customer.
Program Savings Summary by MEEIA Rider
| Gross |  |  | Net
| Reported Savings | Verified Savings | Realization Rate | MEEIA 3-Year Target | Verified Savings | % of MEEIA Target Achieved
MEEIA Participant Demand Savings (kW) | 6012 | 3971 | 66.05% | - | - | -
Opt-Out Demand Savings (kW) | 10488 | 9492.53 | 90.51%
Total Demand Savings (kW) | 16500 | 13463.53 | 81.6% | 15000 | 13463.53 | 89.76%
Source: Program Tracking Database and Navigant analysis
Footnote: The total reported demand savings does not include 1 customer who accounts for 1,656 kWh because the Navigant team did not have sufficient data to calculate impact for that customer.
Net to Gross Component Summary
Free Ridership | Participant Spillover | Non-Participant Spillover | NTGR
DRI's analysis is inherently net |  |  | 100%
Additional Detail
Event Descriptions
Event | Start Time | End Time | Event Length (Hours) | Average Temperature | Demand (kW) Impact By Event
June 28th | 15:00 | 18:00 | 3 | 97.9 | 10392.16
August 6th | 16:00 | 19:00 | 3 | 92.1 | 13832.39
Average |  |  |  |  | 12112.275
Source: Program Tracking Database and Navigant analysis