## Cover
KCP&L-MO Evaluation, Measurement, and Verification Report – Appendix Databook
Prepared for KCP&L – Greater Missouri Operations
Submitted by:
Navigant Consulting, Inc.
1375 Walnut Street, Suite 100
Boulder, CO 80302
Tel: +1.303.728.2500
navigant.com
Reference No.: 185775
2017-12-06
Copyright This report is protected by copyright. Any copying, reproduction, publication, dissemination or transmittal in any form without the express written consent of Navigant Consulting, Inc. (Navigant) and KCP&L is prohibited. Disclaimer This report (“report”) was prepared for KCP&L on terms specifically limiting the liability of Navigant Consulting, Inc. (Navigant), and is not to be distributed without Navigant’s prior written consent. Navigant’s conclusions are the results of the exercise of its reasonable professional judgment. By the reader’s acceptance of this report, you hereby agree and acknowledge that (a) your use of the report will be limited solely for internal purpose, (b) you will not distribute a copy of this report to any third party without Navigant’s express prior written consent, and (c) you are bound by the disclaimers and/or limitations on liability otherwise set forth in the report. Navigant does not make any representations or warranties of any kind with respect to (i) the accuracy or completeness of the information contained in the report, (ii) the presence or absence of any errors or omissions contained in the report, (iii) any work performed by Navigant in connection with or using the report, or (iv) any conclusions reached by Navigant as a result of the report. Any use of or reliance on the report, or decisions to be made based on it, are the reader’s responsibility. Navigant accepts no duty of care or liability of any kind whatsoever to you, and all parties waive and release Navigant from all claims, liabilities and damages, if any, suffered as a result of decisions made, or not made, or actions taken, or not taken, based on this report.

## TOC
KCP&L-MO Evaluation, Measurement, and Verification Report – Appendix Databook
Program Tables and Figures
Overall Results
Business EER - Custom
Business EER - Standard
Block Bidding
Small Bus. Lighting
Business EER - SEM
Income-Eligible Multi-Family
Whole House Efficiency
Home Lighting Rebate
Home Energy Report
IEHER
OEA: Energy Analyzer
Res Programmable Thermostat
Bus Programmable Thermostat
Demand Response Incentive

## MEEIA Targets (hidden)
| First Year kWh Savings (at the meter) |  |  |  | First Year kW Savings (at the meter) |  |  |  | Cumulative kWh Savings (at the meter) |  |  | Cumulative kW Savings (at the meter)
| PY1 | PY2 | PY3 | Total | PY1 | PY2 | PY3 | Total | PY1 | PY2 | PY3 | PY1 | PY2 | PY3
Business Energy Efficiency Rebate - Standard | 19445404.724 | 19446709.824 | 19478575.674 | 58370690.222 | 3644.9274 | 3643.9394 | 3644.753 | 10933.6198 | 19445404.724 | 38892114.548 | 58370690.222 | 3644.9274 | 7288.8668 | 10933.6198
Business Energy Efficiency Rebate - Custom | 14310148.4 | 15025655.82 | 15025655.82 | 44361460.04 | 3912.2 | 4107.81 | 4107.81 | 12127.82 | 14310148.4 | 29335804.22 | 44361460.04 | 3912.2 | 8020.01 | 12127.82
Strategic Energy Management | 3009084.344 | 3009084.344 | 3009084.344 | 9027253.032 | 673.798 | 673.798 | 673.798 | 2021.394 | 3009084.344 | 6018168.688 | 9027253.032 | 673.798 | 1347.596 | 2021.394
Block Bidding | 2514849.5833 | 2514849.5833 | 5029699.1666 | 10059398.3332 | 436 | 436 | 872 | 1744 | 2514849.5833 | 5029699.1666 | 10059398.3332 | 436 | 872 | 1744
Small Business Direct Install | 698711.076 | 1402385.052 | 1408537.452 | 3509633.58 | 112.57 | 224.6085 | 224.7585 | 561.937 | 698711.076 | 2101096.128 | 3509633.58 | 112.57 | 337.1785 | 561.937
Business Programmable Thermostat | 32802 | 32802 | 32802 | 98406 | 89.46 | 89.46 | 89.46 | 268.38 | 32802 | 65604 | 98406 | 89.46 | 178.92 | 268.38
Demand Response Incentive | 0 | 0 | 0 | 0 | 10000 | 13000 | 15000 | 15000 | 0 | 0 | 0 | 10000 | 13000 | 15000
Online Business Energy Audit | 0 | 0 | 0 | 0 | 0 | 0 | 0 | 0 | 0 | 0 | 0 | 0 | 0 | 0
Home Lighting Rebate | 6906611.25 | 8085489 | 9700770 | 24692870.25 | 691.6875 | 816 | 990 | 2497.6875 | 6906611.25 | 14992100.25 | 24692870.25 | 691.6875 | 1507.6875 | 2497.6875
Home Appliance Recycling Rebate | 1932870 | 2186690 | 2210710 | 6330270 | 322.61 | 365.15 | 368.97 | 1056.73 | 1932870 | 4119560 | 6330270 | 322.61 | 687.76 | 1056.73
Home Energy Report | 12374415.1 | 13504463.1 | 13861941.4 | 13861941.4 | 2866.4 | 2866.4 | 2866.4 | 2866.4 | 12374415.1 | 25878878.2 | 39740819.6 | 2866.4 | 2866.4 | 2866.4
Income-Eligible Home Energy Report | 1832469.1 | 1820540.7 | 1682755.5 | 5335765.3 | 466.5 | 474.3 | 474.3 | 474.3 | 1832469.1 | 3653009.8 | 5335765.3 | 466.5 | 474.3 | 474.3
Whole House Efficiency | 2496097.5785 | 4060710.1684 | 4581177.9424 | 11137985.6893 | 700.6466 | 1209.9872 | 1354.6792 | 3265.313 | 2496097.5785 | 6556807.7469 | 11137985.6893 | 700.6466 | 1910.6338 | 3265.313
Income-Eligible Multi-Family | 3755980.3808 | 3454646.6164 | 3366504.6908 | 10577131.688 | 464.4137 | 491.3742 | 587.1633 | 1542.9512 | 3755980.3808 | 7210626.9972 | 10577131.688 | 464.4137 | 955.788 | 1542.9512
Income-Eligible Weatherization | 0 | 0 | 0 | 0 | 0 | 0 | 0 | 0 | 0 | 0 | 0 | 0 | 0 | 0
Residential Programmable Thermostat | 1462692 | 1462692 | 1462692 | 4388076 | 3989.16 | 3989.16 | 3989.16 | 11967.48 | 1462692 | 2925384 | 4388076 | 3989.16 | 7978.32 | 11967.48
Online Home Energy Audit | 0 | 0 | 0 | 0 | 0 | 0 | 0 | 0 | 0 | 0 | 0 | 0 | 0 | 0
201750881.5345

## Overall Results
KCP&L-MO Evaluation, Measurement, and Verification Report – Appendix Databook
Overall Portfolio: Data Tables | [9 empty] | Overall Program: Figures
Data is sourced to Navigant analysis unless otherwise noted.
Energy Savings at the Customer Meter – PY2016 | [9 empty] | Distribution of Gross Energy Savings by Program (PY2016) | [5 empty] | Distribution of Net Energy Savings by Program (PY2016)
Sector | Program |  | Gross |  |  | Net
|  | Reported Savings (kWh) | Verified Savings (kWh) | Realization Rate (%) | MEEIA 3-Year Target (kWh) | Verified Savings (kWh) | % of MEEIA Target Achieved |  |  |  | Verified Gross | % of total Gross | Verified Net | % of total Net
Commercial EE Programs | Business EER - Standard | 68130109.5927 | 42874084.3 | 62.93% | 58370690.222 | 41159120.928 | 70.51% |  |  | Business EER - Custom | 3040293.68 | 3.625% | 2797070.1856 | 3.525%
| Business EER - Custom | 3070840.48 | 3040293.68 | 99.01% | 44361460.04 | 2797070.1856 | 6.305% |  |  | Business EER - Standard | 42874084.3 | 51.11% | 41159120.928 | 51.87%
| Block Bidding | 0 | 0 | - | 10059398.3332 | 0 | 0% |  |  | Small Bus. Lighting | 1286782 | 1.534% | 1122073.904 | 1.414%
| Strategic Energy Management | N/A | N/A | NA | 9027253.032 | NA | 0% |  |  | Whole House Efficiency | 3463940.1913 | 4.13% | 2840430.9569 | 3.58%
| Small Bus. Lighting | 2074232.3228 | 1286782 | 62.04% | 3509633.58 | 1122073.904 | 31.97% |  |  | Income-Eligible Multi-Family | 1840225.67 | 2.194% | 1840225.67 | 2.319%
Residential EE Programs | Whole House Efficiency | 2802982.288 | 3463940.1913 | 123.6% | 17468255.6893 | 2840430.9569 | 16.26% |  |  | Home Lighting Rebate | 10657797 | 12.71% | 8877488.418 | 11.19%
| Income-Eligible Multi-Family | 2267398.497 | 1840225.67 | 81.16% | 10577131.688 | 1840225.67 | 17.4% |  |  | Income-Eligible Home Energy Report | 1451448 | 1.73% | 1451448.1 | 1.829%
| Home Lighting Rebate | 11724824.5344 | 10657797 | 90.9% | 24692870.25 | 8877488.418 | 35.95% |  |  | Home Energy Report | 17089133 | 20.37% | 17089133 | 21.54%
Educational Programs | Income-Eligible Home Energy Report | 1753762.0066 | 1451448 | 82.76% | 1682755.5 | 1451448.1 | 86.25% |  |  | Residential Programmable Thermostat | 2143668 | 2.556% | 2143668 | 2.701%
| Home Energy Report | 17189331.1209 | 17089133 | 99.42% | 13861941.4 | 17089133 | 123.3% |  |  | Business Programmable Thermostat | 31866 | 0.03799% | 31866 | 0.04016%
| Home Online Energy Audit | Educational programs are not part of MEEIA Targets for Energy or Demand Savings. | [8 empty] | 83879237.8413 | 1 | 79352525.1625 | 1
Business Online Energy Audit
DR Programs | Business Programmable Thermostat | 39732 | 31866 | 80.2% | 98406 | 31866 | 32.38%
| Residential Programmable Thermostat | 2396856 | 2143668 | 89.44% | 4388076 | 2143668 | 48.85%
| Demand Response Incentive | The Demand Response Incentive Program did not claim any energy savings.
KCP&L-MO TOTAL |  | 111450068.8424 | 83879237.8413 | 75.26% | 198097871.7345 | 79352525.1625 | 40.06%
Note: Gross realization rates are the ratio of verified gross savings to reported gross savings and indicates the accuracy of deemed savings tracked by GMO.
Coincident Demand Savings at the Customer Meter – PY2016
Sector | Program |  | Gross |  |  | Net
|  | Reported Savings (kW) | Verified Savings (kW) | Realization Rate (%) | MEEIA 3-Year Target (kW) | Verified Savings (kW) | % of MEEIA Target Achieved |  |  | Distribution of Demand Savings by Program (PY2016) |  |  |  |  | Distribution of Net Demand Savings by Program (PY2016)
Commercial EE Programs | Business EER - Standard | 12225.3348 | 6855.41 | 56.08% | 10933.6198 | 6581.1936 | 60.19% |  |  |  | Verified Gross | % of total Gross | Verified Net | % of total Net
| Business EER - Custom | 437.93 | 525.86 | 120.1% | 12127.82 | 483.7912 | 3.989% |  |  | Business EER - Custom | 525.86 | 1.572% | 483.7912 | 1.487%
| Block Bidding | 0 | 0 | - | 1744 | 0 | 0% |  |  | Business EER - Standard | 6855.41 | 20.49% | 6581.1936 | 20.22%
| Strategic Energy Management | N/A | N/A | NA | 2021.394 | NA | 0% |  |  | Small Bus. Lighting | 202 | 0.6037% | 176.144 | 0.5412%
| Small Bus. Lighting | 358.9547 | 202 | 56.27% | 561.937 | 176.144 | 31.35% |  |  | Whole House Efficiency | 2033.7411 | 6.078% | 1667.6677 | 5.124%
Residential EE Programs | Whole House Efficiency | 1172.3909 | 2033.7411 | 173.5% | 4322.043 | 1667.6677 | 38.59% |  |  | Income-Eligible Multi-Family | 191.73 | 0.573% | 191.73 | 0.5891%
| Income-Eligible Multi-Family | 230.4694 | 191.73 | 83.19% | 1542.9512 | 191.73 | 12.43% |  |  | Home Lighting Rebate | 1241 | 3.709% | 1033.674 | 3.176%
| Home Lighting Rebate | 1174.2552 | 1241 | 105.7% | 2497.6875 | 1033.674 | 41.39% |  |  | Income-Eligible Home Energy Report | 261.6853 | 0.7821% | 261.6853 | 0.8041%
Educational Programs | Income-Eligible Home Energy Report | 316.1903 | 261.6853 | 82.76% | 474.3 | 261.6853 | 55.17% |  |  | Home Energy Report | 3846.6952 | 11.5% | 3846.6952 | 11.82%
| Home Energy Report | 3869.2494 | 3846.6952 | 99.42% | 2866.4 | 3846.6952 | 134.2% |  |  | Residential Programmable Thermostat | 5017.32 | 15% | 5017.32 | 15.42%
| Home Online Energy Audit | Educational programs are not part of MEEIA Targets for Energy or Demand Savings | [7 empty] | Business Programmable Thermostat | 84.42 | 0.2523% | 84.42 | 0.2594%
| Business Online Energy Audit | [8 empty] | Demand Response Incentive | 13200 | 39.45% | 13200 | 40.56%
DR Programs | Business Programmable Thermostat | 108.36 | 84.42 | 77.91% | 268.38 | 84.42 | 31.46% |  |  |  | 33459.8616 | 1 | 32544.321 | 1
| Residential Programmable Thermostat | 6558.3 | 5017.32 | 76.5% | 11967.48 | 5017.32 | 41.92%
| Demand Response Incentive | 10034 | 13200 | 131.6% | 15000 | 13200 | 88%
KCP&L-MO TOTAL |  | 36485.4347 | 33459.8616 | 91.71% | 66328.0125 | 32544.321 | 49.07%
Note: Gross realization rates are the ratio of verified gross savings to reported gross savings and indicates the accuracy of deemed savings tracked by GMO.
NTG Components by Program
Program Name* | Free Ridership | Participant Spillover | Non-Participant Spillover | NTGR
Business EER - Standard | 0.05 | 0.002 | 0.004 | 96%
Business EER - Custom | 0.12 | 0.04 | 0 | 92%
Block Bidding | Deemed 1.0 pending future research |  |  | 100%
Strategic Energy Management | N/A - Savings not claimed in PY2016
Small Bus. Lighting | 0.14 | 0.002 | 0.01 | 87.2%
Whole House Efficiency | 0.33 | 0.02 | 0.14 | 82%
Income-Eligible Multifamily | Deemed 1.0 |  |  | 100%
Home Lighting Rebate | 0.16 | N/A | N/A | 84%
Income-Eligible Home Energy Report | 1.0 based on analysis approach generating net results
Home Energy Report | 1.0 based on analysis approach generating net results
Home Online Energy Audit | N/A - Savings not claimed in PY2016
Business Online Energy Audit | N/A - Savings not claimed in PY2016
Business Programmable Thermostat | 1.0 based on analysis approach generating net results
Residential Programmable Thermostat
Demand Response Incentive
Benefit-Cost Ratios by Program and Cost Test – PY2016
Sector | Program | Total Resource Cost Test | Total Resource Cost Test | Societal Cost Test | Utility Cost Test | Participant Cost Test | Rate Impact Measure Test
|  | KCP&L-MO | Navigant
Commercial EE Programs | Business EER - Standard | 2.5707 | 1.4801 | 1.7137 | 2.537 | 1.9327 | 0.71385
| Business EER - Custom | 0.20382 | 1.0803 | 1.3886 | 1.4755 | 2.1929 | 0.62625
| Block Bidding | N/A | N/A | N/A | N/A | N/A | N/A
| Strategic Energy Management | N/A | N/A | N/A | N/A | N/A | N/A
| Small Business Lighting | 1.4476 | 0.74168 | 0.8504 | 0.86237 | 1.6342 | 0.45916
Residential EE Programs | Whole House Efficiency | 0.65301 | 0.87732 | 1.0899 | 1.3997 | 1.148 | 0.68851
| Income-Eligible Multifamily | 0.82372 | 0.85191 | 0.94949 | 0.85191 | INF* | 0.35245
| Home Lighting Rebate*** | 1.4416 | 1.6899 | 1.9759 | 2.0474 | 4.263 | 0.51028
Educational Programs | Income-Eligible Home Energy Report | 0.64521 | 0.59159 | 0.59159 | 0.59159 | INF* | 0.33633
| Home Energy Report | 2.2264 | 2.0643 | 2.0643 | 2.0643 | INF* | 0.53917
| Home Online Energy Audit | N/A | N/A | N/A | N/A | N/A | N/A
| Business Online Energy Audit | N/A | N/A | N/A | N/A | N/A | N/A
DR Programs | Business Programmable Thermostat | 2.5094 | 2.0877 | 2.4233 | 2.8277 | 0.97086 | 1.9697
| Residential Programmable Thermostat | 2.0436 | 1.6251 | 1.8869 | 2.0644 | 1.2088 | 1.3896
| Demand Response Incentive | 9.7382 | 13.5566 | 13.5566 | 3.019 | 433.3333 | 3.019
*Ratios are infinite because there are positive benefits and no participant costs.
** Navigant did not perform benefit-cost calculations for the Online Home Energy Audit, Online Business Energy Audit, Block Bidding, Strategic Energy Management, or Income-Eligible Weatherization programs because KCP&L-MO does not claim savings for these programs and therefore Navigant did not verify savings.
*** Includes the commercial segment of HLR in total
Benefit-Cost Ratios by Program and Cost Test – PY2016-PY2018
Sector | Program | Total Resource Cost Test | Total Resource Cost Test | Societal Cost Test | Utility Cost Test | Participant Cost Test | Rate Impact Measure Test
|  | KCP&L-MO | Navigant
Commercial EE Programs | Business EER - Standard | 2.5707 | 1.4801 | 1.7137 | 2.537 | 1.9327 | 0.71385
| Business EER - Custom | 0.20382 | 1.0803 | 1.3886 | 1.4755 | 2.1929 | 0.62625
| Block Bidding | N/A | N/A | N/A | N/A | N/A | N/A
| Strategic Energy Management | N/A | N/A | N/A | N/A | N/A | N/A
| Small Business Lighting | 1.4476 | 0.74168 | 0.8504 | 0.86237 | 1.6342 | 0.45916
Residential EE Programs | Whole House Efficiency | 0.65301 | 0.87732 | 1.0899 | 1.3997 | 1.148 | 0.68851
| Income-Eligible Multifamily | 0.82372 | 0.85191 | 0.94949 | 0.85191 | INF* | 0.35245
| Home Lighting Rebate*** | 1.4416 | 1.6899 | 1.9759 | 2.0474 | 4.263 | 0.51028
Educational Programs | Income-Eligible Home Energy Report | 0.64521 | 0.59159 | 0.59159 | 0.59159 | INF* | 0.33633
| Home Energy Report | 2.2264 | 2.0643 | 2.0643 | 2.0643 | INF* | 0.53917
| Home Online Energy Audit | N/A | N/A | N/A | N/A | N/A | N/A
| Business Online Energy Audit | N/A | N/A | N/A | N/A | N/A | N/A
DR Programs | Business Programmable Thermostat | 2.5094 | 2.0877 | 2.4233 | 2.8277 | 0.97086 | 1.9697
| Residential Programmable Thermostat | 2.0436 | 1.6251 | 1.8869 | 2.0644 | 1.2088 | 1.3896
| Demand Response Incentive | 9.7382 | 13.5566 | 13.5566 | 3.019 | 433.3333 | 3.019
*Ratios are infinite because there are positive benefits and no participant costs.
** Navigant did not perform benefit-cost calculations for the Online Home Energy Audit, Online Business Energy Audit, Block Bidding, Strategic Energy Management, or Income-Eligible Weatherization programs because KCP&L-MO does not claim savings for these programs and therefore Navigant did not verify savings.
*** Includes all components of HLR which covers both residential and commercial cross sector sales
Benefit-Cost Ratios by Program Groups and Cost Test – PY2016
| Total Resource Cost Test | Societal Cost Test | Utility Cost Test | Participant Cost Test | Rate Impact Measure Test
Portfolio | 1.4173 | 1.6463 | 2.0175 | 2.1013 | 0.72818
EE Programs* | 1.3482 | 1.5858 | 2.0781 | 2.0833 | 0.65329
Residential EE Programs | 1.1989 | 1.4371 | 1.618 | 2.624 | 0.5465
C&I EE Programs | 1.3998 | 1.6362 | 2.281 | 1.9381 | 0.69581
DR Programs | 2.005 | 2.2595 | 2.221 | 1.4562 | 1.5759
*Inclusive of administrative costs for educational program costs, market research, software development, and EM&V.
Benefit-Cost Ratios by Program Groups and Cost Test – Program to Date
| Total Resource Cost Test | Societal Cost Test | Utility Cost Test | Participant Cost Test | Rate Impact Measure Test
Portfolio | 1.4173 | 1.6463 | 2.0175 | 2.1013 | 0.72818
EE Programs* | 1.3482 | 1.5858 | 2.0781 | 2.0833 | 0.65329
Residential EE Programs | 1.1989 | 1.4371 | 1.618 | 2.624 | 0.5465
C&I EE Programs | 1.3998 | 1.6362 | 2.281 | 1.9381 | 0.69581
DR Programs | 2.005 | 2.2595 | 2.221 | 1.4562 | 1.5759
*Inclusive of administrative costs for educational program costs, market research, software development, and EM&V.
Sector | Program | Rebate Costs | Direct Program Admin Costs** | Indirect Program Admin Costs | Total Costs | Benefits from Energy Savings | Benefits from Demand Savings | Total Benefits | Total Net Benefits
Commercial EE Programs | BUSINESS EER - Standard | 5886800.1001 | 1694684.08 | * | 7581484.1801 | 12438352.5817 | 6796108.5232 | 19234461.1049 | 11652976.9248
| BUSINESS EER - Custom | 307085 | 1073633.45 | * | 1380718.45 | 1283997.2075 | 753189.6305 | 2037186.838 | 656468.388
| Block Bidding | 0 | 232993.76 | * | 232993.76 | 0 | 0 | 0 | -232993.76
| Strategic Energy Management | 0 | 246688.64 | * | 246688.64 | 0 | 0 | 0 | -246688.64
| Small Business Lighting | 273146.5 | 310960.61 | * | 584107.11 | 328098.9939 | 175618.5758 | 503717.5697 | -80389.5403
Residential EE Programs | Whole House Efficiency | 613309.07 | 1193452.45 | * | 1806761.52 | 931120.1406 | 1597797.5541 | 2528917.6947 | 722156.1747
| Income-Eligible Multi-Family | 0 | 533024.55 | * | 533024.55 | 324185.392 | 129905.0506 | 454090.4426 | -78934.1074
| Home Lighting Rebate*** | 892128.13 | 977344.93 | * | 1869473.06 | 2728651.343 | 1098816.9228 | 3827468.2658 | 1957995.2058
Educational Programs | Income-Eligible Home Energy Report | 0 | 151085.39 | * | 151085.39 | 42531.6718 | 46848.2428 | 89379.9146 | -61705.4754
| Home Energy Report | 0 | 477263.4 | * | 477263.4 | 500761.5822 | 484476.3173 | 985237.8995 | 507974.4995
| Online Home Energy Audit | 0 | 169076.46 | * | 169076.46 | 0 | 0 | 0 | -169076.46
| Online Business Energy Audit | 0 | 24462.7 | * | 24462.7 | 0 | 0 | 0 | -24462.7
DR Programs | Business Programmable Thermostat | 13327.1838 | 22140.82 | * | 35468.0038 | 10557.1875 | 89736.376 | 100293.5635 | 64825.5597
| Residential Programmable Thermostat | 881543.862 | 2061907.81 | * | 2943451.672 | 743135.4795 | 5333287.3017 | 6076422.7813 | 3132971.1092
| Demand Response Incentive | 429000 | 121633.89 | * | 550633.89 | 0 | 1662357.0026 | 1662357.0026 | 1111723.1126
Portfolio | Portfolio Total | 9296339.8459 | 9292025.78 | * | 18588365.6259 | 19331391.5797 | 18168141.4975 | 37499533.0772 | 18911167.4513
*KCP&L allocates indirect program adminstrative costs to programs as a percentage of total budget. These costs are not tracked separatly from direct program adminstative costs and are therefore included in that total.
** Portfolio Total Direct Program Admin Costs include a Portfolio cost of $1672.84 which represents costs that are not allocated to a specific program.
This chart isn't available in your version of Excel. Editing this shape or saving this workbook into a different file format will permanently break the chart.
This chart isn't available in your version of Excel. Editing this shape or saving this workbook into a different file format will permanently break the chart.
This chart isn't available in your version of Excel. Editing this shape or saving this workbook into a different file format will permanently break the chart.
This chart isn't available in your version of Excel. Editing this shape or saving this workbook into a different file format will permanently break the chart.

## Business EER - Standard
KCP&L-MO Evaluation, Measurement, and Verification Report – Appendix Databook
Business Energy Efficiency Rebate - Standard: Data Tables | [10 empty] | Business Energy Efficiency Rebate - Standard: Figures
Executive Summary
Data is sourced to Navigant analysis unless otherwise noted.
Energy at the Customer Meter: Program Savings Summary
Program Savings Summary
| Gross |  |  | Net
| Reported Savings | Verified Savings | Realization Rate | MEEIA 3-Year Target | Verified Savings | % of MEEIA Target Achieved
Energy at Customer Meter (kWh) | 68130109.5927 | 42874084.3 | 62.93% | 58370690.222 | 41159120.928 | 70.51%
Coinc Demand at Customer Meter (kW) | 12225.3348 | 6855.41 | 56.08% | 10933.6198 | 6581.1936 | 60.19%
Source: Program Tracking Database and Navigant analysis
Net to Gross Component Summary
Free Ridership | Participant Spillover | Non-Participant Spillover | NTGR
0.05 | 0.002 | 0.004 | 96%
Note: The NTG ratio is rounded to the nearest 100th.
Savings by Measure Type
Measure Type | Total Number of Projects | Reported Energy Savings (kWh) | % of Total | Verified Energy Savings (kWh) | Reported Demand Savings (kW) | % of Total | Verified Demand Savings (kW)
Lighting | 475 | 67833330.031 | 99.56% | 42521864.1091 | 12123.7533 | 99.17% | 6712.4892 |  |  |  | Coincident Demand at Customer Meter: Program Savings Summary
HVAC & R | 14 | 44249.0015 | 0.06495% | 99689.491 | 34.5214 | 0.2824% | 75.7164
Motors, Drives & Compressors | 11 | 209198.27 | 0.3071% | 209198.27 | 60.5 | 0.4949% | 60.5
Compressed Air Upgrade | 15 | 43332.3 | 0.0636% | 43332.432 | 6.6 | 0.05399% | 6.7089
Total | 515 | 68130109.6025 | 100% | 42874084.3021 | 12225.3747 | 100% | 6855.4145
Source: Program Tracking Database and Navigant analysis
Additional Detail
Verified Inputs for Lighting Projects
Building Type | Verified (Navigant Analysis and IL TRM) |  |  |  | Total Number of Loggers Installed
| WHFe | WHFd | Revised CF | Revised HOU
Industrial | 1.02 | 1.04 | 0.62 | 5,144 | 33
Office | 1.21 | 1.44 | 0.75 | 4,484 | 29
Other | 1.09 | 1.36 | 0.67 | 5,280 | 61
Retail | 1.12 | 1.29 | 0.83 | 5,662 | 103
School | 1.18 | 1.35 | 0.59 | 4,074 | 45
Warehouse | 1.00 | 1.22 | 0.64 | 4,110 | 60
Exterior | 1.00 | 1.00 | - | 4,702 | 18
Source: Program Tracking Database and Navigant analysis and Illinois TRM
Final NTG Component Results - C&I Standard Rebate Program
Survey Type | Respondents | Number of Respondents | Period | Free Ridership | Participant Spillover | Non-Participant Spillover
Participant Web Survey | PY2016 Participating End-Use Customers | 56 | 2017 | 0.08 | 0.005 | --
Trade Ally Web Survey | Participating Trade Allies | 19 | 2017 | 0.05 | -- | 0.004
Measures with 2% or more program level savings and their effect on Program Level Realization Rate
Measure name | Reported kWh | Reported kW | Verified kWh | Verified kW | RR kWh | RR kW | Percentage of Reported savings kWh | Percentage of Reported savings kW | Effect on Energy RR | Effect on Demand RR
LED High Bay 176-350W | 50532780.4286 | 9127.7481 | 23227870.1069 | 3860.8772 | 45.97% | 42.3% | 74.17% | 74.66% | -50% | -45%
LED High Bay 111-175W | 2372522.5062 | 428.5512 | 1026057.2275 | 150.371 | 43.25% | 35.09% | 3.482% | 3.505% | -1% | -1%
LED Linear replacement lamp replacing a 4' T8, T12, or T5 Lamp | 1891061.568 | 430.342 | 2557734.2287 | 438.1919 | 135.3% | 101.8% | 2.776% | 3.52% | 2% | 1%
Occupancy or Vacancy Sensors | 1512346.1472 | 307.3132 | 2660256.0798 | 448.5149 | 175.9% | 145.9% | 2.22% | 2.514% | 2% | 2%
Wall-Mount Occupancy Sensor | 1398965.904 | 284.274 | 1743043.8409 | 285.1859 | 124.6% | 100.3% | 2.053% | 2.325% | 1% | 1%
Exterior LED replacing > 400W Fixture | 1277616 | 0 | 1125423.0833 | 0 | 88.09% | - | 1.875% | 0% | 0% | 0%
Directional LED Bulb (<15W) | 1054644.964 | 214.328 | 1373493.4092 | 230.1133 | 130.2% | 107.4% | 1.548% | 1.753% | 1% | 1%
Remaining Measures | 8090172.0845 | 1432.8182 | 9160206.3259 | 1442.1602 | 113.2% | 100.7% | 11.87% | 11.72% | 7% | 7%
TOTAL | 68130109.6025 | 12225.3747 | 42874084.3021 | 6855.4145 | 62.93% | 56.08% | 100% | 100% | - | -
Source: Program Tracking Database and Navigant analysis
Standard & SBL Program Sampling for GMO and KMO Combined - Energy Savings
Program | Stratum |  | Population |  |  | Sample
|  | Year-End Population | Reported kWh Savings | % of Total | Sample Size | Reported kWh Savings | % of Total | Relative Precision at 90% Confidence (one-tailed)
Standard & SBL | Industrial | 163 | 28276549 | 23% | 7 | 1731701 | 15% | 7.3%
| Office | 144 | 3320072 | 3% | 5 | 284047 | 2% | 34.6%
| Other | 262 | 21648972 | 18% | 9 | 5713106 | 49% | 27.8%
| Retail | 251 | 10839101 | 9% | 12 | 666771 | 6% | 34.6%
| School | 94 | 7959338 | 7% | 8 | 688798 | 6% | 9.5%
| Warehouse | 206 | 48509157 | 40% | 9 | 2650037 | 23% | 13.9%
| Total | 1120 | 120553190 | 100% | 50 | 11734460 | 100% | 13.5%
Source: C&I Standard and SBL Program Tracking Databases and Navigant analysis
Standard & SBL Program Sampling for GMO and KMO Combined - Demand Savings
Program | Stratum |  | Population |  |  | Sample
|  | Year-End Population | Reported kW Savings | % of Total | Sample Size | Reported kW Savings | % of Total | Relative Precision at 90% Confidence (one-tailed)
Standard & SBL | Industrial | 163 | 5129.19 | 24% | 7 | 314.4 | 14% | 5.9%
| Office | 144 | 626.23 | 3% | 5 | 57.87 | 3% | 29.9%
| Other | 262 | 3576.61 | 17% | 9 | 1031.24 | 48% | 22.2%
| Retail | 251 | 1647.13 | 8% | 12 | 114.09 | 5% | 17.4%
| School | 94 | 1511.47 | 7% | 8 | 136.89 | 6% | 14.5%
| Warehouse | 206 | 8798.74 | 41% | 9 | 515.12 | 24% | 10.9%
| Total | 1120 | 21289.36 | 100% | 50 | 2169.61 | 100% | 10.4%
Source: C&I Standard and SBL Program Tracking Databases and Navigant analysis
Participant Satisfaction with Standard Program (on a scale of 1 though 5, 1 being the lowest, 5 being the highest)
Program Component | 5 | 4 | 3 | 2 | 1 | Average Satisfaction (1-5)
Amount of rebate | 56.36% | 21.82% | 18.18% | 1.82% | 1.82% | 4.29
Time it took to receive the rebate | 64.81% | 14.81% | 7.41% | 7.41% | 5.56% | 4.26
Requirements to participate in the program | 66.04% | 20.75% | 9.43% | 1.89% | 1.89% | 4.47
Application process | 69.81% | 18.87% | 5.66% | 1.89% | 3.77% | 4.49
Your installation contractor | 75.47% | 22.64% | 1.89% | 0% | 0% | 4.74
Overall satisfaction with the program | 61.82% | 27.27% | 9.09% | 0% | 1.82% | 4.47
Source: Navigant survey of participants; n=56
Participant's Willingness to Participate in KCP&L Rebate Program Again (on a scale of 1 though 5, 1 being the lowest, 5 being the highest)
Programs | 5 | 4 | 3 | 2 | 1 | Average Willingness (1-5)
Standard Program | 85.45% | 10.91% | 1.82% | 0% | 1.82% | 4.78
Other KCP&L Commercial Rebate Program | 87.04% | 9.26% | 1.85% | 0% | 1.85% | 4.8
Other KCP&L Residential Rebate Program | 60.42% | 12.5% | 8.33% | 4.17% | 14.58% | 4
Source: Navigant survey of participants; n=56
Participant Satisfaction with KCP&L (on a scale of 1 though 5, 1 being the lowest, 5 being the highest)
Program Component | 5 | 4 | 3 | 2 | 1 | Average Satisfaction (1-5)
Overall Satisfaction with KCP&L | 56.36% | 32.73% | 7.27% | 0% | 3.64% | 4.38
Source: Navigant survey of participants; n=56
Trade Ally Satisfaction (on a scale of 1 though 5, 1 being the lowest, 5 being the highest)
Program Component | 5 | 4 | 3 | 2 | 1 | Average Satisfaction (1-5)
Marketing materials provided by the program | 26.67% | 33.33% | 33.33% | 6.67% | 0% | 3.8
Amount and type of communication received from the program | 44.44% | 27.78% | 16.67% | 5.56% | 5.56% | 4
Amount and type of training provided by the program | 27.78% | 44.44% | 22.22% | 5.56% | 0% | 3.94
Project application process | 27.78% | 50% | 16.67% | 5.56% | 0% | 4
Time to complete a project through the program | 50% | 33.33% | 11.11% | 5.56% | 0% | 4.28
On-site verification follow-up visits | 53.33% | 13.33% | 26.67% | 6.67% | 0% | 4.13
The amount of the program incentives | 50% | 27.78% | 5.56% | 11.11% | 5.56% | 4.06
Source: Navigant survey of trade ally; n=19
Trade Ally Satisfaction with Standard Program Elements over Previous Year
Percentage response
Program component | Increased | Stayed the same | Decreased
Marketing materials provided by the program | 20% | 80% | 0%
Amount and type of communication received from the program | 36.36% | 54.55% | 9.09%
Project application process | 54.55% | 36.36% | 9.09%
Time to complete a project through the program | 27.27% | 72.73% | 0%
On-site verification follow-up visits | 22.22% | 66.67% | 11.11%
The amount of the program incentives | 36.36% | 45.45% | 18.18%
Source: Navigant survey of trade ally; n=19
Trade Ally Thoughts of Training (on a scale of 1 though 5, 1 being the lowest, 5 being the highest)
Program component | 5 | 4 | 3 | 2 | 1 | Average Thoughts (1-5)
Useless:Informative | 41.18% | 29.41% | 23.53% | 5.88% | 0% | 4.06
Too short:Too long | 6.25% | 0% | 81.25% | 6.25% | 6.25% | 2.94
Boring:Interesting | 25% | 25% | 37.5% | 12.5% | 0% | 3.63
Limited:Comprehensive | 12.5% | 25% | 50% | 12.5% | 0% | 3.38
Discouraging:Motivating | 23.53% | 11.76% | 58.82% | 5.88% | 0% | 3.53
Source: Navigant survey of trade ally; n=19
Trade Ally Overall Satisfaction with the Standard Program (on a scale of 1 though 5, 1 being the lowest, 5 being the highest)
Program component | 5 | 4 | 3 | 2 | 1 | Average Satisfaction (1-5)
Overall Satisfaction with Standard Program | 55.56% | 27.78% | 0% | 16.67% | 0% | 4.22
Source: Navigant survey of trade ally; n=19

## Business EER - Custom
KCP&L-MO Evaluation, Measurement, and Verification Report – Appendix Databook
Business Energy Efficiency Rebate - Custom: Data Tables | [7 empty] | Business Energy Efficiency Rebate - Custom: Figures
Executive Summary
Data is sourced to Navigant analysis unless otherwise noted.
Program Savings Summary | [7 empty] | Energy at the Customer Meter: Program Savings Summary
| Gross |  |  | Net
| Reported Savings | Verified Savings | Realization Rate | MEEIA 3-Year Target | Verified Savings | % of MEEIA Target Achieved
Energy at Customer Meter (kWh) | 3070840.48 | 3040293.68 | 99.01% | 44361460.04 | 2797070.1856 | 6.305%
Coinc Demand at Customer Meter (kW) | 437.93 | 525.86 | 120.1% | 12127.82 | 483.7912 | 3.989%
Source: Program Tracking Database and Navigant analysis
Net to Gross Component Summary
Free Ridership | Participant Spillover | Non-Participant Spillover | NTGR
0.12 | 0.04 | 0 | 92%
Source: Navigant analysis PY2015
KCP&L-MO BEER Custom - PY 2016 Summary by Measure Type
Measure Type | Total Number of Projects | Reported Energy Savings (kWh) | Verified Energy Savings (kWh) | % of Total | Reported Demand Savings (kW) | Verified Demand Savings (kW) | % of Total
Building Optimization | 3 | 250667.3 | 248173.8185 | 8.163% | 110.36 | 132.5187 | 25.2%
HVAC | 3 | 579893.39 | 574124.9733 | 18.88% | 5.88 | 7.0606 | 1.343%
Lighting | 6 | 1191823.3 | 1179967.7874 | 38.81% | 181.15 | 217.5223 | 41.37%
Misc Custom | 1 | 25960.5 | 25702.2612 | 0.8454% | 17.1 | 20.5334 | 3.905%
Motors, Drives & Compressors | 2 | 928675.99 | 919438.1022 | 30.24% | 93.82 | 112.6577 | 21.42%
New Construction | 1 | 93820 | 92886.7373 | 3.055% | 29.62 | 35.5673 | 6.764% | Coincident Demand at Customer Meter: Program Savings Summary
Total | 16 | 3070840.48 | 3040293.68 | 100% | 437.93 | 525.86 | 100%
Source: Program Tracking Database and Navigant analysis
Additional Detail
End-of-Year Population and Sample Sizes
Stratum | Reported Energy Savings (kWh) | Reported Peak Demand Savings (kW) | Total Number of Projects | Projects in Sample
Large | 2168302.64 | 221.62 | 3 | 3
Small | 902537.84 | 216.31 | 13 | 2
Total | 3070840.48 | 437.93 | 16 | 5
Source: C&I Custom Rebate Program Tracking Database and Navigant analysis
Note: Large projects account for at least 75% of total energy savings while total energy savings of all small projects are no more than 25%.
Energy Impacts at the Customer Meter
Stratum | Total Reported Energy Savings (kWh) | Total Verified Energy Savings (kWh) | Energy RR | Relative Precision at 90% Confidence (one-tailed)
Large | 2168302.64 | 2168302.4587 | 100% | 0%
Small | 45516.87 | 43976.34 | 96.62% | 1.3% |  |  |  | Reported kWh Savings by Measure Type: PY 2016
Total | 2213819.51 | 2212278.7987 | 99.93% | 0.1%
Coincident Demand Impacts at Customer Meter
Stratum | Total Reported Coincident Demand Savings (kW) | Total Verified Coincident Demand Savings (kW) | Coincident Demand RR | Relative Precision at 90% Confidence (one-tailed)
Large | 221.62 | 261.9651 | 118.2% | 0%
Small | 1.19 | 1.4518 | 122% | 0%
Total | 222.81 | 263.4169 | 118.2% | 0%
Project-Level Energy and Demand Savings and RRs
Navigant Site ID | Project Type | Reported kWh | Verified kWh | Realization Rate (kWh) | Reported kW | Verified kW | Realization Rate (kW)
PRJ-829713 | HVAC | 481779.64 | 481779.4568 | 100% | 0 | 0 | -
PRJ-810059 | Lighting | 827904 | 827904 | 100% | 128.96 | 128.9587 | 100% | Reported kW Savings by Measure Type: PY 2016
PRJ-974873 | Motors, Drives & Compressors | 858619 | 858619.002 | 100% | 92.66 | 133.0063 | 143.5%
PRJ-974786 | Lighting | 4368 | 4368 | 100% | 1.19 | 1.4518 | 122%
PRJ-1046045 | Lighting | 41148.87 | 39608.34 | 96.26% | 0 | 0 | -
Project-Level Results for Sampled Projects
Nav. Site ID | Project Type | Energy RR (%) | Effect on Energy RR (%) | Demand RR (%) | Effect on Demand RR (%) | Reason for Discrepancy
PRJ-829713 | HVAC | 100% | -0.01935% | 100% | 0% | No discrepancies. The tiny difference between ex ante kWh and ex post kWh is because data tracking.
PRJ-810059 | Lighting | 100% | -0.04157% | 100% | 25.04% | No discrepancies.
PRJ-974873 | Motors, Drives & Compressors | 100% | -0.04409% | 143.5% | -18.02% | Discrepancies on the peak demand savings. Navigant recreated peak demand savings using the KCPL peak demand time period.
PRJ-974786 | Lighting | 100% | -0.0001376% | 122% | -0.02027% | Discrepancies on the peak demand savings. The implementer didn't consider the waste heat factors for demand (WHFd) when calculating the peak demand savings.
PRJ-1046045 | Lighting | 96.26% | 0.06959% | 100% | 0% | Discrepancies on the electric savings. This is an exterior lighting project. Navigant used the waste heat factor for energy (WHFe) of 1.00 rather than 1.12 which was used by the implementer for the ex ante calculation.

## Block Bidding
KCP&L-MO Evaluation, Measurement, and Verification Report – Appendix Databook
Block Bidding: Data Tables
Executive Summary
Data is sourced to Navigant analysis unless otherwise noted.
The Block Bidding program did not claim any savings in PY1.

## Whole House Efficiency
KCP&L-MO Evaluation, Measurement, and Verification Report – Appendix Databook
Whole House Efficiency - Custom: Data Tables | [9 empty] | Whole House Efficiency - Custom: Figures
Executive Summary
[10 empty] | Energy at the Customer Meter: Program Savings Summary | Coincident Demand at the Customer Meter: Program Savings Summary
Data is sourced to Navigant analysis unless otherwise noted.
Program Savings Summary
| Gross |  |  | Net
| Reported Savings | Verified Savings | Realization Rate | MEEIA 3-Year Target | Verified Savings | % of MEEIA Target Achieved
Energy at Customer Meter (kWh) | 2802982.288 | 3463940.1913 | 123.6% | 17468255.6893 | 2840430.9569 | 16.26%
Coinc Demand at Customer Meter (kW) | 1172.3909 | 2033.7411 | 173.5% | 4322.043 | 1667.6677 | 38.59%
Source: Program Tracking Database and Navigant analysis
Net to Gross Component Summary
Free Ridership | Participant Spillover | Non-Participant Spillover | NTGR
0.33 | 0.02 | 0.14 | 82%
PY 2016 Summary by Measure Type
Stratum | Total Number of Projects | Total Reported Energy Savings (kWh) | Total Verified Energy Savings (kWh) | Energy RR | Total Reported Coincident Demand Savings (kW) | Total Verified Coincident Demand Savings (kW) | Coincident Demand RR
Tier 1: Energy Savings Kit | 6575 | 224222.98 | 259408.96 | 115.7% | 21.41 | 34.7 | 162.1%
Tier 2: Building Shell Measures | 511 | 198370.26 | 158979.03 | 80.14% | 76.63 | 53.05 | 69.23%
Tier 3: HVAC Measures | 1673 | 2384951.83 | 3045552.2013 | 127.7% | 1076.1 | 1945.9911 | 180.8%
Total | 8759 | 2807545.07 | 3463940.1913 | 123.4% | 1174.14 | 2033.7411 | 173.2% |  |  | Energy Impacts at the Customer Meter
Source: Program Tracking Database and Navigant analysis
Additional Detail
Measure-Level Energy and Demand Savings and RRs
Stratum | Measure | Sub-Measure | Quantity | Reported kWh | Verified kWh | Realization Rate (kWh) | Reported kW | Verified kW | Realization Rate (kW)
| Measure |  | Quantity
T1: Energy Savings Kit | LED |  | 4376 | 135451.42 | 132245.44 | 97.63% | 13.7 | 11.61 | 84.74%
T1: Energy Savings Kit | Hot Water Pipe Wrap |  | 426 | 5034.43 | 4900.42 | 97.34% | 0.57 | 0.56 | 98.25%
T1: Energy Savings Kit | Advanced Power Strip |  | 711 | 52422.03 | 73233 | 139.7% | 3.7 | 8.22 | 222.2%
T1: Energy Savings Kit | Aerator | Kitchen Faucet | 140 | 3207.05 | 5921.62 | 184.6% | 0.49 | 1.39 | 283.7%
T1: Energy Savings Kit | Aerator | Bathroom Faucet | 554 | 6545 | 6049.01 | 92.42% | 1.01 | 9.51 | 941.6%
T1: Energy Savings Kit | Aerator | Shower | 368 | 21563.05 | 37059.47 | 171.9% | 1.93 | 3.41 | 176.7%
T2: Building Shell | Air Sealing |  | 233 | 95935.53 | 78701.9 | 82.04% | 23.37 | 46.26 | 197.9%
T2: Building Shell | Insulation | Ceiling | 89 | 56082.52 | 41813.6 | 74.56% | 31.15 | 3.8 | 12.2%
T2: Building Shell | Insulation | Wall | 35 | 21861.91 | 37552.05 | 171.8% | 12.22 | 2.83 | 23.16% | Energy Savings by Measure Type
T2: Building Shell | Windows |  | 154 | 24490.3 | 911.48 | 3.722% | 9.89 | 0.16 | 1.618%
T3: HVAC | Air Conditioner | Replace on Burnout | 29 | 19409.82 | 17411.2227 | 89.7% | 9.26 | 6.4291 | 69.43%
T3: HVAC | Air Conditioner | Early Replacement | 707 | 1214647.95 | 1995514.3224 | 164.3% | 532.59 | 1638.3336 | 307.6%
T3: HVAC | Heat Pump | Replace on Burnout | 7 | 5410.34 | 6204.746 | 114.7% | 1.392 | 1.2723 | 91.4%
T3: HVAC | Heat Pump | Early Replacement | 57 | 426056.27 | 374923.47 | 88% | 168.33 | 143.3771 | 85.18%
T3: HVAC | Heat Pump | Replace ER Heat | 12 | 172461.87 | 12266.5577 | 7.113% | 64.01 | 3.0167 | 4.713%
T3: HVAC | Heat Pump | Ductless Mini-Split | 20 | 26290.29 | 25256.9926 | 96.07% | 16.34 | 6.4723 | 39.61%
T3: HVAC | Heat Pump Water Heater |  | 8 | 14128 | 12634.89 | 89.43% | 0.67 | 0.6 | 89.55%
T3: HVAC | ECM Fan |  | 833 | 506547.3 | 601340 | 118.7% | 283.5 | 146.49 | 51.67%
Source: Program Tracking Database and Navigant analysis | [11 empty] | THIS ONE
Measure-Level Results and Reasons
Nav. Site ID | Project Type |  | Energy RR (%) | Major Reasons for Discrepancy |  | Demand RR (%) | Major Reasons for Discrepancy
T1: Energy Savings Kit | LED |  | 97.63% | IL TRM v5 deemed HOU of 847 was used, versus the KCPL deemed value of 938. |  | 84.74% | IL TRM v5 CF of 7.10% was used to calculate verified savings, versus the KCPL deemed value of 9.5%
T1: Energy Savings Kit | Hot Water Pipe Wrap |  | 97.34% | IL TRM v5 deemed savings of 154.2 kWh is higher than reported deemed savings of 74 kWh. |  | 98.25% | IL TRM v5 deemed savings of 0.017 kW is higher than reported deemed savings of 0.008 kW. |  |  | Coincident Demand Impacts at the Customer Meter
T1: Energy Savings Kit | Advanced Power Strip |  | 139.7% | IL TRM v5 deemed savings of 103 kWh is higher than reported deemed savings of 73.7 kWh. |  | 222.2% | IL TRM v5 deemed savings of 0.011 kW is higher than reported deemed savings of 0.005 kW.
T1: Energy Savings Kit | Aerator | Kitchen Faucet | 184.6% | IL TRM V5 assume 2.56 person per household, versus KCPL's 1.44. |  | 283.7% | IL TRM V5 assumed a CF of 0.022 versus KCPL value of 0.01. IL TRM V5 assume 2.56 person per household, versus KCPL's 1.44.
T1: Energy Savings Kit | Aerator | Bathroom Faucet | 92.42% | IL TRM V5 assume 2.56 person per household, versus KCPL's 1.44. |  | 941.6% | IL TRM V5 assumed a CF of 0.022 versus KCPL value of 0.01. IL TRM V5 assume 2.56 person per household, versus KCPL's 1.44.
T1: Energy Savings Kit | Aerator | Shower | 171.9% | IL TRM V5 assume 2.56 person per household, versus KCPL's 1.44. |  | 176.7% | IL TRM V5 assumed a CF of 0.022 versus KCPL value of 0.01. IL TRM V5 assume 2.56 person per household, versus KCPL's 1.44.
T2: Building Shell | Air Sealing |  | 82.04% | An EFLH of 982 was used to verify savings, versus the deemed value of 1,215. N-Factor verified as 22.5 vs. claimed 18.5. Latent Multiplier verified as 3.6 vs. claimed 5.8. |  | 197.9% | N-Factor verified as 22.5 vs. claimed 18.5. Latent Multiplier verified as 3.6 vs. claimed 5.8.
T2: Building Shell | Insulation | Ceiling | 74.56% | R-Value: Avg installed 23.7, claimed 33. |  | 12.2% | Full Load Cooling Hours. R-Value: Avg installed 23.7, claimed 33.
T2: Building Shell | Insulation | Wall | 171.8% | R-Value: Avg installed 10.4, claimed 3. |  | 23.16% | An EFLH of 982 was used to verify savings, versus the deemed value of 1,215. Claimed algorithm, values, and units differ from IL TRM v5 algorithm. Other differences include heating efficiency and Adjustment values.
T2: Building Shell | Windows |  | 3.722% | Deemed savings too high (no source for reported savings). |  | 1.618% | Deemed savings too high (no source for reported savings).
T3: HVAC | Air Conditioner | Replace on Burnout | 89.7% | An EFLH of 982 was used to verify savings, versus the deemed value of 1,215. |  | 69.43% | An efficient EER of 12, based on the IL TRM v5, versus the deemed baseline EER of 12.5.
T3: HVAC | Air Conditioner | Early Replacement | 164.3% | A baseline SEER of 6.92, based on MEEIA Cycle 1 research was used, versus the deemed baseline SEER of 10. An EFLH of 982 was used to verify savings, versus the deemed value of 629. |  | 307.6% | A baseline SEER of 6.79, based on MEEIA Cycle 1 research was used, versus the deemed baseline SEER of 9.2
T3: HVAC | Heat Pump | Replace on Burnout | 114.7% | Tracking Data consistently verified higher installed SEER and installed HSPF than claimed. Verified heating capacity lower than claimed. |  | 91.4% | Reported savings include demand savings due to both EER and HSPF change. IL TRM v5 demand algorithm only includes savings due to EER change. Verified EERee frequently lower than claimed.
T3: HVAC | Heat Pump | Early Replacement | 88% | Variations in Heating Full Load Hours (verified of 1376 vs. reported of 2.009), Cooling Full Load Hours (verified of 982 vs. reported of 1,215), and Baseline SEER all contributed to the difference in savings |  | 85.18% | Reported savings include demand savings due to both EER and HSPF change. IL TRM v5 demand algorithm only includes savings due to EER change.
T3: HVAC | Heat Pump | Replace ER Heat | 7.113% | Baseline SEER and HSPF reported values very low as this is not actually an early retirement measure. (Verified SEERbase 14, reported 10. Verified HSPFbase 8.2, reported 3.41.) Additionally, variations in Heating Full Load Hours (verified 1376 vs. reported 2.009) and Cooling Full Load Hours (verified 982 vs. reported 1,215) contributed to the difference in savings |  | 4.713% | Differences in Baseline EER (verified of 11.8 vs. reported of 9.2).
T3: HVAC | Heat Pump | Ductless Mini-Split | 96.07% | Installed SEER (average from tracking data=22.94 vs. reported value of 21) |  | 39.61% | Installed EER (average from tracking data = 12.71 vs 19.1 reported value).
T3: HVAC | Heat Pump Water Heater |  | 89.43% | Reported savings do not account for Heating and Cooling savings. |  | 89.55% | Daily hot water usage reported 50 gallons vs. verified 45 gallons.
T3: HVAC | ECM Fan |  | 118.7% | Deemed savings too low (no source for reported savings). |  | 51.67% | Deemed savings too high (no source for reported savings).
Source: Program Tracking Database and Navigant analysis
Impact Analysis: T3 HVAC Metadata, Averages, and Quantity.
Measure | SEER |  | EER |  | HSPF |  | Average Cooling Capacity | Average Heating Capacity | Total Installed Quantity
| Average Replaced | Average Installed | Average Replaced | Average Installed | Average Replaced | Average Installed
Sub-Measure
Air Conditioner, Replace on Burnout | 10.4 | 16.05 | N/A | N/A | N/A | N/A | 3.24 | 37003.48 | 29
SEER 15 | N/A | 15.12 | N/A | N/A | N/A | N/A | 3.12 | N/A | 14
SEER 16 | 10.4 | 16.5 | N/A | N/A | N/A | N/A | 3.29 | N/A | 15
SEER 17 | N/A | N/A | N/A | N/A | N/A | N/A | n/a | N/A | 0
Air Conditioner, Early Replacement | x | 16.22 | N/A | 13.2 | N/A | N/A | 3.21 | N/A | 707
SEER 15 | 9.48 | 15.15 | N/A | 12.55 | N/A | N/A | 3.33 | N/A | 139
SEER 16 | 9.54 | 16.53 | N/A | 13.34 | N/A | N/A | 3.17 | N/A | 568
SEER 17 | N/A | N/A | N/A | N/A | N/A | N/A | N/A | N/A | 0
Heat Pump, Energy Efficient | N/A | x | N/A | x | N/A | x | x | 35898.3643 | 7
SEER 15 | N/A | 15 | N/A | 12.5 | N/A | 7.36 | 3.25 | 37109.45 | 1
SEER 16 | N/A | 16.04 | N/A | 12.94 | N/A | 9.08 | 3.08 | 35307.96 | 5
SEER 17 | N/A | 17.25 | N/A | 12.5 | N/A | 9.1 | 3.3 | 37639.3 | 1
Heat Pump, Replace on Burnout | x | x | N/A | x | N/A | x | x | 36534.9811 | 57
SEER 15 | 9.93 | 15.17 | N/A | 12.52 | N/A | 8.71 | 3.13 | 35837.81 | 22
SEER 16 | 9.08 | 16.08 | N/A | 12.85 | N/A | 8.98 | 3.06 | 35096.02 | 15
SEER 17 | 9.63 | 18.34 | N/A | 16.08 | N/A | 9.56 | 3.37 | 38381.09 | 20
Heat Pump, Replaces Electric Resistance Heat | x | x | N/A | x | N/A | x | x | 34954.7267 | 12
SEER 15 | 10 | 15.17 | N/A | 12.75 | N/A | 8.87 | 3.05 | 34990.05 | 4
SEER 16 | 9.25 | 16.11 | N/A | 12.63 | N/A | 9.06 | 2.96 | 34036.32 | 4
SEER 17 | 7 | 18.27 | N/A | 15.7 | N/A | 9.63 | 3.13 | 35837.81 | 4
Heat Pump, Ductless Mini-Split | 8.73 | 22.94 | N/A | 12.78 | N/A | 11.12 | 1.19 | 15279.63 | 20
Notes:
Heating Capacity assigned by using a representative sample then normalized to cooling capacity in order to assign heating capacity for each unit.
Source: Program tracking data.
Impact Analysis: T2 Building Shell metadata, averages, and quantity.
Tier 2: Building Shell Measures | Initial Value | Final Value | Average Square Footage Replaced | Total Sq. Ft. Replaced
Insulation (R-Value) | 14.24 | 34.02 | 1060.5 | 237551.76
Ceiling | 17.28 | 41.03 | 1266.5 | 200107
Wall | 6.88 | 17.23 | 567.34 | 37444.76
Windows (U-Value) | N/A | N/A | 180.74 | 34159.49
Process Evaluation: Participant Satisfaction with Rebate Programs (on a scale of 1 though 5, 1 being the lowest, 5 being the highest)
Average Satisfaction (1-5)
Program Component | All Measures* | Air Conditioner | Heat Pump | Air Sealing | Insulation
Installation contractor | 4.6 | 4.7 | 4.77 | 4.08 | 4.42
Time to receive rebate | 4.6 | 4.7 | 4.77 | 4.08 | 4.42
Contractor communications | 4.7 | 4.77 | 4.83 | 4 | 4.17
Amount of the rebate | 4.1 | 4.1 | 4.2 | 3.85 | 4.42
Participation requirements | 3.9 | 3.87 | 4.13 | 3.54 | 4.58
Overall program | 4.4 | 4.4 | 4.6 | 4.08 | 4.67
*Weighted by each measure's relative share of rebated units within the program population.
Source: Navigant survey of participants; n=85.
Process Evaluation: Participant Satisfaction with Energy Savings Kit and Home Energy Assessment (on a scale of 1 though 5, 1 being the lowest, 5 being the highest)
Program Component | Average Satisfaction (1-5)
Energy savings items provided in the kit | 4.5
Information provided in the assessment | 4.1
Energy efficiency professional who conducted the assessment | 4.4
Overall experience with the Energy Savings Kit and home assessment | 4.2
Source: Navigant survey of participants; n=35.
Process Evaluation: Barriers to High Efficiency HVAC
Process Evaluation: Participant Satisfaction with Comprehensive Energy Audit (Insulation and Air Sealing Rebate Program Only. On a scale of 1 though 5, 1 being the lowest, 5 being the highest)
Program Component | 5 | 4 | 3 | 2 | 1 | Average Satisfaction (1-5)
Information provided in the home energy audit | 72% | 16% | 0% | 4% | 8% | 4.4
Energy efficiency professional who conducted the audit | 72% | 8% | 8% | 8% | 4% | 4.4
Cost of the home energy audit | 44% | 16% | 32% | 0% | 4% | 4
Overall experience with the home energy audit | 64% | 16% | 12% | 4% | 4% | 4.3
Source: Navigant survey of participants; n=25.
Process Evaluation: Trade Ally Satisfaction (on a scale of 1 though 5, 1 being the lowest, 5 being the highest)
Program Component | 5 | 4 | 3 | 2 | 1 | Average Rating
Time to complete a project through the program | 56.52% | 21.74% | 17.39% | 4.35% | 0% | 4.3043
Ease of project application process | 47.83% | 34.78% | 13.04% | 4.35% | 0% | 4.2609
Amount of communication received from the program | 39.13% | 30.43% | 13.04% | 13.04% | 4.35% | 3.8692
Marketing support provided by the program | 27.27% | 36.36% | 22.73% | 4.55% | 9.09% | 3.6817
Amount of program incentives | 13.04% | 39.13% | 21.74% | 21.74% | 4.35% | 3.3477
Overall satisfaction with program | 34.78% | 39.13% | 17.39% | 4.35% | 4.35% | 3.9564
Source: Navigant survey of trade allies; n=23.
Process Evaluation: Barriers to High Efficiency HVAC
Barrier | % of Trade Allies Citing Barrier as Top 3 | % of Trade Allies Citing Barrier as Most Significant
Customers prioritize other features over energy efficiency | 17% | 4%
Customers are unaware of non-energy benefits | 17% | 8%
Customers are unaware of energy savings | 21% | 0%
Some contractors do not offer higher efficiency units | 29% | 4%
Customers do not believe that energy savings will offset extra cost | 50% | 17%
Customers are unwilling to replace still-functioning equipment | 71% | 42%
Customers balk at the high cost | 83% | 21%
Source: Navigant survey of HVAC trade allies; n=24.
Process Evaluation: Barriers to HVAC Tune-ups
Barrier | % of Trade Allies Citing Barrier as Top 3 | % of Trade Allies Citing Barrier as Most Significant
Customers are unaware of the need for tune-ups | 92% | 54%
Customers perceive that their equipment is still functioning properly | 92% | 33%
Customers balk at the high cost | 42% | 8%
Customers don't know how to find qualified contractors | 13% | 0%
Not enough contractors are qualified to perform tune-ups | 13% | 0%
Source: Navigant survey of HVAC trade allies; n=24.
Process Evaluation: Typical Program Participant Characteristics
| 1 | 2 | 3 | 4 | 5
Higher income | 19.05% | 42.86% | 28.57% | 4.76% | 4.76% | Lower income
Suburban dwellers | 23.81% | 19.05% | 52.38% | 0% | 4.76% | City slickers
Environmentally concerned | 14.29% | 23.81% | 52.38% | 9.52% | 0% | Not motivated to go green
Larger homes | 18.8% | 18.18% | 54.5% | 4.55% | 4.55% | Smaller homes
Older homes | 5% | 30% | 55% | 10% | 0% | Younger homes
Budget conscious | 13.64% | 18.18% | 40.91% | 18.18% | 9.09% | Big spenders
Source: Navigant survey of trade allies.
Process Evaluation: Efficiency Measures Offered by HVAC Trade Allies
Measure | % of Trade Allies Offering Measure Now | % of Trade Allies Who Offered Measure Prior to Program
Central air conditioner - SEER 15 | 93% | 83%
Central air conditioner - SEER 16 | 100% | 90%
ECM furnace fan | 97% | 77%
Heat pump ductless mini-split | 83% | 70%
Heat pump - SEER 15 | 87% | 77%
Heat pump - SEER 16 |  | 80%
Heat pump - SEER 17 | 83% | 63%
Heat pump - geothermal | 40% | 40%
Heat pump water heater | 23% | 13%
Ceiling insulation | 10% | 7%
Wall insulation | 0% | 0%
ENERGY STAR windows | 0% | 0%
Air sealing | 3% | 3%
Comprehensive energy audit | 0% | 0%
HVAC tune-up service | 90% | 67%
Source: Navigant survey of HVAC trade allies.
Process Evaluation: Trade Ally Recommendations for Program Improvement
Improvement | All Trade Allies
More marketing directly to customers | 40%
Offer incentives for additional types of equipment | 35%
More marketing support for contractors and other trade allies | 25%
More training/technical support for contractors and other trade allies | 25%
Target marketing to specific customer groups | 20%
More administrative support for contractor and other trade allies | 15%
Source: Navigant survey of trade allies; n=20.
Process Evaluation: Usefulness of Trade Ally Training
Rating | All Trade Allies
Very useful (5) | 39%
4 | 30%
3 | 12%
2 | 12%
Not at all useful (1) | 0%
Not applicable - haven't participated | 6%
Source: Navigant survey of trade allies.
Process Evaluation: Influence of Marketing Assistance on Trade Allies
Rating | All Trade Allies
Very influential (5) | 3%
4 | 9%
3 | 9%
2 | 9%
Not at all influential (1) | 3%
Not applicable - haven't received | 67%
Source: Navigant survey of trade allies.
Process/NTG Evaluation: Changes to Trade Ally Offerings
Rating | HVAC Trade Allies
Started offering higher efficiency equipment as the default | 21%
Added new high efficiency equipment | 24%
Stopped carrying lower efficiency equipment | 10%
None of the above | 41%
Source: Navigant survey of trade allies.
Process/NTG Evaluation: Likelihood of Changing Offerings in Absence of Program
Rating | HVAC Trade Allies
Very likely (5) | 15%
4 | 9%
3 | 12%
2 | 12%
Not at all likely (1) | 0%
Not applicable - haven't changed | 51.5%
Source: Navigant survey of trade allies.
NTG Evaluation: HVAC Trade Ally Free Ridership Estimates
Change | % of Program Savings in Measure Category | Program Units Sold in Sample | Estimated Number of Free Rider Units | FR %
Central air conditioner - SEER 15 | 9.4% | 131 | 67 | 51.15%
Central air conditioner - SEER 16 | 32.3% | 341 | 172 | 50.44%
ECM furnace fan | 18.3% | 36 | 21 | 58.33%
Heat pump - SEER 15 | 10.6% | 544 | 174 | 31.99%
Heat pump - SEER 16 | 13.3% | 28 | 26 | 92.86%
Heat pump - SEER 17 | 16.1% | 24 | 9 | 37.5%
|  |  | HVAC FR | 53.55%
Source: Navigant survey of trade allies and analysis of program participation database.
NTG Evaluation: HVAC Trade Ally Non-Participant Spillover Estimates
Change | % of Program Savings in Measure Category | Program Units Sold in Sample | Non-Participant Spillover Units Sold | NPSO %
Central air conditioner - SEER 15 | 9.4% | 131 | 12 | 9.16%
Central air conditioner - SEER 16 | 32.3% | 341 | 17 | 4.985%
ECM furnace fan | 18.3% | 36 | 11 | 30.56%
Heat pump - SEER 15 | 10.6% | 544 | 13 | 2.39%
Heat pump - SEER 16 | 13.3% | 28 | 3.5 | 12.5%
Heat pump - SEER 17 | 16.1% | 24 | 7.5 | 31.25%
Source: Navigant survey of trade allies and analysis of program participation database.
NTG Evaluation: Envelope Trade Ally Self-Reported NTG Estimates
Change | % of Program Savings in Measure Category | Program-Rebated Projects in Sample | Estimated Number of Free Rider Units | Trade Ally Net-of-FR Estimate
Insulation | 45% | 79 | 30 | 62.03%
Air Sealing | 55% | 110 | 21 | 80.91%
|  |  | Tier NTG | 72.41%
Source: Navigant survey of trade allies and analysis of program participation database.

## Business EER - SEM
KCP&L-MO Evaluation, Measurement, and Verification Report – Appendix Databook
The Strategic Energy Management program did not claim any savings in PY1.

## Small Bus. Lighting
KCP&L-MO Evaluation, Measurement, and Verification Report – Appendix Databook
Small Bus. Lighting: Data Tables | [11 empty] | Business Energy Efficiency Rebate - Small Bus. Lighting: Figures
Executive Summary
Data is sourced to Navigant analysis unless otherwise noted.
Program Savings Summary | [11 empty] | Energy at the Customer Meter: Program Savings Summary
| Gross |  |  | Net
| Reported Savings | Verified Savings | Realization Rate | MEEIA 3-Year Target | Verified Savings | % of MEEIA Target Achieved
Energy at Customer Meter (kWh) | 2074232.3228 | 1286782 | 62.04% | 3509633.58 | 1122073.904 | 31.97%
Coinc Demand at Customer Meter (kW) | 358.9547 | 202 | 56.27% | 561.937 | 176.144 | 31.35%
Source: Program Tracking Database and Navigant analysis
Net to Gross Component Summary
Free Ridership | Participant Spillover | Non-Participant Spillover | NTGR
0.14 | 0.002 | 0.01 | 87.2%
Measure Summary Table
Measure Type | Reported kWh | Reported kW
LED Replacing Interior HID | 1450502.9155 | 262.0044
LED Linear | 229783.6162 | 50.1466
LED Exterior | 173317.7 | 6.65
LED Screw In | 148542.2133 | 25.4358
Light Optimization | 72085.8778 | 14.7179 | [9 empty] | Coincident Demand at the Customer Meter: Program Savings Summary
Total | 2074232.3228 | 358.9547
Source: Program Tracking Database and Navigant analysis
Additional Detail
Energy Impacts at the Customer Meter
Stratum | Total Reported Energy Savings (kWh) | Total Verified Energy Savings (kWh) | Energy RR
Small Business Lighting | 2074232.3228 | 1286782 | 62.04%
Total | 2074232.3228 | 1286782 | 62.04%
Source: Program Tracking Database and Navigant analysis
Coincident Demand Impacts at Customer Meter
Stratum | Total Reported Coincident Demand Savings (kW) | Total Verified Coincident Demand Savings (kW) | Coincident Demand RR
Small Business Lighting | 358.9547 | 202 | 56.27%
Total | 358.9547 | 202 | 56.27%
Source: Program Tracking Database and Navigant analysis
Measures with 3% or more program level savings and their effect on Program Level Realization Rate
Measure name | Primary Key | Reported kWh | Reported kW | Verified kWh | Verified kW | RR kWh | RR kW | Percentage of Reported savings kWh | Percentage of Reported savings kW | Effect on Energy RR | Effect on Demand RR
LED High Bay 176-350W | 0217 | 1013076.23 | 182.99 | 471377.72 | 84.02 | 47% | 46% | 49% | 51% | -15% | -11%
LED Low Bay 30-70W | 0214 | 237148.81 | 42.84 | 140695.81 | 25.59 | 59% | 60% | 11% | 12% | 0% | 0%
LED High Bay 111-175W | 0216 | 200277.87 | 36.18 | 91671.65 | 12.32 | 46% | 34% | 10% | 10% | -2% | -3%
LED linear replacement lamp replacing a 4' T8, T12, or T5 lamp (Eligible for lighting optimization if applicable to project) | 0201 | 154260.06 | 35.1 | 213840.34 | 38.51 | 139% | 110% | 7% | 10% | 6% | 6%
Directional LED Bulb (<15W) | 0179 | 99819.54 | 16.88 | 63040.97 | 11.12 | 63% | 66% | 5% | 5% | 0% | 0%
Exterior LED replacing 251-400W HID | 0195 | 67892.7 | 0 | 63439.16 | 0 | 93% | - | 3% | 0% | 1% | 0%
Lighting Optimization - Remove 4ft Lamp from T8 System | 0072 | 66565.15 | 13.54 | 52904.3 | 10.78 | 79% | 80% | 3% | 4% | 1% | 1%
Parking Garage LED replacing ≤ 100W HID | 0200 | 58254 | 6.65 | 30785.61 | 0 | 53% | 0% | 3% | 2% | 0% | -1%
Remaining Measures |  | 177086.92 | 24.8 | 159026.43 | 19.67 | 90% | 79% | 9% | 7% | 3% | 1%
TOTAL |  | 2074381 | 359 | 1286782 | 202 | 62% | 56% | 100% | 100% | -- | --
Source: Program Tracking Database and Navigant analysis
Standard & SBL Program Sampling for GMO and KMO Combined - Energy Savings
Program | Stratum |  | Population |  |  | Sample
|  | Year-End Population | Reported kWh Savings | % of Total | Sample Size | Reported kWh Savings | % of Total | Relative Precision at 90% Confidence (one-tailed)
Standard & SBL | Industrial | 163 | 28276549 | 23% | 7 | 1731701 | 15% | 7.3%
| Office | 144 | 3320072 | 3% | 5 | 284047 | 2% | 34.6%
| Other | 262 | 21648972 | 18% | 9 | 5713106 | 49% | 27.8%
| Retail | 251 | 10839101 | 9% | 12 | 666771 | 6% | 34.6%
| School | 94 | 7959338 | 7% | 8 | 688798 | 6% | 9.5%
| Warehouse | 206 | 48509157 | 40% | 9 | 2650037 | 23% | 13.9%
| Total | 1120 | 120553190 | 100% | 50 | 11734460 | 100% | 13.5%
Source: C&I Standard and SBL Program Tracking Databases and Navigant analysis
Standard & SBL Program Sampling for GMO and KMO Combined - Demand Savings
Program | Stratum |  | Population |  |  | Sample
|  | Year-End Population | Reported kW Savings | % of Total | Sample Size | Reported kW Savings | % of Total | Relative Precision at 90% Confidence (one-tailed)
Standard & SBL | Industrial | 163 | 5129.19 | 24% | 7 | 314.4 | 14% | 5.9%
| Office | 144 | 626.23 | 3% | 5 | 57.87 | 3% | 29.9%
| Other | 262 | 3576.61 | 17% | 9 | 1031.24 | 48% | 22.2%
| Retail | 251 | 1647.13 | 8% | 12 | 114.09 | 5% | 17.4%
| School | 94 | 1511.47 | 7% | 8 | 136.89 | 6% | 14.5%
| Warehouse | 206 | 8798.74 | 41% | 9 | 515.12 | 24% | 10.9%
| Total | 1120 | 21289.36 | 100% | 50 | 2169.61 | 100% | 10.4%
Source: C&I Standard and SBL Program Tracking Databases and Navigant analysis
Final NTG Component Results - C&I SBL Rebate Program
Survey Type | Respondents | Number of Respondents | Period | Free Ridership | Participant Spillover | Non-Participant Spillover
Participant Survey | Participants | 21 | 2017 | 0.14 | 0.002 | --
Trade Ally | Participating Trade Allies | 12 | 2017 | 0.21 | -- | 0.01
Participant Satisfaction with SBL Program (on a scale of 1 though 5, 1 being the lowest, 5 being the highest)
Program Component | 5 | 4 | 3 | 2 | 1 | Average Satisfaction (1-5)
Amount of rebate | 85.71% | 14.29% | 0% | 0% | 0% | 4.86
Time it took to receive the rebate | 73.68% | 21.05% | 5.26% | 0% | 0% | 4.68
Requirements to participate in the program | 66.67% | 23.81% | 9.52% | 0% | 0% | 4.57
Application process | 66.67% | 28.57% | 4.76% | 0% | 0% | 4.62
Your installation contractor | 71.43% | 19.05% | 4.76% | 4.76% | 0% | 4.57
Overall satisfaction with the program | 76.19% | 23.81% | 0% | 0% | 0% | 4.76
Source: Navigant survey of participants; n=21
Participant's Willingness to Participate in KCP&L Rebate Program Again (on a scale of 1 though 5, 1 being the lowest, 5 being the highest)
Programs | 5 | 4 | 3 | 2 | 1 | Average Willingness (1-5)
Standard Program | 85% | 5% | 10% | 0% | 0% | 4.75
Other KCP&L Commercial Rebate Program | 80% | 10% | 5% | 5% | 0% | 4.65
Other KCP&L Residential Rebate Program | 78.9% | 10.5% | 5.3% | 5.3% | 0% | 4.63
Source: Navigant survey of participants; n=21
Participant Satisfaction with KCP&L (on a scale of 1 though 5, 1 being the lowest, 5 being the highest)
Program Component | 5 | 4 | 3 | 2 | 1 | Average Satisfaction (1-5)
Overall Satisfaction with KCP&L | 47.62% | 52.38% | 0% | 0% | 0% | 4.48
Source: Navigant survey of participants; n=21
Trade Ally Satisfaction (on a scale of 1 though 5, 1 being the lowest, 5 being the highest)
Program Component | 5 | 4 | 3 | 2 | 1 | Average Satisfaction (1-5)
Marketing materials provided by the program | 22.2% | 44.4% | 11.1% | 11.1% | 11.1% | 3.55
Amount and type of communication received from the program | 54.5% | 18.2% | 9.1% | 18.2% | 0% | 4.09
Amount and type of training provided by the program | 45.5% | 27.3% | 18.2% | 9.1% | 0% | 4.1
Project application process | 27.3% | 27.3% | 36.4% | 0% | 9.1% | 3.64
Time to complete a project through the program | 27.3% | 36.4% | 18.2% | 18.2% | 0% | 3.73
On-site verification follow-up visits | 45.5% | 36.4% | 9.1% | 9.1% | 0% | 4.19
The amount of the program incentives | 27.3% | 45.5% | 9.1% | 18.2% | 0% | 3.82
Source: Navigant survey of trade ally; n=12
Trade Ally Thoughts of Training (on a scale of 1 though 5, 1 being the lowest, 5 being the highest)
Program component | 5 | 4 | 3 | 2 | 1 | Average Thoughts (1-5)
Useless:Informative | 27.3% | 36.4% | 18.2% | 18.2% | 0% | 3.73
Too short:Too long | 9.1% | 18.2% | 63.6% | 0% | 9.1% | 3.18
Boring:Interesting | 18.2% | 36.4% | 36.4% | 9.1% | 0% | 3.64
Limited:Comprehensive | 18.2% | 36.4% | 27.3% | 9.1% | 9.1% | 3.46
Discouraging:Motivating | 18.2% | 27.3% | 54.5% | 0% | 0% | 3.64
Source: Navigant survey of trade ally; n=12
Trade Ally Overall Satisfaction with the Standard Program (on a scale of 1 though 5, 1 being the lowest, 5 being the highest)
Program component | 5 | 4 | 3 | 2 | 1 | Average Satisfaction (1-5)
Overall Satisfaction with Standard Program | 27.3% | 54.5% | 9.1% | 9.1% | 0% | 4
Source: Navigant survey of trade ally; n=12

## Income-Eligible Multi-Family
KCP&L-MO Evaluation, Measurement, and Verification Report – Appendix Databook
Income-Eligible Multi-Family: Data Tables | [7 empty] | Income Eligible Multifamily: Figures
Executive Summary
Data is sourced to Navigant analysis unless otherwise noted.
Program Savings Summary | [7 empty] | Energy at the Customer Meter: Program Savings Summary | Reported and Realized kWh Energy and Demand Savings by Measure
| Gross |  |  | Net
| Reported Savings | Verified Savings | Realization Rate | MEEIA 3-Year Target | Verified Savings | % of MEEIA Target Achieved
Energy at Customer Meter (kWh) | 2267398.497 | 1840225.67 | 81.16% | 10577131.688 | 1840225.67 | 17.4%
Coinc Demand at Customer Meter (kW) | 230.4694 | 191.73 | 83.19% | 1542.9512 | 191.73 | 12.43%
Source: Program Tracking Database and Navigant analysis
Net to Gross Component Summary
Free Ridership | Participant Spillover | Non-Participant Spillover | NTGR
Deemed 1.0 |  |  | 100%
PY 2016 Summary by Measure Type
Gross
Measure Type | Verified kWh | Verified kW | % of Total Program kWh Savings | % of Total Program kW Savings
Lighting | 1714743.05 | 168.75 | 93.18% | 88.01%
Aerators | 27310.11 | 13.7 | 1.484% | 7.145%
Power Strips | 4635 | 0.52 | 0.2519% | 0.2712%
Insulation | 7134.43 | 0.81 | 0.3877% | 0.4225% |  |  |  | Coincident Demand at the Customer Meter: Program Savings Summary
Low Flow Shower Head | 86403.08 | 7.95 | 4.695% | 4.146%
Total | 1840225.67 | 191.73 | 100% | 100%
Source: Program Tracking Database and Navigant analysis
Reported and Realized kW Energy and Demand Savings by Measure
Additional Detail
Measure-Level Energy and Demand Savings and RRs
Measure Name | Reported kWh* | Verified kWh | kWh Realization Rate (%) | Reported kW* | Verified kW | kW Realization Rate (%) | Reason for Discrepancy
Lighting LED - 9 Watt | 43520.27 | 40804.19 | 93.76% | 4.4 | 4.01 | 91.14% | Navigant’s HOU and CF are lower.
Low Flow Shower Heads Chrome 1.5 - Electric WH | 49793.89 | 83246.8 | 167.2% | 3.64 | 7.66 | 210.4% | Higher Persons per Household, higher minutes per day
Hot Water Pipe Insulation - Electric WH | 7329.53 | 7134.43 | 97.34% | 0.84 | 0.81 | 96.43% | N/A
1.0 GPM Bathroom Aerator | 4694.19 | 5469.26 | 116.5% | 0.59 | 8.59 | 1456% | Adjusted efficient and baseline GPM
1.5 GPM Kitchen Aerator | 9726.7 | 21840.85 | 224.5% | 1.23 | 5.11 | 415.4% | Adjusted efficient and baseline GPM | Contribution to Total kWh Savings by Measure Type
CFLs (Food Bank Distribution) | 2138730.05 | 1658203.75 | 77.53% | 216.97 | 163.15 | 75.19% | Navigant’s HOU and CF are lower.
Power Saving Strips | 3317.85 | 4635 | 139.7% | 0.23 | 0.52 | 226.1% | Used
Low Flow Shower Heads Handheld Chrome 1.5 - Electric WH | 1887.92 | 3156.28 | 167.2% | 0.14 | 0.29 | 207.1% | higher minutes per day
Lighting LED - 15 Watt - Common Area | 9143.57 | 15735.11 | 172.1% | 0.27 | 1.59 | 588.9% | Common area HOU and CF are higher.
Total | 2268143.97 | 1840225.67 | 81.13% | 228.31 | 191.73 | 83.98%
Source: Program Tracking Database and Navigant analysis
*Difference in Reported energy of 745 kWh and demand of 2 kW is due to "Other" measure categories
Count of Measures Installed by Type
Measure Type | Number of Measures Installed
Lighting | 77048
Aerators | 341
Power Strips | 45
Insulation | 99
Low Flow Shower Head | 219
Count of Measures Installed by Type
Source: Program Tracking Database and Navigant analysis
Savings Summary by Measure
| Gross |  |  | Gross
Measure Category | Reported kWh | Verified kWh | Realization Rate | Reported kW | Verified kW | Realization Rate
Lighting | 2191393.89 | 1714743.05 | 78.25% | 221.64 | 168.75 | 76.14%
Aerators | 14420.89 | 27310.11 | 189.4% | 1.82 | 13.7 | 752.7%
Power Strips | 3317.85 | 4635 | 139.7% | 0.23 | 0.52 | 226.1%
Insulation | 7329.53 | 7134.43 | 97.34% | 0.84 | 0.81 | 96.43%
Low Flow Shower Head | 51681.81 | 86403.08 | 167.2% | 3.78 | 7.95 | 210.3%
Total | 2268143.97 | 1840225.67 | 81.13% | 228.31 | 191.73 | 83.98%
Source: Program Tracking Database and Navigant analysis

## Home Lighting Rebate
KCP&L-MO Evaluation, Measurement, and Verification Report – Appendix Databook
Home Lighting Rebate: Data Tables | [9 empty] | Home Lighting Rebate: Figures
Executive Summary
Energy at the Customer Meter: Program Savings Summary
Data is sourced to Navigant analysis unless otherwise noted.
Program Savings Summary
| Gross |  |  | Net
| Reported Savings | Verified Savings | Realization Rate | MEEIA 3-Year Target | Verified Savings | % of MEEIA Target Achieved
Energy at Customer Meter (kWh) | 11724824.5344 | 10657797 | 90.9% | 24692870.25 | 8877488.418 | 35.95%
Coinc Demand at Customer Meter (kW) | 1174.2552 | 1241 | 105.7% | 2497.6875 | 1033.674 | 41.39%
Notes:
Net savings derived from individual Net of FR ratios for standard and specialty LEDs; application of weighted total NTG yields slightly different results due to rounding error.
Source: Program Tracking Database and Navigant analysis
Net to Gross Component Summary
Stratum | Free Ridership | Participant Spillover | Non-Participant Spillover | Net of FR
Standard LEDs | 0.14 | N/A | N/A | 85.8%
Specialty LEDs | 0.24 | N/A | N/A | 76.2%
Total | 0.16 | N/A | N/A | 84%
Notes:
Total Free Ridership and Net of FR equals the savings weighted sum of standard and specialty values.
Coincident Demand at the Customer Meter: Program Savings Summary
Energy Impacts at the Customer Meter
Stratum | Total Reported Energy Savings (kWh) | Total Verified Energy Savings (kWh) | Energy RR | Relative Precision at 90% Confidence (one-tailed)
Standard LEDs | N/A | 7877574 | N/A | N/A
Specialty LEDs | N/A | 2780223 | N/A | N/A
Total | 11724825 | 10657797 | 90.9% | N/A
Notes:
Total verified savings includes the application of an in-service rate and adjustments for leakage and C&I installations.
Total Reported Energy Savings value was not broken out by Standard and Specialty
Source: Program Tracking Database and Navigant analysis
Coincident Demand Impacts at Customer Meter
Stratum | Total Reported Coincident Demand Savings (kW) | Total Verified Coincident Demand Savings (kW) | Coincident Demand RR | Relative Precision at 90% Confidence (one-tailed)
Standard LEDs | N/A | 917 | N/A | N/A
Specialty LEDs | N/A | 324 | N/A | N/A
Total | 1174 | 1241 | 105.7% | N/A
Notes:
Total verified savings includes the application of an in-service rate and adjustments for leakage and C&I installations. | [9 empty] | Mid-Year Population and Sample Size by End of Year Verified Energy Savings (kWh)
Total Reported Demand Savings value was not broken out by Standard and Specialty
Source: Program Tracking Database and Navigant analysis
Additional Detail
Mid-Year Population and Sample Sizes - Residential Sales
Stratum | Verified Energy Savings (kWh) | Number of Packages | Number of Bulbs
Standard LEDs | 1521450 | 26543 | 53938
Specialty LEDs | 774237 | 14435 | 27391
Total | 2295687 | 40978 | 81329
Notes:
Counts include application of leakage and C&I installations, savings also adjust for an in-service rate
Source: Home Lighting Rebate Tracking Database, adjusted for leakage and cross-sector sales
End-of-Year Population and Sample Sizes - Residential Sales
Stratum | Verified Energy Savings (kWh) | Number of Packages | Number of Bulbs
Standard LEDs | 6470465 | 81142 | 229389
Specialty LEDs | 2283619 | 36183 | 80790
Total | 8754084 | 117325 | 310179
Notes:
Counts include application of leakage and C&I installations, savings also adjust for an in-service rate
Source: Home Lighting Rebate Tracking Database, adjusted for leakage and cross-sector sales
Mid-Year Population and Sample Sizes - Cross Sector Sales
Stratum | Verified Energy Savings (kWh) | Number of Packages | Number of Bulbs
Standard LEDs | 330812 | 1264 | 2568
Specialty LEDs | 168332 | 687 | 1304
Total | 499144 | 1951 | 3872
Notes:
Based on a 4% cross-sector sales rate; savings also adjust for an in-service rate
Source: Home Lighting Rebate Tracking Database
End-of-Year Population and Sample Sizes - Cross Sector Sales
Stratum | Verified Energy Savings (kWh) | Number of Packages | Number of Bulbs
Standard LEDs | 1407109 | 3864 | 10923
Specialty LEDs | 496604 | 1723 | 3847
Total | 1903713 | 5587 | 14770
Notes:
Based on a 4% cross-sector sales rate; savings also adjust for an in-service rate
Source: Home Lighting Rebate Tracking Database
Mid-Year Residential Leakage Sales
Stratum | Verified Energy Savings (kWh) | Number of Packages | Number of Bulbs
Standard LEDs | 217338 | 3792 | 7705
Specialty LEDs | 110605 | 2062 | 3913
Total | 327943 | 5854 | 11618
Notes:
Based on a 12% leakage rate; savings also adjust for an in-service rate
Source: Home Lighting Rebate Tracking Database
End-of-Year Residential Leakage Sales
Stratum | Verified Energy Savings (kWh) | Number of Packages | Number of Bulbs
Standard LEDs | 924356 | 11592 | 32770
Specialty LEDs | 326247 | 5169 | 11542
Total | 1250603 | 16761 | 44312
Notes:
Based on a 12% leakage rate; savings also adjust for an in-service rate
Source: Home Lighting Rebate Tracking Database
Final NTG Component Results - Home Lighting Rebate Program
Estimation Approach | Period | Free Ridership | Participant Spillover | Non-Participant Spillover | Percent of Total Program Savings for Period
Demand Elasticity Modeling - Standard | 2016 | 0.14 | -- | -- | 100%
Demand Elasticity Modeling - Specialty | 2016 | 0.24 | -- | -- | 100%
Demand Elasticity Modeling - Overall | 2016 | 0.16 | -- | -- | 100%
Notes:
Demand Elasticity Modeling relies on analysis of program data.
-- SO and NPSO are not provided through the DEM approach
Demand Elasticity Modeling Free Ridership Estimates by Retail Channel - Home Lighting Rebate
Retail Channel | Period | Free Ridership | Percent of Total Program Savings for Period
Home Improvement | 2016 | 0.26 | 100%
Mass Merchandise | 2016 | 0.08 | 100%
Membership Clubs | 2016 | 0.26 | 100%
All Other Channels | 2016 | 0.16 | 100%
Total LEDs | 2016 | 0.16 | 100%
Notes:
Demand Elasticity Modeling relies on analysis of program data.
Source: Navigant analysis or Program Tracking and Promotional Data
Socket Saturation
Bulb Type | GMO | KCP&L-MO | Combined
n | 50 | 50 | 100
Total Sockets | 3813 | 2842 | 6655
Avg. # of Sockets | 76 | 57 | 67
Incandescent | 43% | 46% | 44%
CFL | 20% | 23% | 21%
LED | 20% | 13% | 16%
Fluorescent | 8% | 6% | 7%
Halogen | 6% | 6% | 6%
Other/Unknown | 3% | 6% | 4%
Empty Socket | 1% | 1% | 1%
CFL + LED | 39% | 35% | 37%
CFL + LED + Fluorescent | 48% | 41% | 45%
Incandescent + Halogen | 49% | 52% | 50%
Source: Navigant analysis of Home Lighting Rebate On-site Saturation Data
ENERGY STAR LEDs (Percentage of Installed LEDs)
Bulb Type | GMO | KCP&L-MO | Combined
n | # | # | #
Number of Homes | 29 | 20 | 50
Number of Sockets | 377 | 155 | 534
ENERGY STAR LEDs | 49% | 60% | 52%
Non ENERGY STAR LEDs | 51% | 40% | 48%
Notes:
Could not identify ENERGY STAR Qualification for 273 bulbs due to the inability to locate model numbers.
ENERGY STAR qualification based on both Version 1.2 and Version 2.0 bulbs, according to lists from Q3 2015 to Q2 2017. | [10 empty] | Vertical Bar Chart of Consumer Survey Self-reported and On-site Verified Bulb Penetration (KCP&L-MO Only) using data from
Source: Navigant analysis of Home Lighting Rebate On-site Saturation Data
Penetration of Various Bulb Types - Onsite Saturation Study
% of homes with at least one [bulb type] installed | GMO | KCP&L-MO | Combined
n | # | # | #
n | 50 | 50 | 100
Incandescent | 99% | 100% | 100%
CFL | 86% | 92% | 89%
LED | 85% | 68% | 76%
Halogen | 61% | 59% | 60%
Empty Socket | 55% | 62% | 59%
Fluorescent | 64% | 53% | 58%
Other/Don't Know | 15% | 18% | 17%
Source: Navigant analysis of Home Lighting Rebate On-site Saturation Data
Penetration of Various Bulb Types - Consumer Survey
|  | Phone | Web | Total
CFL | n | 90 | 151 | 241
| % | 90% | 94% | 92%
LEDs | n | 74 | 148 | 222
| % | 65% | 66% | 66%
Halogens | n | 65 | 143 | 208
| % | 53% | 39% | 44%
.Note: Question limited to respondents somewhat or very familiar with each bulb type.
Source: Navigant analysis of Home Lighting Rebate consumer survey
LED Purchases in Past Year - Onsite Saturation Study
| Total Purchased (n = purchasing households) |  |  | Avg. Purchased, Among Purchasing Households |  |  | Average Purchased, Among All Households
Purchased in the past year | GMO | KCP&L-MO | Combined | GMO | KCP&L-MO | Combined | GMO | KCP&L-MO | Combined
Purchasing Households
n | 34 | 25 | 60 | 34 | 25 | 60 | 50 | 50 | 100
Standard LEDs | 149 | 82 | 369 | 4 | 3 | 4 | 1 | 1 | 2
Specialty LEDs | 342 | 148 | 490 | 10 | 6 | 8 | 3 | 1 | 5
Total | 491 | 230 | 859 | 14 | 9 | 12 | 4 | 2 | 7
Source: Navigant analysis of Home Lighting Rebate On-site Saturation Data
Bulb Purchases in Past Six Months - Consumer Survey
| Total Purchased (n = purchasing households) |  |  | Avg. Purchased by Purchasing Households |  |  | Average Purchased, Among All Households
Purchased in the past year | CFL | LED | Halogen | CFL | LED | Halogen | CFL | LED | Halogen
Purchasing Households
n | 52 | 82 | 24 | 52 | 82 | 24 | 251 | 251 | 251
Total | 325 | 740 | 135 | 6.4 | 8.9 | 5.9 | 1.3 | 2.9 | 0.5
Notes:
Limited to respondents who purchased each type of bulb in the past six months.
Source: Navigant analysis of Home Lighting Rebate consumer survey
In-Service Rate - LEDs Obtained in 2016 (Combined GMO and KCP&L-MO)
Year | Cumulative Installation Rate | Incremental Installation Rate | No Delayed Installs
1 | 78% | 78% | 100%
2 | 87% | 9%
3 | 93% | 6%
4 | 96% | 3%
NPV |  | 88% | 94%
Ratio of all first year to delayed scenario |  |  | 94.2%
NPV not discounting Year 1 |  |  | 94.2%
Source: Navigant analysis of Home Lighting Rebate On-site Saturation Data
SUPPLIER INTERVIEW PROCESS RELATED FINDINGS
Program Incentives Over Time - Home Lighting Rebate
Measure Type | Standard LEDs |  |  | Specialty LEDs
| Price Prior to Incentive | Incentive | Price After Incentive | Price Prior to Incentive | Incentive | Price After Incentive
First six months | 4.65 | 2.53 | 2.13 | 6.67 | 3.03 | 3.64
Second six months | 4.1 | 2.64 | 1.46 | 6.32 | 3.18 | 3.14
Notes:
Product mix differed over the year due to inclusion of LEDs qualified under ENERGY STAR 2.0.
Source: Navigant analysis of Home Lighting Rebate Tracking Database
Supplier-identified Strengths and Weaknesses of Non-ENERGY STAR LEDs - Home Lighting Rebate
| Responses | Number of Respondents
Strengths | Price | 5
| Longer life compared to incandescents & halogens | 1
| Availability | 1
Weaknesses | Poor quality (e.g., brightness, color) | 5
| Negative effect on market transformation | 4
| Negative experience could slow adoption of all LEDs | 2
| Limited functionality | 1
Notes:
Multiple responses possible.
Source: Navigant analysis of Supplier In-depth Interviews
Impact on Non-ENERGY STAR Sales in Absence of Program - Home Lighting Rebate
Response | Number of Respondents
Would sell more non-ES LEDs | 4
Would sell same amount of non-ES LEDs | 1
Would not manufacture/sell non-ES LEDs | 3
Source: Navigant analysis of Supplier In-depth Interviews
Products Suppliers Suggest Could be Added to the Home Lighting Rebate Program
Response | Number of Respondents
“Vintage” Color Bulbs | 2
Retrofit kits | 2
LED Downlights | 2
A15 Bulbs | 1
Hardwired LED fixtures | 1
Connected Lighting | 1
Greater variety of specialty bulbs | 1
Larger pack sizes | 1
Source: Navigant analysis of Supplier In-depth Interviews
Supplier Satisfaction with the Home Lighting Rebate Program
| Number of Respondents | Average
Manufacturers | 6 | 7.6
Retailers | 2 | 8.5
Total | 8 | 7.8
Notes:
Scale 0 = extremely dissatisfied to 10 = extremely satisfied.
Source: Navigant analysis of Supplier In-depth Interviews
Supplier Suggestions for Program Improvements to the Home Lighting Rebate Program
Response | Number of Respondents
More budget/incentives | 3
Flexibility in incentives/timing | 2
Targeted promotions | 1
Remove the budget/category split | 1
Have ICF handle printing/managing POP materials | 1
Expand product mix | 1
Source: Navigant analysis of Supplier In-depth Interviews
Process and Additional Impact Context On-site Saturation Findings
Socket Saturation by Income
| GMO |  | KCP&L-MO |  | Combined
Bulb Type | Low Income | Non-Low Income | Low Income | Non-Low Income | Low Income | Non-Low Income
n | 4 | 38 | 15 | 32 | 19 | 70
Total Sockets | 161 | 3039 | 556 | 2177 | 717 | 5216
Avg. # of Sockets | 40 | 80 | 37 | 68 | 38 | 75
Incandescent | 17% | 45% | 35% | 51% | 32% | 47%
CFL | 30% | 21% | 25% | 21% | 26% | 21%
LED | 19% | 18% | 9% | 14% | 11% | 17%
Fluorescent | 4% | 8% | 10% | 4% | 9% | 6%
Halogen | 7% | 6% | 5% | 7% | 5% | 6%
Other/Don’t know | 23% | 2% | 14% | 2% | 15% | 2%
Empty Socket | 0% | 1% | 1% | 1% | 1% | 1%
CFL + LED | 49% | 39% | 35% | 36% | 37% | 38%
CFL + LED + Fluorescent | 53% | 47% | 45% | 39% | 46% | 44%
Incandescent + Halogen | 24% | 51% | 40% | 58% | 37% | 54%
Source: Navigant analysis of Home Lighting Rebate On-site Saturation Data
Socket Count by Room Type
| Total Socket Counts |  |  | Avg. Socket Counts
Room Type | GMO | KCP&L-MO | Combined | GMO | KCP&L-MO | Combined
n | 3813 | 2842 | 6655 | 76 | 57 | 67
Bathroom | 643 | 398 | 1041 | 13 | 8 | 10
Bedroom | 567 | 463 | 1030 | 11 | 9 | 10
Living Space | 583 | 425 | 1008 | 12 | 8 | 10
Kitchen | 413 | 275 | 688 | 8 | 6 | 7
Exterior | 273 | 250 | 523 | 6 | 6 | 6
Dining Room | 262 | 214 | 476 | 7 | 6 | 7
Hallway | 261 | 187 | 448 | 6 | 4 | 5
Garage | 203 | 77 | 280 | 6 | 4 | 5
Basement | 118 | 148 | 266 | 5 | 6 | 5
Closet | 159 | 92 | 251 | 4 | 3 | 3
Utility | 88 | 100 | 188 | 2 | 4 | 3
Foyer | 75 | 66 | 141 | 5 | 3 | 4
Office | 62 | 84 | 146 | 3 | 5 | 4
Other | 106 | 63 | 169 | 6 | 7 | 6
Source: Navigant analysis of Home Lighting Rebate On-site Saturation Data
Saturation by Room Type
| LEDs |  |  | CFLs |  |  | Incandescents+Halogens
% of sockets filled with [bulb type] | GMO | KCP&L-MO | Combined | GMO | KCP&L-MO | Combined | GMO | KCP&L-MO | Combined
n | 712 | 379 | 1091 | 778 | 571 | 1349 | 1905 | 1576 | 3481
Kitchen | 30% | 24% | 27% | 16% | 24% | 20% | 33% | 32% | 33%
Utility | 26% | 21% | 23% | 18% | 22% | 20% | 35% | 28% | 31%
Bathroom | 24% | 15% | 20% | 21% | 17% | 19% | 50% | 60% | 55%
Living Space | 21% | 11% | 16% | 20% | 24% | 21% | 52% | 51% | 52%
Office | 13% | 18% | 16% | 40% | 29% | 33% | 30% | 53% | 44%
Dining Room | 15% | 16% | 15% | 8% | 12% | 10% | 70% | 70% | 70%
Exterior | 22% | 10% | 15% | 15% | 19% | 17% | 56% | 66% | 61%
Hallway | 21% | 8% | 15% | 19% | 25% | 22% | 49% | 55% | 51%
Basement | 9% | 16% | 13% | 31% | 26% | 28% | 34% | 40% | 37%
Bedroom | 19% | 7% | 13% | 22% | 29% | 25% | 54% | 47% | 51%
Closet | 12% | 9% | 11% | 12% | 21% | 15% | 65% | 62% | 64%
Foyer | 7% | 11% | 9% | 34% | 37% | 36% | 57% | 49% | 53%
Garage | 11% | 5% | 9% | 30% | 18% | 26% | 25% | 54% | 35%
Other | 2% | 4% | 3% | 21% | 25% | 22% | 31% | 65% | 42%
Source: Navigant analysis of Home Lighting Rebate On-site Saturation Data
Penetration by Room Type
| LEDs |  |  | CFLs |  |  | Incandescents+Halogens
% of homes with at least one [bulb type] installed | GMO | KCP&L-MO | Combined | GMO | KCP&L-MO | Combined | GMO | KCP&L-MO | Combined
Bedroom (n = 100) | 60% | 33% | 45% | 64% | 69% | 67% | 93% | 83% | 88%
Bathroom (n = 100) | 67% | 23% | 43% | 50% | 49% | 50% | 82% | 73% | 77%
Kitchen (n = 99) | 59% | 22% | 39% | 37% | 50% | 44% | 53% | 57% | 55%
Living Space (n = 99) | 45% | 31% | 37% | 57% | 68% | 63% | 83% | 72% | 77%
Hallway (n = 90) | 52% | 22% | 35% | 43% | 45% | 44% | 66% | 74% | 71%
Exterior (n = 90) | 36% | 26% | 31% | 29% | 52% | 41% | 72% | 86% | 79%
Utility (n = 64) | 36% | 23% | 30% | 21% | 42% | 31% | 54% | 44% | 49%
Dining Room (n = 73) | 31% | 24% | 27% | 13% | 28% | 21% | 71% | 76% | 74%
Foyer (n = 34) | 21% | 26% | 24% | 59% | 34% | 42% | 58% | 59% | 58%
Closet (n = 75) | 33% | 13% | 23% | 23% | 28% | 25% | 78% | 73% | 76%
Office (n = 36) | 23% | 22% | 23% | 66% | 53% | 58% | 54% | 72% | 64%
Garage (n = 58) | 24% | 19% | 22% | 44% | 38% | 42% | 58% | 71% | 64%
Basement (n = 49) | 23% | 18% | 20% | 32% | 47% | 39% | 72% | 73% | 73%
Other (n = 26) | 8% | 13% | 10% | 48% | 54% | 50% | 60% | 87% | 70%
Source: Navigant analysis of Home Lighting Rebate On-site Saturation Data
Purchases by Store Name
| Standard LEDs |  |  | Specialty LEDs |  |  | All LEDs
Store Name | GMO | KCP&L-MO | Combined | GMO | KCP&L-MO | Combined | GMO | KCP&L-MO | Combined
n | 41 | 34 | 75 | 31 | 22 | 53 | 44 | 39 | 83
n | 41 | 34 | 75 | 31 | 22 | 53 | 44 | 39 | 83
Bulbs Purchased | 574 | 309 | 883 | 287 | 156 | 443 | 861 | 465 | 1326
Avg. # Purchased | 14 | 9 | 12 | 9 | 7 | 8 | 20 | 12 | 16
Home Depot | 33% | 53% | 39% | 38% | 50% | 42% | 35% | 52% | 40%
Lowe's | 12% | 2% | 9% | 21% | 6% | 16% | 15% | 4% | 11%
Gifted | 18% | 0% | 12% | 1% | 0% | 1% | 12% | 0% | 8%
Walmart | 12% | 2% | 9% | 1% | 8% | 3% | 8% | 4% | 7%
Menards | 4% | 20% | 9% | 1% | 1% | 1% | 3% | 14% | 6%
Target | 6% | 2% | 5% | 10% | 0% | 7% | 7% | 2% | 6%
Sutherlands | 7% | 0% | 5% | 6% | 0% | 4% | 7% | 0% | 5%
Ace Hardware | 4% | 4% | 4% | 3% | 0% | 2% | 4% | 3% | 4%
Dollar store | 0% | 4% | 1% | 11% | 1% | 8% | 4% | 3% | 3%
Amazon.com | 1% | 1% | 1% | 6% | 2% | 5% | 2% | 2% | 2%
Other | 3% | 10% | 5% | 2% | 31% | 11% | 3% | 17% | 7%
Source: Navigant analysis of Home Lighting Rebate On-site Saturation Data
Purchases by Store Type
| Standard LEDs |  |  | Specialty LEDs |  |  | All LEDs
Store Type | GMO | KCP&L-MO | Combined | GMO | KCP&L-MO | Combined | GMO | KCP&L-MO | Combined
n | 41 | 34 | 75 | 31 | 22 | 53 | 44 | 39 | 83
Bulbs Purchased | 574 | 309 | 883 | 287 | 156 | 443 | 861 | 465 | 1326
Avg. # Purchased | 14 | 9 | 12 | 9 | 7 | 8 | 20 | 12 | 16
Home Improvement | 56% | 75% | 62% | 66% | 58% | 63% | 59% | 70% | 63%
Mass Merchandise | 19% | 7% | 15% | 12% | 9% | 11% | 17% | 8% | 14%
Free/Gift | 18% | 0% | 12% | 1% | 0% | 1% | 12% | 0% | 8%
Hardware | 5% | 10% | 7% | 3% | 3% | 3% | 5% | 8% | 6%
Discount | 0% | 4% | 1% | 11% | 1% | 8% | 4% | 3% | 3%
Grocery | 0% | 1% | 0% | 0% | 21% | 7% | 0% | 8% | 3%
Online | 1% | 1% | 1% | 6% | 2% | 5% | 2% | 2% | 2%
Lighting and Electronics | 0% | 1% | 0% | 0% | 3% | 1% | 0% | 1% | 0%
Landlord | 1% | 0% | 1% | 0% | 0% | 0% | 1% | 0% | 0%
Membership Club | 0% | 1% | 0% | 0% | 3% | 1% | 0% | 1% | 0%
Source: Navigant analysis of Home Lighting Rebate On-site Saturation Data
Stored Bulbs
Bulb Type | GMO | KCP&L-MO | Combined
n | 44 | 42 | 86
Total Bulbs | 1057 | 597 | 1654
Avg. # of Bulbs | 24 | 14 | 19
Incandescent | 51% | 50% | 51%
CFL | 16% | 32% | 22%
LED | 13% | 12% | 13%
Fluorescent | 15% | 1% | 10%
Halogen | 5% | 5% | 5%
Source: Navigant analysis of Home Lighting Rebate On-site Saturation Data
Why Purchased LED | (Multiple Response)
Why did you buy an LED bulb rather than another type? | GMO | KCP&L-MO | Combined
n (# who purchased an LED in the past year) | 34 | 25 | 59
Total Bulbs | 772 | 396 | 1168
I wanted to use a more energy-efficient bulb | 43% | 55% | 48%
The price was right/it was on sale | 18% | 20% | 18%
I wanted the bulb to last longer | 22% | 7% | 15%
I wanted a brighter/dimmer bulb in this fixture | 18% | 3% | 12%
Bulb was purchased by another person | 7% | 6% | 7%
I wanted to try a different type of bulb | 5% | 3% | 4%
Couldn't locate other bulbs | 3% | 3% | 4%
Installed by KCP&L (or another EE program) | 0% | 3% | 2%
I wanted a better light | 3% | 0% | 2%
Other | 16% | 23% | 16%
Source: Navigant analysis of Home Lighting Rebate On-site Saturation Data
Would Purchase LED again
Would you buy an LED bulb again? | GMO | KCP&L-MO | Combined
n (# who purchased an LED in the past year) | 34 | 25 | 59
Yes | 81% | 92% | 86%
No | 0% | 0% | 0%
It depends | 9% | 4% | 7%
Don't know | 9% | 4% | 7%
Source: Navigant analysis of Home Lighting Rebate On-site Saturation Data
Reason for answer to, "Would you buy an LED bulb again?" | (Multiple Response)
Why? | Combined
Yes (Would purchase again) | 51
I want to use a more energy efficient bulb | 40%
Don't know | 15%
Wanted a better light | 14%
They last longer | 11%
If it was on sale/good price | 6%
Intend to replace all | 1%
Other | 11%
No (Would not purchase again) | 0
It depends (Might purchase again) | 4
If it was on sale/good price | 65%
I want to use a more energy efficient bulb | 16%
Other | 16%
Don't know (Don't know if would purchase again) | 4
Don't know | 79%
Other | 21%
Source: Navigant analysis of Home Lighting Rebate On-site Saturation Data
Why Purchased Halogen | (Multiple Response)
Why did you buy a halogen bulb rather than another type? | GMO | KCP&L-MO | Combined
n (# who purchased a halogen in the past year) | 8 | 15 | 23
Total Bulbs | 326 | 246 | 572
I didn't think about what type of bulb it was | 38% | 29% | 32%
The price was right/it was on sale | 25% | 36% | 32%
The bulb type was installed in this fixture previously/It looked like the bulb that had been in the fixture before | 25% | 21% | 23%
It was the least expensive bulb at the store | - | 7% | 5%
It was all they had at the store where I bought the bulb | - | 7% | 5%
I prefer this type of bulb over other types/It's what I'm familiar with | 13% | - | 5%
Source: Navigant analysis of Home Lighting Rebate On-site Saturation Data
Would Purchase Halogen again
Would you buy a Halogen bulb again? | GMO | KCP&L-MO | Combined
n (# who purchased an halogen...) | 9 | 14 | 23
Yes | 25% | 30% | 28%
No | 25% | 22% | 23%
It depends | 13% | 17% | 15%
Don't know | 38% | 30% | 33%
Source: Navigant analysis of Home Lighting Rebate On-site Saturation Data
Reason for answer to, "Would you buy a Halogen bulb again?" | (unweighted counts; multiple response)
Why? | Combined
Yes (Would purchase again) | 12
I like halogen bulbs | 3
If it was on sale/good price | 2
If it was the type available when I need a bulb | 2
Don't know | 2
Other | 3
No (Would not purchase again) | 2
Would buy LEDs next time | 1
Too much heat and light | 1
It depends (Might purchase again) | 4
If it was on sale/good price | 3
If it was the type available when I need a bulb | 1
Don't Know | 5
Don't Know | 5
Source: Navigant analysis of Home Lighting Rebate On-site Saturation Data
Consumer Survey
Familiarity with CFLs
| Phone | Web | Total
Number of Respondents | 98 | 153 | 251
Very familiar* | 53% | 74% | 65%
Somewhat familiar | 31% | 21% | 25%
Not too familiar | 8% | 4% | 6%
Not at all familiar | 5% | 1% | 3%
Don’t know | 3% | 0% | 1%
* Significantly different between web and phone respondents at the 90% confidence level.
Source: Navigant analysis of Home Lighting Rebate consumer survey
Has Used a CFL Screw-in Bulb in Home
| Phone | Web | Total
Number of Respondents | 90 | 151 | 241
Yes* | 90% | 94% | 92%
No* | 9% | 6% | 7%
Don't know | 1% | 0% | 0%
Notes:
Question limited to respondents somewhat or very familiar with CFLs.
*Significantly different between web and phone respondents at the 90% confidence level.
Source: Navigant analysis of Home Lighting Rebate consumer survey
Familiarity with LEDs
| Phone | Web | Total
Number of Respondents | 97 | 153 | 251
Very familiar | 37% | 51% | 45%
Somewhat familiar | 24% | 35% | 31%
Not too familiar | 14% | 12% | 13%
Not at all familiar* | 20% | 3% | 9%
Don't know | 3% | 0% | 1%
Source: Navigant analysis of Home Lighting Rebate consumer survey
Has Used an LED Screw-in Bulb in Home
| Phone | Web | Total
Number of Respondents | 74 | 148 | 222
Yes | 65% | 66% | 66%
No | 22% | 34% | 30%
Don't know | 12% | 0% | 4%
Note: Question limited to respondents somewhat or very familiar with LEDs.
Source: Navigant analysis of Home Lighting Rebate consumer survey
Familiarity with Halogens
| Phone | Web | Total
Number of Respondents | 98 | 153 | 251
Very familiar | 20% | 42% | 34%
Somewhat familiar* | 32% | 26% | 28%
Not too familiar | 16% | 25% | 22%
Not at all familiar* | 29% | 7% | 16%
Don’t know | 3% | 0% | 1%
*Significantly different between web and phone respondents at the 90% confidence level.
Source: Navigant analysis of Home Lighting Rebate consumer survey
Has Used a Halogen Screw-in Bulb in Home
| Phone | Web | Total
Number of Respondents | 65 | 143 | 208
Yes | 53% | 39% | 44%
No | 41% | 61% | 55%
Don’t know | 6% | 0% | 2%
Note: Question limited to respondents somewhat or very familiar with Halogens.
Source: Navigant analysis of Home Lighting Rebate consumer survey
Relative Preference Between LED and CFL
| Phone | Web | Total
Number of Respondents | 41 | 93 | 134
Prefer LEDs over CFLs* | 44% | 56% | 51%
Prefer CFLs over LEDs | 13% | 4% | 7%
Depends on the situation | 21% | 23% | 22%
Not yet sure which you prefer | 21% | 0% | 6%
Don’t know | 3% | 17% | 13%
Notes:
Question limited to respondents somewhat or very familiar with both CFLs and LEDs.
*Significantly different between web and phone respondents at the 90% confidence level.
Source: Navigant analysis of Home Lighting Rebate consumer survey
Reasons for Stated LED/CFL Preference
| Prefer LEDs over CFLs | Prefer CFLs over LEDs
Number of Respondents | 68 | 8
LEDs produce better light than CFLs | 36% | 0%
LEDs are more energy efficient compared to CFLs | 25% | 0%
LEDs have a longer bulb life/CFLs have a shorter bulb life | 17% | 0%
LEDs turn on instantly | 12% | 0%
CFLs are less expensive than LEDs/LEDs more expensive than CFLs | 7% | 1%
Bulb shape | 3% | 0%
Depends on lighting needs or settings | 1% | 0%
CFLs produce better light than LEDs | 0% | 3%
Other | 7% | 1%
Don't know | 4% | 0%
Notes:
Multiple responses permitted.
In some cases, respondents preferred one bulb, but acknowledged positive attributes of the other. For example, one respondent preferred CFLs to LEDs because of CFLs’ lower price points, yet the respondent noted that LEDs “give better illumination” than CFLs.
*Significantly different between web and phone respondents at the 90% confidence level.
Source: Navigant analysis of Home Lighting Rebate consumer survey
Relative Preference Between LED and Halogen
| Phone | Web | Total
Number of Respondents | 19 | 38 | 57
Prefer LEDs over halogens | 33% | 62% | 51%
Prefer halogens over LEDs | 11% | 5% | 7%
Depends on the situation | 28% | 27% | 26%
Not yet sure which you prefer | 28% | 0% | 9%
Don’t know | 0% | 5% | 4%
Notes:
Question limited to respondents somewhat or very familiar with both Halogens and LEDs.
Source: Navigant analysis of Home Lighting Rebate consumer survey
Reasons for Stated LED/Halogen Preference
| Prefer LEDS over halogens | Prefer Halogens over LEDs
Number of Respondents | 26 | 2
LEDs are more energy efficient compared to halogens | 39% | 0%
LEDs produce better light than halogens | 19% | 0%
LEDs have a longer bulb life/Halogens have a shorter bulb life | 18% | 0%
Halogens produce a lot of heat/LEDs do not produce a lot of heat | 14% | 0%
Depends on lighting needs or settings | 11% | 0%
Halogens are less expensive than LEDs/LEDs more expensive than halogens | 4% | 16%
Halogens produce better light than LEDs | 0% | 4%
Other | 6% | 0%
Don't know | 3% | 0%
Note: Multiple responses permitted.
Source: Navigant analysis of Home Lighting Rebate consumer survey
Bulb Purchase Responsibility
| Phone | Web | Total
Number of Respondents | 98 | 153 | 251
I or someone else who lives here is responsible for purchasing bulbs for my home* | 94% | 98% | 97%
The landlord/building management is responsible for purchasing bulbs for my home | 5% | 2% | 3%
Don't know | 1% | 0% | 0%
Source: Navigant analysis of Home Lighting Rebate consumer survey
Purchased Bulbs in Past Six Months
| Phone | Web | Total
n | 93 | 151 | 244
Yes* | 65% | 75% | 71%
No* | 34% | 24% | 27%
Don’t know | 1% | 1% | 1%
Notes:
Limited to respondents who say they are responsible for bulb purchases in their households.
Multiple responses permitted.
*Significantly different from web respondents at the 90% confidence level.
Source: Navigant analysis of Home Lighting Rebate consumer survey
Types of Bulbs Purchased in the Past Six Months
| Phone | Web | Total
Number of Respondents | 52 | 106 | 158
LEDs* | 47% | 63% | 57%
CFLs | 35% | 39% | 38%
Halogens | 12% | 21% | 18%
Incandescents* | 14% | 18% | 16%
Fluorescents | 1% | 0% | 0%
Don't know | 19% | 4% | 9%
Notes:
Limited to respondents who purchased bulbs in the past six months.
Multiple responses permitted.
*Significantly different between web and phone respondents at the 90% confidence level.
Source: Navigant analysis of Home Lighting Rebate consumer survey
Considerations for Recent Lighting Purchase
| Phone | Web | Total
Number of Respondents | 71 | 173 | 244
Price | 94% | 74% | 80%
Wattage or wattage equivalency* | 99% | 69% | 78%
Lumens or Brightness | 71% | 55% | 60%
Bulb Life | 59% | 48% | 51%
Color appearance | 61% | 40% | 46%
Bulb shape* | 50% | 30% | 36%
ENERGY STAR label | 42% | 27% | 31%
Dimming | 17% | 15% | 15%
Brand or Manufacturer | 0% | 1% | 0%
Other | 3% | 1% | 2%
Notes:
Limited to respondents who say they are responsible for bulb purchases in their households.
Multiple responses permitted.
*Significantly different between web and phone respondents at the 90% confidence level. | [11 empty] | DATA NOT FOR IMPORT - ONLY FOR GRAPH MAKING
Source: Navigant analysis of Home Lighting Rebate consumer survey | [12 empty] | Always | Almost Always | Sometimes | Rarely | Never
[11 empty] | Where Households Report Shopping for Light Bulbs (Consumer Survey) | Home Improvement | 6% | 30% | 37% | 11% | 16%
[12 empty] | Mass Merchandise | 7% | 25% | 41% | 15% | 12%
[12 empty] | Hardware | 0% | 7% | 29% | 26% | 38%
Frequency at Which Respondent Shops at Different Stores | [11 empty] | Membership | 1% | 8% | 22% | 13% | 56%
|  | Number of respondents | Always | Almost always | Sometimes | Rarely | Never |  |  |  |  | Bargain/Dollar | 1% | 6% | 16% | 18% | 60%
Home improvement or do-it-yourself | Phone | 61 | 12%* | 22% | 31% | 12% | 22% |  |  |  |  | Grocery | 0% | 2% | 14% | 21% | 62%
| Web | 113 | 3% | 34% | 40% | 10% | 13% |  |  |  |  | Drug | 0% | 0% | 3% | 13% | 83%
| Total | 172 | 6% | 30% | 37% | 11% | 16%
Hardware store | Phone | 61 | 2% | 16% | 22% | 19% | 41%
| Web | 113 | 1% | 9% | 33% | 25% | 32%
| Total | 172 | 1% | 11% | 30% | 23% | 35%
Grocery store | Phone | 61 | 2% | 9%* | 9% | 12% | 69%
| Web | 113 | 0% | 2% | 14% | 22% | 63%
| Total | 172 | 1% | 4% | 12% | 18% | 65%
Drug store | Phone | 61 | 0% | 0% | 12% | 6% | 8%
| Web | 113 | 0% | 0% | 15% | 17% | 16%
| Total | 172 | 0% | 0% | 73% | 77% | 76%
Club or membership store | Phone | 61 | 2% | 10% | 16% | 12% | 60%
| Web | 113 | 0% | 6% | 18% | 12% | 63%
| Total | 172 | 1% | 8% | 17% | 12% | 62%
Bargain or dollar store | Phone | 61 | 7%* | 5% | 11% | 7% | 70%
| Web | 113 | 2% | 4% | 9% | 11% | 75%
| Total | 172 | 4% | 4% | 9% | 10% | 73%
Mass merchandise store | Phone | 61 | 5% | 26% | 43% | 16% | 10%
| Web | 113 | 8% | 21% | 35% | 21% | 16%
| Total | 172 | 7% | 22% | 38% | 19% | 14%
Other | Phone | 61 | 0% | 2% | 2% | 0% | 96%
| Web | 113 | 0% | 0% | 7% | 5% | 88%
| Total | 172 | 0% | 1% | 4% | 2% | 93%
Notes:
Limited to respondents who purchased bulbs in the past six months.
*Significantly different between web and phone respondents at the 90% confidence level.
Source: Navigant analysis of Home Lighting Rebate consumer survey
Most Recently Purchased Light Bulb Type
| Phone | Web | Total
n | 45 | 105 | 150
CFLs | 50% | 54% | 53%
LEDs | 27% | 27% | 27%
Halogens | 7% | 13% | 11%
Other | 11% | 6% | 7%
Don't know | 5% | 0% | 1%
Notes:
Limited to respondents who said they purchased more than one bulb type.
Source: Navigant analysis of Home Lighting Rebate consumer survey
Limited to respondents who said they purchased more than one bulb type
Difficulty of Lighting Purchase
| Phone | Web | Total
Number of Respondents | 60 | 113 | 173
1 - Not at all difficult* | 66% | 53% | 56%
2* | 16% | 16% | 16%
3 | 9% | 22% | 17%
4 | 2% | 7% | 5%
5 - Very difficult | 4% | 3% | 3%
Don’t know | 4% | 0% | 1%
Notes:
Limited to respondents who purchased bulbs in the past six months.
*Significantly different between web and phone respondents at the 90% confidence level.
Source: Navigant analysis of Home Lighting Rebate consumer survey
Reasons Why Lighting Purchase was Difficult
| Phone | Web | Total
Number of Respondents | 15 | 34 | 49
Too many choices | 38% | 30% | 32%
Hard to find a bulb to meet desired specifications | 10% | 24% | 20%
Difficult to optimize bulb choice given numerous variables (e.g. price, wattage, lumens, bulb type).* | 0% | 21% | 14%
Did not understand the information on the package* | 0% | 17% | 11%
Don't know | 24% | 0% | 7%
Bulb that looked like the one I needed to replace was not on the shelf | 0% | 3% | 2%
Bulb I'm used to was not on shelf | 4% | 0% | 1%
Other | 40% | 27% | 31%
Notes:
Limited to respondents who rated their purchase difficulty as neutral, somewhat difficult, or very difficult (3 to 5).
Multiple responses permitted.
*Significantly different between web and phone respondents at the 90% confidence level.
Source: Navigant analysis of Home Lighting Rebate consumer survey
Noticed Lighting Signs, Displays, or Other Materials Near Light Bulbs
| Phone | Web | Total
Number of Respondents | 60 | 113 | 173
Yes | 35% | 41% | 39%
No | 49% | 59% | 55%
Don’t know | 16% | 0% | 5%
Notes:
Limited to respondents who purchased bulbs in the past six months.
Source: Navigant analysis of Home Lighting Rebate consumer survey
Types of Lighting Signs or Displays Seen when Shopping
| Phone | Web | Total
Number of Respondents | 18 | 42 | 60
Displayed different types of light bulbs | 39% | 51% | 49%
Explained lighting terms like lumens, wattage, bulb color* | 29% | 12% | 15%
Compared energy use or savings of different light bulbs | 6% | 11% | 10%
Told me that the bulb was part of a utility or energy-efficiency program | 10% | 4% | 5%
Told me that the bulb was part of a KCP&L program | 6% | 2% | 3%
Tried to help me choose the best bulb for my needs | 0% | 3% | 2%
Explained that some bulb types would not be sold anymore | 6% | 0% | 1%
Don't know* | 0% | 26% | 18%
Other | 8% | 9% | 9%
Notes:
Limited to respondents who observed signs or displays when shopping for bulbs.
Multiple responses permitted.
Source: Navigant analysis of Home Lighting Rebate consumer survey
Helpfulness of Lighting Signs, Displays, or Other Materials Near Light Bulbs
| Phone | Web | Total
n | 21 | 46 | 66
5 - Very helpful | 30% | 21% | 24%
4 | 30% | 17% | 21%
3 | 15% | 28% | 24%
2* | 5% | 23% | 18%
1 - Not at all helpful | 20% | 11% | 13%
Notes:
Limited to respondents who noticed lighting signs, displays, or other materials near light bulbs.
*Significantly different between web and phone respondents at the 90% confidence level.
Source: Navigant analysis of Home Lighting Rebate consumer survey
Demographic and Household Characteristics (Exclude Don't know and Refused responses)
Size of Home
| Phone | Web | Total
Number of Respondents | 73 | 143 | 216
5,000 square feet or more | 0% | 0% | 0%
4,000 to less than 5,000 square feet | 1% | 3% | 3%
3,500 to less than 4,000 square feet | 0% | 3% | 2%
2,500 to less than 3,500 square feet | 7% | 7% | 7%
2,000 to less than 2,500 square feet | 11% | 12% | 12%
1,400 to less than 2,000 square feet | 42% | 34% | 37%
Less than 1,400 square feet | 38% | 39% | 39%
Source: Navigant analysis of Home Lighting Rebate consumer survey
Number of Rooms in Home
| Phone | Web | Total
Number of Respondents | 96 | 142 | 238
1 | 0% | 3% | 2%
2 | 5% | 6% | 6%
3* | 5% | 14% | 11%
4 | 13% | 9% | 11%
5* | 19% | 10% | 13%
6* | 30% | 14% | 20%
7 | 12% | 12% | 12%
8 | 10% | 10% | 10%
9* | 3% | 10% | 7%
10 | 0% | 7% | 4%
11 | 1% | 3% | 3%
12 | 1% | 1% | 1%
15 | 0% | 1% | 0%
*Significantly different between web and phone respondents at the 90% confidence level.
Source: Navigant analysis of Home Lighting Rebate consumer survey
Number of Rooms in Home, Mean and Median
| Phone | Web | Total
Mean | 5.7 | 6 | 5.9
Median | 6 | 6 | 6
Source: Navigant analysis of Home Lighting Rebate consumer survey
Respondent Age
| Phone | Web | Total
Number of Respondents | 96 | 148 | 244
18-24 years old | 4% | 5% | 5%
25-34 years old | 26% | 18% | 21%
35-44 years old | 6% | 13% | 10%
45-54 years old | 10% | 11% | 11%
55-64 years old* | 17% | 26% | 23%
65-74 years old | 17% | 21% | 20%
75 or older* | 19% | 5% | 11%
*Significantly different between web and phone respondents at the 90% confidence level.
Source: Navigant analysis of Home Lighting Rebate consumer survey
Highest Level of Education Achieved by Anyone in Household
| Phone | Web | Total
Number of Respondents | 95 | 146 | 241
Graduate or Professional Degree | 25% | 33% | 30%
Bachelor's Degree | 19% | 40% | 32%
Associates Degree | 11% | 7% | 9%
Some College, No Degree | 19% | 14% | 16%
High School Graduate (includes GED)* | 22% | 5% | 12%
Ninth to Twelfth Grade, No Diploma | 4% | 0% | 2%
Less than Ninth Grade | 0% | 0% | 0%
*Significantly different between web and phone respondents at the 90% confidence level.
Source: Navigant analysis of Home Lighting Rebate consumer survey
Size of Household
| Phone | Web | Total
Number of Respondents | 96 | 146 | 242
1 Person | 23% | 30% | 28%
2 People | 43% | 50% | 48%
3 People | 13% | 9% | 10%
4 People | 13% | 8% | 10%
5 People | 3% | 2% | 2%
6 People* | 6% | 1% | 2%
*Significantly different between web and phone respondents at the 90% confidence level.
Source: Navigant analysis of Home Lighting Rebate consumer survey
Total Pre-Tax 2016 Household Income
| Phone | Web | Total
Number of Respondents | 81 | 107 | 188
$150,000 or more | 4% | 9% | 7%
$100,000 to less than $150,000* | 3% | 20% | 13%
$75,000 to less than $100,000 | 9% | 12% | 11%
$50,000 to less than $75,000 | 18% | 27% | 23%
$40,000 to less than $50,000 | 14% | 8% | 11%
$30,000 to less than $40,000 | 13% | 7% | 10%
$20,000 to less than $30,000* | 19% | 6% | 12%
$15,000 to less than $20,000 | 4% | 3% | 3%
Less than $15,000* | 16% | 7% | 11%
*Significantly different between web and phone respondents at the 90% confidence level.
Source: Navigant analysis of Home Lighting Rebate consumer survey

## HER
KCP&L-MO Evaluation, Measurement, and Verification Report – Appendix Databook
Home Energy Report: Data Tables | [6 empty] | Home Energy Reports: Figures
Executive Summary
Energy at the Customer Meter: Program Savings Summary
Data is sourced to Navigant analysis unless otherwise noted.
Program Savings Summary
| Gross |  |  | Net
| Reported Savings | Verified Savings | Realization Rate | MEEIA 3-Year Target | Verified Savings | % of MEEIA Target Achieved
Energy at Customer Meter (kWh) | 17189331.1209 | 17089133 | 99.42% | 13861941.4 | 17089133 | 123.3%
Coinc Demand at Customer Meter (kW) | 3869.2494 | 3846.6952 | 99.42% | 2866.4 | 3846.6952 | 134.2%
Source: Program Tracking Database and Navigant analysis
Net to Gross Component Summary
Free Ridership | Participant Spillover | Non-Participant Spillover | NTGR
Billing analysis is inherently net |  |  | 100%
Savings by Wave
Cohort | Average Savings Per Day (kWh/Day) | Total PY2016 Participant-Days | Verified Gross Savings Prior to Uplift Adjustment (kWh) | Total Uplift Adjustment (kWh) | Verified Savings After Uplift Adjustment (kWh) | Verified Coincident Demand Savings (kW)
KCP&L-MO 2014 High Users | -0.568 | 26763265 | 15189177.47 | 266086.51 | 14923090.96 | 3359.1278
KCP&L-MO 2015 | -0.486 | 2680741 | 1303885.99 | 18128.9 | 1285757.09 | 289.4188
KCP&L-MO 2016 | -0.23 | 3830020 | 880149.72 | -134.93 | 880284.65 | 198.1485 | Coincident Demand at the Customer Meter: Program Savings Summary
Total |  |  | 17373213.18 | 284080.48 | 17089132.7 | 3846.6951
Source: Navigant analysis of KCP&L-MO billing and tracking data
The uplift adjustment accounts for savings due to differences in treatment customer and control group customer participation in other EE programs.
It adjusts for any double counting between other EE programs and the HER program.
Additional Detail
Data Cleaning Steps
Cohort | Cleaning Step | Customers |  | Observations
|  | Treatment | Control | Treatment | Control
KCP&L MO 2014 High Users | Starting | 94485 | 12600 | 2293847 | 305407
| After moveout | 94485 | 12600 | 2291591 | 305142
| Date of first report | 94485 | 12600 | 2198350 | 292712
| Pre-period month not needed for PPR | 94485 | 12600 | 2070896 | 275742
| Missing/insufficient pre-period data | 94459 | 12597 | 2070362 | 275684 |  | Net Verified Savings by Wave
| Zero or insufficient post-period data | 75668 | 10050 | 1813233 | 240819
| Short billing duration | 75668 | 10050 | 1770724 | 235245
KCP&L MO 2015 | Starting | 12600 | 9999 | 276604 | 218638
| After moveout | 12600 | 9999 | 276036 | 218201
| Date of first report | 12600 | 9999 | 263672 | 208397
| Pre-period month not needed for PPR | 12600 | 9999 | 250678 | 198188
| Missing/insufficient pre-period data | 12594 | 9995 | 250563 | 198124
| Zero or insufficient post-period data | 7987 | 6287 | 187536 | 147404
| Short billing duration | 7987 | 6287 | 181097 | 142298
KCP&L MO 2016 | Starting | 18016 | 11522 | 395033 | 252691
| After moveout | 18016 | 11522 | 394305 | 252199
| Date of first report | 18016 | 11522 | 376568 | 240834
| Pre-period month not needed for PPR | 18016 | 11522 | 350071 | 223828
| Missing/insufficient pre-period data | 18001 | 11509 | 349872 | 223645
| Zero or insufficient post-period data | 16273 | 10423 | 326120 | 208686 |  | Treatment and Control Group Monthly Mean Usage in Pre-Program Year KCP&L MO 2016
| Short billing duration | 16273 | 10423 | 316462 | 202532
Source: Navigant analysis of KCP&L-MO billing and tracking data
Net Verified Savings by Wave
Wave | Savings | Verified Savings After Uplift Adjustment (kWh)
KCP&L-MO 2014 High Users | 87% | 14923091
KCP&L-MO 2015 | 8% | 1285757
KCP&L-MO 2016 | 5% | 880285
Results of RCT T Test Checks: KCP&L-MO 2016 Expansion*
Month and Year | Participant Average Daily Consumption | Control Average Daily Consumption | P-value | Equivalent **
July 2015 | 33.25 | 33.19 | 0.817 | TRUE
August 2015 | 30.48 | 30.42 | 0.792 | TRUE
September 2015 | 23.78 | 23.67 | 0.61 | TRUE
October 2015 | 17.94 | 17.94 | 0.995 | TRUE
November 2015 | 21.11 | 21.24 | 0.558 | TRUE
December 2015 | 26.16 | 26.44 | 0.396 | TRUE
January 2016 | 29.58 | 29.89 | 0.434 | TRUE
February 2016 | 24.8 | 25.01 | 0.523 | TRUE
March 2016 | 19.3 | 19.42 | 0.579 | TRUE
April 2016 | 17.09 | 17.17 | 0.648 | TRUE
May 2016 | 19.81 | 19.855 | 0.831 | TRUE
June 2016 | 31.91 | 31.89 | 0.94 | TRUE
* Equivalency of other waves was verified in the last evaluation.
**TRUE indicates that the treatment and control groups have equivalent energy usage in that month.
Source: Navigant analysis of KCP&L-MO billing and tracking data
Results of RCT Regression Validation Check, KCP&L-MO 2016
Wave | Pre-Program Year Treatment Effect | Standard Error | T Statistic | P-Value
KCP&L MO 2016 | -0.078 | 0.079 | -0.984 | 0.325
Source: Navigant analysis of KCP&L-MO billing and tracking data
Development of Estimates of Double-Counted Savings due to Uplift
| EE Program |  |  |  | Total
Calculation Step | WHE-Equipment | WHE-Weatherization | Kits | Tstats
KCP&L-MO 2013
Median program savings (annual kWh per participant) | 2248.37 | 907.85 | 573 | 462 | N/A
# Treatment Customers in EE Program | 380 | 43 | 251 | 839 | N/A
# HER Treatment Customers | 77106 | 77106 | 77106 | 77106 | N/A
Rate of Participation, PY2016 (%) | 0.49% | 0.056% | 0.32% | 1.09% | N/A
# Control Customers in EE Program | 38 | 0 | 22 | 120 | N/A
# Control Customers | 10213 | 10213 | 10213 | 10213 | N/A
Rate of Participation, PY2016 (%) | 0.37% | 0% | 0.22% | 1.17% | N/A
Uplift adjustment | 0.12% | 0.06% | 0.11% | -0.087% | N/A
Change in Participation Due to HER Program | 93.11 | 43 | 84.9 | -66.97 | N/A
Statistically Significant at 90% Confidence Level? | no | yes | no | no | N/A
Savings Attributable to Other EE Program (kWh) | 209340.94 | 39037.55 | 48650.35 | -30942.33 | 266086.51
KCP&L-MO 2015
Median program savings (annual kWh per participant) | 2248.37 | 1102.5 | 573 | 462 | N/A
# Treatment Customers in EE Program | 21 | 4 | 45 | 127 | N/A
# HER Treatment Customers | 8405 | 8405 | 8405 | 8405 | N/A
Rate of Participation, PY2016 (%) | 0.25% | 0.05% | 0.54% | 1.51% | N/A
# Control Customers in EE Program | 15 | 3 | 16 | 101 | N/A
# Control Customers | 6617 | 6617 | 6617 | 6617 | N/A
Rate of Participation, PY2016 (%) | 0.23% | 0.045% | 0.24% | 1.53% | N/A
Uplift adjustment | 0.02% | 0.002% | 0.29% | -0.02% | N/A
Change in Participation Due to HER Program | 1.95 | 0.18936 | 24.68 | -1.3 | N/A
Statistically Significant at 90% Confidence Level? | no | no | yes | no | N/A
Savings Attributable to Other EE Program (kWh) | 4377.13 | 208.77 | 14139.69 | -596.68 | 18128.91
KCP&L-MO 2016 Expansion
Median program savings (annual kWh per participant) | 2521.75 | 1184 | 573 | 462 | N/A
# Treatment Customers in EE Program | 27 | 11 | 60 | 215 | N/A
# HER Treatment Customers | 17975 | 17975 | 17975 | 17975 | N/A
Rate of Participation, PY2016 (%) | 0.1502% | 0.061% | 0.33% | 1.2% | N/A
# Control Customers in EE Program | 18 | 6 | 45 | 128 | N/A
# Control Customers | 11491 | 11491 | 11491 | 11491 | N/A
Rate of Participation, PY2016 (%) | 0.16% | 0.052% | 0.39% | 1.11% | N/A
Uplift adjustment | -0.01% | 0.01% | -0.06% | 0.08% | N/A
Change in Participation Due to HER Program | -1.16 | 1.61 | -10.39 | 14.77 | N/A
Statistically Significant at 90% Confidence Level? | no | no | no | no | N/A
Savings Attributable to Other EE Program (kWh) | -2917 | 1911 | (5,955) | 6825 | -135
Source: Navigant analysis of KCP&L-MO billing and tracking data
Detailed Program Results (Based on PPR Model)*
| KCP&L-MO 2014 High Users | KCP&L-MO 2015 | KCP&L-MO 2016
Wave Details
Treatment Period | Apr 2016 - Mar 2017 | Apr 2016 - Mar 2017 | Aug 2016 - Mar 2017
First Report Date | Jul 2014 | Mar 2015 | Jul 2016
Control n | 10213 | 6617 | 11048
Participant n | 77106 | 8405 | 17239
Total Evaluated Control n | 10050 | 6287 | 10422
Total Evaluated Participant n | 75668 | 7987 | 16273
Modeled Baseline Consumption (kWh) | 32.4 | 31.1 | 25.15
Program Savings
Savings from Model (kWh per HH per day) | -0.57 | -0.49 | -0.23
90% Confidence Interval (kWh per HH per day) | 0.13 | 0.23 | 0.14
Participant Days | 26763265 | 2680741 | 3830020
Program Year Savings from Model (all HH) | 15189177.47 | 1303885.99 | 880149.72
90% Confidence Interval Program Year Savings (all HH) | 3611975.37 | 618426.11 | 532514.8
Percent Savings from model (% per HH) | -1.75% | -1.56% | -0.91%
90% Confidence Interval (% per HH) | 0.42% | 0.74% | 0.55%
Adjusted Net Savings
Program Year Savings from Other EE Programs (all HH) | 266086.51 | 18128.91 | -135
Total Adjusted Program Year Net Savings (kWh) | 14923090.96 | 1285757.08 | 880284.72
* These model results are source of the verified savings.
Source: Navigant analysis of KCP&L-MO billing and tracking data
LFER Model Results
| KCP&L MO 2014 High Users | KCP&L MO 2015 | KCP&L MO 2016
Program Savings
Savings from Model (kWh per HH per day) | -0.535 | -0.423 | -0.26
90% Confidence Interval (kWh per HH per day) | 0.153 | 0.25 | 0.14
Percent Savings from model (% per HH) | -1.65% | -1.36% | -1.02%
90% Confidence Interval (% per HH) | 0.47% | 0.8% | 0.57%
Program Year Savings From Model (all HH) | 14318346.775 | 1133953.443 | 995805.2
Source: Navigant analysis of KCP&L-MO billing and tracking data
PPR Detailed Model Results
| KCP&L MO 2014 High Users |  | KCP&L MO 2015 |  | KCP&L MO 2016
| Coefficient | Standard Error | Coefficient | Standard Error | Coefficient | Standard Error
treatmentTRUE | -0.56754 | 0.082043 | -0.48639 | 0.059728 | -0.2298 | 0.043875
adc_pre | 0.68531 | 0.0031662 | 0.80684 | 0.0036722 | 0.8771 | 0.0017927
month1 | 6.2507 | 0.12226 | 5.6175 | 0.16739 | 2.778 | 0.085559
month2 | 8.1116 | 0.10865 | 7.4454 | 0.16648 | 3.0598 | 0.088129
month3 | 6.1406 | 0.10762 | 7.7377 | 0.1758 | 1.6486 | 0.094889
month4 | 3.6656 | 0.10143 | 4.8056 | 0.17779
month5 | 3.7117 | 0.10787 | 4.7422 | 0.18878
month6 | 7.9338 | 0.13098 | 7.5048 | 0.19552
month7 | 9.2135 | 0.1411 | 8.6108 | 0.20118
month8 | 7.1808 | 0.13647 | 6.441 | 0.20533 | 3.2525 | 0.10474
month9 | 4.5724 | 0.12419 | 5.0257 | 0.20374 | 2.7852 | 0.10157
month10 | 5.1204 | 0.12104 | 5.5169 | 0.19635 | 2.6039 | 0.099376
month11 | 6.5543 | 0.11052 | 7.6945 | 0.18449 | 2.8145 | 0.0975
month12 | 5.2739 | 0.12584 | 5.7331 | 0.16936 | 1.1798 | 0.087944
adc_pre:month2 | -0.17005 | 0.0019674 | -0.22492 | 0.0052175 | -0.079004 | 0.0028926
adc_pre:month3 | -0.057261 | 0.0027332 | -0.20102 | 0.0061412 | 0.093522 | 0.0038234
adc_pre:month4 | 0.06343 | 0.0039773 | -0.088307 | 0.0075212
adc_pre:month5 | 0.088621 | 0.0041284 | -0.048826 | 0.007051
adc_pre:month6 | 0.25179 | 0.004217 | 0.16199 | 0.0060752
adc_pre:month7 | 0.23262 | 0.0041089 | 0.19936 | 0.0058473
adc_pre:month8 | 0.17787 | 0.0040709 | 0.091692 | 0.0058168 | 0.088614 | 0.0032449
adc_pre:month9 | 0.1192 | 0.0041135 | 0.12868 | 0.0070685 | 0.069429 | 0.0037579
adc_pre:month10 | 0.078225 | 0.0048856 | -0.01629 | 0.0081965 | 0.022029 | 0.0045403
adc_pre:month11 | -0.043815 | 0.0032174 | -0.21227 | 0.0060731 | -0.0044276 | 0.0036885
adc_pre:month12 | 0.070375 | 0.0017954 | 0.015041 | 0.0052509 | 0.19258 | 0.0028299
LFER Detailed Model Results
| KCP&L MO 2014 High Users |  | KCP&L MO 2015 |  | KCP&L MO 2016
| Coefficient | Standard Error | Coefficient | Standard Error | Coefficient | Standard Error
post | -1.7798 | 0.087561 | 0.33601 | 0.11549 | 0.39654 | 0.06835
post:treatmentTRUE | -0.53501 | 0.092904 | -0.42328 | 0.15164 | -0.25625 | 0.086953
The graphs to the right are from an Opower presentation. They show all KCP&L respondents and are supporting evidence for responses to the Process Eval questions
The tables below will show KCP&L-MO only responses.
Home Energy Report Recall |  |  |  | Home Energy Report Reading
| n | % |  |  | n | %
No Recall | 36 | 12.04% |  | Read the report thoroughly | 130 | 51.79%
Aided Recall | 16 | 5.35% |  | Read some of the content | 57 | 22.71%
Unaided Recall | 247 | 82.61% |  | Glanced at the pictures or graphs | 51 | 20.32%
Total | 299 | 100% |  | Did not look at the report | 11 | 4.38% | Source: KCP&L and Opower Quarterly Meeting, October 11, 2016
|  |  |  | Total | 249 | 99.2%
Source: Navigant analysis of Opower CET survey fielded in September/October 2016
Q18. In the past three months, do you remember receiving a Home Energy Report from |  |  |  | Source: Navigant analysis of Opower CET survey fielded in September/October 2016
Kansas City Power & Light about your in-home energy use? |  |  |  | Q20: Thinking of all the reports you have received, in general, what have you done with them? Did you…
Q19. The Home Energy Report is a one-page printed report sent by mail. |  |  |  | Base: HER recipients who recall report, n= 251
Base: HER recipients, n= 299
Home Energy Report Interaction: Actions Taken After Receiving Report
| n | %
Talked to members of household about report | 94 | 37.45%
Saved the report for reference | 64 | 25.5%
Talked to people outside of household about the report | 50 | 19.92%
Went online for more information | 7 | 2.79%
Source: Navigant analysis of Opower CET survey fielded in September/October 2016
Q21. After reviewing your last report, did you…[Select all]
Base: HER recipients who recall report, n= 251
Source: KCP&L and Opower Quarterly Meeting, October 11, 2016
Energy Saving Actions
| n | %
Took a specific action after reading report | 68 | 28.57%
Actions Taken
Adjusted lighting habits | 19 | 7.98%
Adjusted or replaced thermostat | 17 | 7.14%
Changed to efficient lighting | 16 | 6.72%
Turn off/unplug appliances | 6 | 2.52%
Bought new appliances | 4 | 1.68%
Add insulation | 2 | 0.84%
Other | 11 | 4.62%
Source: Navigant analysis of Opower CET survey fielded in September/October 2016
Q21. After reviewing your last report, did you…[Select all]
Base: HER readers, n= 238
Q22. What action did you take? [open]
Base: Customers who took an action, n=68
Home Energy Report Liking
| n | %
Dislike [strongly disagree or disagree] | 30 | 12.61%
Neutral [neither agree no disagree] | 19 | 7.98% |  |  |  |  | Source: KCP&L and Opower Quarterly Meeting, October 11, 2016
Like [strongly agree or agree] | 186 | 78.15%
Source: Navigant analysis of Opower CET survey fielded in September/October 2016
Q23. Tell me whether you strongly agree, somewhat agree, neither agree nor disagree, somewhat disagree, or strongly disagree with each of the following statements: a. I like the Home Energy Reports.
Base: HER readers, n=238
Home Energy Report Impact on KCP&L Satisfaction
| n | %
Less Satisfied | 9 | 3.78%
Opinion Unchanged | 146 | 61.34%
More Satisfied | 78 | 32.77%
Source: Navigant analysis of Opower CET survey fielded in September/October 2016
Q24. Did receiving the report make you more satisfied or less satisfied with Kansas City Power & Light, or did your opinion not change?
Base: HER readers, n=238
Home Energy Report Impact on Brand Perception of KCP&L
| Control n | Control % | Treatment n | Treatment % |  |  | Source: KCP&L and Opower Quarterly Meeting, October 11, 2016
KCP&L wants to help me reduce my home energy use | 74 | 57.81% | 205 | 68.56%
KCP&L wants to help me save money | 60 | 46.88% | 178 | 59.53%
KCP&L helps me manage my monthly energy usage | 58 | 45.31% | 164 | 54.85%
KCP&L provides useful suggestions on ways I can reduce my energy usage and lower my monthly bills | 91 | 71.09% | 219 | 73.24%
KCP&L creates messages that get my attention | 64 | 50% | 165 | 55.18%
KCP&L provides customers with useful tools to learn about energy usage | 83 | 64.84% | 213 | 71.24%
Source: Navigant analysis of Opower CET survey fielded in September/October 2016
Q2. Thinking about Kansas City Power & Light, tell me whether you strongly agree, somewhat agree, neither agree nor disagree, somewhat disagree, or strongly disagree with each of the following statements.
Base: All customers, Treatment n= 299 ;Control n= 128
Home Energy Report impact on Overall Satisfaction with KCP&L
| Control n | Control % | Treatment n | Treatment %
Bottom 3 [1-3 rating] | 6 | 4.69% | 12 | 4.01%
Middle [4-7 rating] | 38 | 29.69% | 74 | 24.75%
Top 3 [8-10 rating] | 84 | 65.62% | 213 | 71.24%
Source: Navigant analysis of Opower CET survey fielded in September/October 2016
Q1. Overall, how satisfied are you with Kansas City Power & Light? Please use a one-to-ten scale where one means “Extremely Dissatisfied” and ten means “Extremely Satisfied.” | [6 empty] | Source: KCP&L and Opower Quarterly Meeting, October 11, 2016
Base: All customers, Treatment n= 299 ;Control n= 128
Analysis of CET Open-Ended Comments: Like about HER
| Number of Respondents | % of Respondents
Neighbor Comparison | 94 | 50.54%
Personal Comparison | 20 | 10.75%
Graphs and Charts | 16 | 8.602%
Tips | 12 | 6.452%
Useful Information | 13 | 6.989%
Savings | 7 | 3.763%
Entire report | 4 | 2.151%
Liked nothing | 4 | 2.151%
Source: Navigant analysis of Opower CET survey fielded in September/October 2016
Q25. What aspect of the Home Energy Reports do you like the most?
Base: HER readers responding 4 or 5 to Q23a; n=186
Analysis of CET Open-Ended Comments: Dislike about HER
| Number of Respondents | % of Respondents
Accuracy of neighbor comparison | 8 | 26.67% |  |  |  |  | Source: KCP&L and Opower Quarterly Meeting, October 11, 2016
No aspects | 7 | 23.33%
More information and detail | 4 | 13.33%
Do not send/ mail less frequently | 5 | 16.67%
Improve tips | 2 | 6.667%
Report feels negative | 2 | 6.667%
Source: Navigant analysis of Opower CET survey, fielded September/October 2016
Q26. What aspect of the Home Energy Reports should be improved?
Base: HER readers responding 1 to 4 to Q23a; n=30
Source: KCP&L and Opower Quarterly Meeting, October 11, 2016
Source: KCP&L and Opower Quarterly Meeting, October 11, 2016

## IEHER
KCP&L-MO Evaluation, Measurement, and Verification Report – Appendix Databook
Home Energy Report: Data Tables | [6 empty] | Home Energy Reports
Executive Summary
Data is sourced to Navigant analysis unless otherwise noted.
Energy at the Customer Meter: Program Savings Summary
Program Savings Summary
| Gross |  |  | Net
| Reported Savings | Verified Savings | Realization Rate | MEEIA 3-Year Target | Verified Savings | % of MEEIA Target Achieved
Energy at Customer Meter (kWh) | 1753762.0066 | 1451448 | 82.76% | 1682755.5 | 1451448.1 | 86.25%
Coinc Demand at Customer Meter (kW) | 316.1903 | 261.6853 | 82.76% | 474.3 | 261.6853 | 55.17%
Source: Program Tracking Database and Navigant analysis
Net to Gross Component Summary
Free Ridership | Participant Spillover | Non-Participant Spillover | NTGR
Billing analysis is inherently net |  |  | 100%
Savings by Wave
Cohort | Mean Program Effect (kWh/Day) | Total PY2016 Participant-Days | Verified Gross Savings Prior to Uplift Adjustment (kWh) | Total Uplift Adjustment (kWh) | Verified Savings After Uplift Adjustment (kWh) | Verified Coincident Demand Savings (kW)
KCP&L- MO 2014 Income Eligible | -0.287 | 5164572 | 1483072.1 | 31624 | 1451448.1 | 372
Total |  |  | 1483072.1 | 31624 | 1451448.1 | 372
Source: Navigant analysis of KCP&L-MO billing and tracking data | [6 empty] | Coincident Demand at the Customer Meter: Program Savings Summary
The uplift adjustment accounts for savings due to differences in treatment customer and control group customer participation in other EE programs.
It adjusts for any double counting between other EE programs and the HER program.
Additional Detail
Data Cleaning Steps
Cohort | Cleaning Step | Customers |  | Observations
|  | Treatment | Control | Treatment | Control
KCP&L- MO 2014 Income Eligible | Starting | 20999 | 12599 | 483801 | 291227
| After moveout | 20999 | 12599 | 483151 | 290847
| Date of first report | 20999 | 12599 | 462558 | 278513
| Pre-period month not needed for PPR | 20999 | 12599 | 437585 | 263411
| Missing/insufficient pre-period data | 20991 | 12590 | 437431 | 263227
| Zero or insufficient post-period data | 14742 | 8910 | 351698 | 212797
| Short billing duration | 14742 | 8910 | 342401 | 207198
Source: Navigant analysis of KCP&L-MO billing and tracking data
Development of Estimates of Double-Counted Savings due to Uplift
| EE Program |  |  |  | Total
Calculation Step | WHE-Equipment | WHE-Weatherization | Kits | Tstats
KCP&L-MO 2013
Median program savings (annual kWh per participant) | 1974.989 | 916.365 | 573 | 462 | N/A
# Treatment Customers in EE Program | 26 | 1 | 32 | 92 | N/A
# HER Treatment Customers | 15131 | 15131 | 15131 | 15131 | N/A
Rate of Participation, PY2016 (%) | 0.17% | 0.01% | 0.21% | 0.61% | N/A
# Control Customers in EE Program | 7 | 3 | 15 | 52 | N/A
# Control Customers | 9135 | 9135 | 9135 | 9135 | N/A
Rate of Participation, PY2016 (%) | 0.077% | 0.033% | 0.16% | 0.57% | N/A
Uplift adjustment | 0.1% | -0.03% | 0.05% | 0.04% | N/A
Change in Participation Due to HER Program | 14.41 | -3.97 | 7.15 | 5.87 | N/A
Statistically Significant at 90% Confidence Level? | yes | no | no | no | N/A
Savings Attributable to Other EE Program (kWh) | 28450.43 | -3637.17 | 4099.44 | 2711.21 | 31623.91
Source: Navigant analysis of KCP&L-MO billing and tracking data
Detailed Program Results (Based on PPR Model)*
KCP&L- MO 2014 Income Eligible
Wave Details
Treatment Period | Apr 2016 - Mar 2017
First Report Date | Jul 2014
Control n | 9135
Participant n | 15131
Total Evaluated Control n | 8910
Total Evaluated Participant n | 14742
Modeled Baseline Consumption (kWh) | 31.27
Program Savings
Savings from Model (kWh per HH per day) | -0.29
90% Confidence Interval (kWh per HH per day) | 0.19
Participant Days | 5164572
Program Year Savings from Model (all HH) | 1483072.11
90% Confidence Interval Program Year Savings (all HH) | 979843.95
Percent Savings from model (% per HH) | -0.92%
90% Confidence Interval (% per HH) | 0.61%
Adjusted Net Savings
Program Year Savings from Other EE Programs (all HH) | 31623.91
Total Adjusted Program Year Net Savings (kWh) | 1451448.2
Source: Navigant analysis of KCP&L-MO billing and tracking data
*These model results are source of the verified savings.
LFER Model Results
KCP&L- MO 2014 Income Eligible
Program Savings
Savings from Model (kWh per HH per day) | -0.333
90% Confidence Interval (kWh per HH per day) | 0.225
Percent Savings from model (% per HH) | -1.065%
90% Confidence Interval (% per HH) | 0.719%
Program Year Savings from Model (all HH) | 1719802.476
Source: Navigant analysis of KCP&L-MO billing and tracking data
PPR Detailed Model Results
KCP&L- MO 2014 Income Eligible
| Coefficient | Standard Error
treatmentTRUE | -0.28716 | 0.047797
adc_pre | 0.65695 | 0.0023615
month1 | 7.2296 | 0.13055
month2 | 8.6287 | 0.13114
month3 | 7.067 | 0.14401
month4 | 4.9687 | 0.16263
month5 | 4.844 | 0.18462
month6 | 9.3298 | 0.18651
month7 | 10.4108 | 0.19596
month8 | 8.9442 | 0.19714
month9 | 6.3284 | 0.19968
month10 | 8.1682 | 0.1806
month11 | 8.365 | 0.15526
month12 | 6.529 | 0.13403
adc_pre:month2 | -0.16799 | 0.0034378
adc_pre:month3 | -0.073956 | 0.0043844
adc_pre:month4 | 0.012442 | 0.0062566
adc_pre:month5 | 0.046618 | 0.0065275
adc_pre:month6 | 0.21755 | 0.0053382
adc_pre:month7 | 0.20803 | 0.004881
adc_pre:month8 | 0.14366 | 0.0050615
adc_pre:month9 | 0.077774 | 0.0058671
adc_pre:month10 | -0.077572 | 0.006741
adc_pre:month11 | -0.1004 | 0.0046302
adc_pre:month12 | 0.064974 | 0.0035089
LFER Detailed Model Results
KCP&L- MO 2014 Income Eligible
| Coefficient | Standard Error
post | -2.848 | 0.10848
post:treatmentTRUE | -0.33344 | 0.13685
For process evaluation tables/graphs, see KCPL-MO HER. Process evaluation results are based on Opower's CET survey, fielded September/October 2016.
The survey included treatment and control customers sampled from six waves in proportion to overall representation in KCP&L program.
However, the number of IE-HER respondents (Control n=19; Treatment n=44) is too small to distinguish meaningful differences between IE-HER and the other HER waves.
Please see HER databook tab for complete HER and IE-HER survey results.

## OEA
KCP&L-MO Evaluation, Measurement, and Verification Report – Appendix Databook
Energy Analyzer: Data Tables |  |  | Energy Analyzer: Figure (below)
Executive Summary
Data is sourced to Navigant analysis unless otherwise noted.
Additional Detail
Energy Analyzer Customers by Territory
Program/Wave | Residential Customers (WUM Completers - July 2015 through Sep 2016) | Small Business Customers who logged in (Aug 2015 through Sep 2016)
GMO | 17200 | 293
KCP&L MO | 18201 | 697
Source: Navigant analysis of KCP&L Energy Analyzer and program tracking data
Cumulative EE Program Participation Relative to MyAccount Enrollment or What Uses Most (WUM) Completion (July 2015 through June 2016) for Customers with No Prior EE Program Participation
Number of Months Post-Enrollment | WUM Completers (n=7,464) | My Account Customers (n=33,767)
1 | 0.98% | 0.12%
2 | 1.53% | 0.22%
3 | 2.24% | 0.35%
4 | 2.91% | 0.52%
5 | 3.78% | 0.77%
6 | 4.42% | 1.05%
7 | 4.92% | 1.31%
8 | 5.23% | 1.49%
9 | 5.53% | 1.68%
10 | 5.76% | 1.77%
11 | 5.88% | 1.83%
12 | 5.91% | 1.84%
Source: Navigant analysis of KCP&L Energy Analyzer and program tracking data
Monthly EE Program Participation Relative to MyAccount Enrollment or What Uses Most (WUM) Completion
Number of Months Pre-Enrollment | WUM Completers (n=13,336) | My Account Customers (n=42,310)
1 | 0.43% | 0.04%
2 | 0.51% | 0.08%
3 | 0.39% | 0.05%
4 | 0.44% | 0.06%
5 | 0.46% | 0.05%
6 | 0.52% | 0.07%
Total | 2.75% | 0.35%
Source: Navigant analysis of KCP&L Energy Analyzer and program tracking data
Participation in other Energy Efficiency Programs
| WUM Completers (n=13,336) | My Account Customers (n=42,310)
Tstats | 65% | 76%
Kits | 22% | 15%
WHE - Equipment | 10% | 7%
WHE - Insulation/Windows | 3% | 2%
Source: Navigant analysis of KCP&L Energy Analyzer and program tracking data
Most Popular Residential Tips (July 2015 to October 2016)
Most Popular Tips (tip number) | Marked tip "Done" | Marked tip "Will do"
Computer power saving modes (61) | 38.2% | 11.11%
Turn off lights (52) | 34.3% | 6.74%
Set thermostat wisely summer (92) | 23.92% | 16.87%
Use power strips (59) | 16.14% | 19.23%
Unplug devices (60) | 12.29% | 15.12%
Keep out solar heat (20) | 19.56% | 4.08%
Buy ENERGY STAR (1) | 18.96% | 4.02%
Use a clothes dryer efficiently (77) | 15.02% | 6.59%
Improve window shading (18) | 15.77% | 5.73%
Turn off computer at night (62) | 12.94% | 5.4%
Source: Navigant analysis of KCP&L Energy Analyzer and program tracking data
Note: n=11,301 customers who marked at least one tip.
Least Popular Residential Tips (July 2015 to October 2016)
Least Popular Tips (tip number) | Marked tip "No thanks"
Hang dry laundry (10) | 13%
Recycle second refrigerator (11) | 11%
Use power strips (59) | 10%
Unplug devices (60) | 7%
Set thermostat wisely summer (92) | 6%
Source: Navigant analysis of KCP&L Energy Analyzer and program tracking data
Note: n=11,301 customers who marked at least one tip.
The graphs to the right are from an Opower presentation. They show all KCP&L respondents and are supporting evidence for responses to the Process Eval questions
The tables below show results from additional survey questions.
Results are from all KCP&L customers as there are too few customers who are familiar with Energy Analyzer to look at territories separately.
Energy Analyzer Use
| n | %
Daily | 3 | 3.614%
Weekly | 1 | 1.205%
Monthly | 15 | 18.07%
Have only used once or twice | 64 | 77.11%
Source: Navigant analysis of Opower CET survey fielded in September/October 2016
Q14. About how frequently would you say you use Kansas City Power & Light’s Energy Analyzer tool?
Base: Have used Energy Analyzer, n=83
Energy Saving Actions
| n | %
Took a specific action as a result of using Energy Analyzer | 25
Actions Taken
Adjusted lighting habits | 2 | 8%
Adjusted or replaced thermostat | 10 | 40%
Changed to efficient lighting | 3 | 12%
Turn off/unplug appliances | 8 | 32%
Bought new appliances | 1 | 4%
Add insulation | 1 | 4%
Other | 5 | 20%
Source: Navigant analysis of Opower CET survey fielded in September/October 2016
Q16. Did you take a specific energy-saving action as a result of using the Energy Analyzer tool?
Base: Have used Energy Analyzer, n= 83
Q17. What action did you take? [open]
Base: Customers who took an action, n=25 |  |  | Source: KCP&L and Opower Quarterly Meeting, October 11, 2016
Source: KCP&L and Opower Quarterly Meeting, October 11, 2016
Source: KCP&L and Opower Quarterly Meeting, October 11, 2016
The Online Energy Analyzer program did not claim any savings in PY1.

## Bus Programmable Thermostat
KCP&L-MO Evaluation, Measurement, and Verification Report – Appendix Databook
Business Programmable Thermostat: Data Tables | [6 empty] | Bus Programmable Thermostat: Figures
Executive Summary
Data is sourced to Navigant analysis unless otherwise noted. | [6 empty] | Energy at the Customer Meter: Program Savings Summary
Program Savings Summary
| Gross |  |  | Net
| Reported Savings | Verified Savings | Realization Rate | MEEIA 3-Year Target | Verified Savings | % of MEEIA Target Achieved
Energy at Customer Meter (kWh) | 39732 | 31866 | 80.2% | 98406 | 31866 | 32.38%
Coinc Demand at Customer Meter (kW) | 108.36 | 84.42 | 77.91% | 268.38 | 84.42 | 31.46%
Source: Program Tracking Database and Navigant analysis
Net to Gross Component Summary
Free Ridership | Participant Spillover | Non-Participant Spillover | NTGR
Programmable Thermostat's analysis is inherently net |  |  | 100%
Additional Detail
Development of Program to Date Peak Demand Savings
Customer Type | Direct Install Thermostat | Do It Yourself Installations | Bring Your Own Thermostat | Deemed Savings | kW Impact |  | Coincident Demand at the Customer Meter: Program Savings Summary
Rush Hour Rewards | 63 | 4 | - | 1.26 | 84.42
Customer Type | Direct Install Thermostat | Do It Yourself Installations | Bring Your Own Thermostat | Per-Unit Energy Savings (kWh) | Verified Energy at Customer Meter (kWh)
Rush Hour Rewards | 57 | 5 | - | 462 | 28644
Rush Hour Rewards + Seasonal Seasons | 6 | - | - | 537 | 3222
Total |  |  |  |  | 31866
Note: BYOD thermostats not included in energy savings calculations.
Source: Program Tracking Database and Navigant analysis
Event Descriptions
Event | Start Time | End Time | Event Length
2017-06-15 | 13:00 | 17:00 | 4
2017-06-22 | 13:00 | 137:00 | 4
2017-07-20 | 13:00 | 137:00 | 4
2017-07-21 | 13:00 | 137:00 | 4
2017-09-06 | 13:00 | 137:00 | 4
2017-09-07 | 13:00 | 137:00 | 4
2017-09-20 | 13:00 | 137:00 | 4
2017-09-22 | 13:00 | 137:00 | 4
Source: Program Tracking Database and Navigant analysis

## Res Programmable Thermostat
KCP&L-MO Evaluation, Measurement, and Verification Report – Appendix Databook
Residential Programmable Thermostat: Data Tables | [6 empty] | Residential Programmable Thermostat: Figures
Executive Summary
Data is sourced to Navigant analysis unless otherwise noted.
Program Savings Summary | [6 empty] | Energy at the Customer Meter: Program Savings Summary
| Gross |  |  | Net
| Reported Savings | Verified Savings | Realization Rate | MEEIA 3-Year Target | Verified Savings | % of MEEIA Target Achieved
Energy at Customer Meter (kWh) | 2396856 | 2143668 | 89.44% | 4388076 | 2143668 | 48.85%
Coinc Demand at Customer Meter (kW) | 6558.3 | 5017.32 | 76.5% | 11967.48 | 5017.32 | 41.92%
Source: Program Tracking Database and Navigant analysis
Net to Gross Component Summary
Free Ridership | Participant Spillover | Non-Participant Spillover | NTGR
Programmable Thermostat's analysis is inherently net |  |  | 100%
Additional Detail
Development of Program to Date Peak Demand Savings
Customer Type | Direct Install Thermostat | Do It Yourself Installations | Bring Your Own Thermostat | Per-Unit Demand Savings (kW) | Verified Coincident Demand Savings (kW)
Rush Hour Rewards | 1093 | 2871 | 18 | 1.26 | 5017.32
Coincident Demand at the Customer Meter: Program Savings Summary
Customer Type | Direct Install Thermostat | Do It Yourself Installations | Bring Your Own Thermostat | Per-Unit Energy Savings (kWh) | Verified Energy at Customer Meter (kWh)
Rush Hour Rewards | 933 | 3521 | - | 462 | 2057748
Rush Hour Rewards + Seasonal Seasons | 160 | - | - | 537 | 85920
Total |  |  |  |  | 2143668
Note: BYOD thermostats not included in energy savings calculations.
Source: Program Tracking Database and Navigant analysis
Event Descriptions
Event | Start Time | End Time | Event Length
2017-06-15 | 13:00 | 17:00 | 4
2017-06-22 | 13:00 | 137:00 | 4
2017-07-20 | 13:00 | 137:00 | 4
2017-07-21 | 13:00 | 137:00 | 4
2017-09-06 | 13:00 | 137:00 | 4
2017-09-07 | 13:00 | 137:00 | 4
2017-09-20 | 13:00 | 137:00 | 4
2017-09-22 | 13:00 | 137:00 | 4
Source: Program Tracking Database and Navigant analysis

## Demand Response Incentive
KCP&L-MO Evaluation, Measurement, and Verification Report – Appendix Databook
Demand Response Incentive: Data Tables | [6 empty] | Demand Response Incentive: Figures
Executive Summary | [6 empty] | Coincident Demand at the Customer Meter: Program Savings Summary
Data is sourced to Navigant analysis unless otherwise noted.
Program Savings Summary
| Gross |  |  | Net
| Reported Savings | Verified Savings | Realization Rate | MEEIA 3-Year Target | Verified Savings | % of MEEIA Target Achieved
Energy at Customer Meter (kWh) | N/A | N/A | N/A | N/A | N/A | N/A
Coinc Demand at Customer Meter (kW) | 10034 | 13200 | 131.6% | 15000 | 13200 | 88%
Source: Program Tracking Database and Navigant analysis
Net to Gross Component Summary
Free Ridership | Participant Spillover | Non-Participant Spillover | NTGR
DRI's analysis is inherently net |  |  | 100%
Additional Detail
Event Descriptions
Event | Start Time | End Time | Event Length | Average Temperature | Demand (kW) Impact By Event
June 22nd | 16:00 | 18:00 | 2 | 96 | 17052
July 21st | 13:00 | 19:00 | 6 | 92 | 10271
July 22nd | 13:00 | 19:00 | 6 | 90 | 12277
Average |  |  |  |  | 13200
Source: Program Tracking Database and Navigant analysis