## ComElecExist
MEASURE COSTS | [7 empty] | Restaurant Measure Savings
|  |  |  | Cost Units | Unit Equipment Cost | Unit Labor Cost | Office Measure Savings |  | Retail Measure Savings | Grocery Measure Savings | Warehousing Measure Savings | School Measure Savings | College Measure Savings | Health Care Measure Savings | Hotel Measure Savings | Miscellaneous Measure Savings
Savings
Segment | Measure # | Measure Description | Units
1 | 100 | Base Fluorescent Fixture, 4L4'T12, 34W, 2EEMAG | sqft | fixture | 27 | 23.32
1 | 101 | RET 4L4' Premium T8, 1EB, base 4L4'T12 | sqft | fixture | 35 | 23.32 | 25% | 25% | 25% | 25% | 25% | 25% | 25% | 25% | 25% | 25%
1 | 102 | RET 2L4' Premium T8, 1EB, Reflector, base 4L4'T12 | sqft | fixture | 46.74 | 22.09 | 65.28% | 65.28% | 65.28% | 65.28% | 65.28% | 65.28% | 65.28% | 65.28% | 65.28% | 65.28%
1 | 103 | LED Indoor Lighting - Base 4L4'T12 | sqft | fixture | 180 | 23.32 | 58.67% | 58.67% | 58.67% | 58.67% | 58.67% | 58.67% | 58.67% | 58.67% | 58.67% | 58.67%
1 | 104 | Occupancy Sensor, 4L4' Fluorescent Fixtures - Base 4L4'T12 | sqft | sq ft | 0.135 |  | 30% | 20% | 20% | 20% | 30% | 30% | 20% | 20% | 20% | 20%
1 | 105 | Continuous Dimming, 5L4' Fluorescent Fixtures - Base 4L4'T12 | sqft | sq ft | 0.75 |  | 52% | 52% | 52% | 52% | 52% | 52% | 52% | 52% | 52% | 52%
1 | 106 | Lighting Control Tuneup | sqft | sqft |  | 0.0144 | 5% | 5% | 5% | 5% | 5% | 5% | 5% | 5% | 5% | 5%
1 | 107 | High Performance Lighting Remod/Renov - 25% Savings - Base 4L4'T12 | sqft | sqft | 0.2 |  | 25% | 25% | 25% | 25% | 25% | 25% | 25% | 25% | 25% | 25%
1 | 120 | Base Fluorescent Fixture, 2L4'T12, 34W, 1EEMAG | sqft | fixture | 16.19 | 23.32
1 | 121 | RET 2L4' Premium T8, 1EB -- base 2L4'T12 | sqft | fixture | 25.74 | 23.32 | 25% | 25% | 25% | 25% | 25% | 25% | 25% | 25% | 25% | 25%
1 | 122 | RET 1L4' Premium T8, 1EB, Reflector OEM - Base 2L4'T12 | sqft | fixture | 44.09 | 22.09 | 65.28% | 65.28% | 65.28% | 65.28% | 65.28% | 65.28% | 65.28% | 65.28% | 65.28% | 65.28%
1 | 123 | LED Indoor Lighting - Base 2L4'T12 | sqft | fixture | 90 | 23.32 | 58.67% | 58.67% | 58.67% | 58.67% | 58.67% | 58.67% | 58.67% | 58.67% | 58.67% | 58.67%
1 | 124 | Occupancy Sensor, 8L4' Fluorescent Fixtures - Base 2L4'T12 | sqft | sq ft | 0.135 |  | 30% | 20% | 20% | 20% | 30% | 30% | 20% | 20% | 20% | 20%
1 | 125 | Continuous Dimming, 10L4' Fluorescent Fixtures - Base 2L4'T12 | sqft | sq ft | 0.75 |  | 52% | 52% | 52% | 52% | 52% | 52% | 52% | 52% | 52% | 52%
1 | 126 | Lighting Control Tuneup - Base 2L4'T12 | sqft | sqft |  | 0.0144 | 5% | 5% | 5% | 5% | 5% | 5% | 5% | 5% | 5% | 5%
1 | 127 | High Performance Lighting Remod/Renov - 25% Savings - Base 2L4'T12 | sqft | sqft | 0.2 |  | 25% | 25% | 25% | 25% | 25% | 25% | 25% | 25% | 25% | 25%
1 | 130 | Base Fluorescent Fixture, 2L8'T12, 60W, 1EEMAG | sqft | fixture | 36 | 17
1 | 131 | RET 2 - 2L4' Premium T8, 1EB - Base 2L8'T12 | sqft | fixture | 51.48 | 46.64 | 12.9% | 12.9% | 12.9% | 12.9% | 12.9% | 12.9% | 12.9% | 12.9% | 12.9% | 12.9%
1 | 132 | RET 2 - 1L4' Premium T8, 1EB, Reflector OEM - Base 2L8'T12 | sqft | fixture | 88.18 | 44.18 | 59.68% | 59.68% | 59.68% | 59.68% | 59.68% | 59.68% | 59.68% | 59.68% | 59.68% | 59.68%
1 | 133 | LED Indoor Lighting - Base 2L8'T12 | sqft | fixture | 180 | 46.64 | 58.67% | 58.67% | 58.67% | 58.67% | 58.67% | 58.67% | 58.67% | 58.67% | 58.67% | 58.67%
1 | 134 | Occupancy Sensor, 4L8' Fluorescent Fixtures - Base 2L8'T12 | sqft | sq ft | 0.135 |  | 30% | 20% | 20% | 20% | 30% | 30% | 20% | 20% | 20% | 20%
1 | 135 | Continuous Dimming, 5L8' Fluorescent Fixtures - Base 2L8'T12 | sqft | sq ft | 0.75 |  | 52% | 52% | 52% | 52% | 52% | 52% | 52% | 52% | 52% | 52%
1 | 136 | High Performance Lighting Remod/Renov - 25% Savings - Base 2L8'T12 | sqft | sqft | 0.2 |  | 25% | 25% | 25% | 25% | 25% | 25% | 25% | 25% | 25% | 25%
1 | 140 | Base Incandescent Flood, 75W to Screw-in Replacement | sqft | fixture | 0.676 | 4.91
1 | 141 | CFL Screw-in 18W | sqft | fixture | 7.97 | 4.91 | 72% | 72% | 72% | 72% | 72% | 72% | 72% | 72% | 72% | 72%
1 | 142 | Cold Cathode Lamps | sqft | fixture | 22 | 4.91 | 72% | 72% | 72% | 72% | 72% | 72% | 72% | 72% | 72% | 72%
1 | 143 | Screw-in LED--Base Incandescent | sqft | fixture | 75 | 4.91 | 93% | 93% | 93% | 93% | 93% | 93% | 93% | 93% | 93% | 93%
1 | 145 | Base CFL to screw-in replacement | sqft | fixture | 7.97 | 4.91
1 | 146 | Screw-in LED--Base CFL | sqft | fixture | 75 | 4.91 | 67.5% | 67.5% | 67.5% | 67.5% | 67.5% | 67.5% | 67.5% | 67.5% | 67.5% | 67.5%
1 | 150 | Base Incandescent Flood, 75W to Hardwired CFL | sqft | fixture | 0.61 | 3.77
1 | 151 | CFL Hardwired, Modular 18W | sqft | fixture | 19 | 27 | 76% | 76% | 76% | 76% | 76% | 76% | 76% | 76% | 76% | 76%
1 | 152 | Ceramic Metal Halide | sqft | fixture | 90 | 27 | 56% | 56% | 56% | 56% | 56% | 56% | 56% | 56% | 56% | 56%
1 | 153 | Hardwired LED fixture--Base Incandescent | sqft | fixture | 94.61 | 30.77 | 93% | 93% | 93% | 93% | 93% | 93% | 93% | 93% | 93% | 93%
1 | 155 | Base CFL to Hardwired replacement | sqft | fixture | 19.61 | 30.77
1 | 156 | Hardwired LED fixture--Base CFL | sqft | fixture | 94.61 | 30.77 | 67.5% | 67.5% | 67.5% | 67.5% | 67.5% | 67.5% | 67.5% | 67.5% | 67.5% | 67.5%
1 | 160 | Base High Bay Probe-start Metal Halide, 400W | sqft | fixture | 200 | 60
1 | 161 | High Bay T5 - Base Std MH | sqft | fixture | 290 | 60 | 48.57% | 48.57% | 48.57% | 48.57% | 48.57% | 48.57% | 48.57% | 48.57% | 48.57% | 48.57%
1 | 162 | PSMH + electronic ballast | sqft | fixture | 413.6 | 60 | 36.7% | 36.7% | 36.7% | 36.7% | 36.7% | 36.7% | 36.7% | 36.7% | 36.7% | 36.7%
1 | 163 | Induction High Bay Lighting - Base Std MH | sqft | fixture | 480 | 60 | 37.36% | 37.36% | 37.36% | 37.36% | 37.36% | 37.36% | 37.36% | 37.36% | 37.36% | 37.36%
1 | 164 | Occupancy Sensor, High Bay T5 - Base Std MH | sqft | sq ft | 0.135 |  | 20% | 20% | 20% | 20% | 20% | 20% | 20% | 20% | 20% | 20%
1 | 165 | High Performance Lighting Remod/Renov - 25% Savings - Base High Bay PSMH | sqft | sqft | 0.2 |  | 25% | 25% | 25% | 25% | 25% | 25% | 25% | 25% | 25% | 25%
1 | 180 | Base 4L4'T8, 1EB | sqft | fixture | 0 | 0
1 | 181 | ROB 4L4' Premium T8, 1EB - Base 4L4'T8 | sqft | fixture | 7 | 0 | 15.79% | 15.79% | 15.79% | 15.79% | 15.79% | 15.79% | 15.79% | 15.79% | 15.79% | 15.79%
1 | 182 | Occupancy Sensor, 4L4' Fluorescent Fixtures - Base 4L4'T8 | sqft | sq ft | 0.135 |  | 30% | 20% | 20% | 20% | 30% | 30% | 20% | 20% | 20% | 20%
1 | 183 | Lighting Control Tuneup - Base 4L4'T8 | sqft | sqft |  | 0.0144 | 5% | 5% | 5% | 5% | 5% | 5% | 5% | 5% | 5% | 5%
1 | 184 | LED Indoor Lighting - Base 4L4'T8 | sqft | fixture | 180 | 23.32 | 29.12% | 29.12% | 29.12% | 29.12% | 29.12% | 29.12% | 29.12% | 29.12% | 29.12% | 29.12%
1 | 185 | High Performance Lighting Remod/Renov - 25% Savings - Base 4L4'T8 | sqft | sqft | 0.2 |  | 25% | 25% | 25% | 25% | 25% | 25% | 25% | 25% | 25% | 25%
1 | 190 | Base 2L4'T8, 1EB | sqft | fixture | 0 | 0
1 | 191 | ROB 2L4' Premium T8, 1EB - Base 2L4'T8 | sqft | fixture | 5 | 0 | 17.24% | 17.24% | 17.24% | 17.24% | 17.24% | 17.24% | 17.24% | 17.24% | 17.24% | 17.24%
1 | 192 | Occupancy Sensor, 8L4' Fluorescent Fixtures - Base 2L4'T8 | sqft | sq ft | 0.135 |  | 30% | 20% | 20% | 20% | 30% | 30% | 20% | 20% | 20% | 20%
1 | 193 | Lighting Control Tuneup - Base 2L4'T8 | sqft | sqft |  | 0.0144 | 5% | 5% | 5% | 5% | 5% | 5% | 5% | 5% | 5% | 5%
1 | 194 | LED Indoor Lighting - Base 2L4'T8 | sqft | fixture | 90 | 23.32 | 29.12% | 29.12% | 29.12% | 29.12% | 29.12% | 29.12% | 29.12% | 29.12% | 29.12% | 29.12%
1 | 196 | High Performance Lighting Remod/Renov - 25% Savings - Base 2L4'T8 | sqft | sqft | 0.2 |  | 25% | 25% | 25% | 25% | 25% | 25% | 25% | 25% | 25% | 25%
1 | 200 | Base Exit Sign | sqft | fixture | 0
1 | 201 | LED Exit Sign | sqft | fixture | 50 |  | 80.77% | 80.77% | 80.77% | 80.77% | 80.77% | 80.77% | 80.77% | 80.77% | 80.77% | 80.77%
1 | 210 | Base Outdoor Mercury Vapor 400W Lamp | sqft | fixture
1 | 211 | High Pressure Sodium 250W Lamp | sqft | fixture | 89 | 60 | 35.02% | 35.02% | 35.02% | 35.02% | 35.02% | 35.02% | 35.02% | 35.02% | 35.02% | 35.02%
1 | 212 | LED Outdoor Area Lighting | sqft | fixture | 400 | 57 | 51.88% | 51.88% | 51.88% | 51.88% | 51.88% | 51.88% | 51.88% | 51.88% | 51.88% | 51.88%
1 | 213 | LED Outdoor Bi-level Fixtures | sqft | fixture | 1300 | 57 | 69.57% | 69.57% | 69.57% | 69.57% | 69.57% | 69.57% | 69.57% | 69.57% | 69.57% | 69.57%
1 | 214 | Outdoor Lighting Controls (Photocell/Timeclock) | sqft | fixture | 51 | 57 | 22.2% | 22.2% | 22.2% | 22.2% | 22.2% | 22.2% | 22.2% | 22.2% | 22.2% | 22.2%
1 | 220 | Base Street Lighting | sqft | fixture | 118 | 150
1 | 221 | Induction Streetlighting | sqft | fixture | 400 | 150 | 50% | 50% | 50% | 50% | 50% | 50% | 50% | 50% | 50% | 50%
1 | 222 | LED Streetlighting | sqft | fixture | 400 | 150 | 51.88% | 51.88% | 51.88% | 51.88% | 51.88% | 51.88% | 51.88% | 51.88% | 51.88% | 51.88%
1 | 300 | Base Centrifugal Chiller, 0.58 kW/ton, 500 tons | sqft | ton | 220
1 | 301 | Centrifugal Chiller, 0.51 kW/ton, 500 tons | sqft | ton | 255 |  | 12.07% | 12.07% | 12.07% | 12.07% | 12.07% | 12.07% | 12.07% | 12.07% | 12.07% | 12.07%
1 | 302 | Window Film (Standard) | sqft | sf-window | 2.062 | 0.63924 | 9.258% | 10.32% | 2.468% | 2.468% | 9.258% | 3.887% | 2.468% | 1.172% | 7.025% | 2.468%
1 | 303 | EMS - Chiller | sqft | ton | 60 |  | 10% | 10% | 10% | 10% | 10% | 10% | 10% | 10% | 10% | 10%
1 | 304 | Cool Roof - Chiller | sqft | sf-roof | 0.35 |  | 3.7% | 3.7% | 3.7% | 3.7% | 3.7% | 3.7% | 3.7% | 3.7% | 3.7% | 3.7%
1 | 305 | Chiller Tune Up/Diagnostics | sqft | sqft |  |  | 8% | 8% | 8% | 8% | 8% | 8% | 8% | 8% | 8% | 8%
1 | 306 | VSD for Chiller Pumps and Towers | sqft | ton | 32 | 10 | 10% | 10% | 10% | 10% | 10% | 10% | 10% | 10% | 10% | 10%
1 | 307 | EMS Optimization | sqft | sqft | 0 |  | 5% | 5% | 5% | 5% | 5% | 5% | 5% | 5% | 5% | 5%
1 | 308 | Economizer - Chiller | sqft | ton | 126.76 | 43.34 | 27% | 0.0001% | 21% | 21% | 27% | 12% | 21% | 18% | 43% | 0.0001%
1 | 309 | Duct/Pipe Insulation - Chiller | sqft | sqft-insulation | 3.0756 |  | 2% | 2% | 2% | 2% | 2% | 2% | 2% | 2% | 2% | 2%
1 | 311 | High Efficiency Chiller Motors | sqft | ton | 19.4914 |  | 3.158% | 3.158% | 3.158% | 3.158% | 3.158% | 3.158% | 3.158% | 3.158% | 3.158% | 3.158%
1 | 350 | Base DX Packaged System, EER=10.3, 10 tons | sqft | ton | 460.83 | 308.854
1 | 351 | DX Tune Up/ Advanced Diagnostics | sqft | sqft |  |  | 5% | 5% | 5% | 5% | 5% | 5% | 5% | 5% | 5% | 5%
1 | 352 | DX Packaged System, EER=10.9, 10 tons | sqft | ton | 487.48 | 308.854 | 5.505% | 5.505% | 5.505% | 5.505% | 5.505% | 5.505% | 5.505% | 5.505% | 5.505% | 5.505%
1 | 353 | DX Packaged System, EER=11.5, 10 tons | sqft | ton | 567.5 | 308.854 | 10.4% | 10.4% | 10.4% | 10.4% | 10.4% | 10.4% | 10.4% | 10.4% | 10.4% | 10.4%
1 | 354 | DX Packaged System, EER=13.4, 10 tons | sqft | ton | 1500 | 308.854 | 23% | 23% | 23% | 23% | 23% | 23% | 23% | 23% | 23% | 23%
1 | 356 | Ductless (Mini Split) Cooling System | sqft
1 | 357 | Window Film (Standard) | sqft | sf-window | 2.062 | 0.63924 | 9.258% | 10.32% | 2.468% | 2.468% | 9.258% | 3.887% | 2.468% | 1.172% | 7.025% | 2.468%
1 | 358 | Prog. Thermostat - DX | sqft | ton | 5.5 | 15 | 5% | 5% | 5% | 5% | 5% | 5% | 5% | 5% | 5% | 5%
1 | 359 | Cool Roof - DX | sqft | sf-roof | 0.35 |  | 1.807% | 6.916% | 12.96% | 12.96% | 1.807% | 6.143% | 12.96% | 0.6354% | 0.3924% | 12.96%
1 | 360 | Optimize Controls | sqft | sqft |  |  | 5% | 5% | 5% | 5% | 5% | 5% | 5% | 5% | 5% | 5%
1 | 361 | Economizer | sqft | ton | 126.76 | 43.34 | 21% | 8% | 17% | 1% | 0% | 10% | 10% | 1% | 8% | 8%
1 | 362 | Aerosol Duct Sealing - DX | sqft | ton | 16.6667 | 91.2438 | 7% | 7% | 7% | 7% | 7% | 7% | 7% | 7% | 7% | 7%
1 | 363 | Ceiling/roof Insulation - DX | sqft | sf-ceiling | 0.37623 | 0.23983 | 12.1% | 12.1% | 12.1% | 12.1% | 12.1% | 12.1% | 12.1% | 12.1% | 12.1% | 12.1%
1 | 364 | Duct/Pipe Insulation - DX | sqft | sqft | 0.67525 | 2.4003 | 2% | 2% | 2% | 2% | 2% | 2% | 2% | 2% | 2% | 2%
1 | 365 | DX Coil Cleaning | sqft | ton | 8.772 |  | 4.846% | 4.846% | 4.846% | 4.846% | 4.846% | 4.846% | 4.846% | 4.846% | 4.846% | 4.846%
1 | 400 | Base Fan Motor, 5hp, 1800rpm, 87.5% | sqft | HP | 52
1 | 401 | Fan Motor, 5hp, 1800rpm, 89.5% | sqft | HP | 72 |  | 2.235% | 2.235% | 2.235% | 2.235% | 2.235% | 2.235% | 2.235% | 2.235% | 2.235% | 2.235%
1 | 402 | Variable Speed Drive Control, 5 HP | sqft | HP | 214 | 171 | 30% | 30% | 30% | 30% | 30% | 30% | 30% | 30% | 30% | 30%
1 | 403 | Demand Controlled Ventilation | sqft | sqft | 0.484 |  | 15% | 15% | 15% | 15% | 15% | 15% | 15% | 15% | 15% | 15%
1 | 410 | Base Fan Motor, 15hp, 1800rpm, 91.0% | sqft | HP | 43
1 | 411 | Fan Motor, 15hp, 1800rpm, 92.4% | sqft | HP | 54 |  | 1.515% | 1.515% | 1.515% | 1.515% | 1.515% | 1.515% | 1.515% | 1.515% | 1.515% | 1.515%
1 | 412 | Variable Speed Drive Control, 15 HP | sqft | HP | 129 | 102 | 30% | 30% | 30% | 30% | 30% | 30% | 30% | 30% | 30% | 30%
1 | 413 | Air Handler Optimization, 15 HP | sqft | sqft | 0 |  | 10% | 10% | 10% | 10% | 10% | 10% | 10% | 10% | 10% | 10%
1 | 414 | Energy Recovery Ventilation | sqft | ton | 130.95 |  | 7% | 7% | 7% | 7% | 7% | 7% | 7% | 7% | 7% | 7%
1 | 415 | Electronically Commutated Motors (ECM) on an air handler unit | sqft | ton | 27.76 |  | 14.47% | 14.47% | 14.47% | 14.47% | 14.47% | 14.47% | 14.47% | 14.47% | 14.47% | 14.47%
1 | 416 | Separate Makeup Air/Exhaust Hoods AC | sqft | HP | 3 |  | 25% | 25% | 25% | 25% | 25% | 25% | 25% | 25% | 25% | 25%
1 | 417 | Demand Controlled Ventilation | sqft | sqft | 0.484 |  | 15% | 15% | 15% | 15% | 15% | 15% | 15% | 15% | 15% | 15%
1 | 420 | Base Fan Motor, 40hp, 1800rpm, 93.0% | sqft | HP | 37
1 | 421 | Fan Motor, 40hp, 1800rpm, 94.1% | sqft | HP | 47 |  | 1.169% | 1.169% | 1.169% | 1.169% | 1.169% | 1.169% | 1.169% | 1.169% | 1.169% | 1.169%
1 | 422 | Variable Speed Drive Control, 40 HP | sqft | HP | 120 | 37 | 30% | 30% | 30% | 30% | 30% | 30% | 30% | 30% | 30% | 30%
1 | 423 | Air Handler Optimization, 40 HP | sqft | sqft | 0 |  | 10% | 10% | 10% | 10% | 10% | 10% | 10% | 10% | 10% | 10%
1 | 424 | Demand Controlled Ventilation | sqft | sqft | 0.484 |  | 15% | 15% | 15% | 15% | 15% | 15% | 15% | 15% | 15% | 15%
1 | 500 | Base Non-Commercial Refrigerator | sqft | refrigerator | 1052 | 0
1 | 501 | Energy Star Refrigerator | sqft | refrigerator | 1131 | 0 | 20% | 20% | 20% | 20% | 20% | 20% | 20% | 20% | 20% | 20%
1 | 502 | HE Refrigerator - CEE Tier 2 (side by side freezer) | sqft | refrigerator | 1231 | 0 | 25% | 25% | 25% | 25% | 25% | 25% | 25% | 25% | 25% | 25%
1 | 520 | Base Refrigeration System | sqft | 40,000 sqft store | 0 | 0
1 | 521 | High-efficiency fan motors | sqft | 40,000 sqft store | 46429.2 | 0 | 11.98% | 11.98% | 11.98% | 11.98% | 11.98% | 11.98% | 11.98% | 11.98% | 11.98% | 11.98%
1 | 522 | Strip curtains for walk-ins | sqft | 40,000 sqft store | 1995 | 0 | 4.023% | 4.023% | 4.023% | 4.023% | 4.023% | 4.023% | 4.023% | 4.023% | 4.023% | 4.023%
1 | 523 | Night covers for display cases | sqft | linear ft. display | 9.25 | 0 | 5.798% | 5.798% | 5.798% | 5.798% | 5.798% | 5.798% | 5.798% | 5.798% | 5.798% | 5.798%
1 | 524 | Evaporator fan controller for MT walk-ins | sqft | controller | 300 | 0 | 0.5506% | 0.5506% | 0.5506% | 0.5506% | 0.5506% | 0.5506% | 0.5506% | 0.5506% | 0.5506% | 0.5506%
1 | 525 | Efficient compressor motor | sqft | 40,000 sqft store | 3510 | 0 | 6.828% | 6.828% | 6.828% | 6.828% | 6.828% | 6.828% | 6.828% | 6.828% | 6.828% | 6.828%
1 | 526 | Compressor VSD retrofit | sqft | 40,000 sqft store | 16200 | 0 | 6.202% | 6.202% | 6.202% | 6.202% | 6.202% | 6.202% | 6.202% | 6.202% | 6.202% | 6.202%
1 | 527 | Floating head pressure controls | sqft | 40,000 sqft store | 4995 | 0 | 6.828% | 6.828% | 6.828% | 6.828% | 6.828% | 6.828% | 6.828% | 6.828% | 6.828% | 6.828%
1 | 528 | Refrigeration Commissioning | sqft | Ton of Load | 113 | 0 | 5% | 5% | 5% | 5% | 5% | 5% | 5% | 5% | 5% | 5%
1 | 529 | Demand Hot Gas Defrost | sqft | HP | 25 | 0 | 2.506% | 2.506% | 2.506% | 2.506% | 2.506% | 2.506% | 2.506% | 2.506% | 2.506% | 2.506%
1 | 530 | Demand Defrost Electric | sqft | HP | 25 | 0 | 7.763% | 7.763% | 7.763% | 7.763% | 7.763% | 7.763% | 7.763% | 7.763% | 7.763% | 7.763%
1 | 531 | Anti-sweat (humidistat) controls | sqft | 40,000 sqft store | 6450.4 | 0 | 4.992% | 4.992% | 4.992% | 4.992% | 4.992% | 4.992% | 4.992% | 4.992% | 4.992% | 4.992%
1 | 532 | Ice-makers (CEC Tier II = 5 kWh/100 lbs ice) | sqft | ice maker | 31 | 0 | 1.5% | 1.5% | 1.5% | 1.5% | 1.5% | 1.5% | 1.5% | 1.5% | 1.5% | 1.5%
1 | 533 | Freezer-Cooler Replacement Gaskets | sqft | lin ft doors | 5 | 0 | 6.603% | 6.603% | 6.603% | 6.603% | 6.603% | 6.603% | 6.603% | 6.603% | 6.603% | 6.603%
1 | 534 | High R-Value Glass Doors | sqft | lin ft glass doors | 100.28 | 0 | 1.63% | 1.63% | 1.63% | 1.63% | 1.63% | 1.63% | 1.63% | 1.63% | 1.63% | 1.63%
1 | 535 | Multiplex Compressor System | sqft | tons | 1750 | 0 | 14.26% | 14.26% | 14.26% | 14.26% | 14.26% | 14.26% | 14.26% | 14.26% | 14.26% | 14.26%
1 | 536 | Oversized Air-Cooled Condenser | sqft | tons | 350 | 0 | 8.084% | 8.084% | 8.084% | 8.084% | 8.084% | 8.084% | 8.084% | 8.084% | 8.084% | 8.084%
1 | 537 | LED Display Lighting | sqft | lin ft glass doors | 100 | 0 | 0.8318% | 0.8318% | 0.8318% | 0.8318% | 0.8318% | 0.8318% | 0.8318% | 0.8318% | 0.8318% | 0.8318%
1 | 538 | Fiber Optic Display Lighting | sqft | lin ft glass doors | 114.0785 | 0 | 24.5% | 24.5% | 24.5% | 24.5% | 24.5% | 24.5% | 24.5% | 24.5% | 24.5% | 24.5%
1 | 539 | Beverage Merchandisers | sqft | merchandiser | 166 | 0 | 2.2% | 2.2% | 2.2% | 2.2% | 2.2% | 2.2% | 2.2% | 2.2% | 2.2% | 2.2%
1 | 540 | Reach-In Refrigerators | sqft | merchandiser | 60 | 0 | 1.686% | 1.686% | 1.686% | 1.686% | 1.686% | 1.686% | 1.686% | 1.686% | 1.686% | 1.686%
1 | 541 | Reach-In Freezers | sqft | merchandiser | 250 | 0 | 1.284% | 1.284% | 1.284% | 1.284% | 1.284% | 1.284% | 1.284% | 1.284% | 1.284% | 1.284%
1 | 542 | Walk-Ins | sqft | walk-in |  | 0
1 | 610 | Base Desktop PC | sqft | PC | 0 | 0
1 | 611 | Energy Star or Better PC | sqft | PC | 1 | 0 | 33% | 33% | 33% | 33% | 33% | 33% | 33% | 33% | 33% | 33%
1 | 612 | PC Manual Power Management Enabling | sqft | PC | 0 | 7.5 | 68% | 68% | 68% | 68% | 68% | 68% | 68% | 68% | 68% | 68%
1 | 613 | PC Network Power Management Enabling | sqft | PC | 0 | 7.5 | 68% | 68% | 68% | 68% | 68% | 68% | 68% | 68% | 68% | 68%
1 | 620 | Base Monitor, CRT | sqft | PC | 0 | 0
1 | 621 | Energy Star or Better Monitor - CRT | sqft | PC | 1 | 0 | 56.14% | 56.14% | 56.14% | 56.14% | 56.14% | 56.14% | 56.14% | 56.14% | 56.14% | 56.14%
1 | 622 | Monitor Power Management Enabling - CRT | sqft | PC | 0 | 7.5 | 53.38% | 53.38% | 53.38% | 53.38% | 53.38% | 53.38% | 53.38% | 53.38% | 53.38% | 53.38%
1 | 630 | Base Monitor, LCD | sqft | Monitor | 0 | 0
1 | 631 | Energy Star or Better Monitor - LCD | sqft | Monitor | 1 | 0 | 2.309% | 2.309% | 2.309% | 2.309% | 2.309% | 2.309% | 2.309% | 2.309% | 2.309% | 2.309%
1 | 632 | Monitor Power Management Enabling - LCD | sqft | Monitor | 0 | 7.5 | 27.88% | 27.88% | 27.88% | 27.88% | 27.88% | 27.88% | 27.88% | 27.88% | 27.88% | 27.88%
1 | 640 | Base Copier | sqft | Copier | 0 | 0
1 | 641 | Energy Star or Better Copier | sqft | Copier | 1 | 0 | 20.51% | 20.51% | 20.51% | 20.51% | 20.51% | 20.51% | 20.51% | 20.51% | 20.51% | 20.51%
1 | 642 | Copier Power Management Enabling | sqft | Copier | 0 | 45 | 19.42% | 19.42% | 19.42% | 19.42% | 19.42% | 19.42% | 19.42% | 19.42% | 19.42% | 19.42%
1 | 650 | Base Laser Printer | sqft | Printer | 0 | 0
1 | 651 | Printer Power Management Enabling | sqft | Printer | 0 | 45 | 49.18% | 49.18% | 49.18% | 49.18% | 49.18% | 49.18% | 49.18% | 49.18% | 49.18% | 49.18%
1 | 660 | Base Data Center/Server Room | sqft | data center sqft
1 | 661 | Data Center Improved Operations | sqft | data center sqft | 0.1 |  | 20% | 20% | 20% | 20% | 20% | 20% | 20% | 20% | 20% | 20%
1 | 662 | Data Center Best Practices | sqft | data center sqft | 0.5 |  | 45% | 45% | 45% | 45% | 45% | 45% | 45% | 45% | 45% | 45%
1 | 663 | Data Center State of the Art practices | sqft | data center sqft | 1 |  | 56% | 56% | 56% | 56% | 56% | 56% | 56% | 56% | 56% | 56%
1 | 700 | Base Water Heating | sqft | kBtu/hr | 0 | 0
1 | 701 | Demand controlled circulating systems | sqft | unit | 59 | 165 | 5% | 5% | 5% | 5% | 5% | 5% | 5% | 5% | 5% | 5%
1 | 702 | High Efficiency Water Heater (electric) | sqft | kBtu/hr | 1.31 | 0 | 2% | 2% | 2% | 2% | 2% | 2% | 2% | 2% | 2% | 2%
1 | 703 | Heat Pump Water Heater (air source) | sqft | kBtu/hr | 30.22 | 0 | 20% | 20% | 20% | 20% | 20% | 20% | 20% | 20% | 20% | 20%
1 | 704 | Hot Water Pipe Insulation | sqft | Lin Ft Pipe | 0.37 | 2.44 | 2% | 2% | 2% | 2% | 2% | 2% | 2% | 2% | 2% | 2%
1 | 705 | Faucet Aerators | sqft
1 | 706 | Heat Recovery Unit | sqft | sqft | 0.08 | 0 | 65% | 65% | 65% | 65% | 65% | 65% | 65% | 65% | 65% | 65%
1 | 707 | Heat Trap | sqft | kBtu/hr | 0.36364 | 2 | 9% | 9% | 9% | 9% | 9% | 9% | 9% | 9% | 9% | 9%
1 | 708 | Tankless Water Heater | sqft | kBtu/hr | 6.73 | 4.54 | 10% | 10% | 10% | 10% | 10% | 10% | 10% | 10% | 10% | 10%
1 | 709 | Solar Water Heater | sqft | kBtu/hr | 94.5 | 0 | 70% | 70% | 70% | 70% | 70% | 70% | 70% | 70% | 70% | 70%
1 | 710 | Pre-rinse spray valves | sqft
1 | 800 | Base Vending Machines | sqft | machine | 0 | 0
1 | 801 | Vending Misers (cooled machines only) | sqft | machine | 179 | 35.5 | 40% | 40% | 40% | 40% | 40% | 40% | 40% | 40% | 40% | 40%
1 | 900 | Base Cooking | sqft |  | 0 | 0
1 | 901 | Convection Oven | sqft | single oven | 750 | 0 | 3.799% | 2.193% | 2.358% | 3.273% | 0% | 3.968% | 0% | 3.711% | 0.9008% | 4.096%
1 | 902 | Efficient Fryer | sqft | unit | 1344 | 0 | 2.79% | 2.591% | 0% | 2.382% | 0% | 0.3294% | 0% | 1.477% | 0.9644% | 2.797%
1 | 903 | Efficient Steamer | sqft | unit | 2490 | 0 | 4.371% | 6.977% | 4.133% | 4.21% | 0% | 5.513% | 0% | 6.936% | 10.52% | 7.249%
1 | 904 | Energy Star Hot Food Holding Cabinets | sqft | cu ft | 1713 | 0 | 3.446% | 12.89% | 17.88% | 9.568% | 0% | 20.53% | 0% | 17.52% | 18.98% | 0%
1 | 940 | Base Heating | sqft
1 | 941 | XHeat | sqft
1 | 970 | Base Miscellaneous | sqft
1 | 971 | XMisc | sqft

## ComElecNew
MEASURE COSTS | [7 empty] | Restaurant Measure Savings
|  |  |  | Cost Units | Unit Equipment Cost | Unit Labor Cost | Office Measure Savings |  | Retail Measure Savings | Grocery Measure Savings | Warehousing Measure Savings | School Measure Savings | College Measure Savings | Health Care Measure Savings | Hotel Measure Savings | Miscellaneous Measure Savings
Savings
Segment | Measure # | Measure Description | Units
1 | 100 | Base Bldg Design - 30% | sqft | sqft | 0
1 | 101 | High Performance Building/Int Design - Tier 1 30% | sqft | sqft | 0.5 |  | 30% | 30% | 30% | 30% | 30% | 30% | 30% | 30% | 30% | 30%
1 | 200 | Base Bldg Design - 50% | sqft | sqft | 0
1 | 201 | High Performance Building/Int Design - Tier 2 50% | sqft | sqft | 1 |  | 50% | 50% | 50% | 50% | 50% | 50% | 50% | 50% | 50% | 50%
1 | 300 | Base Bldg Design - 70% | sqft | sqft | 0
1 | 301 | Near Zero Energy (60-75%) | sqft | sqft | 3 |  | 70% | 70% | 70% | 70% | 70% | 70% | 70% | 70% | 70% | 70%

## ComGasExist
MEASURE COSTS | [7 empty] | Restaurant Measure Savings
|  |  |  | Cost Units | Unit Equipment Cost | Unit Labor Cost | Office Measure Savings |  | Retail Measure Savings | Grocery Measure Savings | Warehousing Measure Savings | School Measure Savings | College Measure Savings | Health Care Measure Savings | Hotel Measure Savings | Miscellaneous Measure Savings
Savings
Segment | Measure # | Measure Description | Units
1 | 100 | Base Cooking - Fryer | unit | $/unit | 0 | 0
1 | 101 | Energy Star Fryer | unit | $/unit | 1400 | 0 | 31% | 31% | 31% | 31% | 31% | 31% | 31% | 31% | 31% | 31%
1 | 110 | Base Cooking - Steamer | unit | $/unit | 0 | 0
1 | 111 | Energy Star Steamer | unit | $/unit | 2075 | 0 | 81% | 81% | 81% | 81% | 81% | 81% | 81% | 81% | 81% | 81%
1 | 120 | Base Cooking - Convection Oven | unit | $/unit | 0 | 0
1 | 121 | High-Efficiency Convection Oven | unit | $/unit | 1571 | 0 | 30.4% | 30.4% | 30.4% | 30.4% | 30.4% | 30.4% | 30.4% | 30.4% | 30.4% | 30.4%
1 | 130 | Base Cooking - Griddle | unit | $/unit | 0 | 0
1 | 131 | High-Efficiency Griddle | unit | $/unit | 1165 | 0 | 5.4% | 5.4% | 5.4% | 5.4% | 5.4% | 5.4% | 5.4% | 5.4% | 5.4% | 5.4%
1 | 140 | Base Cooking - Range | unit | $/unit | 0 | 0
1 | 141 | High-Efficiency Range | unit | $/unit | 2493 | 0 | 18% | 18% | 18% | 18% | 18% | 18% | 18% | 18% | 18% | 18%
1 | 200 | Base Heating | sq ft | $/kBtuhr | 0 | 0
1 | 201 | High Efficiency Windows (Multiple Glazed, Low Emissivity) | sq ft | $/sf-window | 6.9941 | 0 | 18.42% | 1.392% | 5.109% | 3.177% | 0% | 1.023% | 0% | 1.499% | 2.957% | 3.198%
1 | 202 | Insulation (ceiling) | sq ft | $/sf-ceiling | 0.376 | 0.24 | 33.13% | 40.02% | 23.37% | 20.06% | 23.37% | 15.69% | 15.69% | 6.029% | 25.28% | 23.37%
1 | 203 | Insulation (wall) | sq ft | $/sf-wall | 3.5 |  | 41.49% | 32.54% | 28.56% | 37.61% | 28.56% | 17.97% | 17.97% | 35.04% | 6.708% | 28.56%
1 | 206 | Duct Repair and Sealing | sq ft | $/sf building | 0.1598 | 0 | 2% | 2% | 2% | 1% | 1% | 1% | 2% | 2% | 0% | 0%
1 | 207 | Duct Insulation | sq ft | $/sf insulation | 0.675 | 2.4 | 1.843% | 0% | 2.443% | 0% | 0% | 0% | 3.892% | 1.87% | 2.165% | 1.764%
1 | 209 | Insulation of Pipes | sq ft | $/Lin Ft Pipe | 0.369 | 2.44 | 2.05% | 2.05% | 2.05% | 2.05% | 2.05% | 2.05% | 2.05% | 2.05% | 2.05% | 2.05%
1 | 212 | Boiler Tune-Up | sq ft | $/boiler | 0 | 300 | 2% | 2% | 2% | 2% | 2% | 2% | 2% | 2% | 2% | 2%
1 | 216 | Clock / Programmable Thermostat | sq ft | $/sqft | 0.054987 | 0.061527 | 6% | 6% | 6% | 6% | 6% | 6% | 6% | 0% | 6% | 6%
1 | 218 | Installation of Energy Management Systems (EMS) | sq ft | $/control point | 750 | 0 | 10% | 10% | 10% | 10% | 10% | 10% | 10% | 10% | 10% | 10%
1 | 219 | EMS Optimization | sq ft | $/sqft | 0 | 0.03 | 2% | 2% | 2% | 2% | 2% | 2% | 2% | 2% | 2% | 2%
1 | 221 | Heat Recovery from AC | sq ft | $/CFM | 2.3 | 0 | 20% | 63% | 0% | 84% | 0% | 20% | 20% | 20% | 20% | 10%
1 | 222 | Installation of Air Side Heat Recovery Systems | sq ft | $/O-A CFM | 1 | 0 | 15% | 25% | 5% | 15% | 0% | 15% | 9% | 25% | 5% | 10%
1 | 227 | High Efficiency (Power Burner/ Premium) Furnace 95% efficiency (in situ base=82%) | sq ft | $/kBtuhr | 14 | 0 | 8% | 8% | 8% | 8% | 8% | 8% | 8% | 8% | 8% | 8%
1 | 228 | High Efficiency (Power Burner/ Premium) Boiler 95% efficiency (in situ base=82%) | sq ft | $/kBtuhr | 14 | 0 | 27% | 27% | 27% | 27% | 27% | 27% | 27% | 27% | 27% | 27%
1 | 229 | Stack Heat Exchanger | sq ft | $/kBtuH boiler capacity | 1 | 0 | 4.76% | 4.76% | 4.76% | 4.76% | 4.76% | 4.76% | 4.71% | 4.69% | 4.63% | 5%
1 | 230 | Condensing unit heaters | sq ft | $/unit | 1325 | 0 | 0% | 0% | 0% | 0% | 21% | 0% | 0% | 0% | 0% | 0%
1 | 231 | Radiant heater | sq ft | $/unit | 1938 | 0 | 0% | 0% | 0% | 0% | 40% | 0% | 0% | 0% | 0% | 0%
1 | 232 | Hot water temperature reset | sq ft | $/unit | 300 | 0 | 2% | 2% | 2% | 2% | 2% | 2% | 2% | 2% | 2% | 2%
1 | 233 | Demand controlled ventilation (DCV) | sq ft | $/zone | 1200 | 0 | 2% | 17.6% | 15% | 37% | 21% | 32% | 25.6% | 0% | 12% | 12%
1 | 234 | Refrigeration heat recovery - space conditioning | sq ft | $/bldg | 0 | 40000 | 0% | 0% | 0% | 75% | 0% | 0% | 0% | 0% | 0% | 0%
1 | 235 | Retrocommissioning | sq ft | $/sqft | 0 | 0.0636 | 6% | 0% | 4% | 4% | 2% | 6% | 6% | 10% | 6% | 6%
1 | 300 | Base Miscellaneous | sq ft | $/unit | 0 | 0
1 | 400 | Base Water Heating - high standby loss (as % of load) | sq ft | $/kBtuhr | 0 | 0
1 | 401 | Hot Water Pipe Insulation | sq ft | $/Lin Ft Pipe | 0.37 | 2.44 | 2% | 2% | 2% | 2% | 2% | 2% | 2% | 2% | 2% | 2%
1 | 402 | Water Heater Tank Blanket/Insulation | sq ft | $/tank | 28.92 | 45.29 | 19.23% | 2% | 16.03% | 15.27% | 19.21% | 8.302% | 2% | 6.612% | 1.974% | 18.58%
1 | 403 | Demand controlled circulating systems | sq ft | $/unit | 59 | 165 | 5.733% | 1.861% | 1.075% | 0.722% | 4.471% | 4.978% | 6.519% | 5.568% | 3.041% | 3.774%
1 | 404 | Tankless Water Heater | sq ft | $/unit | 950 | 0 | 51.42% | 0% | 41.04% | 42.73% | 50.14% | 28.28% | 0% | 25.57% | 18.57% | 39.86%
1 | 405 | Thermally activated heat pump/chiller | sq ft | $/kBtuhr | 5.1 | 4.05 | 48% | 48% | 48% | 48% | 48% | 48% | 48% | 48% | 48% | 48%
1 | 500 | Base Water Heating - low standby loss (as % of load) | sq ft | $/kBtuhr | 0 | 0
1 | 501 | Hot Water Pipe Insulation | sq ft | $/Lin Ft Pipe | 0.37 | 2.44 | 2% | 2% | 2% | 2% | 2% | 2% | 2% | 2% | 2% | 2%
1 | 502 | Water Heater Tank Blanket/Insulation | sq ft | $/tank | 28.92 | 45.29 | 1.644% | 1.239% | 1.299% | 1.121% | 4.377% | 0.4519% | 0.3081% | 0.1218% | 0.1335% | 4.88%
1 | 503 | Demand controlled circulating systems | sq ft | $/unit | 59 | 165.275 | 5.733% | 1.861% | 1.075% | 0.722% | 4.471% | 4.978% | 6.519% | 5.568% | 3.041% | 3.774%
1 | 504 | Condensing Water Heater (gas, 95% thermal efficiency) | sq ft | $/unit | 1000 | 0 | 25.86% | 26.78% | 25.69% | 25.47% | 27.23% | 25.73% | 25.31% | 25.17% | 25.19% | 27.49%
1 | 505 | Thermally activated heat pump/chiller | sq ft | $/kBtuhr | 5.1 | 4.05 | 48% | 48% | 48% | 48% | 48% | 48% | 48% | 48% | 48% | 48%
1 | 506 | Pre-Rinse Spray Valve | unit | $/unit | 10 | 0 | 0% | 3.668% | 0% | 2.978% | 2.086% | 1.076% | 3.873% | 1.264% | 0.3992% | 0.9675%
Energy Star calculators:

## ComGasNew
MEASURE COSTS | [7 empty] | Restaurant Measure Savings
|  |  |  | Cost Units | Unit Equipment Cost | Unit Labor Cost | Office Measure Savings |  | Retail Measure Savings | Grocery Measure Savings | Warehousing Measure Savings | School Measure Savings | College Measure Savings | Health Care Measure Savings | Hotel Measure Savings | Miscellaneous Measure Savings
Savings
Segment | Measure # | Measure Description | Units
3 | 100 | Base Cooking - Fryer | unit | $/unit | 0 | 0 | 0% | 0% | 0% | 0% | 0% | 0% | 0% | 0% | 0% | 0%
3 | 101 | Energy Star Fryer | unit | $/unit | 1400 | 0 | 31% | 31% | 31% | 31% | 31% | 31% | 31% | 31% | 31% | 31%
3 | 110 | Base Cooking - Steamer | unit | $/unit | 0 | 0 | 0% | 0% | 0% | 0% | 0% | 0% | 0% | 0% | 0% | 0%
3 | 111 | Energy Star Steamer | unit | $/unit | 2075 | 0 | 81% | 81% | 81% | 81% | 81% | 81% | 81% | 81% | 81% | 81%
3 | 120 | Base Cooking - Convection Oven | unit | $/unit | 0 | 0 | 0% | 0% | 0% | 0% | 0% | 0% | 0% | 0% | 0% | 0%
3 | 121 | High-Efficiency Convection Oven | unit | $/unit | 1571 | 0 | 30.4% | 30.4% | 30.4% | 30.4% | 30.4% | 30.4% | 30.4% | 30.4% | 30.4% | 30.4%
3 | 130 | Base Cooking - Griddle | unit | $/unit | 0 | 0 | 0% | 0% | 0% | 0% | 0% | 0% | 0% | 0% | 0% | 0%
3 | 131 | High-Efficiency Griddle | unit | $/unit | 1165 | 0 | 5.4% | 5.4% | 5.4% | 5.4% | 5.4% | 5.4% | 5.4% | 5.4% | 5.4% | 5.4%
3 | 140 | Base Cooking - Range | unit | $/unit | 0 | 0 | 0% | 0% | 0% | 0% | 0% | 0% | 0% | 0% | 0% | 0%
3 | 141 | High-Efficiency Range | unit | $/unit | 2493 | 0 | 18% | 18% | 18% | 18% | 18% | 18% | 18% | 18% | 18% | 18%
3 | 200 | Base Heating | unit | $/kBtuhr | 0 | 0 | 0% | 0% | 0% | 0% | 0% | 0% | 0% | 0% | 0% | 0%
3 | 201 | High Efficiency Windows (Multiple Glazed, Low Emissivity) | sq ft | $/sf-window | 6.9941 | 0 | 18.42% | 1.392% | 5.109% | 3.177% | 0% | 1.023% | 0% | 1.499% | 2.957% | 3.198%
3 | 202 | Insulation (ceiling) | sq ft | $/sf-ceiling | 0.7 | 0.16 | 5.307% | 6.397% | 8% | 5% | 15% | 5% | 2.986% | 3% | 3% | 9.535%
3 | 203 | Insulation (wall) | sq ft | $/sf-wall | 0.9 | 0.27 | 10% | 10% | 10% | 10% | 10% | 10% | 10% | 10% | 10% | 10%
3 | 206 | Duct Repair and Sealing | sq ft | $/sf building | 0.1598 | 0 | 1% | 1% | 1% | 0.5% | 0.5% | 0.5% | 1% | 1% | 0% | 0%
3 | 207 | Duct Insulation | sq ft | $/sf insulation | 0.68 | 2.4 | 1.843% | 0% | 2.443% | 0% | 0% | 0% | 3.892% | 1.87% | 2.165% | 1.764%
3 | 209 | Insulation of Pipes | sq ft | $/Lin Ft Pipe | 0.369 | 2.44 | 2.05% | 2.05% | 2.05% | 2.05% | 2.05% | 2.05% | 2.05% | 2.05% | 2.05% | 2.05%
3 | 212 | Boiler Tune-Up | sq ft | $/boiler | 0 | 300 | 1% | 1% | 1% | 1% | 1% | 1% | 1% | 1% | 1% | 1%
3 | 218 | Installation of Energy Management Systems (EMS) | sq ft | $/control point | 750 | 0 | 10% | 10% | 10% | 10% | 10% | 10% | 10% | 10% | 10% | 10%
3 | 219 | EMS Optimization | sq ft | $/sqft | 0 | 0.03 | 2% | 2% | 2% | 2% | 2% | 2% | 2% | 2% | 2% | 2%
3 | 221 | Heat Recovery from AC | sq ft | $/O-A CFM | 2 | 0 | 20% | 63% | 0% | 84% | 0% | 20% | 20% | 20% | 20% | 10%
3 | 222 | Installation of Air Side Heat Recovery Systems | sq ft | $/CFM | 0.85 | 0.145 | 15% | 25% | 5% | 15% | 0% | 15% | 9% | 25% | 5% | 10%
3 | 227 | High Efficiency (Power Burner/ Premium) Furnace/Boiler 95% efficiency (in situ base=82%) | sq ft | $/kBtuhr | 12 | 0 | 17.5% | 17.5% | 17.5% | 17.5% | 17.5% | 17.5% | 17.5% | 17.5% | 17.5% | 17.5%
3 | 228 | Stack Heat Exchanger | sq ft | $/kBtuH boiler capacity | 1 | 0 | 4.76% | 4.76% | 4.76% | 4.76% | 4.76% | 4.76% | 4.71% | 4.69% | 4.63% | 5%
3 | 229 | Condensing unit heaters | unit | $/unit | 1325 | 0 | 0% | 0% | 0% | 0% | 21% | 0% | 0% | 0% | 0% | 0%
3 | 230 | Radiant heater | unit | $/unit | 1938 | 0 | 0% | 0% | 0% | 0% | 40% | 0% | 0% | 0% | 0% | 0%
3 | 231 | Hot water temperature reset | sq ft | $/unit | 300 | 0 | 2% | 2% | 2% | 2% | 2% | 2% | 2% | 2% | 2% | 2%
3 | 232 | Demand controlled ventilation (DCV) | sq ft | $/zone | 750 | 0 | 1.6% | 17.6% | 12% | 29.6% | 16.8% | 25.6% | 25.6% | 0% | 9.6% | 9.6%
3 | 233 | Refrigeration heat recovery - space conditioning | sq ft | $/bldg | 0 | 40000 | 0% | 0% | 0% | 75% | 0% | 0% | 0% | 0% | 0% | 0%
3 | 300 | Base Miscellaneous | sq ft | $/unit | 0 | 0 | 0% | 0% | 0% | 0% | 0% | 0% | 0% | 0% | 0% | 0%
3 | 400 | Base Water Heating - high standby loss (as % of load) | sq ft | $/kBtuhr | 0 | 0 | 0% | 0% | 0% | 0% | 0% | 0% | 0% | 0% | 0% | 0%
3 | 401 | Hot Water Pipe Insulation | sq ft | $/Lin Ft Pipe | 0.37 | 2.44 | 2% | 2% | 2% | 2% | 2% | 2% | 2% | 2% | 2% | 2%
3 | 402 | Water Heater Tank Blanket/Insulation | sq ft | $/tank | 28.92 | 45.29 | 6% | 2.5% | 6% | 4% | 7.5% | 4% | 2.5% | 2.5% | 1% | 5%
3 | 404 | Tankless Water Heater | sq ft | $/unit | 1450 | 0 | 51.42% | 0% | 41.04% | 42.73% | 50.14% | 28.28% | 0% | 25.57% | 18.57% | 39.86%
3 | 405 | Thermally activated heat pump/chiller | sq ft | $/kBtuhr | 5.1 | 4.05 | 48% | 48% | 48% | 48% | 48% | 48% | 48% | 48% | 48% | 48%
3 | 500 | Base Water Heating - low standby loss (as % of load) | sq ft | $/kBtuhr | 0 | 0 | 0% | 0% | 0% | 0% | 0% | 0% | 0% | 0% | 0% | 0%
3 | 501 | Hot Water Pipe Insulation | sq ft | $/Lin Ft Pipe | 0.37 | 2.44 | 2% | 2% | 2% | 2% | 2% | 2% | 2% | 2% | 2% | 2%
3 | 502 | Water Heater Tank Blanket/Insulation | sq ft | $/tank | 28.92 | 45.29 | 6% | 2.5% | 6% | 4% | 7.5% | 4% | 2.5% | 2.5% | 1% | 5%
3 | 504 | Condensing Water Heater (gas, 95% thermal efficiency) | sq ft | $/unit | 1000 | 0 | 25.86% | 26.78% | 25.69% | 25.47% | 27.23% | 25.73% | 25.31% | 25.17% | 25.19% | 27.49%
3 | 505 | Thermally activated heat pump/chiller | sq ft | $/kBtuhr | 5.1 | 4.05 | 48% | 48% | 48% | 48% | 48% | 48% | 48% | 48% | 48% | 48%
Energy Star calculators:

## IndElecExist
MEASURE COSTS
|  |  |  | Cost Units | Unit Equipment Cost | Unit Labor Cost | Food Measure Savings | Textiles,Apparel Measure Savings | Lumber,Furniture Measure Savings | Paper Measure Savings | Printing Measure Savings | Chemicals Measure Savings | Petroleum Measure Savings | Rubber,Plastics Measure Savings | Stone,Clay,Glass Measure Savings | Prim Metals Measure Savings | Fab Metals Measure Savings | Ind Mach Measure Savings | Electronics Measure Savings | Transp Equip Measure Savings | Misc. Measure Savings
Savings
Segment | Measure # | Measure Description | Units
1 | 100 | Base Compressed Air | $/kWh | $/kWh |  | 0 | 0% | 0% | 0% | 0% | 0% | 0% | 0% | 0% | 0% | 0% | 0% | 0% | 0% | 0% | 0%
1 | 101 | Compressed Air-O&M | $/kWh | $/kWh | 0.0091728 | 0.0012054 | 16.8% | 16.8% | 16.8% | 16.8% | 16.8% | 16.8% | 16.8% | 16.8% | 16.8% | 16.8% | 16.8% | 16.8% | 16.8% | 16.8% | 16.8%
1 | 102 | Compressed Air - Controls | $/kWh | $/kWh | 0.0156 | 0.00205 | 12% | 12% | 12% | 12% | 12% | 12% | 12% | 12% | 12% | 12% | 12% | 12% | 12% | 12% | 12%
1 | 103 | Compressed Air - System Optimization | $/kWh | $/kWh | 0.01456 | 0.0019133 | 20% | 20% | 20% | 20% | 20% | 20% | 20% | 20% | 20% | 20% | 20% | 20% | 20% | 20% | 20%
1 | 104 | Compressed Air- Sizing | $/kWh | $/kWh | 0.004095 | 0.00053812 | 9% | 9% | 9% | 9% | 9% | 9% | 9% | 9% | 9% | 9% | 9% | 9% | 9% | 9% | 9%
1 | 105 | Comp Air - Replace 1-5 HP motor | $/kWh | $/kWh | 0.04845 | 0.0063667 | 2.819% | 2.819% | 2.819% | 2.819% | 2.819% | 2.819% | 2.819% | 2.819% | 2.819% | 2.819% | 2.819% | 2.819% | 2.819% | 2.819% | 2.819%
1 | 106 | Comp Air - ASD (1-5 hp) | $/kWh | $/kWh | 0.0696 | 0.009146 | 6.414% | 6.414% | 6.414% | 6.414% | 6.414% | 6.414% | 6.414% | 6.414% | 6.414% | 6.414% | 6.414% | 6.414% | 6.414% | 6.414% | 6.414%
1 | 107 | Comp Air - Motor practices-1 (1-5 HP) | $/kWh | $/kWh | 0.0192 | 0.002523 | 4.8% | 4.8% | 4.8% | 4.8% | 4.8% | 4.8% | 4.8% | 4.8% | 4.8% | 4.8% | 4.8% | 4.8% | 4.8% | 4.8% | 4.8%
1 | 108 | Comp Air - Replace 6-100 HP motor | $/kWh | $/kWh | 0.02695 | 0.0035415 | 3.5% | 3.5% | 3.5% | 3.5% | 3.5% | 3.5% | 3.5% | 3.5% | 3.5% | 3.5% | 3.5% | 3.5% | 3.5% | 3.5% | 3.5%
1 | 109 | Comp Air - ASD (6-100 hp) | $/kWh | $/kWh | 0.00232 | 0.00030487 | 6.414% | 6.414% | 6.414% | 6.414% | 6.414% | 6.414% | 6.414% | 6.414% | 6.414% | 6.414% | 6.414% | 6.414% | 6.414% | 6.414% | 6.414%
1 | 110 | Comp Air - Motor practices-1 (6-100 HP) | $/kWh | $/kWh | 0.0048 | 0.00063076 | 2.4% | 2.4% | 2.4% | 2.4% | 2.4% | 2.4% | 2.4% | 2.4% | 2.4% | 2.4% | 2.4% | 2.4% | 2.4% | 2.4% | 2.4%
1 | 111 | Comp Air - Replace 100+ HP motor | $/kWh | $/kWh | 0.00806 | 0.0010592 | 3.1% | 3.1% | 3.1% | 3.1% | 3.1% | 3.1% | 3.1% | 3.1% | 3.1% | 3.1% | 3.1% | 3.1% | 3.1% | 3.1% | 3.1%
1 | 112 | Comp Air - ASD (100+ hp) | $/kWh | $/kWh | 0.00522 | 0.00068595 | 6.414% | 6.414% | 6.414% | 6.414% | 6.414% | 6.414% | 6.414% | 6.414% | 6.414% | 6.414% | 6.414% | 6.414% | 6.414% | 6.414% | 6.414%
1 | 113 | Comp Air - Motor practices-1 (100+ HP) | $/kWh | $/kWh | 0.00195 | 0.00025625 | 1.5% | 1.5% | 1.5% | 1.5% | 1.5% | 1.5% | 1.5% | 1.5% | 1.5% | 1.5% | 1.5% | 1.5% | 1.5% | 1.5% | 1.5%
1 | 114 | Power recovery | $/kWh | $/kWh | 0.00273 | 0.00035874 | 0% | 0% | 0% | 0% | 0% | 0% | 1% | 0% | 0% | 0% | 0% | 0% | 0% | 0% | 0%
1 | 200 | Base Fans | $/kWh | $/kWh |  | 0 | 0% | 0% | 0% | 0% | 0% | 0% | 0% | 0% | 0% | 0% | 0% | 0% | 0% | 0% | 0%
1 | 201 | Fans - O&M | $/kWh | $/kWh | 0.00091 | 0.00011958 | 2% | 2% | 2% | 2% | 2% | 2% | 2% | 2% | 2% | 2% | 2% | 2% | 2% | 2% | 2%
1 | 202 | Fans - Controls | $/kWh | $/kWh | 0.084 | 0.011038 | 30% | 30% | 30% | 30% | 30% | 30% | 30% | 30% | 30% | 30% | 30% | 30% | 30% | 30% | 30%
1 | 203 | Fans - System Optimization | $/kWh | $/kWh | 0.0546 | 0.0071749 | 21.18% | 21.18% | 21.18% | 21.18% | 21.18% | 21.18% | 21.18% | 21.18% | 21.18% | 21.18% | 21.18% | 21.18% | 21.18% | 21.18% | 21.18%
1 | 204 | Fans- Improve components | $/kWh | $/kWh | 0.00455 | 0.00059791 | 5% | 5% | 5% | 5% | 5% | 5% | 5% | 5% | 5% | 5% | 5% | 5% | 5% | 5% | 5%
1 | 205 | Fans - Replace 1-5 HP motor | $/kWh | $/kWh | 0.04845 | 0.0063667 | 2.819% | 2.819% | 2.819% | 2.819% | 2.819% | 2.819% | 2.819% | 2.819% | 2.819% | 2.819% | 2.819% | 2.819% | 2.819% | 2.819% | 2.819%
1 | 206 | Fans - ASD (1-5 hp) | $/kWh | $/kWh | 0.0696 | 0.009146 | 6.414% | 6.414% | 6.414% | 6.414% | 6.414% | 6.414% | 6.414% | 6.414% | 6.414% | 6.414% | 6.414% | 6.414% | 6.414% | 6.414% | 6.414%
1 | 207 | Fans - Motor practices-1 (1-5 HP) | $/kWh | $/kWh | 0.0192 | 0.002523 | 4.8% | 4.8% | 4.8% | 4.8% | 4.8% | 4.8% | 4.8% | 4.8% | 4.8% | 4.8% | 4.8% | 4.8% | 4.8% | 4.8% | 4.8%
1 | 208 | Fans - Replace 6-100 HP motor | $/kWh | $/kWh | 0.02695 | 0.0035415 | 3.5% | 3.5% | 3.5% | 3.5% | 3.5% | 3.5% | 3.5% | 3.5% | 3.5% | 3.5% | 3.5% | 3.5% | 3.5% | 3.5% | 3.5%
1 | 209 | Fans - ASD (6-100 hp) | $/kWh | $/kWh | 0.00232 | 0.00030487 | 6.414% | 6.414% | 6.414% | 6.414% | 6.414% | 6.414% | 6.414% | 6.414% | 6.414% | 6.414% | 6.414% | 6.414% | 6.414% | 6.414% | 6.414%
1 | 210 | Fans - Motor practices-1 (6-100 HP) | $/kWh | $/kWh | 0.0048 | 0.00063076 | 2.4% | 2.4% | 2.4% | 2.4% | 2.4% | 2.4% | 2.4% | 2.4% | 2.4% | 2.4% | 2.4% | 2.4% | 2.4% | 2.4% | 2.4%
1 | 211 | Fans - Replace 100+ HP motor | $/kWh | $/kWh | 0.00806 | 0.0010592 | 3.1% | 3.1% | 3.1% | 3.1% | 3.1% | 3.1% | 3.1% | 3.1% | 3.1% | 3.1% | 3.1% | 3.1% | 3.1% | 3.1% | 3.1%
1 | 212 | Fans - ASD (100+ hp) | $/kWh | $/kWh | 0.00522 | 0.00068595 | 6.414% | 6.414% | 6.414% | 6.414% | 6.414% | 6.414% | 6.414% | 6.414% | 6.414% | 6.414% | 6.414% | 6.414% | 6.414% | 6.414% | 6.414%
1 | 213 | Fans - Motor practices-1 (100+ HP) | $/kWh | $/kWh | 0.00195 | 0.00025625 | 1.5% | 1.5% | 1.5% | 1.5% | 1.5% | 1.5% | 1.5% | 1.5% | 1.5% | 1.5% | 1.5% | 1.5% | 1.5% | 1.5% | 1.5%
1 | 214 | Optimize drying process | $/kWh | $/kWh | 0.0455 | 0.0059791 | 0% | 0% | 20% | 0% | 0% | 0% | 0% | 0% | 0% | 0% | 0% | 0% | 0% | 0% | 0%
1 | 215 | Power recovery | $/kWh | $/kWh | 0.00273 | 0.00035874 | 0% | 0% | 0% | 0% | 0% | 0% | 1% | 0% | 0% | 0% | 0% | 0% | 0% | 0% | 0%
1 | 300 | Base Pumps | $/kWh | $/kWh |  | 0 | 0% | 0% | 0% | 0% | 0% | 0% | 0% | 0% | 0% | 0% | 0% | 0% | 0% | 0% | 0%
1 | 301 | Pumps - O&M | $/kWh | $/kWh | 0.00455 | 0.00059791 | 10% | 10% | 10% | 10% | 10% | 10% | 10% | 10% | 10% | 10% | 10% | 10% | 10% | 10% | 10%
1 | 302 | Pumps - Controls | $/kWh | $/kWh | 0.02457 | 0.0032287 | 30% | 30% | 30% | 30% | 30% | 30% | 30% | 30% | 30% | 30% | 30% | 30% | 30% | 30% | 30%
1 | 303 | Pumps - System Optimization | $/kWh | $/kWh | 0.06006 | 0.0078924 | 33% | 33% | 33% | 33% | 33% | 33% | 33% | 33% | 33% | 33% | 33% | 33% | 33% | 33% | 33%
1 | 304 | Pumps - Sizing | $/kWh | $/kWh | 0.0182 | 0.0023916 | 20% | 20% | 20% | 20% | 20% | 20% | 20% | 20% | 20% | 20% | 20% | 20% | 20% | 20% | 20%
1 | 305 | Pumps - Replace 1-5 HP motor | $/kWh | $/kWh | 0.04845 | 0.0063667 | 2.819% | 2.819% | 2.819% | 2.819% | 2.819% | 2.819% | 2.819% | 2.819% | 2.819% | 2.819% | 2.819% | 2.819% | 2.819% | 2.819% | 2.819%
1 | 306 | Pumps - ASD (1-5 hp) | $/kWh | $/kWh | 0.0696 | 0.009146 | 6.414% | 6.414% | 6.414% | 6.414% | 6.414% | 6.414% | 6.414% | 6.414% | 6.414% | 6.414% | 6.414% | 6.414% | 6.414% | 6.414% | 6.414%
1 | 307 | Pumps - Motor practices-1 (1-5 HP) | $/kWh | $/kWh | 0.0192 | 0.002523 | 4.8% | 4.8% | 4.8% | 4.8% | 4.8% | 4.8% | 4.8% | 4.8% | 4.8% | 4.8% | 4.8% | 4.8% | 4.8% | 4.8% | 4.8%
1 | 308 | Pumps - Replace 6-100 HP motor | $/kWh | $/kWh | 0.02695 | 0.0035415 | 3.5% | 3.5% | 3.5% | 3.5% | 3.5% | 3.5% | 3.5% | 3.5% | 3.5% | 3.5% | 3.5% | 3.5% | 3.5% | 3.5% | 3.5%
1 | 309 | Pumps - ASD (6-100 hp) | $/kWh | $/kWh | 0.00232 | 0.00030487 | 6.414% | 6.414% | 6.414% | 6.414% | 6.414% | 6.414% | 6.414% | 6.414% | 6.414% | 6.414% | 6.414% | 6.414% | 6.414% | 6.414% | 6.414%
1 | 310 | Pumps - Motor practices-1 (6-100 HP) | $/kWh | $/kWh | 0.0048 | 0.00063076 | 2.4% | 2.4% | 2.4% | 2.4% | 2.4% | 2.4% | 2.4% | 2.4% | 2.4% | 2.4% | 2.4% | 2.4% | 2.4% | 2.4% | 2.4%
1 | 311 | Pumps - Replace 100+ HP motor | $/kWh | $/kWh | 0.00806 | 0.0010592 | 3.1% | 3.1% | 3.1% | 3.1% | 3.1% | 3.1% | 3.1% | 3.1% | 3.1% | 3.1% | 3.1% | 3.1% | 3.1% | 3.1% | 3.1%
1 | 312 | Pumps - ASD (100+ hp) | $/kWh | $/kWh | 0.00522 | 0.00068595 | 6.414% | 6.414% | 6.414% | 6.414% | 6.414% | 6.414% | 6.414% | 6.414% | 6.414% | 6.414% | 6.414% | 6.414% | 6.414% | 6.414% | 6.414%
1 | 313 | Pumps - Motor practices-1 (100+ HP) | $/kWh | $/kWh | 0.00195 | 0.00025625 | 1.5% | 1.5% | 1.5% | 1.5% | 1.5% | 1.5% | 1.5% | 1.5% | 1.5% | 1.5% | 1.5% | 1.5% | 1.5% | 1.5% | 1.5%
1 | 314 | Power recovery | $/kWh | $/kWh | 0.00273 | 0.00035874 | 0% | 0% | 0% | 0% | 0% | 0% | 1% | 0% | 0% | 0% | 0% | 0% | 0% | 0% | 0%
1 | 400 | Base Drives | $/kWh | $/kWh |  | 0 | 0% | 0% | 0% | 0% | 0% | 0% | 0% | 0% | 0% | 0% | 0% | 0% | 0% | 0% | 0%
1 | 401 | Bakery - Process (Mixing) - O&M | $/kWh | $/kWh | 0.00455 | 0.00059791 | 10% | 0% | 0% | 0% | 0% | 0% | 0% | 0% | 0% | 0% | 0% | 0% | 0% | 0% | 0%
1 | 402 | O&M/drives spinning machines | $/kWh | $/kWh | 0.02912 | 0.0038266 | 0% | 16% | 0% | 0% | 0% | 0% | 0% | 0% | 0% | 0% | 0% | 0% | 0% | 0% | 0%
1 | 403 | Air conveying systems | $/kWh | $/kWh | 0.03458 | 0.0045441 | 0% | 0% | 41.29% | 0% | 0% | 0% | 0% | 0% | 0% | 0% | 0% | 0% | 0% | 0% | 0%
1 | 404 | Replace V-Belts | $/kWh | $/kWh | 0.00546 | 0.00071749 | 0% | 0% | 6% | 0% | 0% | 0% | 0% | 0% | 0% | 0% | 0% | 0% | 0% | 0% | 0%
1 | 405 | Drives - EE motor | $/kWh | $/kWh | 0.005733 | 0.00075336 | 0% | 0% | 3.5% | 3.1% | 0% | 0% | 0% | 0% | 3.5% | 0% | 0% | 0% | 0% | 0% | 0%
1 | 406 | Gap Forming papermachine | $/kWh | $/kWh | 0.007189 | 0.00094469 | 0% | 0% | 0% | 7.9% | 0% | 0% | 0% | 0% | 0% | 0% | 0% | 0% | 0% | 0% | 0%
1 | 407 | High Consistency forming | $/kWh | $/kWh | 0.006916 | 0.00090882 | 0% | 0% | 0% | 7.6% | 0% | 0% | 0% | 0% | 0% | 0% | 0% | 0% | 0% | 0% | 0%
1 | 408 | Optimization control PM | $/kWh | $/kWh | 0.011375 | 0.0014948 | 0% | 0% | 0% | 5% | 0% | 0% | 0% | 0% | 0% | 0% | 0% | 0% | 0% | 0% | 0%
1 | 409 | Efficient practices printing press | $/kWh | $/kWh | 0.0091 | 0.0011958 | 0% | 0% | 0% | 0% | 10% | 0% | 0% | 0% | 0% | 0% | 0% | 0% | 0% | 0% | 0%
1 | 410 | Efficient Printing press (fewer cylinders) | $/kWh | $/kWh | 0.0546 | 0.0071749 | 0% | 0% | 0% | 0% | 20% | 0% | 0% | 0% | 0% | 0% | 0% | 0% | 0% | 0% | 0%
1 | 411 | Light cylinders | $/kWh | $/kWh | 0.0637 | 0.0083707 | 0% | 0% | 0% | 0% | 10% | 0% | 0% | 0% | 0% | 0% | 0% | 0% | 0% | 0% | 0%
1 | 412 | Efficient drives | $/kWh | $/kWh | 0.005096 | 0.00066966 | 0% | 0% | 0% | 0% | 3.5% | 0% | 0% | 0% | 0% | 0% | 0% | 0% | 0% | 0% | 0%
1 | 413 | Clean Room - Controls | $/kWh | $/kWh | 0.02 | 0.0026282 | 0% | 0% | 0% | 0% | 0% | 10% | 0% | 0% | 0% | 0% | 0% | 0% | 10% | 0% | 0%
1 | 414 | Clean Room - New Designs | $/kWh | $/kWh | 0.12 | 0.015769 | 0% | 0% | 0% | 0% | 0% | 30% | 0% | 0% | 0% | 0% | 0% | 0% | 0% | 0% | 0%
1 | 415 | Drives - Process Controls (batch + site) | $/kWh | $/kWh | 0.02184 | 0.00287 | 0% | 0% | 0% | 0% | 0% | 8% | 0% | 0% | 2% | 5% | 0% | 0% | 0% | 0% | 0%
1 | 416 | Process Drives - ASD | $/kWh | $/kWh | 0.0016362 | 0.00021501 | 0% | 0% | 0% | 0% | 0% | 0.58% | 0% | 0% | 0% | 0% | 0% | 0% | 0% | 0% | 0.58%
1 | 417 | O&M - Extruders/Injection Moulding | $/kWh | $/kWh | 0.00455 | 0.00059791 | 0% | 0% | 0% | 0% | 0% | 0% | 0% | 10% | 0% | 0% | 0% | 0% | 0% | 0% | 0%
1 | 418 | Extruders/injection Moulding-multipump | $/kWh | $/kWh | 0.09 | 0.011827 | 0% | 0% | 0% | 0% | 0% | 0% | 0% | 30% | 0% | 0% | 0% | 0% | 0% | 0% | 0%
1 | 419 | Direct drive Extruders | $/kWh | $/kWh | 0.28 | 0.036794 | 0% | 0% | 0% | 0% | 0% | 0% | 0% | 50% | 0% | 0% | 0% | 0% | 0% | 0% | 0%
1 | 420 | Injection Moulding - Impulse Cooling | $/kWh | $/kWh | 0.063 | 0.0082787 | 0% | 0% | 0% | 0% | 0% | 0% | 0% | 21% | 0% | 0% | 0% | 0% | 0% | 0% | 0%
1 | 421 | Injection Moulding - Direct drive | $/kWh | $/kWh | 0.088 | 0.011564 | 0% | 0% | 0% | 0% | 0% | 0% | 0% | 20% | 0% | 0% | 0% | 0% | 0% | 0% | 0%
1 | 422 | Efficient grinding | $/kWh | $/kWh | 0.21021 | 0.027623 | 0% | 0% | 0% | 0% | 0% | 0% | 0% | 0% | 21% | 0% | 0% | 0% | 0% | 0% | 0%
1 | 423 | Process control | $/kWh | $/kWh | 0.00182 | 0.00023916 | 0% | 0% | 0% | 0% | 0% | 0% | 0% | 0% | 2% | 5% | 0% | 0% | 0% | 0% | 0%
1 | 424 | Process optimization | $/kWh | $/kWh | 0.0273 | 0.0035874 | 0% | 0% | 0% | 0% | 0% | 0% | 0% | 0% | 10% | 0% | 0% | 0% | 0% | 0% | 0%
1 | 425 | Drives - Process Control | $/kWh | $/kWh | 0.01365 | 0.0017937 | 0% | 0% | 0% | 0% | 0% | 0% | 0% | 0% | 0% | 5% | 0% | 0% | 0% | 0% | 0%
1 | 426 | Efficient drives - rolling | $/kWh | $/kWh | 0.0084448 | 0.0011097 | 0% | 0% | 0% | 0% | 0% | 0% | 0% | 0% | 0% | 5.8% | 0% | 0% | 0% | 0% | 0%
1 | 427 | Drives - Optimization process (M&T) | $/kWh | $/kWh | 0.00728 | 0.00095665 | 0% | 0% | 0% | 0% | 0% | 0% | 0% | 0% | 0% | 0% | 10% | 10% | 0% | 10% | 0%
1 | 428 | Drives - Scheduling | $/kWh | $/kWh | 0.0091 | 0.0011958 | 0% | 0% | 0% | 0% | 0% | 0% | 0% | 0% | 0% | 0% | 5.47% | 5.47% | 5% | 5.47% | 5%
1 | 429 | Machinery | $/kWh | $/kWh | 0.011466 | 0.0015067 | 0% | 0% | 0% | 0% | 0% | 0% | 0% | 0% | 0% | 0% | 7% | 7% | 3.5% | 10.8% | 0%
1 | 430 | Efficient Machinery | $/kWh | $/kWh | 0.005733 | 0.00075336 | 0% | 0% | 0% | 0% | 0% | 0% | 0% | 0% | 0% | 0% | 0% | 0% | 0% | 0% | 3.5%
1 | 500 | Base Heating | $/kWh | $/kWh |  | 0 | 0% | 0% | 0% | 0% | 0% | 0% | 0% | 0% | 0% | 0% | 0% | 0% | 0% | 0% | 0%
1 | 501 | Bakery - Process | $/kWh | $/kWh | 0.0455 | 0.0059791 | 37% | 0% | 0% | 0% | 0% | 0% | 0% | 0% | 0% | 0% | 0% | 0% | 0% | 0% | 0%
1 | 502 | Drying (UV/IR) | $/kWh | $/kWh | 0.06825 | 0.0089686 | 0% | 26.18% | 0% | 0% | 0% | 0% | 0% | 0% | 0% | 0% | 0% | 0% | 0% | 0% | 0%
1 | 503 | Heat Pumps - Drying | $/kWh | $/kWh | 0.16016 | 0.021046 | 0% | 0% | 22% | 0% | 0% | 0% | 0% | 0% | 0% | 0% | 0% | 0% | 0% | 0% | 0%
1 | 504 | Top-heating (glass) | $/kWh | $/kWh | 0.00364 | 0.00047833 | 0% | 0% | 0% | 0% | 0% | 0% | 0% | 0% | 4% | 0% | 0% | 0% | 0% | 0% | 0%
1 | 505 | Efficient electric melting | $/kWh | $/kWh | 0.03 | 0.0039422 | 0% | 0% | 0% | 0% | 0% | 0% | 0% | 0% | 0% | 10% | 0% | 0% | 0% | 0% | 0%
1 | 506 | Intelligent extruder (DOE) | $/kWh | $/kWh | 0.01456 | 0.0019133 | 0% | 0% | 0% | 0% | 0% | 0% | 0% | 0% | 0% | 2% | 0% | 0% | 0% | 0% | 0%
1 | 507 | Near Net Shape Casting | $/kWh | $/kWh | 0.01092 | 0.001435 | 0% | 0% | 0% | 0% | 0% | 0% | 0% | 0% | 0% | 12% | 0% | 0% | 0% | 0% | 0%
1 | 508 | Heating - Process Control | $/kWh | $/kWh | 0.01365 | 0.0017937 | 0% | 0% | 0% | 0% | 0% | 0% | 0% | 0% | 0% | 5% | 0% | 0% | 0% | 0% | 0%
1 | 509 | Efficient Curing ovens | $/kWh | $/kWh | 0.0728 | 0.0095665 | 0% | 0% | 0% | 0% | 0% | 0% | 0% | 0% | 0% | 0% | 20% | 20% | 20% | 20% | 20%
1 | 510 | Heating - Optimization process (M&T) | $/kWh | $/kWh | 0.00728 | 0.00095665 | 0% | 0% | 0% | 0% | 0% | 0% | 0% | 0% | 0% | 0% | 10% | 10% | 0% | 10% | 0%
1 | 511 | Heating - Scheduling | $/kWh | $/kWh | 0.0091 | 0.0011958 | 0% | 0% | 0% | 0% | 0% | 0% | 0% | 0% | 0% | 0% | 5.47% | 5.47% | 0% | 0% | 0%
1 | 550 | Base Refrigeration | $/kWh | $/kWh |  | 0 | 0% | 0% | 0% | 0% | 0% | 0% | 0% | 0% | 0% | 0% | 0% | 0% | 0% | 0% | 0%
1 | 551 | Efficient Refrigeration - Operations | $/kWh | $/kWh | 0.006552 | 0.00086099 | 12% | 0% | 0% | 0% | 0% | 0% | 0% | 0% | 0% | 0% | 0% | 0% | 0% | 0% | 0%
1 | 552 | Optimization Refrigeration | $/kWh | $/kWh | 0.099372 | 0.013058 | 26% | 0% | 0% | 0% | 0% | 0% | 0% | 0% | 0% | 0% | 0% | 0% | 0% | 0% | 0%
1 | 600 | Base Other Process | $/kWh | $/kWh |  | 0 | 0% | 0% | 0% | 0% | 0% | 0% | 0% | 0% | 0% | 0% | 0% | 0% | 0% | 0% | 0%
1 | 601 | Other Process Controls (batch + site) | $/kWh | $/kWh | 0.02184 | 0.00287 | 0% | 0% | 0% | 0% | 0% | 8% | 0% | 0% | 0% | 0% | 0% | 0% | 0% | 0% | 0%
1 | 602 | Efficient desalter | $/kWh | $/kWh | 0.0364 | 0.0047833 | 0% | 0% | 0% | 0% | 0% | 0% | 20% | 0% | 0% | 0% | 0% | 0% | 0% | 0% | 0%
1 | 603 | New transformers welding | $/kWh | $/kWh | 0.0455 | 0.0059791 | 0% | 0% | 0% | 0% | 0% | 0% | 0% | 0% | 0% | 0% | 25% | 25% | 0% | 25% | 0%
1 | 604 | Efficient processes (welding, etc.) | $/kWh | $/kWh | 0.0455 | 0.0059791 | 0% | 0% | 0% | 0% | 0% | 0% | 0% | 0% | 0% | 0% | 0% | 0% | 25% | 0% | 0%
1 | 605 | Process control | $/kWh | $/kWh | 0.01456 | 0.0019133 | 0% | 0% | 0% | 0% | 0% | 0% | 0% | 0% | 0% | 0% | 0% | 0% | 0% | 0% | 4%
1 | 606 | Power recovery | $/kWh | $/kWh | 0.00273 | 0.00035874 | 0% | 0% | 0% | 0% | 0% | 0% | 1% | 0% | 0% | 0% | 0% | 0% | 0% | 0% | 0%
1 | 700 | Base Centrifugal Chiller, 0.58 kW/ton, 500 tons | $/ton | $/ton | 0 | 0 | 0% | 0% | 0% | 0% | 0% | 0% | 0% | 0% | 0% | 0% | 0% | 0% | 0% | 0% | 0%
1 | 701 | Centrifugal Chiller, 0.51 kW/ton, 500 tons | $/ton | $/ton | 21.14 | 2.778 | 12.07% | 12.07% | 12.07% | 12.07% | 12.07% | 12.07% | 12.07% | 12.07% | 12.07% | 12.07% | 12.07% | 12.07% | 12.07% | 12.07% | 12.07%
1 | 702 | Window Film - Chiller | $/sf-window | $/sf-window | 3.07 | 0.40342 | 10.29% | 10.29% | 10.29% | 10.29% | 10.29% | 10.29% | 10.29% | 10.29% | 10.29% | 10.29% | 10.29% | 10.29% | 10.29% | 10.29% | 10.29%
1 | 703 | EMS - Chiller | $/ton | $/ton | 60 | 7.8845 | 10% | 10% | 10% | 10% | 10% | 10% | 10% | 10% | 10% | 10% | 10% | 10% | 10% | 10% | 10%
1 | 704 | Cool Roof - Chiller | $/sf-roof | $/sf-roof | 0.47 | 0.061762 | 9.6% | 9.6% | 9.6% | 9.6% | 9.6% | 9.6% | 9.6% | 9.6% | 9.6% | 9.6% | 9.6% | 9.6% | 9.6% | 9.6% | 9.6%
1 | 705 | Chiller Tune Up/Diagnostics | $/ton | $/ton | 16.6667 | 2.1901 | 8% | 8% | 8% | 8% | 8% | 8% | 8% | 8% | 8% | 8% | 8% | 8% | 8% | 8% | 8%
1 | 706 | Cooling Circ. Pumps - VSD | $/ton | $/ton | 65.04 | 8.5468 | 6% | 6% | 6% | 6% | 6% | 6% | 6% | 6% | 6% | 6% | 6% | 6% | 6% | 6% | 6%
1 | 710 | Base DX Packaged System, EER=10.3, 10 tons | $/ton | $/ton | 0 | 0 | 0% | 0% | 0% | 0% | 0% | 0% | 0% | 0% | 0% | 0% | 0% | 0% | 0% | 0% | 0%
1 | 711 | DX Tune Up/ Advanced Diagnostics | $/ton | $/ton | 78 | 10.2498 | 10% | 10% | 10% | 10% | 10% | 10% | 10% | 10% | 10% | 10% | 10% | 10% | 10% | 10% | 10%
1 | 712 | DX Packaged System, EER=10.9, 10 tons | $/ton | $/ton | 51.6 | 6.7807 | 5.505% | 5.505% | 5.505% | 5.505% | 5.505% | 5.505% | 5.505% | 5.505% | 5.505% | 5.505% | 5.505% | 5.505% | 5.505% | 5.505% | 5.505%
1 | 713 | Window Film - DX | $/sf-window | $/sf-window | 3.07 | 0.40342 | 10.29% | 10.29% | 10.29% | 10.29% | 10.29% | 10.29% | 10.29% | 10.29% | 10.29% | 10.29% | 10.29% | 10.29% | 10.29% | 10.29% | 10.29%
1 | 714 | Evaporative Pre-Cooler | $/ton | $/ton | 133.3333 | 17.5211 | 10% | 10% | 10% | 10% | 10% | 10% | 10% | 10% | 10% | 10% | 10% | 10% | 10% | 10% | 10%
1 | 715 | Prog. Thermostat - DX | $/ton | $/ton | 5.5 | 0.72275 | 10% | 10% | 10% | 10% | 10% | 10% | 10% | 10% | 10% | 10% | 10% | 10% | 10% | 10% | 10%
1 | 716 | Cool Roof - DX | $/sf-roof | $/sf-roof | 0.47 | 0.061762 | 9.6% | 9.6% | 9.6% | 9.6% | 9.6% | 9.6% | 9.6% | 9.6% | 9.6% | 9.6% | 9.6% | 9.6% | 9.6% | 9.6% | 9.6%
1 | 800 | Base Lighting | fixture | fixture | 0 | 0 | 0% | 0% | 0% | 0% | 0% | 0% | 0% | 0% | 0% | 0% | 0% | 0% | 0% | 0% | 0%
1 | 801 | RET 2L4' Premium T8, 1EB | fixture | fixture | 25 | 3.2852 | 31.43% | 31.43% | 31.43% | 31.43% | 31.43% | 31.43% | 31.43% | 31.43% | 31.43% | 31.43% | 31.43% | 31.43% | 31.43% | 31.43% | 31.43%
1 | 802 | CFL Hardwired, Modular 36W | fixture | fixture | 41.7 | 5.4797 | 72% | 72% | 72% | 72% | 72% | 72% | 72% | 72% | 72% | 72% | 72% | 72% | 72% | 72% | 72%
1 | 803 | Metal Halide, 50W | fixture | fixture | 224.7 | 29.5274 | 58% | 58% | 58% | 58% | 58% | 58% | 58% | 58% | 58% | 58% | 58% | 58% | 58% | 58% | 58%
1 | 804 | Occupancy Sensor, 4L4' Fluorescent Fixtures | fixture | fixture | 12.25 | 1.6098 | 20% | 20% | 20% | 20% | 20% | 20% | 20% | 20% | 20% | 20% | 20% | 20% | 20% | 20% | 20%
1 | 900 | Base Other | $/kWh | $/kWh |  | 0 | 0% | 0% | 0% | 0% | 0% | 0% | 0% | 0% | 0% | 0% | 0% | 0% | 0% | 0% | 0%
1 | 901 | Replace V-belts | $/kWh | $/kWh | 5.46e-05 | 7.1749e-06 | 0.06% | 0.06% | 0.06% | 0.06% | 0.06% | 0.06% | 0.06% | 0.06% | 0.06% | 0.06% | 0.06% | 0.06% | 0.06% | 0.06% | 0.06%
1 | 902 | Membranes for wastewater | $/kWh | $/kWh | 0.03185 | 0.0041854 | 0% | 10% | 0% | 0% | 0% | 0% | 0% | 0% | 0% | 0% | 0% | 0% | 0% | 0% | 0%

## IndGasExist
MEASURE COSTS
|  |  |  | Cost Units | Unit Equipment Cost | Unit Labor Cost | Food Measure Savings | Textiles,Apparel Measure Savings | Lumber,Furniture Measure Savings | Paper Measure Savings | Printing Measure Savings | Chemicals Measure Savings | Petroleum Measure Savings | Rubber,Plastics Measure Savings | Stone,Clay,Glass Measure Savings | Prim Metals Measure Savings | Fab Metals Measure Savings | Ind Mach Measure Savings | Electronics Measure Savings | Transp Equip Measure Savings | Misc. Measure Savings
Savings
Segment | Measure # | Measure Description | Units
1 | 100 | Base Boiler | $/Therm | $/Therm | 0 | 0 | 0% | 0% | 0% | 0% | 0% | 0% | 0% | 0% | 0% | 0% | 0% | 0% | 0% | 0% | 0%
1 | 101 | Improved process control | $/Therm | $/Therm | 0.017771 | 0.0017771 | 3% | 3% | 3% | 3% | 3% | 3% | 3% | 3% | 3% | 3% | 3% | 3% | 3% | 3% | 3%
1 | 102 | Maintain boilers | $/Therm | $/Therm | 0.001845 | 0.0001845 | 10% | 10% | 10% | 10% | 10% | 10% | 10% | 10% | 10% | 10% | 10% | 10% | 10% | 10% | 10%
1 | 103 | Flue gas heat recovery/economizer | $/Therm | $/Therm | 0.03949 | 0.003949 | 2% | 2% | 2% | 2% | 2% | 2% | 2% | 2% | 2% | 2% | 2% | 2% | 2% | 2% | 2%
1 | 104 | Blowdown steam heat recovery | $/Therm | $/Therm | 0.034653 | 0.0034653 | 1.3% | 1.3% | 1.3% | 1.3% | 1.3% | 1.3% | 1.3% | 1.3% | 1.3% | 1.3% | 1.3% | 1.3% | 1.3% | 1.3% | 1.3%
1 | 105 | Upgrade burner efficiency | $/Therm | $/Therm | 0.023447 | 0.0023447 | 1.25% | 1.25% | 1.25% | 1.25% | 1.25% | 1.25% | 1.25% | 1.25% | 1.25% | 1.25% | 1.25% | 1.25% | 1.25% | 1.25% | 1.25%
1 | 106 | Water treatment | $/Therm | $/Therm | 0.0098725 | 0.00098725 | 1% | 1% | 1% | 1% | 1% | 1% | 1% | 1% | 1% | 1% | 1% | 1% | 1% | 1% | 1%
1 | 107 | Load control | $/Therm | $/Therm | 0.019745 | 0.0019745 | 4% | 4% | 4% | 4% | 4% | 4% | 4% | 4% | 4% | 4% | 4% | 4% | 4% | 4% | 4%
1 | 108 | Improved insulation | $/Therm | $/Therm | 0.086878 | 0.0086878 | 8% | 8% | 8% | 8% | 8% | 8% | 8% | 8% | 8% | 8% | 8% | 8% | 8% | 8% | 8%
1 | 109 | Steam trap maintenance | $/Therm | $/Therm | 0.061703 | 0.0061703 | 12.5% | 12.5% | 12.5% | 12.5% | 12.5% | 12.5% | 12.5% | 12.5% | 12.5% | 12.5% | 12.5% | 12.5% | 12.5% | 12.5% | 12.5%
1 | 110 | Automatic steam trap monitoring | $/Therm | $/Therm | 0.049363 | 0.0049363 | 5% | 5% | 5% | 5% | 5% | 5% | 5% | 5% | 5% | 5% | 5% | 5% | 5% | 5% | 5%
1 | 111 | Leak repair | $/Therm | $/Therm | 0.015796 | 0.0015796 | 4% | 4% | 4% | 4% | 4% | 4% | 4% | 4% | 4% | 4% | 4% | 4% | 4% | 4% | 4%
1 | 112 | Condensate return | $/Therm | $/Therm | 0.1086 | 0.01086 | 10% | 10% | 10% | 10% | 10% | 10% | 10% | 10% | 10% | 10% | 10% | 10% | 10% | 10% | 10%
1 | 113 | Thermally activated heat pump/chiller | $/Therm | $/Therm | 0.63429 | 0.42381 | 33% | 33% | 33% | 33% | 33% | 33% | 33% | 33% | 33% | 33% | 33% | 33% | 33% | 33% | 33%
1 | 200 | Base HVAC | $/Therm | $/Therm | 0 | 0 | 0% | 0% | 0% | 0% | 0% | 0% | 0% | 0% | 0% | 0% | 0% | 0% | 0% | 0% | 0%
1 | 201 | Improve ceiling insulation | $/Therm | $/Therm | 0.96093 | 0.096093 | 24.33% | 24.33% | 24.33% | 24.33% | 24.33% | 24.33% | 24.33% | 24.33% | 24.33% | 24.33% | 24.33% | 24.33% | 24.33% | 24.33% | 24.33%
1 | 202 | Install high efficiency (95%) condensing furnace/boiler | $/Therm | $/Therm | 0.35541 | 0.035541 | 18% | 18% | 18% | 18% | 18% | 18% | 18% | 18% | 18% | 18% | 18% | 18% | 18% | 18% | 18%
1 | 203 | Stack heat exchanger | $/Therm | $/Therm | 0.17277 | 0.017277 | 5% | 5% | 5% | 5% | 5% | 5% | 5% | 5% | 5% | 5% | 5% | 5% | 5% | 5% | 5%
1 | 204 | Duct insulation | $/Therm | $/Therm | 0.03949 | 0.003949 | 2% | 2% | 2% | 2% | 2% | 2% | 2% | 2% | 2% | 2% | 2% | 2% | 2% | 2% | 2%
1 | 205 | EMS install | $/Therm | $/Therm | 1.1847 | 0.11847 | 10% | 10% | 10% | 10% | 10% | 10% | 10% | 10% | 10% | 10% | 10% | 10% | 10% | 10% | 10%
1 | 206 | EMS optimization | $/Therm | $/Therm | 0.0098725 | 0.00098725 | 1% | 1% | 1% | 1% | 1% | 1% | 1% | 1% | 1% | 1% | 1% | 1% | 1% | 1% | 1%
1 | 300 | Base CHP | $/Therm | $/Therm | 0 | 0 | 0% | 0% | 0% | 0% | 0% | 0% | 0% | 0% | 0% | 0% | 0% | 0% | 0% | 0% | 0%
1 | 400 | Base Other | $/Therm | $/Therm | 0 | 0 | 0% | 0% | 0% | 0% | 0% | 0% | 0% | 0% | 0% | 0% | 0% | 0% | 0% | 0% | 0%
1 | 500 | Base Process Heat | $/Therm | $/Therm | 0 | 0 | 0% | 0% | 0% | 0% | 0% | 0% | 0% | 0% | 0% | 0% | 0% | 0% | 0% | 0% | 0%
1 | 501 | Process Controls & Management | $/Therm | $/Therm | 0.074044 | 0.0074044 | 8% | 5% | 5% | 3% | 5% | 4% | 6% | 5% | 7% | 6% | 0% | 5% | 5% | 8% | 5%
1 | 502 | Heat Recovery | $/Therm | $/Therm | 0.86385 | 0.086385 | 10% | 25% | 25% | 0% | 0% | 0% | 0% | 25% | 0% | 5% | 0% | 20% | 20% | 20% | 20%
1 | 503 | Efficient burners | $/Therm | $/Therm | 0.22213 | 0.022213 | 0% | 0% | 0% | 0% | 0% | 0% | 0% | 0% | 15% | 20% | 20% | 0% | 0% | 0% | 0%
1 | 504 | Process integration | $/Therm | $/Therm | 0.98725 | 0.098725 | 25% | 0% | 0% | 15% | 0% | 13% | 13% | 0% | 0% | 0% | 0% | 0% | 0% | 0% | 0%
1 | 505 | Efficient drying | $/Therm | $/Therm | 0.57754 | 0.057754 | 13% | 0% | 0% | 0% | 20% | 0% | 0% | 0% | 0% | 0% | 0% | 0% | 0% | 0% | 20%
1 | 506 | Closed hood | $/Therm | $/Therm | 0.3949 | 0.03949 | 0% | 0% | 0% | 5% | 0% | 0% | 0% | 0% | 0% | 0% | 0% | 0% | 0% | 0% | 0%
1 | 507 | Extended nip press | $/Therm | $/Therm | 0.86878 | 0.086878 | 0% | 0% | 0% | 16% | 0% | 0% | 0% | 0% | 0% | 0% | 0% | 0% | 0% | 0% | 0%
1 | 508 | Improved separation processes | $/Therm | $/Therm | 0.24681 | 0.024681 | 0% | 0% | 0% | 0% | 0% | 10% | 0% | 0% | 0% | 0% | 0% | 0% | 0% | 0% | 0%
1 | 509 | Thermal oxidizers | $/Therm | $/Therm | 2.3694 | 0.23694 | 0% | 0% | 0% | 0% | 0% | 60% | 0% | 0% | 0% | 0% | 0% | 0% | 0% | 0% | 0%
1 | 510 | Flare gas controls and recovery | $/Therm | $/Therm | 0.98725 | 0.098725 | 0% | 0% | 0% | 0% | 0% | 0% | 50% | 0% | 0% | 0% | 0% | 0% | 0% | 0% | 0%
1 | 511 | Fouling control | $/Therm | $/Therm | 0.055286 | 0.0055286 | 0% | 0% | 0% | 0% | 0% | 0% | 7% | 0% | 0% | 0% | 0% | 0% | 0% | 0% | 0%
1 | 512 | Efficient furnaces | $/Therm | $/Therm | 0.13032 | 0.013032 | 0% | 0% | 0% | 0% | 0% | 0% | 6% | 0% | 0% | 0% | 0% | 0% | 0% | 0% | 0%
1 | 513 | Oxyfuel | $/Therm | $/Therm | 0.59235 | 0.059235 | 0% | 0% | 0% | 0% | 0% | 0% | 0% | 0% | 20% | 0% | 0% | 0% | 0% | 0% | 0%
1 | 514 | Batch cullet preheating | $/Therm | $/Therm | 0.31592 | 0.031592 | 0% | 0% | 0% | 0% | 0% | 0% | 0% | 0% | 16% | 0% | 0% | 0% | 0% | 0% | 0%
1 | 515 | Preventative maintenance | $/Therm | $/Therm | 0.0098725 | 0.00098725 | 0% | 0% | 0% | 0% | 0% | 0% | 0% | 0% | 0% | 2% | 0% | 0% | 0% | 0% | 0%
1 | 516 | Combustion controls | $/Therm | $/Therm | 0.11847 | 0.011847 | 0% | 0% | 0% | 0% | 0% | 0% | 0% | 0% | 0% | 0% | 8% | 0% | 0% | 0% | 0%
1 | 517 | Optimize furnace operations | $/Therm | $/Therm | 0.14809 | 0.014809 | 0% | 0% | 0% | 0% | 0% | 0% | 0% | 0% | 0% | 0% | 10% | 0% | 0% | 0% | 0%
1 | 518 | Insulation/reduce heat losses | $/Therm | $/Therm | 0.3949 | 0.03949 | 0% | 0% | 0% | 0% | 0% | 0% | 0% | 0% | 0% | 0% | 5% | 0% | 0% | 0% | 0%

## ResElecExist
MEASURE COSTS
|  |  |  | Cost Units | Unit Equipment Cost | Unit Labor Cost | Single Family Measures Savings | Multifamily Measure Savings | Low Income Measure Savings
Savings
Segment | Measure # | Measure Description | Units
1 | 100 | Base, 13 SEER Split-System Air Conditioner | home | unit | 0 | 448.01
1 | 102 | 15 SEER Split-System Air Conditioner | home | unit | 512 | 448.01 | 13.33% | 13.33% | 13.33%
1 | 103 | 17 SEER Split-System Air Conditioner | home | unit | 1406 | 448.01 | 23.53% | 23.53% | 23.53%
1 | 105 | Programmable Thermostat | home | unit | 56.3696 | 16.9609 | 2% | 2% | 2%
1 | 109 | Portable Fans | home | unit | 25 | 0 | 5% | 5% | 5%
1 | 110 | Ceiling Fans | home | unit | 80 | 40 | 5% | 5% | 5%
1 | 111 | Whole House Fans | home | unit | 243.17 | 269.72 | 20% | 20% | 20%
1 | 112 | Attic Venting | home | unit | 41 | 100 | 11% | 9.1% | 7.2%
1 | 113 | Proper Refrigerant Charging and Air Flow | home | ton | 14.11 | 28.23 | 12.6% | 10.9% | 9.2%
1 | 114 | Duct Repair | home | ton | 16.67 | 91.24 | 8.761% | 13.14% | 15.77%
1 | 115 | Duct Insulation | home | linear foot | 0.68 | 2.4 | 4% | 4% | 4%
1 | 116 | AC maintenance and repair | home | unit | 0 | 125 | 4% | 4% | 4%
1 | 117 | Single Pane Windows to Double Pane with Gas | home | sq ft | 2.25 | 0 | 16% | 16% | 16%
1 | 118 | Double Pane Windows to Double Pane with Gas | home | sq ft | 2.25 | 0 | 6% | 6% | 6%
1 | 119 | Attic Insulation | home | sq ft | 1.9 | 0 | 9% | 9% | 9%
1 | 120 | Ceiling R-0 to R-19 Insulation | home | sq ft | 0.19 | 0 | 17.93% | 17.93% | 17.93%
1 | 121 | Ceiling R-19 to R-38 Insulation | home | sq ft | 0.11 | 0 | 2.778% | 2.778% | 2.778%
1 | 122 | Ceiling R-0 to R-49 Insulation | home | sq ft | 0.5 | 0 | 20.21% | 20.21% | 20.21%
1 | 123 | Ceiling R-19 to R-49 Insulation | home | sq ft | 0.3 | 0 | 2.778% | 2.778% | 2.778%
1 | 124 | Wall 2x4 R-0 to Blow-In R-13 Insulation | home | sq ft | 0.15 | 0 | 7.9% | 7.9% | 7.9%
1 | 125 | Self Install Weatherization | home | home | 5.74 | 0 | 2% | 2% | 2%
1 | 126 | Infiltration Reduction | home | home | 265.6257 | 0 | 20% | 20% | 20%
1 | 130 | Base Early Replacement 10 SEER Split-System AC | home | unit | 0 | 0
1 | 131 | 15 SEER Split-System AC Early Replacement | home | unit | 514 |  | 20.22% | 20.22% | 20.22%
1 | 140 | Base Room Air Conditioner - EER 9.7 | home | unit | 0 | 0
1 | 141 | HE Room Air Conditioner - Energy star EER 10.8 | home | unit | 50 |  | 10.19% | 10.19% | 10.19%
1 | 142 | HE Room Air Conditioner - CEE Tier 1 EER 11.3 | home | unit | 53 |  | 14.16% | 14.16% | 14.16%
1 | 145 | Ceiling Fans | home | unit | 80 | 40 | 5% | 5% | 5%
1 | 146 | Whole House Fans | home | unit | 243.17 | 0 | 20% | 20% | 20%
1 | 148 | Portable Fans | home | unit | 25 |  | 5% | 5% | 5%
1 | 149 | Single Pane Windows to Double Pane with Gas | home | sq ft | 2.25 |  | 16% | 16% | 16%
1 | 151 | Double Pane Windows to Double Pane with Gas | home | sq ft | 2.25 |  | 6% | 6% | 6%
1 | 152 | Ceiling R-0 to R-19 Insulation | home | sq ft | 0.19 |  | 17.93% | 17.93% | 17.93%
1 | 153 | Ceiling R-19 to R-38 Insulation | home | sq ft | 0.11 |  | 2.778% | 2.778% | 2.778%
1 | 154 | Ceiling R-0 to R-49 Insulation | home | sq ft | 0.5 |  | 20.21% | 20.21% | 20.21%
1 | 155 | Ceiling R-19 to R-49 Insulation | home | sq ft | 0.3 |  | 2.778% | 2.778% | 2.778%
1 | 156 | Wall 2x4 R-0 to Blow-In R-13 Insulation | home | sq ft | 0.15 |  | 33.1% | 33.1% | 33.1%
1 | 157 | Self Install Weatherization | home | home | 10 | 0 | 2% | 2% | 2%
1 | 158 | Infiltration Reduction | home | home | 265.6257 | 0 | 6.4% | 6.4% | 6.4%
1 | 159 | Ductless Split Heat Pump | home | unit | 238.92 |  | 31.67% | 31.67% | 33.22%
1 | 160 | Base Early Replacement Room Air Conditioner- EER 9.0 | home | Unit | 0 | 0
1 | 161 | EER 8.5 AC Early Replacement, CEE Tier 1 EER 11.3 | home | Unit | 67.71 | 0 | 18.2% | 18.2% | 18.2%
1 | 170 | Base Dehumidifier (EF =1.20) | home | unit | 100 | 0
1 | 171 | Energy Star Dehumidifier (ROB) | home | unit | 110 | 0 | 20% | 20% | 20%
1 | 180 | Base Furnace Fans | home | Unit | 0 | 0
1 | 181 | Variable speed furnace fans (RET) | home | Unit | 200 | 0 | 50% | 50% | 50%
1 | 182 | Variable speed furnace fans (ROB) | home | Unit | 15 | 0 | 50% | 50% | 50%
1 | 190 | Base Resistance Space Heating | home | Unit | 0 | 0
1 | 191 | Single Pane Windows to Double Pane with Gas | home | sq ft | 2.25 | 0 | 32% | 32% | 32%
1 | 192 | Double Pane Windows to Double Pane with Gas | home | sq ft | 2.25 | 0 | 6% | 6% | 6%
1 | 193 | Ceiling R-0 to R-38 Insulation | home | sq ft | 0.84 | 0 | 16.72% | 16.72% | 16.72%
1 | 194 | Ceiling R-11 to R-38 Insulaton | home | sq ft | 0.54 | 0 | 4.982% | 4.982% | 4.982%
1 | 195 | Ceiling R-19 to R-38 Insulation | home | sq ft | 0.63 | 0 | 2.188% | 2.188% | 2.188%
1 | 196 | Ceiling R-0 to R-49 Insulation | home | sq ft | 1.1 | 0 | 17.15% | 17.15% | 17.15%
1 | 197 | Ceiling R-19 to R-49 Insulation | home | sq ft | 0.66 | 0 | 2.689% | 2.689% | 2.689%
1 | 198 | Ceiling R-30 to R-49 Insulation | home | sq ft | 0.63 | 0 | 1.207% | 1.207% | 1.207%
1 | 199 | Wall Blow-in R-0 to R-13 Insulation | home | sq ft | 0.15 | 1.17 | 33.4% | 33.4% | 33.4%
1 | 200 | Floor R-0 to R-19 Insulation | home | sq ft | 0.38 | 0.51 | 10% | 10% | 10%
1 | 201 | Basement Insulation | home | sq ft | 0.29 | 0.58 | 18.2% | 18.2% | 18.2%
1 | 202 | Programmable Thermostat | home | unit | 56.3696 | 16.9609 | 5% | 5% | 5%
1 | 203 | Infiltration Reduction | home | sq ft | 265.6257 | 0 | 6.4% | 8.1% | 9.8%
1 | 204 | Self Install Weatherization | home | home | 10 | 0 | 2% | 2% | 2%
1 | 205 | Ductless Split Heat Pump | home | sq ft | 5734.08 | 0 | 59.99% | 59.99% | 59.99%
1 | 210 | Base Lighting 60-Watt incandescent, 1.8 hr/hday | home | lamp | 0.61 | 0
1 | 211 | CFL (15-Watt integral ballast), 1.8 hr/day | home | lamp | 1.25 | 0 | 75% | 75% | 75%
1 | 212 | LEDs w/ Incandescent Baseline | home | lamp | 8.5 | 0 | 90% | 90% | 90%
1 | 220 | Base Lighting 15 Watt CFL, 1.8 hours per day | home | lamp | 1.25 | 0
1 | 221 | LEDs w/ CFL Baseline | home | lamp | 8.5 | 0 | 60% | 60% | 60%
1 | 300 | Base Refrigerator (18 cf w/top-mount freezer, no through-door ice) | home | unit | 451 | 0
1 | 301 | HE Refrigerator - Energy Star version of above (Top Mount) | home | unit | 530 | 0 | 20% | 20% | 20%
1 | 302 | HE Refrigerator - CEE tier 2 (Top Mount) | home | unit | 630 | 0 | 25% | 25% | 25%
1 | 310 | Base Early 18 cf Top Mount Replacement Refrigerator, no through door ice | home | unit | 0 | 0
1 | 311 | Refrigerator - Early Replacement Top Mount to 2008 Energy Star | home | unit | 94.9066 | 0 | 27.63% | 27.63% | 27.63%
1 | 320 | Base Refrigerator (21 cf w/ side by side freezer, no through-door ice) | home | unit | 1052 | 0
1 | 321 | HE Refrigerator - Energy Star version of above (side by side freezer) | home | unit | 1131 | 0 | 20% | 20% | 20%
1 | 322 | HE Refrigerator - CEE Tier 2 (side by side freezer) | home | unit | 1231 | 0 | 25% | 25% | 25%
1 | 330 | Base Early Replacement 21 cf w/ side by side freezer | home | unit | 0 | 0
1 | 331 | Refrigerator - Early Replacement w/ side by side freezer to 2008 Energy Star | home | unit | 119.7913 | 0 | 27.63% | 27.63% | 27.63%
1 | 340 | Base Second Refrigerator | home | unit | 0 | 0
1 | 341 | Second Refrigerator Recycling | home | unit | 25 | 0 | 100% | 100% | 100%
1 | 400 | Base Freezer | home | unit | 420 | 0
1 | 401 | Energy Star Freezer | home | unit | 479.99 | 0 | 15% | 15% | 15%
1 | 410 | Base Early Replacement Freezer | home | unit | 0 | 0
1 | 411 | Early Replacement Freezer to 2008 Energy Star | home | unit | 75.2789 | 0 | 15.2% | 15.2% | 15.2%
1 | 500 | Base 40 gal. Water Heating (EF=0.88) | home | unit | 251.11 | 0
1 | 501 | Heat Pump Water Heater (EF=2.5) | home | unit | 1539.13 | 122.83 | 64.8% | 64.8% | 64.8%
1 | 502 | HE Water Heater (EF=0.93) | home | unit | 323.41 | 0 | 5.4% | 5.4% | 5.4%
1 | 505 | Low Flow Showerhead | home | unit | 22.95 | 15 | 7.5% | 7.5% | 7.5%
1 | 506 | Pipe Wrap | home | linear foot | 0.37 | 2.44 | 4% | 4% | 4%
1 | 507 | Faucet Aerators | home | unit | 7.12 | 5.58 | 3% | 3% | 3%
1 | 508 | Water Heater Blanket | home | unit | 15 | 10 | 10% | 10% | 10%
1 | 509 | 2011 Energy Star Clotheswasher (MEF 2.00) | home | unit | 166.24 | 0 | 3.871% | 4.685% | 3.842%
1 | 510 | Tier 3 CW (MEF=2.20) | home | unit | 393.1576 | 0 | 4.047% | 4.898% | 4.017%
1 | 511 | Energy Star Dishwasher (EF=0.68) | home | unit | 143.2231 | 0 | 2.135% | 2.135% | 2.135%
1 | 512 | CEE Tier 2 DW (EF=0.72) | home | unit | 222.5641 | 0 | 2.383% | 2.383% | 2.383%
1 | 550 | Base Early Replacement Water Heating to Heat Pump Water Heater | home | unit | 0 | 0
1 | 551 | Early Replacement Water Heating to Heat Pump Water Heater | home | unit | 1374.3563 |  | 63.58% | 63.58% | 63.58%
1 | 600 | Base Clotheswasher (MEF=1.26) | home | unit | 95.3855 | 0
1 | 601 | Energy Star Clotheswasher (MEF 2.00) | home | unit | 129.1455 | 0 | 29.49% | 29.49% | 29.49%
1 | 602 | Tier 3 CW (MEF=2.20) | home | unit | 175.2279 | 0 | 31.76% | 31.76% | 31.76%
1 | 700 | Base Clothes Dryer (EF=3.01) | home | unit | 319.02 | 0
1 | 710 | High Efficiency CD (EF=3.01 w/moisture sensor) | home | unit | 557.253 | 0 | 15% | 15% | 15%
1 | 711 | Heat Pump Dryer | home | unit | 2000 | 0 | 60% | 60% | 60%
1 | 800 | Base Dishwasher (EF=0.65) | home | unit | 292.6526 | 0
1 | 900 | Base Single Speed Pool Pump (RET) | home | unit | 273.32 | 357.1176
1 | 901 | Variable Speed Pool Pump (1.5 hp) | home | unit | 707.73 | 357.1176 | 90% | 90% | 90%
1 | 905 | Base Two Speed Pool Pump (1.5 hp) (ROB) | home | unit | 313.26 | 357.1176
1 | 906 | Variable Speed Pool Pump (1.5 hp) | home | unit | 707.73 | 357.1176 | 33% | 33% | 33%
1 | 910 | Base Plasma Screen TV | home | unit | 0 | 0
1 | 911 | Energy Star Plasma Screen TV | home | unit | 1 | 0 | 30% | 30% | 30%
1 | 920 | Base LCD Screen TV | home | unit | 0 | 0
1 | 921 | Energy Star LCD TV | home | unit | 1 | 0 | 30% | 30% | 30%
1 | 930 | Base Other TV | home | unit | 0 | 0
1 | 931 | Energy Star LCD TV | home | unit | 1 | 0 | 40% | 40% | 40%
1 | 940 | Base Laptop Computer | home | unit | 0 | 0
1 | 941 | Energy Star Laptop Computer | home | unit | 1 | 0 | 13.4% | 13.4% | 13.4%
1 | 945 | Base Desktop Computer | home | unit | 0 | 0
1 | 946 | Energy Star Desktop Computer | home | unit | 1 | 0 | 17.9% | 17.9% | 17.9%
1 | 950 | Base Cooking | home | unit | 0 | 0
1 | 960 | Base Miscellaneous | home | unit | 0 | 0
1 | 962 | Plug Load Controls - Smart Power Strip | home | unit | 25 | 0 | 2% | 2% | 2%
1 | 970 | Base House Practices | home | home | 0 | 0
1 | 971 | Conservation Practices | home | home | 10 | 0 | 2.2% | 2.2% | 2.2%

## ResElecNew
MEASURE COSTS
|  |  |  | Cost Units | Unit Equipment Cost | Unit Labor Cost | Single Family Measures Savings | Multifamily Measure Savings | Low Income Measure Savings
|  |  | Savings | [6 empty] | SF | MF
Segment | Measure # | Measure Description | Units | [6 empty] | Building Type 1 | Building Type 2
1 | 100 | Base Code Home - 2011 Energy Star | home | home | 0 | 0 |  |  |  | 0% | 0%
1 | 101 | 2011 ENERGY STAR Home | home | home | 1427.46 | 0 | 19.19% | 19.19% | 19.19% | 0.1919 | 0.1919

## ResGasExist
MEASURE COSTS
|  |  |  | Cost Units | Unit Equipment Cost | Unit Labor Cost | Single Family Measures Savings | Multifamily Measure Savings | Low Income Measure Savings
Savings
Segment | Measure # | Measure Description | Units
1 | 100 | Base Furnace | home | unit | 574.38 | 0
1 | 101 | Basement insulation R-13 (Furnace) | home | sq.ft. | 0.87 | 0 | 18.22% | 18.22% | 18.22%
1 | 102 | Ceiling R-0 to R-38 Insulation | home | sq.ft. | 0.62039 | 0 | 26% | 26% | 26%
1 | 103 | Ceiling R-0 to R-49 Insulation | home | sq.ft. | 0.76796 | 0 | 29% | 29% | 29%
1 | 104 | Ceiling R-11 to R-38 Insulaton | home | sq.ft. | 0.47283 | 0 | 6% | 6% | 6%
1 | 105 | Ceiling R-11 to R-49 Insulation | home | sq.ft. | 0.62039 | 0 | 6.692% | 6.692% | 6.692%
1 | 106 | Ceiling R-19 to R-38 Insulation | home | sq.ft. | 0.36551 | 0 | 3% | 3% | 3%
1 | 107 | Ceiling R-19 to R-49 Insulation | home | sq.ft. | 0.51307 | 0 | 3.346% | 3.346% | 3.346%
1 | 108 | Comprehensive Shell Air Sealing - Inf. Reduction | home | home | 234.3743 | 0 | 6.4% | 8.1% | 6.4%
1 | 109 | Condensing Furnace - 94 AFUE (Tier 2) | home | unit | 974.38 | 0 | 10.56% | 10.56% | 10.56%
1 | 110 | Crawlspace insulation | home | sq.ft. | 0.61088 | 0 | 18.22% | 18.22% | 18.22%
1 | 111 | Duct Insulation | home | linear ft | 0.63385 | 0 | 3.851% | 0% | 3.851%
1 | 112 | Duct Repair and Sealing | home | sq.ft.home | 0.10565 | 0.11731 | 10% | 0.3% | 10%
1 | 113 | ECM Furnace Fan (variable speed motor) | home | Unit | 175 | 0 | 41% | 41% | 41%
1 | 114 | ENERGY STAR Programmable Thermostat | home | unit | 34.4036 | 0 | 5% | 5% | 5%
1 | 115 | Floor R-0 to R-19 Insulation-Batts | home | sq.ft. | 1.01 | 0 | 10% | 10% | 10%
1 | 116 | Floor R-0 to R-30 Insulation-Batts | home | sq.ft. | 1.48 | 0 | 12% | 12% | 12%
1 | 117 | Floor R-19 to R-30 Insulation-Batts | home | sq.ft. | 0.94 | 0 | 2% | 2% | 2%
1 | 118 | Furnace controls | home | unit | 585 | 0 | 12% | 12% | 12%
1 | 119 | Furnace Diagnostic Testing, Repair and Maintenance | home | unit | 150 | 0 | 10% | 10% | 10%
1 | 120 | Plastic Film (1-2 yr measure, window kit) | home | sq. ft. | 0.27 | 0 | 2% | 2% | 2%
1 | 121 | Self Install Weatherization | home | home | 9.1125 | 0 | 3.6% | 3.6% | 3.6%
1 | 122 | Slab insulation R-0 to R-5 (4 ft) | home | sq.ft. | 0.19 | 0.35 | 8.539% | 8.539% | 8.539%
1 | 123 | Wall 2x4 R-0 to Blow-In R-13 Insulation | home | sq.ft. | 0.80824 | 0 | 33.37% | 33.37% | 33.37%
1 | 124 | Windows - Add Storm Windows to Double-Glazed | home | sq.ft. | 7.3333 | 16 | 5.343% | 5.343% | 5.343%
1 | 125 | Windows - Add Storm Windows to Single-Glazed | home | sq.ft. | 7.3333 | 16 | 13.34% | 13.34% | 13.34%
1 | 126 | WINDOWS - Double-Glazed Clear With Automatic Insulating Shades | home | window | 50 | 16 | 10% | 6% | 10%
1 | 127 | Windows - Double-Glazed to Energy Star | home | sq.ft. | 0.53317 | 0 | 10% | 6% | 10%
1 | 128 | WINDOWS - Energy Star With Automatic Insulating Shades | home | window | 50 | 16 | 10% | 6% | 10%
1 | 129 | WINDOWS - Single-Glazed Clear With Automatic Insulating Shades | home | window | 50 | 16 | 10% | 6% | 10%
1 | 200 | Base Boiler | home | unit | 0 | 0
1 | 201 | Basement insulation R-13 (Boiler) | home | sq.ft. | 0.87 | 0 | 18.22% | 18.22% | 18.22%
1 | 202 | Boiler controls | home | unit | 585 | 0 | 12% | 12% | 12%
1 | 203 | Boiler Diagnostic Testing, Repair and Maintenance | home | unit | 150 | 0 | 10% | 10% | 10%
1 | 204 | Ceiling R-0 to R-38 Insulation | home | sq.ft. | 0.62039 | 0 | 26% | 26% | 26%
1 | 205 | Ceiling R-0 to R-49 Insulation | home | sq.ft. | 0.76796 | 0 | 29% | 29% | 29%
1 | 206 | Ceiling R-11 to R-38 Insulaton | home | sq.ft. | 0.47283 | 0 | 6% | 6% | 6%
1 | 207 | Ceiling R-11 to R-49 Insulation | home | sq.ft. | 0.62039 | 0 | 6.692% | 6.692% | 6.692%
1 | 208 | Ceiling R-19 to R-38 Insulation | home | sq.ft. | 0.36551 | 0 | 3% | 3% | 3%
1 | 209 | Ceiling R-19 to R-49 Insulation | home | sq.ft. | 0.51307 | 0 | 3.346% | 3.346% | 3.346%
1 | 210 | Comprehensive Shell Air Sealing - Inf. Reduction | home | home | 234.3743 | 0 | 6.4% | 8.1% | 6.4%
1 | 211 | Crawlspace insulation | home | sq.ft. | 0.61088 | 0 | 18.22% | 18.22% | 18.22%
1 | 212 | ENERGY STAR Programmable Thermostat | home | unit | 34.4036 | 0 | 5% | 5% | 5%
1 | 213 | Floor R-0 to R-19 Insulation-Batts | home | sq.ft. | 1.01 | 0 | 10% | 10% | 10%
1 | 214 | Floor R-0 to R-30 Insulation-Batts | home | sq.ft. | 1.48 | 0 | 12% | 12% | 12%
1 | 215 | Floor R-19 to R-30 Insulation-Batts | home | sq.ft. | 0.94 | 0 | 2% | 2% | 2%
1 | 216 | High Efficiency Condensing Boiler (AFUE = 90%) | home | unit | 213 | 0 | 14.81% | 14.81% | 14.81%
1 | 217 | Pipe Insulation (Boiler) | home | linear foot | 0.369 | 0 | 2.866% | 2.866% | 2.866%
1 | 218 | Plastic Film (1-2 yr measure, window kit) | home | sq.ft. | 0.27 | 0 | 2% | 2% | 2%
1 | 219 | Self Install Weatherization | home | home | 9.1125 | 0 | 3.6% | 3.6% | 3.6%
1 | 220 | Slab insulation R-0 to R-5 (4 ft) | home | sq.ft. | 0.19 | 0.35 | 8.539% | 8.539% | 8.539%
1 | 221 | Stack Damper | home | unit | 150 | 69 | 4% | 4% | 4%
1 | 222 | Wall 2x4 R-0 to Blow-In R-13 Insulation | home | sq.ft. | 0.80824 | 0 | 33.37% | 33.37% | 33.37%
1 | 223 | Windows - Add Storm Windows to Double-Glazed | home | sq.ft. | 7.3333 | 16 | 5.343% | 5.343% | 5.343%
1 | 224 | Windows - Add Storm Windows to Single-Glazed | home | sq.ft. | 7.3333 | 16 | 13.34% | 13.34% | 13.34%
1 | 225 | WINDOWS - Double-Glazed Clear With Automatic Insulating Shades | home | window | 50 | 16 | 10% | 6% | 10%
1 | 226 | Windows - Double-Glazed to Energy Star | home | sq.ft. | 0.53317 | 0 | 10% | 6% | 10%
1 | 227 | WINDOWS - Energy Star With Automatic Insulating Shades | home | window | 50 | 16 | 10% | 6% | 10%
1 | 228 | WINDOWS - Single-Glazed Clear With Automatic Insulating Shades | home | window | 50 | 16 | 10% | 6% | 10%
1 | 300 | Base Room Heat | home | unit | 680.95 | 0
1 | 301 | Basement insulation R-13 (Room Heater) | home | sq.ft. | 0.87 | 0 | 18.22% | 18.22% | 18.22%
1 | 302 | Ceiling R-0 to R-38 Insulation | home | sq.ft. | 0.62039 | 0 | 26% | 26% | 26%
1 | 303 | Ceiling R-0 to R-49 Insulation | home | sq.ft. | 0.76796 | 0 | 29% | 29% | 29%
1 | 304 | Ceiling R-11 to R-38 Insulaton | home | sq.ft. | 0.47283 | 0 | 6% | 6% | 6%
1 | 305 | Ceiling R-11 to R-49 Insulation | home | sq.ft. | 0.62039 | 0 | 6.692% | 6.692% | 6.692%
1 | 306 | Ceiling R-19 to R-38 Insulation | home | sq.ft. | 0.36551 | 0 | 3% | 3% | 3%
1 | 307 | Ceiling R-19 to R-49 Insulation | home | sq.ft. | 0.51307 | 0 | 3.346% | 3.346% | 3.346%
1 | 308 | Comprehensive Shell Air Sealing - Inf. Reduction | home | home | 234.3743 | 0 | 6.4% | 8.1% | 6.4%
1 | 309 | Crawlspace insulation | home | sq.ft. | 0.61088 | 0 | 18.22% | 18.22% | 18.22%
1 | 310 | ENERGY STAR Programmable Thermostat | home | unit | 34.4036 | 0 | 5% | 5% | 5%
1 | 311 | Floor R-0 to R-19 Insulation-Batts | home | sq.ft. | 1.01 | 0 | 10% | 10% | 10%
1 | 312 | Floor R-0 to R-30 Insulation-Batts | home | sq.ft. | 1.48 | 0 | 12% | 12% | 12%
1 | 313 | Floor R-19 to R-30 Insulation-Batts | home | sq.ft. | 0.94 | 0 | 2% | 2% | 2%
1 | 314 | Heater Diagnostic Testing, Repair and Maintenance | home | unit | 123 | 0 | 10% | 10% | 10%
1 | 315 | High efficiency gas room heater | home | unit | 318.05 | 0 | 21% | 21% | 21%
1 | 316 | Plastic Film (1-2 yr measure, window kit) | home | sq.ft. | 0.27 | 0 | 2% | 2% | 2%
1 | 317 | Self Install Weatherization | home | home | 9.1125 | 0 | 3.6% | 3.6% | 3.6%
1 | 318 | Slab insulation R-0 to R-5 (4 ft) | home | sq.ft. | 0.19 | 0.35 | 8.539% | 8.539% | 8.539%
1 | 319 | Wall 2x4 R-0 to Blow-In R-13 Insulation | home | sq.ft. | 0.80824 | 0 | 33.37% | 33.37% | 33.37%
1 | 320 | Windows - Add Storm Windows to Double-Glazed | home | sq.ft. | 7.3333 | 16 | 5.343% | 5.343% | 5.343%
1 | 321 | Windows - Add Storm Windows to Single-Glazed | home | sq.ft. | 7.3333 | 16 | 13.34% | 13.34% | 13.34%
1 | 322 | WINDOWS - Double-Glazed Clear With Automatic Insulating Shades | home | window | 50 | 16 | 10% | 6% | 10%
1 | 323 | Windows - Double-Glazed to Energy Star | home | sq.ft. | 0.53317 | 0 | 10% | 6% | 10%
1 | 324 | WINDOWS - Energy Star With Automatic Insulating Shades | home | window | 50 | 16 | 10% | 6% | 10%
1 | 325 | WINDOWS - Single-Glazed Clear With Automatic Insulating Shades | home | window | 50 | 16 | 10% | 6% | 10%
1 | 400 | Base Water Heating | home | unit | 0 | 0
1 | 401 | Commercial Clothes Washer (2.0 MEF) | home | unit | 10 | 0 |  | 33%
1 | 402 | Condensing Gas Storage water heater (0.86 EF) | home | unit | 1100 | 0 | 31% | 31% | 31%
1 | 403 | Drain Water Heat Recovery (GFX) | home | unit | 590 | 81 | 37.59% | 37.59% | 37.59%
1 | 404 | Energy Star CW CEE Tier 2 (MEF=2.0) | home | unit | 167 | 0 | 6.345% | 6.345% | 6.345%
1 | 405 | Energy Star Dishwasher (EF=0.72) | home | unit | 459.62 | 0 | 1.242% | 1.242% | 1.242%
1 | 406 | Energy Star Water Heater | home | unit | 107.07 | 0 | 11.94% | 11.94% | 11.94%
1 | 407 | Faucent Aerators | home | unit | 2.23 | 0 | 3% | 3% | 3%
1 | 408 | HE Water Heater (EF=0.71) | home | unit | 194 | 0 | 27.17% | 27.17% | 27.17%
1 | 409 | Low-Flow Showerheads | home | unit | 22.95 | 15 | 10.64% | 10.64% | 10.64%
1 | 410 | Pipe Wrap | home | linear ft | 0.36916 | 2.44 | 4% | 4% | 4%
1 | 411 | Solar Water Heater | home | unit | 2000 | 1850 | 70% | 70% | 70%
1 | 412 | Tankless Water Heater (Energy Star 0.82 EF) | home | unit | 370.6366 | 250.9 | 21% | 21% | 21%
1 | 500 | Base Clothes Drying | home | unit | 0 | 0
1 | 501 | Efficient Clothes Dryer (EF = .52) | home | unit | 242.46 | 0 | 15% | 15% | 15%
1 | 600 | Base Cooking | home | unit | 0 | 0
1 | 601 | Convection Oven | home | unit | 204 | 0 | 33% | 33% | 33%
1 | 602 | EE Gas Grill | home | unit | 100 | 0 | 10% | 10% | 10%
1 | 700 | Base Other | home | unit | 0 | 0
1 | 990 | Base House Use | home | home | 0 | 0
1 | 991 | Indirect Feedback | home | home | 4.2 | 0 | 2% | 2% | 2%
1 | 992 | Direct Feedback | home | home | 60.0726 | 0 | 5% | 5% | 5%

## ResGasnew
MEASURE COSTS
|  |  |  | Cost Units | Unit Equipment Cost | Unit Labor Cost | Single Family Measures Savings | Multifamily Measure Savings | Low Income Measure Savings
SF Large
Segment | Measure # | Measure Description | Units
1 | 100 | Base Code Home - ES | home | home | 0
1 | 101 | ENERGY STAR Home | home | home | 1025.27 |  | 24.95% | 24.95% | 24.95%
1 | 110 | Base Code Home - Best Practice | home | home | 0
1 | 111 | Best Practice Home | home | home | 3030.48 |  | 47.42% | 47.42% | 47.42%