## Cover
GMO Evaluation, Measurement, and Verification Report – Appendix Databook
Prepared for KCP&L – Greater Missouri Operations
Submitted by:
Navigant Consulting, Inc.
1375 Walnut Street, Suite 100
Boulder, CO 80302
Tel: +1.303.728.2500
navigant.com
Reference No.: 185775
2017-12-06
Copyright This report is protected by copyright. Any copying, reproduction, publication, dissemination or transmittal in any form without the express written consent of Navigant Consulting, Inc. (Navigant) and KCP&L is prohibited. Disclaimer This report (“report”) was prepared for KCP&L on terms specifically limiting the liability of Navigant Consulting, Inc. (Navigant), and is not to be distributed without Navigant’s prior written consent. Navigant’s conclusions are the results of the exercise of its reasonable professional judgment. By the reader’s acceptance of this report, you hereby agree and acknowledge that (a) your use of the report will be limited solely for internal purpose, (b) you will not distribute a copy of this report to any third party without Navigant’s express prior written consent, and (c) you are bound by the disclaimers and/or limitations on liability otherwise set forth in the report. Navigant does not make any representations or warranties of any kind with respect to (i) the accuracy or completeness of the information contained in the report, (ii) the presence or absence of any errors or omissions contained in the report, (iii) any work performed by Navigant in connection with or using the report, or (iv) any conclusions reached by Navigant as a result of the report. Any use of or reliance on the report, or decisions to be made based on it, are the reader’s responsibility. Navigant accepts no duty of care or liability of any kind whatsoever to you, and all parties waive and release Navigant from all claims, liabilities and damages, if any, suffered as a result of decisions made, or not made, or actions taken, or not taken, based on this report.

## TOC
GMO Evaluation, Measurement, and Verification Report – Appendix Databook
Program Tables and Figures
Overall Results
Business EER - Custom
Business EER - Standard
Block Bidding
Small Bus. Lighting
Business EER - SEM
Income-Eligible Multi-Family
Income-Eligible Weatherization
Whole House Efficiency
Home Lighting Rebate
Home Energy Report
OEA: Energy Analyzer
Res Programmable Thermostat
Bus Programmable Thermostat
Demand Response Incentive

## Overall Results
GMO Evaluation, Measurement, and Verification Report – Appendix Databook
Overall Portfolio: Data Tables | [10 empty] | Overall Program: Figures
Data is sourced to Navigant analysis unless otherwise noted.
Energy Savings at the Customer Meter – PY2016 | [10 empty] | Distribution of Gross Energy Savings by Program (PY2016) | Distribution of Net Energy Savings by Program (PY2016)
Sector | Program |  | Gross |  |  | Net
|  | Reported Savings (kWh) | Verified Savings (kWh) | Realization Rate (%) | MEEIA 3-Year Target (kWh) | Verified Savings (kWh) | % of MEEIA Target Achieved
Commercial EE Programs | Business EER - Standard | 48659656.0931 | 29859639.52 | 61.36% | 38710762.0085 | 28665253.9392 | 74.05% |  | Business EER - Custom | 0.9509% |  | 1.083%
| Business EER - Custom | 664528.2 | 658738.66 | 99.13% | 30079932.3558 | 704850.3662 | 2.343% |  | Business EER - Standard | 43.1% |  | 44.06%
| Block Bidding | 436323.69 | 467489.66 | 107.1% | 17603947.0831 | 467489.66 | 2.656% |  | Block Bidding | 0.6748% |  | 0.7186%
| Strategic Energy Management | 0 | 0 | -- | 12127507.8408 | 0 | 0% |  | Small Bus. Lighting | 1.887% |  | 1.753%
| Small Bus. Lighting | 1689659.2575 | 1307522 | 77.38% | 3569963.4052 | 1140159.184 | 31.94% |  | Whole House Efficiency | 7.992% |  | 6.809%
Residential EE Programs | Income-Eligible Weatherization | 304971.8199 | 309811.7 | 101.6% | 143458.2 | 309811.7 | 216% |  | IEWx | 0.4472% |  | 0.4762%
| Whole House Efficiency | 4917213.6806 | 5536776.7912 | 112.6% | 19717746.2346 | 4429421.433 | 22.46% |  | IEMF | 2.57% |  | 2.737%
| Income-Eligible Multifamily | 2309218.7512 | 1780321.81 | 77.1% | 10014278.2246 | 1780321.81 | 17.78% |  | Home Lighting Rebate | 16.06% |  | 14.34%
| Home Lighting Rebate | 12708826.7624 | 11128338 | 87.56% | 25288144.8 | 9327485.076 | 36.88% |  | SEM | 0% |  | 0%
Educational Programs | Home Energy Report | 16454246.1139 | 16307486 | 99.11% | 21070771.9 | 16307486 | 77.39% |  | Home Energy Report | 23.54% |  | 25.07%
| Home Online Energy Audit | Educational programs are not part of MEEIA Targets for Energy or Demand Savings | [6 empty] | Residential PT | 2.738% |  | 2.916%
| Business Online Energy Audit | [7 empty] | Business PT | 0.03477% |  | 0.03703%
DR Programs | Business Programmable Thermostat | 26796 | 24087 | 89.89% | 79002 | 24087 | 30.49%
| Residential Programmable Thermostat | 2180178 | 1896858 | 87% | 6144138 | 1896858 | 30.87%
| Demand Response Incentive | The Demand Response Incentive Program did not claim any energy savings.
GMO TOTAL |  | 90351618.3686 | 69277069.1412 | 76.67% | 184549652.0526 | 65053224.1684 | 35.25%
Note: Gross realization rates are the ratio of verified gross savings to reported gross savings and indicates the accuracy of deemed savings tracked by GMO. | [9 empty] | 100%
Coincident Demand Savings at the Customer Meter – PY2016
Sector | Program |  | Gross |  |  | Net
|  | Reported Savings (kW) | Verified Savings (kW) | Realization Rate (%) | MEEIA 3-Year Target (kW) | Verified Savings (kW) | % of MEEIA Target Achieved |  |  |  | Distribution of Demand Savings by Program (PY2016) | Distribution of Net Demand Savings by Program (PY2016)
Commercial EE Programs | Business EER - Standard | 8428.8484 | 4360.1 | 51.73% | 6384.64 | 4185.696 | 65.56%
| Business EER - Custom | 92.32 | 92.32 | 100% | 7758.0861 | 98.7824 | 1.273% |  | BusEER - Custom | 0.3561% |  | 0.3962%
| Block Bidding | 55.35 | 55.15 | 99.64% | 3052 | 55.15 | 1.807% |  | BusEER - Standard | 16.82% |  | 16.79%
| Strategic Energy Management | 0 | 0 | -- | 2841.7464 | 0 | 0% |  | Block Bidding | 0.2127% |  | 0.2212%
| Small Bus. Lighting | 275.6635 | 189 | 68.56% | 592.381 | 164.808 | 27.82% |  | Small Bus. Lighting | 0.729% |  | 0.661%
Residential EE Programs | Income-Eligible Weatherization | 225.9659 | 128.43 | 56.84% | 52.6 | 128.43 | 244.2% |  | Whole House Efficiency | 11.42% |  | 9.502%
| Whole House Efficiency | 2071.8762 | 2961.329 | 142.9% | 5072.2537 | 2369.0632 | 46.71% |  | IEWx | 0.4953% |  | 0.5151%
| Income-Eligible Multifamily | 233.6951 | 189.01 | 80.88% | 1356.5948 | 189.01 | 13.93% |  | IEMF | 0.729% |  | 0.7581%
| Home Lighting Rebate | 1272.8042 | 1296 | 101.9% | 2557.9125 | 1086.24 | 42.47% |  | Home Lighting Rebate | 4.999% |  | 4.357%
Educational Programs | Home Energy Report | 2251.609 | 2232 | 99.13% | 4215 | 2232 | 52.95% |  | SEM | 0% |  | 0%
| Home Online Energy Audit | Educational programs are not part of MEEIA Targets for Energy or Demand Savings | [6 empty] | Home Energy Report | 8.609% |  | 8.952%
| Business Online Energy Audit | [7 empty] | Residential PT | 17.27% |  | 17.96%
DR Programs | Business Programmable Thermostat | 73.08 | 63 | 86.21% | 215.46 | 63 | 29.24% |  | Business PT | 0.243% |  | 0.2527%
| Residential Programmable Thermostat | 5961.06 | 4478.04 | 75.12% | 16756.74 | 4478.04 | 26.72% |  | DRI | 38.12% |  | 39.64%
| Demand Response Incentive | 20664 | 9882.7737 | 47.83% | 55000 | 9882.7737 | 17.97% |  |  | 100%
GMO TOTAL |  | 41606.2723 | 25927.1526 | 62.32% | 105855.4145 | 24932.9932 | 23.55%
Note: Gross realization rates are the ratio of verified gross savings to reported gross savings and indicates the accuracy of deemed savings tracked by GMO.
NTG Components by Program
Program Name* | Free Ridership | Participant Spillover | Non-Participant Spillover | NTGR
Business EER - Standard | 0.05 | 0.002 | 0.004 | 96%
Business EER - Custom | 0.11 | 0.04 | 0.14 | 107%
Block Bidding | Deemed 1.0 pending future research |  |  | 100%
Strategic Energy Management | N/A - Savings not claimed in PY2016
Small Bus. Lighting | 0.14 | 0.002 | 0.01 | 87.2%
Income-Eligible Weatherization | Deemed 1.0 |  |  | 100%
Whole House Efficiency | 0.35 | 0.01 | 0.14 | 80%
Income-Eligible Multifamily | Deemed 1.0 |  |  | 100%
Home Lighting Rebate | 0.16 | N/A | N/A | 84%
Home Energy Report | 1.0 based on analysis approach generating net results
Home Online Energy Audit | N/A - Savings not claimed in PY2016
Business Online Energy Audit | N/A - Savings not claimed in PY2016
Business Programmable Thermostat | 1.0 based on analysis approach generating net results
Residential Programmable Thermostat
Demand Response Incentive
Benefit-Cost Ratios by Program and Cost Test – PY2016
Sector | Program | Total Resource Cost Test | Total Resource Cost Test | Societal Cost Test | Utility Cost Test | Participant Cost Test | Rate Impact Measure Test
|  | GMO | Navigant
Commercial EE Programs | Business EER - Standard | 2.4909 | 1.3706 | 1.5781 | 2.2866 | 1.855 | 0.6887
| Business EER - Custom | 0.3183 | 0.37809 | 0.47486 | 0.48606 | 1.2955 | 0.32889
| Block Bidding | 0.44 | 0.58563 | 0.70798 | 0.63952 | 3.5474 | 0.38223
| Strategic Energy Management | N/A | N/A | N/A | N/A | N/A | N/A
| Small Business Lighting | 1.2484 | 0.77516 | 0.88043 | 0.90604 | 1.7495 | 0.46811
Residential EE Programs | Income-Eligible Weatherization | 4.418 | 1.1455 | 1.4463 | 1.1455 | INF* | 0.58737
| Whole House Efficiency | 0.7772 | 0.94422 | 1.1674 | 1.5967 | 1.1892 | 0.70926
| Income-Eligible Multifamily | 0.921 | 0.9043 | 1.0093 | 0.9043 | INF* | 0.36446
| Home Lighting Rebate*** | 1.4516 | 1.7274 | 2.0197 | 2.1361 | 4.3876 | 0.51973
Educational Programs | Home Energy Report | 0.7878 | 0.71024 | 0.71024 | 0.71024 | INF* | 0.32333
| Home Online Energy Audit | N/A | N/A | N/A | N/A | N/A | N/A
| Business Online Energy Audit | N/A | N/A | N/A | N/A | N/A | N/A
DR Programs | Business Programmable Thermostat | 2.4223 | 2.0556 | 2.3861 | 2.8246 | 0.9349 | 1.9788
| Residential Programmable Thermostat | 1.9515 | 1.5397 | 1.7877 | 1.8325 | 1.2936 | 1.2863
| Demand Response Incentive | 6.2442 | 3.0909 | 3.0909 | 1.7269 | 433.3333 | 1.7269
*Ratios are infinite because there are positive benefits and no participant costs.
** Navigant did not perform benefit-cost calculations for the Online Home Energy Audit, Online Business Energy Audit, Block Bidding, Strategic Energy Management, or Income-Eligible Weatherization programs because GMO does not claim savings for these programs and therefore Navigant did not verify savings.
*** Includes the commercial segment of HLR in total
Benefit-Cost Ratios by Program and Cost Test – PY2016-PY2018
Sector | Program | Total Resource Cost Test | Total Resource Cost Test | Societal Cost Test | Utility Cost Test | Participant Cost Test | Rate Impact Measure Test
|  | GMO | Navigant
Commercial EE Programs | Business EER - Standard | 2.4909 | 1.3706 | 1.5781 | 2.2866 | 1.855 | 0.6887
| Business EER - Custom | 0.31826 | 0.37809 | 0.47486 | 0.48606 | 1.2955 | 0.32889
| Block Bidding | 0.44 | 0.58563 | 0.70798 | 0.63952 | 3.5474 | 0.38223
| Strategic Energy Management | N/A | N/A | N/A | N/A | N/A | N/A
| Small Business Lighting | 1.2484 | 0.77516 | 0.88043 | 0.90604 | 1.7495 | 0.46811
Residential EE Programs | Income-Eligible Weatherization | 4.418 | 1.1455 | 1.4463 | 1.1455 | INF* | 0.58737
| Whole House Efficiency | 0.77721 | 0.94422 | 1.1674 | 1.5967 | 1.1892 | 0.70926
| Income-Eligible Multifamily | 0.92095 | 0.9043 | 1.0093 | 0.9043 | INF* | 0.36446
| Home Lighting Rebate*** | 1.4516 | 1.7274 | 2.0197 | 2.1361 | 4.3876 | 0.51973
Educational Programs | Home Energy Report | 0.7878 | 0.71024 | 0.71024 | 0.71024 | INF* | 0.32333
| Home Online Energy Audit | N/A | N/A | N/A | N/A | N/A | N/A
| Business Online Energy Audit | N/A | N/A | N/A | N/A | N/A | N/A
DR Programs | Business Programmable Thermostat | 2.4223 | 2.0556 | 2.3861 | 2.8246 | 0.9349 | 1.9788
| Residential Programmable Thermostat | 1.9515 | 1.5397 | 1.7877 | 1.8325 | 1.2936 | 1.2863
| Demand Response Incentive | 6.2442 | 3.0909 | 3.0909 | 1.7269 | 433.3333 | 1.7269
*Ratios are infinite because there are positive benefits and no participant costs.
** Navigant did not perform benefit-cost calculations for the Online Home Energy Audit, Online Business Energy Audit, Block Bidding, Strategic Energy Management, or Income-Eligible Weatherization programs because GMO does not claim savings for these programs and therefore Navigant did not verify savings.
*** Includes all components of HLR which covers both residential and commercial cross sector sales
Benefit-Cost Ratios by Program Groups and Cost Test – PY2016
| Total Resource Cost Test | Societal Cost Test | Utility Cost Test | Participant Cost Test | Rate Impact Measure Test
Portfolio | 1.2454 | 1.4439 | 1.6925 | 2.0544 | 0.67845
EE Programs* | 1.2147 | 1.4243 | 1.8112 | 2.0261 | 0.61788
Residential EE Programs | 1.2117 | 1.4596 | 1.7073 | 2.3962 | 0.57601
C&I EE Programs | 1.2164 | 1.4048 | 1.8811 | 1.845 | 0.6466
DR Programs | 1.7023 | 1.9258 | 1.8191 | 1.502 | 1.3555
*Inclusive of administrative costs for educational program costs, market research, software development, and EM&V.
Benefit-Cost Ratios by Program Groups and Cost Test – Program to Date
| Total Resource Cost Test | Societal Cost Test | Utility Cost Test | Participant Cost Test | Rate Impact Measure Test
Portfolio | 1.2454 | 1.4439 | 1.6925 | 2.0544 | 0.67845
EE Programs* | 1.2147 | 1.4243 | 1.8112 | 2.0261 | 0.61788
Residential EE Programs | 1.2117 | 1.4596 | 1.7073 | 2.3962 | 0.57601
C&I EE Programs | 1.2164 | 1.4048 | 1.8811 | 1.845 | 0.6466
DR Programs | 1.7023 | 1.9258 | 1.8191 | 1.502 | 1.3555
*Inclusive of administrative costs for educational program costs, market research, software development, and EM&V.
**Includes only DR programs, inclusive of administrative costs for educational program costs, market research, software development, and EM&V.
***Ratios are infinite because there are positive benefits and no participant costs.
Sector | Program | Rebate Costs | Direct Program Admin Costs** | Indirect Program Admin Costs | Total Costs | Benefits from Energy Savings | Benefits from Demand Savings | Total Benefits | Total Net Benefits
Commercial EE Programs | BUSINESS EER - Custom | 66453 | 851105.12 | * | 917558.12 | 308378.7339 | 137612.4841 | 445991.218 | -471566.902
| BUSINESS EER - Standard | 4213997.0282 | 1363622.26 | * | 5577619.2882 | 8503301.551 | 4250504.0549 | 12753805.6059 | 7176186.3177
| Block Bidding | 34905.89 | 346339.61 | * | 381245.5 | 175461.8223 | 68351.1296 | 243812.9519 | -137432.5481
| Strategic Energy Management | 0 | 321915.46 | * | 321915.46 | 0 | 0 | 0 | -321915.46
| Small Business Lighting | 204285 | 316994.71 | * | 521279.71 | 317100.2472 | 155201.3478 | 472301.595 | -48978.115
Residential EE Programs | Whole House Efficiency | 905566.09 | 1391981.43 | * | 2297547.52 | 1410210.9091 | 2258341.5638 | 3668552.4729 | 1371004.9529
| Income-Eligible Weatherization | 0 | 295269.72 | * | 295269.72 | 150283.761 | 187950.6626 | 338234.4237 | 42964.7037
| Income-Eligible Multi-Family | 0 | 489686.44 | * | 489686.44 | 313355.7112 | 129468.9363 | 442824.6475 | -46861.7925
| Home Lighting Rebate*** | 840988.26 | 1055837.14 | * | 1896825.4 | 2888518.7017 | 1163203.2721 | 4051721.9738 | 2154896.5738
Educational Programs | Income-Eligible Home Energy Report | N/A | N/A | * | N/A | N/A | N/A | N/A | N/A
| Home Energy Report | 0 | 1076611.13 | * | 1076611.13 | 481449.3201 | 283202.5415 | 764651.8616 | -311959.2684
| Online Home Energy Audit | 0 | 173400.71 | * | 173400.71 | 0 | 0 | 0 | -173400.71
| Online Business Energy Audit | 0 | 26136.1 | * | 26136.1 | 0 | 0 | 0 | -26136.1
DR Programs | Business Programmable Thermostat | 10299.6846 | 16433.91 | * | 26733.5946 | 8039.9988 | 67470.8713 | 75510.8701 | 48777.2755
| Residential Programmable Thermostat | 913643.3809 | 2064925.24 | * | 2978568.6209 | 662518.3051 | 4795829.5309 | 5458347.836 | 2479779.2151
| Demand Response Incentive | 321197.5 | 404955.69 | * | 726153.19 | 0 | 1253983.2966 | 1253983.2966 | 527830.1066
Portfolio | Portfolio Total | 7511335.8336 | 10196859.36 | * | 17708195.1936 | 15218619.0613 | 14751119.6916 | 29969738.7529 | 12261543.5593
*KCP&L allocates indirect program adminstrative costs to programs as a percentage of total budget. These costs are not tracked separatly from direct program adminstative costs and are therefore included in that total.
** Portfolio Total Direct Program Admin Costs include a Portfolio cost of $1644.69 which represents costs that are not allocated to a specific program.
This chart isn't available in your version of Excel. Editing this shape or saving this workbook into a different file format will permanently break the chart.
This chart isn't available in your version of Excel. Editing this shape or saving this workbook into a different file format will permanently break the chart.
This chart isn't available in your version of Excel. Editing this shape or saving this workbook into a different file format will permanently break the chart.
This chart isn't available in your version of Excel. Editing this shape or saving this workbook into a different file format will permanently break the chart.

## MEEIA Targets (hidden)
| First Year kWh Savings (at the meter) |  |  |  | First Year kW Savings (at the meter) |  |  |  | Cumulative kWh Savings (at the meter) |  |  | Cumulative kW Savings (at the meter)
| PY1 | PY2 | PY3 | Total | PY1 | PY2 | PY3 | Total | PY1 | PY2 | PY3 | PY1 | PY2 | PY3
Business Energy Efficiency Rebate - Standard | 12876153.5175 | 12904896.3805 | 12929712.1105 | 38710762.0085 | 2128.0326 | 2128.0156 | 2128.5896 | 6384.6378 | 12876153.5175 | 25781049.898 | 38710762.0085 | 2128.0326 | 4256.0482 | 6384.6378
Business Energy Efficiency Rebate - Custom | 9754147.305 | 10088575.2126 | 10237209.8382 | 30079932.3558 | 2515.7475 | 2602.0017 | 2640.3369 | 7758.0861 | 9754147.305 | 19842722.5176 | 30079932.3558 | 2515.7475 | 5117.7492 | 7758.0861
Strategic Energy Management | 4042502.6136 | 4042502.6136 | 4042502.6136 | 12127507.8408 | 947.2488 | 947.2488 | 947.2488 | 2841.7464 | 4042502.6136 | 8085005.2272 | 12127507.8408 | 947.2488 | 1894.4976 | 2841.7464
Block Bidding | 5029699.1666 | 5029699.1666 | 7544548.7499 | 17603947.0831 | 872 | 872 | 1308 | 3052 | 5029699.1666 | 10059398.3332 | 17603947.0831 | 872 | 1744 | 3052
Small Business Direct Install | 705331.5266 | 1430184.9403 | 1434446.9383 | 3569963.4052 | 117.8601 | 237.1948 | 237.3261 | 592.381 | 705331.5266 | 2135516.4669 | 3569963.4052 | 117.8601 | 355.0549 | 592.381
Business Programmable Thermostat | 26334 | 26334 | 26334 | 79002 | 71.82 | 71.82 | 71.82 | 215.46 | 26334 | 52668 | 79002 | 71.82 | 143.64 | 215.46
Demand Response Incentive | 0 | 0 | 0 | 0 | 20000 | 40000 | 55000 | 55000 | 0 | 0 | 0 | 20000 | 40000 | 55000
Online Business Energy Audit | 0 | 0 | 0 | 0 | 0 | 0 | 0 | 0 | 0 | 0 | 0 | 0 | 0 | 0
Home Lighting Rebate | 7069119.75 | 8275735.8 | 9943289.25 | 25288144.8 | 707.9625 | 835.2 | 1014.75 | 2557.9125 | 7069119.75 | 15344855.55 | 25288144.8 | 707.9625 | 1543.1625 | 2557.9125
Home Appliance Recycling Rebate | 2488660 | 2717383 | 2899467 | 8105510 | 415.34 | 452.865 | 483.885 | 1352.09 | 2488660 | 5206043 | 8105510 | 415.34 | 868.205 | 1352.09
Home Energy Report | 18964435.7 | 20975197.1 | 21070771.9 | 21070771.9 | 3529.6 | 4215 | 4215 | 4215 | 18964435.7 | 20975197.1 | 21070771.9 | 3529.6 | 4215 | 4215
Income-Eligible Home Energy Report | 0 | 0 | 0 | 0 | 0 | 0 | 0 | 0 | 0 | 0 | 0 | 0 | 0 | 0
Whole House Efficiency | 2633904.0623 | 4100643.6178 | 4877688.5545 | 11612236.2346 | 817.6985 | 1351.8317 | 1550.6335 | 3720.1637 | 2633904.0623 | 6734547.6801 | 11612236.2346 | 817.6985 | 2169.5302 | 3720.1637
Income-Eligible Multi-Family | 3563748.2128 | 3318649.529 | 3131880.4828 | 10014278.2246 | 401.863 | 445.9669 | 508.7649 | 1356.5948 | 3563748.2128 | 6882397.7418 | 10014278.2246 | 401.863 | 847.8298 | 1356.5948
Income-Eligible Weatherization | 143458.2921 | 0 | 0 | 143458.2921 | 52.6041 | 0 | 0 | 52.6041 | 143458.2921 | 143458.2921 | 143458.2921 | 52.6041 | 52.6041 | 52.6041
Residential Programmable Thermostat | 2048046 | 2048046 | 2048046 | 6144138 | 5585.58 | 5585.58 | 5585.58 | 16756.74 | 2048046 | 4096092 | 6144138 | 5585.58 | 11171.16 | 16756.74
Online Home Energy Audit | 0 | 0 | 0 | 0 | 0 | 0 | 0 | 0 | 0 | 0 | 0 | 0 | 0 | 0
|  |  |  | 184549652.1447 |  |  |  | 105855.4163

## Business EER - Standard
GMO Evaluation, Measurement, and Verification Report – Appendix Databook
Business Energy Efficiency Rebate - Standard: Data Tables | [11 empty] | Business Energy Efficiency Rebate - Standard: Figures
Executive Summary
Energy at the Customer Meter: Program Savings Summary
Data is sourced to Navigant analysis unless otherwise noted.
Program Savings Summary
| Gross |  |  | Net
| Reported Savings | Verified Savings | Realization Rate | MEEIA 3-Year Target | Verified Savings | % of MEEIA Target Achieved
Energy at Customer Meter (kWh) | 48659656.0931 | 29859639.52 | 61.36% | 38710762.01 | 28665253.9392 | 74.05%
Coinc Demand at Customer Meter (kW) | 8428.8484 | 4360.1 | 51.73% | 6384.64 | 4185.696 | 65.56%
Source: Program Tracking Database and Navigant analysis
Net to Gross Component Summary
Free Ridership | Participant Spillover | Non-Participant Spillover | NTGR
0.05 | 0.002 | 0.004 | 96%
Note: The NTG ratio is rounded to the nearest 100th.
Savings by Measure Type | [11 empty] | Coincident Demand at Customer Meter: Program Savings Summary
Measure Type | Total Number of Projects | Reported Energy Savings (kWh) | % of Total | Verified Energy Savings (kWh) | Reported Demand Savings (kW) | % of Total | Verified Demand Savings (kW)
Lighting | 474 | 48396340.41 | 99.46% | 29554417.66 | 8347.02 | 99.03% | 4248.29
HVAC & R | 14 | 140099.11 | 0.29% | 545975429 | 60.9 | 0.72% | 90.43
Motors, Drives & Compressors | 4 | 26507.45 | 0.05% | 26507.45 | 8.1 | 0.1% | 8.1
Compressed Air Upgrade | 15 | 96709.2 | 0.2% | 768 | 13.15 | 0.16% | 13.28
Total | 507 | 48659656.17 | 100% | 29859639.52 | 8429.17 | 100% | 4360.1
Source: Program Tracking Database and Navigant analysis
Additional Detail
Verified Inputs for Lighting Projects
| Verified (Navigant Analysis and IL TRM) |  |  |  | Total Number of Loggers Installed
Building Type | WHFe | WHFd | Revised CF | Revised HOU
Industrial | 1.02 | 1.04 | 0.62 | 5,144 | 33
Office | 1.21 | 1.44 | 0.75 | 4,484 | 29
Other | 1.09 | 1.36 | 0.67 | 5,280 | 61
Retail | 1.12 | 1.29 | 0.83 | 5,662 | 103
School | 1.18 | 1.35 | 0.59 | 4,074 | 45
Warehouse | 1.00 | 1.22 | 0.64 | 4,110 | 60
Exterior | 1.00 | 1.00 | - | 4,702 | 18
Source: Program Tracking Database and Navigant analysis and Illinois TRM
Final NTG Component Results - C&I Standard Rebate Program
Survey Type | Respondents | Number of Respondents | Period | Free Ridership | Participant Spillover | Non-Participant Spillover
Participant Web Survey | PY2016 Participating End-Use Customers | 56 | 2017 | 0.08 | 0.005 | --
Trade Ally Web Survey | Participating Trade Allies | 19 | 2017 | 0.05 | -- | 0.004
Measures with 2% or more program level savings and their effect on Program Level Realization Rate
Measure name | Reported kWh | Reported kW | Verified kWh | Verified kW | RR kWh | RR kW | Percentage of Reported savings kWh | Percentage of Reported savings kW | Effect on Energy RR | Effect on Demand RR | Effect on Demand RR
LED High Bay 176-350W | 38218973.29 | 6903.5 | 18838819.76 | 2966.28 | 49% | 43% | 79% | 82% | -47% | -57% | -0.57
LED Linear replacement lamp replacing a 4' T8, T12, or T5 Lamp | 1692283.51 | 385.11 | 2531635 | 437.18 | 150% | 114% | 3% | 5% | 3% | 2% | 0.02
Exterior LED replacing 251 -400W Fixture | 1444804.3 | 0 | 1363583.7 | 0 | 94% | - | 3% | 0% | 2% | 3% | 0.03
Exterior LED replacing > 400W Fixture | 1344158.5 | 0 | 1194372.49 | 0 | 89% | - | 3% | 0% | 1% | 0% | 0
LED High Bay 111-175W | 1179414.15 | 213.04 | 538561.38 | 83.75 | 46% | 39% | 2% | 3% | -1% | -1% | -0.01
Wall-Mount Occupancy Sensor | 812863.2 | 165.18 | 795770.11 | 124.01 | 98% | 75% | 2% | 2% | 0% | 0% | 0
Rest of the measures | 3967159.23 | 762.34 | 4596897.06 | 748.87 | 116% | 98% | 8% | 9% | 5% | 5% | 0.05
TOTAL | 48659656.17 | 8429.17 | 29859639.52 | 4360.1 | 61% | 52% | 100% | 100% | - | -
Source: Program Tracking Database and Navigant analysis
Standard & SBL Program Sampling for GMO and KMO Combined - Energy Savings
Program | Stratum |  | Population |  |  | Sample
|  | Year-End Population | Reported kWh Savings | % of Total | Sample Size | Reported kWh Savings | % of Total | Relative Precision at 90% Confidence (one-tailed)
Standard & SBL | Industrial | 163 | 28276549 | 23% | 7 | 1731701 | 15% | 7.3%
| Office | 144 | 3320072 | 3% | 5 | 284047 | 2% | 34.6%
| Other | 262 | 21648972 | 18% | 9 | 5713106 | 49% | 27.8%
| Retail | 251 | 10839101 | 9% | 12 | 666771 | 6% | 34.6%
| School | 94 | 7959338 | 7% | 8 | 688798 | 6% | 9.5%
| Warehouse | 206 | 48509157 | 40% | 9 | 2650037 | 23% | 13.9%
| Total | 1120 | 120553190 | 100% | 50 | 11734460 | 100% | 13.5%
Source: C&I Standard and SBL Program Tracking Databases and Navigant analysis
Standard & SBL Program Sampling for GMO and KMO Combined - Demand Savings
Program | Stratum |  | Population |  |  | Sample
|  | Year-End Population | Reported kW Savings | % of Total | Sample Size | Reported kW Savings | % of Total | Relative Precision at 90% Confidence (one-tailed)
Standard & SBL | Industrial | 163 | 5129.19 | 24% | 7 | 314.4 | 14% | 5.9%
| Office | 144 | 626.23 | 3% | 5 | 57.87 | 3% | 29.9%
| Other | 262 | 3576.61 | 17% | 9 | 1031.24 | 48% | 22.2%
| Retail | 251 | 1647.13 | 8% | 12 | 114.09 | 5% | 17.4%
| School | 94 | 1511.47 | 7% | 8 | 136.89 | 6% | 14.5%
| Warehouse | 206 | 8798.74 | 41% | 9 | 515.12 | 24% | 10.9%
| Total | 1120 | 21289.36 | 100% | 50 | 2169.61 | 100% | 10.4%
Source: C&I Standard and SBL Program Tracking Databases and Navigant analysis
Participant Satisfaction with Standard Program (on a scale of 1 though 5, 1 being the lowest, 5 being the highest)
Program Component | 5 | 4 | 3 | 2 | 1 | Average Satisfaction (1-5)
Amount of rebate | 56.36% | 21.82% | 18.18% | 1.82% | 1.82% | 4.29
Time it took to receive the rebate | 64.81% | 14.81% | 7.41% | 7.41% | 5.56% | 4.26
Requirements to participate in the program | 66.04% | 20.75% | 9.43% | 1.89% | 1.89% | 4.47
Application process | 69.81% | 18.87% | 5.66% | 1.89% | 3.77% | 4.49
Your installation contractor | 75.47% | 22.64% | 1.89% | 0% | 0% | 4.74
Overall satisfaction with the program | 61.82% | 27.27% | 9.09% | 0% | 1.82% | 4.47
Source: Navigant survey of participants; n=56
Participant's Willingness to Participate in KCP&L Rebate Program Again (on a scale of 1 though 5, 1 being the lowest, 5 being the highest)
Programs | 5 | 4 | 3 | 2 | 1 | Average Willingness (1-5)
Standard Program | 85.45% | 10.91% | 1.82% | 0% | 1.82% | 4.78
Other KCP&L Commercial Rebate Program | 87.04% | 9.26% | 1.85% | 0% | 1.85% | 4.8
Other KCP&L Residential Rebate Program | 60.42% | 12.5% | 8.33% | 4.17% | 14.58% | 4
Source: Navigant survey of participants; n=56
Participant Satisfaction with KCP&L (on a scale of 1 though 5, 1 being the lowest, 5 being the highest)
Program Component | 5 | 4 | 3 | 2 | 1 | Average Satisfaction (1-5)
Overall Satisfaction with KCP&L | 56.36% | 32.73% | 7.27% | 0% | 3.64% | 4.38
Source: Navigant survey of participants; n=56
Trade Ally Satisfaction (on a scale of 1 though 5, 1 being the lowest, 5 being the highest)
Program Component | 5 | 4 | 3 | 2 | 1 | Average Satisfaction (1-5)
Marketing materials provided by the program | 26.67% | 33.33% | 33.33% | 6.67% | 0% | 3.8
Amount and type of communication received from the program | 44.44% | 27.78% | 16.67% | 5.56% | 5.56% | 4
Amount and type of training provided by the program | 27.78% | 44.44% | 22.22% | 5.56% | 0% | 3.94
Project application process | 27.78% | 50% | 16.67% | 5.56% | 0% | 4
Time to complete a project through the program | 50% | 33.33% | 11.11% | 5.56% | 0% | 4.28
On-site verification follow-up visits | 53.33% | 13.33% | 26.67% | 6.67% | 0% | 4.13
The amount of the program incentives | 50% | 27.78% | 5.56% | 11.11% | 5.56% | 4.06
Source: Navigant survey of trade ally; n=19
Trade Ally Satisfaction with Standard Program Elements over Previous Year
Percentage response
Program component | Increased | Stayed the same | Decreased
Marketing materials provided by the program | 20% | 80% | 0%
Amount and type of communication received from the program | 36.36% | 54.55% | 9.09%
Project application process | 54.55% | 36.36% | 9.09%
Time to complete a project through the program | 27.27% | 72.73% | 0%
On-site verification follow-up visits | 22.22% | 66.67% | 11.11%
The amount of the program incentives | 36.36% | 45.45% | 18.18%
Source: Navigant survey of trade ally; n=19
Trade Ally Thoughts of Training (on a scale of 1 though 5, 1 being the lowest, 5 being the highest)
Program component | 5 | 4 | 3 | 2 | 1 | Average Thoughts (1-5)
Useless:Informative | 41.18% | 29.41% | 23.53% | 5.88% | 0% | 4.06
Too short:Too long | 6.25% | 0% | 81.25% | 6.25% | 6.25% | 2.94
Boring:Interesting | 25% | 25% | 37.5% | 12.5% | 0% | 3.63
Limited:Comprehensive | 12.5% | 25% | 50% | 12.5% | 0% | 3.38
Discouraging:Motivating | 23.53% | 11.76% | 58.82% | 5.88% | 0% | 3.53
Source: Navigant survey of trade ally; n=19
Trade Ally Overall Satisfaction with the Standard Program (on a scale of 1 though 5, 1 being the lowest, 5 being the highest)
Program component | 5 | 4 | 3 | 2 | 1 | Average Satisfaction (1-5)
Overall Satisfaction with Standard Program | 55.56% | 27.78% | 0% | 16.67% | 0% | 4.22
Source: Navigant survey of trade ally; n=19

## Business EER - Custom
GMO Evaluation, Measurement, and Verification Report – Appendix Databook
Business Energy Efficiency Rebate - Custom: Data Tables | [7 empty] | Business Energy Efficiency Rebate - Custom: Figures
Executive Summary
Data is sourced to Navigant analysis unless otherwise noted.
Program Savings Summary | [7 empty] | Energy at the Customer Meter: Program Savings Summary
| Gross |  |  | Net
| Reported Savings | Verified Savings | Realization Rate | MEEIA 3-Year Target | Verified Savings | % of MEEIA Target Achieved
Energy at Customer Meter (kWh) | 664528.2 | 658738.66 | 99.13% | 30079932.3558 | 704850.3662 | 2.343%
Coinc Demand at Customer Meter (kW) | 92.32 | 92.32 | 100% | 7758.0861 | 98.7824 | 1.273%
Source: Program Tracking Database and Navigant analysis
Net to Gross Component Summary
Free Ridership | Participant Spillover | Non-Participant Spillover | NTGR
0.11 | 0.04 | 0.14 | 107%
Source: Navigant analysis PY2015
GMO Business EER Custom - PY 2016 Summary by Measure Type
Measure Type | Total Number of Projects | Reported Energy Savings (kWh) | Verified Energy Savings (kWh) | % of Total | Reported Demand Savings (kW) | Verified Demand Savings (kW) | % of Total
HVAC | 1 | 174874 | 173350.4529 | 26.32% | 0 | 0 | -
Lighting | 2 | 147079.88 | 145798.4824 | 22.13% | 0 | 0 | -
Motors, Drives & Compressors | 1 | 106907.98 | 105976.5703 | 16.09% | 17.52 | 17.52 | 18.98%
New Construction | 1 | 211260.39 | 209419.8353 | 31.79% | 74.8 | 74.8 | 81.02%
Refrigeration | 1 | 24405.95 | 24193.3191 | 3.673% | 0 | 0 | - | Coincident Demand at Customer Meter: Program Savings Summary
Total | 6 | 664528.2 | 658738.66 | 100% | 92.32 | 92.32 | 100%
Source: C&I Custom Rebate Program Tracking Database and Navigant analysis
Additional Detail
End-of-Year Population and Sample Sizes
Stratum | Reported Energy Savings (kWh) | Reported Peak Demand Savings (kW) | Total Number of Projects | Projects in Sample
Large | 614084.55 | 92.32 | 4 | 3
Small | 50443.65 | 0 | 2 | 1
Total | 664528.2 | 92.32 | 6 | 4
Source: C&I Custom Rebate Program Tracking Database and Navigant analysis
Note: Large projects account for at least 75% of total energy savings while total energy savings of all small projects are no more than 25%.
Energy Impacts at the Customer Meter
Stratum | Total Reported Energy Savings in Sample (kWh) | Total Verified Energy Savings in Sample (kWh) | Energy RR | Relative Precision at 90% Confidence (one-tailed)
Large | 507176.57 | 502394.9524 | 99.06% | 0.8%
Small | 24405.95 | 24405.9497 | 100% | 0%
Total | 531582.52 | 526800.902 | 99.1% | 0.7%
Coincident Demand Impacts at Customer Meter
Stratum | Total Reported Coincident Demand Savings (kW) | Total Verified Coincident Demand Savings (kW) | Coincident Demand RR | Relative Precision at 90% Confidence (one-tailed)
Large | 74.8 | 74.7959 | 99.99% | 0%
Small | 0 | 0 | 100% | 0%
Total | 74.8 | 74.7959 | 99.99% | 0%
Project-Level Energy and Demand Savings and RRs
Navigant Site ID | Project Type | Reported kWh | Verified kWh | Realization Rate (kWh) | Reported kW | Verified kW | Realization Rate (kW)
PRJ-829576 | New Construction | 211260.39 | 211260.3872 | 100% | 74.8 | 74.7959 | 99.99%
PRJ-1039794 | HVAC | 174874 | 174874.0352 | 100% | 0 | 0 | 0
PRJ-1030090 | Lighting | 121042.18 | 116260.53 | 96.05% | 0 | 0 | 0
PRJ-795982 | Refrigeration | 24405.95 | 24405.9497 | 100% | 0 | 0 | 0
Project-Level Results for Sampled Projects
Nav. Site ID | Project Type | Energy RR (%) | Effect on Energy RR (%) | Demand RR (%) | Effect on Demand RR (%) | Reason for Discrepancy
PRJ-829576 | New Construction | 100% | -0.5932% | 99.99% | 0.005504% | No discrepancies.
PRJ-1039794 | HVAC | 100% | -0.441% | 0 | 0 | No discrepancies.
PRJ-1030090 | Lighting | 96.05% | 0.8995% | 0 | 0 | 1. This is an exterior lighting project. The implementer used 1.12 for WHFe. Navigant changed the WHFe to 1.00. 2. This is a new construction project. The Building Area method should be used for the calculation rather than using a representative of baseline figures. Navigant used the Building Area method instead. 3. This is a new construction project. The baseline cost should be zero.
PRJ-795982 | Refrigeration | 100% | -0.04329% | 0 | 0 | No discrepancies.

## Block Bidding
GMO Evaluation, Measurement, and Verification Report – Appendix Databook
Block Bidding: Data Tables | [7 empty] | Business Energy Efficiency Rebate - Block Bidding: Figures
Executive Summary
Data is sourced to Navigant analysis unless otherwise noted.
Program Savings Summary | [7 empty] | Energy at the Customer Meter: Program Savings Summary
| Gross |  |  | Net
| Reported Savings | Verified Savings | Realization Rate | MEEIA 3-Year Target | Verified Savings | % of MEEIA Target Achieved
Energy at Customer Meter (kWh) | 436323.69 | 467489.66 | 107.1% | 17603947.0831 | 467489.66 | 2.656%
Coinc Demand at Customer Meter (kW) | 55.35 | 55.15 | 99.64% | 3052 | 55.15 | 1.807%
Source: Program Tracking Database and Navigant analysis
Net to Gross Component Summary
Free Ridership | Participant Spillover | Non-Participant Spillover | NTGR
Deemed 1.0 pending future research |  |  | 100%
PY 2016 Summary by Measure Type
Navigant Site ID | Project Type | Reported kWh | Verified kWh | Realization Rate (kWh) | Reported kW | Verified kW | Realization Rate (kW)
1 | Lighting | 436323.69 | 467489.66 | 107.1% | 55.35 | 55.15 | 99.64%
Source: Program Tracking Database and Navigant analysis
Coincident Demand at the Customer Meter: Program Savings Summary

## Business EER - SEM
GMO Evaluation, Measurement, and Verification Report – Appendix Databook
The Strategic Energy Management program did not claim any savings in PY1.

## Small Bus. Lighting
GMO Evaluation, Measurement, and Verification Report – Appendix Databook
Small Bus. Lighting: Data Tables | [11 empty] | Business Energy Efficiency Rebate - Small Bus. Lighting: Figures
Executive Summary
Data is sourced to Navigant analysis unless otherwise noted.
Program Savings Summary | [11 empty] | Energy at the Customer Meter: Program Savings Summary
| Gross |  |  | Net
| Reported Savings | Verified Savings | Realization Rate | MEEIA 3-Year Target | Verified Savings | % of MEEIA Target Achieved
Energy at Customer Meter (kWh) | 1689659.2575 | 1307522 | 77.38% | 3569963.4052 | 1140159.184 | 31.94%
Coinc Demand at Customer Meter (kW) | 275.6635 | 189 | 68.56% | 592.381 | 164.808 | 27.82%
Source: Program Tracking Database and Navigant analysis
Net to Gross Component Summary
Free Ridership | Participant Spillover | Non-Participant Spillover | NTGR
0.14 | 0.002 | 0.01 | 87.2%
Measure Summary Table
Measure Type | Reported kWh | Reported kW
LED replacing interior HID | 832268.2861 | 150.3334
LED Linear | 289243.0806 | 64.0368
LED Screw In | 266585.0776 | 44.5544 | [9 empty] | Coincident Demand at the Customer Meter: Program Savings Summary
LED Exterior | 212596.3 | 0
Light Optimization | 88966.5132 | 16.7389
Total | 1689659.2575 | 275.6635
Source: Program Tracking Database and Navigant analysis
Additional Detail
Energy Impacts at the Customer Meter
Stratum | Total Reported Energy Savings (kWh) | Total Verified Energy Savings (kWh) | Energy RR
Small Business Lighting | 1689659.2575 | 1307522 | 77.38%
Total | 1689659.2575 | 1307522 | 77.38%
Source: Program Tracking Database and Navigant analysis
Coincident Demand Impacts at Customer Meter
Stratum | Total Reported Coincident Demand Savings (kW) | Total Verified Coincident Demand Savings (kW) | Coincident Demand RR
Small Business Lighting | 275.6635 | 189 | 68.56%
Total | 275.6635 | 189 | 68.56%
Source: Program Tracking Database and Navigant analysis
Measures with 3% or more program level savings and their effect on Program Level Realization Rate
Measure name | Primary Key | Reported kWh | Reported kW | Verified kWh | Verified kW | RR kWh | RR kW | Percentage of Reported savings kWh | Percentage of Reported savings kW | Effect on Energy RR | Effect on Demand RR
LED High Bay 176-350W | 0217 | 627569.35 | 113.36 | 347189.41 | 56.75 | 55% | 50% | 37.16% | 41.1% | -13% | -12%
LED linear replacement lamp replacing a 4' T8, T12, or T5 lamp (Eligible for lighting optimization if applicable to project) | 0201 | 199867.85 | 45.48 | 318116.08 | 56.53 | 159% | 124% | 11.83% | 16.49% | 11% | 11%
Omnidirectional LED Bulb (<10W) | 0187 | 172372.5 | 28.36 | 86213.28 | 16.58 | 50% | 58% | 10.21% | 10.28% | -4% | -1%
LED High Bay 111-175W | 0216 | 157483.46 | 28.45 | 77768.35 | 12.51 | 49% | 44% | 9.324% | 10.31% | -3% | -2%
Exterior LED replacing 251-400W HID | 0195 | 138167.6 | 0 | 140046.79 | 0 | 101% | - | 8.18% | 0% | 2% | 0%
Directional LED Bulb (<15W) | 0179 | 77637.42 | 13.13 | 49349.64 | 9.07 | 64% | 69% | 4.597% | 4.76% | -1% | 0%
LED 2X4 Troffer or Linear Ambient replacing T8, T12 or T5/T5HO | 0207 | 46416.65 | 10.55 | 60250.82 | 10.76 | 130% | 102% | 2.748% | 3.825% | 1% | 2%
Lighting Optimization - Remove 4ft Lamp from T8 System | 0072 | 44742.51 | 9.1 | 45826.32 | 7.46 | 102% | 82% | 2.649% | 3.299% | 0% | 1%
Lighting Optimization - Remove 8ft Lamp from T8 System | 0186 | 44224 | 7.64 | 31030.14 | 5.28 | 70% | 69% | 2.618% | 2.77% | -1% | 0%
Rest of the measures |  | 180561.68 | 19.77 | 151730.99 | 14.23 | 84% | 72% | 10.69% | 7.167% | 0% | 1%
TOTAL |  | 1689043.0221 | 275.8401 | 1307521.8193 | 189.1694 | 77.41% | 68.58% | 100% | 100% | -- | --
Source: Program Tracking Database and Navigant analysis
Standard & SBL Program Sampling for GMO and KMO Combined - Energy Savings
Program | Stratum |  | Population |  |  | Sample
|  | Year-End Population | Reported kWh Savings | % of Total | Sample Size | Reported kWh Savings | % of Total | Relative Precision at 90% Confidence (one-tailed)
Standard & SBL | Industrial | 163 | 28276549 | 23% | 7 | 1731701 | 15% | 7.3%
| Office | 144 | 3320072 | 3% | 5 | 284047 | 2% | 34.6%
| Other | 262 | 21648972 | 18% | 9 | 5713106 | 49% | 27.8%
| Retail | 251 | 10839101 | 9% | 12 | 666771 | 6% | 34.6%
| School | 94 | 7959338 | 7% | 8 | 688798 | 6% | 9.5%
| Warehouse | 206 | 48509157 | 40% | 9 | 2650037 | 23% | 13.9%
| Total | 1120 | 120553190 | 100% | 50 | 11734460 | 100% | 13.5%
Source: C&I Standard and SBL Program Tracking Databases and Navigant analysis
Standard & SBL Program Sampling for GMO and KMO Combined - Demand Savings
Program | Stratum |  | Population |  |  | Sample
|  | Year-End Population | Reported kW Savings | % of Total | Sample Size | Reported kW Savings | % of Total | Relative Precision at 90% Confidence (one-tailed)
Standard & SBL | Industrial | 163 | 5129.19 | 24% | 7 | 314.4 | 14% | 5.9%
| Office | 144 | 626.23 | 3% | 5 | 57.87 | 3% | 29.9%
| Other | 262 | 3576.61 | 17% | 9 | 1031.24 | 48% | 22.2%
| Retail | 251 | 1647.13 | 8% | 12 | 114.09 | 5% | 17.4%
| School | 94 | 1511.47 | 7% | 8 | 136.89 | 6% | 14.5%
| Warehouse | 206 | 8798.74 | 41% | 9 | 515.12 | 24% | 10.9%
| Total | 1120 | 21289.36 | 100% | 50 | 2169.61 | 100% | 10.4%
Source: C&I Standard and SBL Program Tracking Databases and Navigant analysis
Final NTG Component Results - C&I SBL Rebate Program
Survey Type | Respondents | Number of Respondents | Period | Free Ridership | Participant Spillover | Non-Participant Spillover
Participant Survey | Participants | 21 | 2017 | 0.14 | 0.002 | --
Trade Ally | Participating Trade Allies | 12 | TBD | 0.21 | -- | 0.01
Participant Satisfaction with SBL Program (on a scale of 1 though 5, 1 being the lowest, 5 being the highest)
Program Component | 5 | 4 | 3 | 2 | 1 | Average Satisfaction (1-5)
Amount of rebate | 85.71% | 14.29% | 0% | 0% | 0% | 4.86
Time it took to receive the rebate | 73.68% | 21.05% | 5.26% | 0% | 0% | 4.68
Requirements to participate in the program | 66.67% | 23.81% | 9.52% | 0% | 0% | 4.57
Application process | 66.67% | 28.57% | 4.76% | 0% | 0% | 4.62
Your installation contractor | 71.43% | 19.05% | 4.76% | 4.76% | 0% | 4.57
Overall satisfaction with the program | 76.19% | 23.81% | 0% | 0% | 0% | 4.76
Source: Navigant survey of participants; n=21
Participant's Willingness to Participate in KCP&L Rebate Program Again (on a scale of 1 though 5, 1 being the lowest, 5 being the highest)
Programs | 5 | 4 | 3 | 2 | 1 | Average Willingness (1-5)
Standard Program | 85% | 5% | 10% | 0% | 0% | 4.75
Other KCP&L Commercial Rebate Program | 80% | 10% | 5% | 5% | 0% | 4.65
Other KCP&L Residential Rebate Program | 78.9% | 10.5% | 5.3% | 5.3% | 0% | 4.63
Source: Navigant survey of participants; n=21
Participant Satisfaction with KCP&L (on a scale of 1 though 5, 1 being the lowest, 5 being the highest)
Program Component | 5 | 4 | 3 | 2 | 1 | Average Satisfaction (1-5)
Overall Satisfaction with KCP&L | 47.62% | 52.38% | 0% | 0% | 0% | 4.48
Source: Navigant survey of participants; n=21
Trade Ally Satisfaction (on a scale of 1 though 5, 1 being the lowest, 5 being the highest)
Program Component | 5 | 4 | 3 | 2 | 1 | Average Satisfaction (1-5)
Marketing materials provided by the program | 22.2% | 44.4% | 11.1% | 11.1% | 11.1% | 3.55
Amount and type of communication received from the program | 54.5% | 18.2% | 9.1% | 18.2% | 0% | 4.09
Amount and type of training provided by the program | 45.5% | 27.3% | 18.2% | 9.1% | 0% | 4.1
Project application process | 27.3% | 27.3% | 36.4% | 0% | 9.1% | 3.64
Time to complete a project through the program | 27.3% | 36.4% | 18.2% | 18.2% | 0% | 3.73
On-site verification follow-up visits | 45.5% | 36.4% | 9.1% | 9.1% | 0% | 4.19
The amount of the program incentives | 27.3% | 45.5% | 9.1% | 18.2% | 0% | 3.82
Source: Navigant survey of trade ally; n=12
Trade Ally Thoughts of Training (on a scale of 1 though 5, 1 being the lowest, 5 being the highest)
Program component | 5 | 4 | 3 | 2 | 1 | Average Thoughts (1-5)
Useless:Informative | 27.3% | 36.4% | 18.2% | 18.2% | 0% | 3.73
Too short:Too long | 9.1% | 18.2% | 63.6% | 0% | 9.1% | 3.18
Boring:Interesting | 18.2% | 36.4% | 36.4% | 9.1% | 0% | 3.64
Limited:Comprehensive | 18.2% | 36.4% | 27.3% | 9.1% | 9.1% | 3.46
Discouraging:Motivating | 18.2% | 27.3% | 54.5% | 0% | 0% | 3.64
Source: Navigant survey of trade ally; n=12
Trade Ally Overall Satisfaction with the Standard Program (on a scale of 1 though 5, 1 being the lowest, 5 being the highest)
Program component | 5 | 4 | 3 | 2 | 1 | Average Satisfaction (1-5)
Overall Satisfaction with Standard Program | 27.3% | 54.5% | 9.1% | 9.1% | 0% | 4
Source: Navigant survey of trade ally; n=12

## Income-Eligible Weatherization
GMO Evaluation, Measurement, and Verification Report – Appendix Databook
Income-Eligible Weatherization: Data Tables | [7 empty] | Income-Eligible Weatherization: Figures
Executive Summary
Energy at the Customer Meter: Program Savings Summary
Data is sourced to Navigant analysis unless otherwise noted.
Program Savings Summary
| Gross |  |  | Net
| Reported Savings | Verified Savings | Realization Rate | MEEIA 3-Year Target | Verified Savings | % of MEEIA Target Achieved
Energy at Customer Meter (kWh) | 304971.8199 | 309811.7 | 101.6% | 143458.2 | 309811.7 | 216%
Coinc Demand at Customer Meter (kW) | 225.9659 | 128.43 | 56.84% | 52.6 | 128.43 | 244.2%
Source: Program Tracking Database and Navigant analysis
Net to Gross Component Summary
Free Ridership | Participant Spillover | Non-Participant Spillover | NTGR
Deemed 1.0 |  |  | 100%
Demand at the Customer Meter: Program Savings Summary
Additional Detail
End-of-Year Population and Sample Sizes
Stratum | Reported Energy Savings (kWh) | Total Number of Projects | Projects in Sample
Small (<4,000 kWh) | 100945.87 | 58 | 5
Medium (4,000 kWh <=savings < 12,000 kWh) | 98027.6 | 15 | 5
Large (>=12,000 kWh) | 105998.35 | 5 | 5*
Total | 304971.82 | 78 | 15
Notes:
Total savings include (12,239) kWh and (2.20) kW adjustments made by the IC toward the end of the year.
Source: Program Tracking Database and Navigant analysis
Energy Impacts at the Customer Meter
Stratum | Total Reported Energy Savings (kWh) | Total Verified Energy Savings (kWh) | Energy RR | Relative Precision at 90% Confidence (one-tailed) Achieved
Small (<4,000 kWh) | 100945.87 | 156618.33 | 155.2% | 33.1%
Medium (4,000 kWh <=savings < 12,000 kWh) | 98027.6 | 88662.07 | 90.45% | 29%
Large (>=12,000 kWh) | 105998.35 | 64531.3032 | 60.88% | 20.5%
Total | 304971.82 | 309811.7032 | 101.6% | 13.9%
Note: Total reported and verified savings include an adjustment of (12,239) kWh made by the IC at the end of the year.
Source: Program Tracking Database and Navigant analysis
Coincident Demand Impacts at Customer Meter
Stratum | Total Reported Coincident Demand Savings (kW) | Total Verified Coincident Demand Savings (kW) | Coincident Demand RR | Relative Precision at 90% Confidence (one-tailed) Goal | Relative Precision at 90% Confidence (one-tailed) Achieved
Large (>=12,000 kWh) | 74.81 | 68.4 | 91.43% | 33.1% | 33.1%
Medium (4,000 kWh <=savings < 12,000 kWh) | 72.64 | 41.55 | 57.2% | 29% | 29%
Small (<4,000 kWh) | 78.53 | 18.4785 | 23.53% | 0% | 20.5%
Total | 225.98 | 128.4285 | 56.83% | 12.6% | 13.9%
Note: Total reported and verified savings include an adjustment of (1.98) kW made by the IC at the end of the year.
Source: Program Tracking Database and Navigant analysis
Project-Level Energy and Demand Savings and RRs For Sampled Projects
Navigant Site ID | Reported kWh | Verified kWh | Realization Rate (kWh) | Reported kW | Verified kW | Realization Rate (kW) | Measures Included
Nav_1 | 3297.37 | 5928.41 | 179.8% | 2.44 | 2.02 | 82.79% | Lighting, Pipe Insulation, Insulation, Air Sealing, HVAC, HW Tank Insulation, Duct Insulation
Nav_2 | 1415.93 | 2145.14 | 151.5% | 1.05 | 1.69 | 161% | Pipe Insulation, Insulation, Air Sealing, Door Replacement
Nav_3 | 2476.07 | 4545.2 | 183.6% | 1.83 | 2.32 | 126.8% | Lighting, Pipe Insulation, Insulation, Air Sealing, HVAC, HW Tank Insulation, Duct Insulation
Nav_4 | 1183.19 | 1894.3 | 160.1% | 0.88 | 0.67 | 76.14% | Lighting, Pipe Insulation, Insulation, Air Sealing, HVAC, HW Tank Insulation, Window Replacement
Nav_5 | 6640.11 | 6230.93 | 93.84% | 4.92 | 2.46 | 50% | Lighting, Pipe Insulation, Insulation, HVAC, Thermostat, HW Tank Insulation
Nav_6 | 1897.35 | 1420.8 | 74.88% | 1.41 | 0.26 | 18.44% | Pipe Insulation, Insulation, HW Tank Insulation
Nav_7 | 12449 | 7558.9 | 60.72% | 9.22 | 2.86 | 31.02% | Lighting, Pipe Insulation, Insulation, Air Sealing, HVAC, HW Tank Insulation
Nav_8 | 15898.46 | 10385.1163 | 65.32% | 11.78 | 1.8543 | 15.74% | Lighting, Pipe Insulation, Insulation, Air Sealing, HVAC, HW Tank Insulation
Nav_9 | 5576.13 | 3779.78 | 67.79% | 4.13 | 1 | 24.21% | Pipe Insulation, Insulation, Air Sealing, HW Tank Insulation
Nav_10 | 6246.74 | 5077.21 | 81.28% | 4.63 | 4.085 | 88.23% | Lighting, Pipe Insulation, Insulation, Air Sealing, HVAC, HW Tank Insulation
Nav_11 | 4798.06 | 4994.86 | 104.1% | 3.56 | 1.42 | 39.89% | Lighting, Pipe Insulation, Insulation, Air Sealing, Duct Insulation
Nav_12 | 32160.02 | 11782.57 | 36.64% | 23.83 | 3.1 | 13.01% | Lighting, Pipe Insulation, Insulation, Air Sealing, HVAC, HW Tank Insulation, Window Replacement
Nav_13 | 4457.97 | 4987.97 | 111.9% | 3.3 | 2.78 | 84.24% | Lighting, Pipe Insulation, Insulation, Air Sealing, HVAC, HW Tank Insulation, Door Replacement
Nav_14 | 17739.89 | 17910.05 | 101% | 13.14 | 5.83 | 44.37% | Lighting, Pipe Insulation, Insulation, Air Sealing, HVAC, HW Tank Insulation, Duct Insulation
Nav_15 | 27750.98 | Dropped | N/A | 20.56 | Dropped | N/A | N/A
Note: Due to the lack of granularity in the program tracking files, the exact reasons for discrepancies were difficult to precisely estimate. The difference in insulation savings is likely due to differences in baseline R-value assumptions between Navigant and the CAPs. Navigant assumed, as detailed in the Illinois TRM V5, that no insulation in either the attic or the walls did not represent an R-value of zero, but represented an R-value of approximately six for attics and 12 for walls. This led to a significant reduction in overall savings, as the savings in switching form an R-value of zero to an R-value of 19, for example, is much greater than the savings in switching form an R-value of six to an R-value of 19. The difference in savings due to HVAC replacement, from new AC units and heat pump replacements, is most likely due to baseline assumptions. The NEAT input reports, as submitted to Navigant, did not include any information about the efficiency of the existing heat pumps, and often did not include information about the existing AC unit. In these cases, Navigant used the deemed baseline for these measures, which may have affected the verified savings.
Source: Program Tracking Database and Navigant analysis

## Whole House Efficiency
GMO Evaluation, Measurement, and Verification Report – Appendix Databook
Whole House Efficiency - Custom: Data Tables | [9 empty] | Whole House Efficiency - Custom: Figures
Executive Summary
[10 empty] | Energy at the Customer Meter: Program Savings Summary |  | Energy Savings by Measure Type
Data is sourced to Navigant analysis unless otherwise noted. | [10 empty] | Reported Energy Distribution by Measure Tier
Program Savings Summary
| Gross |  |  | Net
| Reported Savings | Verified Savings | Realization Rate | MEEIA 3-Year Target | Verified Savings | % of MEEIA Target Achieved
Energy at Customer Meter (kWh) | 4917213.6806 | 5536776.7912 | 112.6% | 19717746.2346 | 4429421.433 | 22.46%
Coinc Demand at Customer Meter (kW) | 2071.8762 | 2961.329 | 142.9% | 5072.2537 | 2369.0632 | 46.71%
Source: Program Tracking Database and Navigant analysis
Net to Gross Component Summary
Free Ridership | Participant Spillover | Non-Participant Spillover | NTGR
0.35 | 0.01 | 0.14 | 80%
PY 2016 Summary by Measure Type
Stratum | Total Number of Projects | Total Reported Energy Savings (kWh) | Total Verified Energy Savings (kWh) | Energy RR | Total Reported Coincident Demand Savings (kW) | Total Verified Coincident Demand Savings (kW) | Coincident Demand RR
Tier 1: Energy Savings Kit | 5547 | 194805.74 | 233854.37 | 120% | 19.07 | 45.74 | 239.9% |  |  | Coincident Demand at the Customer Meter: Program Savings Summary | Reported Demand Distribution by Measure Tier
Tier 2: Building Shell Measures | 538 | 173784.58 | 98172.16 | 56.49% | 63.88 | 34.13 | 53.43%
Tier 3: HVAC Measures | 2518 | 4548424.29 | 5204750.2612 | 114.4% | 1988.48 | 2881.459 | 144.9%
Total | 8603 | 4917014.6 | 5536776.7912 | 112.6% | 2071.44 | 2961.329 | 143%
Source: Program Tracking Database and Navigant analysis
Additional Detail
Measure-Level Energy and Demand Savings and RRs
Stratum | Measure | Sub-Measure | Quantity | Reported kWh | Verified kWh | Realization Rate (kWh) | Reported kW | Verified kW | Realization Rate (kW)
| Measure |  | Quantity
T1: Energy Savings Kit | LED |  | 3495 | 108181.61 | 105621.07 | 97.63% | 10.94 | 9.27 | 84.73%
T1: Energy Savings Kit | Hot Water Pipe Wrap |  | 341 | 5182.5 | 5044.55 | 97.34% | 0.59 | 0.58 | 98.31%
T1: Energy Savings Kit | Advanced Power Strip |  | 536 | 39519.28 | 55208 | 139.7% | 2.79 | 6.2 | 222.2%
T1: Energy Savings Kit | Aerator | Kitchen Faucet | 138 | 3141.6 | 5800.77 | 184.6% | 0.48 | 1.36 | 283.3%
T1: Energy Savings Kit | Aerator | Bathroom Faucet | 695 | 12304.6 | 15281.71 | 124.2% | 1.9 | 24.01 | 1264%
T1: Energy Savings Kit | Aerator | Shower | 342 | 26476.15 | 46898.27 | 177.1% | 2.37 | 4.32 | 182.3%
T2: Building Shell | Air Sealing |  | 239 | 89635.14 | 55630.71 | 62.06% | 21.83 | 29.91 | 137%
T2: Building Shell | Insulation | Ceiling | 69 | 47973.12 | 34474.66 | 71.86% | 26.65 | 3.35 | 12.57%
T2: Building Shell | Insulation | Wall | 31 | 5098.32 | 6405.08 | 125.6% | 2.85 | 0.58 | 20.35%
T2: Building Shell | Windows |  | 199 | 31078 | 1661.71 | 5.347% | 12.55 | 0.29 | 2.311%
T3: HVAC | Air Conditioner | Replace on Burnout | 48 | 30098.89 | 26859.4737 | 89.24% | 13.78 | 9.5713 | 69.46%
T3: HVAC | Air Conditioner | Early Replacement | 884 | 1512945.66 | 2572734.5257 | 170% | 666.5 | 2102.025 | 315.4%
T3: HVAC | Heat Pump | Replace on Burnout | 17 | 12613.3 | 14293.5049 | 113.3% | 3.36 | 2.699 | 80.33%
T3: HVAC | Heat Pump | Early Replacement | 199 | 1462514.68 | 1339628.843 | 91.6% | 576.13 | 515.7511 | 89.52%
T3: HVAC | Heat Pump | Replace ER Heat | 45 | 654817.72 | 41735.2325 | 6.374% | 243.17 | 11.6632 | 4.796%
T3: HVAC | Heat Pump | Ductless Mini-Split | 79 | 103846.62 | 297442.507 | 286.4% | 64.55 | 21.1994 | 32.84%
T3: HVAC | Heat Pump Water Heater |  | 12 | 21192 | 18910.17 | 89.23% | 1 | 0.9 | 90%
T3: HVAC | ECM Furnace Fan |  | 1234 | 750395.4 | 893146 | 119% | 419.98 | 217.65 | 51.82%
Measure-Level Results and Reasons
Nav. Site ID | Project Type |  | Energy RR (%) | Major Reasons for Discrepancy |  | Effect on Demand RR (%) | Major Reasons for Discrepancy
T1: Energy Savings Kit | LED |  | 97.63% | IL TRM v5 deemed HOU of 847 was used, versus the KCPL deemed value of 938. |  | 84.73% | IL TRM v5 CF of 7.10% was used to calculate verified savings, versus the KCPL deemed value of 9.5%
T1: Energy Savings Kit | Hot Water Pipe Wrap |  | 97.34% | IL TRM v5 deemed savings of 154.2 kWh is higher than reported deemed savings of 74 kWh. |  | 98.31% | IL TRM v5 deemed savings of 0.017 kW is higher than reported deemed savings of 0.008 kW.
T1: Energy Savings Kit | Advanced Power Strip |  | 139.7% | IL TRM v5 deemed savings of 103 kWh is higher than reported deemed savings of 73.7 kWh. |  | 222.2% | IL TRM v5 deemed savings of 0.011 kW is higher than reported deemed savings of 0.005 kW.
T1: Energy Savings Kit | Aerator | Kitchen Faucet | 184.6% | IL TRM V5 assume 2.56 person per household, versus KCPL's 1.44. |  | 283.3% | IL TRM V5 assumed a CF of 0.022 versus KCPL value of 0.01. IL TRM V5 assume 2.56 person per household, versus KCPL's 1.44.
T1: Energy Savings Kit | Aerator | Bathroom Faucet | 124.2% | IL TRM V5 assume 2.56 person per household, versus KCPL's 1.44. |  | 1264% | IL TRM V5 assumed a CF of 0.022 versus KCPL value of 0.01. IL TRM V5 assume 2.56 person per household, versus KCPL's 1.44.
T1: Energy Savings Kit | Aerator | Shower | 177.1% | IL TRM V5 assume 2.56 person per household, versus KCPL's 1.44. |  | 182.3% | IL TRM V5 assumed a CF of 0.022 versus KCPL value of 0.01. IL TRM V5 assume 2.56 person per household, versus KCPL's 1.44.
T2: Building Shell | Air Sealing |  | 62.06% | An EFLH of 982 was used to verify savings, versus the deemed value of 1,215. N-Factor verified as 22.5 vs. claimed 18.5. Latent Multiplier verified as 3.6 vs. claimed 5.8. |  | 137% | Waste heat factors, actual operating hours and coincident factor.
T2: Building Shell | Insulation | Ceiling | 71.86% | R-Value: Avg installed 23.7, claimed 33 |  | 12.57% | Full Load Cooling Hours. R-Value: Avg installed 23.7, claimed 33.
T2: Building Shell | Insulation | Wall | 125.6% | R-Value: Avg installed 10.4, claimed 3 |  | 20.35% | An EFLH of 982 was used to verify savings, versus the deemed value of 1,215. Claimed algorithm, values, and units differ from IL TRM v5 algorithm. Other differences include heating efficiency and Adjustment values.
T2: Building Shell | Windows |  | 5.347% | Deemed savings too high (no source for reported savings) |  | 2.311% | Deemed savings too high (no source for reported savings).
T3: HVAC | Air Conditioner | Replace on Burnout | 89.24% | An EFLH of 982 was used to verify savings, versus the deemed value of 1,215. |  | 69.46% | An efficient EER of 12, based on the IL TRM v5, versus the deemed baseline EER of 12.5.
T3: HVAC | Air Conditioner | Early Replacement | 170% | A baseline SEER of 6.82, based on MEEIA Cycle 1 research was used, versus the deemed baseline SEER of 10. An EFLH of 982 was used to verify savings, versus the deemed value of 629. |  | 315.4% | A baseline SEER of 6.71, based on MEEIA Cycle 1 research was used, versus the deemed baseline SEER of 9.2
T3: HVAC | Heat Pump | Replace on Burnout | 113.3% | Tracking Data consistently verified higher installed SEER and installed HSPF than claimed. Verified heating capacity lower than claimed. |  | 80.33% | Reported savings include demand savings due to both EER and HSPF change. IL TRM v5 demand algorithm only includes savings due to EER change.
T3: HVAC | Heat Pump | Early Replacement | 91.6% | Variations in Heating Full Load Hours (verified of 1376 vs. reported of 2.009), Cooling Full Load Hours (verified of 982 vs. reported of 1,215), and Baseline SEER all contributed to the difference in savings |  | 89.52% | Differences in Baseline EER (verified of 6.7 vs. reported of 8.55).
T3: HVAC | Heat Pump | Replace ER Heat | 6.374% | Baseline SEER and HSPF reported values very low as this is not actually an early retirement measure. (Verified SEERbase 14, reported 10. Verified HSPFbase 8.2, reported 3.41.) Additionally, variations in Heating Full Load Hours (verified 1376 vs. reported 2.009) and Cooling Full Load Hours (verified 982 vs. reported 1,215) contributed to the difference in savings |  | 4.796% | Differences in Baseline EER (verified of 11.8 vs. reported of 9.2).
T3: HVAC | Heat Pump | Ductless Mini-Split | 286.4% | Installed SEER (average from tracking data=22.94 vs. reported value of 21) |  | 32.84% | Installed EER (average from tracking data = 12.71 vs 19.1 reported value).
T3: HVAC | Heat Pump Water Heater |  | 89.23% | Reported savings do not account for Heating and Cooling savings |  | 90% | Daily hot water usage reported 50 gallons vs. verified 45 gallons.
T3: HVAC | ECM Fan |  | 119% | Deemed savings too low (no source for reported savings) |  | 51.82% | Deemed savings too high (no source for reported savings).
Impact Analysis: T3 HVAC Metadata, Averages, and Quantity
Measure | SEER |  | EER |  | HSPF |  | Average Cooling Capacity | Average Heating Capacity | Total Installed Quantity
| Average Replaced | Average Installed | Average Replaced | Average Installed | Average Replaced | Average Installed
Sub-Measure
Air Conditioner, Replace on Burnout | 10.4 | 16.05 | N/A | N/A | N/A | N/A | 3.24 | N/A | 48
SEER 15 | N/A | 15.12 | N/A | N/A | N/A | N/A | 3.12 | N/A | 13
SEER 16 | 10.4 | 16.5 | N/A | N/A | N/A | N/A | 3.29 | N/A | 35
SEER 17 | N/A | n/a | N/A | N/A | N/A | N/A | N/A | N/A | 0
Air Conditioner, Early Replacement | x | 16.22 | N/A | 13.2 | N/A | N/A | 3.21 | N/A | 884
SEER 15 | 9.48 | 15.15 | N/A | 12.55 | N/A | N/A | 3.33 | N/A | 212
SEER 16 | 9.54 | 16.53 | N/A | 13.34 | N/A | N/A | 3.17 | N/A | 672
SEER 17 | N/A | N/A | N/A | N/A | N/A | N/A | N/A | N/A | 0
Heat Pump, Energy Efficient | N/A | x | N/A | x | N/A | x | x | 36386.3606 | 17
SEER 15 | N/A | 15 | N/A | 12.5 | N/A | 7.36 | 3.25 | 37109.45 | 5
SEER 16 | N/A | 16.04 | N/A | 12.94 | N/A | 9.08 | 3.08 | 35307.96 | 8
SEER 17 | N/A | 17.25 | N/A | 12.5 | N/A | 9.1 | 3.3 | 37639.3 | 4
Heat Pump, Replace on Burnout | x | x | N/A | x | N/A | x | x | 36660.0094 | 199
SEER 15 | 9.93 | 15.17 | N/A | 12.52 | N/A | 8.71 | 3.13 | 35837.81 | 52
SEER 16 | 9.08 | 16.08 | N/A | 12.85 | N/A | 8.98 | 3.06 | 35096.02 | 64
SEER 17 | 9.63 | 18.34 | N/A | 16.08 | N/A | 9.56 | 3.37 | 38381.09 | 83
Heat Pump, Replaces Electric Resistance Heat | x | x | N/A | x | N/A | x | x | 34794.5942 | 45
SEER 15 | 10 | 15.17 | N/A | 12.75 | N/A | 8.87 | 3.05 | 34990.05 | 15
SEER 16 | 9.25 | 16.11 | N/A | 12.63 | N/A | 9.06 | 2.96 | 34036.32 | 19
SEER 17 | 7 | 18.27 | N/A | 15.7 | N/A | 9.63 | 3.13 | 35837.81 | 11
Heat Pump, Ductless Mini-Split | 8.68 | 22.94 | N/A | 12.78 | N/A | 11.12 | 1.19 | 15279.63 | 79
Notes:
Heating Capacity assigned by using a representative sample then normalized to cooling capacity in order to assign heating capacity for each unit.
Source: Program tracking data.
Impact Analysis: T2 Building Shell Metadata, Averages, and Quantity
Tier 2: Building Shell Measures | Initial Value | Final Value | Average Square Footage Replaced | Total Sq. Ft. Replaced
Insulation (R-Value) | 14.24 | 34.02 | 1060.5 | 237551.76
Ceiling | 17.28 | 41.032 | 1266.5 | 200107
Wall | 6.88 | 17.23 | 567.35 | 37444.76
Windows (U-Value) | n/a | n/a | 180.74 | 34159.49
Process Evaluation: Participant Satisfaction with Rebate Programs (on a scale of 1 though 5, 1 being the lowest, 5 being the highest)
Average Satisfaction (1-5)
Program Component | All Measures* | Air Conditioner | Heat Pump | Air Sealing | Insulation
Installation contractor | 4.6 | 4.7 | 4.77 | 4.08 | 4.42
Time to receive rebate | 4.6 | 4.7 | 4.77 | 4.08 | 4.42
Contractor communications | 4.7 | 4.77 | 4.83 | 4 | 4.17
Amount of the rebate | 4.1 | 4.1 | 4.2 | 3.85 | 4.42
Participation requirements | 3.9 | 3.87 | 4.13 | 3.54 | 4.58
Overall program | 4.4 | 4.4 | 4.6 | 4.08 | 4.67
*Weighted by each measure's relative share of rebated units within the program population.
Source: Navigant survey of participants; n=85.
Process Evaluation: Participant Satisfaction with Energy Savings Kit and Home Energy Assessment (on a scale of 1 though 5, 1 being the lowest, 5 being the highest)
Program Component | Average Satisfaction (1-5)
Energy savings items provided in the kit | 4.5
Information provided in the assessment | 4.1
Energy efficiency professional who conducted the assessment | 4.4
Overall experience with the Energy Savings Kit and home assessment | 4.2
Source: Navigant survey of participants; n=35.
Process Evaluation: Participant Satisfaction with Comprehensive Energy Audit (Insulation and Air Sealing Rebate Program Only. On a scale of 1 though 5, 1 being the lowest, 5 being the highest) | [9 empty] | Process Evaluation: Barriers to High Efficiency HVAC
Program Component | 5 | 4 | 3 | 2 | 1 | Average Satisfaction (1-5)
Information provided in the home energy audit | 72% | 16% | 0% | 4% | 8% | 4.4
Energy efficiency professional who conducted the audit | 72% | 8% | 8% | 8% | 4% | 4.4
Cost of the home energy audit | 44% | 16% | 32% | 0% | 4% | 4
Overall experience with the home energy audit | 64% | 16% | 12% | 4% | 4% | 4.3
Source: Navigant survey of participants; n=25.
Process Evaluation: Trade Ally Satisfaction (on a scale of 1 though 5, 1 being the lowest, 5 being the highest)
Program Component | 5 | 4 | 3 | 2 | 1 | Average Rating
Time to complete a project through the program | 56.52% | 21.74% | 17.39% | 4.35% | 0% | 4.3043
Ease of project application process | 47.83% | 34.78% | 13.04% | 4.35% | 0% | 4.2609
Amount of communication received from the program | 39.13% | 30.43% | 13.04% | 13.04% | 4.35% | 3.8692
Marketing support provided by the program | 27.27% | 36.36% | 22.73% | 4.55% | 9.09% | 3.6817
Amount of program incentives | 13.04% | 39.13% | 21.74% | 21.74% | 4.35% | 3.3477
Overall satisfaction with program | 34.78% | 39.13% | 17.39% | 4.35% | 4.35% | 3.9564
Source: Navigant survey of trade allies; n=23.
Process Evaluation: Barriers to High Efficiency HVAC
Barrier | % of Trade Allies Citing Barrier as Top 3 | % of Trade Allies Citing Barrier as Most Significant
Customers prioritize other features over energy efficiency | 17% | 4%
Customers are unaware of non-energy benefits | 17% | 8%
Customers are unaware of energy savings | 21% | 0%
Some contractors do not offer higher efficiency units | 29% | 4%
Customers do not believe that energy savings will offset extra cost | 50% | 17%
Customers are unwilling to replace still-functioning equipment | 71% | 42%
Customers balk at the high cost | 83% | 21%
Source: Navigant survey of HVAC trade allies; n=24.
Process Evaluation: Barriers to HVAC Tune-ups
Barrier | % of Trade Allies Citing Barrier as Top 3 | % of Trade Allies Citing Barrier as Most Significant
Customers are unaware of the need for tune-ups | 92% | 54%
Customers perceive that their equipment is still functioning properly | 92% | 33%
Customers balk at the high cost | 42% | 8%
Customers don't know how to find qualified contractors | 13% | 0%
Not enough contractors are qualified to perform tune-ups | 13% | 0%
Source: Navigant survey of HVAC trade allies; n=24.
Process Evaluation: Typical Program Participant Characteristics
| 1 | 2 | 3 | 4 | 5
Higher income | 19.05% | 42.86% | 28.57% | 4.76% | 4.76% | Lower income
Suburban dwellers | 23.81% | 19.05% | 52.38% | 0% | 4.76% | City slickers
Environmentally concerned | 14.29% | 23.81% | 52.38% | 9.52% | 0% | Not motivated to go green
Larger homes | 18.8% | 18.18% | 54.5% | 4.55% | 4.55% | Smaller homes
Older homes | 5% | 30% | 55% | 10% | 0% | Younger homes
Budget conscious | 13.64% | 18.18% | 40.91% | 18.18% | 9.09% | Big spenders
Source: Navigant survey of trade allies.
Process Evaluation: Efficiency Measures Offered by HVAC Trade Allies
Measure | % of Trade Allies Offering Measure Now | % of Trade Allies Who Offered Measure Prior to Program
Central air conditioner - SEER 15 | 93% | 83%
Central air conditioner - SEER 16 | 100% | 90%
ECM furnace fan |  | 77%
Heat pump ductless mini-split | 83% | 70%
Heat pump - SEER 15 | 87% | 77%
Heat pump - SEER 16 |  | 80%
Heat pump - SEER 17 | 83% | 63%
Heat pump - geothermal | 40% | 40%
Heat pump water heater | 23% | 13%
Ceiling insulation | 10% | 7%
Wall insulation | 0% | 0%
ENERGY STAR windows | 0% | 0%
Air sealing | 3% | 3%
Comprehensive energy audit | 0% | 0%
HVAC tune-up service | 90% | 67%
Source: Navigant survey of HVAC trade allies.
Process Evaluation: Trade Ally Recommendations for Program Improvement
Improvement | All Trade Allies
More marketing directly to customers | 40%
Offer incentives for additional types of equipment | 35%
More marketing support for contractors and other trade allies | 25%
More training/technical support for contractors and other trade allies | 25%
Target marketing to specific customer groups | 20%
More administrative support for contractor and other trade allies | 15%
Source: Navigant survey of trade allies; n=20.
Process Evaluation: Usefulness of Trade Ally Training
Rating | All Trade Allies
Very useful (5) | 39%
4 | 30%
3 | 12%
2 | 12%
Not at all useful (1) | 0%
Not applicable - haven't participated | 6%
Source: Navigant survey of trade allies.
Process Evaluation: Influence of Marketing Assistance on Trade Allies
Rating | All Trade Allies
Very influential (5) | 3%
4 | 9%
3 | 9%
2 | 9%
Not at all influential (1) | 3%
Not applicable - haven't received | 67%
Source: Navigant survey of trade allies.
Process/NTG Evaluation: Changes to Trade Ally Offerings
Rating | HVAC Trade Allies
Started offering higher efficiency equipment as the default | 21%
Added new high efficiency equipment | 24%
Stopped carrying lower efficiency equipment | 10%
None of the above | 41%
Source: Navigant survey of trade allies.
Process/NTG Evaluation: Likelihood of Changing Offerings in Absence of Program
Rating | HVAC Trade Allies
Very likely (5) | 15%
4 | 9%
3 | 12%
2 | 12%
Not at all likely (1) | 0%
Not applicable - haven't changed | 51.5%
Source: Navigant survey of trade allies.
NTG Evaluation: HVAC Trade Ally Free Ridership Estimates
Change | % of Program Savings in Measure Category | Program Units Sold in Sample | Estimated Number of Free Rider Units | FR %
Central air conditioner - SEER 15 | 9.4% | 131 | 67 | 51.15%
Central air conditioner - SEER 16 | 32.3% | 341 | 172 | 50.44%
ECM furnace fan | 18.3% | 36 | 21 | 58.33%
Heat pump - SEER 15 | 10.6% | 544 | 174 | 31.99%
Heat pump - SEER 16 | 13.3% | 28 | 26 | 92.86%
Heat pump - SEER 17 | 16.1% | 24 | 9 | 37.5%
|  |  | HVAC FR | 53.55%
Source: Navigant survey of trade allies and analysis of program participation database.
NTG Evaluation: HVAC Trade Ally Non-Participant Spillover Estimates
Change | % of Program Savings in Measure Category | Program Units Sold in Sample | Non-Participant Spillover Units Sold | NPSO %
Central air conditioner - SEER 15 | 9.4% | 131 | 12 | 9.16%
Central air conditioner - SEER 16 | 32.3% | 341 | 17 | 4.985%
ECM furnace fan | 18.3% | 36 | 11 | 30.56%
Heat pump - SEER 15 | 10.6% | 544 | 13 | 2.39%
Heat pump - SEER 16 | 13.3% | 28 | 3.5 | 12.5%
Heat pump - SEER 17 | 16.1% | 24 | 7.5 | 31.25%
Source: Navigant survey of trade allies and analysis of program participation database.
NTG Evaluation: Envelope Trade Ally Self-Reported NTG Estimates
Change | % of Program Savings in Measure Category | Program-Rebated Projects in Sample | Estimated Number of Free Rider Units | Trade Ally Net-of-FR Estimate
Insulation | 45% | 79 | 30 | 62.03%
Air Sealing | 55% | 110 | 21 | 80.91%
|  |  | Tier NTG | 72.41%
Source: Navigant survey of trade allies and analysis of program participation database.

## Income-Eligible Multi-Family
GMO Evaluation, Measurement, and Verification Report – Appendix Databook
Income-Eligible Multi-Family: Data Tables | [7 empty] | Income Eligible Multifamily: Figures
Executive Summary
Data is sourced to Navigant analysis unless otherwise noted.
Program Savings Summary | [7 empty] | Energy at the Customer Meter: Program Savings Summary | Reported and Realized kWh Energy and Demand Savings by Measure
| Gross |  |  | Net
| Reported Savings | Verified Savings | Realization Rate | MEEIA 3-Year Target | Verified Savings | % of MEEIA Target Achieved
Energy at Customer Meter (kWh) | 2309218.7512 | 1780321.81 | 77.1% | 10014278.2246 | 1780321.81 | 17.78%
Coinc Demand at Customer Meter (kW) | 233.6951 | 189.01 | 80.88% | 1356.5948 | 189.01 | 13.93%
Source: Program Tracking Database and Navigant analysis
Net to Gross Component Summary
Free Ridership | Participant Spillover | Non-Participant Spillover | NTGR
Deemed 1.0 |  |  | 100%
PY 2016 Summary by Measure Type
Gross
Measure Type | Verified kWh | Verified kW | % of Total Program kWh Savings | % of Total Program kW Savings
Lighting | 1700776.43 | 167.35 | 95.53% | 88.54%
Aerators | 22898.09 | 16.29 | 1.286% | 8.619%
Power Strips | 7725 | 0.87 | 0.4339% | 0.4603%
Insulation | 0 | 0 | 0% | 0% |  |  |  | Coincident Demand at the Customer Meter: Program Savings Summary
Low Flow Shower Head | 48922.29 | 4.5 | 2.748% | 2.381%
Source: Program Tracking Database and Navigant analysis
Additional Detail
Reported and Realized kW Energy and Demand Savings by Measure
Measure-Level Energy and Demand Savings and RRs
Measure Name | Reported kWh | Verified kWh | Realization Rate (kWh) | Reported kW | Verified kW | Realization Rate (kW) | Reason for Discrepancy
Lighting LED - 9 Watt | 66147.1 | 62018.89 | 93.76% | 6.69 | 6.1 | 91.18% | Navigant’s HOU and CF are lower.
Low Flow Shower Heads Chrome 1.5 - Electric WH | 28082.81 | 46949.62 | 167.2% | 2.05 | 4.32 | 210.7% | Higher Persons per Household, higher minutes per day
1.0 GPM Bathroom Aerator | 7020.14 | 8179.25 | 116.5% | 0.89 | 12.85 | 1444% | Higher Persons per Household, higher minutes per day
1.5 GPM Kitchen Aerator | 6554.95 | 14718.84 | 224.5% | 0.83 | 3.44 | 414.5% | Baseline GPM is lower than efficient
CFLs (Food Bank Distribution) | 2104102.99 | 1631356.64 | 77.53% | 213.46 | 160.51 | 75.19% | Navigant’s HOU and CF are lower.
Power Saving Strips | 5529.75 | 7725 | 139.7% | 0.39 | 0.87 | 223.1% | Used
Low Flow Shower Heads Handheld Chrome 1.5 - Electric WH | 1179.95 | 1972.67 | 167.2% | 0.09 | 0.18 | 200% | higher minutes per day
Lighting LED - 15 Watt - Common Area | 2612.45 | 4495.75 | 172.1% | 0.08 | 0.45 | 562.5% | Common area HOU and CF are higher.
LED 9W A19 - Common Area | 2830.15 | 2905.15 | 102.7% | 0.08 | 0.29 | 362.5% | Common area HOU is lower and CF is higher.
Total | 2224060.29 | 1780321.81 | 80.05% | 224.56 | 189.01 | 84.17%
Source: Program Tracking Database and Navigant analysis
*Difference in Reported energy of 85,158 kWh and demand of 9 kW is due to "Other" measure categories
Count of Measures Installed by Type
Measure Type | Number of Measures Installed
Lighting | 76538
Aerators | 382 | [6 empty] | Count of Measures Installed by Type
Power Strips | 75
Insulation | 0
Low Flow Shower Head | 162
Source: Program Tracking Database and Navigant analysis
Savings Summary by Measure
| Gross |  |  | Gross
Measure Category | Reported kWh | Verified kWh | Realization Rate | Reported kW | Verified kW | Realization Rate
Lighting | 2175692.69 | 1700776.43 | 78.17% | 220.31 | 167.35 | 75.96%
Aerators | 13575.09 | 22898.09 | 168.7% | 1.72 | 16.29 | 947.1%
Power Strips | 5529.75 | 7725 | 139.7% | 0.39 | 0.87 | 223.1%
Insulation | 0 | 0 | NA | 0 | 0 | N/A
Low Flow Shower Head | 29262.76 | 48922.29 | 167.2% | 2.14 | 4.5 | 210.3%
Total | 2224060.29 | 1780321.81 | 80.05% | 224.56 | 189.01 | 84.17%
Source: Program Tracking Database and Navigant analysis

## Home Lighting Rebate
GMO Evaluation, Measurement, and Verification Report – Appendix Databook
Home Lighting Rebate: Data Tables | [9 empty] | Home Lighting Rebate: Figures
Executive Summary
Data is sourced to Navigant analysis unless otherwise noted. | [9 empty] | Energy at the Customer Meter: Program Savings Summary |  | Mid-Year Population and Sample Sizes by Reported Energy Savings (kWh)
Program Savings Summary
| Gross |  |  | Net
| Reported Savings | Verified Savings | Realization Rate | MEEIA 3-Year Target | Verified Savings | % of MEEIA Target Achieved
Energy at Customer Meter (kWh) | 12708826.7624 | 11128338 | 87.56% | 25288144.8 | 9327485.076 | 36.88%
Coinc Demand at Customer Meter (kW) | 1272.8042 | 1296 | 101.9% | 2557.9125 | 1086.24 | 42.47%
Notes:
Net savings derived from individual Net of FR ratios for standard and specialty LEDs; application of weighted total NTG yields slightly different results due to rounding error
Source: Program Tracking Database and Navigant analysis
Net to Gross Component Summary
Stratum | Free Ridership | Participant Spillover | Non-Participant Spillover | Net of FR
Standard LEDs | 0.14 | N/A | N/A | 85.8%
Specialty LEDs | 0.24 | N/A | N/A | 76.2%
Total | 0.16 | N/A | N/A | 84%
Notes:
Total Free Ridership and Net of FR equals the savings weighted sum of standard and specialty values | [9 empty] | Coincident Demand at the Customer Meter: Program Savings Summary
Source: Program Tracking Database and Navigant analysis
Energy Impacts at the Customer Meter
Stratum | Total Reported Energy Savings (kWh) | Total Verified Energy Savings (kWh) | Energy RR | Relative Precision at 90% Confidence (one-tailed)
Standard LEDs | N/A | 8830120 | N/A | N/A
Specialty LEDs | N/A | 2298218 | N/A | N/A
Total | 12708827 | 11128338 | 87.56% | N/A
Notes:
Total verified savings includes the application of an in-service rate and adjustments for leakage and C&I installations
Total Reported Energy Savings value was not broken out by Standard and Specialty
Source: Program Tracking Database and Navigant analysis
Coincident Demand Impacts at Customer Meter
Stratum | Total Reported Coincident Demand Savings (kW) | Total Verified Coincident Demand Savings (kW) | Coincident Demand RR | Relative Precision at 90% Confidence (one-tailed)
Standard LEDs | N/A | 1028 | N/A | N/A
Specialty LEDs | N/A | 268 | N/A | N/A
Total | 1272 | 1296 | 101.9% | N/A
Notes:
Total verified savings includes the application of an in-service rate and adjustments for leakage and C&I installations
Total Reported Demand Savings value was not broken out by Standard and Specialty
Source: Program Tracking Database and Navigant analysis
Additional Detail
Mid-Year Population and Sample Sizes - Residential Sales
Stratum | Verified Energy Savings (kWh) | Number of Packages | Number of Bulbs
Standard LEDs | 2275984 | 35503 | 80496
Specialty LEDs | 754502 | 15797 | 25991
Total | 3030486 | 51300 | 106487
Notes:
Counts include application of leakage and C&I installations, savings also adjust for an in-service rate
Source: Home Lighting Rebate Tracking Database, adjusted for leakage and cross-sector sales
End-of-Year Population and Sample Sizes - Residential Sales
Stratum | Verified Energy Savings (kWh) | Number of Packages | Number of Bulbs
Standard LEDs | 7252831 | 95427 | 256515
Specialty LEDs | 1887635 | 36274 | 65025
Total | 9140466 | 131701 | 321540
Notes:
Counts include application of leakage and C&I installations, savings also adjust for an in-service rate
Source: Home Lighting Rebate Tracking Database, adjusted for leakage and cross-sector sales
Mid-Year Population and Sample Sizes - Cross Sector Sales
Stratum | Verified Energy Savings (kWh) | Number of Packages | Number of Bulbs
Standard LEDs | 494944 | 1691 | 3833
Specialty LEDs | 164127 | 752 | 1238
Total | 659071 | 2443 | 5071
Notes:
Based on a 4% cross-sector sales rate; savings also adjust for an in-service rate
Source: Home Lighting Rebate Tracking Database
End-of-Year Population and Sample Sizes - Cross Sector Sales
Stratum | Verified Energy Savings (kWh) | Number of Packages | Number of Bulbs
Standard LEDs | 1577289 | 4544 | 12215
Specialty LEDs | 410583 | 1728 | 3097
Total | 1987872 | 6272 | 15312
Notes:
Based on a 4% cross-sector sales rate; savings also adjust for an in-service rate
Source: Home Lighting Rebate Tracking Database
Mid-Year Residential Leakage Sales
Stratum | Leaked Energy Savings (kWh) | Number of Packages | Number of Bulbs
Standard LEDs | 325128 | 5072 | 11499
Specialty LEDs | 107786 | 2257 | 3713
Total | 432914 | 7329 | 15212
Notes:
Based on a 12% leakage rate; savings also adjust for an in-service rate
Source: Home Lighting Rebate Tracking Database
End-of-Year Residential Leakage Sales
Stratum | Leaked Energy Savings (kWh) | Number of Packages | Number of Bulbs
Standard LEDs | 1036119 | 13632 | 36645
Specialty LEDs | 269654 | 5182 | 9289
Total | 1305773 | 18814 | 45934
Notes:
Based on a 12% leakage rate; savings also adjust for an in-service rate
Source: Home Lighting Rebate Tracking Database
Final NTG Component Results - Home Lighting Rebate Program
Estimation Approach | Period | Free Ridership | Participant Spillover | Non-Participant Spillover | Percent of Total Program Savings for Period
Demand Elasticity Modeling - Standard | 2016 | 0.14 | -- | -- | 100%
Demand Elasticity Modeling - Specialty | 2016 | 0.24 | -- | -- | 100%
Demand Elasticity Modeling - Overall | 2016 | 0.16 | -- | -- | 100%
Notes:
Demand Elasticity Modeling relies on analysis of program data
-- SO and NPSO are not provided through the DEM approach
Demand Elasticity Modeling Free Ridership Estimates by Retail Channel - Home Lighting Rebate
Retail Channel | Period | Free Ridership | Percent of Total Program Savings for Period
Home Improvement | 2016 | 0.26 | 100% | [7 empty] | Vertical Bar Chart of Consumer Survey Self-reported and On-site Verified Bulb Penetration (GMO Only) using data from
Mass Merchandise | 2016 | 0.08 | 100%
Membership Clubs | 2016 | 0.26 | 100%
All Other Channels | 2016 | 0.16 | 100%
Total Standard LEDs | 2016 | 0.16 | 100%
Notes:
Demand Elasticity Modeling relies on analysis of program data
Source: Navigant analysis or Program Tracking and Promotional Data
Socket Saturation
Bulb Type | GMO | KCP&L-MO | Combined
n | 50 | 50 | 100
Total Sockets | 3813 | 2842 | 6655
Avg. # of Sockets | 76 | 57 | 67
Incandescent | 43% | 46% | 44%
CFL | 20% | 23% | 21%
LED | 20% | 13% | 16%
Fluorescent | 8% | 6% | 7%
Halogen | 6% | 6% | 6%
Other/Unknown | 3% | 6% | 4%
Empty Socket | 1% | 1% | 1%
CFL + LED | 39% | 35% | 37%
CFL + LED + Fluorescent | 48% | 41% | 45%
Incandescent + Halogen | 49% | 52% | 50%
Source: Navigant analysis of Home Lighting Rebate On-site Saturation Data
ENERGY STAR LEDs (Percentage of Installed LEDs)
Bulb Type | GMO | KCP&L-MO | Combined
n | # | # | #
Number of Homes | 29 | 20 | 50
Number of Sockets | 377 | 155 | 534
ENERGY STAR LEDs | 49% | 60% | 52%
Non ENERGY STAR LEDs | 51% | 40% | 48%
Notes:
Could not identify ENERGY STAR Qualification for 273 bulbs due to the inability to locate model numbers.
ENERGY STAR qualification based on both Version 1.2 and Version 2.0 bulbs, according to lists from Q3 2015 to Q2 2017
Source: Navigant analysis of Home Lighting Rebate On-site Saturation Data
Penetration of Various Bulb Types - Onsite Saturation Study
% of homes with at least one [bulb type] installed | GMO | KCP&L-MO | Combined
n | 50 | 50 | 100
Incandescent | 99% | 100% | 100%
CFL | 86% | 92% | 89%
LED | 85% | 68% | 76%
Halogen | 61% | 59% | 60%
Empty Socket | 55% | 62% | 59%
Fluorescent | 64% | 53% | 58%
Other/Don't Know | 15% | 18% | 17%
Source: Navigant analysis of Home Lighting Rebate On-site Saturation Data
Penetration of Various Bulb Types - Consumer Survey
|  | Phone | Web | Total
CFL | n | 67 | 176 | 243
| % | 82% | 92% | 89%
LEDs | n | 60 | 166 | 224
| % | 59% | 61% | 61%
Halogens | n | 52 | 150 | 202
| % | 48% | 48% | 48%
Note: Question limited to respondents somewhat or very familiar with each bulb type
Source: Navigant analysis of Home Lighting Rebate consumer survey
LED Purchases in Past Year - Onsite Saturation Study
| Total Purchased (n = purchasing households) |  |  | Avg. Purchased, Among Purchasing Households |  |  | Average Purchased, Among All Households
Purchased in the past year | GMO | KCP&L-MO | Combined | GMO | KCP&L-MO | Combined | GMO | KCP&L-MO | Combined
Purchasing Households
n | 34 | 25 | 60 | 34 | 25 | 60 | 50 | 50 | 100
Standard LEDs | 149 | 82 | 369 | 4 | 3 | 4 | 1 | 1 | 2
Specialty LEDs | 342 | 148 | 490 | 10 | 6 | 8 | 3 | 1 | 5
Total | 491 | 230 | 859 | 14 | 9 | 12 | 4 | 2 | 7
Source: Navigant analysis of Home Lighting Rebate On-site Saturation Data
Bulb Purchases in Past Six Months - Consumer Survey
| Total Purchased (n = purchasing households) |  |  | Avg. Purchased by Purchasing Households |  |  | Average Purchased, Among All Households
Purchased in the past year | CFL | LED | Halogen | CFL | LED | Halogen | CFL | LED | Halogen
Purchasing Households
n | 68 | 96 | 17 | 68 | 96 | 17 | 250 | 250 | 250
Total | 423 | 817 | 136 | 6 | 10.6 | 4.6 | 1.7 | 3.3 | 0.5
Notes:
Limited to respondents who purchased each type of bulb in the past six months
Source: Navigant analysis of Home Lighting Rebate consumer survey
In-Service Rate - LEDs Obtained in 2016 (Combined GMO and KCP&L-MO)
Year | Cumulative Installation Rate | Incremental Installation Rate | No Delayed Installs
1 | 78% | 78% | 100%
2 | 87% | 9%
3 | 93% | 6%
4 | 96% | 3%
NPV |  | 88% | 94%
Ratio of all first year to delayed scenario |  |  | 94.2%
NPV not discounting Year 1 |  |  | 94.2%
Source: Navigant analysis of Home Lighting Rebate On-site Saturation Data
SUPPLIER INTERVIEW PROCESS RELATED FINDINGS
Program Incentives Over Time - Home Lighting Rebate
Measure Type | Standard LEDs |  |  | Specialty LEDs
| Price Prior to Incentive | Incentive | Price After Incentive | Price Prior to Incentive | Incentive | Price After Incentive
First six months | 4.58 | 2.47 | 2.12 | 7.73 | 3.5 | 4.23
Second six months | 3.64 | 2.17 | 1.47 | 7.16 | 3.39 | 3.77
Notes:
Product mix differed over the year due to inclusion of LEDs qualified under ENERGY STAR 2.0
Source: Navigant analysis of Home Lighting Rebate Tracking Database
Supplier-identified Strengths and Weaknesses of Non-ENERGY STAR LEDs - Home Lighting Rebate
| Responses | Number of Respondents
Strengths | Price | 5
| Longer life compared to incandescents & halogens | 1
| Availability | 1
Weaknesses | Poor quality (e.g., brightness, color) | 5
| Negative effect on market transformation | 4
| Negative experience could slow adoption of all LEDs | 2
| Limited functionality | 1
Notes:
Multiple responses possible
Source: Navigant analysis of Supplier In-depth Interviews
Impact on Non-ENERGY STAR Sales in Absence of Program - Home Lighting Rebate
Response | Number of Respondents
Would sell more non-ES LEDs | 4
Would sell same amount of non-ES LEDs | 1
Would not manufacture/sell non-ES LEDs | 3
Source: Navigant analysis of Supplier In-depth Interviews
Products Suppliers Suggest Could be Added to the Home Lighting Rebate Program
Response | Number of Respondents
“Vintage” Color Bulbs | 2
Retrofit kits | 2
LED Downlights | 2
A15 Bulbs | 1
Hardwired LED fixtures | 1
Connected Lighting | 1
Greater variety of specialty bulbs | 1
Larger pack sizes | 1
Source: Navigant analysis of Supplier In-depth Interviews
Supplier Satisfaction with the Home Lighting Rebate Program
| Number of Respondents | Average
Manufacturers | 6 | 7.6
Retailers | 2 | 8.5
Total | 8 | 7.8
Notes:
Scale 0 = extremely dissatisfied to 10 = extremely satisfied
Source: Navigant analysis of Supplier In-depth Interviews
Supplier Suggestions for Program Improvements to the Home Lighting Rebate Program
Response | Number of Respondents
More budget/incentives | 3
Flexibility in incentives/timing | 2
Targeted promotions | 1
Remove the budget/category split | 1
Have ICF handle printing/managing POP materials | 1
Expand product mix | 1
Source: Navigant analysis of Supplier In-depth Interviews
Process and Additional Impact Context On-site Saturation Findings
Socket Saturation by Income
| GMO |  | KCP&L-MO |  | Combined
Bulb Type | Low Income | Non-Low Income | Low Income | Non-Low Income | Low Income | Non-Low Income
n | 4 | 38 | 15 | 32 | 19 | 70
Total Sockets | 161 | 3039 | 556 | 2177 | 717 | 5216
Avg. # of Sockets | 40 | 80 | 37 | 68 | 38 | 75
Incandescent | 17% | 45% | 35% | 51% | 32% | 47%
CFL | 30% | 21% | 25% | 21% | 26% | 21%
LED | 19% | 18% | 9% | 14% | 11% | 17%
Fluorescent | 4% | 8% | 10% | 4% | 9% | 6%
Halogen | 7% | 6% | 5% | 7% | 5% | 6%
Other/Don’t know | 23% | 2% | 14% | 2% | 15% | 2%
Empty Socket | 0% | 1% | 1% | 1% | 1% | 1%
CFL + LED | 49% | 39% | 35% | 36% | 37% | 38%
CFL + LED + Fluorescent | 53% | 47% | 45% | 39% | 46% | 44%
Incandescent + Halogen | 24% | 51% | 40% | 58% | 37% | 54%
Source: Navigant analysis of Home Lighting Rebate On-site Saturation Data
Socket Count by Room Type
| Total Socket Counts |  |  | Avg. Socket Counts
Room Type | GMO | KCP&L-MO | Combined | GMO | KCP&L-MO | Combined
n | 3813 | 2842 | 6655 | 76 | 57 | 67
Bathroom | 643 | 398 | 1041 | 13 | 8 | 10
Bedroom | 567 | 463 | 1030 | 11 | 9 | 10
Living Space | 583 | 425 | 1008 | 12 | 8 | 10
Kitchen | 413 | 275 | 688 | 8 | 6 | 7
Exterior | 273 | 250 | 523 | 6 | 6 | 6
Dining Room | 262 | 214 | 476 | 7 | 6 | 7
Hallway | 261 | 187 | 448 | 6 | 4 | 5
Garage | 203 | 77 | 280 | 6 | 4 | 5
Basement | 118 | 148 | 266 | 5 | 6 | 5
Closet | 159 | 92 | 251 | 4 | 3 | 3
Utility | 88 | 100 | 188 | 2 | 4 | 3
Office | 62 | 84 | 146 | 3 | 5 | 4
Foyer | 75 | 66 | 141 | 5 | 3 | 4
Other | 106 | 63 | 169 | 6 | 7 | 6
Source: Navigant analysis of Home Lighting Rebate On-site Saturation Data
Saturation by Room Type
| LEDs |  |  | CFLs |  |  | Incandescents+Halogens
% of sockets filled with [bulb type] | GMO | KCP&L-MO | Combined | GMO | KCP&L-MO | Combined | GMO | KCP&L-MO | Combined
n | 712 | 379 | 1091 | 778 | 571 | 1349 | 1905 | 1576 | 3481
Kitchen | 30% | 24% | 27% | 16% | 24% | 20% | 33% | 32% | 33%
Utility | 26% | 21% | 23% | 18% | 22% | 20% | 35% | 28% | 31%
Bathroom | 24% | 15% | 20% | 21% | 17% | 19% | 50% | 60% | 55%
Living Space | 21% | 11% | 16% | 20% | 24% | 21% | 52% | 51% | 52%
Office | 13% | 18% | 16% | 40% | 29% | 33% | 30% | 53% | 44%
Dining Room | 15% | 16% | 15% | 8% | 12% | 10% | 70% | 70% | 70%
Exterior | 22% | 10% | 15% | 15% | 19% | 17% | 56% | 66% | 61%
Hallway | 21% | 8% | 15% | 19% | 25% | 22% | 49% | 55% | 51%
Basement | 9% | 16% | 13% | 31% | 26% | 28% | 34% | 40% | 37%
Bedroom | 19% | 7% | 13% | 22% | 29% | 25% | 54% | 47% | 51%
Closet | 12% | 9% | 11% | 12% | 21% | 15% | 65% | 62% | 64%
Foyer | 7% | 11% | 9% | 34% | 37% | 36% | 57% | 49% | 53%
Garage | 11% | 5% | 9% | 30% | 18% | 26% | 25% | 54% | 35%
Other | 2% | 4% | 3% | 21% | 25% | 22% | 31% | 65% | 42%
Source: Navigant analysis of Home Lighting Rebate On-site Saturation Data
Penetration by Room Type
| LEDs |  |  | CFLs |  |  | Incandescents+Halogens
% of homes with at least one [bulb type] installed | GMO | KCP&L-MO | Combined | GMO | KCP&L-MO | Combined | GMO | KCP&L-MO | Combined
Bedroom (n = 100) | 60% | 33% | 45% | 64% | 69% | 67% | 93% | 83% | 88%
Bathroom (n = 100) | 67% | 23% | 43% | 50% | 49% | 50% | 82% | 73% | 77%
Kitchen (n = 99) | 59% | 22% | 39% | 37% | 50% | 44% | 53% | 57% | 55%
Living Space (n = 99) | 45% | 31% | 37% | 57% | 68% | 63% | 83% | 72% | 77%
Hallway (n = 90) | 52% | 22% | 35% | 43% | 45% | 44% | 66% | 74% | 71%
Exterior (n = 90) | 36% | 26% | 31% | 29% | 52% | 41% | 72% | 86% | 79%
Utility (n = 64) | 36% | 23% | 30% | 21% | 42% | 31% | 54% | 44% | 49%
Dining Room (n = 73) | 31% | 24% | 27% | 13% | 28% | 21% | 71% | 76% | 74%
Foyer (n = 34) | 21% | 26% | 24% | 59% | 34% | 42% | 58% | 59% | 58%
Closet (n = 75) | 33% | 13% | 23% | 23% | 28% | 25% | 78% | 73% | 76%
Office (n = 36) | 23% | 22% | 23% | 66% | 53% | 58% | 54% | 72% | 64%
Garage (n = 58) | 24% | 19% | 22% | 44% | 38% | 42% | 58% | 71% | 64%
Basement (n = 49) | 23% | 18% | 20% | 32% | 47% | 39% | 72% | 73% | 73%
Other (n = 26) | 8% | 13% | 10% | 48% | 54% | 50% | 60% | 87% | 70%
Source: Navigant analysis of Home Lighting Rebate On-site Saturation Data
Purchases by Store Name
| Standard LEDs |  |  | Specialty LEDs |  |  | All LEDs
Store Name | GMO | KCP&L-MO | Combined | GMO | KCP&L-MO | Combined | GMO | KCP&L-MO | Combined
n | 41 | 34 | 75 | 31 | 22 | 53 | 44 | 39 | 83
Bulbs Purchased | 574 | 309 | 883 | 287 | 156 | 443 | 861 | 465 | 1326
Avg. # Purchased | 14 | 9 | 12 | 9 | 7 | 8 | 20 | 12 | 16
Home Depot | 33% | 53% | 39% | 38% | 50% | 42% | 35% | 52% | 40%
Lowe's | 12% | 2% | 9% | 21% | 6% | 16% | 15% | 4% | 11%
Gifted | 18% | 0% | 12% | 1% | 0% | 1% | 12% | 0% | 8%
Wal-Mart | 12% | 2% | 9% | 1% | 8% | 3% | 8% | 4% | 7%
Menards | 4% | 20% | 9% | 1% | 1% | 1% | 3% | 14% | 6%
Target | 6% | 2% | 5% | 10% | 0% | 7% | 7% | 2% | 6%
Sutherlands | 7% | 0% | 5% | 6% | 0% | 4% | 7% | 0% | 5%
Ace Hardware | 4% | 4% | 4% | 3% | 0% | 2% | 4% | 3% | 4%
Dollar store | 0% | 4% | 1% | 11% | 1% | 8% | 4% | 3% | 3%
Amazon.com | 1% | 1% | 1% | 6% | 2% | 5% | 2% | 2% | 2%
Other | 3% | 10% | 5% | 2% | 31% | 11% | 3% | 17% | 7%
Source: Navigant analysis of Home Lighting Rebate On-site Saturation Data
Purchases by Store Type
| Standard LEDs |  |  | Specialty LEDs |  |  | All LEDs
Store Type | GMO | KCP&L-MO | Combined | GMO | KCP&L-MO | Combined | GMO | KCP&L-MO | Combined
n | 41 | 34 | 75 | 31 | 22 | 53 | 44 | 39 | 83
Bulbs Purchased | 574 | 309 | 883 | 287 | 156 | 443 | 861 | 465 | 1326
Avg. # Purchased | 14 | 9 | 12 | 9 | 7 | 8 | 20 | 12 | 16
Home Improvement | 56% | 75% | 62% | 66% | 58% | 63% | 59% | 70% | 63%
Mass Merchandise | 19% | 7% | 15% | 12% | 9% | 11% | 17% | 8% | 14%
Free/Gift | 18% | 0% | 12% | 1% | 0% | 1% | 12% | 0% | 8%
Hardware | 5% | 10% | 7% | 3% | 3% | 3% | 5% | 8% | 6%
Discount | 0% | 4% | 1% | 11% | 1% | 8% | 4% | 3% | 3%
Grocery | 0% | 1% | 0% | 0% | 21% | 7% | 0% | 8% | 3%
Online | 1% | 1% | 1% | 6% | 2% | 5% | 2% | 2% | 2%
Lighting and Electronics | 0% | 1% | 0% | 0% | 3% | 1% | 0% | 1% | 0%
Landlord | 1% | 0% | 1% | 0% | 0% | 0% | 1% | 0% | 0%
Membership Club | 0% | 1% | 0% | 0% | 3% | 1% | 0% | 1% | 0%
Source: Navigant analysis of Home Lighting Rebate On-site Saturation Data
Stored Bulbs
Bulb Type | GMO | KCP&L-MO | Combined
n | 44 | 42 | 86
Total Bulbs | 1057 | 597 | 1654
Avg. # of Bulbs | 24 | 14 | 19
Incandescent | 51% | 50% | 51%
CFL | 16% | 32% | 22%
LED | 13% | 12% | 13%
Fluorescent | 15% | 1% | 10%
Halogen | 5% | 5% | 5%
Source: Navigant analysis of Home Lighting Rebate On-site Saturation Data
Why Purchased LED | (Multiple Response)
Why did you buy an LED bulb rather than another type? | GMO | KCP&L-MO | Combined
n (# who purchased an LED in the past year) | 34 | 25 | 59
Total Bulbs | 772 | 396 | 1168
I wanted to use a more energy-efficient bulb | 43% | 55% | 48%
The price was right/it was on sale | 18% | 20% | 18%
I wanted the bulb to last longer | 22% | 7% | 15%
I wanted a brighter/dimmer bulb in this fixture | 18% | 3% | 12%
Bulb was purchased by another person | 7% | 6% | 7%
I wanted to try a different type of bulb | 5% | 3% | 4%
Couldn't locate other bulbs | 3% | 3% | 4%
Installed by KCP&L (or another EE program) | 0% | 3% | 2%
I wanted a better light | 3% | 0% | 2%
Other | 16% | 23% | 16%
Source: Navigant analysis of Home Lighting Rebate On-site Saturation Data
Would Purchase LED again
Would you buy an LED bulb again? | GMO | KCP&L-MO | Combined
n (# who purchased an LED in the past year) | 34 | 25 | 59
Yes | 81% | 92% | 86%
No | 0% | 0% | 0%
It depends | 9% | 4% | 7%
Don't know | 9% | 4% | 7%
Source: Navigant analysis of Home Lighting Rebate On-site Saturation Data
Reason for answer to, "Would you buy an LED bulb again?" | (Multiple Response)
Why? | Combined
Yes (Would purchase again) | 51
I want to use a more energy efficient bulb | 40%
Don't know | 15%
Wanted a better light | 14%
The last longer | 11%
If it was on sale/good price | 6%
Intend to replace all | 1%
Other | 11%
No (Would not purchase again) | 0
It depends (Might purchase again) | 4
If it was on sale/good price | 65%
I want to use a more energy efficient bulb | 16%
Other | 16%
Don't know (Don't know if would purchase again) | 4
Don't know | 79%
Other | 21%
Source: Navigant analysis of Home Lighting Rebate On-site Saturation Data
Why Purchased Halogen | (Multiple Response)
Why did you buy a halogen bulb rather than another type? | GMO | KCP&L-MO | Combined
n (# who purchased a halogen in the past year) | 8 | 15 | 23
Total Bulbs | 326 | 246 | 572
I didn't think about what type of bulb it was | 38% | 29% | 32%
The price was right/it was on sale | 25% | 36% | 32%
The bulb type was installed in this fixture previously/It looked like the bulb that had been in the fixture before | 25% | 21% | 23%
It was the least expensive bulb at the store | - | 7% | 5%
It was all they had at the store where I bought the bulb | - | 7% | 5%
I prefer this type of bulb over other types/It's what I'm familiar with | 13% | - | 5%
Source: Navigant analysis of Home Lighting Rebate On-site Saturation Data
Would Purchase Halogen again
Would you buy a Halogen bulb again? | GMO | KCP&L-MO | Combined
n (# who purchased a Halogen in the past year) | 9 | 14 | 23
Yes | 25% | 30% | 28%
No | 25% | 22% | 23%
It depends | 13% | 17% | 15%
Don't know | 38% | 30% | 33%
Source: Navigant analysis of Home Lighting Rebate On-site Saturation Data
Reason for answer to, "Would you buy a Halogen bulb again?" | (unweighted counts; multiple response)
Why? | Combined
Yes (Would purchase again) | 12
I like halogen bulbs | 3
If it was on sale/good price | 2
If it was the type available when I need a bulb | 2
Don't know | 2
Other | 3
No (Would not purchase again) | 2
Would buy LEDs next time | 1
Too much heat and light | 1
It depends (Might purchase again) | 4
If it was on sale/good price | 3
If it was the type available when I need a bulb | 1
Don't Know | 5
Don't Know | 5
Source: Navigant analysis of Home Lighting Rebate On-site Saturation Data
Consumer Survey
Familiarity with CFLs
| Phone | Web | Total
Number of Respondents | 74 | 176 | 250
Very familiar* | 54% | 61% | 58%
Somewhat familiar | 27% | 32% | 30%
Not too familiar | 7% | 7% | 7%
Not at all familiar | 11% | 0% | 4%
Don’t know | 1% | 0% | 0%
*Significantly different between web and phone respondents at the 90% confidence level.
Source: Navigant analysis of Home Lighting Rebate consumer survey
Has Used a CFL Screw-in Bulb in Home
| Phone | Web | Total
Number of Respondents | 67 | 176 | 243
Yes* | 82% | 92% | 89%
No* | 16% | 8% | 10%
Don't know | 1% | 0% | 0%
Notes:
Question limited to respondents somewhat or very familiar with CFLs
*Significantly different between web and phone respondents at the 90% confidence level.
Source: Navigant analysis of Home Lighting Rebate consumer survey
Familiarity with LEDs
| Phone | Web | Total
Number of Respondents | 74 | 176 | 250
Very familiar | 31% | 39% | 36%
Somewhat familiar | 36% | 39*% | 38%
Not too familiar | 7% | 16% | 13%
Not at all familiar* | 24% | 6% | 12%
Don't know | 1% | 0% | 0%
Source: Navigant analysis of Home Lighting Rebate consumer survey
Has Used an LED Screw-in Bulb in Home
| Phone | Web | Total
Number of Respondents | 60 | 166 | 226
Yes | 59% | 61% | 61%
No | 38% | 39% | 39%
Don't know | 3% | 0% | 1%
Note: Question limited to respondents somewhat or very familiar with LEDs
Source: Navigant analysis of Home Lighting Rebate consumer survey
Familiarity with Halogens
| Phone | Web | Total
Number of Respondents | 74 | 176 | 250
Very familiar | 28% | 31% | 30%
Somewhat familiar* | 12% | 35% | 27%
Not too familiar | 20% | 22% | 21%
Not at all familiar* | 39% | 13% | 22%
Don’t know | 1% | 0% | 0%
*Significantly different between web and phone respondents at the 90% confidence level.
Source: Navigant analysis of Home Lighting Rebate consumer survey
Has Used a Halogen Screw-in Bulb in Home
| Phone | Web | Total
Number of Respondents | 52 | 150 | 202
Yes | 48% | 48% | 48%
No | 44% | 52% | 50%
Don’t know | 8% | 0% | 2%
Note: Question limited to respondents somewhat or very familiar with Halogens.
Source: Navigant analysis of Home Lighting Rebate consumer survey
Relative Preference Between LED and CFL
| Phone | Web | Total
Number of Respondents | 30 | 107 | 137
Prefer LEDs over CFLs* | 55% | 59% | 58%
Prefer CFLs over LEDs | 3% | 5% | 5%
Depends on the situation | 19% | 15% | 16%
Not yet sure which you prefer | 23% | 0% | 6%
Don’t know | 0% | 21% | 15%
Notes:
Question limited to respondents somewhat or very familiar with both CFLs and LEDs.
* Significantly different between web and phone respondents at the 90% confidence level.
Source: Navigant analysis of Home Lighting Rebate consumer survey
Reasons for Stated LED/CFL Preference
| Prefer LEDs over CFLs | Prefer CFLs over LEDs
Number of Respondents | 83 | 6
LEDs produce better light than CFLs | 36% | 0%
LEDs are more energy efficient compared to CFLs | 25% | 0%
LEDs have a longer bulb life/CFLs have a shorter bulb life | 17% | 0%
LEDs turn on instantly | 12% | 0%
CFLs are less expensive than LEDs/LEDs more expensive than CFLs | 7% | 1%
Bulb shape | 3% | 0%
Depends on lighting needs or settings | 1% | 0%
CFLs produce better light than LEDs | 0% | 3%
Other | 3% | 3%
Don't know | 1% | 0%
Notes:
Multiple responses permitted
In some cases, respondents preferred one bulb, but acknowledged positive attributes of the other. For example, one respondent preferred CFLs to LEDs because of CFLs’ lower price points, yet the respondent noted that LEDs “give better illumination” than CFLs.
*Significantly different between web and phone respondents at the 90% confidence level.
Source: Navigant analysis of Home Lighting Rebate consumer survey
Relative Preference Between LED and Halogen
| Phone | Web | Total
Number of Respondents | 12 | 43 | 55
Prefer LEDs over halogens | 55% | 56% | 56%
Prefer halogens over LEDs | 0% | 21% | 16%
Depends on the situation | 9% | 10% | 10%
Not yet sure which you prefer | 27% | 0% | 6%
Don’t know | 9% | 13% | 12%
Notes:
Question limited to respondents somewhat or very familiar with both Halogens and LEDs.
Source: Navigant analysis of Home Lighting Rebate consumer survey
Reasons for Stated LED/Halogen Preference
| Prefer LEDS over halogens | Prefer Halogens over LEDs
Number of Respondents | 36 | 3
LEDs are more energy efficient compared to halogens | 39% | 0%
LEDs produce better light than halogens | 19% | 0%
LEDs have a longer bulb life/Halogens have a shorter bulb life | 18% | 0%
Halogens produce a lot of heat/LEDs do not produce a lot of heat | 14% | 0%
Depends on lighting needs or settings | 11% | 0%
Halogens are less expensive than LEDs/LEDs more expensive than halogens | 4% | 16%
Halogens produce better light than LEDs | 0% | 4%
Other | 5% | 0%
Don't know | 2% | 0%
Note: Multiple responses permitted
Source: Navigant analysis of Home Lighting Rebate consumer survey
Bulb Purchase Responsibility
| Phone | Web | Total
Number of Respondents | 73 | 175 | 248
I or someone else who lives here is responsible for purchasing bulbs for my home | 97% | 98% | 98%
The landlord/building management is responsible for purchasing bulbs for my home | 3% | 2% | 2%
Source: Navigant analysis of Home Lighting Rebate consumer survey
Purchased Bulbs in Past Six Months
| Phone | Web | Total
n | 71 | 173 | 244
Yes* | 72% | 90% | 84%
No* | 18% | 10% | 13%
Don’t know | 9% | 1% | 3%
Notes:
Limited to respondents who say they are responsible for bulb purchases in their households.
Multiple responses permitted.
*Significantly different from web respondents at the 90% confidence level. | [10 empty] | Where Households Report Shopping for Light Bulbs (Consumer Survey) | DATA NOT FOR IMPORT - ONLY FOR GRAPH MAKING
Source: Navigant analysis of Home Lighting Rebate consumer survey | [12 empty] | Always | Almost Always | Sometimes | Rarely | Never
[12 empty] | Home Improvement | 10% | 28% | 32% | 11% | 19%
[12 empty] | Mass Merchandise | 7% | 25% | 41% | 15% | 12%
[12 empty] | Hardware | 0% | 7% | 29% | 26% | 38%
Types of Bulbs Purchased in the Past Six Months | [11 empty] | Membership | 1% | 8% | 22% | 13% | 56%
| Phone | Web | Total | [8 empty] | Bargain/Dollar | 1% | 6% | 16% | 18% | 60%
Number of Respondents | 52 | 152 | 204 | [8 empty] | Grocery | 0% | 2% | 14% | 21% | 62%
LEDs* | 38% | 48% | 46% | [8 empty] | Drug | 0% | 0% | 3% | 13% | 83%
CFLs | 43% | 43% | 43%
Halogens | 27% | 13% | 16%
Incandescents* | 23% | 11% | 14%
Fluorescents | 2% | 2% | 2%
Don't know | 20% | 11% | 14%
Notes:
Limited to respondents who purchased bulbs in the past six months.
Multiple responses permitted.
*Significantly different between web and phone respondents at the 90% confidence level.
Source: Navigant analysis of Home Lighting Rebate consumer survey
Considerations for Recent Lighting Purchase
| Phone | Web | Total
Number of Respondents | 71 | 173 | 244
Price | 94% | 74% | 80%
Wattage or wattage equivalency* | 99% | 69% | 78%
Lumens or Brightness | 71% | 55% | 60%
Bulb Life | 59% | 48% | 51%
Color appearance | 61% | 40% | 46%
Bulb shape* | 50% | 30% | 36%
ENERGY STAR label | 42% | 27% | 31%
Dimming | 17% | 15% | 15%
Brand or Manufacturer | 0% | 1% | 0%
Other | 2% | 1% | 1%
Notes:
Limited to respondents who say they are responsible for bulb purchases in their households.
Multiple responses permitted.
*Significantly different between web and phone respondents at the 90% confidence level.
Source: Navigant analysis of Home Lighting Rebate consumer survey
Frequency at Which Respondent Shops at Different Stores
|  | Number of respondents | Always | Almost always | Sometimes | Rarely | Never
Home improvement or do-it-yourself | Phone | 51 | 15% | 13%* | 24% | 13% | 35%*
| Web | 153 | 8% | 34% | 35% | 10% | 13%
| Total | 204 | 10% | 28% | 32% | 11% | 19%
Hardware store | Phone | 51 | 0% | 2% | 31% | 16% | 51%
| Web | 153 | 0% | 7% | 27% | 25% | 41%
| Total | 204 | 0% | 5% | 28% | 22% | 44%
Grocery store | Phone | 51 | 2% | 15%* | 20% | 15% | 48%*
| Web | 153 | 0% | 1% | 14% | 23% | 63%
| Total | 204 | 1% | 5% | 16% | 21% | 59%
Drug store | Phone | 51 | 0% | 0% | 4% | 11% | 85%
| Web | 153 | 0% | 0% | 3% | 12% | 86%
| Total | 204 | 0% | 0% | 3% | 12% | 85%
Club or membership store | Phone | 51 | 2% | 4% | 11% | 9% | 75%*
| Web | 153 | 1% | 8% | 20% | 15% | 57%
| Total | 204 | 1% | 6% | 17% | 13% | 62%
Bargain or dollar store | Phone | 51 | 2% | 33%* | 15% | 15% | 36%*
| Web | 153 | 4% | 6% | 14% | 18% | 58%
| Total | 204 | 3% | 13% | 14% | 17% | 52%
Mass merchandise store | Phone | 51 | 9% | 20% | 56%* | 6% | 9%
| Web | 153 | 5% | 25% | 38% | 18% | 12%
| Total | 204 | 6% | 24% | 43% | 15% | 12%
Other | Phone | 51 | 0% | 2% | 6% | 0% | 92%
| Web | 153 | 0% | 0% | 2% | 2% | 97%
| Total | 204 | 0% | 1% | 4% | 1% | 95%
Notes:
Limited to respondents who purchased bulbs in the past six months.
*Significantly different between web and phone respondents at the 90% confidence level.
Source: Navigant analysis of Home Lighting Rebate consumer survey
Most Recently Purchased Light Bulb Type
| Phone | Web | Total
n | 16 | 33 | 49
CFLs | 44% | 50% | 48%
LEDs | 39% | 44% | 42%
Halogens | 11% | 6% | 8%
Don't know | 6% | 0% | 2%
Notes:
Limited to respondents who said they purchased more than one bulb type.
Source: Navigant analysis of Home Lighting Rebate consumer survey
Difficulty of Lighting Purchase
| Phone | Web | Total
Number of Respondents | 51 | 153 | 204
1 - Not at all difficult* | 68% | 55% | 59%
2* | 2% | 19% | 15%
3 | 19% | 10% | 13%
4 | 6% | 13% | 11%
5 - Very difficult | 2% | 2% | 2%
Don’t know | 4% | 0% | 1%
Notes:
Limited to respondents who purchased bulbs in the past six months.
*Significantly different between web and phone respondents at the 90% confidence level.
Source: Navigant analysis of Home Lighting Rebate consumer survey
Reasons Why Lighting Purchase was Difficult
| Phone | Web | Total
Number of Respondents | 14 | 37 | 51
Too many choices | 38% | 30% | 32%
Hard to find a bulb to meet desired specifications | 10% | 24% | 20%
Difficult to optimize bulb choice given numerous variables (e.g. price, wattage, lumens, bulb type).* | 0% | 21% | 14%
Did not understand the information on the package* | 0% | 17% | 11%
Don't know | 24% | 0% | 7%
Bulb that looked like the one I needed to replace was not on the shelf | 0% | 3% | 2%
Bulb I'm used to was not on shelf | 4% | 0% | 1%
Other | 40% | 27% | 31%
Notes:
Limited to respondents who rated their purchase difficulty as neutral, somewhat difficult, or very difficult (3 to 5).
Multiple responses permitted.
*Significantly different between web and phone respondents at the 90% confidence level.
Source: Navigant analysis of Home Lighting Rebate consumer survey
Noticed Lighting Signs, Displays, or Other Materials Near Light Bulbs
| Phone | Web | Total
Number of Respondents | 51 | 153 | 204
Yes* | 31% | 50% | 45%
No | 54% | 50% | 51%
Don’t know | 15% | 0% | 4%
Notes:
Limited to respondents who purchased bulbs in the past six months.
Source: Navigant analysis of Home Lighting Rebate consumer survey
Types of Lighting Signs or Displays Seen when Shopping
| Phone | Web | Total
Number of Respondents | 20 | 73 | 93
Displayed different types of light bulbs | 39% | 51% | 49%
Explained lighting terms like lumens, wattage, bulb color* | 29% | 12% | 15%
Compared energy use or savings of different light bulbs | 6% | 11% | 10%
Told me that the bulb was part of a utility or energy-efficiency program | 10% | 4% | 5%
Told me that the bulb was part of a KCP&L program | 6% | 2% | 3%
Tried to help me choose the best bulb for my needs | 0% | 3% | 2%
Explained that some bulb types would not be sold anymore | 6% | 0% | 1%
Don't know* | 0% | 9% | 7%
Other | 6% | 17% | 15%
Notes:
Limited to respondents who observed signs or displays when shopping for bulbs.
Multiple responses permitted.
Source: Navigant analysis of Home Lighting Rebate consumer survey
Helpfulness of Lighting Signs, Displays, or Other Materials Near Light Bulbs
| Phone | Web | Total
n | 20 | 73 | 93
5 - Very helpful | 24% | 16% | 18%
4 | 12% | 21% | 19%
3* | 18% | 42% | 38%
2 | 18% | 15% | 16%
1 - Not at all helpful* | 29% | 5% | 10%
Notes:
Limited to respondents who noticed lighting signs, displays, or other materials near light bulbs
* Significantly different between web and phone respondents at the 90% confidence level.
Source: Navigant analysis of Home Lighting Rebate consumer survey
Demographic and Household Characteristics (Exclude Don't know and Refused responses)
Size of Home
| Phone | Web | Total
Number of Respondents | 59 | 168 | 227
5,000 square feet or more | 2% | 1% | 1%
4,000 to less than 5,000 square feet | 0% | 2% | 1%
3,500 to less than 4,000 square feet | 5% | 4% | 4%
2,500 to less than 3,500 square feet | 11% | 15% | 14%
2,000 to less than 2,500 square feet | 9% | 15% | 14%
1,400 to less than 2,000 square feet | 36% | 44% | 41%
Less than 1,400 square feet | 38% | 19% | 24%
Source: Navigant analysis of Home Lighting Rebate consumer survey
Number of Rooms in Home
| Phone | Web | Total
Number of Respondents | 70 | 161 | 231
2 | 0% | 2% | 1%
3 | 4% | 8% | 6%
4 | 13% | 10% | 11%
5* | 30% | 12% | 18%
6 | 14% | 18% | 16%
7 | 18% | 19% | 19%
8 | 8% | 14% | 12%
9 | 5% | 7% | 6%
10 | 4% | 7% | 6%
11 | 1% | 1% | 1%
12 | 1% | 1% | 1%
14 | 3% | 1% | 2%
*Significantly different between web and phone respondents at the 90% confidence level.
Source: Navigant analysis of Home Lighting Rebate consumer survey
Number of Rooms in Home, Mean and Median
| Phone | Web | Total
Mean | 6.6 | 7 | 6.9
Median | 6 | 7 | 7
Source: Navigant analysis of Home Lighting Rebate consumer survey
Respondent Age
| Phone | Web | Total
Number of Respondents | 69 | 168 | 237
18-24 years old | 4% | 5% | 5%
25-34 years old | 4% | 7% | 6%
35-44 years old | 7% | 15% | 13%
45-54 years old* | 10% | 20% | 17%
55-64 years old | 20% | 23% | 22%
65-74 years old | 26% | 23% | 24%
75 or older* | 28% | 7% | 13%
*Significantly different between web and phone respondents at the 90% confidence level.
Source: Navigant analysis of Home Lighting Rebate consumer survey
Highest Level of Education Achieved by Anyone in Household
| Phone | Web | Total
Number of Respondents | 69 | 165 | 234
Graduate or Professional Degree | 17% | 21% | 20%
Bachelor's Degree | 20% | 30% | 27%
Associates Degree | 13% | 8% | 9%
Some College, No Degree | 23% | 27% | 26%
High School Graduate (includes GED)* | 23% | 13% | 16%
Ninth to Twelfth Grade, No Diploma | 1% | 0% | 0%
Less than Ninth Grade | 1% | 1% | 1%
*Significantly different between web and phone respondents at the 90% confidence level.
Source: Navigant analysis of Home Lighting Rebate consumer survey
Size of Household
| Phone | Web | Total
Number of Respondents | 69 | 166 | 235
1 Person* | 25% | 14% | 17%
2 People | 51% | 46% | 47%
3 People | 10% | 19% | 16%
4 People | 10% | 14% | 13%
5 People | 4% | 4% | 4%
6 People | 0% | 2% | 1%
7 People | 0% | 1% | 0%
8 or more people | 0% | 2% | 1%
*Significantly different between web and phone respondents at the 90% confidence level.
Source: Navigant analysis of Home Lighting Rebate consumer survey
Total Pre-Tax 2016 Household Income
| Phone | Web | Total
Number of Respondents | 58 | 106 | 164
$150,000 or more | 3% | 10% | 8%
$100,000 to less than $150,000 | 10% | 17% | 15%
$75,000 to less than $100,000 | 16% | 25% | 22%
$50,000 to less than $75,000 | 16% | 18% | 17%
$40,000 to less than $50,000 | 9% | 15% | 13%
$30,000 to less than $40,000* | 16% | 4% | 8%
$20,000 to less than $30,000 | 10% | 5% | 7%
$15,000 to less than $20,000* | 10% | 2% | 5%
Less than $15,000* | 10% | 4% | 6%
*Significantly different between web and phone respondents at the 90% confidence level.
Source: Navigant analysis of Home Lighting Rebate consumer survey

## HER
GMO Evaluation, Measurement, and Verification Report – Appendix Databook
Home Energy Report: Data Tables | [6 empty] | Home Energy Reports
Executive Summary
Data is sourced to Navigant analysis unless otherwise noted.
Energy at the Customer Meter: Program Savings Summary
Program Savings Summary
| Gross |  |  | Net
| Reported Savings | Verified Savings | Realization Rate | MEEIA 3-Year Target | Verified Savings | % of MEEIA Target Achieved
Energy at Customer Meter (kWh) | 16454246.1139 | 16307486 | 99.11% | 21070771.9 | 16307486 | 77.39%
Coinc Demand at Customer Meter (kW) | 2251.609 | 2232 | 99.13% | 4215 | 2232 | 52.95%
Source: Program Tracking Database and Navigant analysis
Net to Gross Component Summary
Free Ridership | Participant Spillover | Non-Participant Spillover | NTGR
Billing analysis is inherently net |  |  | 100%
Savings by Wave
Cohort | Mean Program Effect (kWh/Day) | Total PY2016 Participant-Days | Verified Gross Savings Prior to Uplift Adjustment (kWh) | Total Uplift Adjustment (kWh) | Verified Savings After Uplift Adjustment (kWh) | Verified Coincident Demand Savings (kW)
GMO 2013 | -0.699 | 15210634 | 10632233.166 | 64406.21 | 10567826.956 | 1446.1078 | Coincident Demand at the Customer Meter: Program Savings Summary
GMO 2015 | -0.746 | 4241384 | 3164072.464 | 40576.71 | 3123495.754 | 427.4211
GMO 2016 Expansion | -0.107 | 24174953 | 2586719.971 | -29963.45 | 2616683.421 | 358.0685
Total |  |  | 16383025.601 | 75019.48 | 16308006.121 | 2231.5974
Source: Navigant analysis of GMO billing and tracking data
The uplift adjustment accounts for savings due to differences in treatment customer and control group customer participation in other EE programs.
It adjusts for any double counting between other EE programs and the HER program.
Additional Detail
Data Cleaning Steps
Cohort | Cleaning Step | Customers |  | Observations
|  | Treatment | Control | Treatment | Control
GMO 2013 | Starting | 59848 | 29998 | 1363485 | 682411
| After moveout | 59848 | 29998 | 1361800 | 681569
| Date of first report | 59848 | 29998 | 1303540 | 652410
| Pre-period month not needed for PPR | 59848 | 29998 | 1253136 | 627198
| Missing/insufficient pre-period data | 58124 | 29176 | 1222256 | 612528
| Zero or insufficient post-period data | 41205 | 20587 | 1017810 | 508464
| Short billing duration | 41205 | 20587 | 967567 | 483233
GMO 2015 | Starting | 13650 | 9999 | 343592 | 252059
| After moveout | 13650 | 9999 | 343394 | 251916
| Date of first report | 13650 | 9999 | 329817 | 241977
| Pre-period month not needed for PPR | 13650 | 9999 | 308665 | 226432
| Missing/insufficient pre-period data | 13649 | 9999 | 308643 | 226432
| Zero or insufficient post-period data | 11973 | 8805 | 285567 | 210014
| Short billing duration | 11973 | 8805 | 281269 | 206790
GMO 2016 Expansion | Starting | 79997 | 10000 | 1967055 | 245862
| After moveout | 79997 | 10000 | 1964361 | 245520
| Date of first report | 79997 | 10000 | 1886262 | 235778
| Pre-period month not needed for PPR | 79997 | 10000 | 1779822 | 222473
| Missing/insufficient pre-period data | 79987 | 9999 | 1779632 | 222461
| Zero or insufficient post-period data | 74929 | 9385 | 1713059 | 214412 |  | Treatment and Control Group Monthly Mean Usage in Pre-Program Year KCP&L MO 2016
| Short billing duration | 74929 | 9385 | 1680005 | 210228
Source: Navigant analysis of GMO billing and tracking data
Net Verified Savings by Wave
Wave | Savings | Verified Savings After Uplift Adjustment (kWh)
GMO 2013 | 10570994 | 64.8%
GMO 2015 | 3123287 | 19.15%
GMO 2016 Expansion | 2613205 | 16.05%
| 16307486 | 100%
Results of RCT T Test Checks: GMO 2016 Expansion*
Month and Year | Participant Average Daily Consumption | Control Average Daily Consumption | P-value | Equivalent**
Apr 2015 | 20.972 | 20.942 | 0.77 | TRUE
May 2015 | 23.419 | 23.356 | 0.57 | TRUE
Jun 2015 | 36.043 | 36.076 | 0.838 | TRUE
Jul 2015 | 44.598 | 44.621 | 0.901 | TRUE
Aug 2015 | 40.29 | 40.278 | 0.946 | TRUE
Sep 2015 | 31.839 | 31.901 | 0.664 | TRUE
Oct 2015 | 22.379 | 22.347 | 0.754 | TRUE
Nov 2015 | 24.784 | 24.776 | 0.958 | TRUE
Dec 2015 | 29.846 | 29.818 | 0.885 | TRUE
Jan 2016 | 32.808 | 32.816 | 0.973 | TRUE
Feb 2016 | 28.333 | 28.214 | 0.546 | TRUE
Mar 2016 | 23.057 | 22.963 | 0.476 | TRUE
Source: Navigant analysis of GMO billing and tracking data
* Equivalency of other waves was verified in the last evaluation
**TRUE indicates that the treatment and control groups have equivalent energy usage in that month.
Results of RCT Regression Validation Check, GMO 2016 Expansion
Program/Wave | Pre-Program Year Treatment Effect | Standard Error | T Statistic | P-Value
GMO 2016 Expansion | 0.012 | 0.049 | 0.249 | 0.804
Source: Navigant analysis of GMO billing and tracking data
Development of Estimates of Double-Counted Savings due to Uplift
| EE Program |  |  |  | Total
Calculation Step | WHE-Equipment | WHE-Weatherization | Kits | Tstats
GMO 2013
Median program savings (annual kWh per participant) | 2309.1175 | 1045.65 | 573 | 462 | N/A
# Treatment Customers in EE Program | 239 | 13 | 94 | 474 | N/A
# HER Treatment Customers | 43636 | 43636 | 43636 | 43636 | N/A
Rate of Participation, PY2016 (%) | 0.5477% | 0.02979% | 0.2154% | 1.086% | N/A
# Control Customers in EE Program | 105 | 11 | 36 | 241 | N/A
# Control Customers | 21760 | 21760 | 21760 | 21760 | N/A
Rate of Participation, PY2016 (%) | 0.4825% | 0.05055% | 0.1654% | 1.108% | N/A
Uplift adjustment | 0.06518% | -0.02076% | 0.04998% | -0.02128% | N/A
Change in Participation Due to HER Program | 28.4403 | -9.0586 | 21.8081 | -9.2847 | N/A
Statistically Significant at 90% Confidence Level? | no | no | no | no | N/A
Savings Attributable to Other EE Program (kWh) | 65671.896 | -9472.1666 | 12496.0346 | -4289.5511 | 64406.2128
GMO 2015
Median program savings (annual kWh per participant) | 2795.1224 | 1268.03 | 573 | 462 | N/A
# Treatment Customers in EE Program | 74 | 4 | 42 | 114 | N/A
# HER Treatment Customers | 12160 | 12160 | 12160 | 12160 | N/A
Rate of Participation, PY2016 (%) | 0.6086% | 0.03289% | 0.3454% | 0.9375% | N/A
# Control Customers in EE Program | 49 | 3 | 15 | 72 | N/A
# Control Customers | 8952 | 8952 | 8952 | 8952 | N/A
Rate of Participation, PY2016 (%) | 0.5474% | 0.03351% | 0.1676% | 0.8043% | N/A
Uplift adjustment | 0.06119% | -0.0006173% | 0.1778% | 0.1332% | N/A
Change in Participation Due to HER Program | 7.4406 | -0.075067 | 21.6247 | 16.1984 | N/A
Statistically Significant at 90% Confidence Level? | no | no | yes | no | N/A
Savings Attributable to Other EE Program (kWh) | 20797.3093 | -95.1872 | 12390.933 | 7483.6568 | 40576.7119
GMO 2016 Expansion
Median program savings (annual kWh per participant) | 2248.3668 | 1030.335 | 573 | 462 | N/A
# Treatment Customers in EE Program | 336 | 31 | 207 | 804 | N/A
# HER Treatment Customers | 78131 | 78131 | 78131 | 78131 | N/A
Rate of Participation, PY2016 (%) | 0.43% | 0.03968% | 0.2649% | 1.029% | N/A
# Control Customers in EE Program | 48 | 3 | 15 | 94 | N/A
# Control Customers | 9743 | 9743 | 9743 | 9743 | N/A
Rate of Participation, PY2016 (%) | 0.4927% | 0.03079% | 0.154% | 0.9648% | N/A
POD statistic | -0.06261% | 0.008886% | 0.111% | 0.06425% | N/A
Change in Participation Due to HER Program | -48.9213 | 6.9424 | 86.7121 | 50.1958 | N/A
Statistically Significant at 90% Confidence Level? | no | no | no | no | N/A
Savings Attributable to Other EE Program (kWh) | -109992.9746 | 7153.0185 | 49686.0339 | 23190.4748 | -29963.4474
Source: Navigant analysis of GMO billing and tracking data
Detailed Program Results (Based on PPR Model)*
| GMO 2013 | KGMO 2015 | GMO 2016 Expansion
Wave Details
Treatment Period | Apr 2016 - Mar 2017 | Apr 2016 - Mar 2017 | May 2016 - Mar 2017
First Report Date | Aug 2013 | Mar 2015 | Apr 2016
Control n | 21760 | 8952 | 9616
Participant n | 43636 | 12160 | 77060
Total Evaluated Control n | 20587 | 8805 | 9385
Total Evaluated Participant n | 41205 | 11973 | 74929
Modeled Baseline Consumption (kWh) | 42.41 | 58.02 | 32.18
Program Savings
Savings from Model (kWh per HH per day) | -0.7 | -0.75 | -0.11
90% Confidence Interval (kWh per HH per day) | 0.14 | 0.25 | 0.1
Participant Days | 15210634 | 4241384 | 24174953
Program Year Savings from Model (all HH) | 10635400.18 | 3163863.33 | 2583241.55
90% Confidence Interval Program Year Savings (all HH) | 2154934.81 | 1063774.41 | 2323597.03
Percent Savings from model (% per HH) | -0.02 | -0.01 | 0
90% Confidence Interval (% per HH) | 0 | 0 | 0
Adjusted Net Savings
Program Year Savings from Other EE Programs (all HH) | 64406.21 | 40576.71 | -29963.45
Total Adjusted Program Year Net Savings (kWh) | 10570993.97 | 3123286.61 | 2613205
* These model results are source of the verified savings.
Source: Navigant analysis of GMO billing and tracking data
LFER Model Results
| GMO 2013 | KGMO 2015 | GMO 2016 Expansion
Program Savings
Savings from Model (kWh per HH per day) | -0.61 | -0.751 | -0.106
90% Confidence Interval (kWh per HH per day) | 0.155 | 0.276 | 0.098
Percent Savings from model (% per HH) | -0.014 | -0.013 | -0.003
90% Confidence Interval (% per HH) | 0.004 | 0.005 | 0.003
Program Year Savings from Model (all HH) | 9278486.74 | 3185279.384 | 2562545.018
Source: Navigant analysis of GMO billing and tracking data
PPR Detailed Model Results
| GMO 2013 |  | GMO 2015 |  | GMO 2016 Expansion
| Coefficient | Standard Error | Coefficient | Standard Error | Coefficient | Standard Error
treatmentTRUE | -0.69922 | 0.08612 | -0.74595 | 0.15247 | -0.10686 | 0.058429
adc_pre | 0.82252 | 0.0037611 | 0.81385 | 0.0053439 | 0.86581 | 0.0041054
month1 | 4.9056 | 0.17719 | 9.2293 | 0.41322 | 3.3573 | 0.12931
month2 | 8.3716 | 0.14552 | 19.7556 | 0.29242 | 4.3744 | 0.10751
month3 | 8.8098 | 0.14368 | 15.8561 | 0.34314 | 2.246 | 0.11548
month4 | 9.3433 | 0.12327 | 10.8734 | 0.36358
month5 | 7.4739 | 0.16038 | 8.2199 | 0.38236 | 4.6428 | 0.11165
month6 | 10.6184 | 0.21159 | 12.2009 | 0.43114 | 7.0141 | 0.1404
month7 | 11.3351 | 0.23294 | 12.9015 | 0.39299 | 6.7666 | 0.14611
month8 | 9.251 | 0.22107 | 10.1589 | 0.36795 | 6.1103 | 0.13856
month9 | 8.7275 | 0.20832 | 10.517 | 0.45473 | 5.3126 | 0.12451
month10 | 9.6068 | 0.16757 | 10.5763 | 0.42181 | 4.0593 | 0.12678
month11 | 6.8942 | 0.16093 | 19.669 | 0.3145 | 4.2038 | 0.11514
month12 | 1.2301 | 0.19799 | 7.1875 | 0.4645 | 0.1899 | 0.15167
adc_pre:month2 | -0.20177 | 0.0021563 | -0.37566 | 0.0038702 | -0.1069 | 0.0028981
adc_pre:month3 | -0.25041 | 0.0031724 | -0.29764 | 0.0055071 | 0.068149 | 0.0048408
adc_pre:month4 | -0.28683 | 0.0040082 | -0.20155 | 0.0088271
adc_pre:month5 | -0.08166 | 0.0054599 | -0.12408 | 0.0092924 | -0.0044403 | 0.0058946
adc_pre:month6 | 0.051312 | 0.0058362 | 0.084242 | 0.0091175 | 0.11353 | 0.005403
adc_pre:month7 | 0.041681 | 0.0056089 | 0.10915 | 0.008237 | 0.047192 | 0.0050074
adc_pre:month8 | -0.038443 | 0.0052948 | 0.02487 | 0.0078499 | 0.039577 | 0.0050559
adc_pre:month9 | 0.0014842 | 0.0061459 | 0.044124 | 0.010669 | 0.0075887 | 0.0053627
adc_pre:month10 | -0.1497 | 0.0056874 | -0.11918 | 0.011048 | -0.014327 | 0.0064786
adc_pre:month11 | -0.087295 | 0.0036789 | -0.38233 | 0.0052119 | -0.052995 | 0.004647
adc_pre:month12 | 0.16749 | 0.0024998 | 0.079011 | 0.0043554 | 0.21783 | 0.0039076
LFER Detailed Model Results
| GMO 2013 |  | GMO 2015 |  | GMO 2016 Expansion
| Coefficient | Standard Error | Coefficient | Standard Error | Coefficient | Standard Error
post | -2.7633 | 0.076871 | -6.2497 | 0.12891 | 2.3118 | 0.055979
post:treatmentTRUE | -0.60987 | 0.094299 | -0.75137 | 0.16758 | -0.10565 | 0.05943
The graphs to the right are from an Opower presentation. They show all KCP&L respondents and are supporting evidence for responses to the Process Eval questions
The tables below will show GMO only responses.
Home Energy Report Recall |  |  |  | Home Energy Report Reading
| n | % |  |  | n | %
No Recall | 77 | 19.2% |  | Read the report thoroughly | 160 | 51.78%
Aided Recall | 25 | 6.23% |  | Read some of the content | 84 | 27.18%
Unaided Recall | 299 | 74.56% |  | Glanced at the pictures or graphs | 46 | 14.89%
Total | 324 | 100% |  | Did not look at the report | 18 | 5.83%
|  |  |  | Total | 308 | 99.68%
Source: Navigant analysis of Opower CET survey fielded in September/October 2016
Q18. In the past three months, do you remember receiving a Home Energy Report from |  |  |  | Source: Navigant analysis of Opower CET survey fielded in September/October 2016
Kansas City Power & Light about your in-home energy use? |  |  |  | Q20: Thinking of all the reports you have received, in general, what have you done with them? Did you…
Q19. The Home Energy Report is a one-page printed report sent by mail… |  |  |  | Base: HER recipients who recall report, n=308
Base: HER recipients, n=324
Source: KCP&L and Opower Quarterly Meeting, October 11, 2016
Home Energy Report Interaction: Actions Taken After Receiving Report
| n | %
Talked to members of household about report | 137 | 44.34%
Saved the report for reference | 90 | 29.13%
Talked to people outside of household about the report | 53 | 17.15%
Went online for more information | 7 | 2.27%
Source: Navigant analysis of Opower CET survey fielded in September/October 2016
Q21. After reviewing your last report, did you…[Select all]
Base: HER recipients who recall report, n=
Energy Saving Actions
| n | %
Took a specific action after reading report | 67 | 23.1%
Actions Taken
Adjusted lighting habits | 47 | 70.15%
Adjusted or replaced thermostat | 33 | 49.25%
Changed to efficient lighting | 26 | 38.81%
Turn off/unplug appliances | 12 | 17.91%
Bought new appliances | 10 | 14.93% |  |  |  |  | Source: KCP&L and Opower Quarterly Meeting, October 11, 2016
Add insulation | 3 | 4.48%
Other | 19 | 28.36%
Source: Navigant analysis of Opower CET survey fielded in September/October 2016
Q21. After reviewing your last report, did you…[Select all]
Base: HER readers, n=
Q22. What action did you take? [open]
Base: Customers who took an action, n=
Home Energy Report Liking
| n | %
Dislike [strongly disagree or disagree] | 33 | 11.38%
Neutral [neither agree no disagree] | 23 | 7.93%
Like [strongly agree or agree] | 230 | 79.31%
Source: Navigant analysis of Opower CET survey fielded in September/October 2016
Q23. Tell me whether you strongly agree, somewhat agree, neither agree nor disagree, somewhat disagree, or strongly disagree with each of the following statements: a. I like the Home Energy Reports.
Base: HER readers, n=
Home Energy Report Impact on KCP&L Satisfaction | [6 empty] | Source: KCP&L and Opower Quarterly Meeting, October 11, 2016
| n | %
Less Satisfied | 7 | 2.414%
Opinion Unchanged | 188 | 64.83%
More Satisfied | 89 | 30.69%
Source: Navigant analysis of Opower CET survey fielded in September/October 2016
Q24. Did receiving the report make you more satisfied or less satisfied with Kansas City Power & Light, or did your opinion not change?
Base: HER readers, n=
Home Energy Report Impact on Brand Perception of KCP&L
| Control n | Control % | Treatment n | Treatment %
KCP&L wants to help me reduce my home energy use | 119 | 68.39% | 274 | 68.33%
KCP&L wants to help me save money | 113 | 64.94% | 244 | 60.85%
KCP&L helps me manage my monthly energy usage | 92 | 52.87% | 218 | 54.36%
KCP&L provides useful suggestions on ways I can reduce my energy usage and lower my monthly bills | 125 | 71.84% | 309 | 77.06%
KCP&L creates messages that get my attention | 103 | 59.2% | 206 | 51.37%
KCP&L provides customers with useful tools to learn about energy usage | 118 | 67.82% | 294 | 73.32%
Source: Navigant analysis of Opower CET survey fielded in September/October 2016
Q2. Thinking about Kansas City Power & Light, tell me whether you strongly agree, somewhat agree, neither agree nor disagree, somewhat disagree, or strongly disagree with each of the following statements
Base: All customers, Treatment n= ;Control n=
Source: KCP&L and Opower Quarterly Meeting, October 11, 2016
Home Energy Report impact on Overall Satisfaction with KCP&L
| Control n | Control % | Treatment n | Treatment %
Bottom 3 [1-3 rating] | 3 | 1.724% | 14 | 3.491%
Middle [4-7 rating] | 33 | 18.97% | 100 | 24.94%
Top 3 [8-10 rating] | 138 | 79.31% | 287 | 71.57%
Source: Navigant analysis of Opower CET survey fielded in September/October 2016
Q1. Overall, how satisfied are you with Kansas City Power & Light? Please use a one-to-ten scale where one means “Extremely Dissatisfied” and ten means “Extremely Satisfied.”the following statements
Base: All customers, Treatment n= ;Control n=
Analysis of CET Open-Ended Comments: Like about HER
| Number of Respondents | % of Respondents
Neighbor Comparison | 112 | 48.7%
Personal Comparison | 37 | 16.09%
No opinion | 28 | 12.17%
Graphs and Charts | 18 | 7.826%
Tips | 16 | 6.957%
Entire report | 8 | 3.478%
Savings specified | 6 | 2.609%
Useful information, in general | 5 | 2.174%
Source: Navigant analysis of Opower CET survey fielded in September/October 2016 | [6 empty] | Source: KCP&L and Opower Quarterly Meeting, October 11, 2016
Q25. What aspect of the Home Energy Reports do you like the most?following statements
Base: HER readers responding 4 or 5 to Q23a; n=
Analysis of CET Open-Ended Comments: Dislike about HER
| Number of Respondents | % of Respondents
Accuracy of neighborhood comparison | 11 | 33.33%
No aspects | 9 | 27.27%
Improve tips | 3 | 9.091%
Do not send/ mail less frequently | 2 | 6.061%
Energy types | 2 | 6.061%
Source: Navigant analysis of Opower CET survey, fielded September/October 2016
Q26. What aspect of the Home Energy Reports should be improved?
Base: HER readers responding 1 to 4 to Q23a; n=
Source: KCP&L and Opower Quarterly Meeting, October 11, 2016
Source: KCP&L and Opower Quarterly Meeting, October 11, 2016
Source: KCP&L and Opower Quarterly Meeting, October 11, 2016

## OEA
GMO Evaluation, Measurement, and Verification Report – Appendix Databook
Energy Analyzer: Data Tables |  |  |  | Energy Analyzer: Figure (below)
Executive Summary
Data is sourced to Navigant analysis unless otherwise noted.
MEEIA 3-Year Target
Additional Detail
Energy Analyzer Customers by Territory
Program/Wave | Residential Customers (WUM Completers - July 2015 through Sep 2016) | Small Business Customers who logged in (Aug 2015 through Sep 2016)
GMO | 17200 | 293
KCP&L MO | 18201 | 697
Source: Navigant analysis of KCP&L Energy Analyzer and program tracking data
Cumulative EE Program Participation Relative to MyAccount Enrollment or What Uses Most (WUM) Completion (July 2015 through June 2016) for Customers with No Prior EE Program Participation
Number of Months Post-Enrollment | WUM Completers (n=7,464) | My Account Customers (n=33,767)
1 | 0.98% | 0.12%
2 | 1.53% | 0.22%
3 | 2.24% | 0.35%
4 | 2.91% | 0.52%
5 | 3.78% | 0.77%
6 | 4.42% | 1.05%
7 | 4.92% | 1.31%
8 | 5.23% | 1.49%
9 | 5.53% | 1.68%
10 | 5.76% | 1.77%
11 | 5.88% | 1.83%
12 | 5.91% | 1.84%
Source: Navigant analysis of KCP&L Energy Analyzer and program tracking data
Monthly EE Program Participation Relative to MyAccount Enrollment or What Uses Most (WUM) Completion
Number of Months Pre-Enrollment | WUM Completers (n=13,336) | My Account Customers (n=42,310)
1 | 0.43% | 0.04%
2 | 0.51% | 0.08%
3 | 0.39% | 0.05%
4 | 0.44% | 0.06%
5 | 0.46% | 0.05%
6 | 0.52% | 0.07%
Total | 2.75% | 0.35%
Source: Navigant analysis of KCP&L Energy Analyzer and program tracking data
Participation in other Energy Efficiency Programs
| WUM Completers | My Account Customers
Tstats | 65% | 76%
Kits | 22% | 15%
WHE - Equipment | 10% | 7%
WHE - Insulation/Windows | 3% | 2%
Source: Navigant analysis of KCP&L Energy Analyzer and program tracking data
Most Popular Residential Tips (July 2015 to October 2016; n=11,301 customers who marked at least one tip)
Most Popular Tips (tip number) | Marked tip "Done" | Marked tip "Will do"
Computer power saving modes (61) | 38.2% | 11.11%
Turn off lights (52) | 34.3% | 6.74%
Set thermostat wisely summer (92) | 23.92% | 16.87%
Use power strips (59) | 16.14% | 19.23%
Unplug devices (60) | 12.29% | 15.12%
Keep out solar heat (20) | 19.56% | 4.08%
Buy ENERGY STAR (1) | 18.96% | 4.02%
Use a clothes dryer efficiently (77) | 15.02% | 6.59%
Improve window shading (18) | 15.77% | 5.73%
Turn off computer at night (62) | 12.94% | 5.4%
Source: Navigant analysis of KCP&L Energy Analyzer and program tracking data
Least Popular Residential Tips (July 2015 to October 2016; n=11,301 customers who marked at least one tip)
Least Popular Tips (tip number) | Marked tip "No thanks"
Hang dry laundry (10) | 13%
Recycle second refrigerator (11) | 11%
Use power strips (59) | 10%
Unplug devices (60) | 7%
Set thermostat wisely summer (92) | 6%
Source: Navigant analysis of KCP&L Energy Analyzer and program tracking data
The graphs to the right are from an Opower presentation. They show all KCP&L respondents and are supporting evidence for responses to the Process Eval questions
The tables below show results from additional survey questions. Results are from all KCP&L customers as there are too few customers who are familiar with Energy Analyzer to look at territories separately.
Energy Analyzer Use
| n | %
Daily | 3 | 3.614%
Weekly | 1 | 1.205%
Monthly | 15 | 18.07%
Have only used once or twice | 64 | 77.11%
Source: Navigant analysis of Opower CET survey fielded in September/October 2016
Q14. About how frequently would you say you use Kansas City Power & Light’s Energy Analyzer tool?
Base: Have used Energy Analyzer, n=83
Energy Saving Actions
| n | %
Took a specific action as a result of using Energy Analyzer | 25
Actions Taken
Adjusted lighting habits | 2 | 8%
Adjusted or replaced thermostat | 10 | 40%
Changed to efficient lighting | 3 | 12%
Turn off/unplug appliances | 8 | 32%
Bought new appliances | 1 | 4%
Add insulation | 1 | 4%
Other | 5 | 20%
Source: Navigant analysis of Opower CET survey fielded in September/October 2016
Q16. Did you take a specific energy-saving action as a result of using the Energy Analyzer tool?
Base: Have used Energy Analyzer, n= 83
Q17. What action did you take? [open]
Base: Customers who took an action, n=25
Source: KCP&L and Opower Quarterly Meeting, October 11, 2016
Source: KCP&L and Opower Quarterly Meeting, October 11, 2016
Source: KCP&L and Opower Quarterly Meeting, October 11, 2016
The Online Energy Analyzer program did not claim any savings in PY1.

## Bus Programmable Thermostat
GMO Evaluation, Measurement, and Verification Report – Appendix Databook
Business Programmable Thermostat: Data Tables | [6 empty] | Bus Programmable Thermostat: Figures
Executive Summary
Energy at the Customer Meter: Program Savings Summary
Data is sourced to Navigant analysis unless otherwise noted.
Program Savings Summary
| Gross |  |  | Net
| Reported Savings | Verified Savings | Realization Rate | MEEIA 3-Year Target | Verified Savings | % of MEEIA Target Achieved
Energy at Customer Meter (kWh) | 26796 | 24087 | 89.89% | 79002 | 24087 | 30.49%
Coinc Demand at Customer Meter (kW) | 73.08 | 63 | 86.21% | 215.46 | 63 | 29.24%
Source: Program Tracking Database and Navigant analysis
Net to Gross Component Summary
Free Ridership | Participant Spillover | Non-Participant Spillover | NTGR
Programmable Thermostat's analysis is inherently net |  |  | 100%
Additional Detail
Development of Program to Date Peak Demand Savings | [6 empty] | Coincident Demand at the Customer Meter: Program Savings Summary
Program Year | Direct Install Thermostat | Do It Yourself Installations | Bring Your Own Thermostat | Per-Unit Demand Savings (kW) | Verified Coincident Demand Savings (kW)
Rush Hour Rewards | 50 | - | - | 1.26 | 63
Program Year | Direct Install Thermostat | Do It Yourself Installations | Bring Your Own Thermostat | Per-Unit Energy Savings (kWh) | Verified Energy at Customer Meter (kWh)
Rush Hour Rewards | 43 | 1 | - | 462 | 20328
Rush Hour Rewards + Seasonal Savings | 7 | 0 | - | 537 | 3759
Total |  |  |  |  | 24087
Note: BYOD thermostats not included in energy savings calculations.
Source: Program Tracking Database and Navigant analysis
Event Descriptions
Event | Start Time | End Time | Event Length
2017-06-15 | 13:00 | 137:00 | 4
2017-06-22 | 13:00 | 137:00 | 4
2017-07-20 | 13:00 | 137:00 | 4
2017-07-21 | 13:00 | 137:00 | 4
2017-09-06 | 13:00 | 137:00 | 4
2017-09-07 | 13:00 | 137:00 | 4
2017-09-20 | 13:00 | 137:00 | 4
2017-09-22 | 13:00 | 137:00 | 4
Source: Program Tracking Database and Navigant analysis

## Res Programmable Thermostat
GMO Evaluation, Measurement, and Verification Report – Appendix Databook
Residential Programmable Thermostat: Data Tables | [6 empty] | Residential Programmable Thermostat: Figures
Executive Summary
Data is sourced to Navigant analysis unless otherwise noted.
Program Savings Summary | [6 empty] | Energy at the Customer Meter: Program Savings Summary
| Gross |  |  | Net
| Reported Savings | Verified Savings | Realization Rate | MEEIA 3-Year Target | Verified Savings | % of MEEIA Target Achieved
Energy at Customer Meter (kWh) | 2180178 | 1896858 | 87% | 6144138 | 1896858 | 30.87%
Coinc Demand at Customer Meter (kW) | 5961.06 | 4478.04 | 75.12% | 16756.74 | 4478.04 | 26.72%
Source: Program Tracking Database and Navigant analysis
Net to Gross Component Summary
Free Ridership | Participant Spillover | Non-Participant Spillover | NTGR
Programmable Thermostat's analysis is inherently net |  |  | 100%
Additional Detail
Development of Program to Date Peak Demand Savings
Program Year | Direct Install Thermostat | Do It Yourself Installations | Bring Your Own Thermostat | Per-Unit Demand Savings (kW) | Verified Coincident Demand Savings (kW)
Rush Hour Rewards | 780 | 2763 | 11 | 1.26 | 4478.04 |  | Coincident Demand at the Customer Meter: Program Savings Summary
Program Year | Direct Install Thermostat | Do It Yourself Installations | Bring Your Own Thermostat | Per-Unit Energy Savings (kWh) | Verified Energy at Customer Meter (kWh)
Rush Hour Rewards | 646 | 3304 | - | 462 | 1824900
Rush Hour Rewards + Seasonal Savings | 134 | - | - | 537 | 71958
Total |  |  |  |  | 1896858
Note: BYOD thermostats not included in energy savings calculations.
Source: Program Tracking Database and Navigant analysis
Event Descriptions
Event | Start Time | End Time | Event Length
2017-06-15 | 13:00 | 137:00 | 4
2017-06-22 | 13:00 | 137:00 | 4
2017-07-20 | 13:00 | 137:00 | 4
2017-07-21 | 13:00 | 137:00 | 4
2017-09-06 | 13:00 | 137:00 | 4
2017-09-07 | 13:00 | 137:00 | 4
2017-09-20 | 13:00 | 137:00 | 4
2017-09-22 | 13:00 | 137:00 | 4
Source: Program Tracking Database and Navigant analysis

## Demand Response Incentive
GMO Evaluation, Measurement, and Verification Report – Appendix Databook
Demand Response Incentive: Data Tables | [6 empty] | Demand Response Incentive: Figures
Executive Summary | [6 empty] | Coincident Demand at the Customer Meter: Program Savings Summary
Data is sourced to Navigant analysis unless otherwise noted.
Program Savings Summary
| Gross |  |  | Net
| Reported Savings | Verified Savings | Realization Rate | MEEIA 3-Year Target | Verified Savings | % of MEEIA Target Achieved
Energy at Customer Meter (kWh) | N/A | N/A | N/A | N/A | N/A | N/A
Coinc Demand at Customer Meter (kW) | 20664 | 9882.7737 | 47.83% | 55000 | 9882.7737 | 17.97%
Source: Program Tracking Database and Navigant analysis
Net to Gross Component Summary
Free Ridership | Participant Spillover | Non-Participant Spillover | NTGR
DRI's analysis is inherently net |  |  | 100%
Additional Detail
Event Descriptions
Event | Start Time | End Time | Event Length (Hours) | Average Temperature | Demand (kW) Impact By Event
June 22nd | 16:00 | 18:00 | 2 | 96 | 10708.59
July 21st | 13:00 | 19:00 | 6 | 92 | 9301.218
July 22nd | 13:00 | 19:00 | 6 | 90 | 9638.513
Average |  |  |  |  | 9882.7737
Source: Program Tracking Database and Navigant analysis