## Delamp
Method 1 TRM Parameters
No. | Measure (highest level) | Base | Efficient | Hours | HCIF | Efficient (delamp) | Annual kWh |  | Base | Hours | Annual kWh/ft
3019 | Linear Tube T8 4ft Efficient Lamp Upgrade - T12 Base: Biz Prescriptive | 32 | 28 | 4380 | 1.04 | 0 | 145.7664 | 4.5552 | 31.625 | 3650 | 30.0833
3020 | Linear Tube T8 4ft Efficient Lamp Upgrade - T8 Base: Biz Prescriptive | 32 | 28 | 4380 | 1.04 | 0 | 145.7664 | 4.5552
3021 | Linear Tube T8 4ft High Efficient Lamp Upgrade - T12 Base: Biz Prescriptive | 32 | 25 | 4380 | 1.04 | 0 | 145.7664 | 7.9716
3022 | Linear Tube T8 4ft High Efficient Lamp Upgrade - T8 Base: Biz Prescriptive | 32 | 25 | 4380 | 1.04 | 0 | 145.7664 | 7.9716
3023 | Linear Tube LED 4ft Efficient Lamp Upgrade - 25W T8 Base: Biz Prescriptive | 25 | 14 | 2920 | 1.04 | 0 | 75.92 | 8.3512
3024 | Linear Tube LED 4ft Efficient Lamp Upgrade - 28W T8 Base | 28 | 14 | 2920 | 1.04 | 0 | 85.0304 | 10.6288
3025 | Linear Tube LED 4ft Efficient Lamp Upgrade - 32W T8 Base: Biz Prescriptive | 32 | 16 | 2920 | 1.04 | 0 | 97.1776 | 12.1472
3026 | Linear Tube LED 4ft Efficient Lamp Upgrade - T12 Base: Biz Prescriptive | 40 | 14 | 2920 | 1.04 | 0 | 121.472 | 19.7392
Method 2 ADM Hours |  |  | 32 | 3650 | 1.04 |  | 30.368 |  | Base | Hours | Annual kWh/ft
PY5 lighting logger study | [9 empty] | 3973 | 34.1726
Method 2 LM Captures Data
kW | Measure | Hours | Base Watts | Weight | Weighted hours | Weight Base Watts |  |  | Base | Hours | Annual kWh/ft
153.8704 | 305402-Lighting-Linear ft LED (<=5.5 Watts/ft) Replacing T8 32 Watt Linear ft | 4500 | 32 | 0.031922 | 143.6511 | 1.0215 |  | weighted | 33.0816 | 5906.8032 | 50.8056
150.4511 | 100104-Lighting-Linear Tube LED Fixture Replacing T8 Fixture | 3000 | 32 | 0.031213 | 93.6392 | 0.99882 |  | raw | 33.0816 | 4633.4778 | 39.8535
93.6045 | 305402-Lighting-Linear ft LED (<=5.5 Watts/ft) Replacing T8 32 Watt Linear ft | 8760 | 32 | 0.019419 | 170.1148 | 0.62142
89.3094 | 305402-Lighting-Linear ft LED (<=5.5 Watts/ft) Replacing T8 32 Watt Linear ft | 8030 | 32 | 0.018528 | 148.7832 | 0.59291
87.0538 | 200102-Lighting-Linear LED Lamp <=22 Watt Lamp Replacing T8 32 Watt Lamp | 7488 | 32 | 0.01806 | 135.2368 | 0.57793
82.0614 | 305402-Lighting-Linear ft LED (<=5.5 Watts/ft) Replacing T8 32 Watt Linear ft | 3590 | 32 | 0.017025 | 61.1188 | 0.54479
81.8127 | 305402-Lighting-Linear ft LED (<=5.5 Watts/ft) Replacing T8 32 Watt Linear ft | 8760 | 32 | 0.016973 | 148.6846 | 0.54314
72.8168 | 305402-Lighting-Linear ft LED (<=5.5 Watts/ft) Replacing T8 32 Watt Linear ft | 8030 | 32 | 0.015107 | 121.3077 | 0.48342
70.497 | 305402-Lighting-Linear ft LED (<=5.5 Watts/ft) Replacing T8 32 Watt Linear ft | 8760 | 32 | 0.014626 | 128.1197 | 0.46802
65.3484 | 305402-Lighting-Linear ft LED (<=5.5 Watts/ft) Replacing T8 32 Watt Linear ft | 8030 | 32 | 0.013557 | 108.8659 | 0.43384
62.403 | 305402-Lighting-Linear ft LED (<=5.5 Watts/ft) Replacing T8 32 Watt Linear ft | 8760 | 32 | 0.012946 | 113.4099 | 0.41428
58.2394 | 100101-Lighting-Linear Tube LED Fixture Replacing T12 Fixture | 4380 | 37 | 0.012083 | 52.9215 | 0.44705
57.523 | 305402-Lighting-Linear ft LED (<=5.5 Watts/ft) Replacing T8 32 Watt Linear ft | 8030 | 32 | 0.011934 | 95.8293 | 0.38189
57.4275 | 305402-Lighting-Linear ft LED (<=5.5 Watts/ft) Replacing T8 32 Watt Linear ft | 7300 | 32 | 0.011914 | 86.9729 | 0.38125
55.5037 | 305402-Lighting-Linear ft LED (<=5.5 Watts/ft) Replacing T8 32 Watt Linear ft | 8760 | 32 | 0.011515 | 100.8712 | 0.36848
52.9178 | 100104-Lighting-Linear Tube LED Fixture Replacing T8 Fixture | 3650 | 32 | 0.010978 | 40.0715 | 0.35131
50.3673 | 305402-Lighting-Linear ft LED (<=5.5 Watts/ft) Replacing T8 32 Watt Linear ft | 3826 | 32 | 0.010449 | 39.9793 | 0.33438
50.1006 | 305402-Lighting-Linear ft LED (<=5.5 Watts/ft) Replacing T8 32 Watt Linear ft | 8030 | 32 | 0.010394 | 83.4641 | 0.33261
47.393 | 200102-Lighting-Linear LED Lamp <=22 Watt Lamp Replacing T8 32 Watt Lamp | 8760 | 32 | 0.0098323 | 86.131 | 0.31463
46.7717 | 305402-Lighting-Linear ft LED (<=5.5 Watts/ft) Replacing T8 32 Watt Linear ft | 7300 | 32 | 0.0097034 | 70.8349 | 0.31051
44.9302 | 100104-Lighting-Linear Tube LED Fixture Replacing T8 Fixture | 3650 | 32 | 0.0093214 | 34.023 | 0.29828
42.9998 | 305402-Lighting-Linear ft LED (<=5.5 Watts/ft) Replacing T8 32 Watt Linear ft | 7300 | 32 | 0.0089209 | 65.1224 | 0.28547
41.2099 | 305402-Lighting-Linear ft LED (<=5.5 Watts/ft) Replacing T8 32 Watt Linear ft | 6900 | 32 | 0.0085495 | 58.9918 | 0.27359
39.4387 | 100104-Lighting-Linear Tube LED Fixture Replacing T8 Fixture | 3650 | 32 | 0.0081821 | 29.8646 | 0.26183
35.5849 | 100101-Lighting-Linear Tube LED Fixture Replacing T12 Fixture | 2503 | 37 | 0.0073826 | 18.4785 | 0.27315
35.3617 | 305401-Lighting-Linear ft LED (<=5.5 Watts/ft) Replacing T12 <=40 Watt Linear ft | 8760 | 37 | 0.0073363 | 64.2656 | 0.27144
34.3285 | 305402-Lighting-Linear ft LED (<=5.5 Watts/ft) Replacing T8 32 Watt Linear ft | 6900 | 32 | 0.0071219 | 49.1411 | 0.2279
33.6078 | 305402-Lighting-Linear ft LED (<=5.5 Watts/ft) Replacing T8 32 Watt Linear ft | 8760 | 32 | 0.0069724 | 61.0781 | 0.22312
33.1585 | 305402-Lighting-Linear ft LED (<=5.5 Watts/ft) Replacing T8 32 Watt Linear ft | 8760 | 32 | 0.0068792 | 60.2615 | 0.22013
30.7788 | 305402-Lighting-Linear ft LED (<=5.5 Watts/ft) Replacing T8 32 Watt Linear ft | 8760 | 32 | 0.0063855 | 55.9367 | 0.20434
30.5062 | 100104-Lighting-Linear Tube LED Fixture Replacing T8 Fixture | 6000 | 32 | 0.0063289 | 37.9735 | 0.20253
30.4394 | 305402-Lighting-Linear ft LED (<=5.5 Watts/ft) Replacing T8 32 Watt Linear ft | 8760 | 32 | 0.0063151 | 55.3199 | 0.20208
29.3486 | 200102-Lighting-Linear LED Lamp <=22 Watt Lamp Replacing T8 32 Watt Lamp | 3744 | 32 | 0.0060888 | 22.7963 | 0.19484
27.2708 | 305402-Lighting-Linear ft LED (<=5.5 Watts/ft) Replacing T8 32 Watt Linear ft | 8760 | 32 | 0.0056577 | 49.5614 | 0.18105
26.9353 | 100104-Lighting-Linear Tube LED Fixture Replacing T8 Fixture | 6000 | 32 | 0.0055881 | 33.5285 | 0.17882
25.5649 | 200102-Lighting-Linear LED Lamp <=22 Watt Lamp Replacing T8 32 Watt Lamp | 3744 | 32 | 0.0053038 | 19.8573 | 0.16972
25.4618 | 100104-Lighting-Linear Tube LED Fixture Replacing T8 Fixture | 5500 | 32 | 0.0052824 | 29.0531 | 0.16904
25.4604 | 305402-Lighting-Linear ft LED (<=5.5 Watts/ft) Replacing T8 32 Watt Linear ft | 8760 | 32 | 0.0052821 | 46.2712 | 0.16903
25.4449 | 100101-Lighting-Linear Tube LED Fixture Replacing T12 Fixture | 3283 | 37 | 0.0052789 | 17.3306 | 0.19532
24.3586 | 100101-Lighting-Linear Tube LED Fixture Replacing T12 Fixture | 4651 | 37 | 0.0050535 | 23.5039 | 0.18698
23.9029 | 100501-Lighting-T8 28 Watt Fixture Replacing T12 Fixture | 8760 | 37 | 0.004959 | 43.4406 | 0.18348
23.7924 | 305402-Lighting-Linear ft LED (<=5.5 Watts/ft) Replacing T8 32 Watt Linear ft | 3500 | 32 | 0.004936 | 17.2762 | 0.15795
23.235 | 305402-Lighting-Linear ft LED (<=5.5 Watts/ft) Replacing T8 32 Watt Linear ft | 8030 | 32 | 0.0048204 | 38.7079 | 0.15425
23.117 | 200102-Lighting-Linear LED Lamp <=22 Watt Lamp Replacing T8 32 Watt Lamp | 6156 | 32 | 0.0047959 | 29.5237 | 0.15347
22.8201 | 305402-Lighting-Linear ft LED (<=5.5 Watts/ft) Replacing T8 32 Watt Linear ft | 7300 | 32 | 0.0047343 | 34.5606 | 0.1515
22.4294 | 200102-Lighting-Linear LED Lamp <=22 Watt Lamp Replacing T8 32 Watt Lamp | 6156 | 32 | 0.0046533 | 28.6456 | 0.1489
22.1655 | 200102-Lighting-Linear LED Lamp <=22 Watt Lamp Replacing T8 32 Watt Lamp | 8760 | 32 | 0.0045985 | 40.2831 | 0.14715
22.114 | 100104-Lighting-Linear Tube LED Fixture Replacing T8 Fixture | 6000 | 32 | 0.0045878 | 27.5271 | 0.14681
21.6741 | 305402-Lighting-Linear ft LED (<=5.5 Watts/ft) Replacing T8 32 Watt Linear ft | 2878 | 32 | 0.0044966 | 12.9412 | 0.14389
21.1862 | 100501-Lighting-T8 28 Watt Fixture Replacing T12 Fixture | 2378 | 37 | 0.0043954 | 10.4522 | 0.16263
20.301 | 200102-Lighting-Linear LED Lamp <=22 Watt Lamp Replacing T8 32 Watt Lamp | 6156 | 32 | 0.0042117 | 25.9273 | 0.13477
19.3746 | 305401-Lighting-Linear ft LED (<=5.5 Watts/ft) Replacing T12 <=40 Watt Linear ft | 3000 | 37 | 0.0040195 | 12.0586 | 0.14872
19.1284 | 305401-Lighting-Linear ft LED (<=5.5 Watts/ft) Replacing T12 <=40 Watt Linear ft | 3000 | 37 | 0.0039684 | 11.9053 | 0.14683
18.7496 | 100104-Lighting-Linear Tube LED Fixture Replacing T8 Fixture | 4400 | 32 | 0.0038899 | 17.1154 | 0.12448
18.5537 | 305402-Lighting-Linear ft LED (<=5.5 Watts/ft) Replacing T8 32 Watt Linear ft | 3482 | 32 | 0.0038492 | 13.403 | 0.12317
18.0845 | 305402-Lighting-Linear ft LED (<=5.5 Watts/ft) Replacing T8 32 Watt Linear ft | 3500 | 32 | 0.0037519 | 13.1315 | 0.12006
17.9721 | 100501-Lighting-T8 28 Watt Fixture Replacing T12 Fixture | 8760 | 37 | 0.0037286 | 32.6621 | 0.13796
17.9721 | 100501-Lighting-T8 28 Watt Fixture Replacing T12 Fixture | 8760 | 37 | 0.0037286 | 32.6621 | 0.13796
17.9721 | 305402-Lighting-Linear ft LED (<=5.5 Watts/ft) Replacing T8 32 Watt Linear ft | 8760 | 32 | 0.0037286 | 32.6621 | 0.11931
17.9166 | 305402-Lighting-Linear ft LED (<=5.5 Watts/ft) Replacing T8 32 Watt Linear ft | 7300 | 32 | 0.003717 | 27.1344 | 0.11895
17.7375 | 305402-Lighting-Linear ft LED (<=5.5 Watts/ft) Replacing T8 32 Watt Linear ft | 8030 | 32 | 0.0036799 | 29.5494 | 0.11776
17.1932 | 200102-Lighting-Linear LED Lamp <=22 Watt Lamp Replacing T8 32 Watt Lamp | 8760 | 32 | 0.003567 | 31.2465 | 0.11414
17.0901 | 100104-Lighting-Linear Tube LED Fixture Replacing T8 Fixture | 8760 | 32 | 0.0035456 | 31.0592 | 0.11346
15.6503 | 305402-Lighting-Linear ft LED (<=5.5 Watts/ft) Replacing T8 32 Watt Linear ft | 6900 | 32 | 0.0032469 | 22.4034 | 0.1039
15.5314 | 200102-Lighting-Linear LED Lamp <=22 Watt Lamp Replacing T8 32 Watt Lamp | 3650 | 32 | 0.0032222 | 11.761 | 0.10311
15.4144 | 305402-Lighting-Linear ft LED (<=5.5 Watts/ft) Replacing T8 32 Watt Linear ft | 6900 | 32 | 0.0031979 | 22.0657 | 0.10233
15.3612 | 200102-Lighting-Linear LED Lamp <=22 Watt Lamp Replacing T8 32 Watt Lamp | 8760 | 32 | 0.0031869 | 27.9171 | 0.10198
15.1564 | 100101-Lighting-Linear Tube LED Fixture Replacing T12 Fixture | 8760 | 37 | 0.0031444 | 27.5449 | 0.11634
15.01 | 305402-Lighting-Linear ft LED (<=5.5 Watts/ft) Replacing T8 32 Watt Linear ft | 8030 | 32 | 0.003114 | 25.0056 | 0.099649
14.8645 | 305402-Lighting-Linear ft LED (<=5.5 Watts/ft) Replacing T8 32 Watt Linear ft | 2860 | 32 | 0.0030838 | 8.8198 | 0.098683
14.7704 | 100101-Lighting-Linear Tube LED Fixture Replacing T12 Fixture | 2540 | 37 | 0.0030643 | 7.7834 | 0.11338
14.6599 | 100104-Lighting-Linear Tube LED Fixture Replacing T8 Fixture | 6000 | 32 | 0.0030414 | 18.2483 | 0.097325
14.6162 | 305402-Lighting-Linear ft LED (<=5.5 Watts/ft) Replacing T8 32 Watt Linear ft | 7300 | 32 | 0.0030323 | 22.136 | 0.097034
14.1114 | 305401-Lighting-Linear ft LED (<=5.5 Watts/ft) Replacing T12 <=40 Watt Linear ft | 8760 | 37 | 0.0029276 | 25.6458 | 0.10832
13.9783 | 200102-Lighting-Linear LED Lamp <=22 Watt Lamp Replacing T8 32 Watt Lamp | 8760 | 32 | 0.0029 | 25.4039 | 0.092799
13.8415 | 305402-Lighting-Linear ft LED (<=5.5 Watts/ft) Replacing T8 32 Watt Linear ft | 6900 | 32 | 0.0028716 | 19.8141 | 0.091891
13.6544 | 305502-Lighting-Linear ft T8 25 Watt (<=7 Watts/ft) Replacing T8 32 Watt Linear ft | 5860 | 32 | 0.0028328 | 16.6001 | 0.090649
13.5883 | 305402-Lighting-Linear ft LED (<=5.5 Watts/ft) Replacing T8 32 Watt Linear ft | 8030 | 32 | 0.0028191 | 22.6372 | 0.09021
13.3075 | 100101-Lighting-Linear Tube LED Fixture Replacing T12 Fixture | 3300 | 37 | 0.0027608 | 9.1107 | 0.10215
13.2959 | 305402-Lighting-Linear ft LED (<=5.5 Watts/ft) Replacing T8 32 Watt Linear ft | 7300 | 32 | 0.0027584 | 20.1364 | 0.088269
12.8294 | 100104-Lighting-Linear Tube LED Fixture Replacing T8 Fixture | 6000 | 32 | 0.0026616 | 15.9698 | 0.085172
12.7153 | 100104-Lighting-Linear Tube LED Fixture Replacing T8 Fixture | 8760 | 32 | 0.002638 | 23.1085 | 0.084415
12.647 | 100104-Lighting-Linear Tube LED Fixture Replacing T8 Fixture | 8760 | 32 | 0.0026238 | 22.9844 | 0.083961
12.6301 | 305401-Lighting-Linear ft LED (<=5.5 Watts/ft) Replacing T12 <=40 Watt Linear ft | 3546 | 37 | 0.0026203 | 9.2915 | 0.09695
12.0682 | 305502-Lighting-Linear ft T8 25 Watt (<=7 Watts/ft) Replacing T8 32 Watt Linear ft | 4700 | 32 | 0.0025037 | 11.7674 | 0.080119
11.6174 | 305402-Lighting-Linear ft LED (<=5.5 Watts/ft) Replacing T8 32 Watt Linear ft | 8030 | 32 | 0.0024102 | 19.3538 | 0.077126
11.5711 | 305401-Lighting-Linear ft LED (<=5.5 Watts/ft) Replacing T12 <=40 Watt Linear ft | 4000 | 37 | 0.0024006 | 9.6023 | 0.088821
11.3843 | 100101-Lighting-Linear Tube LED Fixture Replacing T12 Fixture | 3580 | 37 | 0.0023618 | 8.4553 | 0.087387
11.3836 | 100104-Lighting-Linear Tube LED Fixture Replacing T8 Fixture | 4700 | 32 | 0.0023617 | 11.0999 | 0.075574
10.9434 | 305402-Lighting-Linear ft LED (<=5.5 Watts/ft) Replacing T8 32 Watt Linear ft | 3472 | 32 | 0.0022704 | 7.8827 | 0.072651
10.9199 | 305402-Lighting-Linear ft LED (<=5.5 Watts/ft) Replacing T8 32 Watt Linear ft | 8760 | 32 | 0.0022655 | 19.8456 | 0.072495
10.75 | 305402-Lighting-Linear ft LED (<=5.5 Watts/ft) Replacing T8 32 Watt Linear ft | 8760 | 32 | 0.0022302 | 19.5368 | 0.071367
10.6051 | 100104-Lighting-Linear Tube LED Fixture Replacing T8 Fixture | 4400 | 32 | 0.0022002 | 9.6807 | 0.070405
10.6002 | 305402-Lighting-Linear ft LED (<=5.5 Watts/ft) Replacing T8 32 Watt Linear ft | 8760 | 32 | 0.0021992 | 19.2646 | 0.070373
10.5204 | 100101-Lighting-Linear Tube LED Fixture Replacing T12 Fixture | 8760 | 37 | 0.0021826 | 19.1195 | 0.080756
10.4881 | 305502-Lighting-Linear ft T8 25 Watt (<=7 Watts/ft) Replacing T8 32 Watt Linear ft | 4830 | 32 | 0.0021759 | 10.5096 | 0.069629
10.4355 | 200101-Lighting-Linear LED Lamp <=22 Watt Lamp Replacing T12 <=40 Watt Lamp | 2500 | 37 | 0.002165 | 5.4125 | 0.080104
10.3813 | 305402-Lighting-Linear ft LED (<=5.5 Watts/ft) Replacing T8 32 Watt Linear ft | 5096 | 32 | 0.0021537 | 10.9755 | 0.06892
10.258 | 305402-Lighting-Linear ft LED (<=5.5 Watts/ft) Replacing T8 32 Watt Linear ft | 3000 | 32 | 0.0021282 | 6.3845 | 0.068101
10.1275 | 200102-Lighting-Linear LED Lamp <=22 Watt Lamp Replacing T8 32 Watt Lamp | 8760 | 32 | 0.0021011 | 18.4055 | 0.067235
10.046 | 100104-Lighting-Linear Tube LED Fixture Replacing T8 Fixture | 6000 | 32 | 0.0020842 | 12.5051 | 0.066694
9.9778 | 100104-Lighting-Linear Tube LED Fixture Replacing T8 Fixture | 8760 | 32 | 0.00207 | 18.1334 | 0.066241
9.8327 | 200302-Lighting-T8 28 Watt Lamp Replacing T8 32 Watt Lamp | 4108 | 32 | 0.0020399 | 8.38 | 0.065278
9.7341 | 100101-Lighting-Linear Tube LED Fixture Replacing T12 Fixture | 3128 | 37 | 0.0020195 | 6.3169 | 0.07472
9.7097 | 100101-Lighting-Linear Tube LED Fixture Replacing T12 Fixture | 8760 | 37 | 0.0020144 | 17.6462 | 0.074533
9.5941 | 305502-Lighting-Linear ft T8 25 Watt (<=7 Watts/ft) Replacing T8 32 Watt Linear ft | 5000 | 32 | 0.0019904 | 9.9521 | 0.063694
9.5109 | 200102-Lighting-Linear LED Lamp <=22 Watt Lamp Replacing T8 32 Watt Lamp | 5068 | 32 | 0.0019732 | 10 | 0.063141
9.259 | 305402-Lighting-Linear ft LED (<=5.5 Watts/ft) Replacing T8 32 Watt Linear ft | 3128 | 32 | 0.0019209 | 6.0086 | 0.061469
8.8977 | 100104-Lighting-Linear Tube LED Fixture Replacing T8 Fixture | 5475 | 32 | 0.0018459 | 10.1066 | 0.05907
8.8686 | 305402-Lighting-Linear ft LED (<=5.5 Watts/ft) Replacing T8 32 Watt Linear ft | 8030 | 32 | 0.0018399 | 14.7745 | 0.058877
8.8652 | 100101-Lighting-Linear Tube LED Fixture Replacing T12 Fixture | 4651 | 37 | 0.0018392 | 8.5541 | 0.068051
8.6167 | 305502-Lighting-Linear ft T8 25 Watt (<=7 Watts/ft) Replacing T8 32 Watt Linear ft | 4500 | 32 | 0.0017876 | 8.0444 | 0.057205
8.6088 | 305402-Lighting-Linear ft LED (<=5.5 Watts/ft) Replacing T8 32 Watt Linear ft | 3640 | 32 | 0.001786 | 6.5011 | 0.057152
8.5867 | 305402-Lighting-Linear ft LED (<=5.5 Watts/ft) Replacing T8 32 Watt Linear ft | 8760 | 32 | 0.0017814 | 15.6053 | 0.057006
8.5717 | 100101-Lighting-Linear Tube LED Fixture Replacing T12 Fixture | 3692 | 37 | 0.0017783 | 6.5655 | 0.065798
8.5056 | 305402-Lighting-Linear ft LED (<=5.5 Watts/ft) Replacing T8 32 Watt Linear ft | 1500 | 32 | 0.0017646 | 2.6469 | 0.056467
8.3214 | 305402-Lighting-Linear ft LED (<=5.5 Watts/ft) Replacing T8 32 Watt Linear ft | 5096 | 32 | 0.0017264 | 8.7977 | 0.055244
8.2944 | 305401-Lighting-Linear ft LED (<=5.5 Watts/ft) Replacing T12 <=40 Watt Linear ft | 8760 | 37 | 0.0017208 | 15.0741 | 0.063669
8.2839 | 100104-Lighting-Linear Tube LED Fixture Replacing T8 Fixture | 5475 | 32 | 0.0017186 | 9.4094 | 0.054995
8.0909 | 305402-Lighting-Linear ft LED (<=5.5 Watts/ft) Replacing T8 32 Watt Linear ft | 8030 | 32 | 0.0016786 | 13.4789 | 0.053714
7.9568 | 100104-Lighting-Linear Tube LED Fixture Replacing T8 Fixture | 3000 | 32 | 0.0016507 | 4.9522 | 0.052824
7.836 | 100101-Lighting-Linear Tube LED Fixture Replacing T12 Fixture | 5000 | 37 | 0.0016257 | 8.1284 | 0.06015
7.8102 | 100101-Lighting-Linear Tube LED Fixture Replacing T12 Fixture | 3650 | 37 | 0.0016203 | 5.9142 | 0.059952
7.7083 | 100101-Lighting-Linear Tube LED Fixture Replacing T12 Fixture | 6137 | 37 | 0.0015992 | 9.8142 | 0.05917
7.6702 | 100101-Lighting-Linear Tube LED Fixture Replacing T12 Fixture | 2160 | 37 | 0.0015913 | 3.4372 | 0.058878
7.5499 | 100104-Lighting-Linear Tube LED Fixture Replacing T8 Fixture | 8760 | 32 | 0.0015663 | 13.721 | 0.050122
7.4147 | 305402-Lighting-Linear ft LED (<=5.5 Watts/ft) Replacing T8 32 Watt Linear ft | 4000 | 32 | 0.0015383 | 6.1531 | 0.049225
7.3552 | 200102-Lighting-Linear LED Lamp <=22 Watt Lamp Replacing T8 32 Watt Lamp | 4380 | 32 | 0.0015259 | 6.6836 | 0.04883
7.322 | 305402-Lighting-Linear ft LED (<=5.5 Watts/ft) Replacing T8 32 Watt Linear ft | 8030 | 32 | 0.001519 | 12.1979 | 0.048609
7.2804 | 305402-Lighting-Linear ft LED (<=5.5 Watts/ft) Replacing T8 32 Watt Linear ft | 8760 | 32 | 0.0015104 | 13.2312 | 0.048333
7.261 | 305402-Lighting-Linear ft LED (<=5.5 Watts/ft) Replacing T8 32 Watt Linear ft | 8030 | 32 | 0.0015064 | 12.0963 | 0.048205
7.2545 | 305402-Lighting-Linear ft LED (<=5.5 Watts/ft) Replacing T8 32 Watt Linear ft | 3120 | 32 | 0.001505 | 4.6957 | 0.048161
7.2444 | 100104-Lighting-Linear Tube LED Fixture Replacing T8 Fixture | 4091 | 32 | 0.0015029 | 6.1486 | 0.048094
7.2422 | 305402-Lighting-Linear ft LED (<=5.5 Watts/ft) Replacing T8 32 Watt Linear ft | 8760 | 32 | 0.0015025 | 13.1618 | 0.04808
7.1806 | 305402-Lighting-Linear ft LED (<=5.5 Watts/ft) Replacing T8 32 Watt Linear ft | 3000 | 32 | 0.0014897 | 4.4691 | 0.047671
7.1763 | 305401-Lighting-Linear ft LED (<=5.5 Watts/ft) Replacing T12 <=40 Watt Linear ft | 4380 | 37 | 0.0014888 | 6.521 | 0.055086
7.1755 | 305402-Lighting-Linear ft LED (<=5.5 Watts/ft) Replacing T8 32 Watt Linear ft | 8760 | 32 | 0.0014887 | 13.0406 | 0.047637
7.109 | 100101-Lighting-Linear Tube LED Fixture Replacing T12 Fixture | 4380 | 37 | 0.0014749 | 6.4599 | 0.05457
7.0866 | 100101-Lighting-Linear Tube LED Fixture Replacing T12 Fixture | 2503 | 37 | 0.0014702 | 3.6799 | 0.054398
6.9891 | 305402-Lighting-Linear ft LED (<=5.5 Watts/ft) Replacing T8 32 Watt Linear ft | 8760 | 32 | 0.00145 | 12.7018 | 0.046399
6.9158 | 305402-Lighting-Linear ft LED (<=5.5 Watts/ft) Replacing T8 32 Watt Linear ft | 3724 | 32 | 0.0014348 | 5.3431 | 0.045913
6.8197 | 305402-Lighting-Linear ft LED (<=5.5 Watts/ft) Replacing T8 32 Watt Linear ft | 3590 | 32 | 0.0014148 | 5.0793 | 0.045275
6.7361 | 100104-Lighting-Linear Tube LED Fixture Replacing T8 Fixture | 8760 | 32 | 0.0013975 | 12.242 | 0.04472
6.7357 | 100401-Lighting-T8 32 Watt Fixture Replacing T12 Fixture | 4057 | 37 | 0.0013974 | 5.6693 | 0.051704
6.6759 | 305401-Lighting-Linear ft LED (<=5.5 Watts/ft) Replacing T12 <=40 Watt Linear ft | 4992 | 37 | 0.001385 | 6.9139 | 0.051245
6.6599 | 100104-Lighting-Linear Tube LED Fixture Replacing T8 Fixture | 4400 | 32 | 0.0013817 | 6.0794 | 0.044214
6.4597 | 100501-Lighting-T8 28 Watt Fixture Replacing T12 Fixture | 2378 | 37 | 0.0013402 | 3.1869 | 0.049586
6.4154 | 305402-Lighting-Linear ft LED (<=5.5 Watts/ft) Replacing T8 32 Watt Linear ft | 2532 | 32 | 0.001331 | 3.37 | 0.042591
6.2916 | 100101-Lighting-Linear Tube LED Fixture Replacing T12 Fixture | 6000 | 37 | 0.0013053 | 7.8317 | 0.048295
6.2916 | 100104-Lighting-Linear Tube LED Fixture Replacing T8 Fixture | 8000 | 32 | 0.0013053 | 10.4422 | 0.041769
6.2903 | 100101-Lighting-Linear Tube LED Fixture Replacing T12 Fixture | 8760 | 37 | 0.001305 | 11.4319 | 0.048285
6.2887 | 305402-Lighting-Linear ft LED (<=5.5 Watts/ft) Replacing T8 32 Watt Linear ft | 7600 | 32 | 0.0013047 | 9.9155 | 0.04175
6.1548 | 305501-Lighting-Linear ft T8 25 Watt (<=7 Watts/ft) Replacing T12 <=40 Watt Linear ft | 4500 | 37 | 0.0012769 | 5.746 | 0.047245
6.1106 | 305402-Lighting-Linear ft LED (<=5.5 Watts/ft) Replacing T8 32 Watt Linear ft | 4320 | 32 | 0.0012677 | 5.4766 | 0.040567
6.0405 | 305402-Lighting-Linear ft LED (<=5.5 Watts/ft) Replacing T8 32 Watt Linear ft | 3545 | 32 | 0.0012532 | 4.4425 | 0.040102
6.018 | 100104-Lighting-Linear Tube LED Fixture Replacing T8 Fixture | 8000 | 32 | 0.0012485 | 9.9881 | 0.039952
5.9907 | 200102-Lighting-Linear LED Lamp <=22 Watt Lamp Replacing T8 32 Watt Lamp | 4380 | 32 | 0.0012429 | 5.4437 | 0.039771
5.9744 | 100104-Lighting-Linear Tube LED Fixture Replacing T8 Fixture | 7280 | 32 | 0.0012395 | 9.0233 | 0.039663
5.9744 | 305402-Lighting-Linear ft LED (<=5.5 Watts/ft) Replacing T8 32 Watt Linear ft | 5460 | 32 | 0.0012395 | 6.7675 | 0.039663
5.9491 | 305402-Lighting-Linear ft LED (<=5.5 Watts/ft) Replacing T8 32 Watt Linear ft | 2860 | 32 | 0.0012342 | 3.5299 | 0.039495
5.9328 | 200101-Lighting-Linear LED Lamp <=22 Watt Lamp Replacing T12 <=40 Watt Lamp | 5460 | 37 | 0.0012308 | 6.7204 | 0.045541
5.8984 | 305402-Lighting-Linear ft LED (<=5.5 Watts/ft) Replacing T8 32 Watt Linear ft | 3000 | 32 | 0.0012237 | 3.6711 | 0.039158
5.8984 | 305402-Lighting-Linear ft LED (<=5.5 Watts/ft) Replacing T8 32 Watt Linear ft | 3000 | 32 | 0.0012237 | 3.6711 | 0.039158
5.7905 | 305401-Lighting-Linear ft LED (<=5.5 Watts/ft) Replacing T12 <=40 Watt Linear ft | 4320 | 37 | 0.0012013 | 5.1897 | 0.044449
5.7445 | 305502-Lighting-Linear ft T8 25 Watt (<=7 Watts/ft) Replacing T8 32 Watt Linear ft | 4500 | 32 | 0.0011918 | 5.363 | 0.038137
5.7445 | 305502-Lighting-Linear ft T8 25 Watt (<=7 Watts/ft) Replacing T8 32 Watt Linear ft | 4500 | 32 | 0.0011918 | 5.363 | 0.038137
5.7445 | 305502-Lighting-Linear ft T8 25 Watt (<=7 Watts/ft) Replacing T8 32 Watt Linear ft | 4500 | 32 | 0.0011918 | 5.363 | 0.038137
5.7342 | 100104-Lighting-Linear Tube LED Fixture Replacing T8 Fixture | 7800 | 32 | 0.0011896 | 9.2792 | 0.038068
5.6013 | 305402-Lighting-Linear ft LED (<=5.5 Watts/ft) Replacing T8 32 Watt Linear ft | 8030 | 32 | 0.0011621 | 9.3314 | 0.037186
5.5586 | 100101-Lighting-Linear Tube LED Fixture Replacing T12 Fixture | 8760 | 37 | 0.0011532 | 10.1021 | 0.042669
5.5568 | 200102-Lighting-Linear LED Lamp <=22 Watt Lamp Replacing T8 32 Watt Lamp | 5068 | 32 | 0.0011528 | 5.8426 | 0.036891
5.5382 | 100101-Lighting-Linear Tube LED Fixture Replacing T12 Fixture | 4380 | 37 | 0.001149 | 5.0325 | 0.042512
5.4993 | 305402-Lighting-Linear ft LED (<=5.5 Watts/ft) Replacing T8 32 Watt Linear ft | 5068 | 32 | 0.0011409 | 5.7821 | 0.036509
5.4977 | 305402-Lighting-Linear ft LED (<=5.5 Watts/ft) Replacing T8 32 Watt Linear ft | 8030 | 32 | 0.0011406 | 9.1588 | 0.036498
5.4856 | 200102-Lighting-Linear LED Lamp <=22 Watt Lamp Replacing T8 32 Watt Lamp | 5068 | 32 | 0.0011381 | 5.7677 | 0.036418
5.433 | 100104-Lighting-Linear Tube LED Fixture Replacing T8 Fixture | 3566 | 32 | 0.0011271 | 4.0194 | 0.036069
5.3572 | 305402-Lighting-Linear ft LED (<=5.5 Watts/ft) Replacing T8 32 Watt Linear ft | 4320 | 32 | 0.0011114 | 4.8013 | 0.035566
5.3342 | 100101-Lighting-Linear Tube LED Fixture Replacing T12 Fixture | 4500 | 37 | 0.0011067 | 4.9799 | 0.040946
5.3197 | 200102-Lighting-Linear LED Lamp <=22 Watt Lamp Replacing T8 32 Watt Lamp | 5068 | 32 | 0.0011036 | 5.5933 | 0.035317
5.2992 | 100101-Lighting-Linear Tube LED Fixture Replacing T12 Fixture | 6257 | 37 | 0.0010994 | 6.8789 | 0.040677
5.2432 | 305401-Lighting-Linear ft LED (<=5.5 Watts/ft) Replacing T12 <=40 Watt Linear ft | 4182 | 37 | 0.0010878 | 4.5491 | 0.040248
5.2008 | 100104-Lighting-Linear Tube LED Fixture Replacing T8 Fixture | 7800 | 32 | 0.001079 | 8.416 | 0.034527
5.17 | 305401-Lighting-Linear ft LED (<=5.5 Watts/ft) Replacing T12 <=40 Watt Linear ft | 6000 | 37 | 0.0010726 | 6.4355 | 0.039686
5.1655 | 200101-Lighting-Linear LED Lamp <=22 Watt Lamp Replacing T12 <=40 Watt Lamp | 2912 | 37 | 0.0010717 | 3.1206 | 0.039651
5.1433 | 305401-Lighting-Linear ft LED (<=5.5 Watts/ft) Replacing T12 <=40 Watt Linear ft | 3000 | 37 | 0.001067 | 3.2011 | 0.039481
5.0804 | 305502-Lighting-Linear ft T8 25 Watt (<=7 Watts/ft) Replacing T8 32 Watt Linear ft | 3381 | 32 | 0.001054 | 3.5636 | 0.033728
5.0656 | 100101-Lighting-Linear Tube LED Fixture Replacing T12 Fixture | 8760 | 37 | 0.0010509 | 9.2061 | 0.038884
5.0283 | 100104-Lighting-Linear Tube LED Fixture Replacing T8 Fixture | 4400 | 32 | 0.0010432 | 4.59 | 0.033382
4.9909 | 100101-Lighting-Linear Tube LED Fixture Replacing T12 Fixture | 8688 | 37 | 0.0010354 | 8.9958 | 0.038311
4.9206 | 305402-Lighting-Linear ft LED (<=5.5 Watts/ft) Replacing T8 32 Watt Linear ft | 3668 | 32 | 0.0010208 | 3.7445 | 0.032667
4.9125 | 305402-Lighting-Linear ft LED (<=5.5 Watts/ft) Replacing T8 32 Watt Linear ft | 6465 | 32 | 0.0010192 | 6.5889 | 0.032613
4.8923 | 100101-Lighting-Linear Tube LED Fixture Replacing T12 Fixture | 7776 | 37 | 0.001015 | 7.8924 | 0.037554
4.861 | 305402-Lighting-Linear ft LED (<=5.5 Watts/ft) Replacing T8 32 Watt Linear ft | 3590 | 32 | 0.0010085 | 3.6204 | 0.032271
4.8298 | 305401-Lighting-Linear ft LED (<=5.5 Watts/ft) Replacing T12 <=40 Watt Linear ft | 4500 | 37 | 0.001002 | 4.509 | 0.037074
4.8131 | 305401-Lighting-Linear ft LED (<=5.5 Watts/ft) Replacing T12 <=40 Watt Linear ft | 3128 | 37 | 0.00099854 | 3.1234 | 0.036946
4.7415 | 200102-Lighting-Linear LED Lamp <=22 Watt Lamp Replacing T8 32 Watt Lamp | 7500 | 32 | 0.00098369 | 7.3777 | 0.031478
4.7405 | 305402-Lighting-Linear ft LED (<=5.5 Watts/ft) Replacing T8 32 Watt Linear ft | 3545 | 32 | 0.00098348 | 3.4864 | 0.031471
4.7166 | 305402-Lighting-Linear ft LED (<=5.5 Watts/ft) Replacing T8 32 Watt Linear ft | 4359 | 32 | 0.00097852 | 4.2654 | 0.031313
4.7079 | 200102-Lighting-Linear LED Lamp <=22 Watt Lamp Replacing T8 32 Watt Lamp | 5068 | 32 | 0.00097672 | 4.95 | 0.031255
4.6575 | 100101-Lighting-Linear Tube LED Fixture Replacing T12 Fixture | 3742 | 37 | 0.00096626 | 3.6157 | 0.035752
4.6307 | 305402-Lighting-Linear ft LED (<=5.5 Watts/ft) Replacing T8 32 Watt Linear ft | 5068 | 32 | 0.0009607 | 4.8688 | 0.030742
4.6051 | 305402-Lighting-Linear ft LED (<=5.5 Watts/ft) Replacing T8 32 Watt Linear ft | 4200 | 32 | 0.00095539 | 4.0126 | 0.030572
4.5895 | 100301-Lighting-T8 17 Watt Fixture Replacing T12 Fixture | 8760 | 37 | 0.00095215 | 8.3409 | 0.03523
4.5895 | 100301-Lighting-T8 17 Watt Fixture Replacing T12 Fixture | 8760 | 37 | 0.00095215 | 8.3409 | 0.03523
4.5831 | 305402-Lighting-Linear ft LED (<=5.5 Watts/ft) Replacing T8 32 Watt Linear ft | 3545 | 32 | 0.00095082 | 3.3707 | 0.030426
4.5827 | 305402-Lighting-Linear ft LED (<=5.5 Watts/ft) Replacing T8 32 Watt Linear ft | 5068 | 32 | 0.00095074 | 4.8184 | 0.030424
4.5796 | 100101-Lighting-Linear Tube LED Fixture Replacing T12 Fixture | 8760 | 37 | 0.0009501 | 8.3229 | 0.035154
4.524 | 305402-Lighting-Linear ft LED (<=5.5 Watts/ft) Replacing T8 32 Watt Linear ft | 5068 | 32 | 0.00093856 | 4.7566 | 0.030034
4.5063 | 100104-Lighting-Linear Tube LED Fixture Replacing T8 Fixture | 4992 | 32 | 0.00093489 | 4.667 | 0.029917
4.5044 | 305401-Lighting-Linear ft LED (<=5.5 Watts/ft) Replacing T12 <=40 Watt Linear ft | 6240 | 37 | 0.0009345 | 5.8313 | 0.034576
4.4569 | 200102-Lighting-Linear LED Lamp <=22 Watt Lamp Replacing T8 32 Watt Lamp | 3120 | 32 | 0.00092464 | 2.8849 | 0.029589
4.4303 | 305401-Lighting-Linear ft LED (<=5.5 Watts/ft) Replacing T12 <=40 Watt Linear ft | 3120 | 37 | 0.00091912 | 2.8677 | 0.034008
4.4068 | 100101-Lighting-Linear Tube LED Fixture Replacing T12 Fixture | 6137 | 37 | 0.00091425 | 5.6107 | 0.033827
4.3882 | 305402-Lighting-Linear ft LED (<=5.5 Watts/ft) Replacing T8 32 Watt Linear ft | 5500 | 32 | 0.00091039 | 5.0071 | 0.029132
4.388 | 305502-Lighting-Linear ft T8 25 Watt (<=7 Watts/ft) Replacing T8 32 Watt Linear ft | 3381 | 32 | 0.00091035 | 3.0779 | 0.029131
4.281 | 100104-Lighting-Linear Tube LED Fixture Replacing T8 Fixture | 4603 | 32 | 0.00088815 | 4.0882 | 0.028421
4.2656 | 305402-Lighting-Linear ft LED (<=5.5 Watts/ft) Replacing T8 32 Watt Linear ft | 3000 | 32 | 0.00088496 | 2.6549 | 0.028319
4.2407 | 200102-Lighting-Linear LED Lamp <=22 Watt Lamp Replacing T8 32 Watt Lamp | 3510 | 32 | 0.00087979 | 3.0881 | 0.028153
4.176 | 305402-Lighting-Linear ft LED (<=5.5 Watts/ft) Replacing T8 32 Watt Linear ft | 3545 | 32 | 0.00086637 | 3.0713 | 0.027724
4.1536 | 100101-Lighting-Linear Tube LED Fixture Replacing T12 Fixture | 6257 | 37 | 0.00086172 | 5.3918 | 0.031884
4.1004 | 200102-Lighting-Linear LED Lamp <=22 Watt Lamp Replacing T8 32 Watt Lamp | 8760 | 32 | 0.00085068 | 7.452 | 0.027222
4.0778 | 100101-Lighting-Linear Tube LED Fixture Replacing T12 Fixture | 2503 | 37 | 0.00084599 | 2.1175 | 0.031302
4.0751 | 305402-Lighting-Linear ft LED (<=5.5 Watts/ft) Replacing T8 32 Watt Linear ft | 3128 | 32 | 0.00084543 | 2.6445 | 0.027054
4.0303 | 200102-Lighting-Linear LED Lamp <=22 Watt Lamp Replacing T8 32 Watt Lamp | 3120 | 32 | 0.00083614 | 2.6088 | 0.026756
4.0149 | 305401-Lighting-Linear ft LED (<=5.5 Watts/ft) Replacing T12 <=40 Watt Linear ft | 5110 | 37 | 0.00083294 | 4.2563 | 0.030819
4.012 | 100104-Lighting-Linear Tube LED Fixture Replacing T8 Fixture | 7800 | 32 | 0.00083234 | 6.4923 | 0.026635
3.9921 | 305402-Lighting-Linear ft LED (<=5.5 Watts/ft) Replacing T8 32 Watt Linear ft | 3545 | 32 | 0.00082821 | 2.936 | 0.026503
3.975 | 305402-Lighting-Linear ft LED (<=5.5 Watts/ft) Replacing T8 32 Watt Linear ft | 3100 | 32 | 0.00082467 | 2.5565 | 0.026389
3.9687 | 100104-Lighting-Linear Tube LED Fixture Replacing T8 Fixture | 4160 | 32 | 0.00082336 | 3.4252 | 0.026348
3.9265 | 305402-Lighting-Linear ft LED (<=5.5 Watts/ft) Replacing T8 32 Watt Linear ft | 3545 | 32 | 0.0008146 | 2.8878 | 0.026067
3.9157 | 305402-Lighting-Linear ft LED (<=5.5 Watts/ft) Replacing T8 32 Watt Linear ft | 8030 | 32 | 0.00081236 | 6.5233 | 0.025996
3.9117 | 100104-Lighting-Linear Tube LED Fixture Replacing T8 Fixture | 7800 | 32 | 0.00081153 | 6.33 | 0.025969
3.8722 | 305401-Lighting-Linear ft LED (<=5.5 Watts/ft) Replacing T12 <=40 Watt Linear ft | 2600 | 37 | 0.00080334 | 2.0887 | 0.029724
3.864 | 305402-Lighting-Linear ft LED (<=5.5 Watts/ft) Replacing T8 32 Watt Linear ft | 3068 | 32 | 0.00080164 | 2.4594 | 0.025652
3.8583 | 100104-Lighting-Linear Tube LED Fixture Replacing T8 Fixture | 2600 | 32 | 0.00080046 | 2.0812 | 0.025615
3.8525 | 305401-Lighting-Linear ft LED (<=5.5 Watts/ft) Replacing T12 <=40 Watt Linear ft | 3120 | 37 | 0.00079925 | 2.4937 | 0.029572
3.8473 | 100101-Lighting-Linear Tube LED Fixture Replacing T12 Fixture | 4253 | 37 | 0.00079817 | 3.3946 | 0.029532
3.809 | 100101-Lighting-Linear Tube LED Fixture Replacing T12 Fixture | 5110 | 37 | 0.00079023 | 4.0381 | 0.029238
3.7351 | 305402-Lighting-Linear ft LED (<=5.5 Watts/ft) Replacing T8 32 Watt Linear ft | 3277 | 32 | 0.0007749 | 2.5393 | 0.024797
3.7341 | 305402-Lighting-Linear ft LED (<=5.5 Watts/ft) Replacing T8 32 Watt Linear ft | 8760 | 32 | 0.00077469 | 6.7863 | 0.02479
3.7328 | 305401-Lighting-Linear ft LED (<=5.5 Watts/ft) Replacing T12 <=40 Watt Linear ft | 3120 | 37 | 0.00077442 | 2.4162 | 0.028653
3.7275 | 100104-Lighting-Linear Tube LED Fixture Replacing T8 Fixture | 8760 | 32 | 0.00077332 | 6.7743 | 0.024746
3.709 | 100101-Lighting-Linear Tube LED Fixture Replacing T12 Fixture | 4651 | 37 | 0.00076948 | 3.5789 | 0.028471
3.7043 | 200102-Lighting-Linear LED Lamp <=22 Watt Lamp Replacing T8 32 Watt Lamp | 5110 | 32 | 0.00076851 | 3.9271 | 0.024592
3.6564 | 305402-Lighting-Linear ft LED (<=5.5 Watts/ft) Replacing T8 32 Watt Linear ft | 8030 | 32 | 0.00075857 | 6.0913 | 0.024274
3.6272 | 100104-Lighting-Linear Tube LED Fixture Replacing T8 Fixture | 3120 | 32 | 0.00075251 | 2.3478 | 0.02408
3.6262 | 100104-Lighting-Linear Tube LED Fixture Replacing T8 Fixture | 3375 | 32 | 0.0007523 | 2.539 | 0.024074
3.6108 | 305501-Lighting-Linear ft T8 25 Watt (<=7 Watts/ft) Replacing T12 <=40 Watt Linear ft | 4000 | 37 | 0.00074911 | 2.9964 | 0.027717
3.5945 | 100501-Lighting-T8 28 Watt Fixture Replacing T12 Fixture | 8760 | 37 | 0.00074573 | 6.5326 | 0.027592
3.5937 | 200102-Lighting-Linear LED Lamp <=22 Watt Lamp Replacing T8 32 Watt Lamp | 3128 | 32 | 0.00074556 | 2.3321 | 0.023858
3.5878 | 305402-Lighting-Linear ft LED (<=5.5 Watts/ft) Replacing T8 32 Watt Linear ft | 4368 | 32 | 0.00074434 | 3.2513 | 0.023819
3.5527 | 305402-Lighting-Linear ft LED (<=5.5 Watts/ft) Replacing T8 32 Watt Linear ft | 8030 | 32 | 0.00073705 | 5.9185 | 0.023586
3.5362 | 100101-Lighting-Linear Tube LED Fixture Replacing T12 Fixture | 8760 | 37 | 0.00073363 | 6.4266 | 0.027144
3.516 | 305402-Lighting-Linear ft LED (<=5.5 Watts/ft) Replacing T8 32 Watt Linear ft | 4200 | 32 | 0.00072944 | 3.0637 | 0.023342
3.5145 | 200101-Lighting-Linear LED Lamp <=22 Watt Lamp Replacing T12 <=40 Watt Lamp | 5760 | 37 | 0.00072913 | 4.1998 | 0.026978
3.5014 | 100101-Lighting-Linear Tube LED Fixture Replacing T12 Fixture | 6000 | 37 | 0.00072641 | 4.3585 | 0.026877
3.479 | 100101-Lighting-Linear Tube LED Fixture Replacing T12 Fixture | 4713 | 37 | 0.00072176 | 3.4017 | 0.026705
3.4554 | 200302-Lighting-T8 28 Watt Lamp Replacing T8 32 Watt Lamp | 4108 | 32 | 0.00071687 | 2.9449 | 0.02294
3.4442 | 100101-Lighting-Linear Tube LED Fixture Replacing T12 Fixture | 4091 | 37 | 0.00071454 | 2.9232 | 0.026438
3.4193 | 305402-Lighting-Linear ft LED (<=5.5 Watts/ft) Replacing T8 32 Watt Linear ft | 3000 | 32 | 0.00070938 | 2.1281 | 0.0227
3.4148 | 100101-Lighting-Linear Tube LED Fixture Replacing T12 Fixture | 8760 | 37 | 0.00070845 | 6.206 | 0.026212
3.4081 | 305402-Lighting-Linear ft LED (<=5.5 Watts/ft) Replacing T8 32 Watt Linear ft | 8760 | 32 | 0.00070706 | 6.1938 | 0.022626
3.4079 | 305401-Lighting-Linear ft LED (<=5.5 Watts/ft) Replacing T12 <=40 Watt Linear ft | 3120 | 37 | 0.00070701 | 2.2059 | 0.02616
3.3663 | 305402-Lighting-Linear ft LED (<=5.5 Watts/ft) Replacing T8 32 Watt Linear ft | 8760 | 32 | 0.00069838 | 6.1178 | 0.022348
3.3483 | 100101-Lighting-Linear Tube LED Fixture Replacing T12 Fixture | 3580 | 37 | 0.00069465 | 2.4868 | 0.025702
3.338 | 100104-Lighting-Linear Tube LED Fixture Replacing T8 Fixture | 4576 | 32 | 0.00069251 | 3.1689 | 0.02216
3.2949 | 305501-Lighting-Linear ft T8 25 Watt (<=7 Watts/ft) Replacing T12 <=40 Watt Linear ft | 4830 | 37 | 0.00068357 | 3.3016 | 0.025292
3.2776 | 305402-Lighting-Linear ft LED (<=5.5 Watts/ft) Replacing T8 32 Watt Linear ft | 3120 | 32 | 0.00067998 | 2.1215 | 0.021759
3.2655 | 305501-Lighting-Linear ft T8 25 Watt (<=7 Watts/ft) Replacing T12 <=40 Watt Linear ft | 5000 | 37 | 0.00067747 | 3.3874 | 0.025066
3.2243 | 200301-Lighting-T8 28 Watt Lamp Replacing T12 <=40 Watt Lamp | 5200 | 37 | 0.00066892 | 3.4784 | 0.02475
3.2024 | 305501-Lighting-Linear ft T8 25 Watt (<=7 Watts/ft) Replacing T12 <=40 Watt Linear ft | 3381 | 37 | 0.00066438 | 2.2463 | 0.024582
3.1914 | 100104-Lighting-Linear Tube LED Fixture Replacing T8 Fixture | 6000 | 32 | 0.0006621 | 3.9726 | 0.021187
3.1901 | 200102-Lighting-Linear LED Lamp <=22 Watt Lamp Replacing T8 32 Watt Lamp | 5040 | 32 | 0.00066183 | 3.3356 | 0.021179
3.1684 | 305402-Lighting-Linear ft LED (<=5.5 Watts/ft) Replacing T8 32 Watt Linear ft | 8760 | 32 | 0.00065733 | 5.7582 | 0.021034
3.1401 | 200102-Lighting-Linear LED Lamp <=22 Watt Lamp Replacing T8 32 Watt Lamp | 4380 | 32 | 0.00065146 | 2.8534 | 0.020847
3.1352 | 100101-Lighting-Linear Tube LED Fixture Replacing T12 Fixture | 4992 | 37 | 0.00065044 | 3.247 | 0.024066
3.1334 | 100104-Lighting-Linear Tube LED Fixture Replacing T8 Fixture | 4091 | 32 | 0.00065007 | 2.6594 | 0.020802
3.1276 | 100101-Lighting-Linear Tube LED Fixture Replacing T12 Fixture | 3500 | 37 | 0.00064886 | 2.271 | 0.024008
3.1276 | 305401-Lighting-Linear ft LED (<=5.5 Watts/ft) Replacing T12 <=40 Watt Linear ft | 2450 | 37 | 0.00064886 | 1.5897 | 0.024008
3.1236 | 305402-Lighting-Linear ft LED (<=5.5 Watts/ft) Replacing T8 32 Watt Linear ft | 3132 | 32 | 0.00064803 | 2.0296 | 0.020737
3.1093 | 100101-Lighting-Linear Tube LED Fixture Replacing T12 Fixture | 3000 | 37 | 0.00064507 | 1.9352 | 0.023867
3.0991 | 305402-Lighting-Linear ft LED (<=5.5 Watts/ft) Replacing T8 32 Watt Linear ft | 3545 | 32 | 0.00064295 | 2.2793 | 0.020574
3.0835 | 305402-Lighting-Linear ft LED (<=5.5 Watts/ft) Replacing T8 32 Watt Linear ft | 8760 | 32 | 0.00063971 | 5.6039 | 0.020471
3.0592 | 100101-Lighting-Linear Tube LED Fixture Replacing T12 Fixture | 3300 | 37 | 0.00063467 | 2.0944 | 0.023483
3.039 | 200101-Lighting-Linear LED Lamp <=22 Watt Lamp Replacing T12 <=40 Watt Lamp | 2184 | 37 | 0.00063048 | 1.377 | 0.023328
3.0318 | 305402-Lighting-Linear ft LED (<=5.5 Watts/ft) Replacing T8 32 Watt Linear ft | 3800 | 32 | 0.00062899 | 2.3902 | 0.020128
3.0286 | 305401-Lighting-Linear ft LED (<=5.5 Watts/ft) Replacing T12 <=40 Watt Linear ft | 8760 | 37 | 0.00062832 | 5.5041 | 0.023248
3.0161 | 305402-Lighting-Linear ft LED (<=5.5 Watts/ft) Replacing T8 32 Watt Linear ft | 8760 | 32 | 0.00062573 | 5.4814 | 0.020023
2.9872 | 305501-Lighting-Linear ft T8 25 Watt (<=7 Watts/ft) Replacing T12 <=40 Watt Linear ft | 4368 | 37 | 0.00061973 | 2.707 | 0.02293
2.9839 | 100104-Lighting-Linear Tube LED Fixture Replacing T8 Fixture | 6000 | 32 | 0.00061905 | 3.7143 | 0.01981
2.9826 | 305501-Lighting-Linear ft T8 25 Watt (<=7 Watts/ft) Replacing T12 <=40 Watt Linear ft | 3381 | 37 | 0.00061878 | 2.0921 | 0.022895
2.979 | 305401-Lighting-Linear ft LED (<=5.5 Watts/ft) Replacing T12 <=40 Watt Linear ft | 3600 | 37 | 0.00061803 | 2.2249 | 0.022867
2.9705 | 305402-Lighting-Linear ft LED (<=5.5 Watts/ft) Replacing T8 32 Watt Linear ft | 7300 | 32 | 0.00061627 | 4.4988 | 0.019721
2.9589 | 100104-Lighting-Linear Tube LED Fixture Replacing T8 Fixture | 4400 | 32 | 0.00061386 | 2.701 | 0.019644
2.9562 | 305402-Lighting-Linear ft LED (<=5.5 Watts/ft) Replacing T8 32 Watt Linear ft | 8030 | 32 | 0.0006133 | 4.9248 | 0.019626
2.9482 | 100101-Lighting-Linear Tube LED Fixture Replacing T12 Fixture | 3312 | 37 | 0.00061164 | 2.0258 | 0.022631
2.9446 | 100501-Lighting-T8 28 Watt Fixture Replacing T12 Fixture | 2800 | 37 | 0.0006109 | 1.7105 | 0.022603
2.9376 | 200101-Lighting-Linear LED Lamp <=22 Watt Lamp Replacing T12 <=40 Watt Lamp | 3380 | 37 | 0.00060944 | 2.0599 | 0.022549
2.9121 | 200102-Lighting-Linear LED Lamp <=22 Watt Lamp Replacing T8 32 Watt Lamp | 8760 | 32 | 0.00060415 | 5.2924 | 0.019333
2.8855 | 305402-Lighting-Linear ft LED (<=5.5 Watts/ft) Replacing T8 32 Watt Linear ft | 8760 | 32 | 0.00059864 | 5.244 | 0.019156
2.8753 | 100104-Lighting-Linear Tube LED Fixture Replacing T8 Fixture | 8000 | 32 | 0.00059652 | 4.7722 | 0.019089
2.8122 | 305402-Lighting-Linear ft LED (<=5.5 Watts/ft) Replacing T8 32 Watt Linear ft | 7300 | 32 | 0.00058343 | 4.259 | 0.01867
2.7957 | 200102-Lighting-Linear LED Lamp <=22 Watt Lamp Replacing T8 32 Watt Lamp | 8760 | 32 | 0.00058001 | 5.0808 | 0.01856
2.7695 | 305502-Lighting-Linear ft T8 25 Watt (<=7 Watts/ft) Replacing T8 32 Watt Linear ft | 3381 | 32 | 0.00057457 | 1.9426 | 0.018386
2.7575 | 305402-Lighting-Linear ft LED (<=5.5 Watts/ft) Replacing T8 32 Watt Linear ft | 3545 | 32 | 0.00057208 | 2.028 | 0.018307
2.7457 | 200101-Lighting-Linear LED Lamp <=22 Watt Lamp Replacing T12 <=40 Watt Lamp | 8760 | 37 | 0.00056963 | 4.99 | 0.021076
2.7405 | 100501-Lighting-T8 28 Watt Fixture Replacing T12 Fixture | 8760 | 37 | 0.00056855 | 4.9805 | 0.021036
2.7381 | 305402-Lighting-Linear ft LED (<=5.5 Watts/ft) Replacing T8 32 Watt Linear ft | 4200 | 32 | 0.00056806 | 2.3858 | 0.018178
2.736 | 100501-Lighting-T8 28 Watt Fixture Replacing T12 Fixture | 2527 | 37 | 0.00056762 | 1.4344 | 0.021002
2.7286 | 100104-Lighting-Linear Tube LED Fixture Replacing T8 Fixture | 3566 | 32 | 0.00056608 | 2.0187 | 0.018115
2.7283 | 100104-Lighting-Linear Tube LED Fixture Replacing T8 Fixture | 4400 | 32 | 0.00056602 | 2.4905 | 0.018113
2.7269 | 100104-Lighting-Linear Tube LED Fixture Replacing T8 Fixture | 4280 | 32 | 0.00056573 | 2.4213 | 0.018103
2.7214 | 100101-Lighting-Linear Tube LED Fixture Replacing T12 Fixture | 8760 | 37 | 0.00056459 | 4.9458 | 0.02089
2.7208 | 100104-Lighting-Linear Tube LED Fixture Replacing T8 Fixture | 8760 | 32 | 0.00056447 | 4.9447 | 0.018063
2.7207 | 305401-Lighting-Linear ft LED (<=5.5 Watts/ft) Replacing T12 <=40 Watt Linear ft | 3100 | 37 | 0.00056445 | 1.7498 | 0.020884
2.7132 | 305402-Lighting-Linear ft LED (<=5.5 Watts/ft) Replacing T8 32 Watt Linear ft | 6900 | 32 | 0.00056289 | 3.8839 | 0.018012
2.7091 | 100401-Lighting-T8 32 Watt Fixture Replacing T12 Fixture | 4950 | 37 | 0.00056204 | 2.7821 | 0.020795
2.7001 | 100101-Lighting-Linear Tube LED Fixture Replacing T12 Fixture | 2607 | 37 | 0.00056017 | 1.4604 | 0.020726
2.6969 | 305402-Lighting-Linear ft LED (<=5.5 Watts/ft) Replacing T8 32 Watt Linear ft | 8030 | 32 | 0.00055951 | 4.4928 | 0.017904
2.6775 | 100101-Lighting-Linear Tube LED Fixture Replacing T12 Fixture | 5000 | 37 | 0.00055548 | 2.7774 | 0.020553
2.6675 | 100101-Lighting-Linear Tube LED Fixture Replacing T12 Fixture | 2503 | 37 | 0.00055341 | 1.3852 | 0.020476
2.6625 | 200102-Lighting-Linear LED Lamp <=22 Watt Lamp Replacing T8 32 Watt Lamp | 6000 | 32 | 0.00055237 | 3.3142 | 0.017676
2.6595 | 200102-Lighting-Linear LED Lamp <=22 Watt Lamp Replacing T8 32 Watt Lamp | 3500 | 32 | 0.00055175 | 1.9311 | 0.017656
2.6593 | 100101-Lighting-Linear Tube LED Fixture Replacing T12 Fixture | 4091 | 37 | 0.00055171 | 2.257 | 0.020413
2.6591 | 305402-Lighting-Linear ft LED (<=5.5 Watts/ft) Replacing T8 32 Watt Linear ft | 8760 | 32 | 0.00055167 | 4.8326 | 0.017653
2.6559 | 200102-Lighting-Linear LED Lamp <=22 Watt Lamp Replacing T8 32 Watt Lamp | 5110 | 32 | 0.000551 | 2.8156 | 0.017632
2.6116 | 200102-Lighting-Linear LED Lamp <=22 Watt Lamp Replacing T8 32 Watt Lamp | 5616 | 32 | 0.00054181 | 3.0428 | 0.017338
2.6114 | 200102-Lighting-Linear LED Lamp <=22 Watt Lamp Replacing T8 32 Watt Lamp | 5370 | 32 | 0.00054177 | 2.9093 | 0.017337
2.6091 | 100104-Lighting-Linear Tube LED Fixture Replacing T8 Fixture | 4603 | 32 | 0.00054129 | 2.4916 | 0.017321
2.5915 | 305401-Lighting-Linear ft LED (<=5.5 Watts/ft) Replacing T12 <=40 Watt Linear ft | 4745 | 37 | 0.00053764 | 2.5511 | 0.019893
2.5896 | 200102-Lighting-Linear LED Lamp <=22 Watt Lamp Replacing T8 32 Watt Lamp | 6000 | 32 | 0.00053725 | 3.2235 | 0.017192
2.581 | 100104-Lighting-Linear Tube LED Fixture Replacing T8 Fixture | 8760 | 32 | 0.00053546 | 4.6907 | 0.017135
2.5738 | 305402-Lighting-Linear ft LED (<=5.5 Watts/ft) Replacing T8 32 Watt Linear ft | 3545 | 32 | 0.00053397 | 1.8929 | 0.017087
2.5626 | 200102-Lighting-Linear LED Lamp <=22 Watt Lamp Replacing T8 32 Watt Lamp | 8760 | 32 | 0.00053165 | 4.6572 | 0.017013
2.5605 | 100501-Lighting-T8 28 Watt Fixture Replacing T12 Fixture | 3120 | 37 | 0.00053121 | 1.6574 | 0.019655
2.5516 | 305401-Lighting-Linear ft LED (<=5.5 Watts/ft) Replacing T12 <=40 Watt Linear ft | 3276 | 37 | 0.00052936 | 1.7342 | 0.019586
2.5467 | 305502-Lighting-Linear ft T8 25 Watt (<=7 Watts/ft) Replacing T8 32 Watt Linear ft | 4900 | 32 | 0.00052835 | 2.5889 | 0.016907
2.5461 | 305402-Lighting-Linear ft LED (<=5.5 Watts/ft) Replacing T8 32 Watt Linear ft | 7300 | 32 | 0.00052822 | 3.856 | 0.016903
2.5459 | 100104-Lighting-Linear Tube LED Fixture Replacing T8 Fixture | 3650 | 32 | 0.00052818 | 1.9279 | 0.016902
2.5229 | 100104-Lighting-Linear Tube LED Fixture Replacing T8 Fixture | 6300 | 32 | 0.00052341 | 3.2975 | 0.016749
2.5201 | 100101-Lighting-Linear Tube LED Fixture Replacing T12 Fixture | 3566 | 37 | 0.00052283 | 1.8644 | 0.019345
2.4961 | 305402-Lighting-Linear ft LED (<=5.5 Watts/ft) Replacing T8 32 Watt Linear ft | 4380 | 32 | 0.00051785 | 2.2682 | 0.016571
2.4895 | 305402-Lighting-Linear ft LED (<=5.5 Watts/ft) Replacing T8 32 Watt Linear ft | 8030 | 32 | 0.00051648 | 4.1473 | 0.016527
2.4893 | 305402-Lighting-Linear ft LED (<=5.5 Watts/ft) Replacing T8 32 Watt Linear ft | 7280 | 32 | 0.00051644 | 3.7597 | 0.016526
2.4851 | 305402-Lighting-Linear ft LED (<=5.5 Watts/ft) Replacing T8 32 Watt Linear ft | 4182 | 32 | 0.00051557 | 2.1561 | 0.016498
2.4824 | 100501-Lighting-T8 28 Watt Fixture Replacing T12 Fixture | 3000 | 37 | 0.00051501 | 1.545 | 0.019055
2.48 | 100101-Lighting-Linear Tube LED Fixture Replacing T12 Fixture | 2813 | 37 | 0.00051451 | 1.4473 | 0.019037
2.4764 | 305402-Lighting-Linear ft LED (<=5.5 Watts/ft) Replacing T8 32 Watt Linear ft | 2769 | 32 | 0.00051376 | 1.4226 | 0.01644
2.4701 | 100101-Lighting-Linear Tube LED Fixture Replacing T12 Fixture | 3612 | 37 | 0.00051246 | 1.851 | 0.018961
2.4557 | 305402-Lighting-Linear ft LED (<=5.5 Watts/ft) Replacing T8 32 Watt Linear ft | 3545 | 32 | 0.00050947 | 1.8061 | 0.016303
2.4557 | 305402-Lighting-Linear ft LED (<=5.5 Watts/ft) Replacing T8 32 Watt Linear ft | 3545 | 32 | 0.00050947 | 1.8061 | 0.016303
2.4414 | 305402-Lighting-Linear ft LED (<=5.5 Watts/ft) Replacing T8 32 Watt Linear ft | 2550 | 32 | 0.0005065 | 1.2916 | 0.016208
2.4407 | 305401-Lighting-Linear ft LED (<=5.5 Watts/ft) Replacing T12 <=40 Watt Linear ft | 5840 | 37 | 0.00050636 | 2.9571 | 0.018735
2.435 | 305402-Lighting-Linear ft LED (<=5.5 Watts/ft) Replacing T8 32 Watt Linear ft | 2600 | 32 | 0.00050517 | 1.3134 | 0.016166
2.4255 | 305402-Lighting-Linear ft LED (<=5.5 Watts/ft) Replacing T8 32 Watt Linear ft | 8030 | 32 | 0.0005032 | 4.0407 | 0.016102
2.4101 | 100104-Lighting-Linear Tube LED Fixture Replacing T8 Fixture | 3072 | 32 | 0.00050001 | 1.536 | 0.016
2.381 | 305402-Lighting-Linear ft LED (<=5.5 Watts/ft) Replacing T8 32 Watt Linear ft | 7300 | 32 | 0.00049397 | 3.606 | 0.015807
2.3763 | 305402-Lighting-Linear ft LED (<=5.5 Watts/ft) Replacing T8 32 Watt Linear ft | 8760 | 32 | 0.00049299 | 4.3186 | 0.015776
2.3637 | 305402-Lighting-Linear ft LED (<=5.5 Watts/ft) Replacing T8 32 Watt Linear ft | 3545 | 32 | 0.00049038 | 1.7384 | 0.015692
2.3479 | 305501-Lighting-Linear ft T8 25 Watt (<=7 Watts/ft) Replacing T12 <=40 Watt Linear ft | 2500 | 37 | 0.0004871 | 1.2178 | 0.018023
2.3069 | 100104-Lighting-Linear Tube LED Fixture Replacing T8 Fixture | 4400 | 32 | 0.0004786 | 2.1058 | 0.015315
2.3014 | 100104-Lighting-Linear Tube LED Fixture Replacing T8 Fixture | 2503 | 32 | 0.00047746 | 1.1951 | 0.015279
2.2974 | 100101-Lighting-Linear Tube LED Fixture Replacing T12 Fixture | 8688 | 37 | 0.00047663 | 4.1409 | 0.017635
2.29 | 100104-Lighting-Linear Tube LED Fixture Replacing T8 Fixture | 5460 | 32 | 0.00047509 | 2.594 | 0.015203
2.2849 | 100104-Lighting-Linear Tube LED Fixture Replacing T8 Fixture | 6137 | 32 | 0.00047403 | 2.9091 | 0.015169
2.2587 | 305402-Lighting-Linear ft LED (<=5.5 Watts/ft) Replacing T8 32 Watt Linear ft | 3545 | 32 | 0.0004686 | 1.6612 | 0.014995
2.2514 | 100101-Lighting-Linear Tube LED Fixture Replacing T12 Fixture | 8760 | 37 | 0.00046708 | 4.0916 | 0.017282
2.2465 | 305402-Lighting-Linear ft LED (<=5.5 Watts/ft) Replacing T8 32 Watt Linear ft | 4380 | 32 | 0.00046607 | 2.0414 | 0.014914
2.2404 | 100401-Lighting-T8 32 Watt Fixture Replacing T12 Fixture | 3120 | 37 | 0.0004648 | 1.4502 | 0.017198
2.2325 | 305402-Lighting-Linear ft LED (<=5.5 Watts/ft) Replacing T8 32 Watt Linear ft | 3545 | 32 | 0.00046316 | 1.6419 | 0.014821
2.2275 | 305401-Lighting-Linear ft LED (<=5.5 Watts/ft) Replacing T12 <=40 Watt Linear ft | 2860 | 37 | 0.00046212 | 1.3217 | 0.017099
2.2222 | 200101-Lighting-Linear LED Lamp <=22 Watt Lamp Replacing T12 <=40 Watt Lamp | 2557 | 37 | 0.00046102 | 1.1788 | 0.017058
2.2192 | 305402-Lighting-Linear ft LED (<=5.5 Watts/ft) Replacing T8 32 Watt Linear ft | 3545 | 32 | 0.0004604 | 1.6321 | 0.014733
2.2188 | 305401-Lighting-Linear ft LED (<=5.5 Watts/ft) Replacing T12 <=40 Watt Linear ft | 3048 | 37 | 0.00046032 | 1.4031 | 0.017032
2.21 | 305402-Lighting-Linear ft LED (<=5.5 Watts/ft) Replacing T8 32 Watt Linear ft | 4432 | 32 | 0.00045849 | 2.032 | 0.014672
2.1971 | 100104-Lighting-Linear Tube LED Fixture Replacing T8 Fixture | 3060 | 32 | 0.00045582 | 1.3948 | 0.014586
2.1969 | 200102-Lighting-Linear LED Lamp <=22 Watt Lamp Replacing T8 32 Watt Lamp | 3129 | 32 | 0.00045578 | 1.4261 | 0.014585
2.1884 | 200102-Lighting-Linear LED Lamp <=22 Watt Lamp Replacing T8 32 Watt Lamp | 7500 | 32 | 0.00045401 | 3.4051 | 0.014528
2.1705 | 100101-Lighting-Linear Tube LED Fixture Replacing T12 Fixture | 5110 | 37 | 0.0004503 | 2.301 | 0.016661
2.1701 | 305402-Lighting-Linear ft LED (<=5.5 Watts/ft) Replacing T8 32 Watt Linear ft | 3400 | 32 | 0.00045022 | 1.5307 | 0.014407
2.1671 | 100101-Lighting-Linear Tube LED Fixture Replacing T12 Fixture | 3389 | 37 | 0.00044959 | 1.5237 | 0.016635
2.1641 | 100104-Lighting-Linear Tube LED Fixture Replacing T8 Fixture | 5394 | 32 | 0.00044897 | 2.4218 | 0.014367
2.1633 | 305401-Lighting-Linear ft LED (<=5.5 Watts/ft) Replacing T12 <=40 Watt Linear ft | 4380 | 37 | 0.00044881 | 1.9658 | 0.016606
2.1565 | 305402-Lighting-Linear ft LED (<=5.5 Watts/ft) Replacing T8 32 Watt Linear ft | 3068 | 32 | 0.00044739 | 1.3726 | 0.014317
2.1397 | 305401-Lighting-Linear ft LED (<=5.5 Watts/ft) Replacing T12 <=40 Watt Linear ft | 3200 | 37 | 0.00044391 | 1.4205 | 0.016425
2.1244 | 305402-Lighting-Linear ft LED (<=5.5 Watts/ft) Replacing T8 32 Watt Linear ft | 2600 | 32 | 0.00044073 | 1.1459 | 0.014104
2.1014 | 100101-Lighting-Linear Tube LED Fixture Replacing T12 Fixture | 3566 | 37 | 0.00043596 | 1.5546 | 0.016131
2.0981 | 100101-Lighting-Linear Tube LED Fixture Replacing T12 Fixture | 3068 | 37 | 0.00043528 | 1.3354 | 0.016105
2.0964 | 100104-Lighting-Linear Tube LED Fixture Replacing T8 Fixture | 5394 | 32 | 0.00043493 | 2.346 | 0.013918
2.0943 | 200102-Lighting-Linear LED Lamp <=22 Watt Lamp Replacing T8 32 Watt Lamp | 2500 | 32 | 0.00043449 | 1.0862 | 0.013904
2.0841 | 305402-Lighting-Linear ft LED (<=5.5 Watts/ft) Replacing T8 32 Watt Linear ft | 6900 | 32 | 0.00043237 | 2.9834 | 0.013836
2.0837 | 100104-Lighting-Linear Tube LED Fixture Replacing T8 Fixture | 2557 | 32 | 0.00043229 | 1.1054 | 0.013833
2.079 | 100104-Lighting-Linear Tube LED Fixture Replacing T8 Fixture | 6000 | 32 | 0.00043132 | 2.5879 | 0.013802
2.0645 | 305401-Lighting-Linear ft LED (<=5.5 Watts/ft) Replacing T12 <=40 Watt Linear ft | 1900 | 37 | 0.00042831 | 0.81379 | 0.015847
2.0552 | 100104-Lighting-Linear Tube LED Fixture Replacing T8 Fixture | 5475 | 32 | 0.00042638 | 2.3344 | 0.013644
2.0518 | 305402-Lighting-Linear ft LED (<=5.5 Watts/ft) Replacing T8 32 Watt Linear ft | 4380 | 32 | 0.00042567 | 1.8644 | 0.013622
2.0476 | 100104-Lighting-Linear Tube LED Fixture Replacing T8 Fixture | 3992 | 32 | 0.0004248 | 1.6958 | 0.013594
2.0476 | 100104-Lighting-Linear Tube LED Fixture Replacing T8 Fixture | 3992 | 32 | 0.0004248 | 1.6958 | 0.013594
2.0408 | 100104-Lighting-Linear Tube LED Fixture Replacing T8 Fixture | 4992 | 32 | 0.00042339 | 2.1136 | 0.013549
2.036 | 305401-Lighting-Linear ft LED (<=5.5 Watts/ft) Replacing T12 <=40 Watt Linear ft | 2800 | 37 | 0.0004224 | 1.1827 | 0.015629
2.0288 | 100104-Lighting-Linear Tube LED Fixture Replacing T8 Fixture | 5394 | 32 | 0.0004209 | 2.2703 | 0.013469
2.0288 | 100104-Lighting-Linear Tube LED Fixture Replacing T8 Fixture | 5394 | 32 | 0.0004209 | 2.2703 | 0.013469
1.9969 | 305402-Lighting-Linear ft LED (<=5.5 Watts/ft) Replacing T8 32 Watt Linear ft | 8760 | 32 | 0.00041428 | 3.6291 | 0.013257
1.9959 | 305402-Lighting-Linear ft LED (<=5.5 Watts/ft) Replacing T8 32 Watt Linear ft | 3545 | 32 | 0.00041408 | 1.4679 | 0.01325
1.995 | 100104-Lighting-Linear Tube LED Fixture Replacing T8 Fixture | 5394 | 32 | 0.00041389 | 2.2325 | 0.013244
1.9946 | 100104-Lighting-Linear Tube LED Fixture Replacing T8 Fixture | 5840 | 32 | 0.00041381 | 2.4166 | 0.013242
1.9847 | 305401-Lighting-Linear ft LED (<=5.5 Watts/ft) Replacing T12 <=40 Watt Linear ft | 5430 | 37 | 0.00041175 | 2.2358 | 0.015235
1.9804 | 100104-Lighting-Linear Tube LED Fixture Replacing T8 Fixture | 8688 | 32 | 0.00041086 | 3.5696 | 0.013148
1.957 | 200102-Lighting-Linear LED Lamp <=22 Watt Lamp Replacing T8 32 Watt Lamp | 5110 | 32 | 0.00040601 | 2.0747 | 0.012992
1.9524 | 200101-Lighting-Linear LED Lamp <=22 Watt Lamp Replacing T12 <=40 Watt Lamp | 3650 | 37 | 0.00040505 | 1.4784 | 0.014987
1.9371 | 100101-Lighting-Linear Tube LED Fixture Replacing T12 Fixture | 8760 | 37 | 0.00040188 | 3.5204 | 0.014869
1.919 | 305402-Lighting-Linear ft LED (<=5.5 Watts/ft) Replacing T8 32 Watt Linear ft | 8030 | 32 | 0.00039812 | 3.1969 | 0.01274
1.9148 | 100104-Lighting-Linear Tube LED Fixture Replacing T8 Fixture | 3600 | 32 | 0.00039725 | 1.4301 | 0.012712
1.9137 | 305402-Lighting-Linear ft LED (<=5.5 Watts/ft) Replacing T8 32 Watt Linear ft | 7300 | 32 | 0.00039702 | 2.8983 | 0.012705
1.9055 | 100501-Lighting-T8 28 Watt Fixture Replacing T12 Fixture | 2378 | 37 | 0.00039532 | 0.94007 | 0.014627
1.9025 | 305402-Lighting-Linear ft LED (<=5.5 Watts/ft) Replacing T8 32 Watt Linear ft | 5110 | 32 | 0.0003947 | 2.0169 | 0.01263
1.8996 | 100104-Lighting-Linear Tube LED Fixture Replacing T8 Fixture | 5394 | 32 | 0.0003941 | 2.1258 | 0.012611
1.8928 | 305401-Lighting-Linear ft LED (<=5.5 Watts/ft) Replacing T12 <=40 Watt Linear ft | 4745 | 37 | 0.00039269 | 1.8633 | 0.014529
1.8892 | 200102-Lighting-Linear LED Lamp <=22 Watt Lamp Replacing T8 32 Watt Lamp | 6500 | 32 | 0.00039194 | 2.5476 | 0.012542
1.886 | 305402-Lighting-Linear ft LED (<=5.5 Watts/ft) Replacing T8 32 Watt Linear ft | 2295 | 32 | 0.00039128 | 0.89798 | 0.012521
1.8482 | 305402-Lighting-Linear ft LED (<=5.5 Watts/ft) Replacing T8 32 Watt Linear ft | 6900 | 32 | 0.00038343 | 2.6457 | 0.01227
1.8445 | 200301-Lighting-T8 28 Watt Lamp Replacing T12 <=40 Watt Lamp | 3400 | 37 | 0.00038267 | 1.3011 | 0.014159
1.8388 | 305402-Lighting-Linear ft LED (<=5.5 Watts/ft) Replacing T8 32 Watt Linear ft | 7300 | 32 | 0.00038148 | 2.7848 | 0.012207
1.8381 | 100101-Lighting-Linear Tube LED Fixture Replacing T12 Fixture | 2800 | 37 | 0.00038134 | 1.0677 | 0.01411
1.8259 | 305402-Lighting-Linear ft LED (<=5.5 Watts/ft) Replacing T8 32 Watt Linear ft | 8760 | 32 | 0.00037881 | 3.3184 | 0.012122
1.8255 | 200102-Lighting-Linear LED Lamp <=22 Watt Lamp Replacing T8 32 Watt Lamp | 2860 | 32 | 0.00037872 | 1.0832 | 0.012119
1.8107 | 200102-Lighting-Linear LED Lamp <=22 Watt Lamp Replacing T8 32 Watt Lamp | 3380 | 32 | 0.00037565 | 1.2697 | 0.012021
1.8088 | 305402-Lighting-Linear ft LED (<=5.5 Watts/ft) Replacing T8 32 Watt Linear ft | 6900 | 32 | 0.00037526 | 2.5893 | 0.012008
1.802 | 305401-Lighting-Linear ft LED (<=5.5 Watts/ft) Replacing T12 <=40 Watt Linear ft | 4900 | 37 | 0.00037385 | 1.8319 | 0.013832
1.7993 | 100101-Lighting-Linear Tube LED Fixture Replacing T12 Fixture | 3432 | 37 | 0.00037329 | 1.2811 | 0.013812
1.7978 | 305402-Lighting-Linear ft LED (<=5.5 Watts/ft) Replacing T8 32 Watt Linear ft | 3380 | 32 | 0.00037298 | 1.2607 | 0.011935
1.7919 | 305501-Lighting-Linear ft T8 25 Watt (<=7 Watts/ft) Replacing T12 <=40 Watt Linear ft | 3381 | 37 | 0.00037175 | 1.2569 | 0.013755
1.7904 | 100104-Lighting-Linear Tube LED Fixture Replacing T8 Fixture | 3060 | 32 | 0.00037144 | 1.1366 | 0.011886
1.7839 | 305401-Lighting-Linear ft LED (<=5.5 Watts/ft) Replacing T12 <=40 Watt Linear ft | 2295 | 37 | 0.00037009 | 0.84937 | 0.013693
1.7781 | 305401-Lighting-Linear ft LED (<=5.5 Watts/ft) Replacing T12 <=40 Watt Linear ft | 6240 | 37 | 0.00036889 | 2.3019 | 0.013649
1.7572 | 305401-Lighting-Linear ft LED (<=5.5 Watts/ft) Replacing T12 <=40 Watt Linear ft | 8760 | 37 | 0.00036455 | 3.1935 | 0.013489
1.7553 | 100104-Lighting-Linear Tube LED Fixture Replacing T8 Fixture | 8000 | 32 | 0.00036416 | 2.9133 | 0.011653
1.7473 | 100104-Lighting-Linear Tube LED Fixture Replacing T8 Fixture | 3992 | 32 | 0.0003625 | 1.4471 | 0.0116
1.7425 | 305402-Lighting-Linear ft LED (<=5.5 Watts/ft) Replacing T8 32 Watt Linear ft | 4200 | 32 | 0.0003615 | 1.5183 | 0.011568
1.7334 | 305402-Lighting-Linear ft LED (<=5.5 Watts/ft) Replacing T8 32 Watt Linear ft | 3545 | 32 | 0.00035962 | 1.2748 | 0.011508
1.7325 | 200102-Lighting-Linear LED Lamp <=22 Watt Lamp Replacing T8 32 Watt Lamp | 7500 | 32 | 0.00035943 | 2.6957 | 0.011502
1.7129 | 305402-Lighting-Linear ft LED (<=5.5 Watts/ft) Replacing T8 32 Watt Linear ft | 2600 | 32 | 0.00035536 | 0.92395 | 0.011372
1.7127 | 100101-Lighting-Linear Tube LED Fixture Replacing T12 Fixture | 3500 | 37 | 0.00035532 | 1.2436 | 0.013147
1.7127 | 100104-Lighting-Linear Tube LED Fixture Replacing T8 Fixture | 3650 | 32 | 0.00035532 | 1.2969 | 0.01137
1.7116 | 100101-Lighting-Linear Tube LED Fixture Replacing T12 Fixture | 3754 | 37 | 0.00035509 | 1.333 | 0.013138
1.6882 | 305401-Lighting-Linear ft LED (<=5.5 Watts/ft) Replacing T12 <=40 Watt Linear ft | 6900 | 37 | 0.00035024 | 2.4167 | 0.012959
1.6808 | 305402-Lighting-Linear ft LED (<=5.5 Watts/ft) Replacing T8 32 Watt Linear ft | 3545 | 32 | 0.0003487 | 1.2362 | 0.011159
1.6774 | 305401-Lighting-Linear ft LED (<=5.5 Watts/ft) Replacing T12 <=40 Watt Linear ft | 8760 | 37 | 0.000348 | 3.0485 | 0.012876
1.6595 | 305402-Lighting-Linear ft LED (<=5.5 Watts/ft) Replacing T8 32 Watt Linear ft | 6240 | 32 | 0.00034429 | 2.1483 | 0.011017
1.6569 | 100104-Lighting-Linear Tube LED Fixture Replacing T8 Fixture | 5394 | 32 | 0.00034375 | 1.8542 | 0.011
1.6546 | 305402-Lighting-Linear ft LED (<=5.5 Watts/ft) Replacing T8 32 Watt Linear ft | 3545 | 32 | 0.00034327 | 1.2169 | 0.010985
1.6502 | 100104-Lighting-Linear Tube LED Fixture Replacing T8 Fixture | 3992 | 32 | 0.00034236 | 1.3667 | 0.010955
1.6474 | 100101-Lighting-Linear Tube LED Fixture Replacing T12 Fixture | 8760 | 37 | 0.00034177 | 2.9939 | 0.012646
1.6413 | 100104-Lighting-Linear Tube LED Fixture Replacing T8 Fixture | 4091 | 32 | 0.00034051 | 1.393 | 0.010896
1.6276 | 100104-Lighting-Linear Tube LED Fixture Replacing T8 Fixture | 6000 | 32 | 0.00033767 | 2.026 | 0.010805
1.623 | 100104-Lighting-Linear Tube LED Fixture Replacing T8 Fixture | 5394 | 32 | 0.00033671 | 1.8162 | 0.010775
1.623 | 100104-Lighting-Linear Tube LED Fixture Replacing T8 Fixture | 5394 | 32 | 0.00033671 | 1.8162 | 0.010775
1.6194 | 100104-Lighting-Linear Tube LED Fixture Replacing T8 Fixture | 4332 | 32 | 0.00033597 | 1.4554 | 0.010751
1.5824 | 305402-Lighting-Linear ft LED (<=5.5 Watts/ft) Replacing T8 32 Watt Linear ft | 2450 | 32 | 0.00032829 | 0.80431 | 0.010505
1.5814 | 305402-Lighting-Linear ft LED (<=5.5 Watts/ft) Replacing T8 32 Watt Linear ft | 1500 | 32 | 0.00032808 | 0.49212 | 0.010499
1.5761 | 305401-Lighting-Linear ft LED (<=5.5 Watts/ft) Replacing T12 <=40 Watt Linear ft | 4432 | 37 | 0.00032698 | 1.4492 | 0.012098
1.5746 | 305402-Lighting-Linear ft LED (<=5.5 Watts/ft) Replacing T8 32 Watt Linear ft | 2808 | 32 | 0.00032667 | 0.91729 | 0.010453
1.5718 | 100101-Lighting-Linear Tube LED Fixture Replacing T12 Fixture | 3744 | 37 | 0.00032609 | 1.2209 | 0.012065
1.5528 | 100401-Lighting-T8 32 Watt Fixture Replacing T12 Fixture | 2780 | 37 | 0.00032215 | 0.89557 | 0.01192
1.5509 | 100101-Lighting-Linear Tube LED Fixture Replacing T12 Fixture | 2346 | 37 | 0.00032175 | 0.75484 | 0.011905
1.5427 | 100104-Lighting-Linear Tube LED Fixture Replacing T8 Fixture | 4160 | 32 | 0.00032005 | 1.3314 | 0.010242
1.5416 | 100101-Lighting-Linear Tube LED Fixture Replacing T12 Fixture | 4000 | 37 | 0.00031983 | 1.2793 | 0.011834
1.5406 | 100104-Lighting-Linear Tube LED Fixture Replacing T8 Fixture | 3072 | 32 | 0.00031962 | 0.98187 | 0.010228
1.5387 | 100101-Lighting-Linear Tube LED Fixture Replacing T12 Fixture | 4091 | 37 | 0.00031922 | 1.3059 | 0.011811
1.5292 | 305402-Lighting-Linear ft LED (<=5.5 Watts/ft) Replacing T8 32 Watt Linear ft | 2300 | 32 | 0.00031725 | 0.72968 | 0.010152
1.5284 | 100101-Lighting-Linear Tube LED Fixture Replacing T12 Fixture | 4603 | 37 | 0.00031709 | 1.4596 | 0.011732
1.5129 | 100101-Lighting-Linear Tube LED Fixture Replacing T12 Fixture | 3128 | 37 | 0.00031387 | 0.98179 | 0.011613
1.5113 | 100104-Lighting-Linear Tube LED Fixture Replacing T8 Fixture | 5394 | 32 | 0.00031354 | 1.6912 | 0.010033
1.5079 | 100101-Lighting-Linear Tube LED Fixture Replacing T12 Fixture | 3024 | 37 | 0.00031283 | 0.94601 | 0.011575
1.499 | 305402-Lighting-Linear ft LED (<=5.5 Watts/ft) Replacing T8 32 Watt Linear ft | 3600 | 32 | 0.00031099 | 1.1196 | 0.0099516
1.4977 | 305402-Lighting-Linear ft LED (<=5.5 Watts/ft) Replacing T8 32 Watt Linear ft | 8760 | 32 | 0.00031072 | 2.7219 | 0.009943
1.4908 | 100104-Lighting-Linear Tube LED Fixture Replacing T8 Fixture | 6000 | 32 | 0.00030929 | 1.8557 | 0.0098972
1.4857 | 100104-Lighting-Linear Tube LED Fixture Replacing T8 Fixture | 3000 | 32 | 0.00030823 | 0.92468 | 0.0098633
1.484 | 305402-Lighting-Linear ft LED (<=5.5 Watts/ft) Replacing T8 32 Watt Linear ft | 3545 | 32 | 0.00030788 | 1.0914 | 0.009852
1.4817 | 100101-Lighting-Linear Tube LED Fixture Replacing T12 Fixture | 6000 | 37 | 0.0003074 | 1.8444 | 0.011374
1.4754 | 305402-Lighting-Linear ft LED (<=5.5 Watts/ft) Replacing T8 32 Watt Linear ft | 4368 | 32 | 0.00030609 | 1.337 | 0.0097949
1.4677 | 100104-Lighting-Linear Tube LED Fixture Replacing T8 Fixture | 8760 | 32 | 0.00030449 | 2.6674 | 0.0097438
1.4637 | 305402-Lighting-Linear ft LED (<=5.5 Watts/ft) Replacing T8 32 Watt Linear ft | 2500 | 32 | 0.00030366 | 0.75916 | 0.0097172
1.4623 | 305402-Lighting-Linear ft LED (<=5.5 Watts/ft) Replacing T8 32 Watt Linear ft | 2340 | 32 | 0.00030337 | 0.70989 | 0.009708
1.454 | 100104-Lighting-Linear Tube LED Fixture Replacing T8 Fixture | 5394 | 32 | 0.00030165 | 1.6271 | 0.0096529
1.4532 | 305402-Lighting-Linear ft LED (<=5.5 Watts/ft) Replacing T8 32 Watt Linear ft | 3000 | 32 | 0.00030149 | 0.90446 | 0.0096475
1.4494 | 305402-Lighting-Linear ft LED (<=5.5 Watts/ft) Replacing T8 32 Watt Linear ft | 8760 | 32 | 0.0003007 | 2.6341 | 0.0096223
1.4475 | 100101-Lighting-Linear Tube LED Fixture Replacing T12 Fixture | 2400 | 37 | 0.0003003 | 0.72073 | 0.011111
1.4468 | 100101-Lighting-Linear Tube LED Fixture Replacing T12 Fixture | 2532 | 37 | 0.00030016 | 0.76 | 0.011106
1.4447 | 305401-Lighting-Linear ft LED (<=5.5 Watts/ft) Replacing T12 <=40 Watt Linear ft | 2340 | 37 | 0.00029972 | 0.70135 | 0.01109
1.4447 | 305401-Lighting-Linear ft LED (<=5.5 Watts/ft) Replacing T12 <=40 Watt Linear ft | 2600 | 37 | 0.00029972 | 0.77928 | 0.01109
1.4413 | 200101-Lighting-Linear LED Lamp <=22 Watt Lamp Replacing T12 <=40 Watt Lamp | 1771 | 37 | 0.00029902 | 0.52956 | 0.011064
1.4376 | 305401-Lighting-Linear ft LED (<=5.5 Watts/ft) Replacing T12 <=40 Watt Linear ft | 5840 | 37 | 0.00029825 | 1.7418 | 0.011035
1.4346 | 100104-Lighting-Linear Tube LED Fixture Replacing T8 Fixture | 5394 | 32 | 0.00029763 | 1.6054 | 0.0095241
1.4247 | 305401-Lighting-Linear ft LED (<=5.5 Watts/ft) Replacing T12 <=40 Watt Linear ft | 3000 | 37 | 0.00029557 | 0.88672 | 0.010936
1.4247 | 305402-Lighting-Linear ft LED (<=5.5 Watts/ft) Replacing T8 32 Watt Linear ft | 2500 | 32 | 0.00029557 | 0.73893 | 0.0094583
1.4177 | 100104-Lighting-Linear Tube LED Fixture Replacing T8 Fixture | 6240 | 32 | 0.00029412 | 1.8353 | 0.0094119
1.4167 | 100104-Lighting-Linear Tube LED Fixture Replacing T8 Fixture | 4400 | 32 | 0.00029391 | 1.2932 | 0.0094052
1.4076 | 100104-Lighting-Linear Tube LED Fixture Replacing T8 Fixture | 3992 | 32 | 0.00029203 | 1.1658 | 0.0093448
1.3998 | 305401-Lighting-Linear ft LED (<=5.5 Watts/ft) Replacing T12 <=40 Watt Linear ft | 2503 | 37 | 0.00029041 | 0.72689 | 0.010745
1.3985 | 200101-Lighting-Linear LED Lamp <=22 Watt Lamp Replacing T12 <=40 Watt Lamp | 4713 | 37 | 0.00029014 | 1.3674 | 0.010735
1.3964 | 100104-Lighting-Linear Tube LED Fixture Replacing T8 Fixture | 3650 | 32 | 0.0002897 | 1.0574 | 0.0092705
1.3898 | 305401-Lighting-Linear ft LED (<=5.5 Watts/ft) Replacing T12 <=40 Watt Linear ft | 8760 | 37 | 0.00028833 | 2.5258 | 0.010668
1.3898 | 305401-Lighting-Linear ft LED (<=5.5 Watts/ft) Replacing T12 <=40 Watt Linear ft | 8760 | 37 | 0.00028833 | 2.5258 | 0.010668
1.3867 | 100401-Lighting-T8 32 Watt Fixture Replacing T12 Fixture | 2780 | 37 | 0.00028769 | 0.79978 | 0.010645
1.386 | 200102-Lighting-Linear LED Lamp <=22 Watt Lamp Replacing T8 32 Watt Lamp | 6000 | 32 | 0.00028754 | 1.7253 | 0.0092014
1.3845 | 305402-Lighting-Linear ft LED (<=5.5 Watts/ft) Replacing T8 32 Watt Linear ft | 3120 | 32 | 0.00028723 | 0.89617 | 0.0091915
1.3729 | 305401-Lighting-Linear ft LED (<=5.5 Watts/ft) Replacing T12 <=40 Watt Linear ft | 7300 | 37 | 0.00028483 | 2.0792 | 0.010539
1.348 | 200102-Lighting-Linear LED Lamp <=22 Watt Lamp Replacing T8 32 Watt Lamp | 6570 | 32 | 0.00027966 | 1.8374 | 0.0089491
1.332 | 100104-Lighting-Linear Tube LED Fixture Replacing T8 Fixture | 5394 | 32 | 0.00027634 | 1.4906 | 0.0088429
1.3259 | 100101-Lighting-Linear Tube LED Fixture Replacing T12 Fixture | 5000 | 37 | 0.00027508 | 1.3754 | 0.010178
1.3223 | 305401-Lighting-Linear ft LED (<=5.5 Watts/ft) Replacing T12 <=40 Watt Linear ft | 2677 | 37 | 0.00027433 | 0.73438 | 0.01015
1.3039 | 305401-Lighting-Linear ft LED (<=5.5 Watts/ft) Replacing T12 <=40 Watt Linear ft | 6240 | 37 | 0.00027051 | 1.688 | 0.010009
1.2986 | 305401-Lighting-Linear ft LED (<=5.5 Watts/ft) Replacing T12 <=40 Watt Linear ft | 2532 | 37 | 0.00026941 | 0.68215 | 0.0099682
1.2976 | 305402-Lighting-Linear ft LED (<=5.5 Watts/ft) Replacing T8 32 Watt Linear ft | 6900 | 32 | 0.0002692 | 1.8575 | 0.0086145
1.2883 | 100101-Lighting-Linear Tube LED Fixture Replacing T12 Fixture | 7850 | 37 | 0.00026727 | 2.0981 | 0.0098892
1.2809 | 100101-Lighting-Linear Tube LED Fixture Replacing T12 Fixture | 2800 | 37 | 0.00026574 | 0.74407 | 0.0098324
1.2781 | 305402-Lighting-Linear ft LED (<=5.5 Watts/ft) Replacing T8 32 Watt Linear ft | 8760 | 32 | 0.00026516 | 2.3228 | 0.0084851
1.276 | 305401-Lighting-Linear ft LED (<=5.5 Watts/ft) Replacing T12 <=40 Watt Linear ft | 8760 | 37 | 0.00026472 | 2.319 | 0.0097948
1.2716 | 100401-Lighting-T8 32 Watt Fixture Replacing T12 Fixture | 4057 | 37 | 0.00026381 | 1.0703 | 0.009761
1.2621 | 305402-Lighting-Linear ft LED (<=5.5 Watts/ft) Replacing T8 32 Watt Linear ft | 1000 | 32 | 0.00026184 | 0.26184 | 0.0083789
1.2595 | 305402-Lighting-Linear ft LED (<=5.5 Watts/ft) Replacing T8 32 Watt Linear ft | 2600 | 32 | 0.0002613 | 0.67938 | 0.0083616
1.2566 | 305401-Lighting-Linear ft LED (<=5.5 Watts/ft) Replacing T12 <=40 Watt Linear ft | 2100 | 37 | 0.0002607 | 0.54747 | 0.0096458
1.2557 | 305402-Lighting-Linear ft LED (<=5.5 Watts/ft) Replacing T8 32 Watt Linear ft | 5944 | 32 | 0.00026051 | 1.5485 | 0.0083364
1.2553 | 100104-Lighting-Linear Tube LED Fixture Replacing T8 Fixture | 5394 | 32 | 0.00026043 | 1.4048 | 0.0083337
1.2551 | 100104-Lighting-Linear Tube LED Fixture Replacing T8 Fixture | 6882 | 32 | 0.00026039 | 1.792 | 0.0083324
1.2547 | 100101-Lighting-Linear Tube LED Fixture Replacing T12 Fixture | 8760 | 37 | 0.0002603 | 2.2803 | 0.0096313
1.2515 | 305402-Lighting-Linear ft LED (<=5.5 Watts/ft) Replacing T8 32 Watt Linear ft | 3050 | 32 | 0.00025964 | 0.7919 | 0.0083085
1.2376 | 305501-Lighting-Linear ft T8 25 Watt (<=7 Watts/ft) Replacing T12 <=40 Watt Linear ft | 6205 | 37 | 0.00025676 | 1.5932 | 0.0095
1.2348 | 305401-Lighting-Linear ft LED (<=5.5 Watts/ft) Replacing T12 <=40 Watt Linear ft | 2600 | 37 | 0.00025618 | 0.66606 | 0.0094785
1.2348 | 305401-Lighting-Linear ft LED (<=5.5 Watts/ft) Replacing T12 <=40 Watt Linear ft | 2600 | 37 | 0.00025618 | 0.66606 | 0.0094785
1.2332 | 100401-Lighting-T8 32 Watt Fixture Replacing T12 Fixture | 4057 | 37 | 0.00025584 | 1.038 | 0.0094662
1.231 | 305402-Lighting-Linear ft LED (<=5.5 Watts/ft) Replacing T8 32 Watt Linear ft | 3600 | 32 | 0.00025539 | 0.91939 | 0.0081724
1.2285 | 100104-Lighting-Linear Tube LED Fixture Replacing T8 Fixture | 3992 | 32 | 0.00025487 | 1.0174 | 0.0081558
1.2285 | 100104-Lighting-Linear Tube LED Fixture Replacing T8 Fixture | 3992 | 32 | 0.00025487 | 1.0174 | 0.0081558
1.2171 | 305501-Lighting-Linear ft T8 25 Watt (<=7 Watts/ft) Replacing T12 <=40 Watt Linear ft | 3708 | 37 | 0.0002525 | 0.93628 | 0.0093426
1.2123 | 305402-Lighting-Linear ft LED (<=5.5 Watts/ft) Replacing T8 32 Watt Linear ft | 6257 | 32 | 0.00025151 | 1.5737 | 0.0080482
1.208 | 305402-Lighting-Linear ft LED (<=5.5 Watts/ft) Replacing T8 32 Watt Linear ft | 3545 | 32 | 0.00025062 | 0.88843 | 0.0080197
1.2047 | 305402-Lighting-Linear ft LED (<=5.5 Watts/ft) Replacing T8 32 Watt Linear ft | 2265 | 32 | 0.00024993 | 0.56609 | 0.0079978
1.204 | 100104-Lighting-Linear Tube LED Fixture Replacing T8 Fixture | 5394 | 32 | 0.00024979 | 1.3473 | 0.0079931
1.2036 | 305401-Lighting-Linear ft LED (<=5.5 Watts/ft) Replacing T12 <=40 Watt Linear ft | 3000 | 37 | 0.0002497 | 0.74911 | 0.009239
1.1973 | 305402-Lighting-Linear ft LED (<=5.5 Watts/ft) Replacing T8 32 Watt Linear ft | 2557 | 32 | 0.0002484 | 0.63515 | 0.0079487
1.1892 | 100104-Lighting-Linear Tube LED Fixture Replacing T8 Fixture | 4992 | 32 | 0.00024672 | 1.2316 | 0.0078949
1.1882 | 200102-Lighting-Linear LED Lamp <=22 Watt Lamp Replacing T8 32 Watt Lamp | 8760 | 32 | 0.00024651 | 2.1594 | 0.0078883
1.1877 | 305402-Lighting-Linear ft LED (<=5.5 Watts/ft) Replacing T8 32 Watt Linear ft | 2030 | 32 | 0.0002464 | 0.5002 | 0.0078849
1.1869 | 305402-Lighting-Linear ft LED (<=5.5 Watts/ft) Replacing T8 32 Watt Linear ft | 4394 | 32 | 0.00024624 | 1.082 | 0.0078796
1.1783 | 100104-Lighting-Linear Tube LED Fixture Replacing T8 Fixture | 5394 | 32 | 0.00024445 | 1.3186 | 0.0078225
1.1783 | 100104-Lighting-Linear Tube LED Fixture Replacing T8 Fixture | 5394 | 32 | 0.00024445 | 1.3186 | 0.0078225
1.1715 | 100104-Lighting-Linear Tube LED Fixture Replacing T8 Fixture | 8760 | 32 | 0.00024304 | 2.1291 | 0.0077774
1.1683 | 100104-Lighting-Linear Tube LED Fixture Replacing T8 Fixture | 8760 | 32 | 0.00024238 | 2.1232 | 0.0077561
1.1649 | 100301-Lighting-T8 17 Watt Fixture Replacing T12 Fixture | 8760 | 37 | 0.00024167 | 2.1171 | 0.0089419
1.1649 | 305502-Lighting-Linear ft T8 25 Watt (<=7 Watts/ft) Replacing T8 32 Watt Linear ft | 2920 | 32 | 0.00024167 | 0.70569 | 0.0077336
1.1483 | 100101-Lighting-Linear Tube LED Fixture Replacing T12 Fixture | 6500 | 37 | 0.00023823 | 1.5485 | 0.0088145
1.1381 | 100104-Lighting-Linear Tube LED Fixture Replacing T8 Fixture | 3566 | 32 | 0.00023611 | 0.84198 | 0.0075556
1.1373 | 100101-Lighting-Linear Tube LED Fixture Replacing T12 Fixture | 2160 | 37 | 0.00023595 | 0.50965 | 0.0087301
1.1343 | 305401-Lighting-Linear ft LED (<=5.5 Watts/ft) Replacing T12 <=40 Watt Linear ft | 2300 | 37 | 0.00023533 | 0.54125 | 0.008707
1.1314 | 100101-Lighting-Linear Tube LED Fixture Replacing T12 Fixture | 3128 | 37 | 0.00023472 | 0.73422 | 0.0086848
1.1301 | 305402-Lighting-Linear ft LED (<=5.5 Watts/ft) Replacing T8 32 Watt Linear ft | 3380 | 32 | 0.00023445 | 0.79246 | 0.0075025
1.1293 | 305402-Lighting-Linear ft LED (<=5.5 Watts/ft) Replacing T8 32 Watt Linear ft | 3545 | 32 | 0.00023429 | 0.83055 | 0.0074972
1.1215 | 100104-Lighting-Linear Tube LED Fixture Replacing T8 Fixture | 6000 | 32 | 0.00023267 | 1.396 | 0.0074454
1.1147 | 200102-Lighting-Linear LED Lamp <=22 Watt Lamp Replacing T8 32 Watt Lamp | 2557 | 32 | 0.00023126 | 0.59133 | 0.0074003
1.1113 | 100501-Lighting-T8 28 Watt Fixture Replacing T12 Fixture | 2378 | 37 | 0.00023055 | 0.54826 | 0.0085305
1.1082 | 100104-Lighting-Linear Tube LED Fixture Replacing T8 Fixture | 3744 | 32 | 0.00022991 | 0.86079 | 0.0073571
1.102 | 305402-Lighting-Linear ft LED (<=5.5 Watts/ft) Replacing T8 32 Watt Linear ft | 5944 | 32 | 0.00022862 | 1.3589 | 0.007316
1.1012 | 100101-Lighting-Linear Tube LED Fixture Replacing T12 Fixture | 2295 | 37 | 0.00022846 | 0.52431 | 0.008453
1.1005 | 305401-Lighting-Linear ft LED (<=5.5 Watts/ft) Replacing T12 <=40 Watt Linear ft | 5840 | 37 | 0.00022831 | 1.3333 | 0.0084476
1.0984 | 305402-Lighting-Linear ft LED (<=5.5 Watts/ft) Replacing T8 32 Watt Linear ft | 8030 | 32 | 0.00022788 | 1.8299 | 0.0072921
1.0963 | 305401-Lighting-Linear ft LED (<=5.5 Watts/ft) Replacing T12 <=40 Watt Linear ft | 4182 | 37 | 0.00022744 | 0.95116 | 0.0084154
1.0942 | 100101-Lighting-Linear Tube LED Fixture Replacing T12 Fixture | 4000 | 37 | 0.00022701 | 0.90803 | 0.0083992
1.0942 | 100104-Lighting-Linear Tube LED Fixture Replacing T8 Fixture | 8000 | 32 | 0.00022701 | 1.8161 | 0.0072642
1.0891 | 305402-Lighting-Linear ft LED (<=5.5 Watts/ft) Replacing T8 32 Watt Linear ft | 8030 | 32 | 0.00022595 | 1.8144 | 0.0072303
1.076 | 100104-Lighting-Linear Tube LED Fixture Replacing T8 Fixture | 5394 | 32 | 0.00022323 | 1.2041 | 0.0071434
1.0703 | 100104-Lighting-Linear Tube LED Fixture Replacing T8 Fixture | 4680 | 32 | 0.00022205 | 1.0392 | 0.0071055
1.0668 | 100104-Lighting-Linear Tube LED Fixture Replacing T8 Fixture | 7800 | 32 | 0.00022132 | 1.7263 | 0.0070823
1.0429 | 100101-Lighting-Linear Tube LED Fixture Replacing T12 Fixture | 2580 | 37 | 0.00021636 | 0.55822 | 0.0080054
1.0401 | 305401-Lighting-Linear ft LED (<=5.5 Watts/ft) Replacing T12 <=40 Watt Linear ft | 4380 | 37 | 0.00021578 | 0.94513 | 0.007984
1.0391 | 100401-Lighting-T8 32 Watt Fixture Replacing T12 Fixture | 4950 | 37 | 0.00021558 | 1.0671 | 0.0079763
1.0361 | 305402-Lighting-Linear ft LED (<=5.5 Watts/ft) Replacing T8 32 Watt Linear ft | 5928 | 32 | 0.00021495 | 1.2742 | 0.0068785
1.0296 | 100101-Lighting-Linear Tube LED Fixture Replacing T12 Fixture | 5000 | 37 | 0.0002136 | 1.068 | 0.0079034
1.0241 | 100101-Lighting-Linear Tube LED Fixture Replacing T12 Fixture | 2808 | 37 | 0.00021246 | 0.5966 | 0.0078611
1.0241 | 200102-Lighting-Linear LED Lamp <=22 Watt Lamp Replacing T8 32 Watt Lamp | 5616 | 32 | 0.00021246 | 1.1932 | 0.0067988
1.0212 | 100401-Lighting-T8 32 Watt Fixture Replacing T12 Fixture | 2800 | 37 | 0.00021186 | 0.59321 | 0.0078389
1.0193 | 100104-Lighting-Linear Tube LED Fixture Replacing T8 Fixture | 7800 | 32 | 0.00021147 | 1.6494 | 0.006767
1.0176 | 305402-Lighting-Linear ft LED (<=5.5 Watts/ft) Replacing T8 32 Watt Linear ft | 3200 | 32 | 0.00021111 | 0.67557 | 0.0067557
1.0167 | 305401-Lighting-Linear ft LED (<=5.5 Watts/ft) Replacing T12 <=40 Watt Linear ft | 8760 | 37 | 0.00021093 | 1.8477 | 0.0078043
1.0157 | 305402-Lighting-Linear ft LED (<=5.5 Watts/ft) Replacing T8 32 Watt Linear ft | 2912 | 32 | 0.00021072 | 0.61362 | 0.0067431
1.0072 | 305402-Lighting-Linear ft LED (<=5.5 Watts/ft) Replacing T8 32 Watt Linear ft | 3068 | 32 | 0.00020896 | 0.64108 | 0.0066866
0.999 | 100104-Lighting-Linear Tube LED Fixture Replacing T8 Fixture | 5394 | 32 | 0.00020726 | 1.1179 | 0.0066322
0.999 | 100104-Lighting-Linear Tube LED Fixture Replacing T8 Fixture | 5394 | 32 | 0.00020726 | 1.1179 | 0.0066322
0.9984 | 100301-Lighting-T8 17 Watt Fixture Replacing T12 Fixture | 8760 | 37 | 0.00020713 | 1.8145 | 0.0076639
0.9958 | 305401-Lighting-Linear ft LED (<=5.5 Watts/ft) Replacing T12 <=40 Watt Linear ft | 3744 | 37 | 0.00020659 | 0.77348 | 0.0076439
0.9908 | 200102-Lighting-Linear LED Lamp <=22 Watt Lamp Replacing T8 32 Watt Lamp | 2600 | 32 | 0.00020555 | 0.53444 | 0.0065777
0.9901 | 305402-Lighting-Linear ft LED (<=5.5 Watts/ft) Replacing T8 32 Watt Linear ft | 7300 | 32 | 0.00020541 | 1.4995 | 0.0065731
0.9901 | 305402-Lighting-Linear ft LED (<=5.5 Watts/ft) Replacing T8 32 Watt Linear ft | 7300 | 32 | 0.00020541 | 1.4995 | 0.0065731
0.9802 | 100104-Lighting-Linear Tube LED Fixture Replacing T8 Fixture | 8760 | 32 | 0.00020336 | 1.7814 | 0.0065074
0.9793 | 305402-Lighting-Linear ft LED (<=5.5 Watts/ft) Replacing T8 32 Watt Linear ft | 2557 | 32 | 0.00020317 | 0.5195 | 0.0065014
0.9625 | 305401-Lighting-Linear ft LED (<=5.5 Watts/ft) Replacing T12 <=40 Watt Linear ft | 1560 | 37 | 0.00019968 | 0.31151 | 0.0073883
0.9618 | 305402-Lighting-Linear ft LED (<=5.5 Watts/ft) Replacing T8 32 Watt Linear ft | 4380 | 32 | 0.00019954 | 0.87398 | 0.0063852
0.9555 | 100104-Lighting-Linear Tube LED Fixture Replacing T8 Fixture | 3992 | 32 | 0.00019823 | 0.79134 | 0.0063434
0.943 | 305402-Lighting-Linear ft LED (<=5.5 Watts/ft) Replacing T8 32 Watt Linear ft | 1460 | 32 | 0.00019564 | 0.28563 | 0.0062604
0.9426 | 305402-Lighting-Linear ft LED (<=5.5 Watts/ft) Replacing T8 32 Watt Linear ft | 8760 | 32 | 0.00019555 | 1.7131 | 0.0062578
0.9384 | 305401-Lighting-Linear ft LED (<=5.5 Watts/ft) Replacing T12 <=40 Watt Linear ft | 2600 | 37 | 0.00019468 | 0.50618 | 0.0072033
0.9337 | 305402-Lighting-Linear ft LED (<=5.5 Watts/ft) Replacing T8 32 Watt Linear ft | 8760 | 32 | 0.00019371 | 1.6969 | 0.0061987
0.9337 | 305402-Lighting-Linear ft LED (<=5.5 Watts/ft) Replacing T8 32 Watt Linear ft | 8760 | 32 | 0.00019371 | 1.6969 | 0.0061987
0.9301 | 100101-Lighting-Linear Tube LED Fixture Replacing T12 Fixture | 2550 | 37 | 0.00019296 | 0.49205 | 0.0071396
0.9261 | 100101-Lighting-Linear Tube LED Fixture Replacing T12 Fixture | 2295 | 37 | 0.00019213 | 0.44094 | 0.0071089
0.9232 | 305402-Lighting-Linear ft LED (<=5.5 Watts/ft) Replacing T8 32 Watt Linear ft | 4500 | 32 | 0.00019153 | 0.86189 | 0.006129
0.9192 | 305402-Lighting-Linear ft LED (<=5.5 Watts/ft) Replacing T8 32 Watt Linear ft | 7300 | 32 | 0.0001907 | 1.3921 | 0.0061024
0.9181 | 100104-Lighting-Linear Tube LED Fixture Replacing T8 Fixture | 4603 | 32 | 0.00019047 | 0.87674 | 0.0060951
0.9128 | 100401-Lighting-T8 32 Watt Fixture Replacing T12 Fixture | 3080 | 37 | 0.00018937 | 0.58327 | 0.0070068
0.9118 | 100101-Lighting-Linear Tube LED Fixture Replacing T12 Fixture | 5000 | 37 | 0.00018917 | 0.94583 | 0.0069991
0.8999 | 100101-Lighting-Linear Tube LED Fixture Replacing T12 Fixture | 3060 | 37 | 0.0001867 | 0.57129 | 0.0069078
0.8985 | 200101-Lighting-Linear LED Lamp <=22 Watt Lamp Replacing T12 <=40 Watt Lamp | 4300 | 37 | 0.00018641 | 0.80154 | 0.006897
0.8978 | 305401-Lighting-Linear ft LED (<=5.5 Watts/ft) Replacing T12 <=40 Watt Linear ft | 2200 | 37 | 0.00018626 | 0.40977 | 0.0068916
0.8875 | 100101-Lighting-Linear Tube LED Fixture Replacing T12 Fixture | 3744 | 37 | 0.00018412 | 0.68936 | 0.0068126
0.8822 | 100101-Lighting-Linear Tube LED Fixture Replacing T12 Fixture | 2910 | 37 | 0.00018302 | 0.5326 | 0.0067719
0.8807 | 305402-Lighting-Linear ft LED (<=5.5 Watts/ft) Replacing T8 32 Watt Linear ft | 6604 | 32 | 0.00018271 | 1.2066 | 0.0058468
0.8738 | 305401-Lighting-Linear ft LED (<=5.5 Watts/ft) Replacing T12 <=40 Watt Linear ft | 4182 | 37 | 0.00018128 | 0.75812 | 0.0067074
0.8721 | 305402-Lighting-Linear ft LED (<=5.5 Watts/ft) Replacing T8 32 Watt Linear ft | 7300 | 32 | 0.00018093 | 1.3208 | 0.0057897
0.8712 | 200101-Lighting-Linear LED Lamp <=22 Watt Lamp Replacing T12 <=40 Watt Lamp | 2912 | 37 | 0.00018074 | 0.52632 | 0.0066875
0.8643 | 100104-Lighting-Linear Tube LED Fixture Replacing T8 Fixture | 3566 | 32 | 0.00017931 | 0.63942 | 0.0057379
0.8548 | 200101-Lighting-Linear LED Lamp <=22 Watt Lamp Replacing T12 <=40 Watt Lamp | 2557 | 37 | 0.00017734 | 0.45346 | 0.0065616
0.8548 | 305402-Lighting-Linear ft LED (<=5.5 Watts/ft) Replacing T8 32 Watt Linear ft | 4500 | 32 | 0.00017734 | 0.79803 | 0.0056749
0.8548 | 305402-Lighting-Linear ft LED (<=5.5 Watts/ft) Replacing T8 32 Watt Linear ft | 4500 | 32 | 0.00017734 | 0.79803 | 0.0056749
0.8548 | 305402-Lighting-Linear ft LED (<=5.5 Watts/ft) Replacing T8 32 Watt Linear ft | 4500 | 32 | 0.00017734 | 0.79803 | 0.0056749
0.8526 | 305402-Lighting-Linear ft LED (<=5.5 Watts/ft) Replacing T8 32 Watt Linear ft | 3000 | 32 | 0.00017688 | 0.53065 | 0.0056603
0.8488 | 305402-Lighting-Linear ft LED (<=5.5 Watts/ft) Replacing T8 32 Watt Linear ft | 6570 | 32 | 0.00017609 | 1.1569 | 0.005635
0.8488 | 305402-Lighting-Linear ft LED (<=5.5 Watts/ft) Replacing T8 32 Watt Linear ft | 8760 | 32 | 0.00017609 | 1.5426 | 0.005635
0.8488 | 305402-Lighting-Linear ft LED (<=5.5 Watts/ft) Replacing T8 32 Watt Linear ft | 8760 | 32 | 0.00017609 | 1.5426 | 0.005635
0.8469 | 100101-Lighting-Linear Tube LED Fixture Replacing T12 Fixture | 2607 | 37 | 0.0001757 | 0.45805 | 0.0065009
0.8463 | 100104-Lighting-Linear Tube LED Fixture Replacing T8 Fixture | 2813 | 32 | 0.00017558 | 0.4939 | 0.0056184
0.845 | 100101-Lighting-Linear Tube LED Fixture Replacing T12 Fixture | 8688 | 37 | 0.00017531 | 1.5231 | 0.0064863
0.8431 | 305402-Lighting-Linear ft LED (<=5.5 Watts/ft) Replacing T8 32 Watt Linear ft | 5840 | 32 | 0.00017491 | 1.0215 | 0.0055972
0.8415 | 100104-Lighting-Linear Tube LED Fixture Replacing T8 Fixture | 3068 | 32 | 0.00017458 | 0.53561 | 0.0055866
0.83 | 305402-Lighting-Linear ft LED (<=5.5 Watts/ft) Replacing T8 32 Watt Linear ft | 8030 | 32 | 0.00017219 | 1.3827 | 0.0055102
0.8275 | 305402-Lighting-Linear ft LED (<=5.5 Watts/ft) Replacing T8 32 Watt Linear ft | 2912 | 32 | 0.00017168 | 0.49992 | 0.0054936
0.825 | 100104-Lighting-Linear Tube LED Fixture Replacing T8 Fixture | 3992 | 32 | 0.00017116 | 0.68326 | 0.005477
0.8077 | 100104-Lighting-Linear Tube LED Fixture Replacing T8 Fixture | 2580 | 32 | 0.00016757 | 0.43233 | 0.0053622
0.8026 | 305401-Lighting-Linear ft LED (<=5.5 Watts/ft) Replacing T12 <=40 Watt Linear ft | 2600 | 37 | 0.00016651 | 0.43293 | 0.0061609
0.7988 | 200102-Lighting-Linear LED Lamp <=22 Watt Lamp Replacing T8 32 Watt Lamp | 8760 | 32 | 0.00016572 | 1.4517 | 0.0053031
0.7978 | 305402-Lighting-Linear ft LED (<=5.5 Watts/ft) Replacing T8 32 Watt Linear ft | 2800 | 32 | 0.00016551 | 0.46344 | 0.0052965
0.7951 | 305402-Lighting-Linear ft LED (<=5.5 Watts/ft) Replacing T8 32 Watt Linear ft | 8760 | 32 | 0.00016495 | 1.445 | 0.0052785
0.7942 | 100104-Lighting-Linear Tube LED Fixture Replacing T8 Fixture | 3120 | 32 | 0.00016477 | 0.51407 | 0.0052726
0.7823 | 305401-Lighting-Linear ft LED (<=5.5 Watts/ft) Replacing T12 <=40 Watt Linear ft | 6240 | 37 | 0.0001623 | 1.0127 | 0.006005
0.7789 | 305402-Lighting-Linear ft LED (<=5.5 Watts/ft) Replacing T8 32 Watt Linear ft | 8760 | 32 | 0.00016159 | 1.4156 | 0.005171
0.7779 | 305402-Lighting-Linear ft LED (<=5.5 Watts/ft) Replacing T8 32 Watt Linear ft | 8030 | 32 | 0.00016139 | 1.2959 | 0.0051643
0.7766 | 100104-Lighting-Linear Tube LED Fixture Replacing T8 Fixture | 3992 | 32 | 0.00016112 | 0.64317 | 0.0051557
0.7697 | 100104-Lighting-Linear Tube LED Fixture Replacing T8 Fixture | 3992 | 32 | 0.00015968 | 0.63746 | 0.0051099
0.7671 | 305401-Lighting-Linear ft LED (<=5.5 Watts/ft) Replacing T12 <=40 Watt Linear ft | 2868 | 37 | 0.00015915 | 0.45643 | 0.0058884
0.7667 | 305402-Lighting-Linear ft LED (<=5.5 Watts/ft) Replacing T8 32 Watt Linear ft | 6900 | 32 | 0.00015906 | 1.0975 | 0.00509
0.7606 | 305401-Lighting-Linear ft LED (<=5.5 Watts/ft) Replacing T12 <=40 Watt Linear ft | 7000 | 37 | 0.0001578 | 1.1046 | 0.0058385
0.7606 | 305402-Lighting-Linear ft LED (<=5.5 Watts/ft) Replacing T8 32 Watt Linear ft | 2472 | 32 | 0.0001578 | 0.39007 | 0.0050495
0.7566 | 305402-Lighting-Linear ft LED (<=5.5 Watts/ft) Replacing T8 32 Watt Linear ft | 5944 | 32 | 0.00015697 | 0.93301 | 0.0050229
0.7557 | 100104-Lighting-Linear Tube LED Fixture Replacing T8 Fixture | 7800 | 32 | 0.00015678 | 1.2229 | 0.005017
0.7557 | 100104-Lighting-Linear Tube LED Fixture Replacing T8 Fixture | 7800 | 32 | 0.00015678 | 1.2229 | 0.005017
0.7547 | 305401-Lighting-Linear ft LED (<=5.5 Watts/ft) Replacing T12 <=40 Watt Linear ft | 4182 | 37 | 0.00015657 | 0.65479 | 0.0057932
0.7488 | 305402-Lighting-Linear ft LED (<=5.5 Watts/ft) Replacing T8 32 Watt Linear ft | 4380 | 32 | 0.00015535 | 0.68043 | 0.0049712
0.7428 | 305402-Lighting-Linear ft LED (<=5.5 Watts/ft) Replacing T8 32 Watt Linear ft | 2500 | 32 | 0.0001541 | 0.38526 | 0.0049313
0.7409 | 305401-Lighting-Linear ft LED (<=5.5 Watts/ft) Replacing T12 <=40 Watt Linear ft | 2600 | 37 | 0.00015371 | 0.39964 | 0.0056873
0.7388 | 100101-Lighting-Linear Tube LED Fixture Replacing T12 Fixture | 3252 | 37 | 0.00015327 | 0.49845 | 0.0056711
0.7363 | 305402-Lighting-Linear ft LED (<=5.5 Watts/ft) Replacing T8 32 Watt Linear ft | 3000 | 32 | 0.00015276 | 0.45827 | 0.0048882
0.7338 | 305402-Lighting-Linear ft LED (<=5.5 Watts/ft) Replacing T8 32 Watt Linear ft | 4380 | 32 | 0.00015224 | 0.6668 | 0.0048716
0.7279 | 100104-Lighting-Linear Tube LED Fixture Replacing T8 Fixture | 3992 | 32 | 0.00015101 | 0.60284 | 0.0048324
0.7279 | 100104-Lighting-Linear Tube LED Fixture Replacing T8 Fixture | 3992 | 32 | 0.00015101 | 0.60284 | 0.0048324
0.7211 | 305402-Lighting-Linear ft LED (<=5.5 Watts/ft) Replacing T8 32 Watt Linear ft | 2600 | 32 | 0.0001496 | 0.38896 | 0.0047873
0.719 | 305402-Lighting-Linear ft LED (<=5.5 Watts/ft) Replacing T8 32 Watt Linear ft | 8760 | 32 | 0.00014917 | 1.3067 | 0.0047733
0.7188 | 200102-Lighting-Linear LED Lamp <=22 Watt Lamp Replacing T8 32 Watt Lamp | 4380 | 32 | 0.00014912 | 0.65317 | 0.004772
0.7112 | 200301-Lighting-T8 28 Watt Lamp Replacing T12 <=40 Watt Lamp | 2600 | 37 | 0.00014755 | 0.38362 | 0.0054593
0.7112 | 305401-Lighting-Linear ft LED (<=5.5 Watts/ft) Replacing T12 <=40 Watt Linear ft | 6240 | 37 | 0.00014755 | 0.9207 | 0.0054593
0.7078 | 305402-Lighting-Linear ft LED (<=5.5 Watts/ft) Replacing T8 32 Watt Linear ft | 6900 | 32 | 0.00014684 | 1.0132 | 0.004699
0.7021 | 305402-Lighting-Linear ft LED (<=5.5 Watts/ft) Replacing T8 32 Watt Linear ft | 3000 | 32 | 0.00014566 | 0.43698 | 0.0046611
0.7017 | 305402-Lighting-Linear ft LED (<=5.5 Watts/ft) Replacing T8 32 Watt Linear ft | 3120 | 32 | 0.00014558 | 0.4542 | 0.0046585
0.697 | 100104-Lighting-Linear Tube LED Fixture Replacing T8 Fixture | 5460 | 32 | 0.0001446 | 0.78953 | 0.0046273
0.6934 | 200102-Lighting-Linear LED Lamp <=22 Watt Lamp Replacing T8 32 Watt Lamp | 4680 | 32 | 0.00014386 | 0.67324 | 0.0046034
0.6892 | 100104-Lighting-Linear Tube LED Fixture Replacing T8 Fixture | 3120 | 32 | 0.00014298 | 0.44611 | 0.0045755
0.6865 | 100104-Lighting-Linear Tube LED Fixture Replacing T8 Fixture | 5475 | 32 | 0.00014242 | 0.77977 | 0.0045576
0.6839 | 200101-Lighting-Linear LED Lamp <=22 Watt Lamp Replacing T12 <=40 Watt Lamp | 2557 | 37 | 0.00014188 | 0.3628 | 0.0052497
0.6839 | 305402-Lighting-Linear ft LED (<=5.5 Watts/ft) Replacing T8 32 Watt Linear ft | 4500 | 32 | 0.00014188 | 0.63848 | 0.0045403
0.6825 | 100104-Lighting-Linear Tube LED Fixture Replacing T8 Fixture | 3992 | 32 | 0.00014159 | 0.56524 | 0.004531
0.6789 | 100601-Lighting-T8 25 Watt Fixture Replacing T12 Fixture | 8760 | 37 | 0.00014085 | 1.2338 | 0.0052113
0.6776 | 100104-Lighting-Linear Tube LED Fixture Replacing T8 Fixture | 2607 | 32 | 0.00014058 | 0.36648 | 0.0044985
0.6761 | 305502-Lighting-Linear ft T8 25 Watt (<=7 Watts/ft) Replacing T8 32 Watt Linear ft | 3708 | 32 | 0.00014027 | 0.52011 | 0.0044885
0.6742 | 305402-Lighting-Linear ft LED (<=5.5 Watts/ft) Replacing T8 32 Watt Linear ft | 8030 | 32 | 0.00013987 | 1.1232 | 0.0044759
0.6732 | 305402-Lighting-Linear ft LED (<=5.5 Watts/ft) Replacing T8 32 Watt Linear ft | 3120 | 32 | 0.00013966 | 0.43575 | 0.0044693
0.6601 | 305402-Lighting-Linear ft LED (<=5.5 Watts/ft) Replacing T8 32 Watt Linear ft | 7300 | 32 | 0.00013695 | 0.99971 | 0.0043823
0.6558 | 305402-Lighting-Linear ft LED (<=5.5 Watts/ft) Replacing T8 32 Watt Linear ft | 5640 | 32 | 0.00013605 | 0.76735 | 0.0043537
0.652 | 305401-Lighting-Linear ft LED (<=5.5 Watts/ft) Replacing T12 <=40 Watt Linear ft | 3120 | 37 | 0.00013527 | 0.42203 | 0.0050048
0.6516 | 305402-Lighting-Linear ft LED (<=5.5 Watts/ft) Replacing T8 32 Watt Linear ft | 2450 | 32 | 0.00013518 | 0.3312 | 0.0043259
0.6255 | 305402-Lighting-Linear ft LED (<=5.5 Watts/ft) Replacing T8 32 Watt Linear ft | 2100 | 32 | 0.00012977 | 0.27251 | 0.0041526
0.6223 | 200101-Lighting-Linear LED Lamp <=22 Watt Lamp Replacing T12 <=40 Watt Lamp | 2600 | 37 | 0.0001291 | 0.33567 | 0.0047769
0.6223 | 305402-Lighting-Linear ft LED (<=5.5 Watts/ft) Replacing T8 32 Watt Linear ft | 8760 | 32 | 0.0001291 | 1.131 | 0.0041313
0.6155 | 200101-Lighting-Linear LED Lamp <=22 Watt Lamp Replacing T12 <=40 Watt Lamp | 3000 | 37 | 0.00012769 | 0.38308 | 0.0047247
0.6143 | 100104-Lighting-Linear Tube LED Fixture Replacing T8 Fixture | 3992 | 32 | 0.00012744 | 0.50876 | 0.0040782
0.6124 | 305402-Lighting-Linear ft LED (<=5.5 Watts/ft) Replacing T8 32 Watt Linear ft | 8760 | 32 | 0.00012705 | 1.113 | 0.0040656
0.6113 | 305402-Lighting-Linear ft LED (<=5.5 Watts/ft) Replacing T8 32 Watt Linear ft | 3380 | 32 | 0.00012682 | 0.42866 | 0.0040583
0.6062 | 100101-Lighting-Linear Tube LED Fixture Replacing T12 Fixture | 4091 | 37 | 0.00012576 | 0.5145 | 0.0046533
0.6062 | 305401-Lighting-Linear ft LED (<=5.5 Watts/ft) Replacing T12 <=40 Watt Linear ft | 4432 | 37 | 0.00012576 | 0.55739 | 0.0046533
0.6029 | 305401-Lighting-Linear ft LED (<=5.5 Watts/ft) Replacing T12 <=40 Watt Linear ft | 6900 | 37 | 0.00012508 | 0.86305 | 0.0046279
0.5999 | 100104-Lighting-Linear Tube LED Fixture Replacing T8 Fixture | 4603 | 32 | 0.00012446 | 0.57288 | 0.0039826
0.5995 | 100101-Lighting-Linear Tube LED Fixture Replacing T12 Fixture | 3386 | 37 | 0.00012437 | 0.42113 | 0.0046018
0.5984 | 305402-Lighting-Linear ft LED (<=5.5 Watts/ft) Replacing T8 32 Watt Linear ft | 2800 | 32 | 0.00012415 | 0.34761 | 0.0039727
0.5974 | 100104-Lighting-Linear Tube LED Fixture Replacing T8 Fixture | 4160 | 32 | 0.00012394 | 0.51558 | 0.003966
0.5969 | 200301-Lighting-T8 28 Watt Lamp Replacing T12 <=40 Watt Lamp | 3400 | 37 | 0.00012383 | 0.42104 | 0.0045819
0.5942 | 200103-Lighting-Linear LED Lamp <=22 Watt Lamp Replacing T8 28 Watt Lamp | 3128 | 28 | 0.00012327 | 0.3856 | 0.0034517
0.5895 | 305401-Lighting-Linear ft LED (<=5.5 Watts/ft) Replacing T12 <=40 Watt Linear ft | 3694 | 37 | 0.0001223 | 0.45177 | 0.0045251
0.5893 | 100101-Lighting-Linear Tube LED Fixture Replacing T12 Fixture | 5460 | 37 | 0.00012226 | 0.66753 | 0.0045235
0.5868 | 100101-Lighting-Linear Tube LED Fixture Replacing T12 Fixture | 3120 | 37 | 0.00012174 | 0.37983 | 0.0045044
0.5841 | 305402-Lighting-Linear ft LED (<=5.5 Watts/ft) Replacing T8 32 Watt Linear ft | 2184 | 32 | 0.00012118 | 0.26466 | 0.0038777
0.5779 | 200102-Lighting-Linear LED Lamp <=22 Watt Lamp Replacing T8 32 Watt Lamp | 3900 | 32 | 0.00011989 | 0.46758 | 0.0038366
0.576 | 305402-Lighting-Linear ft LED (<=5.5 Watts/ft) Replacing T8 32 Watt Linear ft | 3120 | 32 | 0.0001195 | 0.37284 | 0.003824
0.5756 | 100101-Lighting-Linear Tube LED Fixture Replacing T12 Fixture | 2550 | 37 | 0.00011942 | 0.30451 | 0.0044184
0.5756 | 305402-Lighting-Linear ft LED (<=5.5 Watts/ft) Replacing T8 32 Watt Linear ft | 2805 | 32 | 0.00011942 | 0.33496 | 0.0038213
0.5744 | 100101-Lighting-Linear Tube LED Fixture Replacing T12 Fixture | 2607 | 37 | 0.00011917 | 0.31067 | 0.0044092
0.5725 | 100104-Lighting-Linear Tube LED Fixture Replacing T8 Fixture | 5460 | 32 | 0.00011877 | 0.6485 | 0.0038007
0.5705 | 100104-Lighting-Linear Tube LED Fixture Replacing T8 Fixture | 6500 | 32 | 0.00011836 | 0.76933 | 0.0037874
0.5644 | 100101-Lighting-Linear Tube LED Fixture Replacing T12 Fixture | 2813 | 37 | 0.00011709 | 0.32938 | 0.0043324
0.5492 | 100104-Lighting-Linear Tube LED Fixture Replacing T8 Fixture | 5475 | 32 | 0.00011394 | 0.62382 | 0.003646
0.5461 | 100104-Lighting-Linear Tube LED Fixture Replacing T8 Fixture | 3992 | 32 | 0.0001133 | 0.45228 | 0.0036255
0.5454 | 100104-Lighting-Linear Tube LED Fixture Replacing T8 Fixture | 6240 | 32 | 0.00011315 | 0.70606 | 0.0036208
0.5446 | 305402-Lighting-Linear ft LED (<=5.5 Watts/ft) Replacing T8 32 Watt Linear ft | 8030 | 32 | 0.00011298 | 0.90727 | 0.0036155
0.5437 | 305401-Lighting-Linear ft LED (<=5.5 Watts/ft) Replacing T12 <=40 Watt Linear ft | 3180 | 37 | 0.0001128 | 0.3587 | 0.0041735
0.5408 | 100101-Lighting-Linear Tube LED Fixture Replacing T12 Fixture | 3068 | 37 | 0.0001122 | 0.34422 | 0.0041513
0.5374 | 305402-Lighting-Linear ft LED (<=5.5 Watts/ft) Replacing T8 32 Watt Linear ft | 2600 | 32 | 0.00011149 | 0.28988 | 0.0035677
0.5349 | 100101-Lighting-Linear Tube LED Fixture Replacing T12 Fixture | 2200 | 37 | 0.00011097 | 0.24414 | 0.004106
0.5338 | 100104-Lighting-Linear Tube LED Fixture Replacing T8 Fixture | 3992 | 32 | 0.00011074 | 0.44209 | 0.0035438
0.5304 | 100104-Lighting-Linear Tube LED Fixture Replacing T8 Fixture | 4160 | 32 | 0.00011004 | 0.45776 | 0.0035212
0.5235 | 100104-Lighting-Linear Tube LED Fixture Replacing T8 Fixture | 3744 | 32 | 0.00010861 | 0.40662 | 0.0034754
0.5232 | 305402-Lighting-Linear ft LED (<=5.5 Watts/ft) Replacing T8 32 Watt Linear ft | 2550 | 32 | 0.00010854 | 0.27679 | 0.0034734
0.5196 | 100104-Lighting-Linear Tube LED Fixture Replacing T8 Fixture | 2295 | 32 | 0.0001078 | 0.2474 | 0.0034495
0.518 | 305402-Lighting-Linear ft LED (<=5.5 Watts/ft) Replacing T8 32 Watt Linear ft | 2568 | 32 | 0.00010747 | 0.27597 | 0.0034389
0.5171 | 100101-Lighting-Linear Tube LED Fixture Replacing T12 Fixture | 2607 | 37 | 0.00010728 | 0.27968 | 0.0039693
0.5163 | 305401-Lighting-Linear ft LED (<=5.5 Watts/ft) Replacing T12 <=40 Watt Linear ft | 4182 | 37 | 0.00010711 | 0.44795 | 0.0039632
0.5133 | 305402-Lighting-Linear ft LED (<=5.5 Watts/ft) Replacing T8 32 Watt Linear ft | 1501 | 32 | 0.00010649 | 0.15984 | 0.0034077
0.5121 | 100101-Lighting-Linear Tube LED Fixture Replacing T12 Fixture | 3120 | 37 | 0.00010624 | 0.33147 | 0.003931
0.5112 | 100101-Lighting-Linear Tube LED Fixture Replacing T12 Fixture | 8760 | 37 | 0.00010606 | 0.92904 | 0.003924
0.5106 | 100104-Lighting-Linear Tube LED Fixture Replacing T8 Fixture | 6000 | 32 | 0.00010593 | 0.63558 | 0.0033898
0.5044 | 100104-Lighting-Linear Tube LED Fixture Replacing T8 Fixture | 3992 | 32 | 0.00010464 | 0.41774 | 0.0033486
0.5026 | 305401-Lighting-Linear ft LED (<=5.5 Watts/ft) Replacing T12 <=40 Watt Linear ft | 6240 | 37 | 0.00010427 | 0.65065 | 0.003858
0.4979 | 305401-Lighting-Linear ft LED (<=5.5 Watts/ft) Replacing T12 <=40 Watt Linear ft | 3120 | 37 | 0.0001033 | 0.32228 | 0.003822
0.4977 | 305402-Lighting-Linear ft LED (<=5.5 Watts/ft) Replacing T8 32 Watt Linear ft | 2340 | 32 | 0.00010325 | 0.24162 | 0.0033041
0.4939 | 305401-Lighting-Linear ft LED (<=5.5 Watts/ft) Replacing T12 <=40 Watt Linear ft | 2600 | 37 | 0.00010247 | 0.26641 | 0.0037912
0.4914 | 305401-Lighting-Linear ft LED (<=5.5 Watts/ft) Replacing T12 <=40 Watt Linear ft | 2800 | 37 | 0.00010195 | 0.28545 | 0.0037721
0.4912 | 100104-Lighting-Linear Tube LED Fixture Replacing T8 Fixture | 2912 | 32 | 0.00010191 | 0.29675 | 0.003261
0.4901 | 100104-Lighting-Linear Tube LED Fixture Replacing T8 Fixture | 3072 | 32 | 0.00010168 | 0.31235 | 0.0032537
0.4892 | 100101-Lighting-Linear Tube LED Fixture Replacing T12 Fixture | 3566 | 37 | 0.00010149 | 0.36192 | 0.0037552
0.4882 | 100101-Lighting-Linear Tube LED Fixture Replacing T12 Fixture | 2607 | 37 | 0.00010128 | 0.26405 | 0.0037475
0.4876 | 305401-Lighting-Linear ft LED (<=5.5 Watts/ft) Replacing T12 <=40 Watt Linear ft | 4551 | 37 | 0.00010116 | 0.46038 | 0.0037429
0.4844 | 305402-Lighting-Linear ft LED (<=5.5 Watts/ft) Replacing T8 32 Watt Linear ft | 3000 | 32 | 0.0001005 | 0.30149 | 0.0032158
0.4814 | 100101-Lighting-Linear Tube LED Fixture Replacing T12 Fixture | 2346 | 37 | 9.9873e-05 | 0.2343 | 0.0036953
0.4785 | 200104-Lighting-Linear LED Lamp <=22 Watt Lamp Replacing T8 25 Watt Lamp | 5110 | 25 | 9.9271e-05 | 0.50728 | 0.0024818
0.4778 | 100104-Lighting-Linear Tube LED Fixture Replacing T8 Fixture | 3992 | 32 | 9.9126e-05 | 0.39571 | 0.003172
0.4778 | 100104-Lighting-Linear Tube LED Fixture Replacing T8 Fixture | 3992 | 32 | 9.9126e-05 | 0.39571 | 0.003172
0.4753 | 200103-Lighting-Linear LED Lamp <=22 Watt Lamp Replacing T8 28 Watt Lamp | 3128 | 28 | 9.8607e-05 | 0.30844 | 0.002761
0.4741 | 305401-Lighting-Linear ft LED (<=5.5 Watts/ft) Replacing T12 <=40 Watt Linear ft | 6240 | 37 | 9.8358e-05 | 0.61376 | 0.0036393
0.4717 | 100301-Lighting-T8 17 Watt Fixture Replacing T12 Fixture | 4057 | 37 | 9.786e-05 | 0.39702 | 0.0036208
0.4715 | 305402-Lighting-Linear ft LED (<=5.5 Watts/ft) Replacing T8 32 Watt Linear ft | 7300 | 32 | 9.7819e-05 | 0.71408 | 0.0031302
0.4703 | 305401-Lighting-Linear ft LED (<=5.5 Watts/ft) Replacing T12 <=40 Watt Linear ft | 2813 | 37 | 9.757e-05 | 0.27446 | 0.0036101
0.4694 | 100104-Lighting-Linear Tube LED Fixture Replacing T8 Fixture | 2860 | 32 | 9.7383e-05 | 0.27852 | 0.0031163
0.4667 | 305402-Lighting-Linear ft LED (<=5.5 Watts/ft) Replacing T8 32 Watt Linear ft | 8030 | 32 | 9.6823e-05 | 0.77749 | 0.0030983
0.4658 | 305402-Lighting-Linear ft LED (<=5.5 Watts/ft) Replacing T8 32 Watt Linear ft | 8760 | 32 | 9.6636e-05 | 0.84653 | 0.0030924
0.4618 | 305401-Lighting-Linear ft LED (<=5.5 Watts/ft) Replacing T12 <=40 Watt Linear ft | 1825 | 37 | 9.5807e-05 | 0.17485 | 0.0035448
0.4616 | 100104-Lighting-Linear Tube LED Fixture Replacing T8 Fixture | 3068 | 32 | 9.5765e-05 | 0.29381 | 0.0030645
0.4601 | 305501-Lighting-Linear ft T8 25 Watt (<=7 Watts/ft) Replacing T12 <=40 Watt Linear ft | 2610 | 37 | 9.5454e-05 | 0.24913 | 0.0035318
0.4593 | 100104-Lighting-Linear Tube LED Fixture Replacing T8 Fixture | 7800 | 32 | 9.5288e-05 | 0.74325 | 0.0030492
0.4591 | 305401-Lighting-Linear ft LED (<=5.5 Watts/ft) Replacing T12 <=40 Watt Linear ft | 3180 | 37 | 9.5246e-05 | 0.30288 | 0.0035241
0.4546 | 100101-Lighting-Linear Tube LED Fixture Replacing T12 Fixture | 3252 | 37 | 9.4313e-05 | 0.30671 | 0.0034896
0.4498 | 305401-Lighting-Linear ft LED (<=5.5 Watts/ft) Replacing T12 <=40 Watt Linear ft | 2000 | 37 | 9.3317e-05 | 0.18663 | 0.0034527
0.4407 | 305402-Lighting-Linear ft LED (<=5.5 Watts/ft) Replacing T8 32 Watt Linear ft | 8030 | 32 | 9.1429e-05 | 0.73418 | 0.0029257
0.4394 | 100101-Lighting-Linear Tube LED Fixture Replacing T12 Fixture | 8760 | 37 | 9.1159e-05 | 0.79856 | 0.0033729
0.4388 | 100401-Lighting-T8 32 Watt Fixture Replacing T12 Fixture | 2780 | 37 | 9.1035e-05 | 0.25308 | 0.0033683
0.4367 | 305502-Lighting-Linear ft T8 25 Watt (<=7 Watts/ft) Replacing T8 32 Watt Linear ft | 3650 | 32 | 9.0599e-05 | 0.33069 | 0.0028992
0.4267 | 100101-Lighting-Linear Tube LED Fixture Replacing T12 Fixture | 3283 | 37 | 8.8525e-05 | 0.29063 | 0.0032754
0.4267 | 100104-Lighting-Linear Tube LED Fixture Replacing T8 Fixture | 4160 | 32 | 8.8525e-05 | 0.36826 | 0.0028328
0.4267 | 200301-Lighting-T8 28 Watt Lamp Replacing T12 <=40 Watt Lamp | 5200 | 37 | 8.8525e-05 | 0.46033 | 0.0032754
0.4244 | 305402-Lighting-Linear ft LED (<=5.5 Watts/ft) Replacing T8 32 Watt Linear ft | 7300 | 32 | 8.8047e-05 | 0.64275 | 0.0028175
0.4244 | 305402-Lighting-Linear ft LED (<=5.5 Watts/ft) Replacing T8 32 Watt Linear ft | 7300 | 32 | 8.8047e-05 | 0.64275 | 0.0028175
0.4189 | 200402-Lighting-T8 25 Watt Lamp Replacing T8 32 Watt Lamp | 3500 | 32 | 8.6906e-05 | 0.30417 | 0.002781
0.4149 | 200102-Lighting-Linear LED Lamp <=22 Watt Lamp Replacing T8 32 Watt Lamp | 3640 | 32 | 8.6077e-05 | 0.31332 | 0.0027544
0.4149 | 305401-Lighting-Linear ft LED (<=5.5 Watts/ft) Replacing T12 <=40 Watt Linear ft | 6240 | 37 | 8.6077e-05 | 0.53712 | 0.0031848
0.4149 | 305401-Lighting-Linear ft LED (<=5.5 Watts/ft) Replacing T12 <=40 Watt Linear ft | 6500 | 37 | 8.6077e-05 | 0.5595 | 0.0031848
0.4149 | 305402-Lighting-Linear ft LED (<=5.5 Watts/ft) Replacing T8 32 Watt Linear ft | 8030 | 32 | 8.6077e-05 | 0.69119 | 0.0027544
0.4149 | 305402-Lighting-Linear ft LED (<=5.5 Watts/ft) Replacing T8 32 Watt Linear ft | 8030 | 32 | 8.6077e-05 | 0.69119 | 0.0027544
0.4118 | 305401-Lighting-Linear ft LED (<=5.5 Watts/ft) Replacing T12 <=40 Watt Linear ft | 3650 | 37 | 8.5433e-05 | 0.31183 | 0.003161
0.4079 | 305402-Lighting-Linear ft LED (<=5.5 Watts/ft) Replacing T8 32 Watt Linear ft | 5110 | 32 | 8.4624e-05 | 0.43243 | 0.002708
0.4075 | 305401-Lighting-Linear ft LED (<=5.5 Watts/ft) Replacing T12 <=40 Watt Linear ft | 2600 | 37 | 8.4541e-05 | 0.21981 | 0.003128
0.4069 | 305402-Lighting-Linear ft LED (<=5.5 Watts/ft) Replacing T8 32 Watt Linear ft | 4200 | 32 | 8.4417e-05 | 0.35455 | 0.0027013
0.4065 | 305402-Lighting-Linear ft LED (<=5.5 Watts/ft) Replacing T8 32 Watt Linear ft | 5944 | 32 | 8.4334e-05 | 0.50128 | 0.0026987
0.4061 | 200102-Lighting-Linear LED Lamp <=22 Watt Lamp Replacing T8 32 Watt Lamp | 2700 | 32 | 8.4251e-05 | 0.22748 | 0.002696
0.4054 | 305401-Lighting-Linear ft LED (<=5.5 Watts/ft) Replacing T12 <=40 Watt Linear ft | 3120 | 37 | 8.4106e-05 | 0.26241 | 0.0031119
0.4046 | 305502-Lighting-Linear ft T8 25 Watt (<=7 Watts/ft) Replacing T8 32 Watt Linear ft | 3381 | 32 | 8.394e-05 | 0.2838 | 0.0026861
0.4001 | 100104-Lighting-Linear Tube LED Fixture Replacing T8 Fixture | 3250 | 32 | 8.3006e-05 | 0.26977 | 0.0026562
0.3989 | 305402-Lighting-Linear ft LED (<=5.5 Watts/ft) Replacing T8 32 Watt Linear ft | 2500 | 32 | 8.2757e-05 | 0.20689 | 0.0026482
0.3961 | 100104-Lighting-Linear Tube LED Fixture Replacing T8 Fixture | 5110 | 32 | 8.2176e-05 | 0.41992 | 0.0026296
0.3961 | 100104-Lighting-Linear Tube LED Fixture Replacing T8 Fixture | 5110 | 32 | 8.2176e-05 | 0.41992 | 0.0026296
0.3959 | 100101-Lighting-Linear Tube LED Fixture Replacing T12 Fixture | 1447 | 37 | 8.2135e-05 | 0.11885 | 0.003039
0.3959 | 305402-Lighting-Linear ft LED (<=5.5 Watts/ft) Replacing T8 32 Watt Linear ft | 8760 | 32 | 8.2135e-05 | 0.7195 | 0.0026283
0.3959 | 305402-Lighting-Linear ft LED (<=5.5 Watts/ft) Replacing T8 32 Watt Linear ft | 8760 | 32 | 8.2135e-05 | 0.7195 | 0.0026283
0.3938 | 100101-Lighting-Linear Tube LED Fixture Replacing T12 Fixture | 2503 | 37 | 8.1699e-05 | 0.20449 | 0.0030229
0.3911 | 100104-Lighting-Linear Tube LED Fixture Replacing T8 Fixture | 4400 | 32 | 8.1139e-05 | 0.35701 | 0.0025964
0.3894 | 305402-Lighting-Linear ft LED (<=5.5 Watts/ft) Replacing T8 32 Watt Linear ft | 2920 | 32 | 8.0786e-05 | 0.2359 | 0.0025852
0.3883 | 100104-Lighting-Linear Tube LED Fixture Replacing T8 Fixture | 3992 | 32 | 8.0558e-05 | 0.32159 | 0.0025779
0.3883 | 305402-Lighting-Linear ft LED (<=5.5 Watts/ft) Replacing T8 32 Watt Linear ft | 2920 | 32 | 8.0558e-05 | 0.23523 | 0.0025779
0.3875 | 200102-Lighting-Linear LED Lamp <=22 Watt Lamp Replacing T8 32 Watt Lamp | 4000 | 32 | 8.0392e-05 | 0.32157 | 0.0025725
0.387 | 305402-Lighting-Linear ft LED (<=5.5 Watts/ft) Replacing T8 32 Watt Linear ft | 7300 | 32 | 8.0288e-05 | 0.5861 | 0.0025692
0.3866 | 305401-Lighting-Linear ft LED (<=5.5 Watts/ft) Replacing T12 <=40 Watt Linear ft | 2677 | 37 | 8.0205e-05 | 0.21471 | 0.0029676
0.3864 | 305402-Lighting-Linear ft LED (<=5.5 Watts/ft) Replacing T8 32 Watt Linear ft | 2677 | 32 | 8.0164e-05 | 0.2146 | 0.0025652
0.3845 | 100101-Lighting-Linear Tube LED Fixture Replacing T12 Fixture | 8760 | 37 | 7.977e-05 | 0.69878 | 0.0029515
0.3809 | 100101-Lighting-Linear Tube LED Fixture Replacing T12 Fixture | 3754 | 37 | 7.9023e-05 | 0.29665 | 0.0029238
0.3794 | 100104-Lighting-Linear Tube LED Fixture Replacing T8 Fixture | 3120 | 32 | 7.8712e-05 | 0.24558 | 0.0025188
0.3786 | 100101-Lighting-Linear Tube LED Fixture Replacing T12 Fixture | 5110 | 37 | 7.8546e-05 | 0.40137 | 0.0029062
0.3746 | 100104-Lighting-Linear Tube LED Fixture Replacing T8 Fixture | 4858 | 32 | 7.7716e-05 | 0.37754 | 0.0024869
0.3744 | 200102-Lighting-Linear LED Lamp <=22 Watt Lamp Replacing T8 32 Watt Lamp | 4380 | 32 | 7.7674e-05 | 0.34021 | 0.0024856
0.3744 | 200102-Lighting-Linear LED Lamp <=22 Watt Lamp Replacing T8 32 Watt Lamp | 4380 | 32 | 7.7674e-05 | 0.34021 | 0.0024856
0.3744 | 305402-Lighting-Linear ft LED (<=5.5 Watts/ft) Replacing T8 32 Watt Linear ft | 4380 | 32 | 7.7674e-05 | 0.34021 | 0.0024856
0.3744 | 305402-Lighting-Linear ft LED (<=5.5 Watts/ft) Replacing T8 32 Watt Linear ft | 4380 | 32 | 7.7674e-05 | 0.34021 | 0.0024856
0.3744 | 305402-Lighting-Linear ft LED (<=5.5 Watts/ft) Replacing T8 32 Watt Linear ft | 4380 | 32 | 7.7674e-05 | 0.34021 | 0.0024856
0.3727 | 305402-Lighting-Linear ft LED (<=5.5 Watts/ft) Replacing T8 32 Watt Linear ft | 8760 | 32 | 7.7322e-05 | 0.67734 | 0.0024743
0.3727 | 305402-Lighting-Linear ft LED (<=5.5 Watts/ft) Replacing T8 32 Watt Linear ft | 8760 | 32 | 7.7322e-05 | 0.67734 | 0.0024743
0.3704 | 100104-Lighting-Linear Tube LED Fixture Replacing T8 Fixture | 6500 | 32 | 7.6844e-05 | 0.49949 | 0.002459
0.3693 | 100101-Lighting-Linear Tube LED Fixture Replacing T12 Fixture | 2532 | 37 | 7.6616e-05 | 0.19399 | 0.0028348
0.3685 | 100104-Lighting-Linear Tube LED Fixture Replacing T8 Fixture | 4091 | 32 | 7.645e-05 | 0.31276 | 0.0024464
0.3678 | 305401-Lighting-Linear ft LED (<=5.5 Watts/ft) Replacing T12 <=40 Watt Linear ft | 2200 | 37 | 7.6305e-05 | 0.16787 | 0.0028233
0.3676 | 100104-Lighting-Linear Tube LED Fixture Replacing T8 Fixture | 3072 | 32 | 7.6263e-05 | 0.23428 | 0.0024404
0.3651 | 305401-Lighting-Linear ft LED (<=5.5 Watts/ft) Replacing T12 <=40 Watt Linear ft | 2912 | 37 | 7.5745e-05 | 0.22057 | 0.0028026
0.3647 | 100104-Lighting-Linear Tube LED Fixture Replacing T8 Fixture | 3380 | 32 | 7.5662e-05 | 0.25574 | 0.0024212
0.3613 | 305402-Lighting-Linear ft LED (<=5.5 Watts/ft) Replacing T8 32 Watt Linear ft | 5944 | 32 | 7.4956e-05 | 0.44554 | 0.0023986
0.359 | 305402-Lighting-Linear ft LED (<=5.5 Watts/ft) Replacing T8 32 Watt Linear ft | 2250 | 32 | 7.4479e-05 | 0.16758 | 0.0023833
0.3566 | 100101-Lighting-Linear Tube LED Fixture Replacing T12 Fixture | 2607 | 37 | 7.3981e-05 | 0.19287 | 0.0027373
0.3566 | 100101-Lighting-Linear Tube LED Fixture Replacing T12 Fixture | 2607 | 37 | 7.3981e-05 | 0.19287 | 0.0027373
0.3562 | 100101-Lighting-Linear Tube LED Fixture Replacing T12 Fixture | 8760 | 37 | 7.3898e-05 | 0.64735 | 0.0027342
0.3556 | 100104-Lighting-Linear Tube LED Fixture Replacing T8 Fixture | 6000 | 32 | 7.3774e-05 | 0.44264 | 0.0023608
0.3543 | 100104-Lighting-Linear Tube LED Fixture Replacing T8 Fixture | 3068 | 32 | 7.3504e-05 | 0.22551 | 0.0023521
0.3528 | 305401-Lighting-Linear ft LED (<=5.5 Watts/ft) Replacing T12 <=40 Watt Linear ft | 4551 | 37 | 7.3193e-05 | 0.3331 | 0.0027081
0.3495 | 305502-Lighting-Linear ft T8 25 Watt (<=7 Watts/ft) Replacing T8 32 Watt Linear ft | 8760 | 32 | 7.2508e-05 | 0.63517 | 0.0023203
0.3486 | 305502-Lighting-Linear ft T8 25 Watt (<=7 Watts/ft) Replacing T8 32 Watt Linear ft | 2912 | 32 | 7.2322e-05 | 0.2106 | 0.0023143
0.3484 | 200102-Lighting-Linear LED Lamp <=22 Watt Lamp Replacing T8 32 Watt Lamp | 6032 | 32 | 7.228e-05 | 0.43599 | 0.002313
0.3484 | 305401-Lighting-Linear ft LED (<=5.5 Watts/ft) Replacing T12 <=40 Watt Linear ft | 3120 | 37 | 7.228e-05 | 0.22551 | 0.0026744
0.3482 | 305401-Lighting-Linear ft LED (<=5.5 Watts/ft) Replacing T12 <=40 Watt Linear ft | 3472 | 37 | 7.2239e-05 | 0.25081 | 0.0026728
0.3478 | 100104-Lighting-Linear Tube LED Fixture Replacing T8 Fixture | 4858 | 32 | 7.2156e-05 | 0.35053 | 0.002309
0.3476 | 100101-Lighting-Linear Tube LED Fixture Replacing T12 Fixture | 2607 | 37 | 7.2114e-05 | 0.188 | 0.0026682
0.3476 | 305402-Lighting-Linear ft LED (<=5.5 Watts/ft) Replacing T8 32 Watt Linear ft | 2033 | 32 | 7.2114e-05 | 0.14661 | 0.0023077
0.3461 | 305401-Lighting-Linear ft LED (<=5.5 Watts/ft) Replacing T12 <=40 Watt Linear ft | 3472 | 37 | 7.1803e-05 | 0.2493 | 0.0026567
0.3414 | 100104-Lighting-Linear Tube LED Fixture Replacing T8 Fixture | 4160 | 32 | 7.0828e-05 | 0.29464 | 0.0022665
0.3414 | 100104-Lighting-Linear Tube LED Fixture Replacing T8 Fixture | 4160 | 32 | 7.0828e-05 | 0.29464 | 0.0022665
0.3414 | 100104-Lighting-Linear Tube LED Fixture Replacing T8 Fixture | 4160 | 32 | 7.0828e-05 | 0.29464 | 0.0022665
0.3414 | 200102-Lighting-Linear LED Lamp <=22 Watt Lamp Replacing T8 32 Watt Lamp | 3120 | 32 | 7.0828e-05 | 0.22098 | 0.0022665
0.3412 | 100104-Lighting-Linear Tube LED Fixture Replacing T8 Fixture | 3992 | 32 | 7.0786e-05 | 0.28258 | 0.0022652
0.3381 | 100101-Lighting-Linear Tube LED Fixture Replacing T12 Fixture | 3068 | 37 | 7.0143e-05 | 0.2152 | 0.0025953
0.337 | 100104-Lighting-Linear Tube LED Fixture Replacing T8 Fixture | 5475 | 32 | 6.9915e-05 | 0.38279 | 0.0022373
0.3338 | 305401-Lighting-Linear ft LED (<=5.5 Watts/ft) Replacing T12 <=40 Watt Linear ft | 4182 | 37 | 6.9251e-05 | 0.28961 | 0.0025623
0.3334 | 100104-Lighting-Linear Tube LED Fixture Replacing T8 Fixture | 4500 | 32 | 6.9168e-05 | 0.31126 | 0.0022134
0.3328 | 200102-Lighting-Linear LED Lamp <=22 Watt Lamp Replacing T8 32 Watt Lamp | 3744 | 32 | 6.9044e-05 | 0.2585 | 0.0022094
0.3328 | 305401-Lighting-Linear ft LED (<=5.5 Watts/ft) Replacing T12 <=40 Watt Linear ft | 2920 | 37 | 6.9044e-05 | 0.20161 | 0.0025546
0.3296 | 100101-Lighting-Linear Tube LED Fixture Replacing T12 Fixture | 3389 | 37 | 6.838e-05 | 0.23174 | 0.0025301
0.3292 | 100101-Lighting-Linear Tube LED Fixture Replacing T12 Fixture | 3612 | 37 | 6.8297e-05 | 0.24669 | 0.002527
0.3279 | 100104-Lighting-Linear Tube LED Fixture Replacing T8 Fixture | 4160 | 32 | 6.8027e-05 | 0.28299 | 0.0021769
0.3264 | 100104-Lighting-Linear Tube LED Fixture Replacing T8 Fixture | 4091 | 32 | 6.7716e-05 | 0.27703 | 0.0021669
0.3262 | 100104-Lighting-Linear Tube LED Fixture Replacing T8 Fixture | 8760 | 32 | 6.7675e-05 | 0.59283 | 0.0021656
0.326 | 200102-Lighting-Linear LED Lamp <=22 Watt Lamp Replacing T8 32 Watt Lamp | 2860 | 32 | 6.7633e-05 | 0.19343 | 0.0021643
0.3243 | 100104-Lighting-Linear Tube LED Fixture Replacing T8 Fixture | 6882 | 32 | 6.728e-05 | 0.46302 | 0.002153
0.3237 | 305402-Lighting-Linear ft LED (<=5.5 Watts/ft) Replacing T8 32 Watt Linear ft | 3380 | 32 | 6.7156e-05 | 0.22699 | 0.002149
0.3226 | 100104-Lighting-Linear Tube LED Fixture Replacing T8 Fixture | 3060 | 32 | 6.6928e-05 | 0.2048 | 0.0021417
0.3224 | 305402-Lighting-Linear ft LED (<=5.5 Watts/ft) Replacing T8 32 Watt Linear ft | 6240 | 32 | 6.6886e-05 | 0.41737 | 0.0021404
0.3212 | 100104-Lighting-Linear Tube LED Fixture Replacing T8 Fixture | 4858 | 32 | 6.6637e-05 | 0.32372 | 0.0021324
0.3208 | 305402-Lighting-Linear ft LED (<=5.5 Watts/ft) Replacing T8 32 Watt Linear ft | 3128 | 32 | 6.6554e-05 | 0.20818 | 0.0021297
0.3191 | 305402-Lighting-Linear ft LED (<=5.5 Watts/ft) Replacing T8 32 Watt Linear ft | 3500 | 32 | 6.6202e-05 | 0.23171 | 0.0021184
0.317 | 305401-Lighting-Linear ft LED (<=5.5 Watts/ft) Replacing T12 <=40 Watt Linear ft | 2398 | 37 | 6.5766e-05 | 0.15771 | 0.0024333
0.3146 | 305402-Lighting-Linear ft LED (<=5.5 Watts/ft) Replacing T8 32 Watt Linear ft | 6900 | 32 | 6.5268e-05 | 0.45035 | 0.0020886
0.3129 | 305401-Lighting-Linear ft LED (<=5.5 Watts/ft) Replacing T12 <=40 Watt Linear ft | 2340 | 37 | 6.4915e-05 | 0.1519 | 0.0024019
0.3115 | 100101-Lighting-Linear Tube LED Fixture Replacing T12 Fixture | 4713 | 37 | 6.4625e-05 | 0.30458 | 0.0023911
0.3114 | 305402-Lighting-Linear ft LED (<=5.5 Watts/ft) Replacing T8 32 Watt Linear ft | 8030 | 32 | 6.4604e-05 | 0.51877 | 0.0020673
0.3112 | 200102-Lighting-Linear LED Lamp <=22 Watt Lamp Replacing T8 32 Watt Lamp | 8760 | 32 | 6.4563e-05 | 0.56557 | 0.002066
0.3112 | 305401-Lighting-Linear ft LED (<=5.5 Watts/ft) Replacing T12 <=40 Watt Linear ft | 1820 | 37 | 6.4563e-05 | 0.1175 | 0.0023888
0.3104 | 200102-Lighting-Linear LED Lamp <=22 Watt Lamp Replacing T8 32 Watt Lamp | 2184 | 32 | 6.4397e-05 | 0.14064 | 0.0020607
0.3093 | 305401-Lighting-Linear ft LED (<=5.5 Watts/ft) Replacing T12 <=40 Watt Linear ft | 2677 | 37 | 6.4168e-05 | 0.17178 | 0.0023742
0.3091 | 305402-Lighting-Linear ft LED (<=5.5 Watts/ft) Replacing T8 32 Watt Linear ft | 3500 | 32 | 6.4127e-05 | 0.22444 | 0.0020521
0.3077 | 100104-Lighting-Linear Tube LED Fixture Replacing T8 Fixture | 5000 | 32 | 6.3836e-05 | 0.31918 | 0.0020428
0.306 | 100104-Lighting-Linear Tube LED Fixture Replacing T8 Fixture | 4603 | 32 | 6.3484e-05 | 0.29222 | 0.0020315
0.3049 | 100104-Lighting-Linear Tube LED Fixture Replacing T8 Fixture | 5460 | 32 | 6.3256e-05 | 0.34538 | 0.0020242
0.3032 | 305401-Lighting-Linear ft LED (<=5.5 Watts/ft) Replacing T12 <=40 Watt Linear ft | 4432 | 37 | 6.2903e-05 | 0.27879 | 0.0023274
0.2996 | 305401-Lighting-Linear ft LED (<=5.5 Watts/ft) Replacing T12 <=40 Watt Linear ft | 1825 | 37 | 6.2156e-05 | 0.11343 | 0.0022998
0.2982 | 100101-Lighting-Linear Tube LED Fixture Replacing T12 Fixture | 7850 | 37 | 6.1866e-05 | 0.48564 | 0.002289
0.2979 | 305402-Lighting-Linear ft LED (<=5.5 Watts/ft) Replacing T8 32 Watt Linear ft | 2800 | 32 | 6.1803e-05 | 0.17305 | 0.0019777
0.296 | 100301-Lighting-T8 17 Watt Fixture Replacing T12 Fixture | 4057 | 37 | 6.1409e-05 | 0.24914 | 0.0022721
0.2952 | 100104-Lighting-Linear Tube LED Fixture Replacing T8 Fixture | 4160 | 32 | 6.1243e-05 | 0.25477 | 0.0019598
0.2946 | 305402-Lighting-Linear ft LED (<=5.5 Watts/ft) Replacing T8 32 Watt Linear ft | 3128 | 32 | 6.1119e-05 | 0.19118 | 0.0019558
0.2944 | 100501-Lighting-T8 28 Watt Fixture Replacing T12 Fixture | 3400 | 37 | 6.1077e-05 | 0.20766 | 0.0022599
0.2925 | 100104-Lighting-Linear Tube LED Fixture Replacing T8 Fixture | 5460 | 32 | 6.0683e-05 | 0.33133 | 0.0019419
0.2925 | 100104-Lighting-Linear Tube LED Fixture Replacing T8 Fixture | 5460 | 32 | 6.0683e-05 | 0.33133 | 0.0019419
0.2916 | 100104-Lighting-Linear Tube LED Fixture Replacing T8 Fixture | 4858 | 32 | 6.0496e-05 | 0.29389 | 0.0019359
0.2882 | 305402-Lighting-Linear ft LED (<=5.5 Watts/ft) Replacing T8 32 Watt Linear ft | 4359 | 32 | 5.9791e-05 | 0.26063 | 0.0019133
0.2859 | 305402-Lighting-Linear ft LED (<=5.5 Watts/ft) Replacing T8 32 Watt Linear ft | 3500 | 32 | 5.9314e-05 | 0.2076 | 0.001898
0.2851 | 100104-Lighting-Linear Tube LED Fixture Replacing T8 Fixture | 3992 | 32 | 5.9148e-05 | 0.23612 | 0.0018927
0.2851 | 100104-Lighting-Linear Tube LED Fixture Replacing T8 Fixture | 3992 | 32 | 5.9148e-05 | 0.23612 | 0.0018927
0.2829 | 305402-Lighting-Linear ft LED (<=5.5 Watts/ft) Replacing T8 32 Watt Linear ft | 7300 | 32 | 5.8691e-05 | 0.42845 | 0.0018781
0.2798 | 100101-Lighting-Linear Tube LED Fixture Replacing T12 Fixture | 4092 | 37 | 5.8048e-05 | 0.23753 | 0.0021478
0.2796 | 305402-Lighting-Linear ft LED (<=5.5 Watts/ft) Replacing T8 32 Watt Linear ft | 3408 | 32 | 5.8007e-05 | 0.19769 | 0.0018562
0.2792 | 100104-Lighting-Linear Tube LED Fixture Replacing T8 Fixture | 3500 | 32 | 5.7924e-05 | 0.20273 | 0.0018536
0.2766 | 200102-Lighting-Linear LED Lamp <=22 Watt Lamp Replacing T8 32 Watt Lamp | 2600 | 32 | 5.7384e-05 | 0.1492 | 0.0018363
0.2735 | 100104-Lighting-Linear Tube LED Fixture Replacing T8 Fixture | 7500 | 32 | 5.6741e-05 | 0.42556 | 0.0018157
0.2682 | 305401-Lighting-Linear ft LED (<=5.5 Watts/ft) Replacing T12 <=40 Watt Linear ft | 2259 | 37 | 5.5642e-05 | 0.12569 | 0.0020587
0.2654 | 100104-Lighting-Linear Tube LED Fixture Replacing T8 Fixture | 3992 | 32 | 5.5061e-05 | 0.2198 | 0.0017619
0.2616 | 100101-Lighting-Linear Tube LED Fixture Replacing T12 Fixture | 2550 | 37 | 5.4272e-05 | 0.13839 | 0.0020081
0.2612 | 200102-Lighting-Linear LED Lamp <=22 Watt Lamp Replacing T8 32 Watt Lamp | 5370 | 32 | 5.4189e-05 | 0.291 | 0.0017341
0.2593 | 100101-Lighting-Linear Tube LED Fixture Replacing T12 Fixture | 6500 | 37 | 5.3795e-05 | 0.34967 | 0.0019904
0.2593 | 100401-Lighting-T8 32 Watt Fixture Replacing T12 Fixture | 2600 | 37 | 5.3795e-05 | 0.13987 | 0.0019904
0.2585 | 100104-Lighting-Linear Tube LED Fixture Replacing T8 Fixture | 2860 | 32 | 5.3629e-05 | 0.15338 | 0.0017161
0.258 | 100101-Lighting-Linear Tube LED Fixture Replacing T12 Fixture | 3612 | 37 | 5.3526e-05 | 0.19333 | 0.0019804
0.2576 | 305402-Lighting-Linear ft LED (<=5.5 Watts/ft) Replacing T8 32 Watt Linear ft | 3068 | 32 | 5.3443e-05 | 0.16396 | 0.0017102
0.2568 | 305402-Lighting-Linear ft LED (<=5.5 Watts/ft) Replacing T8 32 Watt Linear ft | 4359 | 32 | 5.3277e-05 | 0.23223 | 0.0017049
0.2525 | 100101-Lighting-Linear Tube LED Fixture Replacing T12 Fixture | 5110 | 37 | 5.2384e-05 | 0.26768 | 0.0019382
0.2496 | 305401-Lighting-Linear ft LED (<=5.5 Watts/ft) Replacing T12 <=40 Watt Linear ft | 8760 | 37 | 5.1783e-05 | 0.45362 | 0.001916
0.2496 | 305402-Lighting-Linear ft LED (<=5.5 Watts/ft) Replacing T8 32 Watt Linear ft | 2920 | 32 | 5.1783e-05 | 0.15121 | 0.0016571
0.2496 | 305402-Lighting-Linear ft LED (<=5.5 Watts/ft) Replacing T8 32 Watt Linear ft | 8760 | 32 | 5.1783e-05 | 0.45362 | 0.0016571
0.2489 | 305401-Lighting-Linear ft LED (<=5.5 Watts/ft) Replacing T12 <=40 Watt Linear ft | 3120 | 37 | 5.1638e-05 | 0.16111 | 0.0019106
0.2483 | 305401-Lighting-Linear ft LED (<=5.5 Watts/ft) Replacing T12 <=40 Watt Linear ft | 1868 | 37 | 5.1513e-05 | 0.096227 | 0.001906
0.247 | 305401-Lighting-Linear ft LED (<=5.5 Watts/ft) Replacing T12 <=40 Watt Linear ft | 3692 | 37 | 5.1243e-05 | 0.18919 | 0.001896
0.2413 | 100101-Lighting-Linear Tube LED Fixture Replacing T12 Fixture | 8760 | 37 | 5.0061e-05 | 0.43853 | 0.0018523
0.2409 | 100101-Lighting-Linear Tube LED Fixture Replacing T12 Fixture | 3285 | 37 | 4.9978e-05 | 0.16418 | 0.0018492
0.2403 | 200104-Lighting-Linear LED Lamp <=22 Watt Lamp Replacing T8 25 Watt Lamp | 5110 | 25 | 4.9853e-05 | 0.25475 | 0.0012463
0.2399 | 100104-Lighting-Linear Tube LED Fixture Replacing T8 Fixture | 4858 | 32 | 4.977e-05 | 0.24178 | 0.0015927
0.2394 | 305401-Lighting-Linear ft LED (<=5.5 Watts/ft) Replacing T12 <=40 Watt Linear ft | 2250 | 37 | 4.9667e-05 | 0.11175 | 0.0018377
0.2394 | 305502-Lighting-Linear ft T8 25 Watt (<=7 Watts/ft) Replacing T8 32 Watt Linear ft | 1500 | 32 | 4.9667e-05 | 0.0745 | 0.0015893
0.2382 | 100501-Lighting-T8 28 Watt Fixture Replacing T12 Fixture | 2200 | 37 | 4.9418e-05 | 0.10872 | 0.0018285
0.2371 | 200101-Lighting-Linear LED Lamp <=22 Watt Lamp Replacing T12 <=40 Watt Lamp | 2600 | 37 | 4.919e-05 | 0.12789 | 0.00182
0.2371 | 305401-Lighting-Linear ft LED (<=5.5 Watts/ft) Replacing T12 <=40 Watt Linear ft | 6240 | 37 | 4.919e-05 | 0.30694 | 0.00182
0.2371 | 305502-Lighting-Linear ft T8 25 Watt (<=7 Watts/ft) Replacing T8 32 Watt Linear ft | 5200 | 32 | 4.919e-05 | 0.25579 | 0.0015741
0.2329 | 305401-Lighting-Linear ft LED (<=5.5 Watts/ft) Replacing T12 <=40 Watt Linear ft | 8760 | 37 | 4.8318e-05 | 0.42327 | 0.0017878
0.2329 | 305502-Lighting-Linear ft T8 25 Watt (<=7 Watts/ft) Replacing T8 32 Watt Linear ft | 2920 | 32 | 4.8318e-05 | 0.14109 | 0.0015462
0.2329 | 305502-Lighting-Linear ft T8 25 Watt (<=7 Watts/ft) Replacing T8 32 Watt Linear ft | 2920 | 32 | 4.8318e-05 | 0.14109 | 0.0015462
0.2323 | 100104-Lighting-Linear Tube LED Fixture Replacing T8 Fixture | 3120 | 32 | 4.8194e-05 | 0.15036 | 0.0015422
0.2321 | 100104-Lighting-Linear Tube LED Fixture Replacing T8 Fixture | 4700 | 32 | 4.8152e-05 | 0.22632 | 0.0015409
0.2276 | 200102-Lighting-Linear LED Lamp <=22 Watt Lamp Replacing T8 32 Watt Lamp | 3120 | 32 | 4.7219e-05 | 0.14732 | 0.001511
0.2276 | 200102-Lighting-Linear LED Lamp <=22 Watt Lamp Replacing T8 32 Watt Lamp | 3120 | 32 | 4.7219e-05 | 0.14732 | 0.001511
0.2274 | 100501-Lighting-T8 28 Watt Fixture Replacing T12 Fixture | 1500 | 37 | 4.7177e-05 | 0.070766 | 0.0017456
0.2272 | 305401-Lighting-Linear ft LED (<=5.5 Watts/ft) Replacing T12 <=40 Watt Linear ft | 4745 | 37 | 4.7136e-05 | 0.22366 | 0.001744
0.2259 | 305402-Lighting-Linear ft LED (<=5.5 Watts/ft) Replacing T8 32 Watt Linear ft | 3668 | 32 | 4.6866e-05 | 0.1719 | 0.0014997
0.2242 | 305402-Lighting-Linear ft LED (<=5.5 Watts/ft) Replacing T8 32 Watt Linear ft | 2566 | 32 | 4.6513e-05 | 0.11935 | 0.0014884
0.2202 | 100104-Lighting-Linear Tube LED Fixture Replacing T8 Fixture | 2813 | 32 | 4.5683e-05 | 0.12851 | 0.0014619
0.2196 | 305401-Lighting-Linear ft LED (<=5.5 Watts/ft) Replacing T12 <=40 Watt Linear ft | 8760 | 37 | 4.5559e-05 | 0.3991 | 0.0016857
0.2192 | 100101-Lighting-Linear Tube LED Fixture Replacing T12 Fixture | 8760 | 37 | 4.5476e-05 | 0.39837 | 0.0016826
0.2183 | 100101-Lighting-Linear Tube LED Fixture Replacing T12 Fixture | 2200 | 37 | 4.5289e-05 | 0.099636 | 0.0016757
0.2141 | 100104-Lighting-Linear Tube LED Fixture Replacing T8 Fixture | 4858 | 32 | 4.4418e-05 | 0.21578 | 0.0014214
0.2135 | 100104-Lighting-Linear Tube LED Fixture Replacing T8 Fixture | 2295 | 32 | 4.4293e-05 | 0.10165 | 0.0014174
0.2133 | 200104-Lighting-Linear LED Lamp <=22 Watt Lamp Replacing T8 25 Watt Lamp | 2340 | 25 | 4.4252e-05 | 0.10355 | 0.0011063
0.2133 | 305402-Lighting-Linear ft LED (<=5.5 Watts/ft) Replacing T8 32 Watt Linear ft | 3120 | 32 | 4.4252e-05 | 0.13807 | 0.0014161
0.2129 | 100101-Lighting-Linear Tube LED Fixture Replacing T12 Fixture | 8760 | 37 | 4.4169e-05 | 0.38692 | 0.0016343
0.2129 | 305401-Lighting-Linear ft LED (<=5.5 Watts/ft) Replacing T12 <=40 Watt Linear ft | 3640 | 37 | 4.4169e-05 | 0.16077 | 0.0016343
0.2118 | 100501-Lighting-T8 28 Watt Fixture Replacing T12 Fixture | 2378 | 37 | 4.3941e-05 | 0.10449 | 0.0016258
0.2112 | 100101-Lighting-Linear Tube LED Fixture Replacing T12 Fixture | 3566 | 37 | 4.3816e-05 | 0.15625 | 0.0016212
0.2099 | 100101-Lighting-Linear Tube LED Fixture Replacing T12 Fixture | 3068 | 37 | 4.3547e-05 | 0.1336 | 0.0016112
0.2099 | 100101-Lighting-Linear Tube LED Fixture Replacing T12 Fixture | 4091 | 37 | 4.3547e-05 | 0.17815 | 0.0016112
0.2095 | 100101-Lighting-Linear Tube LED Fixture Replacing T12 Fixture | 3283 | 37 | 4.3464e-05 | 0.14269 | 0.0016082
0.2074 | 100104-Lighting-Linear Tube LED Fixture Replacing T8 Fixture | 3500 | 32 | 4.3028e-05 | 0.1506 | 0.0013769
0.2059 | 200301-Lighting-T8 28 Watt Lamp Replacing T12 <=40 Watt Lamp | 2378 | 37 | 4.2717e-05 | 0.10158 | 0.0015805
0.2052 | 100101-Lighting-Linear Tube LED Fixture Replacing T12 Fixture | 2000 | 37 | 4.2571e-05 | 0.085143 | 0.0015751
0.2051 | 100104-Lighting-Linear Tube LED Fixture Replacing T8 Fixture | 8760 | 32 | 4.2551e-05 | 0.37274 | 0.0013616
0.2046 | 305401-Lighting-Linear ft LED (<=5.5 Watts/ft) Replacing T12 <=40 Watt Linear ft | 6900 | 37 | 4.2447e-05 | 0.29288 | 0.0015705
0.2027 | 100101-Lighting-Linear Tube LED Fixture Replacing T12 Fixture | 3068 | 37 | 4.2053e-05 | 0.12902 | 0.001556
0.2006 | 100104-Lighting-Linear Tube LED Fixture Replacing T8 Fixture | 4400 | 32 | 4.1617e-05 | 0.18312 | 0.0013317
0.2006 | 100104-Lighting-Linear Tube LED Fixture Replacing T8 Fixture | 4400 | 32 | 4.1617e-05 | 0.18312 | 0.0013317
0.1998 | 305402-Lighting-Linear ft LED (<=5.5 Watts/ft) Replacing T8 32 Watt Linear ft | 8760 | 32 | 4.1451e-05 | 0.36311 | 0.0013264
0.1997 | 305402-Lighting-Linear ft LED (<=5.5 Watts/ft) Replacing T8 32 Watt Linear ft | 7300 | 32 | 4.143e-05 | 0.30244 | 0.0013258
0.1995 | 100101-Lighting-Linear Tube LED Fixture Replacing T12 Fixture | 7000 | 37 | 4.1389e-05 | 0.28972 | 0.0015314
0.1991 | 100104-Lighting-Linear Tube LED Fixture Replacing T8 Fixture | 3120 | 32 | 4.1306e-05 | 0.12887 | 0.0013218
0.1981 | 200102-Lighting-Linear LED Lamp <=22 Watt Lamp Replacing T8 32 Watt Lamp | 2557 | 32 | 4.1098e-05 | 0.10509 | 0.0013152
0.1972 | 100104-Lighting-Linear Tube LED Fixture Replacing T8 Fixture | 3992 | 32 | 4.0912e-05 | 0.16332 | 0.0013092
0.1972 | 100104-Lighting-Linear Tube LED Fixture Replacing T8 Fixture | 3992 | 32 | 4.0912e-05 | 0.16332 | 0.0013092
0.1972 | 100104-Lighting-Linear Tube LED Fixture Replacing T8 Fixture | 3992 | 32 | 4.0912e-05 | 0.16332 | 0.0013092
0.1972 | 100104-Lighting-Linear Tube LED Fixture Replacing T8 Fixture | 3992 | 32 | 4.0912e-05 | 0.16332 | 0.0013092
0.1972 | 100104-Lighting-Linear Tube LED Fixture Replacing T8 Fixture | 3992 | 32 | 4.0912e-05 | 0.16332 | 0.0013092
0.1966 | 100101-Lighting-Linear Tube LED Fixture Replacing T12 Fixture | 6900 | 37 | 4.0787e-05 | 0.28143 | 0.0015091
0.1941 | 100104-Lighting-Linear Tube LED Fixture Replacing T8 Fixture | 3650 | 32 | 4.0269e-05 | 0.14698 | 0.0012886
0.193 | 100101-Lighting-Linear Tube LED Fixture Replacing T12 Fixture | 8760 | 37 | 4.004e-05 | 0.35075 | 0.0014815
0.193 | 305402-Lighting-Linear ft LED (<=5.5 Watts/ft) Replacing T8 32 Watt Linear ft | 2259 | 32 | 4.004e-05 | 0.090451 | 0.0012813
0.1896 | 200102-Lighting-Linear LED Lamp <=22 Watt Lamp Replacing T8 32 Watt Lamp | 3120 | 32 | 3.9335e-05 | 0.12273 | 0.0012587
0.1896 | 200102-Lighting-Linear LED Lamp <=22 Watt Lamp Replacing T8 32 Watt Lamp | 3120 | 32 | 3.9335e-05 | 0.12273 | 0.0012587
0.1892 | 100104-Lighting-Linear Tube LED Fixture Replacing T8 Fixture | 5110 | 32 | 3.9252e-05 | 0.20058 | 0.0012561
0.1881 | 100101-Lighting-Linear Tube LED Fixture Replacing T12 Fixture | 7500 | 37 | 3.9024e-05 | 0.29268 | 0.0014439
0.1865 | 305402-Lighting-Linear ft LED (<=5.5 Watts/ft) Replacing T8 32 Watt Linear ft | 8760 | 32 | 3.8692e-05 | 0.33894 | 0.0012381
0.1824 | 100104-Lighting-Linear Tube LED Fixture Replacing T8 Fixture | 7500 | 32 | 3.7841e-05 | 0.28381 | 0.0012109
0.1808 | 305401-Lighting-Linear ft LED (<=5.5 Watts/ft) Replacing T12 <=40 Watt Linear ft | 6900 | 37 | 3.7509e-05 | 0.25881 | 0.0013878
0.1805 | 100101-Lighting-Linear Tube LED Fixture Replacing T12 Fixture | 3300 | 37 | 3.7447e-05 | 0.12358 | 0.0013855
0.1805 | 305401-Lighting-Linear ft LED (<=5.5 Watts/ft) Replacing T12 <=40 Watt Linear ft | 2000 | 37 | 3.7447e-05 | 0.074894 | 0.0013855
0.1797 | 305402-Lighting-Linear ft LED (<=5.5 Watts/ft) Replacing T8 32 Watt Linear ft | 1501 | 32 | 3.7281e-05 | 0.055959 | 0.001193
0.1784 | 100101-Lighting-Linear Tube LED Fixture Replacing T12 Fixture | 3400 | 37 | 3.7011e-05 | 0.12584 | 0.0013694
0.1765 | 100104-Lighting-Linear Tube LED Fixture Replacing T8 Fixture | 2346 | 32 | 3.6617e-05 | 0.085904 | 0.0011718
0.1755 | 100104-Lighting-Linear Tube LED Fixture Replacing T8 Fixture | 3000 | 32 | 3.641e-05 | 0.10923 | 0.0011651
0.1738 | 305401-Lighting-Linear ft LED (<=5.5 Watts/ft) Replacing T12 <=40 Watt Linear ft | 2080 | 37 | 3.6057e-05 | 0.074999 | 0.0013341
0.1738 | 305401-Lighting-Linear ft LED (<=5.5 Watts/ft) Replacing T12 <=40 Watt Linear ft | 2600 | 37 | 3.6057e-05 | 0.093749 | 0.0013341
0.1732 | 305401-Lighting-Linear ft LED (<=5.5 Watts/ft) Replacing T12 <=40 Watt Linear ft | 3000 | 37 | 3.5933e-05 | 0.1078 | 0.0013295
0.1713 | 305402-Lighting-Linear ft LED (<=5.5 Watts/ft) Replacing T8 32 Watt Linear ft | 3120 | 32 | 3.5538e-05 | 0.11088 | 0.0011372
0.1708 | 100104-Lighting-Linear Tube LED Fixture Replacing T8 Fixture | 4160 | 32 | 3.5435e-05 | 0.14741 | 0.0011339
0.1698 | 305402-Lighting-Linear ft LED (<=5.5 Watts/ft) Replacing T8 32 Watt Linear ft | 8760 | 32 | 3.5227e-05 | 0.30859 | 0.0011273
0.1698 | 305402-Lighting-Linear ft LED (<=5.5 Watts/ft) Replacing T8 32 Watt Linear ft | 8760 | 32 | 3.5227e-05 | 0.30859 | 0.0011273
0.166 | 305401-Lighting-Linear ft LED (<=5.5 Watts/ft) Replacing T12 <=40 Watt Linear ft | 2600 | 37 | 3.4439e-05 | 0.089541 | 0.0012742
0.1637 | 305401-Lighting-Linear ft LED (<=5.5 Watts/ft) Replacing T12 <=40 Watt Linear ft | 4900 | 37 | 3.3962e-05 | 0.16641 | 0.0012566
0.1636 | 100104-Lighting-Linear Tube LED Fixture Replacing T8 Fixture | 6240 | 32 | 3.3941e-05 | 0.21179 | 0.0010861
0.1632 | 100104-Lighting-Linear Tube LED Fixture Replacing T8 Fixture | 6137 | 32 | 3.3858e-05 | 0.20779 | 0.0010835
0.1613 | 305402-Lighting-Linear ft LED (<=5.5 Watts/ft) Replacing T8 32 Watt Linear ft | 4992 | 32 | 3.3464e-05 | 0.16705 | 0.0010708
0.1605 | 100104-Lighting-Linear Tube LED Fixture Replacing T8 Fixture | 4858 | 32 | 3.3298e-05 | 0.16176 | 0.0010655
0.1599 | 100101-Lighting-Linear Tube LED Fixture Replacing T12 Fixture | 3120 | 37 | 3.3173e-05 | 0.1035 | 0.0012274
0.1573 | 305402-Lighting-Linear ft LED (<=5.5 Watts/ft) Replacing T8 32 Watt Linear ft | 6900 | 32 | 3.2634e-05 | 0.22517 | 0.0010443
0.1573 | 305402-Lighting-Linear ft LED (<=5.5 Watts/ft) Replacing T8 32 Watt Linear ft | 6900 | 32 | 3.2634e-05 | 0.22517 | 0.0010443
0.1556 | 305402-Lighting-Linear ft LED (<=5.5 Watts/ft) Replacing T8 32 Watt Linear ft | 8030 | 32 | 3.2281e-05 | 0.25922 | 0.001033
0.1548 | 305402-Lighting-Linear ft LED (<=5.5 Watts/ft) Replacing T8 32 Watt Linear ft | 8760 | 32 | 3.2115e-05 | 0.28133 | 0.0010277
0.1541 | 100104-Lighting-Linear Tube LED Fixture Replacing T8 Fixture | 3072 | 32 | 3.197e-05 | 0.098212 | 0.001023
0.1525 | 100101-Lighting-Linear Tube LED Fixture Replacing T12 Fixture | 8030 | 37 | 3.1638e-05 | 0.25405 | 0.0011706
0.1518 | 200102-Lighting-Linear LED Lamp <=22 Watt Lamp Replacing T8 32 Watt Lamp | 3120 | 32 | 3.1493e-05 | 0.098258 | 0.0010078
0.1516 | 100104-Lighting-Linear Tube LED Fixture Replacing T8 Fixture | 3992 | 32 | 3.1451e-05 | 0.12555 | 0.0010064
0.1505 | 305402-Lighting-Linear ft LED (<=5.5 Watts/ft) Replacing T8 32 Watt Linear ft | 2912 | 32 | 3.1223e-05 | 0.090922 | 0.00099914
0.1493 | 100104-Lighting-Linear Tube LED Fixture Replacing T8 Fixture | 2184 | 32 | 3.0974e-05 | 0.067648 | 0.00099118
0.1493 | 100104-Lighting-Linear Tube LED Fixture Replacing T8 Fixture | 3120 | 32 | 3.0974e-05 | 0.09664 | 0.00099118
0.1482 | 305401-Lighting-Linear ft LED (<=5.5 Watts/ft) Replacing T12 <=40 Watt Linear ft | 2600 | 37 | 3.0746e-05 | 0.07994 | 0.0011376
0.1482 | 305402-Lighting-Linear ft LED (<=5.5 Watts/ft) Replacing T8 32 Watt Linear ft | 2600 | 32 | 3.0746e-05 | 0.07994 | 0.00098387
0.1465 | 305401-Lighting-Linear ft LED (<=5.5 Watts/ft) Replacing T12 <=40 Watt Linear ft | 8760 | 37 | 3.0393e-05 | 0.26625 | 0.0011246
0.1459 | 305401-Lighting-Linear ft LED (<=5.5 Watts/ft) Replacing T12 <=40 Watt Linear ft | 2000 | 37 | 3.0269e-05 | 0.060538 | 0.0011199
0.144 | 100104-Lighting-Linear Tube LED Fixture Replacing T8 Fixture | 4858 | 32 | 2.9875e-05 | 0.14513 | 0.00095599
0.144 | 100301-Lighting-T8 17 Watt Fixture Replacing T12 Fixture | 2527 | 37 | 2.9875e-05 | 0.075493 | 0.0011054
0.144 | 305402-Lighting-Linear ft LED (<=5.5 Watts/ft) Replacing T8 32 Watt Linear ft | 3380 | 32 | 2.9875e-05 | 0.10098 | 0.00095599
0.144 | 305402-Lighting-Linear ft LED (<=5.5 Watts/ft) Replacing T8 32 Watt Linear ft | 3380 | 32 | 2.9875e-05 | 0.10098 | 0.00095599
0.144 | 305402-Lighting-Linear ft LED (<=5.5 Watts/ft) Replacing T8 32 Watt Linear ft | 3380 | 32 | 2.9875e-05 | 0.10098 | 0.00095599
0.1415 | 100104-Lighting-Linear Tube LED Fixture Replacing T8 Fixture | 4332 | 32 | 2.9356e-05 | 0.12717 | 0.00093939
0.1404 | 305401-Lighting-Linear ft LED (<=5.5 Watts/ft) Replacing T12 <=40 Watt Linear ft | 2100 | 37 | 2.9128e-05 | 0.061168 | 0.0010777
0.1398 | 100101-Lighting-Linear Tube LED Fixture Replacing T12 Fixture | 4091 | 37 | 2.9003e-05 | 0.11865 | 0.0010731
0.1398 | 100101-Lighting-Linear Tube LED Fixture Replacing T12 Fixture | 4091 | 37 | 2.9003e-05 | 0.11865 | 0.0010731
0.1398 | 100101-Lighting-Linear Tube LED Fixture Replacing T12 Fixture | 4091 | 37 | 2.9003e-05 | 0.11865 | 0.0010731
0.1373 | 305402-Lighting-Linear ft LED (<=5.5 Watts/ft) Replacing T8 32 Watt Linear ft | 8030 | 32 | 2.8485e-05 | 0.22873 | 0.00091151
0.1368 | 200301-Lighting-T8 28 Watt Lamp Replacing T12 <=40 Watt Lamp | 4000 | 37 | 2.8381e-05 | 0.11352 | 0.0010501
0.1364 | 100104-Lighting-Linear Tube LED Fixture Replacing T8 Fixture | 3992 | 32 | 2.8298e-05 | 0.11297 | 0.00090554
0.1343 | 305402-Lighting-Linear ft LED (<=5.5 Watts/ft) Replacing T8 32 Watt Linear ft | 2080 | 32 | 2.7862e-05 | 0.057954 | 0.00089159
0.1328 | 100104-Lighting-Linear Tube LED Fixture Replacing T8 Fixture | 3120 | 32 | 2.7551e-05 | 0.08596 | 0.00088164
0.1307 | 100104-Lighting-Linear Tube LED Fixture Replacing T8 Fixture | 2607 | 32 | 2.7115e-05 | 0.07069 | 0.00086769
0.1286 | 200102-Lighting-Linear LED Lamp <=22 Watt Lamp Replacing T8 32 Watt Lamp | 1560 | 32 | 2.668e-05 | 0.04162 | 0.00085375
0.1282 | 305402-Lighting-Linear ft LED (<=5.5 Watts/ft) Replacing T8 32 Watt Linear ft | 1500 | 32 | 2.6597e-05 | 0.039895 | 0.0008511
0.128 | 100101-Lighting-Linear Tube LED Fixture Replacing T12 Fixture | 3120 | 37 | 2.6555e-05 | 0.082853 | 0.00098255
0.1275 | 200101-Lighting-Linear LED Lamp <=22 Watt Lamp Replacing T12 <=40 Watt Lamp | 1220 | 37 | 2.6452e-05 | 0.032271 | 0.00097871
0.1275 | 200101-Lighting-Linear LED Lamp <=22 Watt Lamp Replacing T12 <=40 Watt Lamp | 1220 | 37 | 2.6452e-05 | 0.032271 | 0.00097871
0.1259 | 305402-Lighting-Linear ft LED (<=5.5 Watts/ft) Replacing T8 32 Watt Linear ft | 2600 | 32 | 2.612e-05 | 0.067911 | 0.00083583
0.1254 | 100101-Lighting-Linear Tube LED Fixture Replacing T12 Fixture | 7500 | 37 | 2.6016e-05 | 0.19512 | 0.00096259
0.1244 | 200402-Lighting-T8 25 Watt Lamp Replacing T8 32 Watt Lamp | 3120 | 32 | 2.5808e-05 | 0.080522 | 0.00082587
0.1231 | 200101-Lighting-Linear LED Lamp <=22 Watt Lamp Replacing T12 <=40 Watt Lamp | 6000 | 37 | 2.5539e-05 | 0.15323 | 0.00094493
0.1231 | 305401-Lighting-Linear ft LED (<=5.5 Watts/ft) Replacing T12 <=40 Watt Linear ft | 6000 | 37 | 2.5539e-05 | 0.15323 | 0.00094493
0.1221 | 100104-Lighting-Linear Tube LED Fixture Replacing T8 Fixture | 3060 | 32 | 2.5331e-05 | 0.077514 | 0.0008106
0.1218 | 200101-Lighting-Linear LED Lamp <=22 Watt Lamp Replacing T12 <=40 Watt Lamp | 2080 | 37 | 2.5269e-05 | 0.05256 | 0.00093495
0.1206 | 305401-Lighting-Linear ft LED (<=5.5 Watts/ft) Replacing T12 <=40 Watt Linear ft | 6900 | 37 | 2.502e-05 | 0.17264 | 0.00092574
0.1206 | 305402-Lighting-Linear ft LED (<=5.5 Watts/ft) Replacing T8 32 Watt Linear ft | 7300 | 32 | 2.502e-05 | 0.18265 | 0.00080064
0.1185 | 200101-Lighting-Linear LED Lamp <=22 Watt Lamp Replacing T12 <=40 Watt Lamp | 2080 | 37 | 2.4584e-05 | 0.051136 | 0.00090962
0.118 | 305402-Lighting-Linear ft LED (<=5.5 Watts/ft) Replacing T8 32 Watt Linear ft | 6900 | 32 | 2.4481e-05 | 0.16892 | 0.00078338
0.1168 | 100104-Lighting-Linear Tube LED Fixture Replacing T8 Fixture | 7500 | 32 | 2.4232e-05 | 0.18174 | 0.00077541
0.1163 | 100401-Lighting-T8 32 Watt Fixture Replacing T12 Fixture | 3000 | 37 | 2.4128e-05 | 0.072384 | 0.00089274
0.1153 | 100104-Lighting-Linear Tube LED Fixture Replacing T8 Fixture | 4603 | 32 | 2.3921e-05 | 0.11011 | 0.00076546
0.1149 | 100101-Lighting-Linear Tube LED Fixture Replacing T12 Fixture | 2607 | 37 | 2.3838e-05 | 0.062144 | 0.00088199
0.1149 | 100101-Lighting-Linear Tube LED Fixture Replacing T12 Fixture | 2607 | 37 | 2.3838e-05 | 0.062144 | 0.00088199
0.1149 | 100101-Lighting-Linear Tube LED Fixture Replacing T12 Fixture | 2607 | 37 | 2.3838e-05 | 0.062144 | 0.00088199
0.114 | 305401-Lighting-Linear ft LED (<=5.5 Watts/ft) Replacing T12 <=40 Watt Linear ft | 3408 | 37 | 2.3651e-05 | 0.080602 | 0.00087508
0.114 | 305401-Lighting-Linear ft LED (<=5.5 Watts/ft) Replacing T12 <=40 Watt Linear ft | 6000 | 37 | 2.3651e-05 | 0.1419 | 0.00087508
0.1136 | 100101-Lighting-Linear Tube LED Fixture Replacing T12 Fixture | 3252 | 37 | 2.3568e-05 | 0.076643 | 0.00087201
0.113 | 305402-Lighting-Linear ft LED (<=5.5 Watts/ft) Replacing T8 32 Watt Linear ft | 8760 | 32 | 2.3443e-05 | 0.20536 | 0.00075019
0.113 | 305402-Lighting-Linear ft LED (<=5.5 Watts/ft) Replacing T8 32 Watt Linear ft | 8760 | 32 | 2.3443e-05 | 0.20536 | 0.00075019
0.1126 | 305401-Lighting-Linear ft LED (<=5.5 Watts/ft) Replacing T12 <=40 Watt Linear ft | 6900 | 37 | 2.336e-05 | 0.16119 | 0.00086433
0.1123 | 100104-Lighting-Linear Tube LED Fixture Replacing T8 Fixture | 5475 | 32 | 2.3298e-05 | 0.12756 | 0.00074554
0.1119 | 305402-Lighting-Linear ft LED (<=5.5 Watts/ft) Replacing T8 32 Watt Linear ft | 3277 | 32 | 2.3215e-05 | 0.076076 | 0.00074288
0.1117 | 305401-Lighting-Linear ft LED (<=5.5 Watts/ft) Replacing T12 <=40 Watt Linear ft | 2580 | 37 | 2.3174e-05 | 0.059788 | 0.00085742
0.1107 | 100101-Lighting-Linear Tube LED Fixture Replacing T12 Fixture | 3389 | 37 | 2.2966e-05 | 0.077832 | 0.00084975
0.1106 | 305402-Lighting-Linear ft LED (<=5.5 Watts/ft) Replacing T8 32 Watt Linear ft | 2600 | 32 | 2.2945e-05 | 0.059658 | 0.00073425
0.1106 | 305402-Lighting-Linear ft LED (<=5.5 Watts/ft) Replacing T8 32 Watt Linear ft | 2600 | 32 | 2.2945e-05 | 0.059658 | 0.00073425
0.11 | 100101-Lighting-Linear Tube LED Fixture Replacing T12 Fixture | 2100 | 37 | 2.2821e-05 | 0.047924 | 0.00084438
0.1094 | 100104-Lighting-Linear Tube LED Fixture Replacing T8 Fixture | 6000 | 32 | 2.2696e-05 | 0.13618 | 0.00072629
0.1094 | 200301-Lighting-T8 28 Watt Lamp Replacing T12 <=40 Watt Lamp | 4000 | 37 | 2.2696e-05 | 0.090786 | 0.00083977
0.1087 | 100104-Lighting-Linear Tube LED Fixture Replacing T8 Fixture | 4091 | 32 | 2.2551e-05 | 0.092257 | 0.00072164
0.1083 | 305401-Lighting-Linear ft LED (<=5.5 Watts/ft) Replacing T12 <=40 Watt Linear ft | 1900 | 37 | 2.2468e-05 | 0.04269 | 0.00083133
0.1071 | 100104-Lighting-Linear Tube LED Fixture Replacing T8 Fixture | 4858 | 32 | 2.2219e-05 | 0.10794 | 0.00071102
0.1071 | 100104-Lighting-Linear Tube LED Fixture Replacing T8 Fixture | 4858 | 32 | 2.2219e-05 | 0.10794 | 0.00071102
0.1054 | 305401-Lighting-Linear ft LED (<=5.5 Watts/ft) Replacing T12 <=40 Watt Linear ft | 7300 | 37 | 2.1867e-05 | 0.15963 | 0.00080907
0.1052 | 305402-Lighting-Linear ft LED (<=5.5 Watts/ft) Replacing T8 32 Watt Linear ft | 2200 | 32 | 2.1825e-05 | 0.048015 | 0.0006984
0.1043 | 305401-Lighting-Linear ft LED (<=5.5 Watts/ft) Replacing T12 <=40 Watt Linear ft | 2080 | 37 | 2.1638e-05 | 0.045008 | 0.00080062
0.1043 | 305401-Lighting-Linear ft LED (<=5.5 Watts/ft) Replacing T12 <=40 Watt Linear ft | 2080 | 37 | 2.1638e-05 | 0.045008 | 0.00080062
0.1043 | 305401-Lighting-Linear ft LED (<=5.5 Watts/ft) Replacing T12 <=40 Watt Linear ft | 2080 | 37 | 2.1638e-05 | 0.045008 | 0.00080062
0.1039 | 100101-Lighting-Linear Tube LED Fixture Replacing T12 Fixture | 4713 | 37 | 2.1555e-05 | 0.10159 | 0.00079755
0.1037 | 305402-Lighting-Linear ft LED (<=5.5 Watts/ft) Replacing T8 32 Watt Linear ft | 8030 | 32 | 2.1514e-05 | 0.17276 | 0.00068845
0.1037 | 305402-Lighting-Linear ft LED (<=5.5 Watts/ft) Replacing T8 32 Watt Linear ft | 8030 | 32 | 2.1514e-05 | 0.17276 | 0.00068845
0.1037 | 305402-Lighting-Linear ft LED (<=5.5 Watts/ft) Replacing T8 32 Watt Linear ft | 8030 | 32 | 2.1514e-05 | 0.17276 | 0.00068845
0.1032 | 100501-Lighting-T8 28 Watt Fixture Replacing T12 Fixture | 2800 | 37 | 2.141e-05 | 0.059949 | 0.00079218
0.1026 | 305402-Lighting-Linear ft LED (<=5.5 Watts/ft) Replacing T8 32 Watt Linear ft | 3000 | 32 | 2.1286e-05 | 0.063857 | 0.00068114
0.1007 | 200102-Lighting-Linear LED Lamp <=22 Watt Lamp Replacing T8 32 Watt Lamp | 1040 | 32 | 2.0892e-05 | 0.021727 | 0.00066853
0.1003 | 305401-Lighting-Linear ft LED (<=5.5 Watts/ft) Replacing T12 <=40 Watt Linear ft | 2400 | 37 | 2.0809e-05 | 0.049941 | 0.00076992
0.0999 | 100101-Lighting-Linear Tube LED Fixture Replacing T12 Fixture | 8760 | 37 | 2.0726e-05 | 0.18156 | 0.00076685
0.0999 | 100104-Lighting-Linear Tube LED Fixture Replacing T8 Fixture | 8760 | 32 | 2.0726e-05 | 0.18156 | 0.00066322
0.0995 | 100104-Lighting-Linear Tube LED Fixture Replacing T8 Fixture | 3120 | 32 | 2.0643e-05 | 0.064405 | 0.00066056
0.098 | 100104-Lighting-Linear Tube LED Fixture Replacing T8 Fixture | 3072 | 32 | 2.0331e-05 | 0.062458 | 0.0006506
0.098 | 200101-Lighting-Linear LED Lamp <=22 Watt Lamp Replacing T12 <=40 Watt Lamp | 5370 | 37 | 2.0331e-05 | 0.10918 | 0.00075226
0.098 | 200101-Lighting-Linear LED Lamp <=22 Watt Lamp Replacing T12 <=40 Watt Lamp | 5370 | 37 | 2.0331e-05 | 0.10918 | 0.00075226
0.098 | 200102-Lighting-Linear LED Lamp <=22 Watt Lamp Replacing T8 32 Watt Lamp | 4603 | 32 | 2.0331e-05 | 0.093585 | 0.0006506
0.098 | 200102-Lighting-Linear LED Lamp <=22 Watt Lamp Replacing T8 32 Watt Lamp | 5370 | 32 | 2.0331e-05 | 0.10918 | 0.0006506
0.098 | 200102-Lighting-Linear LED Lamp <=22 Watt Lamp Replacing T8 32 Watt Lamp | 5370 | 32 | 2.0331e-05 | 0.10918 | 0.0006506
0.0971 | 100104-Lighting-Linear Tube LED Fixture Replacing T8 Fixture | 3992 | 32 | 2.0145e-05 | 0.080418 | 0.00064463
0.0959 | 305402-Lighting-Linear ft LED (<=5.5 Watts/ft) Replacing T8 32 Watt Linear ft | 2774 | 32 | 1.9896e-05 | 0.055191 | 0.00063666
0.0957 | 100104-Lighting-Linear Tube LED Fixture Replacing T8 Fixture | 6000 | 32 | 1.9854e-05 | 0.11913 | 0.00063534
0.0954 | 305401-Lighting-Linear ft LED (<=5.5 Watts/ft) Replacing T12 <=40 Watt Linear ft | 4182 | 37 | 1.9792e-05 | 0.08277 | 0.0007323
0.0948 | 200102-Lighting-Linear LED Lamp <=22 Watt Lamp Replacing T8 32 Watt Lamp | 3120 | 32 | 1.9668e-05 | 0.061363 | 0.00062936
0.0948 | 200102-Lighting-Linear LED Lamp <=22 Watt Lamp Replacing T8 32 Watt Lamp | 3120 | 32 | 1.9668e-05 | 0.061363 | 0.00062936
0.0933 | 200104-Lighting-Linear LED Lamp <=22 Watt Lamp Replacing T8 25 Watt Lamp | 5110 | 25 | 1.9356e-05 | 0.098911 | 0.00048391
0.0921 | 200301-Lighting-T8 28 Watt Lamp Replacing T12 <=40 Watt Lamp | 2378 | 37 | 1.9107e-05 | 0.045437 | 0.00070697
0.0916 | 100104-Lighting-Linear Tube LED Fixture Replacing T8 Fixture | 6882 | 32 | 1.9004e-05 | 0.13078 | 0.00060812
0.0912 | 200102-Lighting-Linear LED Lamp <=22 Watt Lamp Replacing T8 32 Watt Lamp | 1560 | 32 | 1.8921e-05 | 0.029516 | 0.00060546
0.091 | 305401-Lighting-Linear ft LED (<=5.5 Watts/ft) Replacing T12 <=40 Watt Linear ft | 4432 | 37 | 1.8879e-05 | 0.083672 | 0.00069853
0.0906 | 100104-Lighting-Linear Tube LED Fixture Replacing T8 Fixture | 3000 | 32 | 1.8796e-05 | 0.056389 | 0.00060148
0.0893 | 100101-Lighting-Linear Tube LED Fixture Replacing T12 Fixture | 2607 | 37 | 1.8526e-05 | 0.048299 | 0.00068548
0.0889 | 200102-Lighting-Linear LED Lamp <=22 Watt Lamp Replacing T8 32 Watt Lamp | 3900 | 32 | 1.8443e-05 | 0.07193 | 0.00059019
0.0885 | 100104-Lighting-Linear Tube LED Fixture Replacing T8 Fixture | 2503 | 32 | 1.836e-05 | 0.045956 | 0.00058754
0.0885 | 305402-Lighting-Linear ft LED (<=5.5 Watts/ft) Replacing T8 32 Watt Linear ft | 8030 | 32 | 1.836e-05 | 0.14743 | 0.00058754
0.0881 | 305401-Lighting-Linear ft LED (<=5.5 Watts/ft) Replacing T12 <=40 Watt Linear ft | 4551 | 37 | 1.8278e-05 | 0.083181 | 0.00067627
0.0874 | 100101-Lighting-Linear Tube LED Fixture Replacing T12 Fixture | 1800 | 37 | 1.8132e-05 | 0.032638 | 0.00067089
0.0866 | 100501-Lighting-T8 28 Watt Fixture Replacing T12 Fixture | 1000 | 37 | 1.7966e-05 | 0.017966 | 0.00066475
0.0861 | 100101-Lighting-Linear Tube LED Fixture Replacing T12 Fixture | 2607 | 37 | 1.7863e-05 | 0.046568 | 0.00066092
0.0861 | 100101-Lighting-Linear Tube LED Fixture Replacing T12 Fixture | 2607 | 37 | 1.7863e-05 | 0.046568 | 0.00066092
0.0861 | 100104-Lighting-Linear Tube LED Fixture Replacing T8 Fixture | 3060 | 32 | 1.7863e-05 | 0.05466 | 0.0005716
0.0855 | 100104-Lighting-Linear Tube LED Fixture Replacing T8 Fixture | 5000 | 32 | 1.7738e-05 | 0.088691 | 0.00056762
0.0836 | 305401-Lighting-Linear ft LED (<=5.5 Watts/ft) Replacing T12 <=40 Watt Linear ft | 500 | 37 | 1.7344e-05 | 0.008672 | 0.00064173
0.083 | 305502-Lighting-Linear ft T8 25 Watt (<=7 Watts/ft) Replacing T8 32 Watt Linear ft | 2080 | 32 | 1.7219e-05 | 0.035816 | 0.00055102
0.0802 | 200301-Lighting-T8 28 Watt Lamp Replacing T12 <=40 Watt Lamp | 2200 | 37 | 1.6639e-05 | 0.036605 | 0.00061563
0.079 | 305402-Lighting-Linear ft LED (<=5.5 Watts/ft) Replacing T8 32 Watt Linear ft | 2080 | 32 | 1.639e-05 | 0.03409 | 0.00052447
0.0786 | 305402-Lighting-Linear ft LED (<=5.5 Watts/ft) Replacing T8 32 Watt Linear ft | 6900 | 32 | 1.6307e-05 | 0.11252 | 0.00052181
0.0777 | 305402-Lighting-Linear ft LED (<=5.5 Watts/ft) Replacing T8 32 Watt Linear ft | 8030 | 32 | 1.612e-05 | 0.12944 | 0.00051584
0.0758 | 200102-Lighting-Linear LED Lamp <=22 Watt Lamp Replacing T8 32 Watt Lamp | 3120 | 32 | 1.5726e-05 | 0.049064 | 0.00050322
0.0758 | 200102-Lighting-Linear LED Lamp <=22 Watt Lamp Replacing T8 32 Watt Lamp | 3120 | 32 | 1.5726e-05 | 0.049064 | 0.00050322
0.0756 | 305402-Lighting-Linear ft LED (<=5.5 Watts/ft) Replacing T8 32 Watt Linear ft | 4680 | 32 | 1.5684e-05 | 0.073402 | 0.0005019
0.0754 | 305402-Lighting-Linear ft LED (<=5.5 Watts/ft) Replacing T8 32 Watt Linear ft | 3600 | 32 | 1.5643e-05 | 0.056314 | 0.00050057
0.0745 | 100104-Lighting-Linear Tube LED Fixture Replacing T8 Fixture | 3380 | 32 | 1.5456e-05 | 0.052241 | 0.00049459
0.0733 | 100101-Lighting-Linear Tube LED Fixture Replacing T12 Fixture | 4380 | 37 | 1.5207e-05 | 0.066607 | 0.00056266
0.0731 | 200301-Lighting-T8 28 Watt Lamp Replacing T12 <=40 Watt Lamp | 2378 | 37 | 1.5166e-05 | 0.036064 | 0.00056113
0.0716 | 100104-Lighting-Linear Tube LED Fixture Replacing T8 Fixture | 4603 | 32 | 1.4854e-05 | 0.068375 | 0.00047534
0.0714 | 100101-Lighting-Linear Tube LED Fixture Replacing T12 Fixture | 4000 | 37 | 1.4813e-05 | 0.059252 | 0.00054808
0.071 | 305402-Lighting-Linear ft LED (<=5.5 Watts/ft) Replacing T8 32 Watt Linear ft | 2677 | 32 | 1.473e-05 | 0.039432 | 0.00047136
0.0699 | 100101-Lighting-Linear Tube LED Fixture Replacing T12 Fixture | 6137 | 37 | 1.4502e-05 | 0.088997 | 0.00053656
0.0695 | 305401-Lighting-Linear ft LED (<=5.5 Watts/ft) Replacing T12 <=40 Watt Linear ft | 2080 | 37 | 1.4419e-05 | 0.029991 | 0.00053349
0.0695 | 305401-Lighting-Linear ft LED (<=5.5 Watts/ft) Replacing T12 <=40 Watt Linear ft | 2080 | 37 | 1.4419e-05 | 0.029991 | 0.00053349
0.0695 | 305401-Lighting-Linear ft LED (<=5.5 Watts/ft) Replacing T12 <=40 Watt Linear ft | 2080 | 37 | 1.4419e-05 | 0.029991 | 0.00053349
0.0695 | 305401-Lighting-Linear ft LED (<=5.5 Watts/ft) Replacing T12 <=40 Watt Linear ft | 2080 | 37 | 1.4419e-05 | 0.029991 | 0.00053349
0.0695 | 305401-Lighting-Linear ft LED (<=5.5 Watts/ft) Replacing T12 <=40 Watt Linear ft | 2080 | 37 | 1.4419e-05 | 0.029991 | 0.00053349
0.0684 | 305402-Lighting-Linear ft LED (<=5.5 Watts/ft) Replacing T8 32 Watt Linear ft | 1501 | 32 | 1.419e-05 | 0.0213 | 0.0004541
0.0676 | 100101-Lighting-Linear Tube LED Fixture Replacing T12 Fixture | 3068 | 37 | 1.4025e-05 | 0.043027 | 0.00051891
0.0676 | 100101-Lighting-Linear Tube LED Fixture Replacing T12 Fixture | 3068 | 37 | 1.4025e-05 | 0.043027 | 0.00051891
0.0663 | 100104-Lighting-Linear Tube LED Fixture Replacing T8 Fixture | 3120 | 32 | 1.3755e-05 | 0.042915 | 0.00044015
0.0657 | 305401-Lighting-Linear ft LED (<=5.5 Watts/ft) Replacing T12 <=40 Watt Linear ft | 3600 | 37 | 1.363e-05 | 0.049069 | 0.00050432
0.0653 | 200102-Lighting-Linear LED Lamp <=22 Watt Lamp Replacing T8 32 Watt Lamp | 5370 | 32 | 1.3547e-05 | 0.072749 | 0.00043352
0.0653 | 200102-Lighting-Linear LED Lamp <=22 Watt Lamp Replacing T8 32 Watt Lamp | 5370 | 32 | 1.3547e-05 | 0.072749 | 0.00043352
0.0653 | 305402-Lighting-Linear ft LED (<=5.5 Watts/ft) Replacing T8 32 Watt Linear ft | 5928 | 32 | 1.3547e-05 | 0.080309 | 0.00043352
0.065 | 305401-Lighting-Linear ft LED (<=5.5 Watts/ft) Replacing T12 <=40 Watt Linear ft | 8760 | 37 | 1.3485e-05 | 0.11813 | 0.00049895
0.0648 | 100101-Lighting-Linear Tube LED Fixture Replacing T12 Fixture | 1400 | 37 | 1.3444e-05 | 0.018821 | 0.00049741
0.0636 | 305401-Lighting-Linear ft LED (<=5.5 Watts/ft) Replacing T12 <=40 Watt Linear ft | 4182 | 37 | 1.3195e-05 | 0.05518 | 0.0004882
0.0619 | 100101-Lighting-Linear Tube LED Fixture Replacing T12 Fixture | 2813 | 37 | 1.2842e-05 | 0.036124 | 0.00047515
0.0619 | 200301-Lighting-T8 28 Watt Lamp Replacing T12 <=40 Watt Lamp | 3400 | 37 | 1.2842e-05 | 0.043663 | 0.00047515
0.0617 | 100101-Lighting-Linear Tube LED Fixture Replacing T12 Fixture | 3128 | 37 | 1.28e-05 | 0.04004 | 0.00047362
0.0606 | 100104-Lighting-Linear Tube LED Fixture Replacing T8 Fixture | 3992 | 32 | 1.2572e-05 | 0.050189 | 0.00040231
0.06 | 305402-Lighting-Linear ft LED (<=5.5 Watts/ft) Replacing T8 32 Watt Linear ft | 8760 | 32 | 1.2448e-05 | 0.10904 | 0.00039833
0.0593 | 100104-Lighting-Linear Tube LED Fixture Replacing T8 Fixture | 3992 | 32 | 1.2303e-05 | 0.049112 | 0.00039368
0.0589 | 305402-Lighting-Linear ft LED (<=5.5 Watts/ft) Replacing T8 32 Watt Linear ft | 6900 | 32 | 1.222e-05 | 0.084315 | 0.00039103
0.0576 | 100101-Lighting-Linear Tube LED Fixture Replacing T12 Fixture | 2607 | 37 | 1.195e-05 | 0.031153 | 0.00044215
0.057 | 100101-Lighting-Linear Tube LED Fixture Replacing T12 Fixture | 7500 | 37 | 1.1825e-05 | 0.088691 | 0.00043754
0.057 | 200102-Lighting-Linear LED Lamp <=22 Watt Lamp Replacing T8 32 Watt Lamp | 3120 | 32 | 1.1825e-05 | 0.036895 | 0.00037841
0.057 | 200102-Lighting-Linear LED Lamp <=22 Watt Lamp Replacing T8 32 Watt Lamp | 3120 | 32 | 1.1825e-05 | 0.036895 | 0.00037841
0.0568 | 100101-Lighting-Linear Tube LED Fixture Replacing T12 Fixture | 6500 | 37 | 1.1784e-05 | 0.076595 | 0.000436
0.0566 | 305402-Lighting-Linear ft LED (<=5.5 Watts/ft) Replacing T8 32 Watt Linear ft | 8760 | 32 | 1.1742e-05 | 0.10286 | 0.00037576
0.0558 | 100101-Lighting-Linear Tube LED Fixture Replacing T12 Fixture | 3500 | 37 | 1.1576e-05 | 0.040518 | 0.00042833
0.0553 | 100104-Lighting-Linear Tube LED Fixture Replacing T8 Fixture | 2800 | 32 | 1.1473e-05 | 0.032124 | 0.00036713
0.0543 | 200301-Lighting-T8 28 Watt Lamp Replacing T12 <=40 Watt Lamp | 3400 | 37 | 1.1265e-05 | 0.038302 | 0.00041681
0.0541 | 305401-Lighting-Linear ft LED (<=5.5 Watts/ft) Replacing T12 <=40 Watt Linear ft | 3100 | 37 | 1.1224e-05 | 0.034794 | 0.00041528
0.0536 | 100104-Lighting-Linear Tube LED Fixture Replacing T8 Fixture | 4858 | 32 | 1.112e-05 | 0.054021 | 0.00035584
0.0536 | 100104-Lighting-Linear Tube LED Fixture Replacing T8 Fixture | 4858 | 32 | 1.112e-05 | 0.054021 | 0.00035584
0.0536 | 100104-Lighting-Linear Tube LED Fixture Replacing T8 Fixture | 4858 | 32 | 1.112e-05 | 0.054021 | 0.00035584
0.0536 | 100104-Lighting-Linear Tube LED Fixture Replacing T8 Fixture | 4858 | 32 | 1.112e-05 | 0.054021 | 0.00035584
0.0534 | 305401-Lighting-Linear ft LED (<=5.5 Watts/ft) Replacing T12 <=40 Watt Linear ft | 8760 | 37 | 1.1079e-05 | 0.097048 | 0.00040991
0.0532 | 100101-Lighting-Linear Tube LED Fixture Replacing T12 Fixture | 2503 | 37 | 1.1037e-05 | 0.027626 | 0.00040837
0.053 | 100104-Lighting-Linear Tube LED Fixture Replacing T8 Fixture | 3992 | 32 | 1.0996e-05 | 0.043894 | 0.00035186
0.0522 | 100104-Lighting-Linear Tube LED Fixture Replacing T8 Fixture | 4160 | 32 | 1.083e-05 | 0.045051 | 0.00034655
0.0519 | 100101-Lighting-Linear Tube LED Fixture Replacing T12 Fixture | 4713 | 37 | 1.0767e-05 | 0.050746 | 0.00039839
0.0519 | 305402-Lighting-Linear ft LED (<=5.5 Watts/ft) Replacing T8 32 Watt Linear ft | 8030 | 32 | 1.0767e-05 | 0.086462 | 0.00034455
0.0511 | 305401-Lighting-Linear ft LED (<=5.5 Watts/ft) Replacing T12 <=40 Watt Linear ft | 6900 | 37 | 1.0601e-05 | 0.073149 | 0.00039225
0.05 | 100104-Lighting-Linear Tube LED Fixture Replacing T8 Fixture | 3992 | 32 | 1.0373e-05 | 0.04141 | 0.00033194
0.0484 | 100104-Lighting-Linear Tube LED Fixture Replacing T8 Fixture | 2860 | 32 | 1.0041e-05 | 0.028718 | 0.00032132
0.0483 | 305402-Lighting-Linear ft LED (<=5.5 Watts/ft) Replacing T8 32 Watt Linear ft | 8760 | 32 | 1.002e-05 | 0.087779 | 0.00032066
0.0483 | 305402-Lighting-Linear ft LED (<=5.5 Watts/ft) Replacing T8 32 Watt Linear ft | 8760 | 32 | 1.002e-05 | 0.087779 | 0.00032066
0.0477 | 100501-Lighting-T8 28 Watt Fixture Replacing T12 Fixture | 1100 | 37 | 9.896e-06 | 0.010886 | 0.00036615
0.0475 | 100104-Lighting-Linear Tube LED Fixture Replacing T8 Fixture | 7800 | 32 | 9.8545e-06 | 0.076865 | 0.00031534
0.0471 | 305402-Lighting-Linear ft LED (<=5.5 Watts/ft) Replacing T8 32 Watt Linear ft | 7300 | 32 | 9.7715e-06 | 0.071332 | 0.00031269
0.0467 | 305402-Lighting-Linear ft LED (<=5.5 Watts/ft) Replacing T8 32 Watt Linear ft | 4380 | 32 | 9.6885e-06 | 0.042436 | 0.00031003
0.0456 | 100101-Lighting-Linear Tube LED Fixture Replacing T12 Fixture | 2000 | 37 | 9.4603e-06 | 0.018921 | 0.00035003
0.0456 | 200101-Lighting-Linear LED Lamp <=22 Watt Lamp Replacing T12 <=40 Watt Lamp | 3000 | 37 | 9.4603e-06 | 0.028381 | 0.00035003
0.0452 | 100101-Lighting-Linear Tube LED Fixture Replacing T12 Fixture | 4858 | 37 | 9.3773e-06 | 0.045555 | 0.00034696
0.0452 | 100101-Lighting-Linear Tube LED Fixture Replacing T12 Fixture | 4858 | 37 | 9.3773e-06 | 0.045555 | 0.00034696
0.0448 | 305401-Lighting-Linear ft LED (<=5.5 Watts/ft) Replacing T12 <=40 Watt Linear ft | 3694 | 37 | 9.2944e-06 | 0.034333 | 0.00034389
0.0443 | 305402-Lighting-Linear ft LED (<=5.5 Watts/ft) Replacing T8 32 Watt Linear ft | 2912 | 32 | 9.1906e-06 | 0.026763 | 0.0002941
0.0441 | 100104-Lighting-Linear Tube LED Fixture Replacing T8 Fixture | 7500 | 32 | 9.1491e-06 | 0.068618 | 0.00029277
0.0441 | 305402-Lighting-Linear ft LED (<=5.5 Watts/ft) Replacing T8 32 Watt Linear ft | 2080 | 32 | 9.1491e-06 | 0.01903 | 0.00029277
0.0441 | 305402-Lighting-Linear ft LED (<=5.5 Watts/ft) Replacing T8 32 Watt Linear ft | 2080 | 32 | 9.1491e-06 | 0.01903 | 0.00029277
0.0426 | 305401-Lighting-Linear ft LED (<=5.5 Watts/ft) Replacing T12 <=40 Watt Linear ft | 3120 | 37 | 8.8379e-06 | 0.027574 | 0.000327
0.0408 | 100104-Lighting-Linear Tube LED Fixture Replacing T8 Fixture | 3072 | 32 | 8.4645e-06 | 0.026003 | 0.00027086
0.0401 | 200301-Lighting-T8 28 Watt Lamp Replacing T12 <=40 Watt Lamp | 1100 | 37 | 8.3193e-06 | 0.0091512 | 0.00030781
0.0399 | 100101-Lighting-Linear Tube LED Fixture Replacing T12 Fixture | 3128 | 37 | 8.2778e-06 | 0.025893 | 0.00030628
0.0397 | 100104-Lighting-Linear Tube LED Fixture Replacing T8 Fixture | 3744 | 32 | 8.2363e-06 | 0.030837 | 0.00026356
0.0395 | 305401-Lighting-Linear ft LED (<=5.5 Watts/ft) Replacing T12 <=40 Watt Linear ft | 2600 | 37 | 8.1948e-06 | 0.021306 | 0.00030321
0.0393 | 305402-Lighting-Linear ft LED (<=5.5 Watts/ft) Replacing T8 32 Watt Linear ft | 2304 | 32 | 8.1533e-06 | 0.018785 | 0.00026091
0.038 | 200102-Lighting-Linear LED Lamp <=22 Watt Lamp Replacing T8 32 Watt Lamp | 3120 | 32 | 7.8836e-06 | 0.024597 | 0.00025228
0.038 | 200102-Lighting-Linear LED Lamp <=22 Watt Lamp Replacing T8 32 Watt Lamp | 3120 | 32 | 7.8836e-06 | 0.024597 | 0.00025228
0.0376 | 200102-Lighting-Linear LED Lamp <=22 Watt Lamp Replacing T8 32 Watt Lamp | 4713 | 32 | 7.8006e-06 | 0.036764 | 0.00024962
0.0376 | 200301-Lighting-T8 28 Watt Lamp Replacing T12 <=40 Watt Lamp | 1500 | 37 | 7.8006e-06 | 0.011701 | 0.00028862
0.0376 | 305402-Lighting-Linear ft LED (<=5.5 Watts/ft) Replacing T8 32 Watt Linear ft | 2600 | 32 | 7.8006e-06 | 0.020282 | 0.00024962
0.0367 | 305402-Lighting-Linear ft LED (<=5.5 Watts/ft) Replacing T8 32 Watt Linear ft | 6900 | 32 | 7.6139e-06 | 0.052536 | 0.00024364
0.0348 | 100104-Lighting-Linear Tube LED Fixture Replacing T8 Fixture | 2607 | 32 | 7.2197e-06 | 0.018822 | 0.00023103
0.0348 | 100104-Lighting-Linear Tube LED Fixture Replacing T8 Fixture | 2607 | 32 | 7.2197e-06 | 0.018822 | 0.00023103
0.0348 | 200101-Lighting-Linear LED Lamp <=22 Watt Lamp Replacing T12 <=40 Watt Lamp | 2080 | 37 | 7.2197e-06 | 0.015017 | 0.00026713
0.0348 | 305401-Lighting-Linear ft LED (<=5.5 Watts/ft) Replacing T12 <=40 Watt Linear ft | 2080 | 37 | 7.2197e-06 | 0.015017 | 0.00026713
0.0348 | 305401-Lighting-Linear ft LED (<=5.5 Watts/ft) Replacing T12 <=40 Watt Linear ft | 2080 | 37 | 7.2197e-06 | 0.015017 | 0.00026713
0.0348 | 305401-Lighting-Linear ft LED (<=5.5 Watts/ft) Replacing T12 <=40 Watt Linear ft | 2080 | 37 | 7.2197e-06 | 0.015017 | 0.00026713
0.0348 | 305401-Lighting-Linear ft LED (<=5.5 Watts/ft) Replacing T12 <=40 Watt Linear ft | 2080 | 37 | 7.2197e-06 | 0.015017 | 0.00026713
0.0348 | 305401-Lighting-Linear ft LED (<=5.5 Watts/ft) Replacing T12 <=40 Watt Linear ft | 2080 | 37 | 7.2197e-06 | 0.015017 | 0.00026713
0.0338 | 100101-Lighting-Linear Tube LED Fixture Replacing T12 Fixture | 3068 | 37 | 7.0123e-06 | 0.021514 | 0.00025945
0.0338 | 305401-Lighting-Linear ft LED (<=5.5 Watts/ft) Replacing T12 <=40 Watt Linear ft | 3408 | 37 | 7.0123e-06 | 0.023898 | 0.00025945
0.0338 | 305402-Lighting-Linear ft LED (<=5.5 Watts/ft) Replacing T8 32 Watt Linear ft | 2472 | 32 | 7.0123e-06 | 0.017334 | 0.00022439
0.0332 | 100104-Lighting-Linear Tube LED Fixture Replacing T8 Fixture | 3120 | 32 | 6.8878e-06 | 0.02149 | 0.00022041
0.0325 | 200301-Lighting-T8 28 Watt Lamp Replacing T12 <=40 Watt Lamp | 2378 | 37 | 6.7426e-06 | 0.016034 | 0.00024947
0.0302 | 100101-Lighting-Linear Tube LED Fixture Replacing T12 Fixture | 2100 | 37 | 6.2654e-06 | 0.013157 | 0.00023182
0.03 | 200301-Lighting-T8 28 Watt Lamp Replacing T12 <=40 Watt Lamp | 8760 | 37 | 6.2239e-06 | 0.054521 | 0.00023028
0.0298 | 305402-Lighting-Linear ft LED (<=5.5 Watts/ft) Replacing T8 32 Watt Linear ft | 2301 | 32 | 6.1824e-06 | 0.014226 | 0.00019784
0.0287 | 100101-Lighting-Linear Tube LED Fixture Replacing T12 Fixture | 2607 | 37 | 5.9542e-06 | 0.015523 | 0.00022031
0.0285 | 305401-Lighting-Linear ft LED (<=5.5 Watts/ft) Replacing T12 <=40 Watt Linear ft | 3000 | 37 | 5.9127e-06 | 0.017738 | 0.00021877
0.0281 | 100101-Lighting-Linear Tube LED Fixture Replacing T12 Fixture | 3068 | 37 | 5.8297e-06 | 0.017886 | 0.0002157
0.0277 | 305401-Lighting-Linear ft LED (<=5.5 Watts/ft) Replacing T12 <=40 Watt Linear ft | 2600 | 37 | 5.7467e-06 | 0.014942 | 0.00021263
0.0277 | 305401-Lighting-Linear ft LED (<=5.5 Watts/ft) Replacing T12 <=40 Watt Linear ft | 2912 | 37 | 5.7467e-06 | 0.016734 | 0.00021263
0.0268 | 100104-Lighting-Linear Tube LED Fixture Replacing T8 Fixture | 4858 | 32 | 5.56e-06 | 0.027011 | 0.00017792
0.0266 | 305402-Lighting-Linear ft LED (<=5.5 Watts/ft) Replacing T8 32 Watt Linear ft | 2500 | 32 | 5.5185e-06 | 0.013796 | 0.00017659
0.0264 | 100104-Lighting-Linear Tube LED Fixture Replacing T8 Fixture | 3650 | 32 | 5.477e-06 | 0.019991 | 0.00017526
0.0262 | 305401-Lighting-Linear ft LED (<=5.5 Watts/ft) Replacing T12 <=40 Watt Linear ft | 6900 | 37 | 5.4355e-06 | 0.037505 | 0.00020111
0.0262 | 305402-Lighting-Linear ft LED (<=5.5 Watts/ft) Replacing T8 32 Watt Linear ft | 2472 | 32 | 5.4355e-06 | 0.013437 | 0.00017394
0.026 | 305402-Lighting-Linear ft LED (<=5.5 Watts/ft) Replacing T8 32 Watt Linear ft | 8030 | 32 | 5.394e-06 | 0.043314 | 0.00017261
0.0245 | 305401-Lighting-Linear ft LED (<=5.5 Watts/ft) Replacing T12 <=40 Watt Linear ft | 5840 | 37 | 5.0829e-06 | 0.029684 | 0.00018807
0.0245 | 305401-Lighting-Linear ft LED (<=5.5 Watts/ft) Replacing T12 <=40 Watt Linear ft | 5840 | 37 | 5.0829e-06 | 0.029684 | 0.00018807
0.0243 | 305401-Lighting-Linear ft LED (<=5.5 Watts/ft) Replacing T12 <=40 Watt Linear ft | 2000 | 37 | 5.0414e-06 | 0.010083 | 0.00018653
0.0239 | 305501-Lighting-Linear ft T8 25 Watt (<=7 Watts/ft) Replacing T12 <=40 Watt Linear ft | 2610 | 37 | 4.9584e-06 | 0.012941 | 0.00018346
0.0237 | 100501-Lighting-T8 28 Watt Fixture Replacing T12 Fixture | 1100 | 37 | 4.9169e-06 | 0.0054086 | 0.00018192
0.0234 | 100101-Lighting-Linear Tube LED Fixture Replacing T12 Fixture | 8760 | 37 | 4.8546e-06 | 0.042527 | 0.00017962
0.0232 | 200301-Lighting-T8 28 Watt Lamp Replacing T12 <=40 Watt Lamp | 3400 | 37 | 4.8131e-06 | 0.016365 | 0.00017809
0.0232 | 305401-Lighting-Linear ft LED (<=5.5 Watts/ft) Replacing T12 <=40 Watt Linear ft | 2184 | 37 | 4.8131e-06 | 0.010512 | 0.00017809
0.0228 | 100104-Lighting-Linear Tube LED Fixture Replacing T8 Fixture | 7500 | 32 | 4.7302e-06 | 0.035476 | 0.00015137
0.0228 | 200301-Lighting-T8 28 Watt Lamp Replacing T12 <=40 Watt Lamp | 1000 | 37 | 4.7302e-06 | 0.0047302 | 0.00017502
0.0228 | 305402-Lighting-Linear ft LED (<=5.5 Watts/ft) Replacing T8 32 Watt Linear ft | 1501 | 32 | 4.7302e-06 | 0.0071 | 0.00015137
0.0224 | 305401-Lighting-Linear ft LED (<=5.5 Watts/ft) Replacing T12 <=40 Watt Linear ft | 6900 | 37 | 4.6472e-06 | 0.032066 | 0.00017195
0.0222 | 100601-Lighting-T8 25 Watt Fixture Replacing T12 Fixture | 3073 | 37 | 4.6057e-06 | 0.014153 | 0.00017041
0.022 | 305402-Lighting-Linear ft LED (<=5.5 Watts/ft) Replacing T8 32 Watt Linear ft | 2080 | 32 | 4.5642e-06 | 0.0094935 | 0.00014605
0.0217 | 200301-Lighting-T8 28 Watt Lamp Replacing T12 <=40 Watt Lamp | 2378 | 37 | 4.502e-06 | 0.010706 | 0.00016657
0.0205 | 100104-Lighting-Linear Tube LED Fixture Replacing T8 Fixture | 5394 | 32 | 4.253e-06 | 0.022941 | 0.0001361
0.0205 | 100104-Lighting-Linear Tube LED Fixture Replacing T8 Fixture | 5394 | 32 | 4.253e-06 | 0.022941 | 0.0001361
0.0205 | 100104-Lighting-Linear Tube LED Fixture Replacing T8 Fixture | 5394 | 32 | 4.253e-06 | 0.022941 | 0.0001361
0.0205 | 100104-Lighting-Linear Tube LED Fixture Replacing T8 Fixture | 5394 | 32 | 4.253e-06 | 0.022941 | 0.0001361
0.0205 | 100104-Lighting-Linear Tube LED Fixture Replacing T8 Fixture | 5394 | 32 | 4.253e-06 | 0.022941 | 0.0001361
0.0205 | 100104-Lighting-Linear Tube LED Fixture Replacing T8 Fixture | 5394 | 32 | 4.253e-06 | 0.022941 | 0.0001361
0.0205 | 100104-Lighting-Linear Tube LED Fixture Replacing T8 Fixture | 5394 | 32 | 4.253e-06 | 0.022941 | 0.0001361
0.0205 | 100104-Lighting-Linear Tube LED Fixture Replacing T8 Fixture | 5394 | 32 | 4.253e-06 | 0.022941 | 0.0001361
0.0201 | 305401-Lighting-Linear ft LED (<=5.5 Watts/ft) Replacing T12 <=40 Watt Linear ft | 1560 | 37 | 4.17e-06 | 0.0065052 | 0.00015429
0.0199 | 305402-Lighting-Linear ft LED (<=5.5 Watts/ft) Replacing T8 32 Watt Linear ft | 2300 | 32 | 4.1285e-06 | 0.0094956 | 0.00013211
0.0198 | 200102-Lighting-Linear LED Lamp <=22 Watt Lamp Replacing T8 32 Watt Lamp | 260 | 32 | 4.1078e-06 | 0.001068 | 0.00013145
0.019 | 200102-Lighting-Linear LED Lamp <=22 Watt Lamp Replacing T8 32 Watt Lamp | 3120 | 32 | 3.9418e-06 | 0.012298 | 0.00012614
0.019 | 200102-Lighting-Linear LED Lamp <=22 Watt Lamp Replacing T8 32 Watt Lamp | 3120 | 32 | 3.9418e-06 | 0.012298 | 0.00012614
0.019 | 200102-Lighting-Linear LED Lamp <=22 Watt Lamp Replacing T8 32 Watt Lamp | 3120 | 32 | 3.9418e-06 | 0.012298 | 0.00012614
0.019 | 200102-Lighting-Linear LED Lamp <=22 Watt Lamp Replacing T8 32 Watt Lamp | 3120 | 32 | 3.9418e-06 | 0.012298 | 0.00012614
0.019 | 200102-Lighting-Linear LED Lamp <=22 Watt Lamp Replacing T8 32 Watt Lamp | 3120 | 32 | 3.9418e-06 | 0.012298 | 0.00012614
0.019 | 200102-Lighting-Linear LED Lamp <=22 Watt Lamp Replacing T8 32 Watt Lamp | 3120 | 32 | 3.9418e-06 | 0.012298 | 0.00012614
0.019 | 200102-Lighting-Linear LED Lamp <=22 Watt Lamp Replacing T8 32 Watt Lamp | 3120 | 32 | 3.9418e-06 | 0.012298 | 0.00012614
0.0173 | 100101-Lighting-Linear Tube LED Fixture Replacing T12 Fixture | 3060 | 37 | 3.5891e-06 | 0.010983 | 0.0001328
0.0173 | 200104-Lighting-Linear LED Lamp <=22 Watt Lamp Replacing T8 25 Watt Lamp | 780 | 25 | 3.5891e-06 | 0.0027995 | 8.9728e-05
0.0173 | 305401-Lighting-Linear ft LED (<=5.5 Watts/ft) Replacing T12 <=40 Watt Linear ft | 2080 | 37 | 3.5891e-06 | 0.0074654 | 0.0001328
0.0173 | 305401-Lighting-Linear ft LED (<=5.5 Watts/ft) Replacing T12 <=40 Watt Linear ft | 2080 | 37 | 3.5891e-06 | 0.0074654 | 0.0001328
0.0171 | 200301-Lighting-T8 28 Watt Lamp Replacing T12 <=40 Watt Lamp | 1500 | 37 | 3.5476e-06 | 0.0053214 | 0.00013126
0.0169 | 200103-Lighting-Linear LED Lamp <=22 Watt Lamp Replacing T8 28 Watt Lamp | 5110 | 28 | 3.5061e-06 | 0.017916 | 9.8172e-05
0.0169 | 305402-Lighting-Linear ft LED (<=5.5 Watts/ft) Replacing T8 32 Watt Linear ft | 5928 | 32 | 3.5061e-06 | 0.020784 | 0.0001122
0.0169 | 305402-Lighting-Linear ft LED (<=5.5 Watts/ft) Replacing T8 32 Watt Linear ft | 5944 | 32 | 3.5061e-06 | 0.02084 | 0.0001122
0.0167 | 305402-Lighting-Linear ft LED (<=5.5 Watts/ft) Replacing T8 32 Watt Linear ft | 2600 | 32 | 3.4646e-06 | 0.0090081 | 0.00011087
0.0163 | 200301-Lighting-T8 28 Watt Lamp Replacing T12 <=40 Watt Lamp | 2378 | 37 | 3.3817e-06 | 0.0080416 | 0.00012512
0.016 | 200301-Lighting-T8 28 Watt Lamp Replacing T12 <=40 Watt Lamp | 1000 | 37 | 3.3194e-06 | 0.0033194 | 0.00012282
0.016 | 305401-Lighting-Linear ft LED (<=5.5 Watts/ft) Replacing T12 <=40 Watt Linear ft | 1900 | 37 | 3.3194e-06 | 0.0063069 | 0.00012282
0.0156 | 200301-Lighting-T8 28 Watt Lamp Replacing T12 <=40 Watt Lamp | 3400 | 37 | 3.2364e-06 | 0.011004 | 0.00011975
0.0156 | 200301-Lighting-T8 28 Watt Lamp Replacing T12 <=40 Watt Lamp | 3400 | 37 | 3.2364e-06 | 0.011004 | 0.00011975
0.0144 | 305402-Lighting-Linear ft LED (<=5.5 Watts/ft) Replacing T8 32 Watt Linear ft | 260 | 32 | 2.9875e-06 | 0.00077674 | 9.5599e-05
0.0137 | 200301-Lighting-T8 28 Watt Lamp Replacing T12 <=40 Watt Lamp | 1000 | 37 | 2.8422e-06 | 0.0028422 | 0.00010516
0.0137 | 200301-Lighting-T8 28 Watt Lamp Replacing T12 <=40 Watt Lamp | 1500 | 37 | 2.8422e-06 | 0.0042634 | 0.00010516
0.0137 | 200301-Lighting-T8 28 Watt Lamp Replacing T12 <=40 Watt Lamp | 1500 | 37 | 2.8422e-06 | 0.0042634 | 0.00010516
0.0116 | 200301-Lighting-T8 28 Watt Lamp Replacing T12 <=40 Watt Lamp | 3400 | 37 | 2.4066e-06 | 0.0081824 | 8.9043e-05
0.0114 | 305402-Lighting-Linear ft LED (<=5.5 Watts/ft) Replacing T8 32 Watt Linear ft | 2000 | 32 | 2.3651e-06 | 0.0047302 | 7.5683e-05
0.011 | 305402-Lighting-Linear ft LED (<=5.5 Watts/ft) Replacing T8 32 Watt Linear ft | 2080 | 32 | 2.2821e-06 | 0.0047468 | 7.3027e-05
0.0103 | 305401-Lighting-Linear ft LED (<=5.5 Watts/ft) Replacing T12 <=40 Watt Linear ft | 1512 | 37 | 2.1369e-06 | 0.0032309 | 7.9064e-05
0.0101 | 200301-Lighting-T8 28 Watt Lamp Replacing T12 <=40 Watt Lamp | 2200 | 37 | 2.0954e-06 | 0.0046098 | 7.7529e-05
0.0101 | 305401-Lighting-Linear ft LED (<=5.5 Watts/ft) Replacing T12 <=40 Watt Linear ft | 1560 | 37 | 2.0954e-06 | 0.0032688 | 7.7529e-05
0.0099 | 305402-Lighting-Linear ft LED (<=5.5 Watts/ft) Replacing T8 32 Watt Linear ft | 3068 | 32 | 2.0539e-06 | 0.0063013 | 6.5724e-05
0.0091 | 200301-Lighting-T8 28 Watt Lamp Replacing T12 <=40 Watt Lamp | 1000 | 37 | 1.8879e-06 | 0.0018879 | 6.9853e-05
0.0087 | 305401-Lighting-Linear ft LED (<=5.5 Watts/ft) Replacing T12 <=40 Watt Linear ft | 2100 | 37 | 1.8049e-06 | 0.0037904 | 6.6782e-05
0.0068 | 200301-Lighting-T8 28 Watt Lamp Replacing T12 <=40 Watt Lamp | 1000 | 37 | 1.4108e-06 | 0.0014108 | 5.2198e-05
0.0068 | 305402-Lighting-Linear ft LED (<=5.5 Watts/ft) Replacing T8 32 Watt Linear ft | 300 | 32 | 1.4108e-06 | 0.00042323 | 4.5144e-05
0.0063 | 305401-Lighting-Linear ft LED (<=5.5 Watts/ft) Replacing T12 <=40 Watt Linear ft | 365 | 37 | 1.307e-06 | 0.00047706 | 4.836e-05
0.0059 | 200102-Lighting-Linear LED Lamp <=22 Watt Lamp Replacing T8 32 Watt Lamp | 260 | 32 | 1.224e-06 | 0.00031825 | 3.9169e-05
0.0059 | 305402-Lighting-Linear ft LED (<=5.5 Watts/ft) Replacing T8 32 Watt Linear ft | 260 | 32 | 1.224e-06 | 0.00031825 | 3.9169e-05
0.0049 | 100101-Lighting-Linear Tube LED Fixture Replacing T12 Fixture | 5394 | 37 | 1.0166e-06 | 0.0054834 | 3.7613e-05
0.0049 | 200301-Lighting-T8 28 Watt Lamp Replacing T12 <=40 Watt Lamp | 2200 | 37 | 1.0166e-06 | 0.0022365 | 3.7613e-05
0.004 | 200102-Lighting-Linear LED Lamp <=22 Watt Lamp Replacing T8 32 Watt Lamp | 260 | 32 | 8.2985e-07 | 0.00021576 | 2.6555e-05
0.0034 | 200301-Lighting-T8 28 Watt Lamp Replacing T12 <=40 Watt Lamp | 1500 | 37 | 7.0538e-07 | 0.0010581 | 2.6099e-05
0.0025 | 200301-Lighting-T8 28 Watt Lamp Replacing T12 <=40 Watt Lamp | 1100 | 37 | 5.1866e-07 | 0.00057052 | 1.919e-05
0.0025 | 200301-Lighting-T8 28 Watt Lamp Replacing T12 <=40 Watt Lamp | 1100 | 37 | 5.1866e-07 | 0.00057052 | 1.919e-05
4820.1304 |  | 6060589 | 44334 | 1 | 5906.8032 | 33.0816 | 50.8056

## Measures
Watts
No. | Measure (highest level) | Base | Efficient | Hours | HCIF | Fed Regulations/Comments | ADM Suggestion | LM Captures Reference
731 | Ceramic Metal Halide 20-100W | 185 | 64 | building type dependent | 1 | EISA Section 324. Base is compliant as Pulse Start MH.
734 | LED Case Lighting | 99 | 50 | 8760 | 1 | Unable to determine base/efficient type, lamp length.
738 | Garage HID replacement above 175W to 250W HID retrofit | 267 | 169 | 8760 | 1 | EISA Section 324. Baseline within range, 245W using Pulse Start baseline, Universal Products. | 245.5
739 | Garage HID replacement above 250W to 400W HID retrofit: | 461 | 279 | building type dependent | 1 | EISA Section 324. Baseline at high end of range, 368W, using Pulse Start baseline, Universal Products. | 368.5
740 | Interior CF 1L 26W Quad | 169 | 26 | building type dependent | 1 | EISA exempt, not screw in, not A-lamp
741 | Interior CF 1L 32W Triple | 65 | 32 | building type dependent | 1 | EISA exempt, not screw in, not A-lamp
742 | GU-24 pin based CFL_ | 100 | 21 | building type dependent | 1 | EISA exempt. Ok.
743 | GU-24 pin-based CFL - 30W | 100 | 21 | building type dependent | 1 | EISA exempt. Ok.
744 | New pin-based CFL Fixture (_GT_45W) | 224 | 45 | building type dependent | 1 | EISA exempt. Ok.
745 | CFL Reflector Flood: | 74 | 19 | building type dependent | 1 | EISA Section 321. Baseline within range of Energy Star data 79W/19W.
749 | CFL Screw high wattage: | 200 | 65 | building type dependent | 1 | EISA Exempt. Baseline within range.
754 | Pulse Start Metal Halide 150-200W retrofit only | 267 | 210 | building type dependent | 1 | EISA Section 324. Baseline above range for Pulse Start 233W. If this measure is Probe Start to Pulse start, it should be removed, as Pulse Start is EISA Section 325 standard, as the magnetic minimum efficiency cannot be met. | Null
755 | Pulse Start Metal Halide 320W retrofit only | 455 | 370 | building type dependent | 1 | EISA Section 324. Baseline above range for Pulse Start 363W. If this measure is Probe Start to Pulse start, it should be removed, as Pulse Start is EISA Section 325 standard, as the magnetic minimum efficiency cannot be met. | Null
756 | Pulse Start Metal Halide 750W retrofit only | 1080 | 818 | building type dependent | 1 | Over 500W is EISA exempt. Baseline 1080W is above range. This 750W lamp with baseline of 1080W, is same as measure 758 with a 1000W lamp. | 825
757 | High Bay 3L T5HO Replacing 250W HID: | 295 | 179 | building type dependent | 1 | EISA Section 324. Baseline within range, 283W using Pulse Start baseline, Universal Products.
758 | High Bay 6L T5HO Double fixture replace 1000W HID | 1080 | 730 | building type dependent | 1 | Over 500W is EISA exempt. 1080W baseline Ok.
759 | High Bay Fluorescent 4LF32T8 Replacing 250W HID | 290 | 224 | building type dependent | 1 | EISA Section 324. Baseline within range, 283W using Pulse Start baseline, Universal Products.
760 | High Bay Fluorescent 6LF32T8 Replacing 400W HID | 455 | 224 | building type dependent | 1 | EISA Section 324. Baseline within range, 454W using Pulse Start baseline, Universal Products.
762 | High Bay Fluorescent 8LF32T8 Replacing 400W HID | 527 | 299 | building type dependent | 1 | EISA Section 324. Baseline above range, 454W using Pulse Start baseline, Universal Products.Same baseline as measure 760 | 454
962 | LED - 10.5W Downlight E26: Lighting | hard coded
966 | LED - 8W Globe Light G25 Bulb: Lighting | hard coded
1018 | LED - 10.5W Downlight E26 Light Bulb_MF: Low Income | 47 | 10.5 | 985.5 | 1 | EISA Section 322, med base reflector. Base 47W within range. Ok.
1021 | LED - 12W Dimmable Light Bulb_MF: Low Income | 60.7 | 12 | 985.5 | 1 | EISA Section 322, med base reflector. Base 60.7W above range. Energy Star data at 51W | 51
1022 | LED - 15W Flood Light PAR30 Bulb_MF: Low Income | 50 | 15 | 985.5 | 1 | EISA Section 322. Base 50W below range. Energy Star data at 69W for LED Par30. | 69
1024 | LED - 18W Flood Light PAR38 Bulb_MF: Low Income | 50 | 18 | 985.5 | 1 | EISA Section 322. Base 50W below range. Energy Star data at 69W for LED Par38. | 69
1026 | LED - 8W Globe Light G25 Bulb_MF: Low Income | 30 | 8 | 985.5 | 1 | EISA exempt if over 5" dia (unlikeley). Base30W aligns with Energy Star data.
1102 | 5 High-Bay 4L-F54HO | 470 | 243 | building type dependent | 1 | EISA Section 324. Baseline at high end of range, 454W, using Pulse Start baseline, Universal Products. | 454
1106 | T5 High-Bay 6L-F54HO | 560 | 365 | building type dependent | 1 | EISA Section 324. Baseline at high end of range, 454W, using Pulse Start baseline, Universal Products. | 454
1203 | LED - 12 W_MF: Kits | 43 | 12 | res/nonres | 1 | EISA Section 322 or 321. Is this Omni or Reflector. Reflector Energy Star data at 51W baseline and Omni 55W. | 51,55
3001 | CFL (20-26) A-Line Lamp | 63 | 23 | 2920 | 1.04 | EISA Section 321. Energy Star data at 68W with 23W efficient. | 68
3002 | CFL (9-14) A-Line Lamp | 36 | 11 |  |  | EISA Section 321. Ok. Energy Star data at 34W
3003 | Induction Street Lighting | 250 | 85 | 443 | 1
3007 | LED (BAR/R) Reflector Lamp EISA Compliant: Biz Prescriptive | 52.8217 | 13.0489 | 4380 | 1.04 | EISA Section 322. Baseline at high end of range. Base/Efficient of 50/12 align with Energy Star data. |  | 200909-Lighting-LED <=14 Watt Lamp Replacing Halogen BR/R 45-66 Watt Lamp or Fixture | LED <=14 Watt Lamp | LED <=14 Watt | 3007
3007-1 | LED (BR/R) Reflector Lamp EISA Exempt: Biz Prescriptive | 64.0824 | 10.0518
3008 | LED (PAR) Reflector Lamp : Biz Prescriptive | 70 | 15 | 4380 | 1.04 | EISA Section 322. Baseline at high end of range. Base/Efficient of 61/15 align with Energy Star data for all LED Par. | 61 | 201010-Lighting-LED <=20 Watt Lamp Replacing Halogen PAR 48-90 Watt Lamp or Fixture | LED <=20 Watt Lamp | LED <=20 Watt | 3008
3009 | LED 12-20 Watt A-Line Lamp: Biz Prescriptive | 63 | 14 | 2920 | 1.04 | EISA Section 321. Ok. Energy Star data at 65W with 14W efficient. |  | 201212-Lighting-LED 12-20 Watt Lamp Replacing Halogen A 53-70 Watt Lamp | LED 12-20 Watt Lamp | LED 12-20 Watt | 3009
3010 | LED 1-8 Watt Decorative Lamp: Biz Prescriptive | 35 | 5 | 6570 | 1.04 | EISA exempt, assuming not Globe med base,under 5". The 5W base is the median of the 40W equivalent. | 40 | 301132-Lighting-LED <=11 Watt Lamp Replacing LED 7-20 Watt Lamp | LED <=11 Watt Lamp | LED <=11 Watt | 3009
3011 | LED 5-11 Watt A-Line Lamp: Biz Prescriptive | 36 | 8 | 2920 | 1.04 | EISA Section 321. Ok.Energy Star data at 35W with 8W efficient.
3012 | LED MR16 (12 Watt) Lamp: Biz Prescriptive | 50 | 12 | 4380 | 1.04 | 12 Watt efficient beyond Energy Star data. |  | 201111-Lighting-LED <=11 Watt Lamp Replacing Halogen A 28-52 Watt Lamp | LED <=11 Watt Lamp | LED <=11 Watt | 3011
3013 | LED MR16 (8 Watt) Lamp: Biz Prescriptive | 35 | 8 | 4380 | 1.04 | EISA Section 322. Energy Star data at 75W/8W. | 75 | 200808-Lighting-LED <=13 Watt Lamp Replacing Halogen MR-16 35-50 Watt Lamp or Fixture | LED <=13 Watt Lamp | LED <=13 Watt | 3012
3019 | Linear Tube T8 4ft Efficient Lamp Upgrade - T12 Base: Biz Prescriptive | 32 | 28 | 4380 | 1.04 | ok |  | 200301-Lighting-T8 28 Watt Lamp Replacing T12 <=40 Watt Lamp | T8 28 Watt Lamp | T8 28 Watt | 3019 | 200401-Lighting-T8 25 Watt Lamp Replacing T12 <=40 Watt Lamp | T8 25 Watt Lamp | T8 25 Watt | 3019
3020 | Linear Tube T8 4ft Efficient Lamp Upgrade - T8 Base: Biz Prescriptive | 32 | 28 | 4380 | 1.04 | ok |  | 200402-Lighting-T8 25 Watt Lamp Replacing T8 32 Watt Lamp | T8 25 Watt Lamp | T8 25 Watt | 3020
3021 | Linear Tube T8 4ft High Efficient Lamp Upgrade - T12 Base: Biz Prescriptive | 32 | 25 | 4380 | 1.04 | ok
3022 | Linear Tube T8 4ft High Efficient Lamp Upgrade - T8 Base: Biz Prescriptive | 32 | 25 | 4380 | 1.04 | ok |  | 200302-Lighting-T8 28 Watt Lamp Replacing T8 32 Watt Lamp | T8 28 Watt Lamp | T8 28 Watt | 3022
3023 | Linear Tube LED 4ft Efficient Lamp Upgrade - 25W T8 Base: Biz Prescriptive | 25 | 14 | 2920 | 1.04 | ok |  | 200104-Lighting-Linear LED Lamp <=22 Watt Lamp Replacing T8 25 Watt Lamp | Linear LED Lamp <=22 Watt Lamp | Linear LED Lamp <=22 Watt | 3023
3024 | Linear Tube LED 4ft Efficient Lamp Upgrade - 28W T8 Base | 28 | 14 | 2920 | 1.04 | ok |  | 200103-Lighting-Linear LED Lamp <=22 Watt Lamp Replacing T8 28 Watt Lamp | Linear LED Lamp <=22 Watt Lamp | Linear LED Lamp <=22 Watt | 3024
3025 | Linear Tube LED 4ft Efficient Lamp Upgrade - 32W T8 Base: Biz Prescriptive | 32 | 16 | 2920 | 1.04 | Thinking this should be 14W efficient as the other measures. | Efficient watts-14 | 200102-Lighting-Linear LED Lamp <=22 Watt Lamp Replacing T8 32 Watt Lamp | Linear LED Lamp <=22 Watt Lamp | Linear LED Lamp <=22 Watt | 3025
3026 | Linear Tube LED 4ft Efficient Lamp Upgrade - T12 Base: Biz Prescriptive | 40 | 14 | 2920 | 1.04 | EISA linear fluorescent baseline at T8 Standard baseline. | 32 | 200101-Lighting-Linear LED Lamp <=22 Watt Lamp Replacing T12 <=40 Watt Lamp | Linear LED Lamp <=22 Watt Lamp | Linear LED Lamp <=22 Watt | 3026
3035 | Refrigerated Display Case Lighting 5ft T8 to 5ft LED - cooler | hard coded
3036 | Refrigerated Display Case Lighting 5ft T8 to 5ft LED - freezer | hard coded
3059 | 4L T9 | hard coded
3060 | 6L T8 | hard coded
3075 | Garage HID replacement to 175W HID retrofit: | hard coded
3076 | LW HPT8 4ft 4 lamp: Biz Prescriptive | hard coded
3081 | LW HPT8 4ft 1 lamp, T12base: Biz Prescriptive | hard coded
3082 | LW HPT8 4ft 2 lamp, T12base: Biz Prescriptive | hard coded
3083 | LW HPT8 4ft 3 lamp, T12base: Biz Prescriptive | hard coded
3004-1 | LED 100 Watt Lamp (12 hrs/day): Biz Prescriptive | 250 | 100 | 4380 | 1 | LM Mapping inconsistent. EISA exempt. LM Project Data 311W/91W | 311 | 305106-Lighting-62-130 Watt Lamp or Fixture Replacing Interior HID 176-300 Watt Lamp or Fixture | LED 62-130 Watt Lamp or Fixture | LED 62-130 Watt | 3004-1
3004-2 | LED 100 Watt Lamp (24 hrs/day): Biz Prescriptive | 250 | 100 | 8760 | 1 | LM Mapping inconsistent. EISA exempt. LM Project Data 311W/91W | 311 | 200614-Lighting-LED 81-110 Watt Lamp Replacing Garage or Exterior 24/7 HID 176-300 Watt Lamp | LED 81-110 Watt Lamp | LED 81-110 Watt | 3004-2 | 305114-Lighting-62-130 Watt Lamp or Fixture Replacing Garage or Exterior 24/7 HID 176-300 Watt Lamp or Fixture | LED 62-130 Watt Lamp or Fixture | LED 62-130 Watt | 3004-2
3005-1 | LED 120 Watt Lamp (12 hrs/day): Biz Prescriptive | 400 | 120 | 4380 | 1 | LM Mapping inconsistent. EISA exempt. LM Project Data 401W/142W | Efficient watts-142 | 200707-Lighting-LED 111-130 Watt Lamp Replacing Interior HID 301-400 Watt Lamp | LED 111-130 Watt Lamp | LED 111-130 Watt | 3005-1 | 305233-Lighting-85-225 Watt Lamp or Fixture Replacing Interior HID 301-500 Watt Lamp or Fixture | LED 85-225 Watt Lamp or Fixture | LED 85-225 Watt | 3005-1
3005-2 | LED 120 Watt Lamp (24 hrs/day): Biz Prescriptive | 400 | 120 | 8760 | 1 | LM Mapping inconsistent. EISA exempt. LM Project Data 401W/142W | Efficient watts-142 | 200715-Lighting-LED 111-130 Watt Lamp Replacing Garage or Exterior 24/7 HID 301-400 Watt Lamp | LED 111-130 Watt Lamp | LED 111-130 Watt | 3005-2 | 305234-Lighting-85-225 Watt Lamp or Fixture Replacing Garage or Exterior 24/7 HID 301-500 Watt Lamp or Fixture | LED 85-225 Watt Lamp or Fixture | LED 85-225 Watt | 3005-2
3006-1 | LED 52 Watt Lamp (12 hrs/day): Biz Prescriptive | 175 | 52 | 4380 | 1 | LM Mapping inconsistent. EISA exempt. LM Project Data 145W/38W. 175/52 ok proportional. |  | 200505-Lighting-LED <=80 Watt Lamp Replacing Interior HID 100-175 Watt Lamp | LED <=80 Watt Lamp | LED <=80 Watt | 3006-1 | 305005-Lighting-<=80 Watt Lamp or Fixture Replacing Interior HID 100-175 Watt Lamp or Fixture | LED <=80 Watt Lamp or Fixture | LED <=80 Watt | 3006-1
3006-2 | LED 52 Watt Lamp (24 hrs/day): Biz Prescriptive | 175 | 52 | 8760 | 1 | LM Mapping inconsistent. EISA exempt. LM Project Data 145W/38W. 175/52 ok proportional. |  | 200513-Lighting-LED <=80 Watt Lamp Replacing Garage or Exterior 24/7 HID 100-175 Watt Lamp | LED <=80 Watt Lamp | LED <=80 Watt | 3006-2 | 305013-Lighting-<=80 Watt Lamp or Fixture Replacing Garage or Exterior 24/7 HID 100-175 Watt Lamp or Fixture | LED <=80 Watt Lamp or Fixture | LED <=80 Watt | 3006-2
1

## References
EISA 2007 Federal Regulations |  |  |  |  | Other References
| Section 321 Omnidirectional, general service |  |  |  | Illinois TRM V5 Section 4.5.4
|  | 100 | 72
|  | 75 | 53
|  | 60 | 43
|  | 40 | 29
100
75
60
40
| Section 322 Reflector Lamps |  |  |  | Illinois TRM V5 Section 4.5.4
|  |  | 420 | 525
|  |  | 561 | 726
|  |  | 837.5 | 1062.5
|  |  | 1204 | 1610
|  |  | 1682 | 2247.5
|  |  | 2340 | 3075
| Section 324 HID |  |  |  | Universal Lighting Mfg Brochure, http://unvlt.com/pdf/literature/flyers/PSMH-Flyer.pdf
Linear Fluorescent
LM Captures Project Data
[5 empty] | TRM Measure Number | Eff Equip Description (Measure Selector) | 1: Watts Base | 1: Watts Eff | TRM Measure Number | Eff Equip Description (Measure Selector) | 1: Watts Base | 1: Watts Eff
[5 empty] | 3006-1 | LED <=80 Watt Lamp | 90 | 12 | 3006-1 | LED <=80 Watt Lamp | 90 | 12
[5 empty] | 3006-1 | LED <=80 Watt Lamp | 100 | 27 | 3006-1 | LED <=80 Watt Lamp or Fixture | 150 | 15
[5 empty] | 3006-2 | LED <=80 Watt Lamp or Fixture | 100 | 80 | 3006-1 | LED <=80 Watt Lamp or Fixture | 100 | 17
[5 empty] | 3006-1 | LED <=80 Watt Lamp or Fixture | 100 | 17 | 3006-2 | LED <=80 Watt Lamp or Fixture | 100 | 18
[5 empty] | 3006-2 | LED <=80 Watt Lamp or Fixture | 100 | 18 | 3006-1 | LED <=80 Watt Lamp | 110 | 19
[5 empty] | 3006-2 | LED <=80 Watt Lamp or Fixture | 100 | 40 | 3006-2 | LED <=80 Watt Lamp or Fixture | 150 | 20
[5 empty] | 3006-1 | LED <=80 Watt Lamp or Fixture | 100 | 38 | 3006-2 | LED <=80 Watt Lamp or Fixture | 100 | 21
[5 empty] | 3006-2 | LED <=80 Watt Lamp or Fixture | 100 | 21 | 3006-2 | LED <=80 Watt Lamp or Fixture | 100 | 21
[5 empty] | 3006-2 | LED <=80 Watt Lamp or Fixture | 100 | 21 | 3006-1 | LED <=80 Watt Lamp or Fixture | 150 | 22
[5 empty] | 3006-1 | LED <=80 Watt Lamp or Fixture | 100 | 35 | 3006-2 | LED <=80 Watt Lamp | 175 | 23
[5 empty] | 3006-1 | LED <=80 Watt Lamp or Fixture | 100 | 30 | 3006-2 | LED <=80 Watt Lamp | 175 | 25
[5 empty] | 3006-1 | LED <=80 Watt Lamp | 110 | 27 | 3006-2 | LED <=80 Watt Lamp or Fixture | 175 | 26
[5 empty] | 3006-1 | LED <=80 Watt Lamp | 110 | 19 | 3006-1 | LED <=80 Watt Lamp | 100 | 27
[5 empty] | 3006-2 | LED <=80 Watt Lamp | 150 | 60 | 3006-1 | LED <=80 Watt Lamp | 110 | 27
[5 empty] | 3006-1 | LED <=80 Watt Lamp | 150 | 27 | 3006-1 | LED <=80 Watt Lamp | 150 | 27
[5 empty] | 3006-2 | LED <=80 Watt Lamp or Fixture | 150 | 45 | 3006-1 | LED <=80 Watt Lamp or Fixture | 100 | 30
[5 empty] | 3006-2 | LED <=80 Watt Lamp or Fixture | 150 | 74 | 3006-1 | LED <=80 Watt Lamp or Fixture | 100 | 35
[5 empty] | 3006-1 | LED <=80 Watt Lamp or Fixture | 150 | 22 | 3006-1 | LED <=80 Watt Lamp or Fixture | 100 | 38
[5 empty] | 3006-2 | LED <=80 Watt Lamp or Fixture | 150 | 41 | 3006-2 | LED <=80 Watt Lamp or Fixture | 100 | 40
[5 empty] | 3006-2 | LED <=80 Watt Lamp or Fixture | 150 | 79 | 3006-1 | LED <=80 Watt Lamp or Fixture | 175 | 40
[5 empty] | 3006-2 | LED <=80 Watt Lamp or Fixture | 150 | 20 | 3006-2 | LED <=80 Watt Lamp or Fixture | 150 | 41
[5 empty] | 3006-1 | LED <=80 Watt Lamp or Fixture | 150 | 15 | 3006-2 | LED <=80 Watt Lamp or Fixture | 150 | 45
[5 empty] | 3006-2 | LED <=80 Watt Lamp | 162 | 50 | 3006-1 | LED <=80 Watt Lamp | 175 | 45
[5 empty] | 3006-2 | LED <=80 Watt Lamp | 162 | 60 | 3006-2 | LED <=80 Watt Lamp or Fixture | 175 | 45
[5 empty] | 3006-1 | LED <=80 Watt Lamp | 175 | 50 | 3006-2 | LED <=80 Watt Lamp | 162 | 50
[5 empty] | 3006-2 | LED <=80 Watt Lamp | 175 | 50 | 3006-1 | LED <=80 Watt Lamp | 175 | 50
[5 empty] | 3006-2 | LED <=80 Watt Lamp | 175 | 50 | 3006-2 | LED <=80 Watt Lamp | 175 | 50
[5 empty] | 3006-2 | LED <=80 Watt Lamp | 175 | 23 | 3006-2 | LED <=80 Watt Lamp | 175 | 50
[5 empty] | 3006-2 | LED <=80 Watt Lamp | 175 | 25 | 3006-2 | LED <=80 Watt Lamp | 175 | 54
[5 empty] | 3006-2 | LED <=80 Watt Lamp | 175 | 54 | 3006-2 | LED <=80 Watt Lamp | 150 | 60
[5 empty] | 3006-1 | LED <=80 Watt Lamp | 175 | 45 | 3006-2 | LED <=80 Watt Lamp | 162 | 60
[5 empty] | 3006-2 | LED <=80 Watt Lamp or Fixture | 175 | 45 | 3006-2 | LED <=80 Watt Lamp or Fixture | 175 | 60
[5 empty] | 3006-1 | LED <=80 Watt Lamp or Fixture | 175 | 40 | 3004-1 | LED 62-130 Watt Lamp or Fixture | 250 | 62
[5 empty] | 3006-2 | LED <=80 Watt Lamp or Fixture | 175 | 26 | 3006-2 | LED <=80 Watt Lamp or Fixture | 150 | 74
[5 empty] | 3006-2 | LED <=80 Watt Lamp or Fixture | 175 | 60 | 3006-2 | LED <=80 Watt Lamp or Fixture | 150 | 79 | 144.5429 | 37.9429
[5 empty] | 3004-2 | LED 81-110 Watt Lamp | 250 | 100 | 3006-2 | LED <=80 Watt Lamp or Fixture | 100 | 80
[5 empty] | 3004-1 | LED 62-130 Watt Lamp or Fixture | 250 | 100 | 3004-2 | LED 62-130 Watt Lamp or Fixture | 290 | 85
[5 empty] | 3004-2 | LED 62-130 Watt Lamp or Fixture | 250 | 120 | 3005-1 | LED 85-225 Watt Lamp or Fixture | 400 | 85
[5 empty] | 3004-2 | LED 62-130 Watt Lamp or Fixture | 250 | 130 | 3005-1 | LED 85-225 Watt Lamp or Fixture | 460 | 85
[5 empty] | 3004-1 | LED 62-130 Watt Lamp or Fixture | 250 | 62 | 3005-1 | LED 85-225 Watt Lamp or Fixture | 460 | 85
[5 empty] | 3004-1 | LED 62-130 Watt Lamp or Fixture | 250 | 100 | 3005-1 | LED 85-225 Watt Lamp or Fixture | 400 | 86
[5 empty] | 3004-1 | LED 62-130 Watt Lamp or Fixture | 250 | 100 | 3004-2 | LED 81-110 Watt Lamp | 250 | 100
[5 empty] | 3004-1 | LED 62-130 Watt Lamp or Fixture | 250 | 100 | 3004-1 | LED 62-130 Watt Lamp or Fixture | 250 | 100
[5 empty] | 3004-2 | LED 62-130 Watt Lamp or Fixture | 290 | 85 | 3004-1 | LED 62-130 Watt Lamp or Fixture | 250 | 100
[5 empty] | 3004-1 | LED 62-130 Watt Lamp or Fixture | 300 | 112 | 3004-1 | LED 62-130 Watt Lamp or Fixture | 250 | 100 | 311 | 90.6
[5 empty] | 3005-2 | LED 85-225 Watt Lamp or Fixture | 310 | 130 | 3004-1 | LED 62-130 Watt Lamp or Fixture | 250 | 100
[5 empty] | 3005-1 | LED 85-225 Watt Lamp or Fixture | 400 | 140 | 3005-1 | LED 85-225 Watt Lamp or Fixture | 400 | 100
[5 empty] | 3005-1 | LED 111-130 Watt Lamp | 400 | 111 | 3005-2 | LED 85-225 Watt Lamp or Fixture | 400 | 100
[5 empty] | 3005-1 | LED 111-130 Watt Lamp | 400 | 130 | 3005-1 | LED 85-225 Watt Lamp or Fixture | 400 | 100
[5 empty] | 3005-1 | LED 85-225 Watt Lamp or Fixture | 400 | 140 | 3005-1 | LED 85-225 Watt Lamp or Fixture | 400 | 100
[5 empty] | 3005-1 | LED 111-130 Watt Lamp | 400 | 120 | 3005-1 | LED 85-225 Watt Lamp or Fixture | 400 | 100
[5 empty] | 3005-1 | LED 111-130 Watt Lamp | 400 | 120 | 3005-1 | LED 85-225 Watt Lamp or Fixture | 455 | 100
[5 empty] | 3005-1 | LED 85-225 Watt Lamp or Fixture | 400 | 120 | 3005-1 | LED 85-225 Watt Lamp or Fixture | 461 | 106
[5 empty] | 3005-1 | LED 85-225 Watt Lamp or Fixture | 400 | 145 | 3005-1 | LED 85-225 Watt Lamp or Fixture | 400 | 108
[5 empty] | 3005-1 | LED 85-225 Watt Lamp or Fixture | 400 | 100 | 3005-1 | LED 85-225 Watt Lamp or Fixture | 461 | 110
[5 empty] | 3005-1 | LED 85-225 Watt Lamp or Fixture | 400 | 170 | 3005-1 | LED 111-130 Watt Lamp | 400 | 111
[5 empty] | 3005-1 | LED 85-225 Watt Lamp or Fixture | 400 | 153 | 3004-1 | LED 62-130 Watt Lamp or Fixture | 300 | 112
[5 empty] | 3005-2 | LED 85-225 Watt Lamp or Fixture | 400 | 100 | 3005-1 | LED 85-225 Watt Lamp or Fixture | 400 | 112
[5 empty] | 3005-1 | LED 85-225 Watt Lamp or Fixture | 400 | 170 | 3005-2 | LED 85-225 Watt Lamp or Fixture | 400 | 114
[5 empty] | 3005-1 | LED 85-225 Watt Lamp or Fixture | 400 | 120 | 3005-2 | LED 85-225 Watt Lamp or Fixture | 400 | 114
[5 empty] | 3005-1 | LED 85-225 Watt Lamp or Fixture | 400 | 140 | 3005-2 | LED 85-225 Watt Lamp or Fixture | 400 | 114
[5 empty] | 3005-1 | LED 85-225 Watt Lamp or Fixture | 400 | 150 | 3004-2 | LED 62-130 Watt Lamp or Fixture | 250 | 120
[5 empty] | 3005-1 | LED 85-225 Watt Lamp or Fixture | 400 | 150 | 3005-1 | LED 111-130 Watt Lamp | 400 | 120
[5 empty] | 3005-1 | LED 85-225 Watt Lamp or Fixture | 400 | 100 | 3005-1 | LED 111-130 Watt Lamp | 400 | 120
[5 empty] | 3005-2 | LED 85-225 Watt Lamp or Fixture | 400 | 120 | 3005-1 | LED 85-225 Watt Lamp or Fixture | 400 | 120
[5 empty] | 3005-1 | LED 85-225 Watt Lamp or Fixture | 400 | 150 | 3005-1 | LED 85-225 Watt Lamp or Fixture | 400 | 120
[5 empty] | 3005-1 | LED 85-225 Watt Lamp or Fixture | 400 | 180 | 3005-2 | LED 85-225 Watt Lamp or Fixture | 400 | 120
[5 empty] | 3005-1 | LED 85-225 Watt Lamp or Fixture | 400 | 150 | 3005-2 | LED 85-225 Watt Lamp or Fixture | 400 | 120
[5 empty] | 3005-1 | LED 85-225 Watt Lamp or Fixture | 400 | 140 | 3005-1 | LED 85-225 Watt Lamp or Fixture | 401 | 120
[5 empty] | 3005-1 | LED 85-225 Watt Lamp or Fixture | 400 | 150 | 3004-2 | LED 62-130 Watt Lamp or Fixture | 250 | 130
[5 empty] | 3005-1 | LED 85-225 Watt Lamp or Fixture | 400 | 146 | 3005-2 | LED 85-225 Watt Lamp or Fixture | 310 | 130
[5 empty] | 3005-1 | LED 85-225 Watt Lamp or Fixture | 400 | 200 | 3005-1 | LED 111-130 Watt Lamp | 400 | 130
[5 empty] | 3005-1 | LED 85-225 Watt Lamp or Fixture | 400 | 200 | 3005-2 | LED 85-225 Watt Lamp or Fixture | 400 | 130
[5 empty] | 3005-1 | LED 85-225 Watt Lamp or Fixture | 400 | 200 | 3005-1 | LED 85-225 Watt Lamp or Fixture | 400 | 130
[5 empty] | 3005-1 | LED 85-225 Watt Lamp or Fixture | 400 | 112 | 3005-1 | LED 85-225 Watt Lamp or Fixture | 400 | 140
[5 empty] | 3005-1 | LED 85-225 Watt Lamp or Fixture | 400 | 150 | 3005-1 | LED 85-225 Watt Lamp or Fixture | 400 | 140
[5 empty] | 3005-1 | LED 85-225 Watt Lamp or Fixture | 400 | 200 | 3005-1 | LED 85-225 Watt Lamp or Fixture | 400 | 140
[5 empty] | 3005-1 | LED 85-225 Watt Lamp or Fixture | 400 | 140 | 3005-1 | LED 85-225 Watt Lamp or Fixture | 400 | 140
[5 empty] | 3005-1 | LED 85-225 Watt Lamp or Fixture | 400 | 143 | 3005-1 | LED 85-225 Watt Lamp or Fixture | 400 | 140
[5 empty] | 3005-2 | LED 85-225 Watt Lamp or Fixture | 400 | 120 | 3005-1 | LED 85-225 Watt Lamp or Fixture | 400 | 143
[5 empty] | 3005-1 | LED 85-225 Watt Lamp or Fixture | 400 | 100 | 3005-2 | LED 85-225 Watt Lamp or Fixture | 455 | 143
[5 empty] | 3005-1 | LED 85-225 Watt Lamp or Fixture | 400 | 100 | 3005-1 | LED 85-225 Watt Lamp or Fixture | 400 | 145
[5 empty] | 3005-2 | LED 85-225 Watt Lamp or Fixture | 400 | 130 | 3005-1 | LED 85-225 Watt Lamp or Fixture | 400 | 146
[5 empty] | 3005-1 | LED 85-225 Watt Lamp or Fixture | 400 | 108 | 3005-1 | LED 85-225 Watt Lamp or Fixture | 400 | 146
[5 empty] | 3005-1 | LED 85-225 Watt Lamp or Fixture | 400 | 146 | 3005-1 | LED 85-225 Watt Lamp or Fixture | 400 | 150
[5 empty] | 3005-1 | LED 85-225 Watt Lamp or Fixture | 400 | 86 | 3005-1 | LED 85-225 Watt Lamp or Fixture | 400 | 150
[5 empty] | 3005-1 | LED 85-225 Watt Lamp or Fixture | 400 | 150 | 3005-1 | LED 85-225 Watt Lamp or Fixture | 400 | 150
[5 empty] | 3005-1 | LED 85-225 Watt Lamp or Fixture | 400 | 185 | 3005-1 | LED 85-225 Watt Lamp or Fixture | 400 | 150
[5 empty] | 3005-1 | LED 85-225 Watt Lamp or Fixture | 400 | 130 | 3005-1 | LED 85-225 Watt Lamp or Fixture | 400 | 150
[5 empty] | 3005-1 | LED 85-225 Watt Lamp or Fixture | 400 | 85 | 3005-1 | LED 85-225 Watt Lamp or Fixture | 400 | 150
[5 empty] | 3005-2 | LED 85-225 Watt Lamp or Fixture | 400 | 114 | 3005-1 | LED 85-225 Watt Lamp or Fixture | 400 | 150
[5 empty] | 3005-2 | LED 85-225 Watt Lamp or Fixture | 400 | 114 | 3005-1 | LED 85-225 Watt Lamp or Fixture | 461 | 150
[5 empty] | 3005-2 | LED 85-225 Watt Lamp or Fixture | 400 | 114 | 3005-1 | LED 85-225 Watt Lamp or Fixture | 400 | 153
[5 empty] | 3005-1 | LED 85-225 Watt Lamp or Fixture | 401 | 120 | 3005-1 | LED 85-225 Watt Lamp or Fixture | 455 | 160
[5 empty] | 3005-1 | LED 85-225 Watt Lamp or Fixture | 452 | 165 | 3005-1 | LED 85-225 Watt Lamp or Fixture | 452 | 165
[5 empty] | 3005-2 | LED 85-225 Watt Lamp or Fixture | 455 | 143 | 3005-1 | LED 85-225 Watt Lamp or Fixture | 455 | 165
[5 empty] | 3005-1 | LED 85-225 Watt Lamp or Fixture | 455 | 160 | 3005-1 | LED 85-225 Watt Lamp or Fixture | 400 | 170
[5 empty] | 3005-1 | LED 85-225 Watt Lamp or Fixture | 455 | 165 | 3005-1 | LED 85-225 Watt Lamp or Fixture | 400 | 170
[5 empty] | 3005-1 | LED 85-225 Watt Lamp or Fixture | 455 | 197 | 3005-1 | LED 85-225 Watt Lamp or Fixture | 400 | 180
[5 empty] | 3005-1 | LED 85-225 Watt Lamp or Fixture | 455 | 100 | 3005-1 | LED 85-225 Watt Lamp or Fixture | 400 | 185
[5 empty] | 3005-1 | LED 85-225 Watt Lamp or Fixture | 460 | 85 | 3005-1 | LED 85-225 Watt Lamp or Fixture | 455 | 197
[5 empty] | 3005-1 | LED 85-225 Watt Lamp or Fixture | 460 | 85 | 3005-1 | LED 85-225 Watt Lamp or Fixture | 400 | 200
[5 empty] | 3005-1 | LED 85-225 Watt Lamp or Fixture | 461 | 110 | 3005-1 | LED 85-225 Watt Lamp or Fixture | 400 | 200
[5 empty] | 3005-1 | LED 85-225 Watt Lamp or Fixture | 461 | 224 | 3005-1 | LED 85-225 Watt Lamp or Fixture | 400 | 200
[5 empty] | 3005-1 | LED 85-225 Watt Lamp or Fixture | 461 | 106 | 3005-1 | LED 85-225 Watt Lamp or Fixture | 400 | 200
[5 empty] | 3005-1 | LED 85-225 Watt Lamp or Fixture | 461 | 150 | 3005-1 | LED 85-225 Watt Lamp or Fixture | 461 | 220
[5 empty] | 3005-1 | LED 85-225 Watt Lamp or Fixture | 461 | 220 | 3005-1 | LED 85-225 Watt Lamp or Fixture | 461 | 224
[5 empty] | 3005-1 | LED 85-225 Watt Lamp or Fixture | 461 | 240 | 3005-1 | LED 85-225 Watt Lamp or Fixture | 461 | 240 | 400.8571 | 142.2698

## Energy Star Pivot Tables
[5 empty] | Nominal | EISA | 1.3959
[5 empty] | 100 | 72
[5 empty] | 75 | 53
[5 empty] | 60 | 43
[5 empty] | 40 | 29
[16 empty] | Bulb Type | PAR38 | PAR38 |  | Bulb Type | (Multiple Items) | Globe |  | Bulb Type | (All) |  |  | Bulb Type | (Multiple Items) | BR,R |  | Bulb Type | (Multiple Items) | All Par |  | Bulb Type | (All) | LED Omni |  | Bulb Type | (All) | LED Dec |  | Bulb Type | (Multiple Items) | LED MR |  | Bulb Type | (All) | GU24 |  | Bulb Type | (Multiple Items) | CFL Reflector |  | Bulb Type | (All) | EISA Exempt, BR,R |  | Bulb Type | (All) | EISA Compliant BR,R
Bulb Type | (All) |  |  | Bulb Type | (All) |  |  | Bulb Type | (All) |  |  | Bulb Type | (Multiple Items) | PAR30 |  | Technology | LED |  |  | Technology | LED |  |  | Technology | CFL |  |  | Technology | LED |  |  | Technology | LED |  |  | Technology | LED |  |  | Technology | LED |  |  | Technology | LED |  |  | Technology | CFL |  |  | Technology | CFL |  |  | Technology | LED |  |  | Technology | LED
Technology | LED |  |  | Technology | LED |  |  | Technology | CFL |  |  | Technology | LED |  |  | Three Way | No |  |  | Three Way | No |  |  | Three Way | No |  |  | Three Way | No |  |  | Three Way | No |  |  | Three Way | No |  |  | Three Way | No |  |  | Three Way | No |  |  | Three Way | No |  |  | Three Way | No |  |  | Three Way | No |  |  | Three Way | No
Three Way | No |  |  | Three Way | No |  |  | Three Way | No |  |  | Three Way | No |  |  | Lamp Category | Directional |  |  | Lamp Category | Omnidirectional |  |  | Lamp Category | Omnidirectional |  |  | Lamp Category | Directional |  |  | Lamp Category | Directional |  |  | Lamp Category | Omnidirectional |  |  | Lamp Category | Decorative |  |  | Lamp Category | (All) |  |  | Lamp Category | (All) |  |  | Lamp Category | Directional |  |  | Lamp Category | Directional |  |  | Lamp Category | Directional
Lamp Category | Directional |  |  | Lamp Category | Omnidirectional |  |  | Lamp Category | Omnidirectional |  |  | Lamp Category | Directional |  |  | Base Type | (Multiple Items) |  |  | Base Type | (Multiple Items) |  |  | Base Type | (Multiple Items) |  |  | Base Type | (Multiple Items) |  |  | Base Type | (Multiple Items) |  |  | Base Type | (Multiple Items) |  |  | Base Type | (All) |  |  | Base Type | (All) |  |  | Base Type | GU24 |  |  | Base Type | (All) |  |  | Base Type | (All) |  |  | Base Type | (All)
Base Type | (Multiple Items) |  |  | Base Type | (Multiple Items) |  |  | Base Type | (Multiple Items) |  |  | Base Type | (Multiple Items)
[16 empty] | Row Labels | Average of Energy Used (watts) | Average of Energy Used (watts) | EISA Equivalent | Row Labels | Average of Energy Used (watts) | Average of Energy Used (watts) | EISA Equivalent | Row Labels | Average of Energy Used (watts) | Average of Energy Used (watts) | EISA Equivalent | Row Labels | Average of Energy Used (watts) | Average of Energy Used (watts) | EISA Equivalent | Row Labels | Average of Energy Used (watts) | Average of Energy Used (watts) | EISA Equivalent | Row Labels | Average of Energy Used (watts) | Average of Energy Used (watts) | EISA Equivalent | Row Labels | Average of Energy Used (watts) | Average of Energy Used (watts) | Nominal | Row Labels | Average of Energy Used (watts) | Average of Energy Used (watts) | EISA Equivalent | Row Labels | Average of Energy Used (watts) | Average of Energy Used (watts) | Nominal | Row Labels | Average of Energy Used (watts) | Average of Energy Used (watts) | EISA Equivalent | Row Labels | Average of Energy Used (watts) | Average of Energy Used (watts) | EISA Exempt | Row Labels | Average of Energy Used (watts) | Average of Energy Used (watts) | EISA Equivalent
Row Labels | Average of Energy Used (watts) | Average of Energy Used (watts) | EISA Equivalent | Row Labels | Average of Energy Used (watts) | Average of Energy Used (watts) | EISA Equivalent | Row Labels | Average of Energy Used (watts) | Average of Energy Used (watts) | EISA Equivalent | Row Labels | Average of Energy Used (watts) | Average of Energy Used (watts) | EISA Equivalent | 45 | 7 | 7 | 32.2364 | 40 | 6.0591 | 6.0591 | 29 | 40 | 9.4235 | 9.4235 | 29 | 40 | 6.95 | 6.95 | 29 | 40 | 5.7923 | 5.7923 | 29 | 40 | 6.4405 | 6.4405 | 29 | 40 | 4.7534 | 4.7534 | 40 | 40 | 6 | 6 | 29 | 60 | 13.1327 | 13.1327 | 60 | 40 | 11 | 11 | 29 | 45 | 7.2135 | 7.2135 | 45 | 50 | 7.4677 | 7.4677 | 35.8182
40 | 6.2957 | 6.2957 | 29 | 40 | 6.4405 | 6.4405 | 29 | 40 | 9.4235 | 9.4235 | 29 | 45 | 11.94 | 11.94 | 32.2364 | 60 | 12 | 12 | 43 | Grand Total | 6.0591 |  |  | 60 | 13.3207 | 13.3207 | 43 | 45 | 7.2135 | 7.2135 | 32.2364 | 45 | 7.0162 | 7.0162 | 32.2364 | 60 | 9.5624 | 9.5624 | 43 | 45 | 7 | 7 | 45 | 45 | 7.2875 | 7.2875 | 32.2364 | 65 | 15.6 | 15.6 | 65 | 45 | 11 | 11 | 32.2364 | 50 | 8 | 8 | 50 | 65 | 10.4778 | 10.4778 | 46.5636
45 | 7.1556 | 7.1556 | 32.2364 | 60 | 9.5624 | 9.5624 | 43 | 60 | 13.3207 | 13.3207 | 43 | 50 | 11.9938 | 11.9938 | 35.8182 | 65 | 14.35 | 14.35 | 46.5636 |  |  |  |  | 75 | 19.1805 | 19.1805 | 53 | 50 | 7.4789 | 7.4789 | 35.8182 | 50 | 7.9046 | 7.9046 | 35.8182 | 75 | 12.1567 | 12.1567 | 53 | 60 | 6.784 | 6.784 | 60 | 50 | 7.2428 | 7.2428 | 35.8182 | 75 | 18.2471 | 18.2471 | 75 | 50 | 13.8125 | 13.8125 | 35.8182 | 65 | 10.18 | 10.18 | 65 | 60 | 11.0763 | 11.0763 | 43
50 | 7.821 | 7.821 | 35.8182 | 75 | 12.1567 | 12.1567 | 53 | 75 | 19.1805 | 19.1805 | 53 | 60 | 11.4522 | 11.4522 | 43 | 75 | 15.76 | 15.76 | 53 |  |  |  |  | 100 | 23.4168 | 23.4168 | 72 | 60 | 11.0763 | 11.0763 | 43 | 60 | 8.5966 | 8.5966 | 43 | 100 | 16.1642 | 16.1642 | 72 | 75 | 5.5 | EISA limits at 60W |  | 60 | 7 | 7 | 43 | 100 | 24.0039 | 24.0039 | 100 | 60 | 15.67 | 15.67 | 43 | Grand Total | 9.8443 |  |  | 75 | 13.8738 | 13.8738 | 53
60 | 9.0369 | 9.0369 | 43 | 100 | 16.1642 | 16.1642 | 72 | 100 | 23.4168 | 23.4168 | 72 | 65 | 10.6667 | 10.6667 | 46.5636 | 85 | 16.9291 | 16.9291 | 60.8909 |  |  |  |  | 125 | 30.3125 | 30.3125 | 89.5455 | 65 | 10.1429 | 10.1429 | 46.5636 | 65 | 11.6571 | 11.6571 | 46.5636 | 125 | 17.8636 | 17.8636 | 89.5455 | 100 | 6.1667 |  |  | 65 | 7.7148 | 7.7148 | 46.5636 | 125 | 32 | 32 | 125 | 65 | 15.1176 | 15.1176 | 46.5636 |  |  |  |  | 100 | 17.3736 | 17.3736 | 72
65 | 10.2239 | 10.2239 | 46.5636 | 125 | 17.8636 | 17.8636 | 89.5455 | 125 | 30.3125 | 30.3125 | 89.5455 | 75 | 13.395 | 13.395 | 53 | 90 | 15.524 | 15.524 | 64.4727 |  |  |  |  | Grand Total | 17.3182 |  |  | 75 | 13.4451 | 13.4451 | 53 | 75 | 13.2556 | 13.2556 | 53 | Grand Total | 9.7531 |  |  | Grand Total | 5.3535 |  |  | 75 | 8.3357 | 8.3357 | 53 | Grand Total | 18.6007 |  |  | 75 | 18.6895 | 18.6895 | 53 |  |  |  |  | 90 | 17.3795 | 17.3795 | 64.4727
75 | 13.3332 | 13.3332 | 53 | Grand Total | 9.7531 |  |  | Grand Total | 17.3182 |  |  | 85 | 12.9333 | 12.9333 | 60.8909 | 100 | 16.9768 | 16.9768 | 72 | [8 empty] | 85 | 14.1932 | 14.1932 | 60.8909 | 85 | 16.3356 | 16.3356 | 60.8909 | [8 empty] | Grand Total | 7.408 | [6 empty] | 85 | 23.1938 | 23.1938 | 60.8909 |  |  |  |  | 85 | 15.5075 | 15.5075 | 60.8909
85 | 15.8116 | 15.8116 | 60.8909 | [8 empty] | 90 | 13.7188 | 13.7188 | 64.4727 | Grand Total | 16.3101 | [10 empty] | Grand Total | 9.733 |  |  | 90 | 15.4219 | 15.4219 | 64.4727 | [16 empty] | 90 | 22.9455 | 22.9455 | 64.4727 |  |  |  |  | Grand Total | 12.622
90 | 15.659 | 15.659 | 64.4727 | [8 empty] | 100 | 15.3 | 15.3 | 72 | [16 empty] | 100 | 16.9461 | 16.9461 | 72 | [16 empty] | Grand Total | 16.6288
100 | 17.0139 | 17.0139 | 72 | [8 empty] | Grand Total | 13.1812 | [18 empty] | Grand Total | 11.9493
Grand Total | 11.6966
Eff | 10.5 | 12 |  | Eff | 12 | [6 empty] | Eff | 15
Base | 45.4106 | 50.8157 |  | Base | 55.1034 | [6 empty] | Base | 68.854 |  |  |  | Eff | 18
[17 empty] | Base | 68.3764 | [6 empty] | Eff | 23 | 11 |  | Eff | 12 |  |  | Eff | 15 |  |  | Eff | 14 | 8 | [12 empty] | Eff | 19 |  |  |  | Eff | 10.0518 |  |  | Eff | 13.0489
[25 empty] | Base | 68.4455 | 33.9059 |  | Base | 50.1 |  |  | Base | 60.8938 |  |  | Base | 65.1852 | 34.9398 | [12 empty] | Base | 79.273 |  |  |  | Base | 64.0824 |  |  | Base | 52.8217

## Energy Star
ENERGY STAR Partner | Brand Name | Model Name | Model Number | Additional Model Information | Bulb Type | Product Finder Bulb Type | Base Type | Lamp Category | Technology | Warranty (years) | Wattage Equivalency (watts) | Maximum Overall Length (mm) | Maximum Overall Diameter (mm) | CBCP | Hg (mg) | Beam Angle | Brightness (lumens) | Energy Used (watts) | Efficacy (lumens/watt) | Three Way | Life (hrs) | Light Appearance (Kelvin) | Color Quality (CRI) | R9 | Power Factor | Min Operating Temp (C) | Dimmable | Dims Down to % | Lamp rated for use in enclosed fixtures? | Special Features | Connected Lamp? | Communication Method/Connected Protocol | Standby Power Consumption (W) | Date Available on Market | Date Qualified | Markets | CB Model Identifier | ENERGY STAR Unique ID
3M Company | 3M | LED BR LAMP | BR30-Z3 |  | BR30 | Reflector (Flood/Spot) | E26 (Medium) | Directional | LED | 5 | 65 | 127 | 95 | 421 |  |  | 800 | 12.5 | 64 | No | 25000 | 3000 | 83 | 19 | 0.9 | -20 | Dimmable | 10% |  | None |  |  |  | 2014-01-01 | 2014-10-21 | United States, Canada | ES_1065235_BR30-Z3_10222014134058_7957222 | 2223093
3M Company | 3M | LED BR LAMP | CG30B8D |  | BR30 | Reflector (Flood/Spot) | E26 (Medium) | Directional | LED | 3 | 65 | 127 | 95 | 421 |  |  | 800 | 12.5 | 64 | No | 25000 | 3000 | 83 | 19 | 0.9 | -20 | Dimmable | 10% |  | None |  |  |  | 2014-01-01 | 2014-10-21 | United States, Canada | ES_1065235_CG30B8D_10222014134058_6616092 | 2223094
Ace Hardware Corporation | Ace | CFL 13Watt T2 | ESL13T2/5/ACE |  | CFL Bare Spiral | General Purpose Replacement | E26 (Medium) | Omnidirectional | CFL | 2 | 60 | 105 | 50 |  | 1.3 |  | 825 | 13 | 63.5 | No | 10000 | 2700 | 83 | 0 | 0.6 | -29 |  |  |  | Damp Location Rated,Not for Use in Enclosed Fixtures |  |  |  | 2015-02-15 | 2015-02-24 | United States | ES_1004092_ESL13T2/5/ACE_02242015031440_1023771 | 2233875
Ace Hardware Corporation | Ace | CFL 18Watt T2 | ESL18T2/5/ACE |  | CFL Bare Spiral | General Purpose Replacement | E26 (Medium) | Omnidirectional | CFL | 2 | 75 | 106 | 55.7 |  | 0.2 |  | 1170 | 18 | 65 | No | 10000 | 2700 | 81 | 3 | 0.6 | -29 |  |  |  | Damp Location Rated,Not for Use in Enclosed Fixtures |  |  |  | 2015-02-15 | 2015-02-24 | United States | ES_1004092_ESL18T2/5/ACE_02242015102221_1023771 | 2233871
Ace Hardware Corporation | Ace | CFL 23Watt T2 | ESL23T2/5/ACE |  | CFL Bare Spiral | General Purpose Replacement | E26 (Medium) | Omnidirectional | CFL | 2 | 100 | 110.8 | 60.5 |  | 1 |  | 1600 | 23 | 69.6 | No | 10000 | 2700 | 81 | -19 | 0.6 | -29 |  |  |  | Not for Use in Recessed Fixtures,Not for Use in Enclosed Fixtures |  |  |  | 2015-02-15 | 2015-02-24 | United States | ES_1004092_ESL23T2/5/ACE_02242015103001_1023771 | 2233872
Ace Hardware Corporation | Ace | CFL 9Watt T2 | ESL9T2/5/ACE |  | CFL Bare Spiral | General Purpose Replacement | E26 (Medium) | Omnidirectional | CFL | 2 | 40 | 83 | 45.3 |  | 0.2 |  | 525 | 9 | 58.3 | No | 10000 | 2700 | 82 | -22 | 0.6 | -20 |  |  |  | Not for Use in Recessed Fixtures,Not for Use in Enclosed Fixtures |  |  |  | 2015-02-15 | 2015-02-23 | United States | ES_1004092_ESL9T2/5/ACE_02232015022620_1023769 | 2233830
Ace Hardware Corporation | Ace | FLE20HT3/2/10E/SW | 67438 | ,76427,; ,76431,; FLE20HT3/BX2-ACE,3407137,; FLE20HT3SWBX-ACE,3285889,; FLE20HTSW5BX-ACE,3285996, | CFL Bare Spiral | General Purpose Replacement | E26 (Medium) | Omnidirectional | CFL | 2 | 75 | 113 | 58.8 |  | 1 |  | 1300 | 20.1 | 65 | No | 10000 | 2700 | 82 | -22 | 0.6 | -15 |  |  |  | Damp Location Rated |  |  |  | 2014-09-30 | 2014-09-29 | United States | ES_1004092_67438_09292014002137_0097235 | 2221213
AFFINITY LED LIGHT LLC | Affinity LED Lighting | A19 G6 3000K | FT0730KD |  | A19 | General Purpose Replacement | E26 (Medium) | Omnidirectional | LED | 5 | 40 | 112 | 60 |  |  |  | 450 | 7 | 64.3 | No | 25000 | 3000 | 85 | 16 | 0.9 | -20 | Dimmable | 10% |  | Not for Use in Enclosed Fixtures |  |  |  | 2014-11-10 | 2014-11-12 | United States | ES_1125407_FT0730KD_11132014141128_2247008 | 2225688
AFFINITY LED LIGHT LLC | Affinity LED Lighting | A19 G6 3000K | FT1230KD |  | A19 | General Purpose Replacement | E26 (Medium) | Omnidirectional | LED | 5 | 60 | 112 | 60 |  |  |  | 800 | 12 | 66.7 | No | 25000 | 3000 | 81 | 3 | 0.9 | -20 | Dimmable | 10% |  | Not for Use in Enclosed Fixtures |  |  |  | 2014-11-10 | 2014-11-12 | United States | ES_1125407_FT1230KD_11132014141135_2626291 | 2225687
AFFINITY LED LIGHT LLC | Affinity LED Lighting | BR30 15W | B301530KD |  | BR30 | Reflector (Flood/Spot) | E26 (Medium) | Directional | LED | 5 | 75 | 134.6 | 96.5 |  |  | 110 | 1000 | 15 | 66.7 | No | 30000 | 3000 | 83 | 18 | 1 | -20 | Dimmable | 10% |  | Enclosed Fixtures,Recessed Fixtures |  |  |  | 2014-03-10 | 2014-03-05 | United States | ES_1125407_B301530KD_03112014111258_2010623 | 2206145
AFFINITY LED LIGHT LLC | Affinity LED Lighting | BR40 16W | B401630KD |  | BR40 | Reflector (Flood/Spot) | E26 (Medium) | Directional | LED | 5 | 90 | 162.6 | 129.5 |  |  | 110 | 1300 | 16 | 81.3 | No | 30000 | 3000 | 83 | 19 | 1 | -20 | Dimmable | 10% |  | Enclosed Fixtures,Recessed Fixtures |  |  |  | 2014-03-10 | 2014-03-05 | United States | ES_1125407_B401630KD_03112014111426_5815533 | 2206137
AFFINITY LED LIGHT LLC | Affinity LED Lighting | PAR20 8W | P20084030KD |  | PAR20 | Reflector (Flood/Spot) | E26 (Medium) | Directional | LED | 5 | 50 | 86.4 | 63.5 | 953 |  | 40 | 500 | 8 | 62.5 | No | 30000 | 3000 | 86 | 30 | 1 | -20 | Dimmable | 1% |  | Enclosed Fixtures,Recessed Fixtures |  |  |  | 2014-03-15 | 2014-02-07 | United States | ES_1125407_P20084030KD_03112014111040_9729826 | 2206155
AFFINITY LED LIGHT LLC | Affinity LED Lighting | PAR30 15W | P30154030KD |  | PAR30L | Reflector (Flood/Spot) | E26 (Medium) | Directional | LED | 5 | 75 | 114.3 | 96.5 | 1890 |  | 40 | 800 | 15 | 53.3 | No | 30000 | 3000 | 86 | 28 | 1 | -20 | Dimmable | 10% |  | Enclosed Fixtures,Recessed Fixtures |  |  |  | 2014-03-10 | 2014-03-05 | United States | ES_1125407_P30154030KD_03112014111221_3397398 | 2206148
AFFINITY LED LIGHT LLC | Affinity LED Lighting | PAR38 16W | P38162530KD |  | PAR38 | Reflector (Flood/Spot) | E26 (Medium) | Directional | LED | 5 | 90 | 129.5 | 121.9 | 3714 |  | 25 | 950 | 16 | 59.4 | No | 30000 | 3000 | 87 | 32 | 1 | -20 | Dimmable | 10% |  | Enclosed Fixtures,Recessed Fixtures |  |  |  | 2014-03-10 | 2014-03-05 | United States | ES_1125407_P38162530KD_03112014111348_8496510 | 2206140
AFFINITY LED LIGHT LLC | Affinity LED Lighting | R20 8W | R200830KD |  | R20 | Reflector (Flood/Spot) | E26 (Medium) | Directional | LED | 5 | 50 | 99.1 | 63.5 |  |  | 110 | 500 | 8 | 62.5 | No | 30000 | 3000 | 85 | 21 | 1 | -20 | Dimmable | 1% |  | Enclosed Fixtures,Recessed Fixtures |  |  |  | 2014-03-15 | 2014-02-07 | United States | ES_1125407_R200830KD_03112014111456_4800559 | 2206135
Agricultural Lighting Innovations | AGLIGHT | AgLight | AgLight 1230K |  | A19 | General Purpose Replacement | E26 (Medium) | Omnidirectional | LED | 3 | 60 | 112 | 60 |  |  |  | 800 | 12 | 66.7 | No | 25000 | 3000 | 81 | 3 | 0.9 | -20 | Dimmable | 10% |  | None |  |  |  | 2015-01-20 | 2015-01-23 | United States | ES_1130929_AgLight 1230K_01262015162739_8104074 | 2232514
Agricultural Lighting Innovations | AGLIGHT | AgLight | AgLight 1240K |  | A19 | General Purpose Replacement | E26 (Medium) | Omnidirectional | LED | 3 | 60 | 112 | 60 |  |  |  | 800 | 12 | 66.7 | No | 25000 | 4000 | 83 | 9 | 0.9 | -20 | Dimmable | 10% |  | None |  |  |  | 2015-01-20 | 2015-01-23 | United States | ES_1130929_AgLight 1240K_01262015162739_4082621 | 2232515
Ahold USA | Smart Living | FLE13HT3/2/10E/SW | 64093 | ,13170,; ,64092,; ,FAM8CFLSW/1BXESL,; ,FLE13HT3/SL/2P,; ,FLE13HT3/SW/SL,; FLE13HT3/2/10E/SW,64093, | CFL Bare Spiral | General Purpose Replacement | E26 (Medium) | Omnidirectional | CFL | 2 | 60 | 115.5 | 45 |  | 1 |  | 915 | 13.4 | 68.3 | No | 10000 | 2700 | 83 | -5 | 0.6 | -15 |  |  |  | Damp Location Rated |  |  |  | 2015-01-19 | 2015-02-02 | United States | ES_1069462_64093_02022015191500_4500327 | 2232246
Ahold USA | Smart Living | FLE20HT3/2/10E/SW | 94559 | ,13170,; ,94558,; ,FAM8CFLSW/1BXESL,; ,FLE20HT3/2/SL/2P,; ,FLE20HT3/2/SW/SL,; FLE20HT3/2/10E/SW,94559, | CFL Bare Spiral | General Purpose Replacement | E26 (Medium) | Omnidirectional | CFL | 2 | 75 | 113.1 | 58.9 |  | 1 |  | 1365 | 20.2 | 67.6 | No | 10000 | 2700 | 82 | -22 | 0.6 | -15 |  |  |  | Damp Location Rated,Not for Use in Enclosed Fixtures |  |  |  | 2015-01-23 | 2015-02-02 | United States | ES_1069462_94559_02022015190334_3814502 | 2232242
Ahold USA | Smart Living | FLE23HT3/2/10E/SW | 64094 | ,13170,; ,73587,; ,FAM8CFLSW/1BXESL,; ,FLE23HT3/SL/2P,; ,FLE23HT3/SW/SL,; FLE23HT3/2/10E/SW,64094, | CFL Bare Spiral | General Purpose Replacement | E26 (Medium) | Omnidirectional | CFL | 2 | 100 | 128 | 63 |  | 1 |  | 1745 | 22.9 | 76.2 | No | 10000 | 2700 | 83 | -11 | 0.6 | -15 |  |  |  | Damp Location Rated |  |  |  | 2015-01-19 | 2015-02-02 | United States | ES_1069462_64094_02022015193756_5876631 | 2232403
ALDI Inc. | Lightway | LED BULBS | M-11BR30-827-120-D-2 |  | BR30 | Reflector (Flood/Spot) | E26 (Medium) | Directional | LED | 3 | 75 | 126.8 | 90.2 |  |  |  | 940 | 11 | 85.4 | No | 25000 | 2700 | 81 | 2 | 1 | -20 | Dimmable | 10% | No | None | No |  |  | 2016-06-10 | 2016-07-14 | United States, Canada | ES_1096445_M-11BR30-827-120-D-2_07272016151815_4110301 | 2273640
Allstar Lighting Supplies, Inc. DBA Luxrite | DBA luxrite | LR24131 | LR24131 |  | PAR30L | Reflector (Flood/Spot) | E26 (Medium) | Directional | LED | 3 | 75 | 119 | 94 | 1438 |  | 40 | 800 | 11 | 72.7 | No | 25000 | 3000 | 93 | 65 | 0.9 | -20 | Dimmable | 10% |  | Damp Location Rated,Not for Use in Enclosed Fixtures |  |  |  | 2015-01-01 | 2015-12-17 | United States | ES_1122254_LR24131_12152015131421_7816736 | 2255065
Allstar Lighting Supplies, Inc. DBA Luxrite | DBA luxrite | LR24133 | LR24133 |  | PAR30L | Reflector (Flood/Spot) | E26 (Medium) | Directional | LED | 3 | 75 | 119 | 94 | 1491 |  | 40 | 800 | 11 | 72.7 | No | 25000 | 4000 | 95 | 82 | 0.9 | -20 | Dimmable | 10% |  | Damp Location Rated,Not for Use in Enclosed Fixtures |  |  |  | 2015-01-01 | 2015-12-17 | United States | ES_1122254_LR24133_12152015131714_2567865 | 2255066
Allstar Lighting Supplies, Inc. DBA Luxrite | DBA luxrite | LR24134 | LR24134 |  | PAR30L | Reflector (Flood/Spot) | E26 (Medium) | Directional | LED | 3 | 75 | 119 | 94 | 1492 |  | 40 | 800 | 11 | 72.7 | No | 25000 | 5000 | 96 | 94 | 0.9 | -20 | Dimmable | 10% |  | Damp Location Rated,Not for Use in Enclosed Fixtures |  |  |  | 2015-01-01 | 2015-12-17 | United States | ES_1122254_LR24134_12152015132022_7883569 | 2255067
Allstar Lighting Supplies, Inc. DBA Luxrite | DBA luxrite | LR24140 | LR24140 |  | PAR38 | Reflector (Flood/Spot) | E26 (Medium) | Directional | LED | 3 | 100 | 130 | 120 | 1908 |  | 40 | 1125 | 17 | 66.2 | No | 25000 | 2700 | 92 | 55 | 0.9 | -20 | Dimmable | 10% |  | Damp Location Rated,Not for Use in Enclosed Fixtures |  |  |  | 2015-01-01 | 2015-12-17 | United States | ES_1122254_LR24140_12152015133422_4801599 | 2255068
Allstar Lighting Supplies, Inc. DBA Luxrite | DBA luxrite | LR24141 | LR24141 |  | PAR38 | Reflector (Flood/Spot) | E26 (Medium) | Directional | LED | 3 | 100 | 130 | 120 | 1804 |  | 40 | 1150 | 17 | 67.6 | No | 25000 | 3000 | 93 | 70 | 0.9 | -20 | Dimmable | 10% |  | Damp Location Rated,Not for Use in Enclosed Fixtures |  |  |  | 2015-01-01 | 2015-12-17 | United States | ES_1122254_LR24141_12152015135348_837365 | 2255069
Allstar Lighting Supplies, Inc. DBA Luxrite | DBA luxrite | LR24143 | LR24143 |  | PAR38 | Reflector (Flood/Spot) | E26 (Medium) | Directional | LED | 3 | 100 | 130 | 120 | 2050 |  | 40 | 1167 | 17 | 68.6 | No | 25000 | 4000 | 95 | 81 | 0.9 | -20 | Dimmable | 10% |  | Not for Use in Enclosed Fixtures |  |  |  | 2015-01-01 | 2015-12-17 | United States | ES_1122254_LR24143_12152015135840_1601220 | 2255070
Allstar Lighting Supplies, Inc. DBA Luxrite | DBA luxrite | LR24144 | LR24144 |  | PAR38 | Reflector (Flood/Spot) | E26 (Medium) | Directional | LED | 3 | 100 | 130 | 120 | 1970 |  | 40 | 1182 | 17 | 69.5 | No | 25000 | 5000 | 97 | 95 | 0.9 | -20 | Dimmable | 10% |  | Damp Location Rated,Not for Use in Enclosed Fixtures |  |  |  | 2015-01-01 | 2015-12-17 | United States | ES_1122254_LR24144_12152015140406_5086633 | 2255071
Allstar Lighting Supplies, Inc. DBA Luxrite | luxrite | BR30 | LR31810 |  | BR30 | Reflector (Flood/Spot) | E26 (Medium) | Directional | LED | 3 | 65 | 127 | 95 |  |  | 120 | 650 | 10 | 65 | No | 25000 | 2700 | 81 | 6 | 0.9 | -20 | Dimmable | 10% |  | None |  |  |  | 2015-07-01 | 2015-07-16 | United States, Canada | ES_1122254_LR31810_07222015093210_6521112 | 2243958
Allstar Lighting Supplies, Inc. DBA Luxrite | luxrite | BR30 | LR31811 |  | BR30 | Reflector (Flood/Spot) | E26 (Medium) | Directional | LED | 3 | 65 | 127 | 95 |  |  | 120 | 650 | 10 | 65 | No | 25000 | 3000 | 82 | 6 | 0.9 | -20 | Dimmable | 10% |  | None |  |  |  | 2015-07-01 | 2015-07-16 | United States, Canada | ES_1122254_LR31811_07222015093210_8294901 | 2243959
Allstar Lighting Supplies, Inc. DBA Luxrite | luxrite | BR40 | LR31820 |  | BR40 | Reflector (Flood/Spot) | E26 (Medium) | Directional | LED | 3 | 85 | 162 | 121 |  |  |  | 1100 | 14 | 78.6 | No | 25000 | 2700 | 82 | 13 | 0.9 | -20 | Dimmable | 10% |  | None |  |  |  | 2015-07-01 | 2015-07-16 | United States, Canada | ES_1122254_LR31820_07222015093232_4005556 | 2243960
Allstar Lighting Supplies, Inc. DBA Luxrite | luxrite | BR40 | LR31821 |  | BR40 | Reflector (Flood/Spot) | E26 (Medium) | Directional | LED | 3 | 85 | 162 | 121 |  |  |  | 1100 | 14 | 78.6 | No | 25000 | 3000 | 82 | 8 | 0.9 | -20 | Dimmable | 10% |  | None |  |  |  | 2015-07-01 | 2015-07-16 | United States, Canada | ES_1122254_LR31821_07222015093232_9814970 | 2243961
Allstar Lighting Supplies, Inc. DBA Luxrite | luxrite | Directional LED Lamp GU10 | LR21308 |  | PAR16 | Reflector (Flood/Spot) | GU10 | Directional | LED | 3 | 60 | 55.2 | 50.1 | 1007 |  | 40 | 540 | 8 | 67.5 | No | 25000 | 2700 | 80 | 8 | 0.8 | -20 | Dimmable | 5% |  | Damp Location Rated,Use With Timers,Recessed Fixtures,Not for Use in Enclosed Fixtures,Use With Photo And/Or Motion Sensors |  |  |  | 2016-01-20 | 2016-02-02 | United States, Canada | ES_1122254_LR21308_02022016164615_3289810 | 2259996
Allstar Lighting Supplies, Inc. DBA Luxrite | luxrite | Directional LED Lamp GU10 | LR21309 |  | PAR16 | Reflector (Flood/Spot) | GU10 | Directional | LED | 3 | 60 | 55.2 | 50.2 | 1118 |  | 40 | 560 | 8 | 70 | No | 25000 | 3000 | 82 | 17 | 0.8 | -20 | Dimmable | 5% |  | Damp Location Rated,Use With Timers,Recessed Fixtures,Not for Use in Enclosed Fixtures,Use With Photo And/Or Motion Sensors |  |  |  | 2016-01-20 | 2016-02-02 | United States, Canada | ES_1122254_LR21309_02022016164647_5829091 | 2259997
Allstar Lighting Supplies, Inc. DBA Luxrite | luxrite | LED | LR23130 |  | PAR30L | Reflector (Flood/Spot) | E26 (Medium) | Directional | LED | 3 | 75 | 119 | 94 | 1505 |  | 40 |  | 10 | 75 | No | 40000 | 2700 | 91 | 50 | 0.9 | -40 | Dimmable | 10% |  | None |  |  |  | 2015-08-01 | 2015-08-06 | United States | ES_1122254_LR23130_08142015163315_2605881 | 2246271
Allstar Lighting Supplies, Inc. DBA Luxrite | luxrite | LED PAR LAMP | LR21019 |  | PAR20 | Reflector (Flood/Spot) | E26 (Medium) | Directional | LED | 3 | 50 | 82 | 63 | 786 |  | 40 | 400 | 7.5 | 53.3 | No | 25000 | 2700 | 82 | 9 | 0.9 | -20 | Dimmable | 10% |  | None |  |  |  | 2014-05-01 | 2014-12-23 | United States, Canada | ES_1122254_LR21019_12292014170704_7989097 | 2230351
Allstar Lighting Supplies, Inc. DBA Luxrite | luxrite | LED PAR LAMP | LR21029 |  | PAR30L | Reflector (Flood/Spot) | E26 (Medium) | Directional | LED | 3 | 75 | 115 | 94 | 1751 |  | 40 | 750 | 13.5 | 55.6 | No | 25000 | 2700 | 83 | 21 | 0.9 | -20 | Dimmable | 10% |  | None |  |  |  | 2014-05-01 | 2014-12-23 | United States, Canada | ES_1122254_LR21029_12292014170712_6446741 | 2230350
Allstar Lighting Supplies, Inc. DBA Luxrite | luxrite | LED PAR LAMP | LR21039 |  | PAR38 | Reflector (Flood/Spot) | E26 (Medium) | Directional | LED | 3 | 90 | 132 | 121 | 1561 |  | 40 | 1050 | 17.5 | 60 | No | 25000 | 2700 | 83 | 21 | 1 | -20 | Dimmable | 10% |  | None |  |  |  | 2014-05-01 | 2014-12-23 | United States, Canada | ES_1122254_LR21039_12292014170721_2769978 | 2230349
Allstar Lighting Supplies, Inc. DBA Luxrite | luxrite | LED R LAMP | LR31800 |  | R20 | Reflector (Flood/Spot) | E26 (Medium) | Directional | LED | 3 | 45 | 93 | 63 |  |  | 120 | 450 | 8 | 56.3 | No | 25000 | 2700 | 81 | 10 | 0.9 | -20 | Dimmable | 10% |  | None |  |  |  | 2015-07-01 | 2015-07-16 | United States, Canada | ES_1122254_LR31800_07222015083125_2328033 | 2243894
Allstar Lighting Supplies, Inc. DBA Luxrite | luxrite | LR21100 | LR21100 | LR21106,LR21106,Beam Angle: 25D | MR16 | Reflector (Flood/Spot) | GU5.3 | Directional | LED | 5 | 50 | 50.3 | 50.2 | 1202 |  | 40 | 450 | 7 | 64.3 | No | 25000 | 2700 | 82 | 6 | 0.7 | -20 | Dimmable | 15% |  | Damp Location Rated,Recessed Fixtures,Shatter Resistant |  |  |  | 2015-02-10 | 2015-01-30 | United States | ES_1122254_LR21100_01302015143621_9876595 | 2232927
Allstar Lighting Supplies, Inc. DBA Luxrite | luxrite | LR21101 | LR21101 | LR21108,LR21108,Beam Angle: 25D | MR16 | Reflector (Flood/Spot) | GU5.3 | Directional | LED | 5 | 50 | 50.4 | 50.2 | 1058 |  | 40 | 450 | 7 | 64.3 | No | 25000 | 3000 | 83 | 12 | 0.7 | -20 | Dimmable | 15% |  | Damp Location Rated,Recessed Fixtures,Shatter Resistant |  |  |  | 2015-02-10 | 2015-01-30 | United States | ES_1122254_LR21101_01302015144120_9010742 | 2232928
Allstar Lighting Supplies, Inc. DBA Luxrite | luxrite | LR21110 | LR21110 |  | PAR16 | Reflector (Flood/Spot) | E26 (Medium) | Directional | LED | 5 | 60 | 70.4 | 50.1 | 1125 |  | 40 | 450 | 7 | 64.3 | No | 25000 | 2700 | 81 | 5 | 0.9 | -20 | Dimmable | 15% |  | Damp Location Rated,Recessed Fixtures,Shatter Resistant |  |  |  | 2015-02-10 | 2015-01-30 | United States | ES_1122254_LR21110_01302015143724_0183675 | 2232929
Allstar Lighting Supplies, Inc. DBA Luxrite | luxrite | LR22020 | LR22020 |  | CFL Bare Spiral | General Purpose Replacement | GU24 | Omnidirectional | CFL | 2 | 100 | 100.3 | 60 |  | 2.8 |  | 1600 | 23 | 69.6 | No | 10000 | 2700 | 81 | -6 | 0.6 | -20 |  |  |  | None |  |  |  | 2014-03-18 | 2014-02-07 | United States | ES_1122254_LR22020_05132014111646_2931747 | 2210327
Allstar Lighting Supplies, Inc. DBA Luxrite | luxrite | Omni LED Lamp A19 | LR21086 |  | A19 | General Purpose Replacement | E26 (Medium) | Omnidirectional | LED | 3 | 60 | 111.2 | 65.8 |  |  |  | 800 | 9.9 | 80.8 | No | 25000 | 2700 | 83 | 11 | 0.8 | -20 | Dimmable | 5% |  | Damp Location Rated,Use With Timers,Not for Use in Enclosed Fixtures,Recessed Fixtures,Use With Photo And/Or Motion Sensors |  |  |  | 2015-12-20 | 2015-12-28 | United States, Canada | ES_1122254_LR21086_12282015084523_3889109 | 2256142
Allstar Lighting Supplies, Inc. DBA Luxrite | luxrite | Omni LED Lamp A19 | LR21087 |  | A19 | General Purpose Replacement | E26 (Medium) | Omnidirectional | LED | 3 | 60 | 111.6 | 65.7 |  |  |  | 800 | 9.9 | 80.8 | No | 25000 | 3000 | 83 | 10 | 0.8 | -20 | Dimmable | 5% |  | Damp Location Rated,Use With Timers,Not for Use in Enclosed Fixtures,Recessed Fixtures,Use With Photo And/Or Motion Sensors |  |  |  | 2015-12-20 | 2015-12-28 | United States, Canada | ES_1122254_LR21087_12282015084555_0891237 | 2256143
Allstar Lighting Supplies, Inc. DBA Luxrite | luxrite | Omni LED Lamp A19 | LR21089 |  | A19 | General Purpose Replacement | E26 (Medium) | Omnidirectional | LED | 3 | 60 | 110.9 | 65.6 |  |  |  | 800 | 9.9 | 80.8 | No | 25000 | 5000 | 86 | 22 | 0.8 | -20 | Dimmable | 5% |  | Damp Location Rated,Use With Timers,Not for Use in Enclosed Fixtures,Recessed Fixtures,Use With Photo And/Or Motion Sensors |  |  |  | 2015-12-20 | 2015-12-28 | United States, Canada | ES_1122254_LR21089_12282015084612_3981894 | 2256144
AM Conservation Group, Inc. | LUMAcoil | CFL | LY31113T2 |  | CFL Bare Spiral | General Purpose Replacement | E26 (Medium) | Omnidirectional | CFL | 2 | 60 | 100.2 | 38.6 |  | 1.5 |  | 900 | 13 | 69.2 | No | 12000 | 2700 | 83 | -28 | 0.6 | -18 |  |  |  | Not for Use in Enclosed Fixtures |  |  |  | 2015-07-25 | 2015-07-28 | United States, Canada | ES_31690_LY31113T2_07312015041730_1023863 | 2244758
AM Conservation Group, Inc. | LUMAcoil | CFL | LY31123T2 |  | CFL Bare Spiral | General Purpose Replacement | E26 (Medium) | Omnidirectional | CFL | 2 | 100 | 114.8 | 50.2 |  | 1.5 |  | 1600 | 23.7 | 67.5 | No | 12000 | 2700 | 80 | -9 | 0.6 | -18 |  |  |  | Not for Use in Enclosed Fixtures |  |  |  | 2015-07-25 | 2015-07-28 | United States, Canada | ES_31690_LY31123T2_07312015042950_1023863 | 2244759
AM Conservation Group, Inc. | LUMAcoil | L30118T2 | L30118T2 |  | CFL Bare Spiral | General Purpose Replacement | E26 (Medium) | Omnidirectional | CFL | 2 | 75 | 103.5 | 56.6 |  | 2 |  | 1349 | 19.2 | 70.4 | No | 12000 | 2700 | 81 | -22 | 0.6 | -20 |  |  |  | None |  |  |  | 2014-10-10 | 2014-10-10 | United States | ES_31690_L30118T2_10102014102551_1023692 | 2222107
AM Conservation Group, Inc. | LUMAcoil | L31109T2 | L31109T2 |  | CFL Bare Spiral | General Purpose Replacement | E26 (Medium) | Omnidirectional | CFL | 2 | 40 | 91.5 | 43.2 |  | 1.8 |  | 550 | 9 | 61.1 | No | 10000 | 2700 | 82 | -21 | 0.6 | -20 |  |  |  | None |  |  |  | 2014-10-09 | 2014-10-09 | United States | ES_31690_L31109T2_10092014043620_1023691 | 2221953
AM Conservation Group, Inc. | LUMAcoil | L31113T2 | L31113T2 |  | CFL Bare Spiral | General Purpose Replacement | E26 (Medium) | Omnidirectional | CFL | 2 | 60 | 103.9 | 46.1 |  | 1.8 |  | 900 | 13 | 69.2 | No | 12000 | 2700 | 83 | -19 | 0.6 | -20 |  |  |  | Not for Use in Enclosed Fixtures |  |  |  | 2015-06-10 | 2015-06-12 | United States | ES_31690_L31113T2_06122015051620_1023830 | 2241537
AM Conservation Group, Inc. | LUMAcoil | L31114A | L31114A |  | CFL A-type | General Purpose Replacement | E26 (Medium) | Omnidirectional | CFL | 2 | 60 | 113.4 | 59.9 |  | 1.5 |  | 800 | 14.2 | 56.3 | No | 10000 | 2700 | 82 | -6 | 0.6 | -20 |  |  |  | None |  |  |  | 2014-10-09 | 2014-10-09 | United States | ES_31690_L31114A_10102014103221_1023691 | 2222119
AM Conservation Group, Inc. | LUMAcoil | L31123T2 | L31123T2 |  | CFL Bare Spiral | General Purpose Replacement | E26 (Medium) | Omnidirectional | CFL | 2 | 100 | 112.1 | 60.7 |  | 2 |  | 1600 | 23.2 | 68.9 | No | 12000 | 2700 | 81 | -23 | 0.6 | -20 |  |  |  | None |  |  |  | 2014-10-09 | 2014-10-09 | United States | ES_31690_L31123T2_10092014043950_1023691 | 2221954
AM Conservation Group, Inc. | LUMAcoil | L321123T2 | L321123T2 |  | CFL Bare Spiral | General Purpose Replacement | E26 (Medium) | Omnidirectional | CFL | 2 | 100 | 113.5 | 60.9 |  | 2 |  | 1600 | 23 | 69.6 | No | 12000 | 2700 | 82 | -3 | 0.6 | -20 |  |  |  | Damp Location Rated,Not for Use in Enclosed Fixtures |  |  |  | 2015-11-09 | 2015-11-09 | United States | ES_31690_L321123T2_11092015023440_1023924 | 2252219
AM Conservation Group, Inc. | LUMAcoil | L330502 | L330502 |  | CFL Bare Spiral | General Purpose Replacement | E26 (Medium) | Omnidirectional | CFL | 2 | 125 | 148.5 | 68.7 |  | 2 |  | 2200 | 33 | 66.7 | Yes | 10000 | 2700 | 81 | -9 | 0.5 | -20 |  |  |  | Not for Use in Enclosed Fixtures |  |  |  | 2014-10-10 | 2014-10-10 | United States | ES_31690_L330502_10102014102951_1023692 | 2222118
AM Conservation Group, Inc. | Simply Conserve | L4011A1930K | L4011A1930K |  | A19 | General Purpose Replacement | E26 (Medium) | Omnidirectional | LED | 3 | 60 | 112.6 | 63.5 |  |  |  | 800 | 11 | 72.7 | No | 25000 | 3000 | 85 | 24 | 1 | -20 | Dimmable | 10% |  | Not for Use in Recessed Fixtures,Not for Use in Enclosed Fixtures |  |  |  | 2014-09-15 | 2014-09-15 | United States | ES_31690_L4011A1930K_09152014041000_1023669 | 2219548
AM Conservation Group, Inc. | Simply Conserve | L405CDL27K | L405CDL27K |  | Decorative Candle: Other | Decorative | E12 (Candelabra) | Decorative | LED | 3 | 40 | 97.2 | 35 |  |  |  | 325 | 5 | 65 | No | 25000 | 2700 | 82 | 7 | 0.9 | -20 | Dimmable | 10% |  | Damp Location Rated,Not for Use in Enclosed Fixtures |  |  |  | 2015-04-01 | 2015-04-01 | United States, Canada | ES_31690_L405CDL27K_04012015042000_1023786 | 2235564
AM Conservation Group, Inc. | Simply Conserve | L406G2527K | L406G2527K |  | G25 | Globe | E26 (Medium) | Decorative | LED | 3 | 40 | 123 | 79.9 |  |  |  | 450 | 6.1 | 73.8 | No | 25000 | 2700 | 82 | 16 | 0.7 | -20 | Dimmable | 10% |  | Damp Location Rated,Not for Use in Enclosed Fixtures |  |  |  | 2015-04-01 | 2015-06-29 | United States, Canada | ES_31690_L406G2527K_06292015083730_1023786 | 2242396
AM Conservation Group, Inc. | Simply Conserve | L409A1927K | L409A1927K |  | A19 | General Purpose Replacement | E26 (Medium) | Omnidirectional | LED | 3 | 60 | 112 | 60.9 |  |  |  | 800 | 9 | 88.9 | No | 25000 | 2700 | 81 | 4 | 0.9 | -20 | Dimmable | 10% |  | Damp Location Rated,Not for Use in Enclosed Fixtures |  |  |  | 2014-12-08 | 2014-12-08 | United States, Canada | ES_31690_L409A1927K_12082014031620_1023720 | 2226911
AM Conservation Group, Inc. | Simply Conserve | L409A1927KENCL | L409A1927KENCL |  | A19 | General Purpose Replacement | E26 (Medium) | Omnidirectional | LED | 3 | 60 | 112.2 | 63.5 |  |  |  | 800 | 9 | 88.9 | No | 25000 | 2700 | 82 | 7 | 0.9 | -20 | Dimmable | 10% |  | Damp Location Rated,Enclosed Fixtures |  |  |  | 2015-10-17 | 2015-11-06 | United States, Canada | ES_31690_L409A1927KENCL_11062015021110_1023924 | 2252087
AM Conservation Group, Inc. | Simply Conserve | L411A1927K75WEQ | L411A1927K75WEQ |  | A19 | General Purpose Replacement | E26 (Medium) | Omnidirectional | LED | 3 | 75 | 112.3 | 63.7 |  |  |  | 1100 | 11 | 100 | No | 25000 | 2700 | 82 | 8 | 0.9 | -20 | Dimmable | 10% |  | Damp Location Rated,Not for Use in Enclosed Fixtures |  |  |  | 2015-06-12 | 2015-06-12 | United States, Canada | ES_31690_L411A1927K75WEQ_06122015050220_1023830 | 2241540
Bulb Star | BulbStar | 12W A19 | 3GLA12 |  | A19 | General Purpose Replacement | E26 (Medium) | Omnidirectional | LED | 3 | 60 | 111.8 | 66 |  |  |  | 800 | 12 | 66.7 | No | 30000 | 2700 | 94 | 57 | 1 | -20 | Dimmable | 15% |  | None |  |  |  | 2014-03-18 | 2014-03-12 | United States | ES_1033346_3GLA12_03182014151211_6581359 | 2206679
AM Conservation Group, Inc. | Simply Conserve | L415A2127K100WE | L415A2127K100WE |  | A21 | General Purpose Replacement | E26 (Medium) | Omnidirectional | LED | 3 | 100 | 131.7 | 69.8 |  |  |  | 1600 | 15 | 106.7 | No | 25000 | 2700 | 82 | 8 | 1 | -20 | Dimmable | 10% |  | Damp Location Rated,Not for Use in Enclosed Fixtures |  |  |  | 2015-06-11 | 2015-06-11 | United States, Canada | ES_31690_L415A2127K100WE_06122015045550_1023830 | 2241536
AM Conservation Group, Inc. | Simply Conserve | L415A213WAY27K | L415A213WAY27K |  | A21 | General Purpose Replacement | E26d | Omnidirectional | LED | 3 | 100 | 133.4 | 71.2 |  |  |  | 1600 | 15 | 106.7 | Yes | 25000 | 2700 | 82 | 7 | 0.9 | -20 |  |  |  | Damp Location Rated,Not for Use in Enclosed Fixtures |  |  |  | 2015-11-06 | 2015-11-06 | United States, Canada | ES_31690_L415A213WAY27K_11062015022110_1023924 | 2252088
AM Conservation Group, Inc. | Simply Conserve | L4R30D11W-27 | L4R30D11W-27 |  | BR30 | Reflector (Flood/Spot) | E26 (Medium) | Directional | LED | 3 | 65 | 129.1 | 94.8 |  |  | 111 | 850 | 11.4 | 77.3 | No | 25000 | 2700 | 81 | 4 | 0.9 | -20 | Dimmable | 10% |  | None |  |  |  | 2014-08-05 | 2016-09-08 | United States | ES_31690_L4R30D11W-27_08072014091620_1023649 | 2217136
AM Conservation Group, Inc. | Simply Conserve | L4R30D11W-27K | L4R30D11W-27K |  | BR30 | Reflector (Flood/Spot) | E26 (Medium) | Directional | LED | 3 | 65 | 130.8 | 94.8 |  |  |  | 850 | 11 | 77.3 | No | 25000 | 2700 | 81 | 3 | 0.9 | -20 | Dimmable | 10% | Yes | Damp Location Rated | No |  |  | 2016-03-30 | 2016-03-30 | United States, Canada | ES_31690_L4R30D11W-27K_03312016042110_1023984 | 2263566
AM Conservation Group, Inc. | Simply Conserve | L4R30D11W-30 | L4R30D11W-30 |  | BR30 | Reflector (Flood/Spot) | E26 (Medium) | Directional | LED | 3 | 65 | 130 | 95 |  |  | 110 | 850 | 11 | 77.3 | No | 25000 | 3000 | 83 | 17 | 0.9 | -20 | Dimmable | 1% |  | None |  |  |  | 2014-08-05 | 2014-08-07 | United States | ES_31690_L4R30D11W-30_08072014092000_1023649 | 2217137
AM Conservation Group, Inc. | Simply Conserve | LED Lamp | L405CDL2700K |  | B10 | Decorative | E26 (Medium) | Decorative | LED | 3 | 40 | 95 | 34.9 |  |  |  | 325 | 5 | 65 | No | 25000 | 2700 | 82 | 7 | 0.9 | -20 | Dimmable | 10% | No | Damp Location Rated,Not for Use in Recessed Fixtures | No |  |  | 2016-07-30 | 2016-08-04 | United States | ES_31690_L405CDL2700K_08042016155801_3214788 | 2274476
AM Conservation Group, Inc. | Simply Conserve | LED Lamp | L405CDL2700KF |  | B10 | Decorative | E12 (Candelabra) | Decorative | LED | 3 | 40 | 98.8 | 35.1 |  |  |  | 350 | 5 | 70 | No | 25000 | 2700 | 82 | 9 | 0.9 | -20 | Dimmable | 10% | No | Damp Location Rated,Use With Timers,Not for Use in Recessed Fixtures,Use With Photo and/or Motion Sensors | No |  |  | 2016-08-30 | 2016-09-27 | United States | ES_31690_L405CDL2700KF_09272016152602_6789193 | 2280386
AM Conservation Group, Inc. | Simply Conserve | LED Lamp | L406G2527K |  | G25 | Globe | E26 (Medium) | Decorative | LED | 3 | 40 | 121.4 | 80.1 |  |  |  | 450 | 6 | 75 | No | 25000 | 3000 | 82 | 7 | 0.9 | -20 | Dimmable | 10% | No | Damp Location Rated,Not for Use in Recessed Fixtures | No |  |  | 2016-06-30 | 2016-08-04 | United States | ES_31690_L406G2527K_08042016155822_2347819 | 2274477
AM Conservation Group, Inc. | Simply Conserve | LED Lamp | L5-A19D30-12W-27 |  | A19 | General Purpose Replacement | E26 (Medium) | Omnidirectional | LED | 3 | 75 | 112 | 63.7 |  |  |  | 1100 | 12 | 91.7 | No | 25000 | 2700 | 83 | 12 | 0.9 | -20 | Dimmable | 10% | No | Damp Location Rated,Use With Timers,Not for Use in Recessed Fixtures,Use With Photo and/or Motion Sensors | No |  |  | 2016-07-07 | 2016-06-27 | United States | ES_31690_L5-A19D30-12W-27_06272016171902_3219416 | 2271993
AM Conservation Group, Inc. | Simply Conserve | LED Lamp | L609A1927KENCL |  | A19 | General Purpose Replacement | E26 (Medium) | Omnidirectional | LED | 3 | 60 | 112 | 60 |  |  |  | 800 | 9 | 88.9 | No | 25000 | 2700 | 83 | 10 | 1 | -20 | Dimmable | 10% | Yes | Damp Location Rated,Use With Timers,Use With Photo and/or Motion Sensors,Recessed Fixtures | No |  |  | 2016-10-17 | 2016-10-17 | United States | ES_31690_L609A1927KENCL_07112016171902_4352345 | 2273878
AM Conservation Group, Inc. | Simply Conserve | LED Lamp | L611A1927K75WEQ |  | A19 | General Purpose Replacement | E26 (Medium) | Omnidirectional | LED | 3 | 75 | 112.2 | 63.8 |  |  |  | 1100 | 11 | 100 | No | 25000 | 2700 | 84 | 15 | 0.9 | -20 | Dimmable | 10% | No | Damp Location Rated,Not for Use in Recessed Fixtures | No |  |  | 2016-06-30 | 2016-08-04 | United States | ES_31690_L611A1927K75WEQ_08042016155901_1824923 | 2274480
AM Conservation Group, Inc. | Simply Conserve | LED Lamp | L615A2127K100WE |  | A21 | General Purpose Replacement | E26 (Medium) | Omnidirectional | LED | 3 | 100 | 134.6 | 72.1 |  |  |  | 1600 | 15 | 106.7 | No | 25000 | 2700 | 82 | 8 | 0.9 | -20 | Dimmable | 10% | No | Damp Location Rated,Use With Timers,Not for Use in Recessed Fixtures,Use With Photo and/or Motion Sensors | No |  |  | 2016-10-17 | 2016-10-17 | United States | ES_31690_L615A2127K100WE_08042016162601_3248900 | 2274481
AM Conservation Group, Inc. | Simply Conserve | LED Lamp | L615A213WAY27K |  | A21 | General Purpose Replacement | E26d | Omnidirectional | LED | 3 | 100 | 134.8 | 71.7 |  |  |  | 1600 | 15 | 106.7 | Yes | 25000 | 2700 | 83 | 9 | 0.9 | -20 |  |  | No | Damp Location Rated,Use With Timers,Not for Use in Recessed Fixtures,Use With Photo and/or Motion Sensors | No |  |  | 2016-10-17 | 2016-10-17 | United States | ES_31690_L615A213WAY27K_10172016164701_2349199 | 2282249
AM Conservation Group, Inc. | Simply Conserve | LED Lamp | LY06A1927KENCL |  | A19 | General Purpose Replacement | E26 (Medium) | Omnidirectional | LED | 3 | 40 | 105.5 | 59.6 |  |  |  | 480 | 6 | 80 | No | 25000 | 2700 | 80 | 1 | 0.8 | -20 | Dimmable | 10% | Yes | Damp Location Rated,Use With Timers,Use With Photo and/or Motion Sensors,Recessed Fixtures | No |  |  | 2016-07-29 | 2016-06-27 | United States, Canada | ES_31690_LY06A1927KENCL_06272016171933_3489193 | 2273877
AM Conservation Group, Inc. | Simply Conserve | LED LAMP | L4R30D11W-27K |  | BR30 | Reflector (Flood/Spot) | E26 (Medium) | Directional | LED | 3 | 65 | 130.1 | 94.8 |  |  |  | 850 | 11 | 77.3 | No | 25000 | 2700 | 83 | 9 | 0.9 | -20 | Dimmable | 10% | No | Damp Location Rated | No |  |  | 2016-10-10 | 2016-10-17 | United States | ES_31690_L4R30D11W-27K_08042016155844_4532790 | 2274478
American Bright Lighting | IngeniLED | ABL-A19C-09E6W-A-LD | ABL-A19C-09E6W-A-LD |  | A19 | General Purpose Replacement | E26 (Medium) | Omnidirectional | LED | 3 | 60 | 112.3 | 64.9 |  |  |  | 800 | 9 | 88.9 | No | 25000 | 5000 | 84 | 13 | 0.9 | -20 | Dimmable | 10% |  | Damp Location Rated,Not for Use in Enclosed Fixtures |  |  |  | 2015-04-10 | 2015-09-22 | United States | ES_1125372_ABL-A19C-09E6W-A-LD_09232015042440_1023902 | 2248360
American Bright Lighting | IngeniLED | ABL-A19W-07E6W-A-LD | ABL-A19W-07E6W-A-LD | ,854859005910, | A19 | General Purpose Replacement | E26 (Medium) | Omnidirectional | LED | 3 | 40 | 112.4 | 61 |  |  |  | 450 | 7 | 64.3 | No | 25000 | 3000 | 83 | 15 | 0.9 | -20 | Dimmable | 10% |  | Damp Location Rated |  |  |  | 2015-03-06 | 2015-03-06 | United States | ES_1125372_ABL-A19W-07E6W-A-LD_03062015034220_1023774 | 2234372
Alite CO., LTD. | ALITE | Integral LED Lamps | LED-PAR20-COB |  | PAR20 | Reflector (Flood/Spot) | E26 (Medium) | Directional | LED | 5 | 50 | 88.8 | 62 | 1577 |  | 38 | 580 | 8 | 70 | No | 25000 | 3000 | 83 | 18 | 0.9 | -25 | Dimmable | 20% |  | None |  |  |  | 2014-06-01 | 2014-07-11 | Canada | ES_1117273_LED-PAR20-COB_07162014143647_8259774 | 2215593
Alite CO., LTD. | ALITE | Integral LED Lamps | LED-PAR20-COB |  | PAR20 | Reflector (Flood/Spot) | E26 (Medium) | Directional | LED | 5 | 50 | 88.8 | 62 | 1665 |  | 38 | 580 | 8 | 71.3 | No | 25000 | 4000 | 84 | 14 | 0.9 | -25 | Dimmable | 20% |  | None |  |  |  | 2014-06-01 | 2014-07-11 | Canada | ES_1117273_LED-PAR20-COB_07162014143647_6796337 | 2215595
Alite CO., LTD. | ALITE | Integral LED Lamps | LED-PAR20-COB |  | PAR20 | Reflector (Flood/Spot) | E26 (Medium) | Directional | LED | 5 | 50 | 88.8 | 62 | 1806 |  | 38 | 580 | 8 | 70 | No | 25000 | 5000 | 83 | 18 | 0.9 | -25 | Dimmable | 20% |  | None |  |  |  | 2014-06-01 | 2014-07-11 | Canada | ES_1117273_LED-PAR20-COB_07162014143647_3467458 | 2215597
Alite CO., LTD. | ALITE | Integral LED Lamps | LED-PAR20-COB |  | PAR20 | Reflector (Flood/Spot) | E26 (Medium) | Directional | LED | 5 | 50 | 88.8 | 62 | 2378 |  | 24 | 580 | 8 | 75.7 | No | 25000 | 3000 | 83 | 13 | 0.9 | -25 | Dimmable | 20% |  | None |  |  |  | 2014-06-01 | 2014-07-11 | Canada | ES_1117273_LED-PAR20-COB_07162014143647_6357697 | 2215594
Alite CO., LTD. | ALITE | Integral LED Lamps | LED-PAR20-COB |  | PAR20 | Reflector (Flood/Spot) | E26 (Medium) | Directional | LED | 5 | 50 | 88.8 | 62 | 2488 |  | 24 | 580 | 8 | 70 | No | 25000 | 5000 | 83 | 18 | 0.9 | -25 | Dimmable | 20% |  | None |  |  |  | 2014-06-01 | 2014-07-11 | Canada | ES_1117273_LED-PAR20-COB_07162014143647_1418657 | 2215598
Alite CO., LTD. | ALITE | Integral LED Lamps | LED-PAR20-COB |  | PAR20 | Reflector (Flood/Spot) | E26 (Medium) | Directional | LED | 5 | 50 | 88.8 | 62 | 2519 |  | 24 | 580 | 8 | 70 | No | 25000 | 4000 | 83 | 18 | 0.9 | -25 | Dimmable | 20% |  | None |  |  |  | 2014-06-01 | 2014-07-11 | Canada | ES_1117273_LED-PAR20-COB_07162014143647_9558026 | 2215596
Alite CO., LTD. | ALITE | Integral LED Lamps | LED-PAR30-COB |  | PAR30 | Reflector (Flood/Spot) | E26 (Medium) | Directional | LED | 5 | 75 | 114 | 94 | 2207 |  | 38 | 860 | 12 | 68.9 | No | 25000 | 3000 | 82 | 13 | 0.9 | -25 | Dimmable | 20% |  | None |  |  |  | 2014-06-01 | 2014-07-11 | Canada | ES_1117273_LED-PAR30-COB_07162014143604_8461907 | 2215587
Alite CO., LTD. | ALITE | Integral LED Lamps | LED-PAR30-COB |  | PAR30 | Reflector (Flood/Spot) | E26 (Medium) | Directional | LED | 5 | 75 | 114 | 94 | 2307 |  | 38 | 860 | 12 | 75.6 | No | 25000 | 5000 | 81 | 12 | 0.9 | -25 | Dimmable | 20% |  | None |  |  |  | 2014-06-01 | 2014-07-11 | Canada | ES_1117273_LED-PAR30-COB_07162014143604_2191507 | 2215589
Alite CO., LTD. | ALITE | Integral LED Lamps | LED-PAR30-COB |  | PAR30 | Reflector (Flood/Spot) | E26 (Medium) | Directional | LED | 5 | 75 | 114 | 94 | 2452 |  | 38 | 860 | 12 | 76.6 | No | 25000 | 4000 | 81 | 7 | 0.9 | -25 | Dimmable | 20% |  | None |  |  |  | 2014-06-01 | 2014-07-11 | Canada | ES_1117273_LED-PAR30-COB_07162014143604_5660236 | 2215588
Alite CO., LTD. | ALITE | Integral LED Lamps | LED-PAR30-COB |  | PAR30 | Reflector (Flood/Spot) | E26 (Medium) | Directional | LED | 5 | 75 | 114 | 94 | 3134 |  | 24 | 860 | 12 | 68.9 | No | 25000 | 4000 | 82 | 13 | 0.9 | -25 | Dimmable | 20% |  | None |  |  |  | 2014-06-01 | 2014-07-11 | Canada | ES_1117273_LED-PAR30-COB_07162014143604_6509192 | 2215591
Alite CO., LTD. | ALITE | Integral LED Lamps | LED-PAR30-COB |  | PAR30 | Reflector (Flood/Spot) | E26 (Medium) | Directional | LED | 5 | 75 | 114 | 94 | 3191 |  | 24 | 860 | 12 | 68.9 | No | 25000 | 3000 | 82 | 13 | 0.9 | -25 | Dimmable | 20% |  | None |  |  |  | 2014-06-01 | 2014-07-11 | Canada | ES_1117273_LED-PAR30-COB_07162014143604_3677799 | 2215590
Alite CO., LTD. | ALITE | Integral LED Lamps | LED-PAR30-COB |  | PAR30 | Reflector (Flood/Spot) | E26 (Medium) | Directional | LED | 5 | 75 | 114 | 94 | 3206 |  | 24 | 860 | 12 | 68.9 | No | 25000 | 5000 | 82 | 13 | 0.9 | -25 | Dimmable | 20% |  | None |  |  |  | 2014-06-01 | 2014-07-11 | Canada | ES_1117273_LED-PAR30-COB_07162014143604_6495960 | 2215592
Alite CO., LTD. | ALITE | Integral LED Lamps | LED-PAR38-COB |  | PAR38 | Reflector (Flood/Spot) | E26 (Medium) | Directional | LED | 5 | 100 | 128 | 119 | 3535 |  | 38 | 1300 | 17 | 75 | No | 25000 | 3000 | 82 | 11 | 1 | -25 | Dimmable | 20% |  | None |  |  |  | 2014-06-01 | 2014-07-11 | United States, Canada | ES_1117273_LED-PAR38-COB_07162014143727_7670426 | 2215580
Alite CO., LTD. | ALITE | Integral LED Lamps | LED-PAR38-COB |  | PAR38 | Reflector (Flood/Spot) | E26 (Medium) | Directional | LED | 5 | 100 | 128 | 119 | 4104 |  | 38 | 1300 | 17 | 75 | No | 25000 | 3000 | 82 | 11 | 1 | -25 | Dimmable | 20% |  | None |  |  |  | 2014-06-01 | 2014-07-11 | United States, Canada | ES_1117273_LED-PAR38-COB_07162014143727_7044018 | 2215584
Alite CO., LTD. | ALITE | Integral LED Lamps | LED-PAR38-COB |  | PAR38 | Reflector (Flood/Spot) | E26 (Medium) | Directional | LED | 5 | 100 | 128 | 119 | 4289 |  | 38 | 1300 | 17 | 75 | No | 25000 | 5000 | 83 | 17 | 1 | -25 | Dimmable | 20% |  | None |  |  |  | 2014-06-01 | 2014-07-11 | United States, Canada | ES_1117273_LED-PAR38-COB_07162014143727_8226069 | 2215582
Alite CO., LTD. | ALITE | Integral LED Lamps | LED-PAR38-COB |  | PAR38 | Reflector (Flood/Spot) | E26 (Medium) | Directional | LED | 5 | 100 | 128 | 119 | 9642 |  | 24 | 1300 | 17 | 75 | No | 25000 | 3000 | 82 | 11 | 1 | -25 | Dimmable | 20% |  | None |  |  |  | 2014-06-01 | 2014-07-11 | United States, Canada | ES_1117273_LED-PAR38-COB_07162014143727_7867927 | 2215579
Alite CO., LTD. | ALITE | Integral LED Lamps | LED-PAR38-COB |  | PAR38 | Reflector (Flood/Spot) | E26 (Medium) | Directional | LED | 5 | 100 | 128 | 119 | 10240 |  | 24 | 1300 | 17 | 85 | No | 25000 | 4000 | 82 | 12 | 1 | -25 | Dimmable | 20% |  | None |  |  |  | 2014-06-01 | 2014-07-11 | United States, Canada | ES_1117273_LED-PAR38-COB_07162014143727_6996389 | 2215581
Alite CO., LTD. | ALITE | Integral LED Lamps | LED-PAR38-COB |  | PAR38 | Reflector (Flood/Spot) | E26 (Medium) | Directional | LED | 5 | 100 | 128 | 119 | 10852 |  | 24 | 1300 | 17 | 75 | No | 25000 | 3000 | 82 | 11 | 1 | -25 | Dimmable | 20% |  | None |  |  |  | 2014-06-01 | 2014-07-11 | United States, Canada | ES_1117273_LED-PAR38-COB_07162014143727_2115076 | 2215583
Allstar Lighting Supplies, Inc. DBA Luxrite | DBA luxrite | LR24120 | LR24120 |  | PAR20 | Reflector (Flood/Spot) | E26 (Medium) | Directional | LED | 3 | 50 | 85 | 63 | 843 |  | 40 | 460 | 7 | 65.7 | No | 25000 | 2700 | 91 | 51 | 0.9 | -20 | Dimmable | 10% |  | Damp Location Rated,Not for Use in Enclosed Fixtures |  |  |  | 2015-01-01 | 2015-12-17 | United States | ES_1122254_LR24120_12152015102811_7221338 | 2255060
Allstar Lighting Supplies, Inc. DBA Luxrite | DBA luxrite | LR24121 | LR24121 |  | PAR20 | Reflector (Flood/Spot) | E26 (Medium) | Directional | LED | 3 | 50 | 85 | 63 | 836 |  | 40 | 470 | 7 | 67.1 | No | 25000 | 3000 | 92 | 63 | 0.9 | -20 | Dimmable | 10% |  | Damp Location Rated,Not for Use in Enclosed Fixtures |  |  |  | 2015-01-01 | 2015-12-17 | United States | ES_1122254_LR24121_12152015105003_8308221 | 2255061
Allstar Lighting Supplies, Inc. DBA Luxrite | DBA luxrite | LR24123 | LR24123 |  | PAR20 | Reflector (Flood/Spot) | E26 (Medium) | Directional | LED | 3 | 50 | 85 | 63 | 865 |  | 40 | 500 | 7 | 71.4 | No | 25000 | 4000 | 95 | 82 | 0.9 | -20 | Dimmable | 10% |  | Not for Use in Enclosed Fixtures |  |  |  | 2015-01-01 | 2015-12-17 | United States | ES_1122254_LR24123_12152015111431_9972802 | 2255062
Allstar Lighting Supplies, Inc. DBA Luxrite | DBA luxrite | LR24124 | LR24124 |  | PAR20 | Reflector (Flood/Spot) | E26 (Medium) | Directional | LED | 3 | 50 | 85 | 63 | 848 |  | 40 | 500 | 7 | 71.4 | No | 25000 | 5000 | 96 | 94 | 0.9 | -20 | Dimmable | 10% |  | Damp Location Rated,Not for Use in Enclosed Fixtures |  |  |  | 2015-01-01 | 2015-12-17 | United States | ES_1122254_LR24124_12152015105949_3649713 | 2255063
Allstar Lighting Supplies, Inc. DBA Luxrite | DBA luxrite | LR24130 | LR24130 |  | PAR30L | Reflector (Flood/Spot) | E26 (Medium) | Directional | LED | 3 | 75 | 119 | 94 | 1468 |  | 40 | 750 | 11 | 68.2 | No | 25000 | 2700 | 91 | 53 | 0.9 | -20 | Dimmable | 10% |  | Damp Location Rated,Not for Use in Enclosed Fixtures |  |  |  | 2015-01-01 | 2015-12-17 | United States | ES_1122254_LR24130_12152015112007_8625757 | 2255064
Ansen Lighting Technology Co., Ltd | ANSEN | PAR30COB-XFR15(40K36) | PAR30COB-XFR15(40K36) |  | PAR30 | Reflector (Flood/Spot) | E26 (Medium) | Directional | LED | 3 | 75 | 117.6 | 94.3 | 2944 |  | 36 | 1093 | 15 | 73.3 | No | 25000 | 4000 | 92 | 72 | 1 | -20 | Dimmable |  |  | Damp Location Rated,Recessed Fixtures |  |  |  | 2015-04-19 | 2016-03-11 | United States, Canada | ES_1134730_PAR30COB-XFR15(40K36)_01182016073701_2621349 | 2256916
Ansen Lighting Technology Co., Ltd | ANSEN | PAR30COB-XFR15(65K15) | PAR30COB-XFR15(65K15) |  | PAR30 | Reflector (Flood/Spot) | E26 (Medium) | Directional | LED | 3 | 75 | 117.7 | 94.2 | 9094 |  | 15 | 1162 | 15 | 78.3 | No | 25000 | 6500 | 80 | 12 | 1 | -20 | Dimmable |  |  | Damp Location Rated,Recessed Fixtures |  |  |  | 2015-04-19 | 2016-03-11 | United States, Canada | ES_1134730_PAR30COB-XFR15(65K15)_01182016073720_2640424 | 2256917
Ansen Lighting Technology Co., Ltd | ANSEN | PAR30COB-XFR15(65K24) | PAR30COB-XFR15(65K24) |  | PAR30 | Reflector (Flood/Spot) | E26 (Medium) | Directional | LED | 3 | 75 | 117.7 | 94.2 | 5950 |  | 24 | 1151 | 15 | 77.3 | No | 25000 | 6500 | 80 | 12 | 1 | -20 | Dimmable |  |  | Damp Location Rated,Recessed Fixtures |  |  |  | 2015-04-19 | 2016-03-11 | United States, Canada | ES_1134730_PAR30COB-XFR15(65K24)_01182016073745_2665772 | 2256918
Ansen Lighting Technology Co., Ltd | ANSEN | PAR30COB-XFR15(65K36) | PAR30COB-XFR15(65K36) |  | PAR30 | Reflector (Flood/Spot) | E26 (Medium) | Directional | LED | 3 | 75 | 117.7 | 94.2 | 3142 |  | 36 | 1177 | 15 | 78.8 | No | 25000 | 6500 | 81 | 11 | 1 | -20 | Dimmable |  |  | Damp Location Rated,Recessed Fixtures |  |  |  | 2015-04-19 | 2016-03-11 | United States, Canada | ES_1134730_PAR30COB-XFR15(65K36)_01182016073803_2683722 | 2256919
Ansen Lighting Technology Co., Ltd | ANSEN | PAR30COB-XFR20(27K15) | PAR30COB-XFR20(27K15) |  | PAR30 | Reflector (Flood/Spot) | E26 (Medium) | Directional | LED | 3 | 75 | 119.4 | 94.1 | 9671 |  | 15 | 1226 | 20 | 61.5 | No | 25000 | 2700 | 93 | 73 | 1 | -20 | Dimmable |  |  | Damp Location Rated,Recessed Fixtures |  |  |  | 2015-04-19 | 2016-03-11 | United States, Canada | ES_1134730_PAR30COB-XFR20(27K15)_12312015083248_0768826 | 2255886
Ansen Lighting Technology Co., Ltd | ANSEN | PAR30COB-XFR20(27K24) | PAR30COB-XFR20(27K24) |  | PAR30 | Reflector (Flood/Spot) | E26 (Medium) | Directional | LED | 3 | 75 | 119.4 | 94.1 | 6217 |  | 24 | 1217 | 20 | 61.5 | No | 25000 | 2700 | 93 | 73 | 1 | -20 | Dimmable |  |  | Damp Location Rated,Recessed Fixtures |  |  |  | 2015-04-19 | 2016-03-11 | United States, Canada | ES_1134730_PAR30COB-XFR20(27K24)_12312015083307_0787431 | 2255887
Ansen Lighting Technology Co., Ltd | ANSEN | PAR30COB-XFR20(27K36) | PAR30COB-XFR20(27K36) |  | PAR30 | Reflector (Flood/Spot) | E26 (Medium) | Directional | LED | 3 | 75 | 119.4 | 94.1 | 3261 |  | 36 | 1215 | 20 | 61.1 | No | 25000 | 2700 | 93 | 73 | 1 | -20 | Dimmable |  |  | Damp Location Rated,Recessed Fixtures |  |  |  | 2015-04-19 | 2016-03-11 | United States, Canada | ES_1134730_PAR30COB-XFR20(27K36)_12312015083327_0807049 | 2255888
Ansen Lighting Technology Co., Ltd | ANSEN | PAR30COB-XFR20(30K15) | PAR30COB-XFR20(30K15) |  | PAR30 | Reflector (Flood/Spot) | E26 (Medium) | Directional | LED | 3 | 75 | 119.2 | 94.1 | 9988 |  | 15 | 1261 | 20 | 63.8 | No | 25000 | 3000 | 93 | 73 | 1 | -20 | Dimmable |  |  | Damp Location Rated,Recessed Fixtures |  |  |  | 2015-04-19 | 2016-03-11 | United States, Canada | ES_1134730_PAR30COB-XFR20(30K15)_01182016080358_4238172 | 2256920
Ansen Lighting Technology Co., Ltd | ANSEN | PAR30COB-XFR20(30K24) | PAR30COB-XFR20(30K24) |  | PAR30 | Reflector (Flood/Spot) | E26 (Medium) | Directional | LED | 3 | 75 | 119.2 | 94.1 | 6441 |  | 24 | 1258 | 20 | 63.5 | No | 25000 | 3000 | 93 | 73 | 1 | -20 | Dimmable |  |  | Damp Location Rated,Recessed Fixtures |  |  |  | 2015-04-19 | 2016-03-11 | United States, Canada | ES_1134730_PAR30COB-XFR20(30K24)_01182016080626_4386865 | 2256921
Ansen Lighting Technology Co., Ltd | ANSEN | PAR30COB-XFR20(30K36) | PAR30COB-XFR20(30K36) |  | PAR30 | Reflector (Flood/Spot) | E26 (Medium) | Directional | LED | 3 | 75 | 119.2 | 94.1 | 3301 |  | 36 | 1229 | 20 | 62.7 | No | 25000 | 3000 | 93 | 74 | 1 | -20 | Dimmable |  |  | Damp Location Rated,Recessed Fixtures |  |  |  | 2015-04-19 | 2016-03-11 | United States, Canada | ES_1134730_PAR30COB-XFR20(30K36)_01182016080729_4449833 | 2256922
Ansen Lighting Technology Co., Ltd | ANSEN | PAR30COB-XFR20(40K15) | PAR30COB-XFR20(40K15) |  | PAR30 | Reflector (Flood/Spot) | E26 (Medium) | Directional | LED | 3 | 75 | 119.2 | 94.1 | 10483 |  | 15 | 1315 | 20 | 66.4 | No | 25000 | 4000 | 92 | 73 | 1 | -20 | Dimmable |  |  | Damp Location Rated,Recessed Fixtures |  |  |  | 2015-04-19 | 2016-03-11 | United States, Canada | ES_1134730_PAR30COB-XFR20(40K15)_01182016080800_4480549 | 2256923
Ansen Lighting Technology Co., Ltd | ANSEN | PAR30COB-XFR20(40K24) | PAR30COB-XFR20(40K24) |  | PAR30 | Reflector (Flood/Spot) | E26 (Medium) | Directional | LED | 3 | 75 | 119.2 | 94.1 | 6739 |  | 24 | 1321 | 20 | 66.7 | No | 25000 | 4000 | 92 | 72 | 1 | -20 | Dimmable |  |  | Damp Location Rated,Recessed Fixtures |  |  |  | 2015-04-19 | 2016-03-11 | United States, Canada | ES_1134730_PAR30COB-XFR20(40K24)_01182016080830_4510694 | 2256924
Ansen Lighting Technology Co., Ltd | ANSEN | PAR30COB-XFR20(40K36) | PAR30COB-XFR20(40K36) |  | PAR30 | Reflector (Flood/Spot) | E26 (Medium) | Directional | LED | 3 | 75 | 119.2 | 94.1 | 3487 |  | 36 | 1315 | 20 | 66.4 | No | 25000 | 4000 | 91 | 72 | 1 | -20 | Dimmable |  |  | Damp Location Rated,Recessed Fixtures |  |  |  | 2015-04-19 | 2016-03-11 | United States, Canada | ES_1134730_PAR30COB-XFR20(40K36)_01182016080851_4531558 | 2256925
Ansen Lighting Technology Co., Ltd | ANSEN | PAR30COB-XFR20(65K15) | PAR30COB-XFR20(65K15) |  | PAR30 | Reflector (Flood/Spot) | E26 (Medium) | Directional | LED | 3 | 75 | 119.4 | 94.2 | 11037 |  | 15 | 1400 | 20 | 70.7 | No | 25000 | 6500 | 81 | 14 | 1 | -20 | Dimmable |  |  | Damp Location Rated,Recessed Fixtures |  |  |  | 2015-04-19 | 2016-03-11 | United States, Canada | ES_1134730_PAR30COB-XFR20(65K15)_01182016080912_4552874 | 2256926
Ansen Lighting Technology Co., Ltd | ANSEN | PAR30COB-XFR20(65K24) | PAR30COB-XFR20(65K24) |  | PAR30 | Reflector (Flood/Spot) | E26 (Medium) | Directional | LED | 3 | 75 | 119.4 | 94.2 | 7147 |  | 24 | 1388 | 20 | 70.3 | No | 25000 | 6500 | 80 | 13 | 1 | -20 | Dimmable |  |  | Damp Location Rated,Recessed Fixtures |  |  |  | 2015-04-19 | 2016-03-11 | United States, Canada | ES_1134730_PAR30COB-XFR20(65K24)_01182016080934_4574113 | 2256927
Ansen Lighting Technology Co., Ltd | ANSEN | PAR30COB-XFR20(65K36) | PAR30COB-XFR20(65K36) |  | PAR30 | Reflector (Flood/Spot) | E26 (Medium) | Directional | LED | 3 | 75 | 119.4 | 94.2 | 3678 |  | 36 | 1399 | 20 | 70.3 | No | 25000 | 6500 | 81 | 13 | 1 | -20 | Dimmable |  |  | Damp Location Rated,Recessed Fixtures |  |  |  | 2015-04-19 | 2016-03-11 | United States, Canada | ES_1134730_PAR30COB-XFR20(65K36)_01182016081006_4606923 | 2256928
Ansen Lighting Technology Co., Ltd | ANSEN | PAR30PRL3(27K15) | PAR30PRL3(27K15) |  | PAR30 | Reflector (Flood/Spot) | E26 (Medium) | Directional | LED | 3 | 75 | 119 | 93.7 | 21768 |  | 15 | 2754 | 45 | 62 | No | 25000 | 2700 | 96 | 94 | 1 | -20 |  |  |  | Damp Location Rated,Recessed Fixtures |  |  |  | 2015-04-19 | 2016-03-11 | United States, Canada | ES_1134730_PAR30PRL3(27K15)_12312015072811_6891720 | 2255856
Ansen Lighting Technology Co., Ltd | ANSEN | PAR30PRL3(27K24) | PAR30PRL3(27K24) |  | PAR30 | Reflector (Flood/Spot) | E26 (Medium) | Directional | LED | 3 | 75 | 119 | 93.7 | 15821 |  | 24 | 2841 | 45 | 63.5 | No | 25000 | 2700 | 96 | 94 | 1 | -20 |  |  |  | Damp Location Rated,Recessed Fixtures |  |  |  | 2015-04-19 | 2016-03-11 | United States, Canada | ES_1134730_PAR30PRL3(27K24)_12312015072837_6917344 | 2255857
Ansen Lighting Technology Co., Ltd | ANSEN | PAR30PRL3(27K36) | PAR30PRL3(27K36) |  | PAR30 | Reflector (Flood/Spot) | E26 (Medium) | Directional | LED | 3 | 75 | 119 | 93.7 | 5596 |  | 36 | 2584 | 45 | 57.6 | No | 25000 | 2700 | 96 | 94 | 1 | -20 |  |  |  | Damp Location Rated,Recessed Fixtures |  |  |  | 2015-04-19 | 2016-03-11 | United States, Canada | ES_1134730_PAR30PRL3(27K36)_12312015072858_6938975 | 2255858
Ansen Lighting Technology Co., Ltd | ANSEN | PAR30PRL3(30K15) | PAR30PRL3(30K15) |  | PAR30 | Reflector (Flood/Spot) | E26 (Medium) | Directional | LED | 3 | 75 | 118.8 | 93.7 | 23966 |  | 15 | 2973 | 45 | 69 | No | 25000 | 3000 | 97 | 97 | 1 | -20 |  |  |  | Damp Location Rated,Recessed Fixtures |  |  |  | 2015-04-19 | 2016-03-11 | United States, Canada | ES_1134730_PAR30PRL3(30K15)_01152016080807_5287525 | 2256717
Ansen Lighting Technology Co., Ltd | ANSEN | PAR30PRL3(30K24) | PAR30PRL3(30K24) |  | PAR30 | Reflector (Flood/Spot) | E26 (Medium) | Directional | LED | 3 | 75 | 118.8 | 93.7 | 17148 |  | 24 | 3055 | 45 | 68.7 | No | 25000 | 3000 | 97 | 97 | 1 | -20 |  |  |  | Damp Location Rated,Recessed Fixtures |  |  |  | 2015-04-19 | 2016-03-11 | United States, Canada | ES_1134730_PAR30PRL3(30K24)_01152016080827_5307839 | 2256718
Ansen Lighting Technology Co., Ltd | ANSEN | PAR30PRL3(30K36) | PAR30PRL3(30K36) |  | PAR30 | Reflector (Flood/Spot) | E26 (Medium) | Directional | LED | 3 | 75 | 118.8 | 93.7 | 6716 |  | 36 | 3066 | 45 | 68.9 | No | 25000 | 3000 | 97 | 97 | 1 | -20 |  |  |  | Damp Location Rated,Recessed Fixtures |  |  |  | 2015-04-19 | 2016-03-11 | United States, Canada | ES_1134730_PAR30PRL3(30K36)_01152016080846_5326942 | 2256719
Ansen Lighting Technology Co., Ltd | ANSEN | PAR30PRL3(40K15) | PAR30PRL3(40K15) |  | PAR30 | Reflector (Flood/Spot) | E26 (Medium) | Directional | LED | 3 | 75 | 118.8 | 93.6 | 24304 |  | 15 | 3101 | 45 | 70.9 | No | 25000 | 4000 | 95 | 98 | 1 | -20 |  |  |  | Damp Location Rated,Recessed Fixtures |  |  |  | 2015-04-19 | 2016-03-11 | United States, Canada | ES_1134730_PAR30PRL3(40K15)_01152016080909_5349013 | 2256720
Ansen Lighting Technology Co., Ltd | ANSEN | PAR30PRL3(40K24) | PAR30PRL3(40K24) |  | PAR30 | Reflector (Flood/Spot) | E26 (Medium) | Directional | LED | 3 | 75 | 118.8 | 93.6 | 17405 |  | 24 | 3126 | 45 | 70.6 | No | 25000 | 4000 | 95 | 98 | 1 | -20 |  |  |  | Damp Location Rated,Recessed Fixtures |  |  |  | 2015-04-19 | 2016-03-11 | United States, Canada | ES_1134730_PAR30PRL3(40K24)_01152016080930_5370332 | 2256721
Ansen Lighting Technology Co., Ltd | ANSEN | PAR30PRL3(40K36) | PAR30PRL3(40K36) |  | PAR30 | Reflector (Flood/Spot) | E26 (Medium) | Directional | LED | 3 | 75 | 118.8 | 93.6 | 6811 |  | 36 | 3158 | 45 | 70.2 | No | 25000 | 4000 | 95 | 98 | 1 | -20 |  |  |  | Damp Location Rated,Recessed Fixtures |  |  |  | 2015-04-19 | 2016-03-11 | United States, Canada | ES_1134730_PAR30PRL3(40K36)_01152016080951_5391467 | 2256722
Ansen Lighting Technology Co., Ltd | ANSEN | PAR30PRL3(65K15) | PAR30PRL3(65K15) |  | PAR30 | Reflector (Flood/Spot) | E26 (Medium) | Directional | LED | 3 | 75 | 119.1 | 93.8 | 25754 |  | 15 | 3237 | 45 | 74.9 | No | 25000 | 6500 | 85 | 14 | 1 | -20 |  |  |  | Damp Location Rated,Recessed Fixtures |  |  |  | 2015-04-19 | 2016-03-11 | United States, Canada | ES_1134730_PAR30PRL3(65K15)_01152016081009_5409986 | 2256723
Ansen Lighting Technology Co., Ltd | ANSEN | PAR30PRL3(65K24) | PAR30PRL3(65K24) |  | PAR30 | Reflector (Flood/Spot) | E26 (Medium) | Directional | LED | 3 | 75 | 119.1 | 93.8 | 18585 |  | 24 | 3350 | 45 | 74.8 | No | 25000 | 6500 | 85 | 15 | 1 | -20 |  |  |  | Damp Location Rated,Recessed Fixtures |  |  |  | 2015-04-19 | 2016-03-11 | United States, Canada | ES_1134730_PAR30PRL3(65K24)_01152016081040_5440925 | 2256724
Ansen Lighting Technology Co., Ltd | ANSEN | PAR30PRL3(65K36) | PAR30PRL3(65K36) |  | PAR30 | Reflector (Flood/Spot) | E26 (Medium) | Directional | LED | 3 | 75 | 119.1 | 93.8 | 7300 |  | 36 | 3364 | 45 | 75.4 | No | 25000 | 6500 | 84 | 13 | 1 | -20 |  |  |  | Damp Location Rated,Recessed Fixtures |  |  |  | 2015-04-19 | 2016-03-11 | United States, Canada | ES_1134730_PAR30PRL3(65K36)_01152016081103_5463566 | 2256725
Ansen Lighting Technology Co., Ltd | ANSEN | PAR30STL3(27K24) | PAR30STL3(27K24) |  | PAR30 | Reflector (Flood/Spot) | E26 (Medium) | Directional | LED | 3 | 75 | 119.6 | 93.6 | 12251 |  | 24 | 3127 | 40 | 78.3 | No | 25000 | 2700 | 91 | 54 | 1 | -20 |  |  |  | Damp Location Rated,Recessed Fixtures |  |  |  | 2015-04-19 | 2016-03-11 | United States, Canada | ES_1134730_PAR30STL3(27K24)_12312015072918_6958690 | 2255859
Ansen Lighting Technology Co., Ltd | ANSEN | PAR30STL3(27K36) | PAR30STL3(27K36) |  | PAR30 | Reflector (Flood/Spot) | E26 (Medium) | Directional | LED | 3 | 75 | 119.6 | 93.6 | 5909 |  | 36 | 2946 | 40 | 73.7 | No | 25000 | 2700 | 90 | 49 | 1 | -20 |  |  |  | Damp Location Rated,Recessed Fixtures |  |  |  | 2015-04-19 | 2016-03-11 | United States, Canada | ES_1134730_PAR30STL3(27K36)_12312015072937_6977671 | 2255860
Ansen Lighting Technology Co., Ltd | ANSEN | PAR30STL3(30K24) | PAR30STL3(30K24) |  | PAR30 | Reflector (Flood/Spot) | E26 (Medium) | Directional | LED | 3 | 75 | 119.4 | 94 | 12344 |  | 24 | 3159 | 40 | 79.7 | No | 25000 | 3000 | 92 | 65 | 1 | -20 |  |  |  | Damp Location Rated,Recessed Fixtures |  |  |  | 2015-04-19 | 2016-03-11 | United States, Canada | ES_1134730_PAR30STL3(30K24)_01152016081122_5482010 | 2256726
Ansen Lighting Technology Co., Ltd | ANSEN | PAR30STL3(30K36) | PAR30STL3(30K36) |  | PAR30 | Reflector (Flood/Spot) | E26 (Medium) | Directional | LED | 3 | 75 | 119.4 | 94 | 6310 |  | 36 | 3168 | 40 | 79.3 | No | 25000 | 3000 | 92 | 65 | 1 | -20 |  |  |  | Damp Location Rated,Recessed Fixtures |  |  |  | 2015-04-19 | 2016-03-11 | United States, Canada | ES_1134730_PAR30STL3(30K36)_01152016081141_5501256 | 2256727
Ansen Lighting Technology Co., Ltd | ANSEN | PAR30STL3(40K24) | PAR30STL3(40K24) |  | PAR30 | Reflector (Flood/Spot) | E26 (Medium) | Directional | LED | 3 | 75 | 119.5 | 94.1 | 12690 |  | 24 | 3223 | 40 | 81.2 | No | 25000 | 4000 | 94 | 79 | 1 | -20 |  |  |  | Damp Location Rated,Recessed Fixtures |  |  |  | 2015-04-19 | 2016-03-11 | United States, Canada | ES_1134730_PAR30STL3(40K24)_01152016081200_5520210 | 2256728
Ansen Lighting Technology Co., Ltd | ANSEN | PAR30STL3(40K36) | PAR30STL3(40K36) |  | PAR30 | Reflector (Flood/Spot) | E26 (Medium) | Directional | LED | 3 | 75 | 119.5 | 94.1 | 6500 |  | 36 | 3227 | 40 | 81 | No | 25000 | 4000 | 94 | 79 | 1 | -20 |  |  |  | Damp Location Rated,Recessed Fixtures |  |  |  | 2015-04-19 | 2016-03-11 | United States, Canada | ES_1134730_PAR30STL3(40K36)_01152016081221_5541152 | 2256729
Ansen Lighting Technology Co., Ltd | ANSEN | PAR30STL3(65K24) | PAR30STL3(65K24) |  | PAR30 | Reflector (Flood/Spot) | E26 (Medium) | Directional | LED | 3 | 75 | 119.7 | 94 | 13477 |  | 24 | 3422 | 40 | 86.5 | No | 25000 | 6500 | 84 | 13 | 1 | -20 |  |  |  | Damp Location Rated,Recessed Fixtures |  |  |  | 2015-04-19 | 2016-03-11 | United States, Canada | ES_1134730_PAR30STL3(65K24)_01152016081245_5565718 | 2256730
Ansen Lighting Technology Co., Ltd | ANSEN | PAR30STL3(65K36) | PAR30STL3(65K36) |  | PAR30 | Reflector (Flood/Spot) | E26 (Medium) | Directional | LED | 3 | 75 | 119.7 | 94 | 6901 |  | 36 | 3433 | 40 | 86.4 | No | 25000 | 6500 | 85 | 13 | 1 | -20 |  |  |  | Damp Location Rated,Recessed Fixtures |  |  |  | 2015-04-19 | 2016-03-11 | United States, Canada | ES_1134730_PAR30STL3(65K36)_01152016081307_5587004 | 2256731
Ansen Lighting Technology Co., Ltd | ANSEN | PAR38COB-XFL20(27K15) | PAR38COB-XFL20(27K15) |  | PAR38 | Reflector (Flood/Spot) | E26 (Medium) | Directional | LED | 3 | 100 | 134.3 | 122.8 | 10503 |  | 15 | 1652 | 20 | 84.2 | No | 25000 | 2700 | 95 | 81 | 1 | -20 | Dimmable |  |  | Damp Location Rated,Recessed Fixtures |  |  |  | 2015-04-19 | 2016-03-11 | United States, Canada | ES_1134730_PAR38COB-XFL20(27K15)_12312015072958_6998403 | 2255861
Ansen Lighting Technology Co., Ltd | ANSEN | PAR38COB-XFL20(27K36) | PAR38COB-XFL20(27K36) |  | PAR38 | Reflector (Flood/Spot) | E26 (Medium) | Directional | LED | 3 | 100 | 134.3 | 122.8 | 3941 |  | 36 | 1601 | 20 | 80.1 | No | 25000 | 2700 | 93 | 74 | 1 | -20 | Dimmable |  |  | Damp Location Rated,Recessed Fixtures |  |  |  | 2015-04-19 | 2016-03-11 | United States, Canada | ES_1134730_PAR38COB-XFL20(27K36)_12312015073022_7022589 | 2255862
Ansen Lighting Technology Co., Ltd | ANSEN | PAR38COB-XFL20(30K15) | PAR38COB-XFL20(30K15) |  | PAR38 | Reflector (Flood/Spot) | E26 (Medium) | Directional | LED | 3 | 100 | 134.3 | 122.8 | 10748 |  | 15 | 1615 | 20 | 85 | No | 25000 | 3000 | 90 | 65 | 1 | -20 | Dimmable |  |  | Damp Location Rated,Recessed Fixtures |  |  |  | 2015-04-19 | 2016-03-11 | United States, Canada | ES_1134730_PAR38COB-XFL20(30K15)_01182016092741_9261529 | 2256929
Ansen Lighting Technology Co., Ltd | ANSEN | PAR38COB-XFL20(30K36) | PAR38COB-XFL20(30K36) |  | PAR38 | Reflector (Flood/Spot) | E26 (Medium) | Directional | LED | 3 | 100 | 134.3 | 122.8 | 4208 |  | 36 | 1694 | 20 | 85.1 | No | 25000 | 3000 | 91 | 65 | 1 | -20 | Dimmable |  |  | Damp Location Rated,Recessed Fixtures |  |  |  | 2015-04-19 | 2016-03-11 | United States, Canada | ES_1134730_PAR38COB-XFL20(30K36)_01182016092802_9282141 | 2256930
Ansen Lighting Technology Co., Ltd | ANSEN | PAR38COB-XFL20(40K15) | PAR38COB-XFL20(40K15) |  | PAR38 | Reflector (Flood/Spot) | E26 (Medium) | Directional | LED | 3 | 100 | 134.3 | 122.8 | 10880 |  | 15 | 1721 | 20 | 86.9 | No | 25000 | 4000 | 97 | 99 | 1 | -20 | Dimmable |  |  | Damp Location Rated,Recessed Fixtures |  |  |  | 2015-04-19 | 2016-03-11 | United States, Canada | ES_1134730_PAR38COB-XFL20(40K15)_01182016092819_9299707 | 2256931
Ansen Lighting Technology Co., Ltd | ANSEN | PAR38COB-XFL20(40K36) | PAR38COB-XFL20(40K36) |  | PAR38 | Reflector (Flood/Spot) | E26 (Medium) | Directional | LED | 3 | 100 | 134.3 | 122.8 | 4240 |  | 36 | 1704 | 20 | 86 | No | 25000 | 4000 | 97 | 99 | 1 | -20 | Dimmable |  |  | Damp Location Rated,Recessed Fixtures |  |  |  | 2015-04-19 | 2016-03-11 | United States, Canada | ES_1134730_PAR38COB-XFL20(40K36)_01182016092840_9320284 | 2256932
Ansen Lighting Technology Co., Ltd | ANSEN | PAR38COB-XFL20(65K15) | PAR38COB-XFL20(65K15) |  | PAR38 | Reflector (Flood/Spot) | E26 (Medium) | Directional | LED | 3 | 100 | 134.3 | 122.8 | 11249 |  | 15 | 1768 | 20 | 89.2 | No | 25000 | 6500 | 80 | 7 | 1 | -20 | Dimmable |  |  | Damp Location Rated,Recessed Fixtures |  |  |  | 2015-04-19 | 2016-03-11 | United States, Canada | ES_1134730_PAR38COB-XFL20(65K15)_01182016092900_9340859 | 2256933
Ansen Lighting Technology Co., Ltd | ANSEN | PAR38COB-XFL20(65K36) | PAR38COB-XFL20(65K36) |  | PAR38 | Reflector (Flood/Spot) | E26 (Medium) | Directional | LED | 3 | 100 | 134.3 | 122.8 | 4394 |  | 36 | 1768 | 20 | 89.8 | No | 25000 | 6500 | 80 | 5 | 1 | -20 | Dimmable |  |  | Damp Location Rated,Recessed Fixtures |  |  |  | 2015-04-19 | 2016-03-11 | United States, Canada | ES_1134730_PAR38COB-XFL20(65K36)_01182016092919_9359038 | 2256934
Ansen Lighting Technology Co., Ltd | ANSEN | PAR38COB-XFR20(27K15) | PAR38COB-XFR20(27K15) |  | PAR38 | Reflector (Flood/Spot) | E26 (Medium) | Directional | LED | 3 | 85 | 132 | 122.3 | 8255 |  | 15 | 1534 | 20 | 76.9 | No | 25000 | 2700 | 93 | 77 | 1 | -20 | Dimmable |  |  | Damp Location Rated,Recessed Fixtures |  |  |  | 2015-04-19 | 2016-03-11 | United States, Canada | ES_1134730_PAR38COB-XFR20(27K15)_12312015073123_7083649 | 2255865
Ansen Lighting Technology Co., Ltd | ANSEN | PAR38COB-XFR20(27K24) | PAR38COB-XFR20(27K24) |  | PAR38 | Reflector (Flood/Spot) | E26 (Medium) | Directional | LED | 3 | 85 | 132 | 122.3 | 5043 |  | 24 | 1512 | 20 | 75.7 | No | 25000 | 2700 | 93 | 76 | 1 | -20 | Dimmable |  |  | Damp Location Rated,Recessed Fixtures |  |  |  | 2015-04-19 | 2016-03-11 | United States, Canada | ES_1134730_PAR38COB-XFR20(27K24)_12312015073206_7126991 | 2255866
Ansen Lighting Technology Co., Ltd | ANSEN | PAR38COB-XFR20(27K36) | PAR38COB-XFR20(27K36) |  | PAR38 | Reflector (Flood/Spot) | E26 (Medium) | Directional | LED | 3 | 85 | 132 | 122.3 | 3428 |  | 36 | 1514 | 20 | 76 | No | 25000 | 2700 | 93 | 76 | 1 | -20 | Dimmable |  |  | Damp Location Rated,Recessed Fixtures |  |  |  | 2015-04-19 | 2016-03-11 | United States, Canada | ES_1134730_PAR38COB-XFR20(27K36)_12312015073231_7151237 | 2255867
Ansen Lighting Technology Co., Ltd | ANSEN | PAR38COB-XFR20(30K15) | PAR38COB-XFR20(30K15) |  | PAR38 | Reflector (Flood/Spot) | E26 (Medium) | Directional | LED | 3 | 85 | 132 | 122.3 | 8421 |  | 15 | 1556 | 20 | 79 | No | 25000 | 3000 | 91 | 67 | 1 | -20 | Dimmable |  |  | Damp Location Rated,Recessed Fixtures |  |  |  | 2015-04-19 | 2016-03-11 | United States, Canada | ES_1134730_PAR38COB-XFR20(30K15)_01182016094142_0102711 | 2256935
Ansen Lighting Technology Co., Ltd | ANSEN | PAR38COB-XFR20(30K24) | PAR38COB-XFR20(30K24) |  | PAR38 | Reflector (Flood/Spot) | E26 (Medium) | Directional | LED | 3 | 85 | 132 | 122.3 | 5144 |  | 24 | 1531 | 20 | 77.5 | No | 25000 | 3000 | 91 | 67 | 1 | -20 | Dimmable |  |  | Damp Location Rated,Recessed Fixtures |  |  |  | 2015-04-19 | 2016-03-11 | United States, Canada | ES_1134730_PAR38COB-XFR20(30K24)_01182016094224_0144148 | 2256936
Ansen Lighting Technology Co., Ltd | ANSEN | PAR38COB-XFR20(30K36) | PAR38COB-XFR20(30K36) |  | PAR38 | Reflector (Flood/Spot) | E26 (Medium) | Directional | LED | 3 | 85 | 132 | 122.3 | 3497 |  | 36 | 1545 | 20 | 77.9 | No | 25000 | 3000 | 91 | 66 | 1 | -20 | Dimmable |  |  | Damp Location Rated,Recessed Fixtures |  |  |  | 2015-04-19 | 2016-03-11 | United States, Canada | ES_1134730_PAR38COB-XFR20(30K36)_01182016094241_0161828 | 2256937
American Bright Lighting | IngeniLED | ABL-A19W-09E6W-A-LD | ABL-A19W-09E6W-A-LD | ,854859005798, | A19 | General Purpose Replacement | E26 (Medium) | Omnidirectional | LED | 3 | 60 | 112.3 | 60.9 |  |  |  | 800 | 9.6 | 83.3 | No | 25000 | 3000 | 81 | 3 | 0.9 | -20 | Dimmable | 10% |  | Damp Location Rated |  |  |  | 2015-01-27 | 2015-01-28 | United States | ES_1125372_ABL-A19W-09E6W-A-LD_01282015051950_1023754 | 2231901
American Bright Lighting | IngeniLED | ABL-B30C-11E6W-A-LD | ABL-B30C-11E6W-A-LD |  | BR30 | Reflector (Flood/Spot) | E26 (Medium) | Directional | LED | 3 | 65 | 129.7 | 94.2 |  |  | 109 | 850 | 11 | 77.3 | No | 25000 | 5000 | 85 | 16 | 1 | -20 | Dimmable | 10% |  | Damp Location Rated,Not for Use in Enclosed Fixtures |  |  |  | 2015-06-10 | 2015-09-22 | United States | ES_1125372_ABL-B30C-11E6W-A-LD_09232015043330_1023902 | 2248363
American Bright Lighting | IngeniLED | ABL-B30W-11E6W-A-LD | ABL-B30W-11E6W-A-LD | ,854859005808, | BR30 | Reflector (Flood/Spot) | E26 (Medium) | Directional | LED | 3 | 60 | 130 | 95 |  |  | 120 | 850 | 11.1 | 76.6 | No | 25000 | 3000 | 83 | 17 | 0.9 | -20 | Dimmable | 10% |  | Damp Location Rated |  |  |  | 2015-01-27 | 2015-01-28 | United States | ES_1125372_ABL-B30W-11E6W-A-LD_01282015052840_1023754 | 2231902
American Bright Lighting | IngeniLED | ABL-M16W-07G1W-A-LN | ABL-M16W-07G1W-A-LN | ,,854859005868 | PAR16 | Reflector (Flood/Spot) | GU10 | Directional | LED | 3 | 40 | 54.2 | 50.2 | 1139 |  | 40 | 450 | 7 | 64.2 | No | 25000 | 3000 | 82 | 18 | 0.7 | -20 | Dimmable | 10% |  | Damp Location Rated |  |  |  | 2015-01-30 | 2015-02-02 | United States | ES_1125372_ABL-M16W-07G1W-A-LN_02022015112841_1023759 | 2232412
American Bright Lighting | IngeniLED | ABL-P38W-15E6W-A-LD | ABL-P38W-15E6W-A-LD | ,854859005838, | PAR38 | Reflector (Flood/Spot) | E26 (Medium) | Directional | LED | 3 | 60 | 132.4 | 120.2 | 2820 |  | 40 | 1050 | 15 | 70 | No | 25000 | 3000 | 81 | 11 | 0.9 | -20 | Dimmable | 10% |  | Damp Location Rated |  |  |  | 2015-01-29 | 2015-01-29 | United States | ES_1125372_ABL-P38W-15E6W-A-LD_01292015033440_1023758 | 2231972
American Lighting Inc. | American Lighting | LED Lamp | 2790-11A19 |  | A19 | General Purpose Replacement | E26 (Medium) | Omnidirectional | LED | 5 | 60 | 112.3 | 60.6 |  |  |  | 830 | 11.6 | 71.4 | No | 25000 | 2700 | 92 | 67 | 1 | -10 | Dimmable |  |  | None |  |  |  | 2015-06-20 | 2015-06-25 | United States, Canada | ES_1104931_2790-11A19_07022015063826_9005887 | 2242747
American Lighting Inc. | American Lighting | LED Lamp | 2790-12BR30 |  | BR30 | Reflector (Flood/Spot) | E26 (Medium) | Directional | LED | 5 | 60 | 127.9 | 90.6 |  |  | 110 | 780 | 12.6 | 62.2 | No | 25000 | 2700 | 92 | 57 | 1 | -20 | Dimmable |  |  | None |  |  |  | 2015-06-20 | 2015-06-25 | United States, Canada | ES_1104931_2790-12BR30_07012015140549_9467876 | 2242456
American Lighting Inc. | American Lighting | LED Lamp | 2790-12PAR30L-25-WL |  | PAR30L | Reflector (Flood/Spot) | E26 (Medium) | Directional | LED | 5 | 75 | 110.3 | 94.7 | 4002 |  | 25 | 830 | 12 | 69.2 | No | 25000 | 2700 | 91 | 57 | 1 | -20 | Dimmable |  |  | None |  |  |  | 2015-06-20 | 2015-06-25 | United States, Canada | ES_1104931_2790-12PAR30L-25-WL_07012015140616_6211853 | 2242460
American Lighting Inc. | American Lighting | LED Lamp | 2790-12PAR30L-40-WL |  | PAR30L | Reflector (Flood/Spot) | E26 (Medium) | Directional | LED | 5 | 75 | 110.3 | 94.7 | 2071 |  | 40 | 830 | 12 | 69.2 | No | 25000 | 2700 | 91 | 57 | 1 | -20 | Dimmable |  |  | None |  |  |  | 2015-06-20 | 2015-06-25 | United States, Canada | ES_1104931_2790-12PAR30L-40-WL_07012015140616_5368988 | 2242464
American Lighting Inc. | American Lighting | LED Lamp | 2790-12PAR30S-25-WL |  | PAR30 | Reflector (Flood/Spot) | E26 (Medium) | Directional | LED | 5 | 75 | 90.6 | 94.7 | 4002 |  | 25 | 830 | 12 | 69.2 | No | 25000 | 2700 | 91 | 57 | 1 | -20 | Dimmable |  |  | None |  |  |  | 2015-06-20 | 2015-06-25 | United States, Canada | ES_1104931_2790-12PAR30S-25-WL_07012015140616_8162643 | 2242458
American Lighting Inc. | American Lighting | LED Lamp | 2790-12PAR30S-40-WL |  | PAR30 | Reflector (Flood/Spot) | E26 (Medium) | Directional | LED | 5 | 75 | 90.6 | 94.7 | 2071 |  | 40 | 830 | 12 | 69.2 | No | 25000 | 2700 | 91 | 57 | 1 | -20 | Dimmable |  |  | None |  |  |  | 2015-06-20 | 2015-06-25 | United States, Canada | ES_1104931_2790-12PAR30S-40-WL_07012015140616_9603601 | 2242462
American Lighting Inc. | American Lighting | LED Lamp | 2790-13A19 |  | A19 | General Purpose Replacement | E26 (Medium) | Omnidirectional | LED | 5 | 60 | 111.6 | 60.7 |  |  |  | 950 | 13.1 | 73.1 | No | 25000 | 2700 | 93 | 37 | 1 | -10 | Dimmable |  |  | None |  |  |  | 2015-06-30 | 2015-06-30 | United States, Canada | ES_1104931_2790-13A19_07022015063843_8894229 | 2242746
American Lighting Inc. | American Lighting | LED Lamp | 2790-16BR40 |  | BR40 | Reflector (Flood/Spot) | E26 (Medium) | Directional | LED | 5 | 75 | 166.5 | 121.7 |  |  | 110 | 950 | 16 | 59.4 | No | 25000 | 2700 | 92 | 58 | 1 | -20 | Dimmable |  |  | None |  |  |  | 2015-06-20 | 2015-06-26 | United States, Canada | ES_1104931_2790-16BR40_07012015140456_3935066 | 2242450
American Lighting Inc. | American Lighting | LED Lamp | 2790-16PAR38-25-WL |  | PAR38 | Reflector (Flood/Spot) | E26 (Medium) | Directional | LED | 5 | 100 | 131.1 | 119.8 | 5679 |  | 25 | 1120 | 16.3 | 68.6 | No | 25000 | 2700 | 93 | 61 | 1 | -20 | Dimmable |  |  | None |  |  |  | 2015-06-20 | 2015-06-25 | United States, Canada | ES_1104931_2790-16PAR38-25-WL_07012015140518_4878088 | 2242452
American Lighting Inc. | American Lighting | LED Lamp | 2790-16PAR38-40-WL |  | PAR38 | Reflector (Flood/Spot) | E26 (Medium) | Directional | LED | 5 | 100 | 131.1 | 119.8 | 2699 |  | 40 | 1120 | 16.3 | 68.6 | No | 25000 | 2700 | 93 | 61 | 1 | -20 | Dimmable |  |  | None |  |  |  | 2015-06-20 | 2015-06-25 | United States, Canada | ES_1104931_2790-16PAR38-40-WL_07012015140518_4528558 | 2242454
American Lighting Inc. | American Lighting | LED Lamp | 2790-7A19 |  | A19 | General Purpose Replacement | E26 (Medium) | Omnidirectional | LED | 5 | 40 | 111.2 | 60.4 |  |  |  | 450 | 7.3 | 61.9 | No | 25000 | 2700 | 93 | 68 | 1 | -10 | Dimmable |  |  | None |  |  |  | 2015-06-20 | 2015-06-25 | United States, Canada | ES_1104931_2790-7A19_07022015063736_8263273 | 2242750
American Lighting Inc. | American Lighting | LED Lamp | 2790-8PAR20-25 |  | PAR20 | Reflector (Flood/Spot) | E26 (Medium) | Directional | LED | 5 | 75 | 87.5 | 60.9 | 2333 |  | 25 | 450 | 8.2 | 54.8 | No | 25000 | 2700 | 92 | 56 | 1 | -20 | Dimmable | 11% |  | None |  |  |  | 2015-06-20 | 2015-06-25 | United States, Canada | ES_1104931_2790-8PAR20-25_07012015140417_3770340 | 2242446
American Lighting Inc. | American Lighting | LED Lamp | 2790-9A19 |  | A19 | General Purpose Replacement | E26 (Medium) | Omnidirectional | LED | 5 | 40 | 111.5 | 60.3 |  |  |  | 620 | 9.2 | 67.4 | No | 25000 | 2700 | 93 | 68 | 1 | -10 | Dimmable |  |  | None |  |  |  | 2015-06-20 | 2015-06-25 | United States, Canada | ES_1104931_2790-9A19_07022015063814_2744762 | 2242748
American Lighting Inc. | American Lighting | LED Lamp | 4090-12BR30 |  | BR30 | Reflector (Flood/Spot) | E26 (Medium) | Directional | LED | 5 | 60 | 127.9 | 90.6 |  |  | 110 | 800 | 12.4 | 64.4 | No | 25000 | 4000 | 92 | 71 | 1 | -20 | Dimmable |  |  | None |  |  |  | 2015-06-20 | 2015-06-25 | United States, Canada | ES_1104931_4090-12BR30_07012015140549_8573361 | 2242457
American Lighting Inc. | American Lighting | LED Lamp | 4090-12PAR30L-25-WL |  | PAR30L | Reflector (Flood/Spot) | E26 (Medium) | Directional | LED | 5 | 75 | 110.3 | 94.7 | 5304 |  | 22 | 860 | 16 | 53.8 | No | 25000 | 4000 | 92 | 70 | 1 | -20 | Dimmable |  |  | None |  |  |  | 2015-06-20 | 2015-06-25 | United States, Canada | ES_1104931_4090-12PAR30L-25-WL_07012015140616_5845071 | 2242461
American Lighting Inc. | American Lighting | LED Lamp | 4090-12PAR30L-40-WL |  | PAR30L | Reflector (Flood/Spot) | E26 (Medium) | Directional | LED | 5 | 75 | 110.3 | 94.7 | 2527 |  | 40 | 860 | 16 | 53.8 | No | 25000 | 4000 | 92 | 70 | 1 | -20 | Dimmable |  |  | None |  |  |  | 2015-06-20 | 2015-06-25 | United States, Canada | ES_1104931_4090-12PAR30L-40-WL_07012015140616_4379575 | 2242465
American Lighting Inc. | American Lighting | LED Lamp | 4090-12PAR30S-25-WL |  | PAR30 | Reflector (Flood/Spot) | E26 (Medium) | Directional | LED | 5 | 75 | 90.6 | 94.7 | 5304 |  | 25 | 860 | 16 | 53.8 | No | 25000 | 4000 | 92 | 70 | 1 | -20 | Dimmable |  |  | None |  |  |  | 2015-06-20 | 2015-06-25 | United States, Canada | ES_1104931_4090-12PAR30S-25-WL_07012015140616_7835371 | 2242459
American Lighting Inc. | American Lighting | LED Lamp | 4090-12PAR30S-40-WL |  | PAR30 | Reflector (Flood/Spot) | E26 (Medium) | Directional | LED | 5 | 75 | 90.6 | 94.7 | 2527 |  | 40 | 860 | 16 | 53.8 | No | 25000 | 4000 | 92 | 70 | 1 | -20 | Dimmable |  |  | None |  |  |  | 2015-06-20 | 2015-06-25 | United States, Canada | ES_1104931_4090-12PAR30S-40-WL_07012015140616_2206457 | 2242463
American Lighting Inc. | American Lighting | LED Lamp | 4090-16BR40 |  | BR40 | Reflector (Flood/Spot) | E26 (Medium) | Directional | LED | 5 | 75 | 166.5 | 121.7 |  |  | 110 | 1100 | 16 | 68.8 | No | 25000 | 4000 | 96 | 81 | 1 | -20 | Dimmable |  |  | None |  |  |  | 2015-06-20 | 2015-06-26 | United States, Canada | ES_1104931_4090-16BR40_07012015140456_1721769 | 2242451
American Lighting Inc. | American Lighting | LED Lamp | 4090-16PAR38-25-WL |  | PAR38 | Reflector (Flood/Spot) | E26 (Medium) | Directional | LED | 5 | 100 | 131.1 | 119.8 | 7294 |  | 25 | 1150 | 16.5 | 69.8 | No | 25000 | 4000 | 95 | 78 | 1 | -20 | Dimmable |  |  | None |  |  |  | 2015-06-20 | 2015-06-25 | United States, Canada | ES_1104931_4090-16PAR38-25-WL_07012015140518_9256084 | 2242453
American Lighting Inc. | American Lighting | LED Lamp | 4090-16PAR38-40-WL |  | PAR38 | Reflector (Flood/Spot) | E26 (Medium) | Directional | LED | 5 | 100 | 131.1 | 119.8 | 2923 |  | 40 | 1150 | 16.5 | 69.8 | No | 25000 | 4000 | 95 | 78 | 1 | -20 | Dimmable |  |  | None |  |  |  | 2015-06-20 | 2015-06-25 | United States, Canada | ES_1104931_4090-16PAR38-40-WL_07012015140518_6856856 | 2242455
American Lighting Inc. | American Lighting | LED Lamp | 4090-8PAR20-25 |  | PAR20 | Reflector (Flood/Spot) | E26 (Medium) | Directional | LED | 5 | 75 | 87.5 | 60.9 | 2714 |  | 25 | 480 | 8.3 | 57.9 | No | 25000 | 4000 | 96 | 80 | 1 | -20 | Dimmable | 11% |  | None |  |  |  | 2015-06-20 | 2015-06-25 | United States, Canada | ES_1104931_4090-8PAR20-25_07012015140417_2006116 | 2242447
American Lighting Inc. | American Lighting | LED Lamp | 4090-8PAR20-40 |  | PAR20 | Reflector (Flood/Spot) | E26 (Medium) | Directional | LED | 5 | 65 | 87.5 | 60.9 | 902 |  | 40 | 480 | 8.3 | 57.9 | No | 25000 | 4000 | 96 | 80 | 1 | -20 | Dimmable | 11% |  | None |  |  |  | 2015-06-20 | 2015-06-25 | United States, Canada | ES_1104931_4090-8PAR20-40_07012015140417_3353272 | 2242449
AndA Bridge Enterprise Inc. | Digitron | BR30 LED Lamp | DGLED-BR30LN-8W-3KSW |  | BR30 | Reflector (Flood/Spot) | E26 (Medium) | Directional | LED | 3 | 65 | 130.7 | 94.7 |  |  | 109 | 750 | 8 | 93.8 | No | 25000 | 3000 | 83 | 18 | 0.7 | -18 | Dimmable | 10% |  | Not for Use in Enclosed Fixtures |  |  |  | 2015-09-15 | 2015-09-16 | United States | ES_1133613_DGLED-BR30LN-8W-3KSW_09162015115841_1023896 | 2248118
AndA Bridge Enterprise Inc. | Digitron | BR30 LED Lamp | DGLED-BR30SN-8W-3KSW |  | BR30 | Reflector (Flood/Spot) | E26 (Medium) | Directional | LED | 3 | 65 | 124 | 94.1 |  |  | 108 | 750 | 8 | 93.8 | No | 25000 | 3000 | 83 | 18 | 0.7 | -18 | Dimmable | 10% |  | Not for Use in Enclosed Fixtures |  |  |  | 2015-09-15 | 2015-09-16 | United States | ES_1133613_DGLED-BR30SN-8W-3KSW_09172015120731_1023896 | 2248119
AndA Bridge Enterprise Inc. | Digitron | BR40 LED Lamp | DGLED-BR40-13W-3KSW |  | BR40 | Reflector (Flood/Spot) | E26 (Medium) | Directional | LED | 3 | 75 | 151.7 | 121.7 |  |  | 106 | 1200 | 13 | 92.3 | No | 25000 | 3000 | 83 | 17 | 0.7 | 18 | Dimmable | 10% |  | Not for Use in Enclosed Fixtures |  |  |  | 2015-09-15 | 2015-09-16 | United States | ES_1133613_DGLED-BR40-13W-3KSW_09172015121111_1023896 | 2248120
Ansen Lighting Technology Co., Ltd | ANSEN | PAR20COB-XFL08(27K15) | PAR20COB-XFL08(27K15) |  | PAR20 | Reflector (Flood/Spot) | E26 (Medium) | Directional | LED | 3 | 50 | 87.4 | 62.9 | 4845 |  | 15 | 639 | 8 | 82.8 | No | 25000 | 2700 | 92 | 73 | 0.7 | -20 | Dimmable |  |  | Damp Location Rated,Recessed Fixtures |  |  |  | 2015-04-19 | 2016-03-11 | United States, Canada | ES_1134730_PAR20COB-XFL08(27K15)_12312015082613_0373179 | 2255871
Ansen Lighting Technology Co., Ltd | ANSEN | PAR20COB-XFL08(27K24) | PAR20COB-XFL08(27K24) |  | PAR20 | Reflector (Flood/Spot) | E26 (Medium) | Directional | LED | 3 | 50 | 87.4 | 62.9 | 2699 |  | 24 | 669 | 8 | 85.9 | No | 25000 | 2700 | 92 | 74 | 0.7 | -20 | Dimmable |  |  | Damp Location Rated,Recessed Fixtures |  |  |  | 2015-04-19 | 2016-03-11 | United States, Canada | ES_1134730_PAR20COB-XFL08(27K24)_12312015082633_0393351 | 2255872
Ansen Lighting Technology Co., Ltd | ANSEN | PAR20COB-XFL08(27K36) | PAR20COB-XFL08(27K36) |  | PAR20 | Reflector (Flood/Spot) | E26 (Medium) | Directional | LED | 3 | 50 | 87.4 | 62.9 | 1210 |  | 36 | 666 | 8 | 85 | No | 25000 | 2700 | 93 | 75 | 0.7 | -20 | Dimmable |  |  | Damp Location Rated,Recessed Fixtures |  |  |  | 2015-04-19 | 2016-03-11 | United States, Canada | ES_1134730_PAR20COB-XFL08(27K36)_12312015082654_0414724 | 2255873
Ansen Lighting Technology Co., Ltd | ANSEN | PAR20COB-XFL08(30K15) | PAR20COB-XFL08(30K15) |  | PAR20 | Reflector (Flood/Spot) | E26 (Medium) | Directional | LED | 3 | 50 | 87.4 | 62.8 | 4761 |  | 15 | 660 | 8 | 84 | No | 25000 | 3000 | 91 | 70 | 0.7 | -20 | Dimmable |  |  | Damp Location Rated,Recessed Fixtures |  |  |  | 2015-04-19 | 2016-03-11 | United States, Canada | ES_1134730_PAR20COB-XFL08(30K15)_01152016064734_0454063 | 2256697
Ansen Lighting Technology Co., Ltd | ANSEN | PAR20COB-XFL08(30K24) | PAR20COB-XFL08(30K24) |  | PAR20 | Reflector (Flood/Spot) | E26 (Medium) | Directional | LED | 3 | 50 | 87.4 | 62.8 | 2643 |  | 24 | 667 | 8 | 83.9 | No | 25000 | 3000 | 91 | 69 | 0.7 | -20 | Dimmable |  |  | Damp Location Rated,Recessed Fixtures |  |  |  | 2015-04-19 | 2016-03-11 | United States, Canada | ES_1134730_PAR20COB-XFL08(30K24)_01152016064755_0475803 | 2256698
Ansen Lighting Technology Co., Ltd | ANSEN | PAR20COB-XFL08(30K36) | PAR20COB-XFL08(30K36) |  | PAR20 | Reflector (Flood/Spot) | E26 (Medium) | Directional | LED | 3 | 50 | 87.4 | 62.8 | 1184 |  | 36 | 651 | 8 | 83.1 | No | 25000 | 3000 | 91 | 71 | 0.7 | -20 | Dimmable |  |  | Damp Location Rated,Recessed Fixtures |  |  |  | 2015-04-19 | 2016-03-11 | United States, Canada | ES_1134730_PAR20COB-XFL08(30K36)_01152016064817_0497923 | 2256700
Ansen Lighting Technology Co., Ltd | ANSEN | PAR20COB-XFL08(40K15) | PAR20COB-XFL08(40K15) |  | PAR20 | Reflector (Flood/Spot) | E26 (Medium) | Directional | LED | 3 | 50 | 87.4 | 62.8 | 4806 |  | 15 | 673 | 8 | 85.8 | No | 25000 | 4000 | 92 | 69 | 0.7 | -20 | Dimmable |  |  | Damp Location Rated,Recessed Fixtures |  |  |  | 2015-04-19 | 2016-03-11 | United States, Canada | ES_1134730_PAR20COB-XFL08(40K15)_01152016064850_0530192 | 2256701
Ansen Lighting Technology Co., Ltd | ANSEN | PAR20COB-XFL08(40K24) | PAR20COB-XFL08(40K24) |  | PAR20 | Reflector (Flood/Spot) | E26 (Medium) | Directional | LED | 3 | 50 | 87.4 | 62.8 | 2680 |  | 24 | 669 | 8 | 85 | No | 25000 | 4000 | 89 | 63 | 0.7 | -20 | Dimmable |  |  | Damp Location Rated,Recessed Fixtures |  |  |  | 2015-04-19 | 2016-03-11 | United States, Canada | ES_1134730_PAR20COB-XFL08(40K24)_01152016064909_0549341 | 2256703
Ansen Lighting Technology Co., Ltd | ANSEN | PAR20COB-XFL08(40K36) | PAR20COB-XFL08(40K36) |  | PAR20 | Reflector (Flood/Spot) | E26 (Medium) | Directional | LED | 3 | 50 | 87.4 | 62.8 | 1201 |  | 36 | 670 | 8 | 85.3 | No | 25000 | 4000 | 92 | 72 | 0.7 | -20 | Dimmable |  |  | Damp Location Rated,Recessed Fixtures |  |  |  | 2015-04-19 | 2016-03-11 | United States, Canada | ES_1134730_PAR20COB-XFL08(40K36)_01152016064930_0570465 | 2256704
Ansen Lighting Technology Co., Ltd | ANSEN | PAR20COB-XFL08(65K15) | PAR20COB-XFL08(65K15) |  | PAR20 | Reflector (Flood/Spot) | E26 (Medium) | Directional | LED | 3 | 50 | 87.4 | 62.8 | 5075 |  | 15 | 703 | 8 | 90.5 | No | 25000 | 6500 | 82 | 11 | 0.7 | -20 | Dimmable |  |  | Damp Location Rated,Recessed Fixtures |  |  |  | 2015-04-19 | 2016-03-11 | United States, Canada | ES_1134730_PAR20COB-XFL08(65K15)_01152016064954_0594521 | 2256705
Ansen Lighting Technology Co., Ltd | ANSEN | PAR20COB-XFL08(65K24) | PAR20COB-XFL08(65K24) |  | PAR20 | Reflector (Flood/Spot) | E26 (Medium) | Directional | LED | 3 | 50 | 87.4 | 62.8 | 2814 |  | 24 | 702 | 8 | 90.2 | No | 25000 | 6500 | 82 | 15 | 0.7 | -20 | Dimmable |  |  | Damp Location Rated,Recessed Fixtures |  |  |  | 2015-04-19 | 2016-03-11 | United States, Canada | ES_1134730_PAR20COB-XFL08(65K24)_01152016065017_0617294 | 2256706
Ansen Lighting Technology Co., Ltd | ANSEN | PAR20COB-XFL08(65K36) | PAR20COB-XFL08(65K36) |  | PAR20 | Reflector (Flood/Spot) | E26 (Medium) | Directional | LED | 3 | 50 | 87.4 | 62.8 | 1279 |  | 36 | 708 | 8 | 89.9 | No | 25000 | 6500 | 82 | 13 | 0.7 | -20 | Dimmable |  |  | Damp Location Rated,Recessed Fixtures |  |  |  | 2015-04-19 | 2016-03-11 | United States, Canada | ES_1134730_PAR20COB-XFL08(65K36)_01152016065053_0653476 | 2256707
Ansen Lighting Technology Co., Ltd | ANSEN | PAR20COB-XFR08(27K15) | PAR20COB-XFR08(27K15) |  | PAR20 | Reflector (Flood/Spot) | E26 (Medium) | Directional | LED | 3 | 50 | 86.9 | 63.3 | 2445 |  | 15 | 457 | 8 | 59 | No | 25000 | 2700 | 93 | 74 | 0.7 | -20 | Dimmable |  |  | Damp Location Rated,Recessed Fixtures |  |  |  | 2015-04-19 | 2016-03-11 | United States, Canada | ES_1134730_PAR20COB-XFR08(27K15)_12312015082805_0485701 | 2255874
Ansen Lighting Technology Co., Ltd | ANSEN | PAR20COB-XFR08(27K24) | PAR20COB-XFR08(27K24) |  | PAR20 | Reflector (Flood/Spot) | E26 (Medium) | Directional | LED | 3 | 50 | 86.9 | 63.3 | 1789 |  | 24 | 470 | 8 | 61.4 | No | 25000 | 2700 | 93 | 74 | 0.7 | -20 | Dimmable |  |  | Damp Location Rated,Recessed Fixtures |  |  |  | 2015-04-19 | 2016-03-11 | United States, Canada | ES_1134730_PAR20COB-XFR08(27K24)_12312015082826_0506206 | 2255875
Ansen Lighting Technology Co., Ltd | ANSEN | PAR20COB-XFR08(27K36) | PAR20COB-XFR08(27K36) |  | PAR20 | Reflector (Flood/Spot) | E26 (Medium) | Directional | LED | 3 | 50 | 86.9 | 63.3 | 1253 |  | 36 | 477 | 8 | 61.2 | No | 25000 | 2700 | 92 | 74 | 0.7 | -20 | Dimmable |  |  | Damp Location Rated,Recessed Fixtures |  |  |  | 2015-04-19 | 2016-03-11 | United States, Canada | ES_1134730_PAR20COB-XFR08(27K36)_12312015082843_0523202 | 2255876
Ansen Lighting Technology Co., Ltd | ANSEN | PAR20COB-XFR08(30K15) | PAR20COB-XFR08(30K15) |  | PAR20 | Reflector (Flood/Spot) | E26 (Medium) | Directional | LED | 3 | 50 | 86.8 | 63.3 | 2503 |  | 15 | 505 | 8 | 64.6 | No | 25000 | 3000 | 92 | 71 | 0.7 | -20 | Dimmable |  |  | Damp Location Rated,Recessed Fixtures |  |  |  | 2015-04-19 | 2016-03-11 | United States, Canada | ES_1134730_PAR20COB-XFR08(30K15)_01152016065141_0701382 | 2256708
Ansen Lighting Technology Co., Ltd | ANSEN | PAR20COB-XFR08(30K24) | PAR20COB-XFR08(30K24) |  | PAR20 | Reflector (Flood/Spot) | E26 (Medium) | Directional | LED | 3 | 50 | 86.8 | 63.3 | 1844 |  | 24 | 500 | 8 | 64.3 | No | 25000 | 3000 | 91 | 72 | 0.7 | -20 | Dimmable |  |  | Damp Location Rated,Recessed Fixtures |  |  |  | 2015-04-19 | 2016-03-11 | United States, Canada | ES_1134730_PAR20COB-XFR08(30K24)_01152016065203_0723633 | 2256709
Ansen Lighting Technology Co., Ltd | ANSEN | PAR20COB-XFR08(30K36) | PAR20COB-XFR08(30K36) |  | PAR20 | Reflector (Flood/Spot) | E26 (Medium) | Directional | LED | 3 | 50 | 86.8 | 63.3 | 1283 |  | 36 | 503 | 8 | 63.9 | No | 25000 | 3000 | 91 | 72 | 0.7 | -20 | Dimmable |  |  | Damp Location Rated,Recessed Fixtures |  |  |  | 2015-04-19 | 2016-03-11 | United States, Canada | ES_1134730_PAR20COB-XFR08(30K36)_01152016065222_0742484 | 2256710
Ansen Lighting Technology Co., Ltd | ANSEN | PAR20COB-XFR08(40K15) | PAR20COB-XFR08(40K15) |  | PAR20 | Reflector (Flood/Spot) | E26 (Medium) | Directional | LED | 3 | 50 | 86.8 | 63.3 | 2621 |  | 15 | 527 | 8 | 67.1 | No | 25000 | 4000 | 92 | 73 | 0.7 | -20 | Dimmable |  |  | Damp Location Rated,Recessed Fixtures |  |  |  | 2015-04-19 | 2016-03-11 | United States, Canada | ES_1134730_PAR20COB-XFR08(40K15)_01152016065244_0764246 | 2256711
Ansen Lighting Technology Co., Ltd | ANSEN | PAR20COB-XFR08(40K24) | PAR20COB-XFR08(40K24) |  | PAR20 | Reflector (Flood/Spot) | E26 (Medium) | Directional | LED | 3 | 50 | 86.8 | 63.3 | 1928 |  | 24 | 518 | 8 | 66.6 | No | 25000 | 4000 | 92 | 73 | 0.7 | -20 | Dimmable |  |  | Damp Location Rated,Recessed Fixtures |  |  |  | 2015-04-19 | 2016-03-11 | United States, Canada | ES_1134730_PAR20COB-XFR08(40K24)_01152016065306_0786326 | 2256712
Canadian Tire | Noma | CFL 15W BR30 | 052-5335-0 | ,ESL15BR30/2/CTC, | BR30 | Reflector (Flood/Spot) | E26 (Medium) | Directional | CFL | 2 | 65 | 134.8 | 94 |  | 1 |  | 750 | 15 | 50 | No | 10000 | 2700 | 84 | -5 | 0.6 | -29 |  |  |  | None |  |  |  | 2015-02-09 | 2015-02-09 | Canada | ES_1025242_052-5335-0_02092015041220_1023763 | 2232852
Ansen Lighting Technology Co., Ltd | ANSEN | PAR20COB-XFR08(40K36) | PAR20COB-XFR08(40K36) |  | PAR20 | Reflector (Flood/Spot) | E26 (Medium) | Directional | LED | 3 | 50 | 86.8 | 63.3 | 1343 |  | 36 | 528 | 8 | 67 | No | 25000 | 4000 | 92 | 74 | 0.7 | -20 | Dimmable |  |  | Damp Location Rated,Recessed Fixtures |  |  |  | 2015-04-19 | 2016-03-11 | United States, Canada | ES_1134730_PAR20COB-XFR08(40K36)_01152016065335_0815129 | 2256713
Ansen Lighting Technology Co., Ltd | ANSEN | PAR20COB-XFR08(65K15) | PAR20COB-XFR08(65K15) |  | PAR20 | Reflector (Flood/Spot) | E26 (Medium) | Directional | LED | 3 | 50 | 86.7 | 63.5 | 2823 |  | 15 | 572 | 8 | 72.2 | No | 25000 | 6500 | 81 | 9 | 0.7 | -20 | Dimmable |  |  | Damp Location Rated,Recessed Fixtures |  |  |  | 2015-04-19 | 2016-03-11 | United States, Canada | ES_1134730_PAR20COB-XFR08(65K15)_01152016065357_0837822 | 2256714
Ansen Lighting Technology Co., Ltd | ANSEN | PAR20COB-XFR08(65K24) | PAR20COB-XFR08(65K24) |  | PAR20 | Reflector (Flood/Spot) | E26 (Medium) | Directional | LED | 3 | 50 | 86.7 | 63.5 | 2072 |  | 24 | 565 | 8 | 72 | No | 25000 | 6500 | 80 | 7 | 0.7 | -20 | Dimmable |  |  | Damp Location Rated,Recessed Fixtures |  |  |  | 2015-04-19 | 2016-03-11 | United States, Canada | ES_1134730_PAR20COB-XFR08(65K24)_01152016065427_0867141 | 2256715
Ansen Lighting Technology Co., Ltd | ANSEN | PAR20COB-XFR08(65K36) | PAR20COB-XFR08(65K36) |  | PAR20 | Reflector (Flood/Spot) | E26 (Medium) | Directional | LED | 3 | 50 | 86.7 | 63.5 | 1437 |  | 36 | 562 | 8 | 71.6 | No | 25000 | 6500 | 80 | 4 | 0.7 | -20 | Dimmable |  |  | Damp Location Rated,Recessed Fixtures |  |  |  | 2015-04-19 | 2016-03-11 | United States, Canada | ES_1134730_PAR20COB-XFR08(65K36)_01152016065456_0896731 | 2256716
Ansen Lighting Technology Co., Ltd | ANSEN | PAR30COB-XFL15(27K12) | PAR30COB-XFL15(27K12) |  | PAR30 | Reflector (Flood/Spot) | E26 (Medium) | Directional | LED | 3 | 75 | 118.9 | 94.1 | 8525 |  | 12 | 1100 | 15 | 73.8 | No | 25000 | 2700 | 94 | 73 | 1 | -20 | Dimmable |  |  | Damp Location Rated,Recessed Fixtures |  |  |  | 2015-04-19 | 2016-03-11 | United States, Canada | ES_1134730_PAR30COB-XFL15(27K12)_12312015082903_0543675 | 2255877
Ansen Lighting Technology Co., Ltd | ANSEN | PAR30COB-XFL15(27K24) | PAR30COB-XFL15(27K24) |  | PAR30 | Reflector (Flood/Spot) | E26 (Medium) | Directional | LED | 3 | 75 | 118.9 | 94.1 | 6507 |  | 24 | 1153 | 15 | 77 | No | 25000 | 2700 | 93 | 71 | 1 | -20 | Dimmable |  |  | Damp Location Rated,Recessed Fixtures |  |  |  | 2015-04-19 | 2016-03-11 | United States, Canada | ES_1134730_PAR30COB-XFL15(27K24)_12312015082932_0572290 | 2255878
Ansen Lighting Technology Co., Ltd | ANSEN | PAR30COB-XFL15(27K36) | PAR30COB-XFL15(27K36) |  | PAR30 | Reflector (Flood/Spot) | E26 (Medium) | Directional | LED | 3 | 75 | 118.9 | 94.1 | 2412 |  | 36 | 1143 | 15 | 76.4 | No | 25000 | 2700 | 92 | 67 | 1 | -20 | Dimmable |  |  | Damp Location Rated,Recessed Fixtures |  |  |  | 2015-04-19 | 2016-03-11 | United States, Canada | ES_1134730_PAR30COB-XFL15(27K36)_12312015082952_0592842 | 2255879
Ansen Lighting Technology Co., Ltd | ANSEN | PAR30COB-XFL15(30K12) | PAR30COB-XFL15(30K12) |  | PAR30 | Reflector (Flood/Spot) | E26 (Medium) | Directional | LED | 3 | 75 | 118.6 | 94.2 | 8630 |  | 12 | 1132 | 15 | 76.4 | No | 25000 | 3000 | 93 | 75 | 1 | -20 | Dimmable |  |  | Damp Location Rated,Recessed Fixtures |  |  |  | 2015-04-19 | 2016-03-11 | United States, Canada | ES_1134730_PAR30COB-XFL15(30K12)_01182016033045_7845756 | 2256865
Ansen Lighting Technology Co., Ltd | ANSEN | PAR30COB-XFL15(30K24) | PAR30COB-XFL15(30K24) |  | PAR30 | Reflector (Flood/Spot) | E26 (Medium) | Directional | LED | 3 | 75 | 118.6 | 94.2 | 6436 |  | 24 | 1134 | 15 | 76.2 | No | 25000 | 3000 | 93 | 73 | 1 | -20 | Dimmable |  |  | Damp Location Rated,Recessed Fixtures |  |  |  | 2015-04-19 | 2016-03-11 | United States, Canada | ES_1134730_PAR30COB-XFL15(30K24)_01182016033255_7975658 | 2256866
Ansen Lighting Technology Co., Ltd | ANSEN | PAR30COB-XFL15(30K36) | PAR30COB-XFL15(30K36) |  | PAR30 | Reflector (Flood/Spot) | E26 (Medium) | Directional | LED | 3 | 75 | 118.6 | 94.2 | 2442 |  | 36 | 1130 | 15 | 76.2 | No | 25000 | 3000 | 93 | 73 | 1 | -20 | Dimmable |  |  | Damp Location Rated,Recessed Fixtures |  |  |  | 2015-04-19 | 2016-03-11 | United States, Canada | ES_1134730_PAR30COB-XFL15(30K36)_01182016033311_7991751 | 2256867
Ansen Lighting Technology Co., Ltd | ANSEN | PAR30COB-XFL15(40K12) | PAR30COB-XFL15(40K12) |  | PAR30 | Reflector (Flood/Spot) | E26 (Medium) | Directional | LED | 3 | 75 | 118.8 | 94.2 | 8899 |  | 12 | 1165 | 15 | 78.6 | No | 25000 | 4000 | 92 | 71 | 1 | -20 | Dimmable |  |  | Damp Location Rated,Recessed Fixtures |  |  |  | 2015-04-19 | 2016-03-11 | United States, Canada | ES_1134730_PAR30COB-XFL15(40K12)_01182016033328_8008949 | 2256868
Ansen Lighting Technology Co., Ltd | ANSEN | PAR30COB-XFL15(40K24) | PAR30COB-XFL15(40K24) |  | PAR30 | Reflector (Flood/Spot) | E26 (Medium) | Directional | LED | 3 | 75 | 118.8 | 94.2 | 6587 |  | 24 | 1171 | 15 | 78.4 | No | 25000 | 4000 | 91 | 70 | 1 | -20 | Dimmable |  |  | Damp Location Rated,Recessed Fixtures |  |  |  | 2015-04-19 | 2016-03-11 | United States, Canada | ES_1134730_PAR30COB-XFL15(40K24)_01182016033358_8038398 | 2256869
Ansen Lighting Technology Co., Ltd | ANSEN | PAR30COB-XFL15(40K36) | PAR30COB-XFL15(40K36) |  | PAR30 | Reflector (Flood/Spot) | E26 (Medium) | Directional | LED | 3 | 75 | 118.8 | 94.2 | 2518 |  | 36 | 1171 | 15 | 78.4 | No | 25000 | 4000 | 92 | 71 | 1 | -20 | Dimmable |  |  | Damp Location Rated,Recessed Fixtures |  |  |  | 2015-04-19 | 2016-03-11 | United States, Canada | ES_1134730_PAR30COB-XFL15(40K36)_01182016033419_8059195 | 2256870
Ansen Lighting Technology Co., Ltd | ANSEN | PAR30COB-XFL15(65K12) | PAR30COB-XFL15(65K12) |  | PAR30 | Reflector (Flood/Spot) | E26 (Medium) | Directional | LED | 3 | 75 | 118.7 | 94.2 | 9309 |  | 12 | 1213 | 15 | 81.8 | No | 25000 | 6500 | 80 | 11 | 1 | -20 | Dimmable |  |  | Damp Location Rated,Recessed Fixtures |  |  |  | 2015-04-19 | 2016-03-11 | United States, Canada | ES_1134730_PAR30COB-XFL15(65K12)_01182016033437_8077842 | 2256871
Ansen Lighting Technology Co., Ltd | ANSEN | PAR30COB-XFL15(65K24) | PAR30COB-XFL15(65K24) |  | PAR30 | Reflector (Flood/Spot) | E26 (Medium) | Directional | LED | 3 | 75 | 118.7 | 94.2 | 6886 |  | 24 | 1228 | 15 | 82 | No | 25000 | 6500 | 80 | 11 | 1 | -20 | Dimmable |  |  | Damp Location Rated,Recessed Fixtures |  |  |  | 2015-04-19 | 2016-03-11 | United States, Canada | ES_1134730_PAR30COB-XFL15(65K24)_01182016033454_8094945 | 2256872
Conglom, Inc. | Luminus | LED | PLY6113T3 |  | Decorative: Other | Decorative | E12 (Candelabra) | Decorative | LED | 4 | 40 | 104 | 35 |  |  |  | 300 | 4.7 | 63.8 | No | 25000 | 3000 | 82 | 18 | 0.6 | -40 | Dimmable | 10% |  | None |  |  |  | 2014-08-30 | 2014-08-18 | Canada | ES_98337_PLY6113T3_09112014112150_6422207 | 2219118
Ansen Lighting Technology Co., Ltd | ANSEN | PAR30COB-XFL15(65K36) | PAR30COB-XFL15(65K36) |  | PAR30 | Reflector (Flood/Spot) | E26 (Medium) | Directional | LED | 3 | 75 | 118.7 | 94.2 | 2634 |  | 36 | 1231 | 15 | 82.3 | No | 25000 | 6500 | 80 | 11 | 1 | -20 | Dimmable |  |  | Damp Location Rated,Recessed Fixtures |  |  |  | 2015-04-19 | 2016-03-11 | United States, Canada | ES_1134730_PAR30COB-XFL15(65K36)_01182016033535_8135283 | 2256873
Ansen Lighting Technology Co., Ltd | ANSEN | PAR30COB-XFL20(27K12) | PAR30COB-XFL20(27K12) |  | PAR30 | Reflector (Flood/Spot) | E26 (Medium) | Directional | LED | 3 | 75 | 118.6 | 93.9 | 11522 |  | 12 | 1412 | 20 | 71 | No | 25000 | 2700 | 93 | 70 | 1 | -20 | Dimmable |  |  | Damp Location Rated,Recessed Fixtures |  |  |  | 2015-04-19 | 2016-03-11 | United States, Canada | ES_1134730_PAR30COB-XFL20(27K12)_12312015083039_0639301 | 2255880
Ansen Lighting Technology Co., Ltd | ANSEN | PAR30COB-XFL20(27K24) | PAR30COB-XFL20(27K24) |  | PAR30 | Reflector (Flood/Spot) | E26 (Medium) | Directional | LED | 3 | 75 | 118.6 | 93.9 | 7415 |  | 24 | 1351 | 20 | 67.5 | No | 25000 | 2700 | 93 | 70 | 1 | -20 | Dimmable |  |  | Damp Location Rated,Recessed Fixtures |  |  |  | 2015-04-19 | 2016-03-11 | United States, Canada | ES_1134730_PAR30COB-XFL20(27K24)_12312015083111_0671321 | 2255881
Ansen Lighting Technology Co., Ltd | ANSEN | PAR30COB-XFL20(27K36) | PAR30COB-XFL20(27K36) |  | PAR30 | Reflector (Flood/Spot) | E26 (Medium) | Directional | LED | 3 | 75 | 118.6 | 93.9 | 2894 |  | 36 | 1367 | 20 | 68.4 | No | 25000 | 2700 | 93 | 71 | 1 | -20 | Dimmable |  |  | Damp Location Rated,Recessed Fixtures |  |  |  | 2015-04-19 | 2016-03-11 | United States, Canada | ES_1134730_PAR30COB-XFL20(27K36)_12312015083130_0690548 | 2255882
Ansen Lighting Technology Co., Ltd | ANSEN | PAR30COB-XFL20(30K12) | PAR30COB-XFL20(30K12) |  | PAR30 | Reflector (Flood/Spot) | E26 (Medium) | Directional | LED | 3 | 75 | 118.3 | 94 | 11806 |  | 12 | 1445 | 20 | 73 | No | 25000 | 3000 | 93 | 72 | 1 | -20 | Dimmable |  |  | Damp Location Rated,Recessed Fixtures |  |  |  | 2015-04-19 | 2016-03-11 | United States, Canada | ES_1134730_PAR30COB-XFL20(30K12)_01182016033554_8154137 | 2256902
Ansen Lighting Technology Co., Ltd | ANSEN | PAR30COB-XFL20(30K24) | PAR30COB-XFL20(30K24) |  | PAR30 | Reflector (Flood/Spot) | E26 (Medium) | Directional | LED | 3 | 75 | 118.3 | 94 | 7799 |  | 24 | 1428 | 20 | 71.7 | No | 25000 | 3000 | 93 | 72 | 1 | -20 | Dimmable |  |  | Damp Location Rated,Recessed Fixtures |  |  |  | 2015-04-19 | 2016-03-11 | United States, Canada | ES_1134730_PAR30COB-XFL20(30K24)_01182016033612_8172912 | 2256903
Ansen Lighting Technology Co., Ltd | ANSEN | PAR30COB-XFL20(30K36) | PAR30COB-XFL20(30K36) |  | PAR30 | Reflector (Flood/Spot) | E26 (Medium) | Directional | LED | 3 | 75 | 118.3 | 94 | 3136 |  | 36 | 1432 | 20 | 72 | No | 25000 | 3000 | 93 | 72 | 1 | -20 | Dimmable |  |  | Damp Location Rated,Recessed Fixtures |  |  |  | 2015-04-19 | 2016-03-11 | United States, Canada | ES_1134730_PAR30COB-XFL20(30K36)_01182016033634_8194150 | 2256904
Ansen Lighting Technology Co., Ltd | ANSEN | PAR30COB-XFL20(40K12) | PAR30COB-XFL20(40K12) |  | PAR30 | Reflector (Flood/Spot) | E26 (Medium) | Directional | LED | 3 | 75 | 118.6 | 94 | 12370 |  | 12 | 1483 | 20 | 75.1 | No | 25000 | 4000 | 92 | 71 | 1 | -20 | Dimmable |  |  | Damp Location Rated,Recessed Fixtures |  |  |  | 2015-04-19 | 2016-03-11 | United States, Canada | ES_1134730_PAR30COB-XFL20(40K12)_01182016033652_8212261 | 2256905
Ansen Lighting Technology Co., Ltd | ANSEN | PAR30COB-XFL20(40K24) | PAR30COB-XFL20(40K24) |  | PAR30 | Reflector (Flood/Spot) | E26 (Medium) | Directional | LED | 3 | 75 | 118.6 | 94 | 8158 |  | 24 | 1487 | 20 | 74.6 | No | 25000 | 4000 | 91 | 69 | 1 | -20 | Dimmable |  |  | Damp Location Rated,Recessed Fixtures |  |  |  | 2015-04-19 | 2016-03-11 | United States, Canada | ES_1134730_PAR30COB-XFL20(40K24)_01182016033708_8228144 | 2256906
Ansen Lighting Technology Co., Ltd | ANSEN | PAR30COB-XFL20(40K36) | PAR30COB-XFL20(40K36) |  | PAR30 | Reflector (Flood/Spot) | E26 (Medium) | Directional | LED | 3 | 75 | 118.6 | 94 | 3278 |  | 36 | 1499 | 20 | 75.1 | No | 25000 | 4000 | 91 | 71 | 1 | -20 | Dimmable |  |  | Damp Location Rated,Recessed Fixtures |  |  |  | 2015-04-19 | 2016-03-11 | United States, Canada | ES_1134730_PAR30COB-XFL20(40K36)_01182016033724_8244804 | 2256907
Ansen Lighting Technology Co., Ltd | ANSEN | PAR30COB-XFL20(65K12) | PAR30COB-XFL20(65K12) |  | PAR30 | Reflector (Flood/Spot) | E26 (Medium) | Directional | LED | 3 | 75 | 118.5 | 94.1 | 13136 |  | 12 | 1597 | 20 | 80.7 | No | 25000 | 6500 | 81 | 14 | 1 | -20 | Dimmable |  |  | Damp Location Rated,Recessed Fixtures |  |  |  | 2015-04-19 | 2016-03-11 | United States, Canada | ES_1134730_PAR30COB-XFL20(65K12)_01182016033740_8260504 | 2256908
Ansen Lighting Technology Co., Ltd | ANSEN | PAR30COB-XFL20(65K24) | PAR30COB-XFL20(65K24) |  | PAR30 | Reflector (Flood/Spot) | E26 (Medium) | Directional | LED | 3 | 75 | 118.5 | 94.1 | 8648 |  | 24 | 1595 | 20 | 80 | No | 25000 | 6500 | 81 | 14 | 1 | -20 | Dimmable |  |  | Damp Location Rated,Recessed Fixtures |  |  |  | 2015-04-19 | 2016-03-11 | United States, Canada | ES_1134730_PAR30COB-XFL20(65K24)_01182016033756_8276862 | 2256909
Ansen Lighting Technology Co., Ltd | ANSEN | PAR30COB-XFL20(65K36) | PAR30COB-XFL20(65K36) |  | PAR30 | Reflector (Flood/Spot) | E26 (Medium) | Directional | LED | 3 | 75 | 118.5 | 94.1 | 3522 |  | 36 | 1593 | 20 | 80.1 | No | 25000 | 6500 | 80 | 11 | 1 | -20 | Dimmable |  |  | Damp Location Rated,Recessed Fixtures |  |  |  | 2015-04-19 | 2016-03-11 | United States, Canada | ES_1134730_PAR30COB-XFL20(65K36)_01182016033821_8301724 | 2256910
Ansen Lighting Technology Co., Ltd | ANSEN | PAR30COB-XFR15(27K15) | PAR30COB-XFR15(27K15) |  | PAR30 | Reflector (Flood/Spot) | E26 (Medium) | Directional | LED | 3 | 75 | 117.6 | 94.2 | 8026 |  | 15 | 1024 | 15 | 68.6 | No | 25000 | 2700 | 94 | 74 | 1 | -20 | Dimmable |  |  | Damp Location Rated,Recessed Fixtures |  |  |  | 2015-04-19 | 2016-03-11 | United States, Canada | ES_1134730_PAR30COB-XFR15(27K15)_12312015083147_0707999 | 2255883
Ansen Lighting Technology Co., Ltd | ANSEN | PAR30COB-XFR15(27K24) | PAR30COB-XFR15(27K24) |  | PAR30 | Reflector (Flood/Spot) | E26 (Medium) | Directional | LED | 3 | 75 | 117.6 | 94.2 | 4966 |  | 24 | 985 | 15 | 66.2 | No | 25000 | 2700 | 94 | 74 | 1 | -20 | Dimmable |  |  | Damp Location Rated,Recessed Fixtures |  |  |  | 2015-04-19 | 2016-03-11 | United States, Canada | ES_1134730_PAR30COB-XFR15(27K24)_12312015083208_0728440 | 2255884
Conglom, Inc. | Luminus | LED | PLYC1132 |  | A19 | General Purpose Replacement | E26 (Medium) | Omnidirectional | LED | 3 | 40 | 110 | 60 |  |  |  | 480 | 7.5 | 64 | No | 25000 | 2700 | 83 | 12 | 0.9 | -40 | Dimmable | 10% |  | None |  |  |  | 2015-07-20 | 2015-07-22 | United States, Canada | ES_98337_PLYC1132_08052015133131_5539602 | 2245095
Ansen Lighting Technology Co., Ltd | ANSEN | PAR30COB-XFR15(27K36) | PAR30COB-XFR15(27K36) |  | PAR30 | Reflector (Flood/Spot) | E26 (Medium) | Directional | LED | 3 | 75 | 117.6 | 94.2 | 2656 |  | 36 | 994 | 15 | 66.4 | No | 25000 | 2700 | 94 | 74 | 1 | -20 | Dimmable |  |  | Damp Location Rated,Recessed Fixtures |  |  |  | 2015-04-19 | 2016-03-11 | United States, Canada | ES_1134730_PAR30COB-XFR15(27K36)_12312015083224_0744101 | 2255885
Ansen Lighting Technology Co., Ltd | ANSEN | PAR30COB-XFR15(30K15) | PAR30COB-XFR15(30K15) |  | PAR30 | Reflector (Flood/Spot) | E26 (Medium) | Directional | LED | 3 | 75 | 117.7 | 94.3 | 8188 |  | 15 | 1039 | 15 | 70.2 | No | 25000 | 3000 | 93 | 75 | 1 | -20 | Dimmable |  |  | Damp Location Rated,Recessed Fixtures |  |  |  | 2015-04-19 | 2016-03-11 | United States, Canada | ES_1134730_PAR30COB-XFR15(30K15)_01182016073506_2506283 | 2256911
Ansen Lighting Technology Co., Ltd | ANSEN | PAR30COB-XFR15(30K24) | PAR30COB-XFR15(30K24) |  | PAR30 | Reflector (Flood/Spot) | E26 (Medium) | Directional | LED | 3 | 75 | 117.7 | 94.3 | 5263 |  | 24 | 1027 | 15 | 68.7 | No | 25000 | 3000 | 93 | 76 | 1 | -20 | Dimmable |  |  | Damp Location Rated,Recessed Fixtures |  |  |  | 2015-04-19 | 2016-03-11 | United States, Canada | ES_1134730_PAR30COB-XFR15(30K24)_01182016073526_2526430 | 2256912
Ansen Lighting Technology Co., Ltd | ANSEN | PAR30COB-XFR15(30K36) | PAR30COB-XFR15(30K36) |  | PAR30 | Reflector (Flood/Spot) | E26 (Medium) | Directional | LED | 3 | 75 | 117.7 | 94.3 | 2772 |  | 36 | 1032 | 15 | 69 | No | 25000 | 3000 | 92 | 74 | 1 | -20 | Dimmable |  |  | Damp Location Rated,Recessed Fixtures |  |  |  | 2015-04-19 | 2016-03-11 | United States, Canada | ES_1134730_PAR30COB-XFR15(30K36)_01182016073600_2560159 | 2256913
Ansen Lighting Technology Co., Ltd | ANSEN | PAR30COB-XFR15(40K15) | PAR30COB-XFR15(40K15) |  | PAR30 | Reflector (Flood/Spot) | E26 (Medium) | Directional | LED | 3 | 75 | 117.6 | 94.3 | 8635 |  | 15 | 1108 | 15 | 74.6 | No | 25000 | 4000 | 92 | 73 | 1 | -20 | Dimmable |  |  | Damp Location Rated,Recessed Fixtures |  |  |  | 2015-04-19 | 2016-03-11 | United States, Canada | ES_1134730_PAR30COB-XFR15(40K15)_01182016073621_2581477 | 2256914
Ansen Lighting Technology Co., Ltd | ANSEN | PAR30COB-XFR15(40K24) | PAR30COB-XFR15(40K24) |  | PAR30 | Reflector (Flood/Spot) | E26 (Medium) | Directional | LED | 3 | 75 | 117.6 | 94.3 | 5670 |  | 24 | 1107 | 15 | 74 | No | 25000 | 4000 | 92 | 73 | 1 | -20 | Dimmable |  |  | Damp Location Rated,Recessed Fixtures |  |  |  | 2015-04-19 | 2016-03-11 | United States, Canada | ES_1134730_PAR30COB-XFR15(40K24)_01182016073641_2601135 | 2256915
Ansen Lighting Technology Co., Ltd | ANSEN | PAR38COB-XFR20(40K15) | PAR38COB-XFR20(40K15) |  | PAR38 | Reflector (Flood/Spot) | E26 (Medium) | Directional | LED | 3 | 85 | 132.1 | 122.4 | 8814 |  | 15 | 1645 | 20 | 82.9 | No | 25000 | 4000 | 97 | 99 | 1 | -20 | Dimmable |  |  | Damp Location Rated,Recessed Fixtures |  |  |  | 2015-04-19 | 2016-03-11 | United States, Canada | ES_1134730_PAR38COB-XFR20(40K15)_01182016094308_0188674 | 2256938
Ansen Lighting Technology Co., Ltd | ANSEN | PAR38COB-XFR20(40K24) | PAR38COB-XFR20(40K24) |  | PAR38 | Reflector (Flood/Spot) | E26 (Medium) | Directional | LED | 3 | 85 | 132.1 | 122.4 | 5425 |  | 24 | 1624 | 20 | 81.9 | No | 25000 | 4000 | 97 | 99 | 1 | -20 | Dimmable |  |  | Damp Location Rated,Recessed Fixtures |  |  |  | 2015-04-19 | 2016-03-11 | United States, Canada | ES_1134730_PAR38COB-XFR20(40K24)_01182016094324_0204990 | 2256939
Ansen Lighting Technology Co., Ltd | ANSEN | PAR38COB-XFR20(40K36) | PAR38COB-XFR20(40K36) |  | PAR38 | Reflector (Flood/Spot) | E26 (Medium) | Directional | LED | 3 | 85 | 132.1 | 122.4 | 3687 |  | 36 | 1638 | 20 | 82.3 | No | 25000 | 4000 | 97 | 99 | 1 | -20 | Dimmable |  |  | Damp Location Rated,Recessed Fixtures |  |  |  | 2015-04-19 | 2016-03-11 | United States, Canada | ES_1134730_PAR38COB-XFR20(40K36)_01182016094342_0222078 | 2256940
Ansen Lighting Technology Co., Ltd | ANSEN | PAR38COB-XFR20(65K15) | PAR38COB-XFR20(65K15) |  | PAR38 | Reflector (Flood/Spot) | E26 (Medium) | Directional | LED | 3 | 85 | 132.1 | 122.4 | 9628 |  | 15 | 1794 | 20 | 90.4 | No | 25000 | 6500 | 80 | 4 | 1 | -20 | Dimmable |  |  | Damp Location Rated,Recessed Fixtures |  |  |  | 2015-04-19 | 2016-03-11 | United States, Canada | ES_1134730_PAR38COB-XFR20(65K15)_01182016094400_0240328 | 2256941
Ansen Lighting Technology Co., Ltd | ANSEN | PAR38COB-XFR20(65K24) | PAR38COB-XFR20(65K24) |  | PAR38 | Reflector (Flood/Spot) | E26 (Medium) | Directional | LED | 3 | 85 | 132.1 | 122.4 | 5966 |  | 24 | 1793 | 20 | 90.2 | No | 25000 | 6500 | 80 | 4 | 1 | -20 | Dimmable |  |  | Damp Location Rated,Recessed Fixtures |  |  |  | 2015-04-19 | 2016-03-11 | United States, Canada | ES_1134730_PAR38COB-XFR20(65K24)_01182016094422_0262246 | 2256942
Ansen Lighting Technology Co., Ltd | ANSEN | PAR38COB-XFR20(65K36) | PAR38COB-XFR20(65K36) |  | PAR38 | Reflector (Flood/Spot) | E26 (Medium) | Directional | LED | 3 | 85 | 132.1 | 122.4 | 4055 |  | 36 | 1805 | 20 | 90.6 | No | 25000 | 6500 | 80 | 6 | 1 | -20 | Dimmable |  |  | Damp Location Rated,Recessed Fixtures |  |  |  | 2015-04-19 | 2016-03-11 | United States, Canada | ES_1134730_PAR38COB-XFR20(65K36)_01182016094437_0277982 | 2256943
Ansen Lighting Technology Co., Ltd | ANSEN | PAR38COB-XFR30(27K15) | PAR38COB-XFR30(27K15) |  | PAR38 | Reflector (Flood/Spot) | E26 (Medium) | Directional | LED | 3 | 100 | 134.2 | 122.4 | 9870 |  | 15 | 1972 | 30 | 67.3 | No | 25000 | 2700 | 93 | 75 | 1 | -20 | Dimmable |  |  | Damp Location Rated,Recessed Fixtures |  |  |  | 2015-04-19 | 2016-03-11 | United States, Canada | ES_1134730_PAR38COB-XFR30(27K15)_12312015073443_7283567 | 2255868
Ansen Lighting Technology Co., Ltd | ANSEN | PAR38COB-XFR30(27K24) | PAR38COB-XFR30(27K24) |  | PAR38 | Reflector (Flood/Spot) | E26 (Medium) | Directional | LED | 3 | 100 | 134.2 | 122.4 | 6332 |  | 24 | 1968 | 30 | 67.4 | No | 25000 | 2700 | 93 | 75 | 1 | -20 | Dimmable |  |  | Damp Location Rated,Recessed Fixtures |  |  |  | 2015-04-19 | 2016-03-11 | United States, Canada | ES_1134730_PAR38COB-XFR30(27K24)_12312015073502_7302484 | 2255869
Ansen Lighting Technology Co., Ltd | ANSEN | PAR38COB-XFR30(27K36) | PAR38COB-XFR30(27K36) |  | PAR38 | Reflector (Flood/Spot) | E26 (Medium) | Directional | LED | 3 | 100 | 134.2 | 122.4 | 4236 |  | 36 | 1909 | 30 | 65.3 | No | 25000 | 2700 | 92 | 74 | 1 | -20 | Dimmable |  |  | Damp Location Rated,Recessed Fixtures |  |  |  | 2015-04-19 | 2016-03-11 | United States, Canada | ES_1134730_PAR38COB-XFR30(27K36)_12312015073527_7327573 | 2255870
Conglom, Inc. | Luminus | LED | PLYC1135 |  | A19 | General Purpose Replacement | E26 (Medium) | Omnidirectional | LED | 3 | 40 | 110 | 60 |  |  |  | 480 | 7.5 | 64 | No | 25000 | 5000 | 86 | 24 | 0.9 | -40 | Dimmable | 10% |  | None |  |  |  | 2015-07-20 | 2015-07-22 | United States, Canada | ES_98337_PLYC1135_08052015133139_9342477 | 2245094
Ansen Lighting Technology Co., Ltd | ANSEN | PAR38COB-XFR30(30K15) | PAR38COB-XFR30(30K15) |  | PAR38 | Reflector (Flood/Spot) | E26 (Medium) | Directional | LED | 3 | 100 | 134 | 122.5 | 10858 |  | 15 | 2146 | 30 | 73.3 | No | 25000 | 3000 | 90 | 65 | 1 | -20 | Dimmable |  |  | Damp Location Rated,Recessed Fixtures |  |  |  | 2015-04-19 | 2016-03-11 | United States, Canada | ES_1134730_PAR38COB-XFR30(30K15)_01212016054857_5337564 | 2257094
Ansen Lighting Technology Co., Ltd | ANSEN | PAR38COB-XFR30(30K24) | PAR38COB-XFR30(30K24) |  | PAR38 | Reflector (Flood/Spot) | E26 (Medium) | Directional | LED | 3 | 100 | 134 | 122.5 | 6966 |  | 24 | 2118 | 30 | 71.4 | No | 25000 | 3000 | 90 | 64 | 1 | -20 | Dimmable |  |  | Damp Location Rated,Recessed Fixtures |  |  |  | 2015-04-19 | 2016-03-11 | United States, Canada | ES_1134730_PAR38COB-XFR30(30K24)_01212016054923_5363172 | 2257095
Ansen Lighting Technology Co., Ltd | ANSEN | PAR38COB-XFR30(30K36) | PAR38COB-XFR30(30K36) |  | PAR38 | Reflector (Flood/Spot) | E26 (Medium) | Directional | LED | 3 | 100 | 134 | 122.5 | 4729 |  | 36 | 2063 | 30 | 72.4 | No | 25000 | 3000 | 90 | 64 | 1 | -20 | Dimmable |  |  | Damp Location Rated,Recessed Fixtures |  |  |  | 2015-04-19 | 2016-03-11 | United States, Canada | ES_1134730_PAR38COB-XFR30(30K36)_01212016054943_5383709 | 2257096
Ansen Lighting Technology Co., Ltd | ANSEN | PAR38COB-XFR30(40K15) | PAR38COB-XFR30(40K15) |  | PAR38 | Reflector (Flood/Spot) | E26 (Medium) | Directional | LED | 3 | 100 | 134.1 | 122.4 | 11429 |  | 15 | 2304 | 30 | 77.3 | No | 25000 | 4000 | 97 | 99 | 1 | -20 | Dimmable |  |  | Damp Location Rated,Recessed Fixtures |  |  |  | 2015-04-19 | 2016-03-11 | United States, Canada | ES_1134730_PAR38COB-XFR30(40K15)_01212016055025_5425544 | 2257097
Ansen Lighting Technology Co., Ltd | ANSEN | PAR38COB-XFR30(40K24) | PAR38COB-XFR30(40K24) |  | PAR38 | Reflector (Flood/Spot) | E26 (Medium) | Directional | LED | 3 | 100 | 134.1 | 122.4 | 7438 |  | 24 | 2268 | 30 | 77.1 | No | 25000 | 4000 | 97 | 100 | 1 | -20 | Dimmable |  |  | Damp Location Rated,Recessed Fixtures |  |  |  | 2015-04-19 | 2016-03-11 | United States, Canada | ES_1134730_PAR38COB-XFR30(40K24)_01212016055045_5445455 | 2257098
Ansen Lighting Technology Co., Ltd | ANSEN | PAR38COB-XFR30(40K36) | PAR38COB-XFR30(40K36) |  | PAR38 | Reflector (Flood/Spot) | E26 (Medium) | Directional | LED | 3 | 100 | 134.1 | 122.4 | 5084 |  | 36 | 2290 | 30 | 77.2 | No | 25000 | 4000 | 97 | 96 | 1 | -20 | Dimmable |  |  | Damp Location Rated,Recessed Fixtures |  |  |  | 2015-04-19 | 2016-03-11 | United States, Canada | ES_1134730_PAR38COB-XFR30(40K36)_01212016055112_5472357 | 2257099
Ansen Lighting Technology Co., Ltd | ANSEN | PAR38COB-XFR30(65K15) | PAR38COB-XFR30(65K15) |  | PAR38 | Reflector (Flood/Spot) | E26 (Medium) | Directional | LED | 3 | 100 | 133.9 | 122.3 | 11845 |  | 15 | 2394 | 30 | 80.6 | No | 25000 | 6500 | 81 | 5 | 1 | -20 | Dimmable |  |  | Damp Location Rated,Recessed Fixtures |  |  |  | 2015-04-19 | 2016-03-11 | United States, Canada | ES_1134730_PAR38COB-XFR30(65K15)_01212016055132_5492467 | 2257100
Ansen Lighting Technology Co., Ltd | ANSEN | PAR38COB-XFR30(65K24) | PAR38COB-XFR30(65K24) |  | PAR38 | Reflector (Flood/Spot) | E26 (Medium) | Directional | LED | 3 | 100 | 133.9 | 122.3 | 7707 |  | 24 | 2374 | 30 | 79.8 | No | 25000 | 6500 | 81 | 5 | 1 | -20 | Dimmable |  |  | Damp Location Rated,Recessed Fixtures |  |  |  | 2015-04-19 | 2016-03-11 | United States, Canada | ES_1134730_PAR38COB-XFR30(65K24)_01212016055158_5518490 | 2257101
Ansen Lighting Technology Co., Ltd | ANSEN | PAR38COB-XFR30(65K36) | PAR38COB-XFR30(65K36) |  | PAR38 | Reflector (Flood/Spot) | E26 (Medium) | Directional | LED | 3 | 100 | 133.9 | 122.3 | 5229 |  | 36 | 2398 | 30 | 80.5 | No | 25000 | 6500 | 81 | 5 | 1 | -20 | Dimmable |  |  | Damp Location Rated,Recessed Fixtures |  |  |  | 2015-04-19 | 2016-03-11 | United States, Canada | ES_1134730_PAR38COB-XFR30(65K36)_01212016055228_5548044 | 2257102
Arani Systems Corp. | Arani | BCH-27K-V6 | BCH-27K-V6 |  | B10 | Decorative | E12 (Candelabra) | Decorative | LED | 3 | 40 | 91.1 | 31.7 |  |  |  | 330 | 4 | 82.5 | No | 15000 | 2700 | 82 | 7 | 0.9 | -10 | Dimmable | 10% |  | Damp Location Rated,Not for Use in Enclosed Fixtures |  |  |  | 2016-01-01 | 2016-04-18 | United States, Canada | ES_1100659_BCH-27K-V6_04112016102050_1159326 | 2264452
Archipelago Lighting | Archipelago Lighting | Directional LED Lamp PAR20 | LBP20-2527ES1 |  | PAR20 | Reflector (Flood/Spot) | E26 (Medium) | Directional | LED | 3 | 50 | 86.1 | 63.2 | 1758 |  | 25 | 500 | 8 | 62.5 | No | 25000 | 2700 | 82 | 2 | 0.9 | -20 | Dimmable | 10% |  | Damp Location Rated,Recessed Fixtures,Not for Use in Enclosed Fixtures |  |  |  | 2015-03-20 | 2015-03-25 | United States, Canada | ES_1044524_LBP20-2527ES1_03252015171112_0990434 | 2235814
Archipelago Lighting | Archipelago Lighting | Directional LED Lamp PAR20 | LBP20-2530ES1 |  | PAR20 | Reflector (Flood/Spot) | E26 (Medium) | Directional | LED | 3 | 50 | 85.5 | 63 | 1818 |  | 25 | 500 | 8 | 62.5 | No | 25000 | 3000 | 83 | 9 | 0.9 | -20 | Dimmable | 10% |  | Damp Location Rated,Recessed Fixtures,Not for Use in Enclosed Fixtures |  |  |  | 2015-03-20 | 2015-03-25 | United States, Canada | ES_1044524_LBP20-2530ES1_03252015171159_5321875 | 2235816
Archipelago Lighting | Archipelago Lighting | Directional LED Lamp PAR20 | LBP20-2550ES1 |  | PAR20 | Reflector (Flood/Spot) | E26 (Medium) | Directional | LED | 3 | 50 | 85.3 | 62.5 | 1767 |  | 25 | 550 | 8 | 68.8 | No | 25000 | 5000 | 84 | 18 | 0.9 | -20 | Dimmable | 10% |  | Damp Location Rated,Recessed Fixtures,Not for Use in Enclosed Fixtures |  |  |  | 2015-09-25 | 2015-09-28 | United States, Canada | ES_1044524_LBP20-2550ES1_09282015190035_6898021 | 2249170
Archipelago Lighting | Archipelago Lighting | Directional LED Lamp PAR20 | LBP20-4027ES1 |  | PAR20 | Reflector (Flood/Spot) | E26 (Medium) | Directional | LED | 3 | 50 | 85.6 | 63.2 | 1018 |  | 40 | 500 | 8 | 62.5 | No | 25000 | 2700 | 82 | 2 | 0.9 | -20 | Dimmable | 10% |  | Damp Location Rated,Recessed Fixtures,Not for Use in Enclosed Fixtures |  |  |  | 2015-03-20 | 2015-03-25 | United States, Canada | ES_1044524_LBP20-4027ES1_03252015171147_0543215 | 2235815
Archipelago Lighting | Archipelago Lighting | Directional LED Lamp PAR20 | LBP20-4030ES1 |  | PAR20 | Reflector (Flood/Spot) | E26 (Medium) | Directional | LED | 3 | 50 | 85.6 | 63.1 | 1005 |  | 40 | 500 | 8 | 62.5 | No | 25000 | 3000 | 83 | 8 | 0.9 | -20 | Dimmable | 10% |  | Damp Location Rated,Recessed Fixtures,Not for Use in Enclosed Fixtures |  |  |  | 2015-03-20 | 2015-03-25 | United States, Canada | ES_1044524_LBP20-4030ES1_03252015171212_0543241 | 2235817
Archipelago Lighting | Archipelago Lighting | Directional LED Lamp PAR20 | LBP20-4041ES1 |  | PAR20 | Reflector (Flood/Spot) | E26 (Medium) | Directional | LED | 3 | 50 | 85.2 | 62.5 | 1010 |  | 40 | 500 | 8 | 62.5 | No | 25000 | 4000 | 84 | 17 | 0.9 | -20 | Dimmable | 10% |  | Damp Location Rated,Recessed Fixtures,Not for Use in Enclosed Fixtures |  |  |  | 2015-09-25 | 2015-09-28 | United States, Canada | ES_1044524_LBP20-4040ES1_09282015190021_4088704 | 2249169
Archipelago Lighting | Archipelago Lighting | Directional LED Lamp PAR20 | LBP20-4050ES1 |  | PAR20 | Reflector (Flood/Spot) | E26 (Medium) | Directional | LED | 3 | 50 | 85.4 | 62.5 | 988 |  | 40 | 500 | 8 | 62.5 | No | 25000 | 5000 | 84 | 17 | 0.9 | -20 | Dimmable | 10% |  | Damp Location Rated,Recessed Fixtures,Not for Use in Enclosed Fixtures |  |  |  | 2015-09-25 | 2015-09-28 | United States, Canada | ES_1044524_LBP20-4050ES1_09282015190044_6598971 | 2249171
Archipelago Lighting | Archipelago Lighting | Directional LED Lamp PAR30 | LBP30L-2527ES1 |  | PAR30L | Reflector (Flood/Spot) | E26 (Medium) | Directional | LED | 3 | 50 | 115.3 | 95.2 | 2575 |  | 25 | 800 | 13 | 61.5 | No | 25000 | 2700 | 82 | 2 | 0.9 | -20 | Dimmable | 10% |  | Damp Location Rated,Recessed Fixtures,Not for Use in Enclosed Fixtures |  |  |  | 2015-03-20 | 2015-03-25 | United States, Canada | ES_1044524_LBP30L-2527ES1_03252015171010_7654135 | 2235810
Archipelago Lighting | Archipelago Lighting | Directional LED Lamp PAR30 | LBP30L-2530ES1 |  | PAR30L | Reflector (Flood/Spot) | E26 (Medium) | Directional | LED | 3 | 50 | 115.7 | 95.2 | 2615 |  | 25 | 800 | 13 | 61.5 | No | 25000 | 3000 | 83 | 7 | 0.9 | -20 | Dimmable | 10% |  | Damp Location Rated,Recessed Fixtures,Not for Use in Enclosed Fixtures |  |  |  | 2015-03-20 | 2015-03-25 | United States, Canada | ES_1044524_LBP30L-2530ES1_03252015171051_0984321 | 2235812
Archipelago Lighting | Archipelago Lighting | Directional LED Lamp PAR30 | LBP30L-2550ES1 |  | PAR30L | Reflector (Flood/Spot) | E26 (Medium) | Directional | LED | 3 | 75 | 117.8 | 94.9 | 2913 |  | 25 | 800 | 13 | 61.5 | No | 25000 | 5000 | 88 | 36 | 0.9 | -20 | Dimmable | 10% |  | Damp Location Rated,Recessed Fixtures,Not for Use in Enclosed Fixtures |  |  |  | 2015-09-25 | 2015-09-24 | United States, Canada | ES_1044524_LBP30L-2550ES1_09242015174551_4388721 | 2249167
Archipelago Lighting | Archipelago Lighting | Directional LED Lamp PAR30 | LBP30L-4027ES1 |  | PAR30L | Reflector (Flood/Spot) | E26 (Medium) | Directional | LED | 3 | 75 | 115.4 | 96.1 | 1584 |  | 40 | 800 | 13 | 61.5 | No | 25000 | 2700 | 82 | 2 | 0.9 | -20 | Dimmable | 10% |  | Damp Location Rated,Recessed Fixtures,Not for Use in Enclosed Fixtures |  |  |  | 2015-03-20 | 2015-03-25 | United States, Canada | ES_1044524_LBP30L-4027ES1_03252015171044_3267921 | 2235811
Archipelago Lighting | Archipelago Lighting | Directional LED Lamp PAR30 | LBP30L-4030ES1 |  | PAR30L | Reflector (Flood/Spot) | E26 (Medium) | Directional | LED | 3 | 75 | 115.4 | 95.8 | 1680 |  | 40 | 800 | 13 | 61.5 | No | 25000 | 3000 | 83 | 6 | 0.9 | -20 | Dimmable | 10% |  | Damp Location Rated,Recessed Fixtures,Not for Use in Enclosed Fixtures |  |  |  | 2015-03-20 | 2015-03-25 | United States, Canada | ES_1044524_LBP30L-4030ES1_03252015171101_0921256 | 2235813
Archipelago Lighting | Archipelago Lighting | Directional LED Lamp PAR30 | LBP30L-4050ES1 |  | PAR30L | Reflector (Flood/Spot) | E26 (Medium) | Directional | LED | 3 | 75 | 117.8 | 95 | 1495 |  | 40 | 800 | 13 | 61.5 | No | 25000 | 5000 | 89 | 37 | 0.9 | -20 | Dimmable | 10% |  | Damp Location Rated,Recessed Fixtures,Not for Use in Enclosed Fixtures |  |  |  | 2015-09-25 | 2015-09-24 | United States, Canada | ES_1044524_LBP30L-4050ES1_09242015174602_5828757 | 2249168
Archipelago Lighting | Archipelago Lighting | Directional LED Lamp PAR30 | LBP30S-2527ES1 |  | PAR30 | Reflector (Flood/Spot) | E26 (Medium) | Directional | LED | 3 | 60 | 91.5 | 95.6 | 2573 |  | 25 | 800 | 13 | 61.5 | No | 25000 | 2700 | 82 | 3 | 0.9 | -20 | Dimmable | 10% |  | Damp Location Rated,Recessed Fixtures,Not for Use in Enclosed Fixtures |  |  |  | 2015-03-20 | 2015-03-25 | United States, Canada | ES_1044524_LBP30S-2527ES1_03252015170905_2985021 | 2235806
Archipelago Lighting | Archipelago Lighting | Directional LED Lamp PAR30 | LBP30S-2530ES1 |  | PAR30 | Reflector (Flood/Spot) | E26 (Medium) | Directional | LED | 3 | 60 | 90.6 | 95 | 2643 |  | 25 | 800 | 13 | 61.5 | No | 25000 | 3000 | 83 | 7 | 0.9 | -20 | Dimmable | 10% |  | Damp Location Rated,Recessed Fixtures,Not for Use in Enclosed Fixtures |  |  |  | 2015-03-20 | 2015-03-25 | United States, Canada | ES_1044524_LBP30S-2530ES1_03252015170953_2178976 | 2235808
Archipelago Lighting | Archipelago Lighting | Directional LED Lamp PAR30 | LBP30S-4027ES1 |  | PAR30 | Reflector (Flood/Spot) | E26 (Medium) | Directional | LED | 3 | 75 | 92 | 95.2 | 1542 |  | 40 | 800 | 13 | 61.5 | No | 25000 | 2700 | 82 | 3 | 0.9 | -20 | Dimmable | 10% |  | Damp Location Rated,Recessed Fixtures,Not for Use in Enclosed Fixtures |  |  |  | 2015-03-20 | 2015-03-25 | United States, Canada | ES_1044524_LBP30S-4027ES1_03252015170944_4321334 | 2235807
Archipelago Lighting | Archipelago Lighting | Directional LED Lamp PAR30 | LBP30S-4030ES1 |  | PAR30 | Reflector (Flood/Spot) | E26 (Medium) | Directional | LED | 3 | 75 | 91.4 | 95.1 | 1548 |  | 40 | 800 | 13 | 61.5 | No | 25000 | 3000 | 83 | 7 | 0.9 | -20 | Dimmable | 10% |  | Damp Location Rated,Recessed Fixtures,Not for Use in Enclosed Fixtures |  |  |  | 2015-03-20 | 2015-03-25 | United States, Canada | ES_1044524_LBP30S-4030ES1_03252015170953_2178976 | 2235809
Archipelago Lighting | Archipelago Lighting | Directional LED Lamp PAR38 | LBP38-2527ES1 |  | PAR38 | Reflector (Flood/Spot) | E26 (Medium) | Directional | LED | 3 | 85 | 132.7 | 124.4 | 3504 |  | 25 | 1100 | 18 | 61.1 | No | 25000 | 2700 | 81 | 2 | 1 | -20 | Dimmable | 10% |  | Damp Location Rated,Recessed Fixtures,Not for Use in Enclosed Fixtures |  |  |  | 2015-03-20 | 2015-03-25 | United States, Canada | ES_1044524_LBP38-2527ES1_03252015170722_3092809 | 2235802
Archipelago Lighting | Archipelago Lighting | Directional LED Lamp PAR38 | LBP38-2530ES1 |  | PAR38 | Reflector (Flood/Spot) | E26 (Medium) | Directional | LED | 3 | 85 | 133.1 | 124.9 | 3932 |  | 25 | 1100 | 18 | 61.1 | No | 25000 | 3000 | 83 | 7 | 1 | -20 | Dimmable | 10% |  | Damp Location Rated,Recessed Fixtures,Not for Use in Enclosed Fixtures |  |  |  | 2015-03-20 | 2015-03-25 | United States, Canada | ES_1044524_LBP38-2530ES1_03252015170822_5432116 | 2235804
Ascent Battery Supply | Duracell | LED11409B | LED11409B |  | G16.5 | Globe | E12 (Candelabra) | Decorative | LED | 5 | 40 | 74 | 49 |  |  |  | 350 | 4.5 | 77.8 | No | 25000 | 3000 | 83 | 11 | 0.9 | -20 | Dimmable | 15% |  | Damp Location Rated,Not for Use in Enclosed Fixtures |  |  |  | 2015-03-10 | 2015-03-09 | United States | ES_1099414_LED11409B_03092015112114_0074363 | 2234388
Archipelago Lighting | Archipelago Lighting | Directional LED Lamp PAR38 | LBP38-2550ES1 |  | PAR38 | Reflector (Flood/Spot) | E26 (Medium) | Directional | LED | 3 | 100 | 133.2 | 121.6 | 4372 |  | 25 | 1100 | 18 | 61.1 | No | 25000 | 5000 | 85 | 21 | 0.9 | -20 | Dimmable | 10% |  | Damp Location Rated,Recessed Fixtures,Not for Use in Enclosed Fixtures |  |  |  | 2015-09-25 | 2015-09-24 | United States, Canada | ES_1044524_LBP38-2550ES1_09242015174533_6589782 | 2249165
Archipelago Lighting | Archipelago Lighting | Directional LED Lamp PAR38 | LBP38-4030ES1 |  | PAR38 | Reflector (Flood/Spot) | E26 (Medium) | Directional | LED | 3 | 100 | 133.2 | 124.6 | 2197 |  | 40 | 1100 | 18 | 61.1 | No | 25000 | 3000 | 83 | 6 | 1 | -20 | Dimmable | 10% |  | Damp Location Rated,Recessed Fixtures,Not for Use in Enclosed Fixtures |  |  |  | 2015-03-20 | 2015-03-25 | United States, Canada | ES_1044524_LBP38-4030ES1_03252015170835_8731531 | 2235805
Archipelago Lighting | Archipelago Lighting | LED Omni Lamp A19 | LBA19F45027ES1 |  | A19 | General Purpose Replacement | E26 (Medium) | Omnidirectional | LED | 3 | 40 | 111.5 | 59.7 |  |  |  | 500 | 6 | 83.3 | No | 25000 | 2700 | 82 | 8 | 0.9 | -20 | Dimmable | 10% |  | Damp Location Rated,Not for Use in Enclosed Fixtures,Recessed Fixtures |  |  |  | 2015-03-20 | 2015-03-25 | United States, Canada | ES_1044524_LBA19F45027ES1_03252015170621_3208105 | 2235800
Archipelago Lighting | Archipelago Lighting | LED Omni Lamp A19 | LBA19F45030ES1 |  | A19 | General Purpose Replacement | E26 (Medium) | Omnidirectional | LED | 3 | 40 | 111.3 | 59.8 |  |  |  | 500 | 6 | 83.3 | No | 25000 | 3000 | 85 | 22 | 0.9 | -20 | Dimmable | 10% |  | Damp Location Rated,Not for Use in Enclosed Fixtures,Recessed Fixtures |  |  |  | 2015-03-20 | 2015-03-25 | United States, Canada | ES_1044524_LBA19F45030ES1_03252015170657_4323496 | 2235801
Archipelago Lighting | Archipelago Lighting | LED Omni Lamp A19 | LBA19F45040ES1 |  | A19 | General Purpose Replacement | E26 (Medium) | Omnidirectional | LED | 3 | 40 | 111.6 | 59.8 |  |  |  | 500 | 6 | 83.3 | No | 25000 | 4000 | 85 | 19 | 0.9 | -20 | Dimmable | 10% |  | Damp Location Rated,Not for Use in Enclosed Fixtures,Recessed Fixtures |  |  |  | 2015-09-25 | 2015-09-24 | United States, Canada | ES_1044524_LBA19F45040ES1_09242015170223_4587810 | 2249163
Archipelago Lighting | Archipelago Lighting | LED Omni Lamp A19 | LBA19F45050ES1 |  | A19 | General Purpose Replacement | E26 (Medium) | Omnidirectional | LED | 3 | 40 | 111.9 | 59.8 |  |  |  | 600 | 6 | 100 | No | 25000 | 5000 | 84 | 15 | 0.9 | -20 | Dimmable | 10% |  | Damp Location Rated,Not for Use in Enclosed Fixtures,Recessed Fixtures |  |  |  | 2015-09-25 | 2015-09-24 | United States, Canada | ES_1044524_LBA19F45050ES1_09242015170235_8678029 | 2249162
Archipelago Lighting | Archipelago Lighting | LED Omni Lamp A19 | LBA19F80027ES1 |  | A19 | General Purpose Replacement | E26 (Medium) | Omnidirectional | LED | 3 | 60 | 111.7 | 59.6 |  |  |  | 810 | 9.5 | 85.3 | No | 25000 | 2700 | 82 | 6 | 0.9 | -20 | Dimmable | 10% |  | Damp Location Rated,Not for Use in Enclosed Fixtures,Recessed Fixtures |  |  |  | 2015-03-20 | 2015-03-25 | United States, Canada | ES_1044524_LBA19F80027ES1_03252015180311_2098750 | 2235818
Archipelago Lighting | Archipelago Lighting | LED Omni Lamp A19 | LBA19F80030ES1 |  | A19 | General Purpose Replacement | E26 (Medium) | Omnidirectional | LED | 3 | 60 | 111.8 | 59.6 |  |  |  | 810 | 9.5 | 85.3 | No | 25000 | 3000 | 83 | 19 | 0.9 | -20 | Dimmable | 10% |  | Damp Location Rated,Not for Use in Enclosed Fixtures,Recessed Fixtures |  |  |  | 2015-03-20 | 2015-03-25 | United States, Canada | ES_1044524_LBA19F80030ES1_03252015180345_5432221 | 2235819
Archipelago Lighting | Archipelago Lighting | LED Omni Lamp A19 | LBA19F80040ES1 |  | A19 | General Purpose Replacement | E26 (Medium) | Omnidirectional | LED | 3 | 60 | 111.5 | 59.6 |  |  |  | 810 | 9.5 | 85.3 | No | 25000 | 4000 | 85 | 20 | 0.9 | -20 | Dimmable | 10% |  | Damp Location Rated,Not for Use in Enclosed Fixtures,Recessed Fixtures |  |  |  | 2015-03-20 | 2015-03-25 | United States, Canada | ES_1044524_LBA19F80040ES1_03252015180357_3828280 | 2235820
Archipelago Lighting | Archipelago Lighting | LED Omni Lamp A19 | LBA19F80050ES1 |  | A19 | General Purpose Replacement | E26 (Medium) | Omnidirectional | LED | 3 | 60 | 111.2 | 59.8 |  |  |  | 900 | 9.5 | 94.7 | No | 25000 | 5000 | 84 | 17 | 0.9 | -20 | Dimmable | 10% |  | Damp Location Rated,Not for Use in Enclosed Fixtures,Recessed Fixtures |  |  |  | 2015-09-25 | 2015-09-25 | United States, Canada | ES_1044524_LBA19F80050ES1_09252015170345_6992804 | 2249164
Arlee Lighting | Arlee Lighting | 15BR4027K-D | 15BR4027K-D | ,15BR4027K-D,2700K; ,15BR4030K-D,3000K; ,15BR4040K-D,4000K | BR40 | Reflector (Flood/Spot) | E26 (Medium) | Directional | LED | 3 | 75 | 158 | 124 |  |  | 120 | 1100 | 15.3 | 71.9 | No | 25000 | 2700 | 81 | 6 | 0.9 | -40 | Dimmable | 110% | No | Damp Location Rated | No |  |  | 2015-01-01 | 2016-08-19 | United States, Canada | ES_1136529_15BR4027K-D_08112016095248_5945093 | 2276147
Arlee Lighting | Arlee Lighting | 7R2027K-D | 7R2027K-D | ,7R2027K-D,2700K; ,7R2030K-D,3000K; ,7R2040K-D,4000K | R20 | Reflector (Flood/Spot) | E26 (Medium) | Directional | LED | 3 | 50 | 95 | 63 |  |  |  | 616 | 8.8 | 70 | No | 25000 | 2700 | 82 | 9 | 0.9 | -40 | Dimmable | 61.6% | No | Damp Location Rated | No |  |  | 2015-01-01 | 2016-08-19 | United States, Canada | ES_1136529_7R2027K-D_08112016095248_5945093 | 2276141
Arlee Lighting | Arlee Lighting | 8BR3027K-D | 8BR3027K-D | ,8BR3027K-D,2700K; ,8BR3030K-D,3000K; ,8BR3040K-D,4000K | BR30 | Reflector (Flood/Spot) | E26 (Medium) | Directional | LED | 3 | 65 | 133 | 95 |  |  | 120 | 650 | 8.8 | 73.8 | No | 25000 | 2700 | 82 | 9 | 0.9 | -40 | Dimmable | 65% | No | Damp Location Rated | No |  |  | 2015-01-01 | 2016-08-19 | United States, Canada | ES_1136529_8BR3027K-D_08112016095248_5945093 | 2276142
Arlee Lighting | Arlee Lighting | 9.5A1927K-D | 9.5A1927K-D | ,9.5A1927K-D,2700K; ,9.5A1930K-D,3000K; ,9.5A1940K-D,4000K | A19 | General Purpose Replacement | E26 (Medium) | Omnidirectional | LED | 3 | 60 | 112 | 60 |  |  |  | 800 | 9.5 | 84.2 | No | 15000 | 2700 | 81 | 3 | 0.8 | -40 | Dimmable | 80% | No | Damp Location Rated | No |  |  | 2015-01-01 | 2016-08-19 | United States, Canada | ES_1136529_9.5A1927K-D_08112016095248_5945093 | 2276139
Ascent Battery Supply | Duracell | LED | LED11375B |  | Decorative: Other | Decorative | E12 (Candelabra) | Decorative | LED | 5 | 40 | 104.3 | 35.2 |  |  |  | 300 | 4.7 | 63.8 | No | 25000 | 2700 | 82 | 17 | 0.6 | -40 | Dimmable | 10% |  | Not for Use in Enclosed Fixtures |  |  |  | 2015-01-29 | 2015-01-30 | United States, Canada | ES_1099414_LED11375B_01302015031440_1023758 | 2232175
Ascent Battery Supply | Duracell | LED | LED11819C |  | A19 | General Purpose Replacement | E26 (Medium) | Omnidirectional | LED | 5 | 40 | 110 | 60 |  |  |  | 480 | 7.5 | 64 | No | 25000 | 2700 | 83 | 12 | 0.9 | -40 | Dimmable | 10% |  | None |  |  |  | 2015-08-10 | 2015-08-07 | United States | ES_1099414_LED11819C_08142015163653_9492468 | 2246299
Ascent Battery Supply | Duracell | LED | LED11820C |  | A19 | General Purpose Replacement | E26 (Medium) | Omnidirectional | LED | 5 | 40 | 110 | 60 |  |  |  | 480 | 7.5 | 64 | No | 25000 | 4000 | 83 | 9 | 0.9 | -40 | Dimmable | 10% |  | None |  |  |  | 2015-08-10 | 2015-08-07 | United States | ES_1099414_LED11820C_08142015163702_6917242 | 2246298
Ascent Battery Supply | Duracell | LED | LED11821C |  | A19 | General Purpose Replacement | E26 (Medium) | Omnidirectional | LED | 5 | 40 | 110 | 60 |  |  |  | 480 | 7.5 | 64 | No | 25000 | 5000 | 86 | 24 | 0.9 | -40 | Dimmable | 10% |  | None |  |  |  | 2015-08-10 | 2015-08-07 | United States | ES_1099414_LED11821C_08142015163711_2836108 | 2246297
Ascent Battery Supply | Duracell | LED | LED11822C |  | A19 | General Purpose Replacement | E26 (Medium) | Omnidirectional | LED | 5 | 60 | 113 | 60 |  |  |  | 850 | 9.8 | 86.7 | No | 25000 | 2700 | 83 | 12 | 1 | -40 | Dimmable | 10% |  | None |  |  |  | 2015-08-10 | 2015-08-07 | United States | ES_1099414_LED11822C_08142015163723_4765016 | 2246296
Ascent Battery Supply | Duracell | LED | LED11823C |  | A19 | General Purpose Replacement | E26 (Medium) | Omnidirectional | LED | 5 | 60 | 113 | 60 |  |  |  | 850 | 9.2 | 92.4 | No | 25000 | 4000 | 83 | 10 | 1 | -40 | Dimmable | 10% |  | None |  |  |  | 2015-08-10 | 2015-08-07 | United States | ES_1099414_LED11823C_08142015163731_8027915 | 2246295
Ascent Battery Supply | Duracell | LED | LED11824C |  | A19 | General Purpose Replacement | E26 (Medium) | Omnidirectional | LED | 5 | 60 | 111 | 60 |  |  |  | 850 | 9.2 | 92.4 | No | 25000 | 5000 | 85 | 23 | 1 | -40 | Dimmable | 10% |  | None |  |  |  | 2015-08-10 | 2015-08-07 | United States | ES_1099414_LED11824C_08142015163742_6737643 | 2246294
Ascent Battery Supply | Duracell | LED11043A | LED11043A |  | MR16 | Reflector (Flood/Spot) | GU5.3 | Directional | LED | 5 | 50 | 48.7 | 49.9 | 1201 |  | 40 | 515 | 7.7 | 66.3 | No | 25000 | 3000 | 82 | 12 | 0.6 | -20 | Dimmable | 10% |  | None |  |  |  | 2014-10-13 | 2014-11-20 | United States | ES_1099414_LED11043A_11202014214329_9809642 | 2225558
Ascent Battery Supply | Duracell | LED11340A | LED11340A |  | A19 | General Purpose Replacement | E26 (Medium) | Omnidirectional | LED | 5 | 40 | 112 | 60 |  |  |  | 450 | 6 | 75 | No | 25000 | 2700 | 81 | 5 | 0.9 | -20 | Dimmable | 10% |  | Damp Location Rated,Enclosed Fixtures |  |  |  | 2014-09-25 | 2014-10-21 | United States | ES_1099414_LED11340A_10212014185721_7841577 | 2222927
Ascent Battery Supply | Duracell | LED11340B | LED11340B |  | A19 | General Purpose Replacement | E26 (Medium) | Omnidirectional | LED | 5 | 40 | 60 | 112 |  |  |  | 450 | 6 | 75 | No | 25000 | 3000 | 80 | 6 | 0.9 | -20 | Dimmable | 20% |  | None |  |  |  | 2014-08-18 | 2014-08-01 | United States | ES_1099414_LED11340B_08012014200013_3213782 | 2216935
Ascent Battery Supply | Duracell | LED11341B | LED11341B |  | A19 | General Purpose Replacement | E26 (Medium) | Omnidirectional | LED | 5 | 40 | 60 | 112 |  |  |  | 450 | 6 | 75 | No | 25000 | 4000 | 84 | 22 | 0.9 | -20 | Dimmable | 20% |  | None |  |  |  | 2014-08-18 | 2014-08-01 | United States | ES_1099414_LED11341B_08012014200038_3238446 | 2216936
Ascent Battery Supply | Duracell | LED11342B | LED11342B |  | A19 | General Purpose Replacement | E26 (Medium) | Omnidirectional | LED | 5 | 40 | 60 | 112 |  |  |  | 450 | 6 | 75 | No | 25000 | 5000 | 83 | 11 | 0.9 | -20 | Dimmable | 20% |  | None |  |  |  | 2014-08-18 | 2014-08-01 | United States | ES_1099414_LED11342B_08012014200116_3276916 | 2216952
Ascent Battery Supply | Duracell | LED11343A | LED11343A |  | A19 | General Purpose Replacement | E26 (Medium) | Omnidirectional | LED | 5 | 60 | 112 | 60 |  |  |  | 800 | 8.7 | 91.9 | No | 25000 | 2700 | 80 | 5 | 0.9 | -20 | Dimmable | 10% |  | Damp Location Rated,Enclosed Fixtures |  |  |  | 2014-09-25 | 2014-10-21 | United States | ES_1099414_LED11343A_10212014185742_7862223 | 2222928
Ascent Battery Supply | Duracell | LED11343B | LED11343B |  | A19 | General Purpose Replacement | E26 (Medium) | Omnidirectional | LED | 5 | 60 | 60 | 112 |  |  |  | 800 | 8.5 | 94 | No | 25000 | 3000 | 81 | 6 | 0.9 | -20 | Dimmable | 20% |  | None |  |  |  | 2014-08-18 | 2014-08-01 | United States | ES_1099414_LED11343B_08012014200140_3300375 | 2216951
Ascent Battery Supply | Duracell | LED11344B | LED11344B |  | A19 | General Purpose Replacement | E26 (Medium) | Omnidirectional | LED | 5 | 60 | 60 | 112 |  |  |  | 800 | 8.5 | 94 | No | 25000 | 4000 | 85 | 23 | 0.9 | -20 | Dimmable | 20% |  | None |  |  |  | 2014-08-18 | 2014-08-01 | United States | ES_1099414_LED11344B_08012014200302_3382281 | 2216953
Ascent Battery Supply | Duracell | LED11345B | LED11345B |  | A19 | General Purpose Replacement | E26 (Medium) | Omnidirectional | LED | 5 | 60 | 60 | 112 |  |  |  | 800 | 8.5 | 94 | No | 25000 | 5000 | 83 | 11 | 0.9 | -20 | Dimmable | 20% |  | None |  |  |  | 2014-08-18 | 2014-08-01 | United States | ES_1099414_LED11345B_08012014200222_3342551 | 2216954
Ascent Battery Supply | Duracell | LED11366B | LED11366B |  | R20 | Reflector (Flood/Spot) | E26 (Medium) | Directional | LED | 5 | 50 | 94.5 | 63.4 |  |  |  | 525 | 7.5 | 70 | No | 25000 | 2700 | 82 | 5 | 0.9 | -20 | Dimmable | 10% |  | Not for Use in Enclosed Fixtures |  |  |  | 2014-11-11 | 2014-11-20 | United States | ES_1099414_LED11366B_11202014233441_6481103 | 2225560
Ascent Battery Supply | Duracell | LED11367B | LED11367B |  | R20 | Reflector (Flood/Spot) | E26 (Medium) | Directional | LED | 5 | 45 | 95 | 64 |  |  | 120 | 480 | 7.5 | 64 | No | 25000 | 4000 | 85 | 14 | 0.9 | -20 | Dimmable | 10% |  | Damp Location Rated,Not for Use in Enclosed Fixtures,Recessed Fixtures |  |  |  | 2015-05-01 | 2015-04-28 | United States | ES_1099414_LED11367B_04292015171754_7874588 | 2238260
Ascent Battery Supply | Duracell | LED11368B | LED11368B |  | R20 | Reflector (Flood/Spot) | E26 (Medium) | Directional | LED | 5 | 45 | 95 | 64 |  |  | 120 | 480 | 7.5 | 64 | No | 25000 | 5000 | 85 | 17 | 0.9 | -20 | Dimmable | 10% |  | Damp Location Rated,Not for Use in Enclosed Fixtures,Recessed Fixtures |  |  |  | 2015-05-01 | 2015-04-28 | United States | ES_1099414_LED11368B_04292015171828_7908003 | 2238261
Ascent Battery Supply | Duracell | LED11369B | LED11369B |  | BR30 | Reflector (Flood/Spot) | E26 (Medium) | Directional | LED | 5 | 65 | 133 | 94.9 |  |  |  | 650 | 10 | 65 | No | 25000 | 2700 | 82 | 13 | 0.9 | -20 | Dimmable | 10% |  | None |  |  |  | 2014-10-13 | 2014-11-20 | United States | ES_1099414_LED11369B_11202014214400_9840634 | 2225559
Ascent Battery Supply | Duracell | LED11370B | LED11370B |  | BR30 | Reflector (Flood/Spot) | E26 (Medium) | Directional | LED | 5 | 65 | 133 | 95 |  |  | 120 | 650 | 10 | 65 | No | 25000 | 4000 | 85 | 12 | 0.9 | -20 | Dimmable | 10% |  | Damp Location Rated,Not for Use in Enclosed Fixtures,Recessed Fixtures |  |  |  | 2015-05-01 | 2015-04-30 | United States | ES_1099414_LED11370B_04302015153633_8193860 | 2238427
Ascent Battery Supply | Duracell | LED11371B | LED11371B |  | BR30 | Reflector (Flood/Spot) | E26 (Medium) | Directional | LED | 5 | 65 | 133 | 95 |  |  | 120 | 650 | 10 | 65 | No | 25000 | 5000 | 86 | 18 | 0.9 | -20 | Dimmable | 10% |  | Damp Location Rated,Not for Use in Enclosed Fixtures,Recessed Fixtures |  |  |  | 2015-05-01 | 2015-04-30 | United States | ES_1099414_LED11371B_04302015153745_8265711 | 2238428
Ascent Battery Supply | Duracell | LED11372B | LED11372B |  | R40 | Reflector (Flood/Spot) | E26 (Medium) | Directional | LED | 5 | 85 | 157 | 125 |  |  |  | 1070 | 17 | 62.9 | No | 25000 | 2700 | 82 | 4 | 0.9 | -20 | Dimmable | 15% |  | Not for Use in Enclosed Fixtures |  |  |  | 2014-11-11 | 2014-11-20 | United States | ES_1099414_LED11372B_11202014233506_6506089 | 2225561
Ascent Battery Supply | Duracell | LED11373B | LED11373B |  | R40 | Reflector (Flood/Spot) | E26 (Medium) | Directional | LED | 5 | 85 | 157 | 125 |  |  |  | 1140 | 17 | 67 | No | 25000 | 4000 | 85 | 14 | 0.9 | -20 | Dimmable | 15% |  | Not for Use in Enclosed Fixtures |  |  |  | 2014-12-18 | 2015-02-09 | United States | ES_1099414_LED11373B_02092015120752_3672961 | 2232875
Ascent Battery Supply | Duracell | LED11374B | LED11374B |  | R40 | Reflector (Flood/Spot) | E26 (Medium) | Directional | LED | 5 | 85 | 157 | 125 |  |  |  | 1120 | 17 | 65.8 | No | 25000 | 5000 | 86 | 18 | 0.9 | -20 | Dimmable | 15% |  | Not for Use in Enclosed Fixtures |  |  |  | 2014-12-18 | 2015-02-09 | United States | ES_1099414_LED11374B_02092015121133_3893483 | 2232874
Ascent Battery Supply | Duracell | LED11405B | LED11405B |  | G25 | Globe | E26 (Medium) | Decorative | LED | 5 | 60 | 114 | 80 |  |  |  | 500 | 8.1 | 62.5 | No | 25000 | 3000 | 82 | 14 | 0.9 | -20 | Dimmable | 10% |  | None |  |  |  | 2014-08-22 | 2014-08-01 | United States | ES_1099414_LED11405B_09122014145850_3930613 | 2219238
Ascent Battery Supply | Duracell | LED11408B | LED11408B |  | G16.5 | Globe | E26 (Medium) | Decorative | LED | 5 | 40 | 74 | 49 |  |  |  | 350 | 4.5 | 77.8 | No | 25000 | 3000 | 83 | 11 | 0.9 | -20 | Dimmable | 15% |  | Damp Location Rated,Not for Use in Enclosed Fixtures |  |  |  | 2015-03-10 | 2015-03-09 | United States | ES_1099414_LED11408B_03092015112013_0013130 | 2234387
Ascent Battery Supply | Duracell | LED lamp | LED11366C |  | R20 | Reflector (Flood/Spot) | E26 (Medium) | Directional | LED | 5 | 50 | 96.2 | 63.3 | 198 |  | 109 | 560 | 7.2 | 77.8 | No | 25000 | 2700 | 82 | 8 | 0.9 | -20 | Dimmable | 8% |  | Damp Location Rated,Not for Use in Enclosed Fixtures |  |  |  | 2015-09-15 | 2016-03-02 | United States | ES_1099414_LED11366C_08272015073417_9352479 | 2247546
Ascent Battery Supply | Duracell | LED lamp | LED11367C |  | R20 | Reflector (Flood/Spot) | E26 (Medium) | Directional | LED | 5 | 50 | 96.8 | 63 | 212 |  | 108 | 560 | 7 | 80 | No | 25000 | 4000 | 84 | 16 | 0.9 | -20 | Dimmable | 8% |  | Damp Location Rated,Not for Use in Enclosed Fixtures |  |  |  | 2015-09-15 | 2016-03-02 | United States | ES_1099414_LED11367C_09132015051822_1458927 | 2248014
Ascent Battery Supply | Duracell | LED lamp | LED11368C |  | R20 | Reflector (Flood/Spot) | E26 (Medium) | Directional | LED | 5 | 50 | 96.8 | 63.3 | 205 |  | 108 | 560 | 7 | 80 | No | 25000 | 5000 | 85 | 18 | 0.9 | -20 | Dimmable | 8% |  | Damp Location Rated,Not for Use in Enclosed Fixtures |  |  |  | 2015-09-15 | 2016-03-02 | United States | ES_1099414_LED11368C_08272015073417_9352479 | 2248015
Ascent Battery Supply | Duracell | LED lamp | LED11372C |  | R40 | Reflector (Flood/Spot) | E26 (Medium) | Directional | LED | 5 | 85 | 158.1 | 119.7 | 348 |  | 108 | 1100 | 12 | 91.7 | No | 25000 | 2700 | 82 | 10 | 1 | -20 | Dimmable | 9% |  | Damp Location Rated,Not for Use in Enclosed Fixtures |  |  |  | 2015-09-15 | 2016-03-02 | United States | ES_1099414_LED11372C_09132015053858_6867604 | 2248010
Ascent Battery Supply | Duracell | LED lamp | LED11373C |  | R40 | Reflector (Flood/Spot) | E26 (Medium) | Directional | LED | 5 | 85 | 158.6 | 119.5 | 382 |  | 108 | 1100 | 12 | 91.7 | No | 25000 | 4000 | 84 | 15 | 0.9 | -20 | Dimmable | 9% |  | Damp Location Rated,Not for Use in Enclosed Fixtures |  |  |  | 2015-09-15 | 2016-03-02 | United States | ES_1099414_LED11373C_09132015054531_8059529 | 2248009
Ascent Battery Supply | Duracell | LED lamp | LED11374C |  | R40 | Reflector (Flood/Spot) | E26 (Medium) | Directional | LED | 5 | 85 | 159.1 | 120 | 401 |  | 108 | 1100 | 12 | 91.7 | No | 25000 | 5000 | 85 | 17 | 0.9 | -20 | Dimmable | 9% |  | Damp Location Rated,Not for Use in Enclosed Fixtures |  |  |  | 2015-09-15 | 2016-03-02 | United States | ES_1099414_LED11374C_09132015054921_4214127 | 2248008
Ascent Battery Supply | Duracell | LED lamp | LED11405C |  | G25 | Globe | E26 (Medium) | Decorative | LED | 5 | 60 | 114 | 80 |  |  |  | 500 | 8.2 | 61 | No | 25000 | 2700 | 81 | 13 | 0.9 | -20 | Dimmable | 12% |  | Damp Location Rated,Not for Use in Enclosed Fixtures |  |  |  | 2015-09-30 | 2015-09-18 | United States | ES_1099414_LED11405C_09132015055819_2591789 | 2248650
Ascent Battery Supply | Duracell | LED lamp | LED11408C |  | G16.5 | Globe | E26 (Medium) | Decorative | LED | 5 | 40 | 74 | 49 |  |  |  | 350 | 4.5 | 77.8 | No | 25000 | 2700 | 82 | 10 | 0.9 | -20 | Dimmable | 13% |  | Damp Location Rated,Not for Use in Enclosed Fixtures |  |  |  | 2015-09-30 | 2015-09-21 | United States | ES_1099414_LED11408C_09172015073001_3870546 | 2248646
Ascent Battery Supply | Duracell | LED lamp | LED11409C |  | G16.5 | Globe | E12 (Candelabra) | Decorative | LED | 5 | 40 | 74 | 49 |  |  |  | 350 | 4.5 | 77.8 | No | 25000 | 2700 | 82 | 10 | 0.9 | -20 | Dimmable | 13% |  | Damp Location Rated,Not for Use in Enclosed Fixtures |  |  |  | 2015-09-30 | 2015-09-21 | United States | ES_1099414_LED11409C_09172015065821_9903123 | 2248647
Ascent Battery Supply | Duracell | LED lamp | LED11509C |  | Decorative Candle: Other | Decorative | E12 (Candelabra) | Decorative | LED | 5 | 60 | 116.1 | 42.6 |  |  |  | 500 | 7 | 71.4 | No | 25000 | 2700 | 80 | 1 | 0.9 | -20 | Dimmable | 10% |  | Damp Location Rated,Not for Use in Enclosed Fixtures |  |  |  | 2015-09-30 | 2015-09-29 | United States | ES_1099414_LED11509C_09282015051029_3301362 | 2248645
Ascent Battery Supply | Duracell | LED lamp | LED11698C |  | BR30 | Reflector (Flood/Spot) | E26 (Medium) | Directional | LED | 5 | 65 | 128.5 | 94.7 | 232 |  | 108 | 680 | 8.5 | 80 | No | 25000 | 2700 | 82 | 8 | 1 | -20 | Dimmable | 8% |  | Damp Location Rated,Not for Use in Enclosed Fixtures |  |  |  | 2015-09-15 | 2016-03-02 | United States | ES_1099414_LED11698C_09132015052116_4893709 | 2248013
Ascent Battery Supply | Duracell | LED lamp | LED11699C |  | Decorative Candle: Other | Decorative | E26 (Medium) | Decorative | LED | 5 | 40 | 101.5 | 38 |  |  |  | 350 | 4.5 | 77.8 | No | 25000 | 2700 | 82 | 4 | 0.9 | -20 | Dimmable | 8% |  | Damp Location Rated,Enclosed Fixtures |  |  |  | 2015-09-30 | 2015-09-29 | United States | ES_1099414_LED11699C_09172015073113_5065190 | 2248648
Ascent Battery Supply | Duracell | LED lamp | LED11809C |  | BR30 | Reflector (Flood/Spot) | E26 (Medium) | Directional | LED | 5 | 65 | 129.6 | 94.4 | 242 |  | 108 | 680 | 8.5 | 80 | No | 25000 | 4000 | 84 | 15 | 0.9 | -20 | Dimmable | 8% |  | Damp Location Rated,Not for Use in Enclosed Fixtures |  |  |  | 2015-09-15 | 2016-03-02 | United States | ES_1099414_LED11809C_09132015053040_5614506 | 2248012
Ascent Battery Supply | Duracell | LED lamp | LED11810C |  | BR30 | Reflector (Flood/Spot) | E26 (Medium) | Directional | LED | 5 | 65 | 129.1 | 94.9 | 236 |  | 108 | 680 | 8.5 | 80 | No | 25000 | 5000 | 85 | 18 | 0.9 | -20 | Dimmable | 8% |  | Damp Location Rated,Not for Use in Enclosed Fixtures |  |  |  | 2015-09-15 | 2016-03-02 | United States | ES_1099414_LED11810C_09132015053459_9341681 | 2248011
Ascent Battery Supply | Duracell | LED lamp | LED11813C |  | Decorative Candle: Other | Decorative | E12 (Candelabra) | Decorative | LED | 5 | 40 | 101.5 | 38 |  |  |  | 350 | 4.5 | 77.8 | No | 25000 | 2700 | 82 | 4 | 0.9 | -20 | Dimmable | 8% |  | Damp Location Rated,Enclosed Fixtures |  |  |  | 2015-09-30 | 2015-09-29 | United States | ES_1099414_LED11813C_09172015071200_4000853 | 2248649
Ascent Battery Supply | Duracell | LED Lamp | LED11042D |  | MR16 | Reflector (Flood/Spot) | GU5.3 | Directional | LED | 5 | 50 | 47.2 | 49.2 | 2463 |  | 25 | 450 | 7 | 64.3 | No | 25000 | 3000 | 82 | 5 | 0.8 | -20 | Dimmable | 10% |  | Damp Location Rated,Not for Use in Recessed Fixtures,Not for Use in Enclosed Fixtures |  |  |  | 2016-06-15 | 2016-06-06 | United States | ES_1099414_LED11042D_05292016054802_7766513 | 2269391
Ascent Battery Supply | Duracell | LED Lamp | LED11043C |  | MR16 | Reflector (Flood/Spot) | GU5.3 | Directional | LED | 5 | 50 | 50 | 50 | 1347 |  | 35 | 500 | 7 | 71.4 | No | 25000 | 3000 | 82 | 13 | 0.9 | -20 | Dimmable | 8% |  | Damp Location Rated,Not for Use in Enclosed Fixtures |  |  |  | 2015-11-30 | 2015-12-15 | United States | ES_1099414_LED11043C_12102015214748_2620292 | 2254934
Ascent Battery Supply | Duracell | LED Lamp | LED11043D |  | MR16 | Reflector (Flood/Spot) | GU5.3 | Directional | LED | 5 | 50 | 47.2 | 49.2 | 1201 |  | 40 | 450 | 7 | 64.3 | No | 25000 | 3000 | 82 | 5 | 0.8 | -20 | Dimmable | 10% |  | Damp Location Rated,Not for Use in Recessed Fixtures,Not for Use in Enclosed Fixtures |  |  |  | 2016-06-15 | 2016-06-06 | United States | ES_1099414_LED11043D_05292016054913_2599954 | 2269390
Ascent Battery Supply | Duracell | LED Lamp | LED11381D |  | PAR20 | Reflector (Flood/Spot) | E26 (Medium) | Directional | LED | 5 | 50 | 80.5 | 60 | 1516 |  | 25 | 500 | 6 | 83.3 | No | 25000 | 3000 | 82 | 9 | 1 | -20 | Dimmable | 4% | No | Damp Location Rated | No |  |  | 2016-02-29 | 2016-06-06 | United States | ES_1099414_LED11381D_05312016230623_7857516 | 2269376
Ascent Battery Supply | Duracell | LED Lamp | LED11382D |  | PAR20 | Reflector (Flood/Spot) | E26 (Medium) | Directional | LED | 5 | 50 | 80.5 | 60 | 1051 |  | 40 | 500 | 6 | 83.3 | No | 25000 | 3000 | 82 | 9 | 1 | -20 | Dimmable | 4% | No | Damp Location Rated | No |  |  | 2016-02-29 | 2016-06-06 | United States | ES_1099414_LED11382D_05312016231040_1421679 | 2269377
Ascent Battery Supply | Duracell | LED Lamp | LED11383D |  | PAR20 | Reflector (Flood/Spot) | E26 (Medium) | Directional | LED | 5 | 50 | 80.5 | 60 | 1745 |  | 25 | 550 | 6 | 91.7 | No | 25000 | 4000 | 83 | 13 | 1 | -20 | Dimmable | 4% | No | Damp Location Rated | No |  |  | 2016-02-29 | 2016-06-06 | United States | ES_1099414_LED11383D_05312016231341_6815953 | 2269378
Ascent Battery Supply | Duracell | LED Lamp | LED11385D |  | PAR20 | Reflector (Flood/Spot) | E26 (Medium) | Directional | LED | 5 | 50 | 80.5 | 60 | 1995 |  | 25 | 550 | 6 | 91.7 | No | 25000 | 5000 | 82 | 13 | 1 | -20 | Dimmable | 4% | No | Damp Location Rated | No |  |  | 2016-02-29 | 2016-06-06 | United States | ES_1099414_LED11385D_05312016231637_5896909 | 2269379
Ascent Battery Supply | Duracell | LED Lamp | LED11388D |  | PAR30 | Reflector (Flood/Spot) | E26 (Medium) | Directional | LED | 5 | 75 | 86.6 | 94.4 | 2534 |  | 40 | 800 | 9 | 88.9 | No | 25000 | 3000 | 83 | 11 | 1 | -20 | Dimmable | 3% | No | Damp Location Rated,Wet Location Rated | No |  |  | 2016-02-25 | 2016-06-06 | United States | ES_1099414_LED11388D_05312016215945_2990819 | 2269399
Ascent Battery Supply | Duracell | LED Lamp | LED11390D |  | PAR30 | Reflector (Flood/Spot) | E26 (Medium) | Directional | LED | 5 | 75 | 86.6 | 94.4 | 2485 |  | 40 | 840 | 9 | 93.3 | No | 25000 | 4000 | 82 | 11 | 1 | -20 | Dimmable | 3% | No | Damp Location Rated,Wet Location Rated | No |  |  | 2016-02-25 | 2016-06-06 | United States | ES_1099414_LED11390D_05312016221334_2030586 | 2269400
Ascent Battery Supply | Duracell | LED Lamp | LED11393D |  | PAR30L | Reflector (Flood/Spot) | E26 (Medium) | Directional | LED | 5 | 75 | 86.6 | 94.4 | 4101 |  | 25 | 800 | 9 | 88.9 | No | 25000 | 3000 | 83 | 11 | 1 | -20 | Dimmable | 3% | No | Damp Location Rated,Wet Location Rated | No |  |  | 2016-02-25 | 2016-06-06 | United States | ES_1099414_LED11393D_05312016221817_2116051 | 2269401
Ascent Battery Supply | Duracell | LED Lamp | LED11394D |  | PAR30L | Reflector (Flood/Spot) | E26 (Medium) | Directional | LED | 5 | 75 | 86.6 | 94.4 | 2534 |  | 40 | 800 | 9 | 88.9 | No | 25000 | 3000 | 83 | 11 | 1 | -20 | Dimmable | 3% | No | Damp Location Rated,Wet Location Rated | No |  |  | 2016-02-25 | 2016-06-06 | United States | ES_1099414_LED11394D_05312016222341_5170636 | 2269402
Arani Systems Corp. | Arani | BPAR20-27K-V7 | BPAR20-27K-V7 |  | PAR20 | Reflector (Flood/Spot) | E26 (Medium) | Directional | LED | 3 | 50 | 84.8 | 63.6 | 1293 |  | 40 | 500 | 7 | 85 | No | 25000 | 2700 | 92 | 54 | 0.9 | -20 | Dimmable | 11% | No | Damp Location Rated | No |  |  | 2016-07-30 | 2016-07-19 | United States, Canada | ES_1100659_BPAR20-27K-V7_07192016082745_6865914 | 2272648
Arani Systems Corp. | Arani | BPAR20-30K-V7 | BPAR20-30K-V7 |  | PAR20 | Reflector (Flood/Spot) | E26 (Medium) | Directional | LED | 3 | 50 | 84.8 | 63.6 | 1426 |  | 40 | 550 | 7 | 87 | No | 25000 | 3000 | 92 | 56 | 0.9 | -20 | Dimmable | 11% | No | Damp Location Rated | No |  |  | 2016-07-30 | 2016-07-19 | United States, Canada | ES_1100659_BPAR20-30K-V7_07192016082804_6884240 | 2272649
Arani Systems Corp. | Arani | BPAR20-40K-V7 | BPAR20-40K-V7 |  | PAR20 | Reflector (Flood/Spot) | E26 (Medium) | Directional | LED | 3 | 50 | 84.8 | 63.6 | 1543 |  | 40 | 600 | 7 | 94 | No | 25000 | 4000 | 92 | 61 | 0.9 | -20 | Dimmable | 11% | No | Damp Location Rated | No |  |  | 2016-07-30 | 2016-07-19 | United States, Canada | ES_1100659_BPAR20-40K-V7_07192016082823_6903007 | 2272650
Arani Systems Corp. | Arani | BR30 | BBR30-30K-V5 |  | BR30 | Reflector (Flood/Spot) | E26 (Medium) | Directional | LED | 5 | 85 | 133 | 95 | 402 |  | 120 | 1130 | 14 | 81.1 | No | 25000 | 3000 | 82 | 11 | 0.9 | -20 | Dimmable | 10% |  | Damp Location Rated,Enclosed Fixtures,Recessed Fixtures,Shatter Resistant |  |  |  | 2015-01-21 | 2015-09-14 | United States, Canada | ES_1100659_BBR30-30K-V5_09142015201846_1927013 | 2248034
Arani Systems Corp. | Arani | GU10 | BGU10-30K-V5 | ,BGU10-30K-V5-S, | PAR16 | Reflector (Flood/Spot) | GU10 | Directional | LED | 5 | 50 | 53.9 | 50 | 1322 |  | 40 | 500 | 7 | 71.4 | No | 25000 | 3000 | 92 | 62 | 0.9 | -20 | Dimmable | 13% |  | Damp Location Rated,Enclosed Fixtures,Recessed Fixtures,Shatter Resistant |  |  |  | 2015-02-17 | 2015-03-19 | United States, Canada | ES_1100659_BGU10-30K-V5_03192015200126_5286225 | 2234933
Arani Systems Corp. | Arani | LED Lamp PAR16 | BGU10-27K-V7 |  | PAR16 | Reflector (Flood/Spot) | GU10 | Directional | LED | 3 | 75 | 54.9 | 50 | 1523 |  | 40 | 500 | 7.5 | 66.7 | No | 25000 | 2700 | 81 | 3 | 0.9 | -20 | Dimmable | 10% |  | Damp Location Rated,Enclosed Fixtures,Recessed Fixtures |  |  |  | 2016-05-10 | 2016-05-16 | United States, Canada | ES_1100659_BGU10-27K-V7_05162016164511_3778961 | 2267104
Arani Systems Corp. | Arani | LED Lamp PAR16 | BGU10-30K-V7 |  | PAR16 | Reflector (Flood/Spot) | GU10 | Directional | LED | 3 | 75 | 54.5 | 49.9 | 1318 |  | 40 | 500 | 7.5 | 66.7 | No | 25000 | 3000 | 84 | 15 | 0.9 | -20 | Dimmable | 10% |  | Damp Location Rated,Enclosed Fixtures,Recessed Fixtures |  |  |  | 2016-05-10 | 2016-05-16 | United States, Canada | ES_1100659_BGU10-30K-V7_05162016164544_3284789 | 2267105
Arani Systems Corp. | Arani | LED Lamp PAR16 | BGU10-40K-V7 |  | PAR16 | Reflector (Flood/Spot) | GU10 | Directional | LED | 3 | 75 | 54.8 | 49.9 | 1364 |  | 40 | 600 | 7.5 | 80 | No | 25000 | 4000 | 83 | 15 | 0.9 | -20 | Dimmable | 10% |  | Damp Location Rated,Enclosed Fixtures,Recessed Fixtures |  |  |  | 2016-05-10 | 2016-05-16 | United States, Canada | ES_1100659_BGU10-40K-V7_05162016164552_3748517 | 2267107
Arani Systems Corp. | Arani | LED Lamp PAR16 | BGU10-50K-V7 |  | PAR16 | Reflector (Flood/Spot) | GU10 | Directional | LED | 3 | 75 | 54.5 | 49.8 | 1411 |  | 40 | 600 | 7.5 | 80 | No | 25000 | 5000 | 86 | 26 | 0.9 | -20 | Dimmable | 10% |  | Damp Location Rated,Enclosed Fixtures,Recessed Fixtures |  |  |  | 2016-05-10 | 2016-05-16 | United States, Canada | ES_1100659_BGU10-50K-V7_05162016164604_3719890 | 2267106
Arani Systems Corp. | Arani | LED Omni Lamp A19 | BA19-27K-V5 |  | A19 | General Purpose Replacement | E26 (Medium) | Omnidirectional | LED | 3 | 60 | 111.7 | 59.6 |  |  |  | 810 | 9.5 | 85.3 | No | 25000 | 2700 | 82 | 6 | 0.9 | -20 | Dimmable | 10% |  | Damp Location Rated,Not for Use in Enclosed Fixtures,Recessed Fixtures |  |  |  | 2015-03-26 | 2015-03-30 | United States, Canada | ES_1100659_BA19-27K-V5_03302015163212_3985713 | 2236250
Arani Systems Corp. | Arani | LED Omni Lamp A19 | BA19-30K-V5 |  | A19 | General Purpose Replacement | E26 (Medium) | Omnidirectional | LED | 3 | 60 | 111.8 | 59.6 |  |  |  | 810 | 9.5 | 85.3 | No | 25000 | 3000 | 83 | 19 | 0.9 | -20 | Dimmable | 10% |  | Damp Location Rated,Not for Use in Enclosed Fixtures,Recessed Fixtures |  |  |  | 2015-03-26 | 2015-03-30 | United States, Canada | ES_1100659_BA19-30K-V5_03302015163244_2308947 | 2236251
Arani Systems Corp. | Arani | LED Omni Lamp A19 | BA19-40K-V5 |  | A19 | General Purpose Replacement | E26 (Medium) | Omnidirectional | LED | 3 | 60 | 111.5 | 59.6 |  |  |  | 810 | 9.5 | 85.3 | No | 25000 | 4000 | 85 | 20 | 0.9 | -20 | Dimmable | 10% |  | Damp Location Rated,Not for Use in Enclosed Fixtures,Recessed Fixtures |  |  |  | 2015-03-26 | 2015-03-30 | United States, Canada | ES_1100659_BA19-40K-V5_03302015163257_7013472 | 2236252
Arani Systems Corp. | Arani | PAR16 | BPAR16-30K-V3 | ,BPAR16-30K-V3-S,; ,Silver Color, | PAR16 | Reflector (Flood/Spot) | E26 (Medium) | Directional | LED | 5 | 60 | 70.3 | 50 | 1210 |  | 40 | 450 | 7 | 64.3 | No | 25000 | 3000 | 83 | 11 | 0.9 | -20 | Dimmable | 15% |  | None |  |  |  | 2014-10-08 | 2014-10-29 | United States, Canada | ES_1100659_BPAR16-30K-V3_10302014011850_1930481 | 2223907
Arani Systems Corp. | Arani | PAR16 | BPAR16-30K-V5 |  | PAR16 | Reflector (Flood/Spot) | E26 (Medium) | Directional | LED | 5 | 50 | 70.3 | 50 | 1322 |  | 40 | 500 | 7 | 71.4 | No | 25000 | 3000 | 92 | 62 | 0.9 | -20 | Dimmable | 13% |  | Damp Location Rated,Enclosed Fixtures,Recessed Fixtures,Shatter Resistant |  |  |  | 2015-02-17 | 2015-03-19 | United States, Canada | ES_1100659_BPAR16-30K-V5_03192015200323_5403048 | 2234934
Arani Systems Corp. | Arani | PAR20 | BPAR20-30K-V5 | PAR20 Silver,BPAR20-30K-V5-S,; PAR20,BPAR20-30K-V5, | PAR20 | Reflector (Flood/Spot) | E26 (Medium) | Directional | LED | 5 | 50 | 85.1 | 63.5 | 1294 |  | 40 | 613 | 8 | 76.6 | No | 25000 | 3000 | 82 | 9 | 0.9 | -20 | Dimmable | 10% |  | Damp Location Rated,Enclosed Fixtures,Recessed Fixtures,Shatter Resistant |  |  |  | 2015-01-21 | 2015-02-11 | United States, Canada | ES_1100659_BPAR20-30K-V5_02112015152432_8272809 | 2232958
Arani Systems Corp. | Arani | PAR20 | BPAR20-40K-V5 | PAR20,BPAR20-40K-V5, | PAR20 | Reflector (Flood/Spot) | E26 (Medium) | Directional | LED | 5 | 50 | 85.1 | 63.5 | 1294 |  | 40 | 613 | 8 | 76.6 | No | 25000 | 4000 | 82 | 9 | 0.9 | -20 | Dimmable | 10% |  | Damp Location Rated,Enclosed Fixtures,Recessed Fixtures,Shatter Resistant |  |  |  | 2015-01-21 | 2015-02-11 | United States, Canada | ES_1100659_BPAR20-40K-V5_02112015152741_8461118 | 2232959
Arani Systems Corp. | Arani | PAR30 | BPAR30-30K-V5 |  | PAR30 | Reflector (Flood/Spot) | E26 (Medium) | Directional | LED | 5 | 75 | 115.6 | 94.6 | 2282 |  | 40 | 900 | 13 | 69.2 | No | 25000 | 3000 | 82 | 9 | 0.9 | -20 | Dimmable | 10% |  | Damp Location Rated,Enclosed Fixtures,Recessed Fixtures,Shatter Resistant |  |  |  | 2015-01-21 | 2015-09-09 | United States, Canada | ES_1100659_BPAR30-30K-V5_09092015200322_9002978 | 2247512
Arani Systems Corp. | Arani | PAR30 | BPAR30-40K-V5 |  | PAR30 | Reflector (Flood/Spot) | E26 (Medium) | Directional | LED | 5 | 75 | 115.6 | 94.6 | 2190 |  | 40 | 900 | 13 | 69.2 | No | 25000 | 4000 | 80 | 5 | 0.9 | -20 | Dimmable | 10% |  | Damp Location Rated,Enclosed Fixtures,Recessed Fixtures,Shatter Resistant |  |  |  | 2015-01-21 | 2015-09-09 | United States, Canada | ES_1100659_BPAR30-40K-V5_09092015200815_9295085 | 2247513
Bazz, Inc. | Bazz | LED LAMP | BA19A7EZ(5000K) |  | A19 | General Purpose Replacement | E26 (Medium) | Omnidirectional | LED | 3 | 40 | 107.6 | 59.9 |  |  |  | 550 | 6.5 | 84.6 | No | 25000 | 5000 | 82 | 4 | 0.9 | -20 | Dimmable | 18% | No | None | No |  |  | 2016-08-20 | 2016-08-22 | United States, Canada | ES_1061418_BA19A7EZ(5000K)_09022016163755_7094342 | 2278348
Bazz, Inc. | Bazz | LED LAMP | BGU107EZ | ,,BGU107EZ | PAR16 | Reflector (Flood/Spot) | GU10 | Directional | LED | 3 | 65 | 52.6 | 50.4 | 928 |  | 36 |  | 6 | 99 | No | 25000 | 3000 | 82 | 5 | 0.9 | -20 | Dimmable | 11% |  | None |  |  |  | 2015-10-10 | 2015-10-15 | United States, Canada | ES_1061418_BGU107EZ_10212015144138_3294403 | 2250998
Bazz, Inc. | Bazz | LED LAMP | BP3816EZ(3000K) |  | PAR38 | Reflector (Flood/Spot) | E26 (Medium) | Directional | LED | 5 | 100 | 128 | 125 | 2111 |  | 40 | 1300 | 16.5 | 78.8 | No | 25000 | 3000 | 81 | 3 | 0.9 | -20 | Dimmable | 19% | No | None | No |  |  | 2016-08-20 | 2016-08-22 | United States, Canada | ES_1061418_BP3816EZ(3000K)_09022016163604_1783073 | 2278345
Bazz, Inc. | Bazz | LED LAMP | BP3816EZ(5000K) |  | PAR38 | Reflector (Flood/Spot) | E26 (Medium) | Directional | LED | 5 | 100 | 128 | 125 | 2405 |  | 40 | 1300 | 16.5 | 78.8 | No | 25000 | 5000 | 84 | 13 | 0.9 | -20 | Dimmable | 19% | No | None | No |  |  | 2016-08-20 | 2016-08-22 | United States, Canada | ES_1061418_BP3816EZ(5000K)_09022016163604_4797304 | 2278346
Bazz, Inc. | Bazz | LED lamps | BGU07EZ |  | PAR16 | Reflector (Flood/Spot) | GU10 | Directional | LED | 5 | 50 | 53.9 | 50 | 1419 |  | 40 |  | 7.1 | 67.8 | No | 25000 | 3000 | 93 | 61 | 1 | -20 | Dimmable | 20% |  | None |  |  |  | 2015-04-01 | 2015-04-07 | United States, Canada | ES_1061418_BGU07EZ_04082015061629_5213539 | 2236032
Bazz, Inc. | Bazz | Omni LED Lamp A19 | BA1907EZ |  | A19 | General Purpose Replacement | E26 (Medium) | Omnidirectional | LED | 3 | 40 | 110.7 | 65.7 |  |  |  | 480 | 7 | 68.6 | No | 25000 | 2700 | 83 | 13 | 0.8 | -20 | Dimmable | 5% |  | Damp Location Rated,Not for Use in Enclosed Fixtures,Recessed Fixtures |  |  |  | 2015-08-20 | 2015-08-31 | Canada | ES_1061418_BA1907EZ_08312015141715_4082043 | 2247662
Bazz, Inc. | Bazz | Omni LED Lamp A19 | BA1910EZ |  | A19 | General Purpose Replacement | E26 (Medium) | Omnidirectional | LED | 3 | 60 | 111.2 | 65.8 |  |  |  | 800 | 9.9 | 80.8 | No | 25000 | 2700 | 83 | 11 | 0.8 | -20 | Dimmable | 5% |  | Damp Location Rated,Not for Use in Enclosed Fixtures,Recessed Fixtures |  |  |  | 2015-08-20 | 2015-08-31 | Canada | ES_1061418_BA1910EZ_08312015152623_5092790 | 2247663
Bazz, Inc. | Bazz | PAR20 | BP2008EZ(3000K) |  | PAR20 | Reflector (Flood/Spot) | E26 (Medium) | Directional | LED | 5 | 50 | 81.9 | 65.4 | 687 |  | 38 |  | 8 | 71.6 | No | 25000 | 3000 | 82 | 11 | 1 | -20 | Dimmable | 20% |  | None |  |  |  | 2015-06-26 | 2015-05-05 | United States, Canada | ES_1061418_BP2008EZ(3000K)_05062015081714_8920656 | 2238786
Bazz, Inc. | Bazz | PAR20L9 | PAR20L9 |  | PAR20 | Reflector (Flood/Spot) | E26 (Medium) | Directional | LED | 3 | 40 | 86.2 | 62.7 | 652 |  | 40 | 500 | 9 | 55.6 | No | 25000 | 2700 | 82 | 11 | 0.9 | -20 | Dimmable | 11% |  | Damp Location Rated |  |  |  | 2014-08-28 | 2014-08-29 | Canada | ES_1061418_PAR20L9_09032014123457_2755942 | 2218574
Bazz, Inc. | Bazz | PAR30L | BP3011EZ(3000K) |  | PAR30L | Reflector (Flood/Spot) | E26 (Medium) | Directional | LED | 3 | 60 | 113.8 | 96.7 | 1278 |  | 40 |  | 11.1 | 82.2 | No | 25000 | 3000 | 83 | 13 | 0.9 | -20 | Dimmable | 20% |  | None |  |  |  | 2015-06-26 | 2015-05-05 | United States, Canada | ES_1061418_BP3011EZ(3000K)_05062015081753_5622041 | 2238787
Bazz, Inc. | Bazz | PAR30L12 | PAR30L12 |  | PAR30L | Reflector (Flood/Spot) | E26 (Medium) | Directional | LED | 3 | 75 | 116.4 | 95.4 | 1437 |  | 40 | 800 | 12 | 66.7 | No | 25000 | 2700 | 82 | 12 | 1 | -20 | Dimmable | 20% |  | Damp Location Rated,Recessed Fixtures,Shatter Resistant |  |  |  | 2014-09-03 | 2014-09-02 | Canada | ES_1061418_PAR30L12_09032014125522_2730578 | 2218576
Bazz, Inc. | Bazz | self-ballasted LED Lamp | BA197AEZ(3000K) |  | A19 | General Purpose Replacement | E26 (Medium) | Omnidirectional | LED | 3 | 40 | 107.6 | 60 |  |  |  | 520 | 6.5 | 77 | No | 25000 | 3000 | 83 | 6 | 0.9 | -20 | Dimmable | 18% | No | Not for Use in Recessed Fixtures | No |  |  | 2016-01-28 | 2016-01-29 | United States, Canada | ES_1061418_BA197AEZ(3000K)_05022016100949_7992666 | 2265708
Bazz, Inc. | Bazz | self-ballasted LED Lamp | BA197AEZ(5000K) |  | A19 | General Purpose Replacement | E26 (Medium) | Omnidirectional | LED | 3 | 40 | 107.6 | 60 |  |  |  | 520 | 6.5 | 76.9 | No | 25000 | 5000 | 82 | 3 | 0.9 | -20 | Dimmable | 18% | No | Not for Use in Recessed Fixtures | No |  |  | 2016-01-28 | 2016-01-29 | United States, Canada | ES_1061418_BA197AEZ(5000K)_05022016100949_8589992 | 2265709
Bazz, Inc. | Bazz | self-ballasted LED Lamp | BA2112EZ(3000K) |  | A21 | General Purpose Replacement | E26 (Medium) | Omnidirectional | LED | 3 | 75 | 127.2 | 64.6 |  |  |  | 1100 | 12 | 91.6 | No | 25000 | 3000 | 82 | 6 | 0.9 | -20 | Dimmable |  |  | Not for Use in Enclosed Fixtures |  |  |  | 2016-01-28 | 2016-01-29 | United States, Canada | ES_1061418_BA2112EZ(3000K)_02032016101406_2543297 | 2257753
Bazz, Inc. | Bazz | self-ballasted LED Lamp | BA2112EZ(5000K) |  | A21 | General Purpose Replacement | E26 (Medium) | Omnidirectional | LED | 3 | 75 | 127.2 | 64.6 |  |  |  | 1100 | 12 | 91.6 | No | 25000 | 5000 | 83 | 9 | 0.9 | -20 | Dimmable |  |  | Not for Use in Enclosed Fixtures |  |  |  | 2016-01-28 | 2016-01-29 | United States, Canada | ES_1061418_BA2112EZ(5000K)_02032016101406_8298622 | 2257754
Bazz, Inc. | Bazz | self-ballasted LED Lamp | BR3009EZ |  | BR30 | Reflector (Flood/Spot) | E26 (Medium) | Directional | LED | 3 | 65 | 131 | 95 |  |  | 109 | 650 | 9 | 72.2 | No | 25000 | 3000 | 82 | 11 | 0.9 | -20 | Dimmable | 10% | Yes | None | No |  |  | 2016-02-25 | 2016-01-27 | United States, Canada | ES_1061418_BR3009EZ_03072016121450_5964635 | 2261834
Beautiful Light Technology | bltc | BLM1610W-NVW81H1DM2 | BLM1610W-NVW81H1DM2 |  | PAR16 | Reflector (Flood/Spot) | GU10 | Directional | LED | 3 | 75 | 55 | 50 | 1314 |  | 40 |  | 7 | 89.5 | No | 25000 | 2700 | 82 | 11 | 0.9 | -20 | Dimmable | 10% |  | Damp Location Rated,Enclosed Fixtures,Recessed Fixtures |  |  |  | 2015-05-22 | 2015-09-22 | United States | ES_1131512_BLM1610W-NVW81H1DM2_05222015073620_0180486 | 2240084
Beautiful Light Technology | bltc | BLM1610W-NWW81H1DM2 | BLM1610W-NWW81H1DM2 |  | PAR16 | Reflector (Flood/Spot) | GU10 | Directional | LED | 3 | 75 | 55 | 50 | 1404 |  | 40 |  | 7 | 96 | No | 25000 | 3000 | 82 | 7 | 0.9 | -20 | Dimmable | 10% |  | Damp Location Rated,Enclosed Fixtures,Recessed Fixtures |  |  |  | 2015-05-22 | 2015-09-22 | United States | ES_1131512_BLM1610W-NWW81H1DM2_05222015073649_0209754 | 2240085
Beautiful Light Technology | bltc | BLM1653M-NVW81L | BLM1653M-NVW81L |  | MR16 | Reflector (Flood/Spot) | GU5.3 | Directional | LED | 3 | 50 | 52 | 50 | 2782 |  | 25 | 600 | 8 | 75 | No | 25000 | 2700 | 81 | 4 | 0.9 | -20 | Dimmable | 4% | Yes | Damp Location Rated | No |  |  | 2016-11-01 | 2016-08-30 | United States, Canada | ES_1131512_BLM1653M-NVW81L_08302016082208_5328793 | 2277221
Beautiful Light Technology | bltc | BLM1653M-NWW81L | BLM1653M-NWW81L |  | MR16 | Reflector (Flood/Spot) | GU5.3 | Directional | LED | 3 | 50 | 52 | 50 | 2650 |  | 25 | 600 | 8 | 75 | No | 25000 | 3000 | 82 | 8 | 0.9 | -20 | Dimmable | 4% | Yes | Damp Location Rated | No |  |  | 2016-11-01 | 2016-08-30 | United States, Canada | ES_1131512_BLM1653M-NWW81L_08302016082222_5342616 | 2277222
Beautiful Light Technology | bltc | BLM1653W-NCW81L | BLM1653W-NCW81L |  | MR16 | Reflector (Flood/Spot) | GU5.3 | Directional | LED | 3 | 50 | 52 | 50 | 1285 |  | 40 | 600 | 8 | 75 | No | 25000 | 5000 | 81 | 2 | 0.9 | -20 | Dimmable | 4% | Yes | Damp Location Rated | No |  |  | 2016-11-01 | 2016-08-30 | United States, Canada | ES_1131512_BLM1653W-NCW81L_08302016082148_5308076 | 2277223
Beautiful Light Technology | bltc | BLM1653W-NVW81L | BLM1653W-NVW81L |  | MR16 | Reflector (Flood/Spot) | GU5.3 | Directional | LED | 3 | 50 | 52 | 50 | 1280 |  | 40 | 600 | 8 | 75 | No | 25000 | 2700 | 81 | 4 | 0.9 | -20 | Dimmable | 4% | Yes | Damp Location Rated | No |  |  | 2016-11-01 | 2016-08-30 | United States, Canada | ES_1131512_BLM1653W-NVW81L_08302016082045_5245648 | 2277224
Beautiful Light Technology | bltc | BLM1653W-NWW81L | BLM1653W-NWW81L |  | MR16 | Reflector (Flood/Spot) | GU5.3 | Directional | LED | 3 | 50 | 52 | 50 | 1213 |  | 40 | 600 | 8 | 75 | No | 25000 | 3000 | 82 | 8 | 0.9 | -20 | Dimmable | 4% | Yes | Damp Location Rated | No |  |  | 2016-11-01 | 2016-08-30 | United States, Canada | ES_1131512_BLM1653W-NWW81L_08302016082129_5289781 | 2277225
Beautiful Light Technology | bltc | BLM1926PP-NVW2107H1DM2 | BLM1926PP-NVW2107H1DM2 |  | A19 | General Purpose Replacement | E26 (Medium) | Omnidirectional | LED | 3 | 60 | 110 | 70 |  |  |  | 881 | 10.5 | 85.8 | No | 25000 | 2700 | 83 | 12 | 0.9 | -20 | Dimmable | 10% |  | Damp Location Rated,Enclosed Fixtures,Recessed Fixtures |  |  |  | 2015-07-31 | 2015-07-28 | United States | ES_1131512_BLM1926PP-NVW2107H1DM2_08052015034557_6357350 | 2245047
Beautiful Light Technology | bltc | BLM1926PP-NVW707H1DM2 | BLM1926PP-NVW707H1DM2 |  | A19 | General Purpose Replacement | E26 (Medium) | Omnidirectional | LED | 3 | 40 | 110 | 70 |  |  |  | 625 | 8.5 | 74 | No | 25000 | 2700 | 82 | 10 | 0.9 | -20 | Dimmable | 10% |  | Damp Location Rated,Enclosed Fixtures,Recessed Fixtures |  |  |  | 2015-07-31 | 2015-07-28 | United States | ES_1131512_BLM1926PP-NVW707H1DM2_08052015034229_6149997 | 2245040
Beautiful Light Technology | bltc | BLM1926PP-NWW2107H1DM2 | BLM1926PP-NWW2107H1DM2 |  | A19 | General Purpose Replacement | E26 (Medium) | Omnidirectional | LED | 3 | 60 | 110 | 70 |  |  |  | 856 | 10.5 | 81.2 | No | 25000 | 3000 | 83 | 20 | 0.9 | -20 | Dimmable | 10% |  | Damp Location Rated,Enclosed Fixtures,Recessed Fixtures |  |  |  | 2015-07-31 | 2015-07-28 | United States | ES_1131512_BLM1926PP-NWW2107H1DM2_08052015034614_6374293 | 2245048
Beautiful Light Technology | bltc | BLM1926PP-NWW707H1DM2 | BLM1926PP-NWW707H1DM2 |  | A19 | General Purpose Replacement | E26 (Medium) | Omnidirectional | LED | 3 | 40 | 110 | 70 |  |  |  | 560 | 8.5 | 66.1 | No | 25000 | 3000 | 82 | 17 | 0.9 | -20 | Dimmable | 10% |  | Damp Location Rated,Enclosed Fixtures,Recessed Fixtures |  |  |  | 2015-07-31 | 2015-07-28 | United States | ES_1131512_BLM1926PP-NWW707H1DM2_08052015034248_6168654 | 2245041
Beautiful Light Technology | bltc | BLM2026D120-NCW81H1DM2 | BLM2026D120-NCW81H1DM2 |  | R20 | Reflector (Flood/Spot) | E26 (Medium) | Directional | LED | 3 | 50 | 93 | 65 |  |  | 100 | 700 | 8 | 93.5 | No | 25000 | 5000 | 81 | 4 | 0.9 | -20 | Dimmable | 10% |  | Damp Location Rated,Enclosed Fixtures,Recessed Fixtures |  |  |  | 2015-07-31 | 2015-09-04 | United States | ES_1131512_BLM2026D120-NCW81H1DM2_09112015060654_1614487 | 2247790
Beautiful Light Technology | bltc | BLM2026D120-NNW81H1DM2 | BLM2026D120-NNW81H1DM2 |  | R20 | Reflector (Flood/Spot) | E26 (Medium) | Directional | LED | 3 | 50 | 93 | 65 |  |  | 100 | 605 | 8 | 79.2 | No | 25000 | 4000 | 85 | 30 | 0.9 | -20 | Dimmable | 10% |  | Damp Location Rated,Enclosed Fixtures,Recessed Fixtures |  |  |  | 2015-07-31 | 2015-07-28 | United States | ES_1131512_BLM2026D120-NNW81H1DM2_08052015033557_5757963 | 2245037
Beautiful Light Technology | bltc | BLM2026D120-NVW81H1DM2 | BLM2026D120-NVW81H1DM2 |  | R20 | Reflector (Flood/Spot) | E26 (Medium) | Directional | LED | 3 | 50 | 93 | 65 |  |  | 100 | 575 | 8 | 75 | No | 25000 | 2700 | 82 | 11 | 0.9 | -20 | Dimmable | 10% |  | Damp Location Rated,Enclosed Fixtures,Recessed Fixtures |  |  |  | 2015-07-31 | 2015-07-28 | United States | ES_1131512_BLM2026D120-NVW81H1DM2_08052015033517_5717311 | 2245038
Beautiful Light Technology | bltc | BLM2026D120-NWW81H1DM2 | BLM2026D120-NWW81H1DM2 |  | R20 | Reflector (Flood/Spot) | E26 (Medium) | Directional | LED | 3 | 50 | 93 | 65 |  |  | 100 | 557 | 8 | 72.6 | No | 25000 | 3000 | 83 | 21 | 0.9 | -20 | Dimmable | 10% |  | Damp Location Rated,Enclosed Fixtures,Recessed Fixtures |  |  |  | 2015-07-31 | 2015-07-28 | United States | ES_1131512_BLM2026D120-NWW81H1DM2_08052015033540_5740114 | 2245039
Beautiful Light Technology | bltc | BLM2026W-NCW81H1DM2 | BLM2026W-NCW81H1DM2 |  | PAR20 | Reflector (Flood/Spot) | E26 (Medium) | Directional | LED | 3 | 50 | 82 | 63 | 1367 |  | 40 |  | 8 | 97.8 | No | 25000 | 5000 | 82 | 7 | 0.9 | -20 | Dimmable | 10% |  | Damp Location Rated,Enclosed Fixtures,Recessed Fixtures |  |  |  | 2015-07-31 | 2015-07-28 | United States | ES_1131512_BLM2026W-NCW81H1DM2_08052015030535_3935717 | 2245020
Beautiful Light Technology | bltc | BLM2026W-NNW81H1DM2 | BLM2026W-NNW81H1DM2 |  | PAR20 | Reflector (Flood/Spot) | E26 (Medium) | Directional | LED | 3 | 50 | 82 | 63 | 1144 |  | 40 |  | 8 | 85.2 | No | 25000 | 4000 | 85 | 28 | 0.9 | -20 | Dimmable | 10% |  | Damp Location Rated,Enclosed Fixtures,Recessed Fixtures |  |  |  | 2015-07-31 | 2015-07-28 | United States | ES_1131512_BLM2026W-NNW81H1DM2_08052015030514_3914920 | 2245021
Beautiful Light Technology | bltc | BLM2026W-NVW81H1DM2 | BLM2026W-NVW81H1DM2 |  | PAR20 | Reflector (Flood/Spot) | E26 (Medium) | Directional | LED | 3 | 50 | 82 | 63 | 1216 |  | 40 |  | 8 | 74.6 | No | 25000 | 2700 | 82 | 19 | 0.9 | -20 | Dimmable | 10% |  | Damp Location Rated,Enclosed Fixtures,Recessed Fixtures |  |  |  | 2015-07-31 | 2015-07-28 | United States | ES_1131512_BLM2026W-NVW81H1DM2_08052015030439_3879289 | 2245022
Beautiful Light Technology | bltc | BLM2026W-NWW81H1DM2 | BLM2026W-NWW81H1DM2 |  | PAR20 | Reflector (Flood/Spot) | E26 (Medium) | Directional | LED | 3 | 50 | 82 | 63 | 1298 |  | 40 |  | 8 | 79.1 | No | 25000 | 3000 | 82 | 18 | 0.9 | -20 | Dimmable | 10% |  | Damp Location Rated,Enclosed Fixtures,Recessed Fixtures |  |  |  | 2015-07-31 | 2015-07-28 | United States | ES_1131512_BLM2026W-NWW81H1DM2_08052015030501_3901300 | 2245023
Beautiful Light Technology | bltc | BLM3026D120-NCW81H1DM2 | BLM3026D120-NCW81H1DM2 |  | BR30 | Reflector (Flood/Spot) | E26 (Medium) | Directional | LED | 3 | 65 | 125 | 95 |  |  | 120 | 1030 | 12 | 83.3 | No | 25000 | 5000 | 82 | 7 | 0.9 | -20 | Dimmable | 10% |  | Damp Location Rated,Enclosed Fixtures,Recessed Fixtures |  |  |  | 2015-07-31 | 2015-07-28 | United States | ES_1131512_BLM3026D120-NCW81H1DM2_08052015031420_4460458 | 2245025
Beautiful Light Technology | bltc | BLM3026D120-NNW81H1DM2 | BLM3026D120-NNW81H1DM2 |  | BR30 | Reflector (Flood/Spot) | E26 (Medium) | Directional | LED | 3 | 65 | 125 | 95 |  |  | 120 | 840 | 12 | 66.9 | No | 25000 | 4000 | 83 | 23 | 0.9 | -20 | Dimmable | 10% |  | Damp Location Rated,Enclosed Fixtures,Recessed Fixtures |  |  |  | 2015-07-31 | 2015-07-28 | United States | ES_1131512_BLM3026D120-NNW81H1DM2_08052015031359_4439651 | 2245026
Beautiful Light Technology | bltc | BLM3026D120-NVW81H1DM2 | BLM3026D120-NVW81H1DM2 |  | BR30 | Reflector (Flood/Spot) | E26 (Medium) | Directional | LED | 3 | 65 | 125 | 95 |  |  | 120 | 790 | 12 | 68.3 | No | 25000 | 2700 | 82 | 10 | 0.9 | -20 | Dimmable | 10% |  | Damp Location Rated,Enclosed Fixtures,Recessed Fixtures |  |  |  | 2015-07-31 | 2015-07-28 | United States | ES_1131512_BLM3026D120-NVW81H1DM2_08052015031256_4376011 | 2245027
Conglom, Inc. | Luminus | LED | PLYC1232 |  | A19 | General Purpose Replacement | E26 (Medium) | Omnidirectional | LED | 3 | 60 | 113 | 60 |  |  |  | 800 | 9.7 | 82.2 | No | 25000 | 2700 | 83 | 12 | 1 | -40 | Dimmable | 10% |  | None |  |  |  | 2015-07-20 | 2015-07-22 | United States, Canada | ES_98337_PLYC1232_08052015133147_1133538 | 2245093
Beautiful Light Technology | bltc | BLM3026D120-NWW81H1DM2 | BLM3026D120-NWW81H1DM2 |  | BR30 | Reflector (Flood/Spot) | E26 (Medium) | Directional | LED | 3 | 65 | 125 | 95 |  |  | 120 | 780 | 12 | 66.5 | No | 25000 | 3000 | 82 | 19 | 0.9 | -20 | Dimmable | 10% |  | Damp Location Rated,Enclosed Fixtures,Recessed Fixtures |  |  |  | 2015-07-31 | 2015-07-28 | United States | ES_1131512_BLM3026D120-NWW81H1DM2_08052015031324_4404281 | 2245028
Beautiful Light Technology | bltc | BLM3026W-NCW131H1DM2 | BLM3026W-NCW131H1DM2 |  | PAR30 | Reflector (Flood/Spot) | E26 (Medium) | Directional | LED | 3 | 75 | 85 | 95 | 2371 |  | 40 |  | 10 | 108.7 | No | 25000 | 5000 | 82 | 7 | 0.9 | -20 | Dimmable | 10% |  | Damp Location Rated,Enclosed Fixtures,Recessed Fixtures |  |  |  | 2015-07-31 | 2015-07-28 | United States | ES_1131512_BLM3026W-NCW131H1DM2_08052015024004_2404100 | 2245016
Beautiful Light Technology | bltc | BLM3026W-NNW131H1DM2 | BLM3026W-NNW131H1DM2 |  | PAR30 | Reflector (Flood/Spot) | E26 (Medium) | Directional | LED | 3 | 75 | 85 | 95 | 2129 |  | 40 |  | 10 | 97.5 | No | 25000 | 4000 | 85 | 28 | 0.9 | -20 | Dimmable | 10% |  | Damp Location Rated,Enclosed Fixtures,Recessed Fixtures |  |  |  | 2015-07-31 | 2015-07-28 | United States | ES_1131512_BLM3026W-NNW131H1DM2_08052015023949_2389165 | 2245017
Beautiful Light Technology | bltc | BLM3026W-NVW131H1DM2 | BLM3026W-NVW131H1DM2 |  | PAR30 | Reflector (Flood/Spot) | E26 (Medium) | Directional | LED | 3 | 75 | 85 | 95 | 2152 |  | 40 |  | 10 | 92.4 | No | 25000 | 2700 | 82 | 8 | 0.9 | -20 | Dimmable | 10% |  | Damp Location Rated,Enclosed Fixtures,Recessed Fixtures |  |  |  | 2015-07-31 | 2015-07-28 | United States | ES_1131512_BLM3026W-NVW131H1DM2_08052015023858_2338348 | 2245018
Beautiful Light Technology | bltc | BLM3026W-NWW131H1DM2 | BLM3026W-NWW131H1DM2 |  | PAR30 | Reflector (Flood/Spot) | E26 (Medium) | Directional | LED | 3 | 75 | 85 | 95 | 2061 |  | 40 |  | 10 | 89.7 | No | 25000 | 3000 | 82 | 18 | 0.9 | -20 | Dimmable | 10% |  | Damp Location Rated,Enclosed Fixtures,Recessed Fixtures |  |  |  | 2015-07-31 | 2015-07-28 | United States | ES_1131512_BLM3026W-NWW131H1DM2_08052015023928_2368648 | 2245019
Beautiful Light Technology | bltc | BLM3826W-NCW181H1DM2 | BLM3826W-NCW181H1DM2 |  | PAR38 | Reflector (Flood/Spot) | E26 (Medium) | Directional | LED | 3 | 75 | 127 | 120 | 3442 |  | 40 |  | 15 | 95.4 | No | 25000 | 5000 | 83 | 8 | 0.9 | -20 | Dimmable | 10% |  | Damp Location Rated,Enclosed Fixtures,Recessed Fixtures |  |  |  | 2015-07-31 | 2015-07-28 | United States | ES_1131512_BLM3826W-NCW181H1DM2_08052015021110_0670032 | 2245008
Beautiful Light Technology | bltc | BLM3826W-NCW182H1DM2 | BLM3826W-NCW182H1DM2 |  | PAR38 | Reflector (Flood/Spot) | E26 (Medium) | Directional | LED | 3 | 90 | 127 | 120 | 3617 |  | 40 |  | 17 | 85.2 | No | 25000 | 5000 | 82 | 8 | 0.9 | -20 | Dimmable | 10% |  | Damp Location Rated,Enclosed Fixtures,Recessed Fixtures |  |  |  | 2015-07-31 | 2015-07-28 | United States | ES_1131512_BLM3826W-NCW182H1DM2_08052015022245_1365189 | 2245012
Beautiful Light Technology | bltc | BLM3826W-NNW181H1DM2 | BLM3826W-NNW181H1DM2 |  | PAR38 | Reflector (Flood/Spot) | E26 (Medium) | Directional | LED | 3 | 75 | 127 | 120 | 2789 |  | 40 |  | 15 | 95 | No | 25000 | 4000 | 85 | 28 | 0.9 | -20 | Dimmable | 10% |  | Damp Location Rated,Enclosed Fixtures,Recessed Fixtures |  |  |  | 2015-07-31 | 2015-07-28 | United States | ES_1131512_BLM3826W-NNW181H1DM2_08052015021049_0649298 | 2245009
Beautiful Light Technology | bltc | BLM3826W-NNW182H1DM2 | BLM3826W-NNW182H1DM2 |  | PAR38 | Reflector (Flood/Spot) | E26 (Medium) | Directional | LED | 3 | 90 | 127 | 120 | 3394 |  | 40 |  | 17 | 88.9 | No | 25000 | 4000 | 85 | 29 | 0.9 | -20 | Dimmable | 10% |  | Damp Location Rated,Enclosed Fixtures,Recessed Fixtures |  |  |  | 2015-07-31 | 2015-07-28 | United States | ES_1131512_BLM3826W-NNW182H1DM2_08052015022222_1342705 | 2245013
Beautiful Light Technology | bltc | BLM3826W-NVW181H1DM2 | BLM3826W-NVW181H1DM2 |  | PAR38 | Reflector (Flood/Spot) | E26 (Medium) | Directional | LED | 3 | 75 | 127 | 120 | 2446 |  | 40 |  | 15 | 87.4 | No | 25000 | 2700 | 82 | 10 | 0.9 | -20 | Dimmable | 10% |  | Damp Location Rated,Enclosed Fixtures,Recessed Fixtures |  |  |  | 2015-07-31 | 2015-07-28 | United States | ES_1131512_BLM3826W-NVW181H1DM2_08052015020854_0534505 | 2245010
Beautiful Light Technology | bltc | BLM3826W-NVW182H1DM2 | BLM3826W-NVW182H1DM2 |  | PAR38 | Reflector (Flood/Spot) | E26 (Medium) | Directional | LED | 3 | 90 | 127 | 120 | 2639 |  | 40 |  | 17 | 84.1 | No | 25000 | 2700 | 82 | 9 | 0.9 | -20 | Dimmable | 10% |  | Damp Location Rated,Enclosed Fixtures,Recessed Fixtures |  |  |  | 2015-07-31 | 2015-07-28 | United States | ES_1131512_BLM3826W-NVW182H1DM2_08052015022002_1202572 | 2245014
Beautiful Light Technology | bltc | BLM3826W-NWW181H1DM2 | BLM3826W-NWW181H1DM2 |  | PAR38 | Reflector (Flood/Spot) | E26 (Medium) | Directional | LED | 3 | 75 | 127 | 120 | 3039 |  | 40 |  | 15 | 86.3 | No | 25000 | 3000 | 82 | 19 | 0.9 | -20 | Dimmable | 10% |  | Damp Location Rated,Enclosed Fixtures,Recessed Fixtures |  |  |  | 2015-07-31 | 2015-07-28 | United States | ES_1131512_BLM3826W-NWW181H1DM2_08052015021011_0611217 | 2245011
Beautiful Light Technology | bltc | BLM3826W-NWW182H1DM2 | BLM3826W-NWW182H1DM2 |  | PAR38 | Reflector (Flood/Spot) | E26 (Medium) | Directional | LED | 3 | 90 | 127 | 120 | 3125 |  | 40 |  | 17 | 81.8 | No | 25000 | 3000 | 82 | 19 | 0.9 | -20 | Dimmable | 10% |  | Damp Location Rated,Enclosed Fixtures,Recessed Fixtures |  |  |  | 2015-07-31 | 2015-07-28 | United States | ES_1131512_BLM3826W-NWW182H1DM2_08052015022022_1222412 | 2245015
Beautiful Light Technology | bltc | BLM4026D120-NCW121H1DM2 | BLM4026D120-NCW121H1DM2 |  | BR40 | Reflector (Flood/Spot) | E26 (Medium) | Directional | LED | 3 | 75 | 150 | 128 |  |  | 120 | 1200 | 16 | 74.5 | No | 25000 | 5000 | 82 | 9 | 0.9 | -20 | Dimmable | 10% |  | Damp Location Rated,Enclosed Fixtures,Recessed Fixtures |  |  |  | 2015-07-31 | 2015-07-28 | United States | ES_1131512_BLM4026D120-NCW121H1DM2_08052015031952_4792121 | 2245029
Beautiful Light Technology | bltc | BLM4026D120-NCW181H1DM2 | BLM4026D120-NCW181H1DM2 |  | BR40 | Reflector (Flood/Spot) | E26 (Medium) | Directional | LED | 3 | 90 | 150 | 128 |  |  | 120 | 1395 | 18 | 80.2 | No | 25000 | 5000 | 83 | 10 | 0.9 | -20 | Dimmable | 10% |  | Damp Location Rated,Enclosed Fixtures,Recessed Fixtures |  |  |  | 2015-07-31 | 2015-07-28 | United States | ES_1131512_BLM4026D120-NCW181H1DM2_08052015032606_5166779 | 2245033
Conglom, Inc. | Luminus | LED | PLYC1235 |  | A19 | General Purpose Replacement | E26 (Medium) | Omnidirectional | LED | 3 | 60 | 111 | 60 |  |  |  | 800 | 9.1 | 88.3 | No | 25000 | 5000 | 85 | 23 | 1 | -40 | Dimmable | 10% |  | None |  |  |  | 2015-07-20 | 2015-07-22 | United States, Canada | ES_98337_PLYC1235_08052015133155_8376546 | 2245092
Beautiful Light Technology | bltc | BLM4026D120-NNW121H1DM2 | BLM4026D120-NNW121H1DM2 |  | BR40 | Reflector (Flood/Spot) | E26 (Medium) | Directional | LED | 3 | 75 | 150 | 128 |  |  | 120 | 988 | 16 | 60.1 | No | 25000 | 4000 | 83 | 24 | 0.9 | -20 | Dimmable | 10% |  | Damp Location Rated,Enclosed Fixtures,Recessed Fixtures |  |  |  | 2015-07-31 | 2015-07-28 | United States | ES_1131512_BLM4026D120-NNW121H1DM2_08052015031932_4772671 | 2245030
Beautiful Light Technology | bltc | BLM4026D120-NNW181H1DM2 | BLM4026D120-NNW181H1DM2 |  | BR40 | Reflector (Flood/Spot) | E26 (Medium) | Directional | LED | 3 | 90 | 150 | 128 |  |  | 120 | 1315 | 18 | 75.7 | No | 25000 | 4000 | 83 | 24 | 0.9 | -20 | Dimmable | 10% |  | Damp Location Rated,Enclosed Fixtures,Recessed Fixtures |  |  |  | 2015-07-31 | 2015-07-28 | United States | ES_1131512_BLM4026D120-NNW181H1DM2_08052015032550_5150098 | 2245034
Beautiful Light Technology | bltc | BLM4026D120-NVW121H1DM2 | BLM4026D120-NVW121H1DM2 |  | BR40 | Reflector (Flood/Spot) | E26 (Medium) | Directional | LED | 3 | 75 | 150 | 128 |  |  | 120 | 1160 | 16 | 74.1 | No | 25000 | 2700 | 82 | 10 | 0.9 | -20 | Dimmable | 10% |  | Damp Location Rated,Enclosed Fixtures,Recessed Fixtures |  |  |  | 2015-07-31 | 2015-07-28 | United States | ES_1131512_BLM4026D120-NVW121H1DM2_08052015031851_4731647 | 2245031
Ascent Battery Supply | Duracell | LED Lamp | LED11395D |  | PAR30L | Reflector (Flood/Spot) | E26 (Medium) | Directional | LED | 5 | 75 | 86.6 | 94.4 | 4423 |  | 25 | 840 | 9 | 93.3 | No | 25000 | 4000 | 82 | 11 | 1 | -20 | Dimmable | 3% | No | Damp Location Rated,Wet Location Rated | No |  |  | 2016-02-25 | 2016-06-06 | United States | ES_1099414_LED11395D_05312016222722_9214917 | 2269403
Ascent Battery Supply | Duracell | LED Lamp | LED11396D |  | PAR30L | Reflector (Flood/Spot) | E26 (Medium) | Directional | LED | 5 | 75 | 86.6 | 94.4 | 2485 |  | 40 | 840 | 9 | 93.3 | No | 25000 | 4000 | 82 | 11 | 1 | -20 | Dimmable | 3% | No | Damp Location Rated,Wet Location Rated | No |  |  | 2016-02-25 | 2016-06-06 | United States | ES_1099414_LED11396D_05312016223028_2921531 | 2269404
Ascent Battery Supply | Duracell | LED Lamp | LED11397D |  | PAR30L | Reflector (Flood/Spot) | E26 (Medium) | Directional | LED | 5 | 75 | 86.6 | 94.4 | 4607 |  | 25 | 840 | 9 | 93.3 | No | 25000 | 5000 | 82 | 13 | 1 | -20 | Dimmable | 3% | No | Damp Location Rated,Wet Location Rated | No |  |  | 2016-02-25 | 2016-06-06 | United States | ES_1099414_LED11397D_05312016223346_6454732 | 2269405
Ascent Battery Supply | Duracell | LED Lamp | LED11398D |  | PAR30L | Reflector (Flood/Spot) | E26 (Medium) | Directional | LED | 5 | 75 | 86.6 | 94.4 | 2461 |  | 40 | 840 | 9 | 93.3 | No | 25000 | 5000 | 82 | 13 | 1 | -20 | Dimmable | 3% | No | Damp Location Rated,Wet Location Rated | No |  |  | 2016-02-25 | 2016-06-06 | United States | ES_1099414_LED11398D_05312016223558_2770176 | 2269406
Ascent Battery Supply | Duracell | LED Lamp | LED11509D |  | CA10 | Decorative | E12 (Candelabra) | Decorative | LED | 5 | 60 | 128.2 | 36.4 |  |  |  | 500 | 6 | 83.3 | No | 25000 | 2700 | 81 | 2 | 1 | -20 | Dimmable | 4% | No | Damp Location Rated,Not for Use in Recessed Fixtures | No |  |  | 2016-05-15 | 2016-06-06 | United States | ES_1099414_LED11509D_05292016052604_1242300 | 2272562
Ascent Battery Supply | Duracell | LED Lamp | LED11699D |  | Decorative Candle: Other | Decorative | E26 (Medium) | Decorative | LED | 5 | 40 | 121 | 38 |  |  |  | 300 | 4.8 | 62.5 | No | 25000 | 2700 | 81 | 4 | 1 | -20 | Dimmable | 10% |  | Damp Location Rated,Not for Use in Recessed Fixtures,Not for Use in Enclosed Fixtures |  |  |  | 2016-05-15 | 2016-06-06 | United States | ES_1099414_LED11699D_05292016052511_8156771 | 2269386
Ascent Battery Supply | Duracell | LED Lamp | LED11706D |  | A21 | General Purpose Replacement | E26d | Omnidirectional | LED | 5 | 100 | 125.6 | 64.4 |  |  |  | 1600 | 17 | 94.1 | Yes | 25000 | 2700 | 82 | 8 | 1 | -20 |  |  |  | Damp Location Rated,Enclosed Fixtures |  |  |  | 2015-11-30 | 2015-12-15 | United States | ES_1099414_LED11706D_12102015213907_8490146 | 2254935
Ascent Battery Supply | Duracell | LED Lamp | LED11706E |  | A21 | General Purpose Replacement | E26 (Medium) | Omnidirectional | LED | 5 | 100 | 132.5 | 65.9 |  |  |  | 1600 | 15 | 106.7 | Yes | 25000 | 2700 | 81 | 3 | 1 | -20 |  |  | No | Damp Location Rated | No |  | 0 | 2016-05-25 | 2016-08-31 | United States | ES_1099414_LED11706E_08302016064022_9884165 | 2281039
Ascent Battery Supply | Duracell | LED Lamp | LED11706E |  | A21 | General Purpose Replacement | E26 (Medium) | Omnidirectional | LED | 5 | 100 | 134.4 | 66.7 |  |  |  | 1600 | 15 | 106.7 | Yes | 25000 | 2700 | 81 | 2 | 1 | -20 |  |  |  | Damp Location Rated,Not for Use in Recessed Fixtures,Not for Use in Enclosed Fixtures |  |  |  | 2016-05-25 | 2016-06-06 | United States | ES_1099414_LED11706E_05292016050311_7769608 | 2269389
Ascent Battery Supply | Duracell | LED Lamp | LED11813D |  | Decorative Candle: Other | Decorative | E12 (Candelabra) | Decorative | LED | 5 | 40 | 104.4 | 37.9 |  |  |  | 300 | 4.7 | 63.8 | No | 25000 | 2700 | 81 | 4 | 1 | -20 | Dimmable | 10% |  | Damp Location Rated,Not for Use in Recessed Fixtures,Not for Use in Enclosed Fixtures |  |  |  | 2016-05-15 | 2016-06-06 | United States | ES_1099414_LED11813D_05292016051457_1905138 | 2269387
Ascent Battery Supply | Duracell | LED Lamp | LED11819D |  | A19 | General Purpose Replacement | E26 (Medium) | Omnidirectional | LED | 5 | 40 | 118.2 | 62.2 |  |  |  | 480 | 7.5 | 64 | No | 25000 | 2700 | 83 | 10 | 0.9 | -40 | Dimmable | 10% |  | Damp Location Rated |  |  |  | 2016-04-01 | 2016-04-26 | United States | ES_1099414_LED11819D_04162016004526_1080187 | 2265275
Ascent Battery Supply | Duracell | LED Lamp | LED11820D |  | A19 | General Purpose Replacement | E26 (Medium) | Omnidirectional | LED | 5 | 40 | 118.2 | 62.2 |  |  |  | 480 | 7.5 | 64 | No | 25000 | 4000 | 84 | 14 | 0.9 | -40 | Dimmable | 10% |  | Damp Location Rated |  |  |  | 2016-04-01 | 2016-04-26 | United States | ES_1099414_LED11820D_04162016005205_7131273 | 2265354
Ascent Battery Supply | Duracell | LED Lamp | LED11821D |  | A19 | General Purpose Replacement | E26 (Medium) | Omnidirectional | LED | 5 | 40 | 118.2 | 62.2 |  |  |  | 480 | 7.5 | 64 | No | 25000 | 5000 | 85 | 15 | 0.9 | -40 | Dimmable | 10% |  | Damp Location Rated |  |  |  | 2016-04-01 | 2016-04-26 | United States | ES_1099414_LED11821D_04162016005427_8414441 | 2265355
Ascent Battery Supply | Duracell | LED Lamp | LED11822D |  | A19 | General Purpose Replacement | E26 (Medium) | Omnidirectional | LED | 5 | 60 | 117.1 | 61.6 |  |  |  | 800 | 9.5 | 84.2 | No | 25000 | 2700 | 82 | 8 | 0.9 | -40 | Dimmable | 10% |  | Damp Location Rated |  |  |  | 2016-04-01 | 2016-04-26 | United States | ES_1099414_LED11822D_04162016005646_9275040 | 2265353
Ascent Battery Supply | Duracell | LED Lamp | LED11823D |  | A19 | General Purpose Replacement | E26 (Medium) | Omnidirectional | LED | 5 | 60 | 117.1 | 61.6 |  |  |  | 800 | 9.5 | 84.2 | No | 25000 | 4000 | 85 | 15 | 0.9 | -40 | Dimmable | 10% |  | Damp Location Rated |  |  |  | 2016-04-01 | 2016-04-26 | United States | ES_1099414_LED11823D_04162016010009_5683847 | 2265352
Ascent Battery Supply | Duracell | LED Lamp | LED11824D |  | A19 | General Purpose Replacement | E26 (Medium) | Omnidirectional | LED | 5 | 60 | 117.1 | 61.6 |  |  |  | 800 | 9.5 | 84.2 | No | 25000 | 5000 | 85 | 17 | 0.9 | -40 | Dimmable | 10% |  | Damp Location Rated |  |  |  | 2016-04-01 | 2016-04-26 | United States | ES_1099414_LED11824D_04162016010333_5974319 | 2265273
Ascent Battery Supply | Duracell | LED Lamp | LED12181 |  | A21 | General Purpose Replacement | E26 (Medium) | Omnidirectional | LED | 5 | 100 | 132.5 | 65.9 |  |  |  | 1600 | 15 | 106.7 | Yes | 25000 | 5000 | 84 | 15 | 1 | -20 |  |  | No | Damp Location Rated | No |  | 0 | 2016-05-25 | 2016-08-31 | United States | ES_1099414_LED12181_08302016065002_5507602 | 2281038
Ascent Battery Supply | Duracell | LED Lamp | LED12181 |  | A21 | General Purpose Replacement | E26 (Medium) | Omnidirectional | LED | 5 | 100 | 133.5 | 66.7 |  |  |  | 1600 | 15 | 106.7 | Yes | 25000 | 5000 | 84 | 15 | 1 | -20 |  |  |  | Damp Location Rated,Not for Use in Recessed Fixtures,Not for Use in Enclosed Fixtures |  |  |  | 2016-05-25 | 2016-06-06 | United States | ES_1099414_LED12181_05292016051125_7204272 | 2269388
Ascent Battery Supply | Duracell | Light Bulb | LED11569 |  | A19 | General Purpose Replacement | GU24 | Omnidirectional | LED | 5 | 60 | 116.2 | 59.8 |  |  |  | 800 | 9 | 88.9 | No | 25000 | 2700 | 83 | 12 | 1 | -20 | Dimmable | 10% |  | Not for Use in Enclosed Fixtures |  |  |  | 2016-02-29 | 2016-01-28 | United States | ES_1099414_LED11569_01262016020216_6498759 | 2257431
Ascent Battery Supply | Duracell | self-ballasted LED Lamps | LED11381C |  | PAR20 | Reflector (Flood/Spot) | E26 (Medium) | Directional | LED | 5 | 50 | 85 | 63 | 2395 |  | 25 |  | 7.8 | 55.1 | No | 25000 | 3000 | 83 | 18 | 1 | -20 | Dimmable | 10% |  | None |  |  |  | 2015-07-29 | 2015-07-31 | United States | ES_1099414_LED11381C_08052015135236_3986664 | 2245117
Ascent Battery Supply | Duracell | self-ballasted LED Lamps | LED11382C |  | PAR20 | Reflector (Flood/Spot) | E26 (Medium) | Directional | LED | 5 | 50 | 85 | 63 | 1333 |  | 40 |  | 7.8 | 55.1 | No | 25000 | 3000 | 83 | 18 | 1 | -20 | Dimmable | 10% |  | None |  |  |  | 2015-07-29 | 2015-07-31 | United States | ES_1099414_LED11382C_08052015135236_5061733 | 2245118
Ascent Battery Supply | Duracell | self-ballasted LED Lamps | LED11383C |  | PAR20 | Reflector (Flood/Spot) | E26 (Medium) | Directional | LED | 5 | 50 | 85 | 63 | 2565 |  | 25 |  | 8 | 56.3 | No | 25000 | 4000 | 83 | 9 | 1 | -20 | Dimmable | 10% |  | None |  |  |  | 2015-07-29 | 2015-07-31 | United States | ES_1099414_LED11383C_08052015135236_5431444 | 2245119
Ascent Battery Supply | Duracell | self-ballasted LED Lamps | LED11385C |  | PAR20 | Reflector (Flood/Spot) | E26 (Medium) | Directional | LED | 5 | 50 | 85 | 63 | 2484 |  | 25 |  | 8 | 56.3 | No | 25000 | 5000 | 83 | 12 | 1 | -20 | Dimmable | 10% |  | None |  |  |  | 2015-07-29 | 2015-07-31 | United States | ES_1099414_LED11385C_08052015135236_4040397 | 2245120
Ascent Battery Supply | Duracell | self-ballasted LED Lamps | LED11388C |  | PAR30 | Reflector (Flood/Spot) | E26 (Medium) | Directional | LED | 5 | 75 | 86 | 95 | 1613 |  | 40 |  | 9 | 72.2 | No | 25000 | 3000 | 83 | 20 | 1 | -20 | Dimmable | 10% |  | None |  |  |  | 2015-07-22 | 2015-07-22 | United States | ES_1099414_LED11388C_08052015135110_7052486 | 2245128
Ascent Battery Supply | Duracell | self-ballasted LED Lamps | LED11390C |  | PAR30 | Reflector (Flood/Spot) | E26 (Medium) | Directional | LED | 5 | 75 | 86 | 95 | 2079 |  | 40 |  | 9 | 77.8 | No | 25000 | 4000 | 84 | 14 | 1 | -20 | Dimmable | 10% |  | None |  |  |  | 2015-07-22 | 2015-07-22 | United States | ES_1099414_LED11390C_08052015135110_5317139 | 2245129
Ascent Battery Supply | Duracell | self-ballasted LED Lamps | LED11393C |  | PAR30 | Reflector (Flood/Spot) | E26 (Medium) | Directional | LED | 5 | 75 | 113 | 95 | 3721 |  | 25 |  | 9 | 72.2 | No | 25000 | 3000 | 83 | 20 | 1 | -20 | Dimmable | 10% |  | None |  |  |  | 2015-07-22 | 2015-07-22 | United States | ES_1099414_LED11393C_08052015135110_7672306 | 2245130
Ascent Battery Supply | Duracell | self-ballasted LED Lamps | LED11394C |  | PAR30 | Reflector (Flood/Spot) | E26 (Medium) | Directional | LED | 5 | 75 | 113 | 95 | 1613 |  | 40 |  | 9 | 72.2 | No | 25000 | 3000 | 83 | 20 | 1 | -20 | Dimmable | 10% |  | None |  |  |  | 2015-07-22 | 2015-07-22 | United States | ES_1099414_LED11394C_08052015135110_2661724 | 2245131
Ascent Battery Supply | Duracell | self-ballasted LED Lamps | LED11395C |  | PAR30 | Reflector (Flood/Spot) | E26 (Medium) | Directional | LED | 5 | 75 | 113 | 95 | 4291 |  | 25 |  | 9 | 77.8 | No | 25000 | 4000 | 85 | 17 | 1 | -20 | Dimmable | 10% |  | None |  |  |  | 2015-07-22 | 2015-07-22 | United States | ES_1099414_LED11395C_08052015135110_4248054 | 2245132
Ascent Battery Supply | Duracell | self-ballasted LED Lamps | LED11396C |  | PAR30 | Reflector (Flood/Spot) | E26 (Medium) | Directional | LED | 5 | 75 | 113 | 95 | 2079 |  | 40 |  | 9 | 77.8 | No | 25000 | 4000 | 85 | 17 | 1 | -20 | Dimmable | 10% |  | None |  |  |  | 2015-07-22 | 2015-07-22 | United States | ES_1099414_LED11396C_08052015135110_9707889 | 2245133
Ascent Battery Supply | Duracell | self-ballasted LED Lamps | LED11397C |  | PAR30 | Reflector (Flood/Spot) | E26 (Medium) | Directional | LED | 5 | 75 | 113 | 95 | 4105 |  | 25 |  | 9 | 77 | No | 25000 | 5000 | 83 | 15 | 1 | -20 | Dimmable | 10% |  | None |  |  |  | 2015-07-22 | 2015-07-22 | United States | ES_1099414_LED11397C_08052015135110_6228191 | 2245134
Ascent Battery Supply | Duracell | self-ballasted LED Lamps | LED11398C |  | PAR30 | Reflector (Flood/Spot) | E26 (Medium) | Directional | LED | 5 | 75 | 113 | 95 | 1773 |  | 40 |  | 9 | 77 | No | 25000 | 5000 | 83 | 15 | 1 | -20 | Dimmable | 10% |  | None |  |  |  | 2015-07-22 | 2015-07-22 | United States | ES_1099414_LED11398C_08052015135110_6750944 | 2245135
Ascent Battery Supply | Duracell Procell | CFL10115A | CFL10115A | CFL10115A,CFL10115A, | BR30 | Reflector (Flood/Spot) | E26 (Medium) | Directional | CFL | 2 | 65 | 137 | 93.9 |  | 1.5 |  | 650 | 14.2 | 45.7 | No | 10000 | 2700 | 82 | -9 | 0.6 | -29 |  |  |  | Recessed Fixtures |  |  |  | 2010-01-01 | 2015-02-09 | United States, Canada | ES_1099414_CFL10115A_02092015163554_9754187 | 2232981
Ascent Battery Supply | Duracell Procell | CFL10469A | CFL10469A |  | CFL Bare Spiral | General Purpose Replacement | E26 (Medium) | Omnidirectional | CFL | 2 | 75 | 112 | 58 |  | 1.3 |  | 1250 | 19 | 65.7 | No | 10000 | 2700 | 83 | -7 | 0.6 | -29 |  |  |  | Other,Table Lamp |  |  |  | 2006-12-26 | 2015-02-09 | United States, Canada | ES_1099414_CFL10469A_02092015011049_4249723 | 2232985
Ascent Battery Supply | Duracell Procell | CFL11229A | CFL11229A | CFL11229A,CFL11229A, | CFL Bare Spiral | General Purpose Replacement | E26 (Medium) | Omnidirectional | CFL | 2 | 60 | 112 | 46 |  | 1.3 |  | 800 | 14 | 57 | No | 10000 | 3500 | 83 | 14 | 0.6 | -29 |  |  |  | Other,Table Lamp |  |  |  | 2014-01-13 | 2015-02-09 | United States, Canada | ES_1099414_CFL11229A_02092015023055_9055853 | 2232995
Ascent Battery Supply | Duracell Procell | CFL11231A | CFL11231A |  | CFL Bare Spiral | General Purpose Replacement | E26 (Medium) | Omnidirectional | CFL | 2 | 75 | 112 | 58 |  | 1.3 |  | 1300 | 19 | 68.4 | No | 10000 | 3500 | 83 | -7 | 0.6 | -29 |  |  |  | Other,Table Lamp |  |  |  | 2008-08-13 | 2015-02-09 | United States, Canada | ES_1099414_CFL11231A_02092015022659_8819603 | 2232993
Ascent Battery Supply | Duracell Procell | CFL11233A | CFL11233A |  | CFL Bare Spiral | General Purpose Replacement | E26 (Medium) | Omnidirectional | CFL | 2 | 100 | 122 | 58 |  | 1.3 |  | 1600 | 23 | 69.5 | No | 10000 | 3500 | 84 | 10 | 0.6 | -29 |  |  |  | Other,Table Lamp |  |  |  | 2008-07-19 | 2015-02-09 | United States, Canada | ES_1099414_CFL11233A_02092015022826_8906512 | 2232994
Ascent Battery Supply | Duracell Ultra | CFL10467B | CFL10467B |  | CFL Bare Spiral | General Purpose Replacement | E26 (Medium) | Omnidirectional | CFL | 9 | 60 | 112 | 46 |  | 1.3 |  | 800 | 14 | 57.1 | No | 10000 | 5000 | 84 | 35 | 0.6 | -29 |  |  |  | None |  |  |  | 2014-03-25 | 2014-09-03 | United States, Canada | ES_1099414_CFL10467B_09042014025210_9130908 | 2218636
Ascent Battery Supply | DURACELL ULTRA | CFL10115B | CFL10115B | CFL10115B,CFL10115B, | BR30 | Reflector (Flood/Spot) | E26 (Medium) | Directional | CFL | 2 | 65 | 137 | 93.9 |  | 1.5 |  | 650 | 14.2 | 45.7 | No | 10000 | 2700 | 82 | -9 | 0.6 | -29 |  |  |  | Recessed Fixtures |  |  |  | 2010-01-01 | 2015-02-09 | United States, Canada | ES_1099414_CFL10115B_02092015163627_9787225 | 2232982
Ascent Battery Supply | DURACELL ULTRA | CFL10466B | CFL10466B |  | CFL Bare Spiral | General Purpose Replacement | E26 (Medium) | Omnidirectional | CFL | 2 | 60 | 112 | 46 |  | 1.3 |  | 900 | 14 | 64.2 | No | 10000 | 2700 | 81 | -10 | 0.5 | -29 |  |  |  | None |  |  |  | 2014-01-13 | 2014-08-12 | United States, Canada | ES_1099414_CFL10466B_08132014210213_3733795 | 2217324
Ascent Battery Supply | DURACELL ULTRA | CFL10468B | CFL10468B |  | CFL Bare Spiral | General Purpose Replacement | E26 (Medium) | Omnidirectional | CFL | 9 | 60 | 112 | 46 |  | 1.3 |  | 800 | 14 | 57 | No | 10000 | 4100 | 83 | 22 | 0.6 | -29 |  |  |  | Other,none |  |  |  | 2014-01-13 | 2014-09-19 | United States, Canada | ES_1099414_CFL10468B_09192014125436_1276810 | 2219813
Ascent Battery Supply | DURACELL ULTRA | CFL10470B | CFL10470B |  | CFL Bare Spiral | General Purpose Replacement | E26 (Medium) | Omnidirectional | CFL | 2 | 75 | 112 | 58 |  | 1.3 |  | 1250 | 19 | 64 | No | 10000 | 4100 | 85 | -7 | 0.6 | -29 |  |  |  | None |  |  |  | 2010-06-14 | 2014-08-07 | United States, Canada | ES_1099414_CFL10470B_08072014235843_5923714 | 2217163
Ascent Battery Supply | DURACELL ULTRA | CFL10471B | CFL10471B |  | CFL Bare Spiral | General Purpose Replacement | E26 (Medium) | Omnidirectional | CFL | 2 | 75 | 112 | 58 |  | 1.3 |  | 1300 | 19 | 68.4 | No | 10000 | 5000 | 84 | -7 | 0.6 | -29 |  |  |  | None |  |  |  | 2008-08-12 | 2014-07-22 | United States, Canada | ES_1099414_CFL10471B_07222014181128_2688807 | 2216147
Ascent Battery Supply | DURACELL ULTRA | CFL10472B | CFL10472B |  | CFL Bare Spiral | General Purpose Replacement | E26 (Medium) | Omnidirectional | CFL | 2 | 100 | 122 | 58 |  | 1.3 |  | 1600 | 23 | 69.5 | No | 10000 | 2700 | 83 | -10 | 0.5 | -29 |  |  |  | None |  |  |  | 2009-03-11 | 2014-09-03 | United States, Canada | ES_1099414_CFL10472B_09042014005714_2234982 | 2218630
Ascent Battery Supply | DURACELL ULTRA | CFL10473B | CFL10473B |  | CFL Bare Spiral | General Purpose Replacement | E26 (Medium) | Omnidirectional | CFL | 2 | 100 | 122 | 58 |  | 1.3 |  | 1600 | 23.1 | 69.5 | No | 10000 | 4100 | 84 | 28 | 0.6 | -29 |  |  |  | None |  |  |  | 2013-12-20 | 2014-09-22 | United States, Canada | ES_1099414_CFL10473B_09222014232931_8571846 | 2220001
Ascent Battery Supply | DURACELL ULTRA | CFL10474B | CFL10474B | CFL10474B,CFL10474B, | CFL Bare Spiral | General Purpose Replacement | E26 (Medium) | Omnidirectional | CFL | 2 | 100 | 122 | 58 |  | 1.3 |  | 1600 | 23 | 69.5 | No | 10000 | 5000 | 85 | 39 | 0.6 | -29 |  |  |  | None |  |  |  | 2008-10-31 | 2014-09-22 | United States, Canada | ES_1099414_CFL10474B_09222014232959_8599136 | 2220002
Ascent Battery Supply | DURACELL ULTRA | CFL10490B | CFL10490B |  | CFL Bare Spiral | General Purpose Replacement | E26 (Medium) | Omnidirectional | CFL | 2 | 100 | 140 | 61 |  | 2.6 |  | 1850 | 27 | 68 | Yes | 10000 | 2700 | 83 | -6 | 0.6 | -29 |  |  |  | Other,Table, Vanity |  |  |  | 2011-09-25 | 2015-02-09 | United States, Canada | ES_1099414_CFL10490B_02092015022412_8652953 | 2232992
Ascent Battery Supply | Ultralast | CFL11630 | CFL11630 |  | CFL Bare Spiral | General Purpose Replacement | E26 (Medium) | Omnidirectional | CFL | 2 | 60 | 102 | 50 |  | 1.5 |  | 900 | 13 | 69.2 | No | 12000 | 2700 | 82 | -5 | 0.6 | -18 |  |  |  | Not for Use in Enclosed Fixtures |  |  |  | 2014-11-07 | 2014-11-18 | United States, Canada | ES_1099414_CFL11630_11192014225221_7541438 | 2225395
Ascent Battery Supply | Ultralast | CFL11631 | CFL11631 |  | CFL Bare Spiral | General Purpose Replacement | E26 (Medium) | Omnidirectional | CFL | 2 | 60 | 102 | 50 |  | 1.5 |  | 900 | 13 | 69.2 | No | 12000 | 4100 | 83 | 23 | 0.6 | -18 |  |  |  | Not for Use in Enclosed Fixtures |  |  |  | 2014-11-07 | 2014-11-18 | United States, Canada | ES_1099414_CFL11631_11192014225241_7561123 | 2225396
Aspirasia Group Inc. | AspirAsia | BR LED LAMP | BR20L6W27KDM |  | R20 | Reflector (Flood/Spot) | E26 (Medium) | Directional | LED | 10 | 50 | 88.1 | 63.9 |  |  |  | 580 | 6.5 | 89.2 | No | 25000 | 2700 | 82 | 9 | 0.8 | -25 | Dimmable | 10% |  | Enclosed Fixtures |  |  |  | 2015-12-05 | 2016-04-08 | United States, Canada | ES_1130695_BR20L6W27KDM_12222015081039_1839591 | 2255609
Aspirasia Group Inc. | AspirAsia | BR LED LAMP | BR20L6W50KDM |  | R20 | Reflector (Flood/Spot) | E26 (Medium) | Directional | LED | 10 | 50 | 88.1 | 63.9 |  |  |  | 620 | 6.5 | 95.4 | No | 25000 | 5000 | 82 | 13 | 0.8 | -25 | Dimmable | 10% |  | Enclosed Fixtures |  |  |  | 2015-12-05 | 2016-04-08 | United States, Canada | ES_1130695_BR20L6W50KDM_12222015081112_1872000 | 2255610
Aspirasia Group Inc. | AspirAsia | BR LED LAMP | BR30L11W27KDM |  | BR30 | Reflector (Flood/Spot) | E26 (Medium) | Directional | LED | 10 | 65 | 117.6 | 95.9 |  |  |  | 860 | 11 | 78.2 | No | 25000 | 2700 | 81 | 5 | 0.8 | -25 | Dimmable | 10% |  | Enclosed Fixtures |  |  |  | 2015-12-05 | 2016-04-08 | United States, Canada | ES_1130695_BR30L11W27KDM_12222015080830_1710595 | 2255365
Aspirasia Group Inc. | AspirAsia | BR LED LAMP | BR30L11W50KDM |  | BR30 | Reflector (Flood/Spot) | E26 (Medium) | Directional | LED | 10 | 65 | 117.6 | 95.9 |  |  |  | 945 | 11 | 86.4 | No | 25000 | 5000 | 85 | 18 | 0.8 | -25 | Dimmable | 10% |  | Enclosed Fixtures |  |  |  | 2015-12-05 | 2016-04-08 | United States, Canada | ES_1130695_BR30L11W50KDM_12222015081005_1805451 | 2255366
Aspirasia Group Inc. | AspirAsia | BR LED LAMP | BR40L14W27KDM |  | BR40 | Reflector (Flood/Spot) | E26 (Medium) | Directional | LED | 10 | 85 | 136.1 | 122.2 |  |  |  | 1100 | 14 | 78.6 | No | 25000 | 2700 | 81 | 6 |  | -25 | Dimmable | 10% |  | Enclosed Fixtures |  |  |  | 2015-12-05 | 2016-04-08 | United States, Canada | ES_1130695_BR40L14W27KDM_12222015081131_1891928 | 2255367
Aspirasia Group Inc. | AspirAsia | BR LED LAMP | BR40L14W50KDM |  | BR40 | Reflector (Flood/Spot) | E26 (Medium) | Directional | LED | 10 | 85 | 136.1 | 122.2 |  |  |  | 1200 | 14 | 85.7 | No | 25000 | 5000 | 85 | 18 |  | -25 | Dimmable | 10% |  | Enclosed Fixtures |  |  |  | 2015-12-05 | 2016-04-08 | United States, Canada | ES_1130695_BR40L14W50KDM_12222015081204_1924096 | 2255368
Aspirasia Group Inc. | AspirAsia | GU10 LED LAMP | LEDY100-6WDM |  | PAR16 | Reflector (Flood/Spot) | GU10 | Directional | LED | 10 | 60 | 47.1 | 50.3 | 922 |  | 38 | 400 | 6 | 68.3 | No | 25000 | 3000 | 82 | 8 | 0.9 | -25 | Dimmable | 10% |  | Enclosed Fixtures |  |  |  | 2015-12-05 | 2016-07-04 | United States, Canada | ES_1130695_LEDY100-6WDM_12222015081227_1947537 | 2255369
Aspirasia Group Inc. | AspirAsia | GU10 LED LAMP | LEDY110-6WDM |  | PAR16 | Reflector (Flood/Spot) | GU10 | Directional | LED | 10 | 60 | 64.5 | 50 | 1058 |  | 38 | 470 | 6 | 78.3 | No | 25000 | 5000 | 83 | 13 | 0.9 | -25 | Dimmable | 10% |  | Enclosed Fixtures |  |  |  | 2015-12-05 | 2016-07-04 | United States, Canada | ES_1130695_LEDY110-6WDM_12222015081305_1985839 | 2255370
Aspirasia Group Inc. | AspirAsia | PAR16L6W30KDM | PAR16L6W30KDM |  | PAR16 | Reflector (Flood/Spot) | E26 (Medium) | Directional | LED | 10 | 60 | 64.5 | 50 | 922 |  | 35 | 403 | 6 | 71.3 | No | 25000 | 3000 | 82 | 8 | 0.9 | -25 | Dimmable | 17% | Yes | Damp Location Rated | No |  |  | 2016-05-16 | 2016-09-19 | United States | ES_1130695_PAR16L6W30KDM_05182016021959_7999628 | 2266988
Aspirasia Group Inc. | AspirAsia | PAR16L6W40KDM | PAR16L6W40KDM |  | PAR16 | Reflector (Flood/Spot) | E26 (Medium) | Directional | LED | 10 | 60 | 64.5 | 50 | 1075 |  | 35 | 403 | 6 | 83.3 | No | 25000 | 4000 | 83 | 10 | 0.9 | -25 | Dimmable | 17% | Yes | Damp Location Rated | No |  |  | 2016-05-16 | 2016-09-19 | United States | ES_1130695_PAR16L6W40KDM_05182016022043_8043414 | 2266989
Aspirasia Group Inc. | AspirAsia | PAR16L6W50KDM | PAR16L6W50KDM |  | PAR16 | Reflector (Flood/Spot) | E26 (Medium) | Directional | LED | 10 | 60 | 64.5 | 50 | 1057 |  | 35 | 403 | 6 | 82.3 | No | 25000 | 5000 | 83 | 13 | 0.9 | -25 | Dimmable | 17% | Yes | Damp Location Rated | No |  |  | 2016-05-16 | 2016-09-19 | United States | ES_1130695_PAR16L6W50KDM_05182016022117_8077680 | 2266990
Aspirasia Group Inc. | AspirAsia | PAR LED LAMP | PAR20L6W30KDM |  | PAR20 | Reflector (Flood/Spot) | E26 (Medium) | Directional | LED | 10 | 50 | 86.7 | 64.1 | 1152 |  | 36 | 580 | 6.5 | 89.2 | No | 25000 | 3000 | 82 | 9 | 0.8 | -25 | Dimmable | 10% |  | Enclosed Fixtures |  |  |  | 2015-12-05 | 2016-04-08 | United States, Canada | ES_1130695_PAR20L6W30KDM_12222015080402_1442908 | 2255240
Aspirasia Group Inc. | AspirAsia | PAR LED LAMP | PAR20L6W50KDM |  | PAR20 | Reflector (Flood/Spot) | E26 (Medium) | Directional | LED | 10 | 50 | 86.7 | 64.1 | 1275 |  | 36 | 590 | 6.5 | 90.8 | No | 25000 | 5000 | 82 | 13 | 0.8 | -25 | Dimmable | 10% |  | Enclosed Fixtures |  |  |  | 2015-12-05 | 2016-04-08 | United States, Canada | ES_1130695_PAR20L6W50KDM_12222015080428_1468618 | 2255241
Aspirasia Group Inc. | AspirAsia | PAR LED LAMP | PAR30L11W30KDM |  | PAR30 | Reflector (Flood/Spot) | E26 (Medium) | Directional | LED | 10 | 75 | 116.1 | 96.1 | 1909 |  | 40 | 945 | 11 | 85.9 | No | 25000 | 3000 | 82 | 7 | 0.9 | -25 | Dimmable | 10% |  | Enclosed Fixtures |  |  |  | 2015-12-05 | 2016-04-08 | United States, Canada | ES_1130695_PAR30L11W30KDM_12222015080449_1489477 | 2255361
Aspirasia Group Inc. | AspirAsia | PAR LED LAMP | PAR30L11W50KDM |  | PAR30 | Reflector (Flood/Spot) | E26 (Medium) | Directional | LED | 10 | 75 | 116.1 | 96.1 | 1925 |  | 40 | 945 | 11 | 85.9 | No | 25000 | 5000 | 85 | 18 | 0.9 | -25 | Dimmable | 10% |  | Enclosed Fixtures |  |  |  | 2015-12-05 | 2016-04-08 | United States, Canada | ES_1130695_PAR30L11W50KDM_12222015080518_1518916 | 2255362
Aspirasia Group Inc. | AspirAsia | PAR LED LAMP | PAR38L14W30KDM |  | PAR38 | Reflector (Flood/Spot) | E26 (Medium) | Directional | LED | 10 | 100 | 129.8 | 122.3 | 2455 |  | 40 | 1200 | 14 | 85.7 | No | 25000 | 3000 | 82 | 8 | 0.9 | -25 | Dimmable | 10% |  | Enclosed Fixtures |  |  |  | 2015-12-05 | 2016-04-08 | United States, Canada | ES_1130695_PAR38L14W30KDM_12222015080615_1575538 | 2255363
Aspirasia Group Inc. | AspirAsia | PAR LED LAMP | PAR38L14W50KDM |  | PAR38 | Reflector (Flood/Spot) | E26 (Medium) | Directional | LED | 10 | 100 | 129.8 | 122.3 | 2408 |  | 40 | 1220 | 14 | 87.5 | No | 25000 | 5000 | 85 | 17 | 0.9 | -25 | Dimmable | 10% |  | Enclosed Fixtures |  |  |  | 2015-12-05 | 2016-04-08 | United States, Canada | ES_1130695_PAR38L14W50KDM_12222015080755_1675901 | 2255364
Atlantic Energy | Atlantic Energy | AELED0A19CBG15500(2700K) | AELED0A19CBG15500(2700K) |  | A19 | General Purpose Replacement | E26 (Medium) | Omnidirectional | LED | 5 | 60 | 111.5 | 60 |  |  |  | 800 | 9.5 | 84.2 | No | 25000 | 2700 | 82 | 4 | 1 | -20 | Dimmable | 20% |  | Enclosed Fixtures |  |  |  | 2015-08-03 | 2016-03-03 | United States, Canada | ES_1135109_AELED0A19CBG15500(2700K)_03042016050519_7919169 | 2261487
Atlantic Energy | Atlantic Energy | AELED0A19CBG15500(3000K) | AELED0A19CBG15500(3000K) |  | A19 | General Purpose Replacement | E26 (Medium) | Omnidirectional | LED | 5 | 60 | 111.5 | 60 |  |  |  | 800 | 9.5 | 84.2 | No | 25000 | 3000 | 82 | 4 | 1 | -20 | Dimmable | 20% |  | Enclosed Fixtures |  |  |  | 2015-08-03 | 2016-03-03 | United States, Canada | ES_1135109_AELED0A19CBG15500(3000K)_03042016050537_7937624 | 2261488
Atlantic Energy | Atlantic Energy | AELED0A19CBG15500(4000K) | AELED0A19CBG15500(4000K) |  | A19 | General Purpose Replacement | E26 (Medium) | Omnidirectional | LED | 5 | 60 | 111.5 | 60 |  |  |  | 800 | 9.5 | 84.2 | No | 25000 | 4000 | 82 | 4 | 1 | -20 | Dimmable | 20% |  | Enclosed Fixtures |  |  |  | 2015-08-03 | 2016-03-03 | United States, Canada | ES_1135109_AELED0A19CBG15500(4000K)_03042016050600_7960899 | 2261489
Atlantic Energy | Atlantic Energy | AELED0A19CBG15500(5000K) | AELED0A19CBG15500(5000K) |  | A19 | General Purpose Replacement | E26 (Medium) | Omnidirectional | LED | 5 | 60 | 111.5 | 60 |  |  |  | 800 | 9.5 | 84.2 | No | 25000 | 5000 | 82 | 4 | 1 | -20 | Dimmable | 20% |  | Enclosed Fixtures |  |  |  | 2015-08-03 | 2016-03-03 | United States, Canada | ES_1135109_AELED0A19CBG15500(5000K)_03042016050629_7989417 | 2261490
Aurio Lighting, Inc. | Aurio | BR20 | AL-BR20BAH-T2 |  | R20 | Reflector (Flood/Spot) | E26 (Medium) | Directional | LED | 3 | 45 | 94 | 70.9 | 157 |  | 110 | 450 | 7 | 64.3 | No | 25000 | 3000 | 81 | 9 | 1 | -20 | Dimmable | 10% |  | None |  |  |  | 2014-01-01 | 2015-02-11 | United States, Canada | ES_1131197_AL-BR20BAH-T2_02182015135442_1411796 | 2233458
Aurio Lighting, Inc. | Aurio | BR30 | AL-BR30BBC-T2 |  | BR30 | Reflector (Flood/Spot) | E26 (Medium) | Directional | LED | 3 | 65 | 134.9 | 103 |  |  |  | 800 | 12 | 66.7 | No | 25000 | 3000 | 81 | 9 | 1 | -20 | Dimmable | 5% |  | Damp Location Rated,Not for Use in Recessed Fixtures,Not for Use in Enclosed Fixtures,Shatter Resistant,Vibration Service |  |  |  | 2015-03-22 | 2015-03-30 | United States, Canada | ES_1131197_AL-BR30BBC-T2 _03302015164115_3208751 | 2236253
Aurio Lighting, Inc. | Aurio | BR40 | AL-BR40BBH-T2 |  | BR40 | Reflector (Flood/Spot) | E26 (Medium) | Directional | LED | 3 | 90 | 152.1 | 130.5 | 441 |  | 120 | 1300 | 17.5 | 74.3 | No | 25000 | 3000 | 81 | 8 | 1 | -20 | Dimmable | 10% |  | None |  |  |  | 2014-01-01 | 2015-02-06 | United States, Canada | ES_1131197_AL-BR40BBH-T2_02102015154641_1978820 | 2233457
Aurio Lighting, Inc. | Aurio | PAR20 | AL-PAR20BAJ-T2 |  | PAR20 | Reflector (Flood/Spot) | E26 (Medium) | Directional | LED | 3 | 50 | 84.1 | 69.9 | 1231 |  | 40 |  | 8.5 | 58.8 | No | 25000 | 3000 | 81 | 3 | 1 | -20 | Dimmable | 10% |  | None |  |  |  | 2014-01-01 | 2015-02-11 | United States, Canada | ES_1131197_AL-PAR20BAJ-T2_02182015135505_2637210 | 2233456
Aurio Lighting, Inc. | Aurio | PAR20 | AL-PAR20BAJ-T2.1 |  | PAR20 | Reflector (Flood/Spot) | E26 (Medium) | Directional | LED | 3 | 50 | 84.1 | 69.9 | 1362 |  | 25 |  | 8.5 | 58.8 | No | 25000 | 3000 | 81 | 3 | 1 | -20 | Dimmable | 10% |  | None |  |  |  | 2014-01-01 | 2015-02-11 | United States, Canada | ES_1131197_AL-PAR20BAJ-T2.1_02182015135505_8745194 | 2233455
Aurio Lighting, Inc. | Aurio | PAR30 | AL-PAR30BBE-T2 |  | PAR30 | Reflector (Flood/Spot) | E26 (Medium) | Directional | LED | 3 | 100 | 119.8 | 101.7 | 2145 |  | 40 |  | 14 | 57.1 | No | 25000 | 3000 | 82 | 6 | 1 | -20 | Dimmable | 10% |  | None |  |  |  | 2014-01-01 | 2015-02-11 | United States, Canada | ES_1131197_AL-PAR30BBE-T2_02182015135514_3345819 | 2233454
Aurio Lighting, Inc. | Aurio | PAR30 | AL-PAR30BBE-T2.1 |  | PAR30 | Reflector (Flood/Spot) | E26 (Medium) | Directional | LED | 3 | 50 | 119.8 | 101.7 | 1704 |  | 25 |  | 14 | 57.1 | No | 25000 | 3000 | 82 | 6 | 1 | -20 | Dimmable | 10% |  | None |  |  |  | 2014-01-01 | 2015-02-11 | United States, Canada | ES_1131197_AL-PAR30BBE-T2.1_02182015135514_9610102 | 2233453
AW Lighting Solutions | northern stars | Directional LED Lamp PAR20 | AW-LE-8PAR20/FL/27 |  | PAR20 | Reflector (Flood/Spot) | E26 (Medium) | Directional | LED | 3 | 50 | 85.6 | 63.2 | 1018 |  | 40 | 500 | 8 | 62.5 | No | 25000 | 2700 | 82 | 2 | 0.9 | -20 | Dimmable | 10% |  | Damp Location Rated,Recessed Fixtures,Not for Use in Enclosed Fixtures |  |  |  | 2015-05-20 | 2015-06-10 | United States, Canada | ES_1095265_AW-LE-8PAR20/FL/27_06102015145825_3017584 | 2242299
AW Lighting Solutions | northern stars | Directional LED Lamp PAR20 | AW-LE-8PAR20/FL/30 |  | PAR20 | Reflector (Flood/Spot) | E26 (Medium) | Directional | LED | 3 | 50 | 85.6 | 63.1 | 1005 |  | 40 | 500 | 8 | 62.5 | No | 25000 | 3000 | 83 | 8 | 0.9 | -20 | Dimmable | 10% |  | Damp Location Rated,Recessed Fixtures,Not for Use in Enclosed Fixtures |  |  |  | 2015-05-20 | 2015-06-10 | United States, Canada | ES_1095265_AW-LE-8PAR20/FL/30_06102015145757_5029715 | 2242301
AW Lighting Solutions | northern stars | Directional LED Lamp PAR30 | AW-LE-12PAR30LN/FL/27 |  | PAR30L | Reflector (Flood/Spot) | E26 (Medium) | Directional | LED | 3 | 75 | 115.4 | 96.1 | 1584 |  | 40 | 800 | 13 | 61.5 | No | 25000 | 2700 | 82 | 2 | 0.9 | -20 | Dimmable | 10% |  | Damp Location Rated,Recessed Fixtures,Not for Use in Enclosed Fixtures |  |  |  | 2015-05-30 | 2015-06-10 | United States, Canada | ES_1095265_AW-LE-12PAR30LN/FL/27_06102015160144_4912787 | 2242307
AW Lighting Solutions | northern stars | Directional LED Lamp PAR30 | AW-LE-12PAR30LN/FL/30 |  | PAR30L | Reflector (Flood/Spot) | E26 (Medium) | Directional | LED | 3 | 75 | 115.4 | 95.8 | 1680 |  | 40 | 800 | 13 | 61.5 | No | 25000 | 3000 | 83 | 6 | 0.9 | -20 | Dimmable | 10% |  | Damp Location Rated,Recessed Fixtures,Not for Use in Enclosed Fixtures |  |  |  | 2015-05-30 | 2015-06-10 | United States, Canada | ES_1095265_AW-LE-12PAR30LN/FL/30_06102015160226_0348716 | 2242309
AW Lighting Solutions | northern stars | Directional LED Lamp PAR38 | AW-LE-18PAR38/FL/30 |  | PAR38 | Reflector (Flood/Spot) | E26 (Medium) | Directional | LED | 3 | 100 | 133.2 | 124.6 | 2197 |  | 40 | 1100 | 18 | 61.1 | No | 25000 | 3000 | 83 | 6 | 1 | -20 | Dimmable | 10% |  | Damp Location Rated,Recessed Fixtures,Not for Use in Enclosed Fixtures |  |  |  | 2015-05-30 | 2015-06-10 | United States, Canada | ES_1095265_AW-LE-18PAR38/FL/30_06102015154145_7824562 | 2242305
AW Lighting Solutions | northern stars | LE-8MR16/FL/30 | LE-8MR16/FL/30 |  | MR16 | Reflector (Flood/Spot) | GU5.3 | Directional | LED | 3 | 50 | 52 | 50 | 1280 |  | 40 | 600 | 8 | 75 | No | 25000 | 3000 | 82 | 8 | 0.9 | -20 | Dimmable | 4% | Yes | Damp Location Rated | No |  |  | 2016-06-01 | 2016-07-22 | United States, Canada | ES_1095265_LE-8MR16/FL/30_06022016090818_8498732 | 2268524
AW Lighting Solutions | northern stars | Omni LED Lamp A19 | AW-LE-10A19/27 |  | A19 | General Purpose Replacement | E26 (Medium) | Omnidirectional | LED | 3 | 60 | 111.7 | 59.6 |  |  |  | 810 | 9.5 | 85.3 | No | 25000 | 2700 | 82 | 6 | 0.9 | -20 | Dimmable | 10% |  | Damp Location Rated,Not for Use in Enclosed Fixtures,Recessed Fixtures |  |  |  | 2015-05-30 | 2015-06-10 | United States, Canada | ES_1095265_06102015143323_9021367 | 2242293
AW Lighting Solutions | northern stars | Omni LED Lamp A19 | AW-LE-10A19/30 |  | A19 | General Purpose Replacement | E26 (Medium) | Omnidirectional | LED | 3 | 60 | 111.8 | 59.6 |  |  |  | 810 | 9.5 | 85.3 | No | 25000 | 3000 | 83 | 19 | 0.9 | -20 | Dimmable | 10% |  | Damp Location Rated,Not for Use in Enclosed Fixtures,Recessed Fixtures |  |  |  | 2015-05-30 | 2015-06-10 | United States, Canada | ES_1095265_AW-LE-10A19/30_06102015143826_4309814 | 2242294
AW Lighting Solutions | northern stars | Omni LED Lamp A19 | AW-LE-10A19/40 |  | A19 | General Purpose Replacement | E26 (Medium) | Omnidirectional | LED | 3 | 60 | 111.5 | 59.6 |  |  |  | 810 | 9.5 | 85.3 | No | 25000 | 4000 | 85 | 20 | 0.9 | -20 | Dimmable | 10% |  | Damp Location Rated,Not for Use in Enclosed Fixtures,Recessed Fixtures |  |  |  | 2015-05-30 | 2015-06-10 | United States, Canada | ES_1095265_AW-LE-10A19/40_06102015144046_1984903 | 2242295
AW Lighting Solutions | northern stars | Omni LED Lamp A19 | AW-LE-7A19/827 |  | A19 | General Purpose Replacement | E26 (Medium) | Omnidirectional | LED | 3 | 40 | 111.5 | 59.7 |  |  |  | 500 | 6 | 83.3 | No | 25000 | 2700 | 82 | 8 | 0.9 | -20 | Dimmable | 10% |  | Damp Location Rated,Not for Use in Enclosed Fixtures,Recessed Fixtures |  |  |  | 2015-05-30 | 2015-06-10 | United States, Canada | ES_1095265_AW-LE-7A19/27_06102015144717_0187849 | 2242296
AW Lighting Solutions | northern stars | Omni LED Lamp A19 | AW-LE-7A19/830 |  | A19 | General Purpose Replacement | E26 (Medium) | Omnidirectional | LED | 3 | 40 | 111.3 | 59.8 |  |  |  | 500 | 6 | 83.3 | No | 25000 | 3000 | 85 | 22 | 0.9 | -20 | Dimmable | 10% |  | Damp Location Rated,Not for Use in Enclosed Fixtures,Recessed Fixtures |  |  |  | 2015-05-30 | 2015-06-10 | United States, Canada | ES_1095265_AW-LE-7A19/30_06102015144756_0583809 | 2242297
AW Lighting Solutions | northern stars V | LED PAR16 Lamp | LE-8GU10/30 |  | PAR16 | Reflector (Flood/Spot) | GU10 | Directional | LED | 3 | 75 | 54.5 | 49.9 | 1318 |  | 40 | 500 | 7.5 | 66.7 | No | 25000 | 3000 | 84 | 15 | 0.9 | -20 | Dimmable | 10% |  | Damp Location Rated,Enclosed Fixtures,Recessed Fixtures |  |  |  | 2016-03-10 | 2016-03-10 | Canada | ES_1095265_LE-8GU10/30_03102016105502_5781994 | 2263201
AW Lighting Solutions | northern stars V | LED PAR16 Lamp | LE-8GU10/50 |  | PAR16 | Reflector (Flood/Spot) | GU10 | Directional | LED | 3 | 75 | 54.5 | 49.8 | 1411 |  | 40 | 600 | 7.5 | 80 | No | 25000 | 5000 | 86 | 26 | 0.9 | -20 | Dimmable | 10% |  | Damp Location Rated,Enclosed Fixtures,Recessed Fixtures |  |  |  | 2016-03-10 | 2016-03-10 | Canada | ES_1095265_LE-8GU10/50_03102016105535_5691795 | 2263202
AW Lighting Solutions | northern stars V | LED PAR16 Lamp | LE-8JDR16/30 |  | PAR16 | Reflector (Flood/Spot) | E26 (Medium) | Directional | LED | 3 | 75 | 72.7 | 49.6 | 1426 |  | 40 | 530 | 7.5 | 70.7 | No | 25000 | 3000 | 84 | 16 | 0.9 | -20 | Dimmable | 10% | Yes | Damp Location Rated | No |  |  | 2016-07-10 | 2016-08-17 | Canada | ES_1095265_LE-8JDR16/30_08172016163402_3248877 | 2276096
AW Lighting Solutions | northern stars V | LED PAR16 Lamp | LE-8JDR16/40 |  | PAR16 | Reflector (Flood/Spot) | E26 (Medium) | Directional | LED | 3 | 75 | 73.3 | 50 | 1488 |  | 40 | 600 | 7.5 | 80 | No | 25000 | 4000 | 84 | 16 | 0.9 | -20 | Dimmable | 10% | Yes | Damp Location Rated | No |  |  | 2016-07-10 | 2016-08-17 | Canada | ES_1095265_LE-8JDR16/40_08172016163433_1483978 | 2276097
AW Lighting Solutions | northern stars V | LED PAR16 Lamp | LE-8JDR16/50 |  | PAR16 | Reflector (Flood/Spot) | E26 (Medium) | Directional | LED | 3 | 75 | 72.9 | 49.8 | 1293 |  | 40 | 600 | 7.5 | 80 | No | 25000 | 5000 | 84 | 16 | 0.9 | -20 | Dimmable | 10% | Yes | Damp Location Rated | No |  |  | 2016-07-10 | 2016-08-17 | Canada | ES_1095265_LE-8JDR16/50_08172016163445_4328787 | 2276098
Bazz, Inc. | Bazz | Directional LED Bulb | BGUA7EZ 3000K |  | MR16 | Reflector (Flood/Spot) | GU10 | Directional | LED | 3 | 60 | 52.8 | 50.1 | 955 |  | 35 | 500 | 7 | 71.4 | No | 25000 | 3000 | 82 | 6 | 0.9 | -20 | Dimmable | 16% | No | Damp Location Rated | No |  |  | 2016-09-06 | 2016-09-20 | United States, Canada | ES_1061418_BGUA7EZ 3000K_09202016163452_9292203 | 2279834
Bazz, Inc. | Bazz | LED LAMP | BA19A7EZ(3000K) |  | A19 | General Purpose Replacement | E26 (Medium) | Omnidirectional | LED | 3 | 40 | 107.6 | 59.9 |  |  |  | 550 | 6.5 | 84.6 | No | 25000 | 3000 | 82 | 4 | 0.9 | -20 | Dimmable | 18% | No | None | No |  |  | 2016-08-20 | 2016-08-22 | United States, Canada | ES_1061418_BA19A7EZ(3000K)_09022016163755_8988581 | 2278347
Beautiful Light Technology | bltc | BLM4026D120-NVW181H1DM2 | BLM4026D120-NVW181H1DM2 |  | BR40 | Reflector (Flood/Spot) | E26 (Medium) | Directional | LED | 3 | 90 | 150 | 128 |  |  | 120 | 1345 | 18 | 80.5 | No | 25000 | 2700 | 82 | 10 | 0.9 | -20 | Dimmable | 10% |  | Damp Location Rated,Enclosed Fixtures,Recessed Fixtures |  |  |  | 2015-07-31 | 2015-07-28 | United States | ES_1131512_BLM4026D120-NVW181H1DM2_08052015032429_5069935 | 2245035
Beautiful Light Technology | bltc | BLM4026D120-NWW121H1DM2 | BLM4026D120-NWW121H1DM2 |  | BR40 | Reflector (Flood/Spot) | E26 (Medium) | Directional | LED | 3 | 75 | 150 | 128 |  |  | 120 | 1115 | 16 | 71.4 | No | 25000 | 3000 | 82 | 19 | 0.9 | -20 | Dimmable | 10% |  | Damp Location Rated,Enclosed Fixtures,Recessed Fixtures |  |  |  | 2015-07-31 | 2015-07-28 | United States | ES_1131512_BLM4026D120-NWW121H1DM2_08052015031912_4752054 | 2245032
Beautiful Light Technology | bltc | BLM4026D120-NWW181H1DM2 | BLM4026D120-NWW181H1DM2 |  | BR40 | Reflector (Flood/Spot) | E26 (Medium) | Directional | LED | 3 | 90 | 150 | 128 |  |  | 120 | 1310 | 18 | 78.3 | No | 25000 | 3000 | 83 | 20 | 0.9 | -20 | Dimmable | 10% |  | Damp Location Rated,Enclosed Fixtures,Recessed Fixtures |  |  |  | 2015-07-31 | 2015-07-28 | United States | ES_1131512_BLM4026D120-NWW181H1DM2_08052015032525_5125514 | 2245036
Best Lighting Products | Best | LEDA19-9W-27K-DIM | LEDA19-9W-27K-DIM | ,LEDA19-9W-27K-DIM,2700K; ,LEDA19-9W-4K-DIM,4000K | A19 | General Purpose Replacement | E26 (Medium) | Omnidirectional | LED | 5 | 60 | 111 | 60 |  |  |  | 800 | 9 | 88.9 | No | 15000 | 2700 | 82 | 5 | 1 | 0 | Dimmable | 10% | No | None | No |  |  | 2016-08-16 | 2016-08-30 | United States | ES_1136532_LEDA19-9W-27K-DIM_06302016103834_3988965 | 2277183
Best Lighting Products | Best | LEDBR30-11W-27K | LEDBR30-11W-27K | ,LEDBR30-11W-27K,2700K; ,LEDBR30-11W-4K,4000K | BR30 | Reflector (Flood/Spot) | E26 (Medium) | Directional | LED | 5 | 65 | 129 | 95 | 252 |  | 109 | 800 | 11 | 72.7 | No | 25000 | 2700 | 81 | 7 | 1 | 0 | Dimmable | 10% | Yes | Damp Location Rated | No |  |  | 2016-07-11 | 2016-07-19 | United States | ES_1136532_LEDBR30-11W-27K_07112016151242_752222 | 2272723
Best Lighting Products | Best | LEDBR40-15W-27K | LEDBR40-15W-27K | ,LEDBR40-15W-27K,2700K; ,LEDBR40-15W-4K, | BR40 | Reflector (Flood/Spot) | E26 (Medium) | Directional | LED | 5 | 85 | 152 | 122 | 335 |  | 112 | 1100 | 15 | 73.3 | No | 25000 | 2700 | 82 | 10 | 1 | 0 | Dimmable | 10% | Yes | Damp Location Rated | No |  |  | 2016-07-11 | 2016-07-19 | United States | ES_1136532_LEDBR40-15W-27K_07112016150557_9538690 | 2272724
Best Lighting Products | Best | LEDPAR20-6W-3K | LEDPAR20-6W-3K | ,LEDPAR20-6W-3K,3000K; ,LEDPAR20-6W-5K,5000K | PAR20 | Reflector (Flood/Spot) | E26 (Medium) | Directional | LED | 5 | 50 | 88.5 | 63.5 | 1783 |  | 21 | 450 | 6 | 75 | No | 25000 | 3000 | 81 | 6 | 1 | 0 | Dimmable | 10% | Yes | Damp Location Rated | No |  |  | 2016-07-11 | 2016-07-19 | United States | ES_1136532_LEDPAR20-6W-3K_07152016111023_3263666 | 2272725
Best Lighting Products | Best | LEDPAR30-9W-3K | LEDPAR30-9W-3K | ,LEDPAR30-9W-3K,3000K; ,LEDPAR30-9W-5K,5000K | PAR30 | Reflector (Flood/Spot) | E26 (Medium) | Directional | LED | 5 | 75 | 114 | 95 | 2967 |  | 24 | 750 | 9 | 83.3 | No | 25000 | 3000 | 81 | 6 | 1 | 0 | Dimmable | 10% | Yes | Damp Location Rated | No |  |  | 2016-07-11 | 2016-07-19 | United States | ES_1136532_LEDPAR30-9W-3K_07152016111234_8254205 | 2272726
Best Lighting Products | Best | LEDPAR38-13W-3K | LEDPAR38-13W-3K | ,LEDPAR38-13W-3K,3000K; ,LEDPAR38-13W-5K,5000K | PAR38 | Reflector (Flood/Spot) | E26 (Medium) | Directional | LED | 5 | 90 | 131 | 120 | 3777 |  | 25 | 950 | 13 | 73.1 | No | 25000 | 3000 | 81 | 6 | 1 | 0 | Dimmable | 10% | Yes | Damp Location Rated | No |  |  | 2016-07-11 | 2016-07-12 | United States | ES_1136532_LEDPAR38-13W-3K_07152016111333_129815 | 2272727
Best Lighting Products | Best | LEDR20-7W-27K | LEDR20-7W-27K | ,LEDR20-7W-27K,2700K; ,LEDR20-7W-4K,4000K | R20 | Reflector (Flood/Spot) | E26 (Medium) | Directional | LED | 5 | 50 | 94.5 | 64 | 152 |  | 109 | 525 | 7 | 75 | No | 25000 | 2700 | 81 | 5 | 1 | 0 | Dimmable | 10% | Yes | Damp Location Rated | No |  |  | 2016-07-11 | 2016-07-19 | United States | ES_1136532_LEDR20-7W-27K_07112016151823_8016321 | 2272722
Beyond LED Technology | BEYOND | Directional LED Lamp BR30 | 105304 |  | BR30 | Reflector (Flood/Spot) | E26 (Medium) | Directional | LED | 5 | 85 | 131.7 | 94.7 |  |  |  | 1200 | 15 | 80 | No | 25000 | 5000 | 83 | 10 | 1 | -20 | Dimmable | 5% |  | Damp Location Rated,Recessed Fixtures,Not for Use in Enclosed Fixtures |  |  |  | 2015-09-09 | 2015-09-23 | United States | ES_1133472_105304_09232015155424_9878135 | 2249157
Beyond LED Technology | BEYOND | Directional LED Lamp PAR38 | 105296 |  | PAR38 | Reflector (Flood/Spot) | E26 (Medium) | Directional | LED | 5 | 100 | 134.4 | 120.7 | 2935 |  | 40 | 1100 | 16 | 68.8 | No | 25000 | 3000 | 81 | 10 | 1 | -20 | Dimmable | 10% |  | Damp Location Rated,Recessed Fixtures,Not for Use in Enclosed Fixtures |  |  |  | 2015-09-09 | 2015-09-23 | United States | ES_1133472_105296_09232015154821_4887191 | 2249156
Beyond LED Technology | BEYOND | Omni LED Lamp A19 | 103398 |  | A19 | General Purpose Replacement | E26 (Medium) | Omnidirectional | LED | 5 | 60 | 111.6 | 65.7 |  |  |  | 800 | 9.9 | 80.8 | No | 25000 | 3000 | 83 | 10 | 0.8 | -20 | Dimmable | 5% |  | Damp Location Rated,Not for Use in Enclosed Fixtures,Recessed Fixtures |  |  |  | 2015-09-09 | 2015-09-23 | United States | ES_1133472_103398_09232015153612_4689151 | 2249154
Beyond LED Technology | BEYOND | Omni LED Lamp A19 | 103398-1 |  | A19 | General Purpose Replacement | E26 (Medium) | Omnidirectional | LED | 5 | 60 | 110.9 | 65.6 |  |  |  | 800 | 9.9 | 80.8 | No | 25000 | 5000 | 86 | 22 | 0.8 | -20 | Dimmable | 5% |  | Damp Location Rated,Recessed Fixtures,Not for Use in Enclosed Fixtures |  |  |  | 2015-09-09 | 2015-09-23 | United States | ES_1133472_103398-1_09232015153644_8962135 | 2249155
Bluegrass Evergreen LLC. | BGLighting | BR30 LED Lamp | BGLED-BR30LN-8W |  | BR30 | Reflector (Flood/Spot) | E26 (Medium) | Directional | LED | 3 | 65 | 130.7 | 94.7 |  |  | 108 | 750 | 8 | 93.8 | No | 25000 | 3000 | 83 | 18 | 0.7 | -18 | Dimmable | 10% |  | Not for Use in Enclosed Fixtures |  |  |  | 2015-09-15 | 2015-09-16 | United States | ES_1133647_BGLED-BR30LN-8W_09172015125221_1023896 | 2248121
Bravoled Lighting Manufacturing Co., Ltd | Bravoled | BL-A19-7.0YYZZ | BL-A19-7.0YYZZ (4000K) |  | A19 | General Purpose Replacement | E26 (Medium) | Omnidirectional | LED | 3 | 60 | 108.1 | 59.9 |  |  |  | 800 | 7 | 114.3 | No | 25000 | 4000 | 81 | 6 | 1 | -20 | Dimmable | 20% |  | Damp Location Rated,Not for Use in Enclosed Fixtures,Recessed Fixtures |  |  |  | 2015-04-01 | 2015-09-03 | United States, Canada | ES_1124137_BL-A19-7.0YYZZ (4000K)_05142015125627_8187297 | 2239349
Bravoled Lighting Manufacturing Co., Ltd | Bravoled | BL-A19-7.0YYZZ | BL-A19-7.0YYZZ (5000K) |  | A19 | General Purpose Replacement | E26 (Medium) | Omnidirectional | LED | 3 | 60 | 108.1 | 59.9 |  |  |  | 800 | 7 | 114.3 | No | 25000 | 5000 | 81 | 6 | 1 | -20 | Dimmable | 20% |  | Damp Location Rated,Not for Use in Enclosed Fixtures,Recessed Fixtures |  |  |  | 2015-04-01 | 2015-09-03 | United States, Canada | ES_1124137_BL-A19-7.0YYZZ (5000K)_05142015125639_8199459 | 2239350
Bravoled Lighting Manufacturing Co., Ltd | Bravoled | BL-A19-9.5YYZZ | BL-A19-9.5YYZZ (2700K) |  | A19 | General Purpose Replacement | E26 (Medium) | Omnidirectional | LED | 3 | 60 | 109.8 | 60 |  |  |  | 800 | 9.5 | 84.2 | No | 25000 | 2700 | 81 | 8 | 0.9 | -20 | Dimmable | 20% |  | Damp Location Rated,Recessed Fixtures |  |  |  | 2015-04-01 | 2015-08-07 | United States, Canada | ES_1124137_BL-A19-9.5YYZZ (2700K)_05132015112304_6184259 | 2239241
Bravoled Lighting Manufacturing Co., Ltd | Bravoled | BL-A19-9.5YYZZ | BL-A19-9.5YYZZ (3000K) |  | A19 | General Purpose Replacement | E26 (Medium) | Omnidirectional | LED | 3 | 60 | 109.8 | 60 |  |  |  | 800 | 9.5 | 84.2 | No | 25000 | 3000 | 81 | 8 | 0.9 | -20 | Dimmable | 20% |  | Damp Location Rated,Recessed Fixtures |  |  |  | 2015-04-01 | 2015-08-07 | United States, Canada | ES_1124137_BL-A19-9.5YYZZ (3000K)_05132015112318_6198467 | 2239242
Bravoled Lighting Manufacturing Co., Ltd | Bravoled | BL-A19-9.5YYZZ | BL-A19-9.5YYZZ (4000K) |  | A19 | General Purpose Replacement | E26 (Medium) | Omnidirectional | LED | 3 | 60 | 109.8 | 60 |  |  |  | 800 | 9.5 | 84.2 | No | 25000 | 4000 | 81 | 8 | 0.9 | -20 | Dimmable | 20% |  | Damp Location Rated,Recessed Fixtures |  |  |  | 2015-04-01 | 2015-08-07 | United States, Canada | ES_1124137_BL-A19-9.5YYZZ (4000K)_05132015112329_6209817 | 2239243
Bravoled Lighting Manufacturing Co., Ltd | Bravoled | BL-A19-9.5YYZZ | BL-A19-9.5YYZZ (5000K) |  | A19 | General Purpose Replacement | E26 (Medium) | Omnidirectional | LED | 3 | 60 | 109.8 | 60 |  |  |  | 800 | 9.5 | 84.2 | No | 25000 | 5000 | 81 | 8 | 0.9 | -20 | Dimmable | 20% |  | Damp Location Rated,Recessed Fixtures |  |  |  | 2015-04-01 | 2015-08-07 | United States, Canada | ES_1124137_BL-A19-9.5YYZZ (5000K)_05132015112342_6222641 | 2239244
Bravoled Lighting Manufacturing Co., Ltd | Bravoled | BL-A19-9.5YYZZCC27P | BL-A19-9.5YYZZCC27P |  | A19 | General Purpose Replacement | E26 (Medium) | Omnidirectional | LED | 3 | 60 | 111.5 | 60 |  |  |  | 800 | 9.5 | 85 | No | 25000 | 2700 | 82 | 4 | 0.9 | -20 | Dimmable | 20% |  | Damp Location Rated,Recessed Fixtures |  |  |  | 2015-01-15 | 2016-01-30 | United States | ES_1124137_BL-A19-9.5YYZZCC27P_09212015073741_1061808 | 2248247
Bravoled Lighting Manufacturing Co., Ltd | Bravoled | BL-A19-9.5YYZZCC27P | BL-A19-9.5YYZZCC27P |  | A19 | General Purpose Replacement | E26 (Medium) | Omnidirectional | LED | 3 | 60 | 112.3 | 60.1 |  |  |  | 800 | 9.5 | 85 | No | 25000 | 2700 | 82 | 7 | 1 | -20 | Dimmable | 20% | Yes | Damp Location Rated,Recessed Fixtures | No |  |  | 2015-11-20 | 2016-10-13 | United States, Canada | ES_1124137_BL-A19-9.5YYZZCC27P_06142016060747_4467292 | 2269674
Bravoled Lighting Manufacturing Co., Ltd | Bravoled | BL-A19-9.5YYZZCC27P-V2 | BL-A19-9.5YYZZCC27P-V2 |  | A19 | General Purpose Replacement | E26 (Medium) | Omnidirectional | LED | 3 | 60 | 116.5 | 60 |  |  |  | 800 | 9.5 | 80 | No | 25000 | 2700 | 82 | 8 | 1 | -20 | Dimmable | 10% | No | Damp Location Rated,Not for Use in Recessed Fixtures | No |  |  | 2016-07-19 | 2016-08-15 | United States, Canada | ES_1124137_BL-A19-9.5YYZZCC27P-V2_08162016051324_4404662 | 2275306
Bravoled Lighting Manufacturing Co., Ltd | Bravoled | BL-A19-9.5YYZZCC30P | BL-A19-9.5YYZZCC30P |  | A19 | General Purpose Replacement | E26 (Medium) | Omnidirectional | LED | 3 | 60 | 111.4 | 59.9 |  |  |  | 800 | 9.5 | 85 | No | 25000 | 3000 | 82 | 5 | 0.9 | -20 | Dimmable | 20% |  | Damp Location Rated,Recessed Fixtures |  |  |  | 2015-01-15 | 2016-01-30 | United States | ES_1124137_BL-A19-9.5YYZZCC30P_09212015073805_1085646 | 2248242
Bravoled Lighting Manufacturing Co., Ltd | Bravoled | BL-A19-9.5YYZZCC30P | BL-A19-9.5YYZZCC30P |  | A19 | General Purpose Replacement | E26 (Medium) | Omnidirectional | LED | 3 | 60 | 112 | 60.1 |  |  |  | 800 | 9.5 | 85 | No | 25000 | 3000 | 83 | 13 | 1 | -20 | Dimmable | 20% | Yes | Damp Location Rated,Recessed Fixtures | No |  |  | 2015-11-20 | 2016-10-13 | United States, Canada | ES_1124137_BL-A19-9.5YYZZCC30P_06142016060759_4479011 | 2269675
Bravoled Lighting Manufacturing Co., Ltd | Bravoled | BL-A19-9.5YYZZCC30P-V2 | BL-A19-9.5YYZZCC30P-V2 |  | A19 | General Purpose Replacement | E26 (Medium) | Omnidirectional | LED | 3 | 60 | 116.5 | 60 |  |  |  | 800 | 9.5 | 80 | No | 25000 | 3000 | 84 | 14 | 1 | -20 | Dimmable | 10% | No | Damp Location Rated,Not for Use in Recessed Fixtures | No |  |  | 2016-07-19 | 2016-08-15 | United States, Canada | ES_1124137_BL-A19-9.5YYZZCC30P-V2_08162016051342_4422609 | 2275307
Bravoled Lighting Manufacturing Co., Ltd | Bravoled | BL-A19-9.5YYZZCC35P | BL-A19-9.5YYZZCC35P |  | A19 | General Purpose Replacement | E26 (Medium) | Omnidirectional | LED | 3 | 60 | 111.8 | 60.1 |  |  |  | 800 | 9.5 | 85 | No | 25000 | 3500 | 83 | 8 | 1 | -20 | Dimmable | 20% | Yes | Damp Location Rated,Recessed Fixtures | No |  |  | 2015-11-20 | 2016-10-13 | United States, Canada | ES_1124137_BL-A19-9.5YYZZCC35P_06142016060812_4492645 | 2269676
Bravoled Lighting Manufacturing Co., Ltd | Bravoled | BL-A19-9.5YYZZCC40P | BL-A19-9.5YYZZCC40P |  | A19 | General Purpose Replacement | E26 (Medium) | Omnidirectional | LED | 3 | 60 | 111.1 | 59.9 |  |  |  | 800 | 9.5 | 85 | No | 25000 | 4000 | 82 | 2 | 0.9 | -20 | Dimmable | 20% |  | Damp Location Rated,Recessed Fixtures |  |  |  | 2015-01-15 | 2016-01-30 | United States | ES_1124137_BL-A19-9.5YYZZCC40P_09212015073827_1107502 | 2248240
Bravoled Lighting Manufacturing Co., Ltd | Bravoled | BL-A19-9.5YYZZCC40P | BL-A19-9.5YYZZCC40P |  | A19 | General Purpose Replacement | E26 (Medium) | Omnidirectional | LED | 3 | 60 | 111.8 | 60.2 |  |  |  | 800 | 9.5 | 85 | No | 25000 | 4000 | 82 | 9 | 1 | -20 | Dimmable | 20% | Yes | Damp Location Rated,Recessed Fixtures | No |  |  | 2015-11-20 | 2016-10-13 | United States, Canada | ES_1124137_BL-A19-9.5YYZZCC40P_06142016060821_4501585 | 2269678
Bravoled Lighting Manufacturing Co., Ltd | Bravoled | BL-A19-9.5YYZZCC40P-V2 | BL-A19-9.5YYZZCC40P-V2 |  | A19 | General Purpose Replacement | E26 (Medium) | Omnidirectional | LED | 3 | 60 | 116.5 | 60 |  |  |  | 800 | 9.5 | 80 | No | 25000 | 4000 | 83 | 9 | 1 | -20 | Dimmable | 10% | No | Damp Location Rated,Not for Use in Recessed Fixtures | No |  |  | 2016-07-19 | 2016-08-15 | United States, Canada | ES_1124137_BL-A19-9.5YYZZCC40P-V2_08162016051401_4441762 | 2275308
Bravoled Lighting Manufacturing Co., Ltd | Bravoled | BL-A19-9.5YYZZCC50P | BL-A19-9.5YYZZCC50P |  | A19 | General Purpose Replacement | E26 (Medium) | Omnidirectional | LED | 3 | 60 | 111.8 | 59.8 |  |  |  | 800 | 9.5 | 85 | No | 25000 | 5000 | 81 | 1 | 0.9 | -20 | Dimmable | 20% |  | Damp Location Rated,Recessed Fixtures |  |  |  | 2015-01-15 | 2016-01-30 | United States | ES_1124137_BL-A19-9.5YYZZCC50P_09212015073908_1148308 | 2248241
Bravoled Lighting Manufacturing Co., Ltd | Bravoled | BL-A19-9.5YYZZCC50P | BL-A19-9.5YYZZCC50P |  | A19 | General Purpose Replacement | E26 (Medium) | Omnidirectional | LED | 3 | 60 | 111.8 | 60.1 |  |  |  | 800 | 9.5 | 85 | No | 25000 | 5000 | 83 | 13 | 1 | -20 | Dimmable | 20% | Yes | Damp Location Rated,Recessed Fixtures | No |  |  | 2015-11-20 | 2016-10-13 | United States, Canada | ES_1124137_BL-A19-9.5YYZZCC50P_06142016060831_4511391 | 2269680
Bravoled Lighting Manufacturing Co., Ltd | Bravoled | BL-A19-9.5YYZZCC50P-V2 | BL-A19-9.5YYZZCC50P-V2 |  | A19 | General Purpose Replacement | E26 (Medium) | Omnidirectional | LED | 3 | 60 | 116.5 | 60 |  |  |  | 800 | 9.5 | 80 | No | 25000 | 5000 | 86 | 22 | 1 | -20 | Dimmable | 10% | No | Damp Location Rated,Not for Use in Recessed Fixtures | No |  |  | 2016-07-19 | 2016-08-15 | United States, Canada | ES_1124137_BL-A19-9.5YYZZCC50P-V2_08162016051426_4466564 | 2275309
Bravoled Lighting Manufacturing Co., Ltd | Bravoled | BL-B11-040101CC30A | BL-B11-040101CC30A |  | Decorative: Other | Decorative | E12 (Candelabra) | Decorative | LED | 3 | 40 | 128 | 39 |  |  |  | 300 | 4 | 75 | No | 25000 | 3000 | 83 | 14 | 0.8 | -20 | Dimmable | 20% |  | Damp Location Rated |  |  |  | 2016-02-03 | 2016-04-22 | United States, Canada | ES_1124137_BL-B11-040101CC30A_04272016053353_5233373 | 2265364
Bravoled Lighting Manufacturing Co., Ltd | Bravoled | BL-B11-040101CC40A | BL-B11-040101CC40A |  | Decorative: Other | Decorative | E12 (Candelabra) | Decorative | LED | 3 | 40 | 125 | 36 |  |  |  | 300 | 4 | 75 | No | 25000 | 4000 | 84 | 17 | 0.8 | -20 | Dimmable | 20% |  | Damp Location Rated |  |  |  | 2016-02-03 | 2016-04-22 | United States, Canada | ES_1124137_BL-B11-040101CC40A_04272016053409_5249715 | 2265365
Bravoled Lighting Manufacturing Co., Ltd | Bravoled | BL-B11-040101CC50A | BL-B11-040101CC50A |  | Decorative: Other | Decorative | E12 (Candelabra) | Decorative | LED | 3 | 40 | 131 | 36 |  |  |  | 300 | 4 | 75 | No | 25000 | 5000 | 85 | 21 | 0.8 | -20 | Dimmable | 20% |  | Damp Location Rated |  |  |  | 2016-02-03 | 2016-04-22 | United States, Canada | ES_1124137_BL-B11-040101CC50A_04272016053430_5270849 | 2265366
Bravoled Lighting Manufacturing Co., Ltd | Bravoled | BL-B11-04YYZZCC27P-V2 | BL-B11-04YYZZCC27P-V2 |  | BA10 | Decorative | E12 (Candelabra) | Decorative | LED | 3 | 40 | 125 | 38 |  |  |  | 300 | 4 | 75 | No | 25000 | 2700 | 82 | 7 | 0.8 | -20 | Dimmable | 15% | No | Damp Location Rated,Not for Use in Recessed Fixtures | No |  |  | 2016-07-19 | 2016-08-18 | United States, Canada | ES_1124137_BL-B11-04YYZZCC27P-V2_08192016015348_1629002 | 2276106
Bravoled Lighting Manufacturing Co., Ltd | Bravoled | BL-B11-04YYZZCC30P-V2 | BL-B11-04YYZZCC30P-V2 |  | BA10 | Decorative | E12 (Candelabra) | Decorative | LED | 3 | 40 | 125 | 38 |  |  |  | 300 | 4 | 75 | No | 25000 | 3000 | 83 | 11 | 0.8 | -20 | Dimmable | 15% | No | Damp Location Rated,Not for Use in Recessed Fixtures | No |  |  | 2016-10-25 | 2016-10-26 | United States, Canada | ES_1124137_BL-B11-04YYZZCC30P-V2_10272016053427_6467211 | 2282499
Bravoled Lighting Manufacturing Co., Ltd | Bravoled | BL-B11-04YYZZCC40P-V2 | BL-B11-04YYZZCC40P-V2 |  | BA10 | Decorative | E12 (Candelabra) | Decorative | LED | 3 | 40 | 125 | 38 |  |  |  | 300 | 4 | 75 | No | 25000 | 4000 | 84 | 11 | 0.8 | -20 | Dimmable | 15% | No | Damp Location Rated,Not for Use in Recessed Fixtures | No |  |  | 2016-10-25 | 2016-10-26 | United States, Canada | ES_1124137_BL-B11-04YYZZCC40P-V2_10272016053438_6478145 | 2282500
Bravoled Lighting Manufacturing Co., Ltd | Bravoled | BL-B11-04YYZZCC50P-V2 | BL-B11-04YYZZCC50P-V2 |  | BA10 | Decorative | E12 (Candelabra) | Decorative | LED | 3 | 40 | 125 | 38 |  |  |  | 300 | 4 | 75 | No | 25000 | 5000 | 84 | 14 | 0.8 | -20 | Dimmable | 15% | No | Damp Location Rated,Not for Use in Recessed Fixtures | No |  |  | 2016-10-25 | 2016-10-26 | United States, Canada | ES_1124137_BL-B11-04YYZZCC50P-V2_10272016053448_6488658 | 2282501
Bravoled Lighting Manufacturing Co., Ltd | Bravoled | BL-B11-060101CC30A | BL-B11-060101CC30A |  | Decorative: Other | Decorative | E12 (Candelabra) | Decorative | LED | 3 | 60 | 131 | 36 |  |  |  | 500 | 6 | 83.3 | No | 25000 | 3000 | 84 | 19 | 0.9 | -20 | Dimmable | 20% |  | Damp Location Rated |  |  |  | 2016-02-03 | 2016-04-22 | United States, Canada | ES_1124137_BL-B11-060101CC30A_04272016053445_5285466 | 2265367
Bravoled Lighting Manufacturing Co., Ltd | Bravoled | BL-B11-060101CC40A | BL-B11-060101CC40A |  | Decorative: Other | Decorative | E12 (Candelabra) | Decorative | LED | 3 | 60 | 128.9 | 37.2 |  |  |  | 500 | 6 | 83.3 | No | 25000 | 4000 | 83 | 14 | 0.9 | -20 | Dimmable | 20% |  | Damp Location Rated |  |  |  | 2016-02-03 | 2016-04-22 | United States, Canada | ES_1124137_BL-B11-060101CC40A_04272016053502_5302431 | 2265368
Bravoled Lighting Manufacturing Co., Ltd | Bravoled | BL-B11-060101CC50A | BL-B11-060101CC50A |  | Decorative: Other | Decorative | E12 (Candelabra) | Decorative | LED | 3 | 60 | 131.5 | 38.6 |  |  |  | 500 | 6 | 83.3 | No | 25000 | 5000 | 84 | 17 | 0.9 | -20 | Dimmable | 20% |  | Damp Location Rated |  |  |  | 2016-02-03 | 2016-04-22 | United States, Canada | ES_1124137_BL-B11-060101CC50A_04272016053520_5320085 | 2265369
Bravoled Lighting Manufacturing Co., Ltd | Bravoled | BL-B11-06YYZZCC27P-V2 | BL-B11-06YYZZCC27P-V2 |  | BA10 | Decorative | E12 (Candelabra) | Decorative | LED | 3 | 40 | 125 | 38 |  |  |  | 500 | 6 | 75 | No | 25000 | 2700 | 81 | 6 | 0.9 | -20 | Dimmable | 15% | No | Damp Location Rated,Not for Use in Recessed Fixtures | No |  |  | 2016-07-19 | 2016-08-18 | United States, Canada | ES_1124137_BL-B11-06YYZZCC27P-V2_08192016015749_1869033 | 2276107
Bravoled Lighting Manufacturing Co., Ltd | Bravoled | BL-B11-06YYZZCC30P-V2 | BL-B11-06YYZZCC30P-V2 |  | BA10 | Decorative | E12 (Candelabra) | Decorative | LED | 3 | 40 | 125 | 38 |  |  |  | 500 | 6 | 75 | No | 25000 | 3000 | 83 | 10 | 0.9 | -20 | Dimmable | 15% | No | Damp Location Rated,Not for Use in Recessed Fixtures | No |  |  | 2016-10-25 | 2016-10-26 | United States, Canada | ES_1124137_BL-B11-06YYZZCC30P-V2_10272016062305_9385812 | 2282502
Bravoled Lighting Manufacturing Co., Ltd | Bravoled | BL-B11-06YYZZCC40P-V2 | BL-B11-06YYZZCC40P-V2 |  | BA10 | Decorative | E12 (Candelabra) | Decorative | LED | 3 | 40 | 125 | 38 |  |  |  | 500 | 6 | 75 | No | 25000 | 4000 | 84 | 11 | 0.9 | -20 | Dimmable | 15% | No | Damp Location Rated,Not for Use in Recessed Fixtures | No |  |  | 2016-10-25 | 2016-10-26 | United States, Canada | ES_1124137_BL-B11-06YYZZCC40P-V2_10272016062315_9395631 | 2282503
Bravoled Lighting Manufacturing Co., Ltd | Bravoled | BL-B11-06YYZZCC50P-V2 | BL-B11-06YYZZCC50P-V2 |  | BA10 | Decorative | E12 (Candelabra) | Decorative | LED | 3 | 40 | 125 | 38 |  |  |  | 500 | 6 | 75 | No | 25000 | 5000 | 85 | 16 | 0.9 | -20 | Dimmable | 15% | No | Damp Location Rated,Not for Use in Recessed Fixtures | No |  |  | 2016-10-25 | 2016-10-26 | United States, Canada | ES_1124137_BL-B11-06YYZZCC50P-V2_10272016062327_9407814 | 2282504
Bravoled Lighting Manufacturing Co., Ltd | Bravoled | BL-BR20-6.5YYZZCC27P | BL-BR20-6.5YYZZCC27P |  | R20 | Reflector (Flood/Spot) | E26 (Medium) | Directional | LED | 3 | 45 | 96.3 | 63 | 203 |  | 100 | 480 | 6.5 | 75 | No | 25000 | 2700 | 82 | 6 | 0.9 | -20 | Dimmable | 20% | Yes | Damp Location Rated | No |  |  | 2015-11-20 | 2016-10-14 | United States, Canada | ES_1124137_BL-BR20-6.5YYZZCC27P_06142016063413_6053885 | 2269684
Bravoled Lighting Manufacturing Co., Ltd | Bravoled | BL-BR20-6.5YYZZCC30P | BL-BR20-6.5YYZZCC30P |  | R20 | Reflector (Flood/Spot) | E26 (Medium) | Directional | LED | 3 | 45 | 96.4 | 63.2 | 212 |  | 100 | 480 | 6.5 | 75 | No | 25000 | 3000 | 83 | 13 | 0.9 | -20 | Dimmable | 20% | Yes | Damp Location Rated | No |  |  | 2015-11-20 | 2016-10-14 | United States, Canada | ES_1124137_BL-BR20-6.5YYZZCC30P_06142016063426_6066862 | 2269685
Bravoled Lighting Manufacturing Co., Ltd | Bravoled | BL-BR20-6.5YYZZCC35P | BL-BR20-6.5YYZZCC35P |  | R20 | Reflector (Flood/Spot) | E26 (Medium) | Directional | LED | 3 | 45 | 96.3 | 63.1 | 237 |  | 100 | 480 | 6.5 | 75 | No | 25000 | 3500 | 83 | 8 | 0.9 | -20 | Dimmable | 20% | Yes | Damp Location Rated | No |  |  | 2015-11-20 | 2016-10-14 | United States, Canada | ES_1124137_BL-BR20-6.5YYZZCC35P_06142016063438_6078632 | 2269686
Bravoled Lighting Manufacturing Co., Ltd | Bravoled | BL-BR20-6.5YYZZCC40P | BL-BR20-6.5YYZZCC40P |  | R20 | Reflector (Flood/Spot) | E26 (Medium) | Directional | LED | 3 | 45 | 96.6 | 63.1 | 223 |  | 100 | 480 | 6.5 | 75 | No | 25000 | 4000 | 82 | 9 | 0.9 | -20 | Dimmable | 20% | Yes | Damp Location Rated | No |  |  | 2015-11-20 | 2016-10-14 | United States, Canada | ES_1124137_BL-BR20-6.5YYZZCC40P_06142016063449_6089968 | 2269687
Bravoled Lighting Manufacturing Co., Ltd | Bravoled | BL-BR20-6.5YYZZCC50P | BL-BR20-6.5YYZZCC50P |  | R20 | Reflector (Flood/Spot) | E26 (Medium) | Directional | LED | 3 | 45 | 96.6 | 63 | 232 |  | 100 | 480 | 6.5 | 75 | No | 25000 | 5000 | 82 | 8 | 0.9 | -20 | Dimmable | 20% | Yes | Damp Location Rated | No |  |  | 2015-11-20 | 2016-10-14 | United States, Canada | ES_1124137_BL-BR20-6.5YYZZCC50P_06142016063505_6105584 | 2269688
Bravoled Lighting Manufacturing Co., Ltd | Bravoled | BL-BR30-10YYZZCC27P | BL-BR30-10YYZZCC27P |  | BR30 | Reflector (Flood/Spot) | E26 (Medium) | Directional | LED | 3 | 65 | 133.3 | 95.1 | 312 |  | 110 | 800 | 10 | 80 | No | 25000 | 2700 | 82 | 3 | 0.9 | -20 | Dimmable | 20% | Yes | Damp Location Rated | No |  |  | 2015-11-20 | 2016-10-14 | United States, Canada | ES_1124137_BL-BR30-10YYZZCC27P_06142016065445_7285147 | 2269689
Bravoled Lighting Manufacturing Co., Ltd | Bravoled | BL-BR30-10YYZZCC30P | BL-BR30-10YYZZCC30P |  | BR30 | Reflector (Flood/Spot) | E26 (Medium) | Directional | LED | 3 | 65 | 132.9 | 95.2 | 321 |  | 110 | 800 | 10 | 80 | No | 25000 | 3000 | 82 | 3 | 0.9 | -20 | Dimmable | 20% | Yes | Damp Location Rated | No |  |  | 2015-11-20 | 2016-10-14 | United States, Canada | ES_1124137_BL-BR30-10YYZZCC30P_06142016065500_7300035 | 2269690
Bravoled Lighting Manufacturing Co., Ltd | Bravoled | BL-BR30-10YYZZCC35P | BL-BR30-10YYZZCC35P |  | BR30 | Reflector (Flood/Spot) | E26 (Medium) | Directional | LED | 3 | 65 | 133.4 | 95.2 | 353 |  | 110 | 800 | 10 | 80 | No | 25000 | 3500 | 84 | 10 | 0.9 | -20 | Dimmable | 20% | Yes | Damp Location Rated | No |  |  | 2015-11-20 | 2016-10-14 | United States, Canada | ES_1124137_BL-BR30-10YYZZCC35P_06142016065514_7314815 | 2269691
Bravoled Lighting Manufacturing Co., Ltd | Bravoled | BL-BR30-10YYZZCC40P | BL-BR30-10YYZZCC40P |  | BR30 | Reflector (Flood/Spot) | E26 (Medium) | Directional | LED | 3 | 65 | 133.2 | 95.3 | 360 |  | 110 | 800 | 10 | 80 | No | 25000 | 4000 | 84 | 10 | 0.9 | -20 | Dimmable | 20% | Yes | Damp Location Rated | No |  |  | 2015-11-20 | 2016-10-14 | United States, Canada | ES_1124137_BL-BR30-10YYZZCC40P_06142016065525_7325386 | 2269692
Bravoled Lighting Manufacturing Co., Ltd | Bravoled | BL-BR30-10YYZZCC50P | BL-BR30-10YYZZCC50P |  | BR30 | Reflector (Flood/Spot) | E26 (Medium) | Directional | LED | 3 | 65 | 132.9 | 95.1 | 367 |  | 110 | 800 | 10 | 80 | No | 25000 | 5000 | 86 | 19 | 0.9 | -20 | Dimmable | 20% | Yes | Damp Location Rated | No |  |  | 2015-11-20 | 2016-10-14 | United States, Canada | ES_1124137_BL-BR30-10YYZZCC50P_06142016065536_7336315 | 2269693
Bravoled Lighting Manufacturing Co., Ltd | Bravoled | BL-R30-11YYZZ | BL-R30-11YYZZ (2700K) |  | R30 | Reflector (Flood/Spot) | E26 (Medium) | Directional | LED | 3 | 60 | 132 | 95 |  |  |  | 800 | 11 | 72.7 | No | 25000 | 2700 | 84 | 18 | 0.9 | -20 | Dimmable | 20% |  | Damp Location Rated,Recessed Fixtures |  |  |  | 2015-04-01 | 2015-08-07 | United States, Canada | ES_1124137_BL-R30-11YYZZ (2700K)_05132015111240_5560218 | 2239216
Bravoled Lighting Manufacturing Co., Ltd | Bravoled | BL-R30-11YYZZ | BL-R30-11YYZZ (3000K) |  | R30 | Reflector (Flood/Spot) | E26 (Medium) | Directional | LED | 3 | 60 | 132 | 95 |  |  |  | 800 | 11 | 72.7 | No | 25000 | 3000 | 84 | 18 | 0.9 | -20 | Dimmable | 20% |  | Damp Location Rated,Recessed Fixtures |  |  |  | 2015-04-01 | 2015-08-07 | United States, Canada | ES_1124137_BL-R30-11YYZZ (3000K)_05132015111251_5571898 | 2239217
Bravoled Lighting Manufacturing Co., Ltd | Bravoled | BL-R30-11YYZZ | BL-R30-11YYZZ (4000K) |  | R30 | Reflector (Flood/Spot) | E26 (Medium) | Directional | LED | 3 | 60 | 132 | 95 |  |  |  | 800 | 11 | 72.7 | No | 25000 | 4000 | 84 | 18 | 0.9 | -20 | Dimmable | 20% |  | Damp Location Rated,Recessed Fixtures |  |  |  | 2015-04-01 | 2015-08-07 | United States, Canada | ES_1124137_BL-R30-11YYZZ (4000K)_05132015111304_5584606 | 2239218
Bravoled Lighting Manufacturing Co., Ltd | Bravoled | BL-R30-11YYZZ | BL-R30-11YYZZ (5000K) |  | R30 | Reflector (Flood/Spot) | E26 (Medium) | Directional | LED | 3 | 60 | 132 | 95 |  |  |  | 800 | 11 | 72.7 | No | 25000 | 5000 | 84 | 18 | 0.9 | -20 | Dimmable | 20% |  | Damp Location Rated,Recessed Fixtures |  |  |  | 2015-04-01 | 2015-08-07 | United States, Canada | ES_1124137_BL-R30-11YYZZ (5000K)_05132015111315_5595352 | 2239219
Bravoled Lighting Manufacturing Co., Ltd | Bravoled | LED Lamp | BL-DBR40-15YYZZCC27P |  | BR40 | Reflector (Flood/Spot) | E26 (Medium) | Directional | LED | 5 | 75 | 161.2 | 127.1 |  |  |  | 1050 | 15 | 70 | No | 25000 | 2700 | 82 | 6 | 0.9 | -20 | Dimmable | 20% | No | Damp Location Rated,Use With Timers,Use With Photo and/or Motion Sensors | No |  |  | 2016-10-02 | 2016-10-07 | United States, Canada | ES_1124137_BL-DBR40-15YYZZCC27P_10072016160909_5898349 | 2281711
Bravoled Lighting Manufacturing Co., Ltd | Bravoled | LED Lamp | BL-DBR40-15YYZZCC30P |  | BR40 | Reflector (Flood/Spot) | E26 (Medium) | Directional | LED | 5 | 75 | 161.2 | 127.1 |  |  |  | 1050 | 15 | 70 | No | 25000 | 3000 | 82 | 7 | 0.9 | -20 | Dimmable | 20% | No | Damp Location Rated,Use With Timers,Use With Photo and/or Motion Sensors | No |  |  | 2016-10-02 | 2016-10-07 | United States, Canada | ES_1124137_BL-DBR40-15YYZZCC30P_10072016160935_3219491 | 2281712
Bravoled Lighting Manufacturing Co., Ltd | Bravoled | LED Lamp | BL-DBR40-15YYZZCC40P |  | BR40 | Reflector (Flood/Spot) | E26 (Medium) | Directional | LED | 5 | 75 | 161.2 | 127.1 |  |  |  | 1050 | 15 | 70 | No | 25000 | 4000 | 82 | 5 | 0.9 | -20 | Dimmable | 20% | No | Damp Location Rated,Use With Timers,Use With Photo and/or Motion Sensors | No |  |  | 2016-10-02 | 2016-10-07 | United States, Canada | ES_1124137_BL-DBR40-15YYZZCC40P_10072016160943_3218492 | 2281714
Bravoled Lighting Manufacturing Co., Ltd | Bravoled | LED Lamp | BL-DBR40-15YYZZCC50P |  | BR40 | Reflector (Flood/Spot) | E26 (Medium) | Directional | LED | 5 | 75 | 161.2 | 127.1 |  |  |  | 1050 | 15 | 70 | No | 25000 | 5000 | 83 | 5 | 0.9 | -20 | Dimmable | 20% | No | Damp Location Rated,Use With Timers,Use With Photo and/or Motion Sensors | No |  |  | 2016-10-02 | 2016-10-07 | United States, Canada | ES_1124137_BL-DBR40-15YYZZCC50P_10072016160955_2348792 | 2281713
Bravoled Lighting Manufacturing Co., Ltd | Bravoled | LED LAMP | BL-DA19-11YYZZCC27P |  | A19 | General Purpose Replacement | E26 (Medium) | Omnidirectional | LED | 3 | 75 | 112.1 | 60.1 |  |  |  | 1100 | 11 | 100 | No | 25000 | 2700 | 83 | 6 | 0.9 | -20 | Dimmable | 20% | No | Damp Location Rated,Use With Timers,Use With Photo and/or Motion Sensors,Recessed Fixtures | No |  |  | 2016-07-25 | 2016-07-28 | United States, Canada | ES_1124137_BL-DA19-11YYZZCC27P_07282016174805_2348913 | 2273869
Bravoled Lighting Manufacturing Co., Ltd | Bravoled | LED LAMP | BL-DA19-11YYZZCC30P |  | A19 | General Purpose Replacement | E26 (Medium) | Omnidirectional | LED | 3 | 75 | 112.2 | 60.1 |  |  |  | 1100 | 11 | 100 | No | 25000 | 3000 | 83 | 9 | 0.9 | -20 | Dimmable | 20% | No | Damp Location Rated,Use With Timers,Use With Photo and/or Motion Sensors,Recessed Fixtures | No |  |  | 2016-07-25 | 2016-07-28 | United States, Canada | ES_1124137_BL-DA19-11YYZZCC30P_07282016174835_3249891 | 2273870
Bravoled Lighting Manufacturing Co., Ltd | Bravoled | LED LAMP | BL-DA19-11YYZZCC40P |  | A19 | General Purpose Replacement | E26 (Medium) | Omnidirectional | LED | 3 | 75 | 112.2 | 59.7 |  |  |  | 1100 | 11 | 100 | No | 25000 | 4000 | 84 | 10 | 0.9 | -20 | Dimmable | 20% | No | Damp Location Rated,Use With Timers,Use With Photo and/or Motion Sensors,Recessed Fixtures | No |  |  | 2016-07-25 | 2016-07-28 | United States, Canada | ES_1124137_BL-DA19-11YYZZCC40P_07282016174840_4329891 | 2273871
Bravoled Lighting Manufacturing Co., Ltd | Bravoled | LED LAMP | BL-DA19-11YYZZCC50P |  | A19 | General Purpose Replacement | E26 (Medium) | Omnidirectional | LED | 3 | 75 | 112.2 | 60 |  |  |  | 1100 | 11 | 100 | No | 25000 | 5000 | 83 | 8 | 0.9 | -20 | Dimmable | 20% | No | Damp Location Rated,Use With Timers,Use With Photo and/or Motion Sensors,Recessed Fixtures | No |  |  | 2016-07-25 | 2016-07-28 | United States, Canada | ES_1124137_BL-DA19-11YYZZCC50P_07282016174855_4398591 | 2273872
Bravoled Lighting Manufacturing Co., Ltd | Bravoled | LED LAMP | BL-DA21-15YYZZCC27P |  | A21 | General Purpose Replacement | E26 (Medium) | Omnidirectional | LED | 3 | 100 | 132.7 | 65.6 |  |  |  | 1600 | 15 | 106.7 | No | 25000 | 2700 | 82 | 5 | 0.9 | -20 | Dimmable | 20% | No | Damp Location Rated,Use With Timers,Use With Photo and/or Motion Sensors,Recessed Fixtures | No |  |  | 2016-07-25 | 2016-07-28 | United States, Canada | ES_1124137_BL-DA21-15YYZZCC27P_07282016175034_4589100 | 2273874
Bravoled Lighting Manufacturing Co., Ltd | Bravoled | LED LAMP | BL-DA21-15YYZZCC30P |  | A21 | General Purpose Replacement | E26 (Medium) | Omnidirectional | LED | 3 | 100 | 132.7 | 66.5 |  |  |  | 1600 | 15 | 106.7 | No | 25000 | 3000 | 83 | 9 | 0.9 | -20 | Dimmable | 20% | No | Damp Location Rated,Use With Timers,Use With Photo and/or Motion Sensors,Recessed Fixtures | No |  |  | 2016-07-25 | 2016-07-28 | United States, Canada | ES_1124137_BL-DA21-15YYZZCC30P_07282016175042_3890103 | 2273875
Bravoled Lighting Manufacturing Co., Ltd | Bravoled | LED LAMP | BL-DA21-15YYZZCC40P |  | A21 | General Purpose Replacement | E26 (Medium) | Omnidirectional | LED | 3 | 100 | 132.6 | 66.5 |  |  |  | 1600 | 15 | 106.7 | No | 25000 | 4000 | 82 | 1 | 0.9 | -20 | Dimmable | 20% | No | Damp Location Rated,Use With Timers,Use With Photo and/or Motion Sensors,Recessed Fixtures | No |  |  | 2016-07-25 | 2016-07-28 | United States, Canada | ES_1124137_BL-DA21-15YYZZCC40P_07282016175053_9859894 | 2273876
Conglom, Inc. | Luminus | PLYC3622 | PLYC3622 |  | R20 | Reflector (Flood/Spot) | E26 (Medium) | Directional | LED | 3 | 50 | 98.9 | 64 |  |  | 107 | 500 | 7 | 71.4 | No | 25000 | 2700 | 82 | 13 | 0.9 | -40 | Dimmable | 9% |  | None |  |  |  | 2014-07-20 | 2014-07-28 | United States, Canada | ES_98337_PLYC3622_07292014105551_1023644 | 2216605
Bravoled Lighting Manufacturing Co., Ltd | Bravoled | LED LAMP | BL-DA21-15YYZZCC50P |  | A21 | General Purpose Replacement | E26 (Medium) | Omnidirectional | LED | 3 | 100 | 132.7 | 66.5 |  |  |  | 1600 | 15 | 106.7 | No | 25000 | 5000 | 83 | 4 | 0.9 | -20 | Dimmable | 20% | No | Damp Location Rated,Use With Timers,Use With Photo and/or Motion Sensors,Recessed Fixtures | No |  |  | 2016-07-25 | 2016-07-28 | United States, Canada | ES_1124137_BL-DA21-15YYZZCC50P_07282016175001_3281994 | 2273873
BRITELITE LLC | Brite Lite | BLSO5BA11527D | BLSO5BA11527D |  | BA10 | Decorative | E12 (Candelabra) | Decorative | LED | 3 | 40 | 120 | 35 |  |  |  | 315 | 4.7 | 67 | No | 25000 | 2700 | 82 | 9 | 0.8 | -40 | Dimmable | 10% | No | Damp Location Rated,Not for Use in Recessed Fixtures | No |  |  | 2016-01-01 | 2016-10-26 | United States | ES_1137918_BLSO5BA11527D_10132016154526_7423456 | 2282286
Bravoled Lighting Manufacturing Co., Ltd | Bravoled | R20 | BL-BR20-XXYYZZCC27P | ,,Where suffix “XX” represented the output power; “YY” represented the power supply type; “ZZ” represented the version; “CC” represented the customer code; “P” represented the package. | R20 | Reflector (Flood/Spot) | E26 (Medium) | Directional | LED | 3 | 45 | 96.3 | 63.5 |  |  |  | 480 | 6.5 | 73.8 | No | 25000 | 2700 | 82 | 12 | 1 | -20 | Dimmable | 10% |  | None |  |  |  | 2015-10-10 | 2015-10-14 | United States, Canada | ES_1124137_BL-BR20-XXYYZZCC27P_01122016121234_4957954 | 2256453
Bravoled Lighting Manufacturing Co., Ltd | Bravoled | R20 | BL-BR20-XXYYZZCC30P | ,,Where suffix “XX” represented the output power; “YY” represented the power supply type; “ZZ” represented the version; “CC” represented the customer code; “P” represented the package. | R20 | Reflector (Flood/Spot) | E26 (Medium) | Directional | LED | 3 | 45 | 96.3 | 63.5 |  |  |  | 480 | 6.5 | 73.8 | No | 25000 | 3000 | 84 | 18 | 1 | -20 | Dimmable | 10% |  | None |  |  |  | 2015-10-10 | 2015-10-14 | United States, Canada | ES_1124137_BL-BR20-XXYYZZCC30P_01122016113731_2319885 | 2256454
Bravoled Lighting Manufacturing Co., Ltd | Bravoled | R20 | BL-BR20-XXYYZZCC40P | ,,Where suffix “XX” represented the output power; “YY” represented the power supply type; “ZZ” represented the version; “CC” represented the customer code; “P” represented the package. | R20 | Reflector (Flood/Spot) | E26 (Medium) | Directional | LED | 3 | 45 | 96.3 | 63.5 |  |  |  | 480 | 6.5 | 73.8 | No | 25000 | 4000 | 82 | 10 | 1 | -20 | Dimmable | 10% |  | None |  |  |  | 2015-10-10 | 2015-10-14 | United States, Canada | ES_1124137_BL-BR20-XXYYZZCC40P_01122016113731_1584770 | 2256455
Bravoled Lighting Manufacturing Co., Ltd | Bravoled | R20 | BL-BR20-XXYYZZCC50P | ,,Where suffix “XX” represented the output power; “YY” represented the power supply type; “ZZ” represented the version; “CC” represented the customer code; “P” represented the package. | R20 | Reflector (Flood/Spot) | E26 (Medium) | Directional | LED | 3 | 45 | 96.3 | 63.5 |  |  |  | 480 | 6.5 | 73.8 | No | 25000 | 5000 | 84 | 14 | 1 | -20 | Dimmable | 10% |  | None |  |  |  | 2015-10-10 | 2015-10-14 | United States, Canada | ES_1124137_BL-BR20-XXYYZZCC50P_01122016113731_6455640 | 2256456
BRITELITE LLC | Brite Lite | BLSO2G25730D | BLSO2G25730D |  | G25 | Globe | E26 (Medium) | Decorative | LED | 3 | 60 | 121 | 80 |  |  |  | 500 | 7 | 71.4 | No | 25000 | 3000 | 82 | 8 | 0.9 | -40 | Dimmable | 10% | No | Damp Location Rated,Not for Use in Recessed Fixtures | No |  |  | 2016-01-01 | 2016-10-26 | United States | ES_1137918_BLSO2G25730D_10132016154526_7423517 | 2282329
BRITELITE LLC | Brite Lite | BLSO5BA11520D | BLSO5BA11520D |  | BA10 | Decorative | E12 (Candelabra) | Decorative | LED | 3 | 40 | 120 | 35 |  |  |  | 315 | 4.7 | 67 | No | 25000 | 2700 | 82 | 9 | 0.8 | -40 | Dimmable | 10% | No | Damp Location Rated,Not for Use in Recessed Fixtures | No |  |  | 2016-01-01 | 2016-10-26 | United States | ES_1137918_BLSO5BA11520D_10182016141754_603906 | 2282327
Bluegrass Evergreen LLC. | BGLighting | BR30 LED Lamp | BGLED-BR30SN-8W |  | BR30 | Reflector (Flood/Spot) | E26 (Medium) | Directional | LED | 3 | 65 | 124 | 94.1 |  |  | 108 | 750 | 8 | 93.8 | No | 25000 | 3000 | 83 | 18 | 0.7 | -18 | Dimmable | 10% |  | Not for Use in Enclosed Fixtures |  |  |  | 2015-09-15 | 2015-09-16 | United States | ES_1133647_BGLED-BR30SN-8W_09172015125331_1023896 | 2248122
Bluegrass Evergreen LLC. | BGLighting | BR40 LED Lamp | BGLED-BR40-13W |  | BR40 | Reflector (Flood/Spot) | E26 (Medium) | Directional | LED | 3 | 75 | 151.1 | 121.7 |  |  | 106 | 1200 | 13 | 92.3 | No | 25000 | 3000 | 83 | 17 | 0.7 | -18 | Dimmable | 10% |  | Not for Use in Enclosed Fixtures |  |  |  | 2015-09-15 | 2015-09-17 | United States | ES_1133647_BGLED-BR40-13W_09172015074550_1023896 | 2248149
Bravoled Lighting Manufacturing Co., Ltd | Bravoled | A19 | BL-A19-060101CC27A | ,,"CC": represented the customer code, which can be any numbers or letters. | A19 | General Purpose Replacement | E26 (Medium) | Omnidirectional | LED | 3 | 40 | 117 | 60 |  |  |  | 450 | 6 | 75 | No | 25000 | 2700 | 83 | 12 | 0.9 | -20 | Dimmable | 10% |  | None |  |  |  | 2015-10-10 | 2015-11-03 | United States, Canada | ES_1124137_BL-A19-060101CC27A_11062015150220_3315090 | 2252061
Bravoled Lighting Manufacturing Co., Ltd | Bravoled | B11 | BL-B11-040101CC27A | ,,"CC": represented the customer code, which can be any numbers or letters. | Decorative: Other | Decorative | E12 (Candelabra) | Omnidirectional | LED | 3 | 40 | 130 | 37 |  |  |  | 300 | 4 | 75 | No | 25000 | 2700 | 82 | 10 | 0.8 | -20 | Dimmable | 10% |  | None |  |  |  | 2015-10-10 | 2015-11-03 | United States, Canada | ES_1124137_BL-B11-040101CC27A_11062015150134_3061234 | 2252060
Bravoled Lighting Manufacturing Co., Ltd | Bravoled | B11 | BL-B11-060101CC27A | ,,"CC": represented the customer code, which can be any numbers or letters. | Decorative: Other | Decorative | E12 (Candelabra) | Omnidirectional | LED | 3 | 60 | 130 | 37 |  |  |  | 500 | 6 | 83.3 | No | 25000 | 2700 | 81 | 5 | 0.9 | -20 | Dimmable | 10% |  | None |  |  |  | 2015-10-10 | 2015-11-03 | United States, Canada | ES_1124137_BL-B11-060101CC27A_11062015150036_4419417 | 2252069
Bravoled Lighting Manufacturing Co., Ltd | Bravoled | BL-A19-060101CC30A | BL-A19-060101CC30A |  | A19 | General Purpose Replacement | E26 (Medium) | Omnidirectional | LED | 3 | 40 | 111.9 | 59.9 |  |  |  | 450 | 6 | 75 | No | 25000 | 3000 | 94 | 62 | 0.9 | -20 | Dimmable | 20% |  | Damp Location Rated |  |  |  | 2016-02-03 | 2016-04-22 | United States, Canada | ES_1124137_BL-A19-060101CC30A_04272016053250_5170799 | 2265361
Bravoled Lighting Manufacturing Co., Ltd | Bravoled | BL-A19-060101CC40A | BL-A19-060101CC40A |  | A19 | General Purpose Replacement | E26 (Medium) | Omnidirectional | LED | 3 | 40 | 111.7 | 61.3 |  |  |  | 450 | 6 | 75 | No | 25000 | 4000 | 87 | 25 | 0.9 | -20 | Dimmable | 20% |  | Damp Location Rated |  |  |  | 2016-02-03 | 2016-04-22 | United States, Canada | ES_1124137_BL-A19-060101CC40A_04272016053308_5188012 | 2265362
Bravoled Lighting Manufacturing Co., Ltd | Bravoled | BL-A19-060101CC50A | BL-A19-060101CC50A |  | A19 | General Purpose Replacement | E26 (Medium) | Omnidirectional | LED | 3 | 40 | 111.8 | 62.1 |  |  |  | 450 | 6 | 75 | No | 25000 | 5000 | 87 | 27 | 0.9 | -20 | Dimmable | 20% |  | Damp Location Rated |  |  |  | 2016-02-03 | 2016-04-22 | United States, Canada | ES_1124137_BL-A19-060101CC50A_04272016053329_5209451 | 2265363
Bravoled Lighting Manufacturing Co., Ltd | Bravoled | BL-A19-06YYZZCC27P-V2 | BL-A19-06YYZZCC27P-V2 |  | A19 | General Purpose Replacement | E26 (Medium) | Omnidirectional | LED | 3 | 40 | 113.5 | 60 |  |  |  | 480 | 6 | 80 | No | 25000 | 2700 | 82 | 7 | 0.9 | -20 | Dimmable | 12% | No | Damp Location Rated,Not for Use in Recessed Fixtures | No |  |  | 2016-07-19 | 2016-08-15 | United States, Canada | ES_1124137_BL-A19-06YYZZCC27P-V2_08162016034642_9202390 | 2275302
Bravoled Lighting Manufacturing Co., Ltd | Bravoled | BL-A19-06YYZZCC30P-V2 | BL-A19-06YYZZCC30P-V2 |  | A19 | General Purpose Replacement | E26 (Medium) | Omnidirectional | LED | 3 | 40 | 113.5 | 60 |  |  |  | 480 | 6 | 80 | No | 25000 | 3000 | 84 | 14 | 0.9 | -20 | Dimmable | 12% | No | Damp Location Rated,Not for Use in Recessed Fixtures | No |  |  | 2016-07-19 | 2016-08-15 | United States, Canada | ES_1124137_BL-A19-06YYZZCC30P-V2_08162016034708_9228931 | 2275303
Bravoled Lighting Manufacturing Co., Ltd | Bravoled | BL-A19-06YYZZCC40P-V2 | BL-A19-06YYZZCC40P-V2 |  | A19 | General Purpose Replacement | E26 (Medium) | Omnidirectional | LED | 3 | 40 | 113.5 | 60 |  |  |  | 480 | 6 | 80 | No | 25000 | 4000 | 83 | 7 | 0.9 | -20 | Dimmable | 12% | No | Damp Location Rated,Not for Use in Recessed Fixtures | No |  |  | 2016-07-19 | 2016-08-15 | United States, Canada | ES_1124137_BL-A19-06YYZZCC40P-V2_08162016034726_9246401 | 2275304
Bravoled Lighting Manufacturing Co., Ltd | Bravoled | BL-A19-06YYZZCC50P-V2 | BL-A19-06YYZZCC50P-V2 |  | A19 | General Purpose Replacement | E26 (Medium) | Omnidirectional | LED | 3 | 40 | 113.5 | 60 |  |  |  | 480 | 6 | 80 | No | 25000 | 5000 | 86 | 21 | 0.9 | -20 | Dimmable | 12% | No | Damp Location Rated,Not for Use in Recessed Fixtures | No |  |  | 2016-07-19 | 2016-08-15 | United States, Canada | ES_1124137_BL-A19-06YYZZCC50P-V2_08162016034744_9264474 | 2275305
Bravoled Lighting Manufacturing Co., Ltd | Bravoled | BL-A19-6YYZZCC27P | BL-A19-6YYZZCC27P |  | A19 | General Purpose Replacement | E26 (Medium) | Omnidirectional | LED | 3 | 40 | 112.1 | 60 |  |  |  | 480 | 6 | 80 | No | 25000 | 2700 | 83 | 9 | 0.9 | -20 | Dimmable | 20% | Yes | Damp Location Rated,Recessed Fixtures | No |  |  | 2015-11-20 | 2016-10-13 | United States, Canada | ES_1124137_BL-A19-6YYZZCC27P_06142016054713_3233832 | 2269668
Bravoled Lighting Manufacturing Co., Ltd | Bravoled | BL-A19-6YYZZCC30P | BL-A19-6YYZZCC30P |  | A19 | General Purpose Replacement | E26 (Medium) | Omnidirectional | LED | 3 | 40 | 112 | 59.9 |  |  |  | 480 | 6 | 80 | No | 25000 | 3000 | 81 | 3 | 0.9 | -20 | Dimmable | 20% | Yes | Damp Location Rated,Recessed Fixtures | No |  |  | 2015-11-20 | 2016-10-13 | United States, Canada | ES_1124137_BL-A19-6YYZZCC30P_06142016054729_3249721 | 2269669
Bravoled Lighting Manufacturing Co., Ltd | Bravoled | BL-A19-6YYZZCC35P | BL-A19-6YYZZCC35P |  | A19 | General Purpose Replacement | E26 (Medium) | Omnidirectional | LED | 3 | 40 | 112 | 60.2 |  |  |  | 480 | 6 | 80 | No | 25000 | 3500 | 83 | 8 | 0.9 | -20 | Dimmable | 20% | Yes | Damp Location Rated,Recessed Fixtures | No |  |  | 2015-11-20 | 2016-10-13 | United States, Canada | ES_1124137_BL-A19-6YYZZCC35P_06142016054746_3266375 | 2269670
Bravoled Lighting Manufacturing Co., Ltd | Bravoled | BL-A19-6YYZZCC40P | BL-A19-6YYZZCC40P |  | A19 | General Purpose Replacement | E26 (Medium) | Omnidirectional | LED | 3 | 40 | 112 | 60.1 |  |  |  | 480 | 6 | 80 | No | 25000 | 4000 | 83 | 8 | 0.9 | -20 | Dimmable | 20% | Yes | Damp Location Rated,Recessed Fixtures | No |  |  | 2015-11-20 | 2016-10-13 | United States, Canada | ES_1124137_BL-A19-6YYZZCC40P_06142016054758_3278591 | 2269671
Bravoled Lighting Manufacturing Co., Ltd | Bravoled | BL-A19-6YYZZCC50P | BL-A19-6YYZZCC50P |  | A19 | General Purpose Replacement | E26 (Medium) | Omnidirectional | LED | 3 | 40 | 112.3 | 60 |  |  |  | 480 | 6 | 80 | No | 25000 | 5000 | 85 | 17 | 0.9 | -20 | Dimmable | 20% | Yes | Damp Location Rated,Recessed Fixtures | No |  |  | 2015-11-20 | 2016-10-13 | United States, Canada | ES_1124137_BL-A19-6YYZZCC50P_06142016054808_3288514 | 2269672
Bravoled Lighting Manufacturing Co., Ltd | Bravoled | BL-A19-7.0YYZZ | BL-A19-7.0YYZZ (2700K) |  | A19 | General Purpose Replacement | E26 (Medium) | Omnidirectional | LED | 3 | 60 | 108.1 | 59.9 |  |  |  | 800 | 7 | 114.3 | No | 25000 | 2700 | 81 | 6 | 1 | -20 | Dimmable | 20% |  | Damp Location Rated,Not for Use in Enclosed Fixtures,Recessed Fixtures |  |  |  | 2015-04-01 | 2015-09-03 | United States, Canada | ES_1124137_BL-A19-7.0YYZZ (2700K)_05142015125559_8159607 | 2239347
Bravoled Lighting Manufacturing Co., Ltd | Bravoled | BL-A19-7.0YYZZ | BL-A19-7.0YYZZ (3000K) |  | A19 | General Purpose Replacement | E26 (Medium) | Omnidirectional | LED | 3 | 60 | 108.1 | 59.9 |  |  |  | 800 | 7 | 114.3 | No | 25000 | 3000 | 81 | 6 | 1 | -20 | Dimmable | 20% |  | Damp Location Rated,Not for Use in Enclosed Fixtures,Recessed Fixtures |  |  |  | 2015-04-01 | 2015-09-03 | United States, Canada | ES_1124137_BL-A19-7.0YYZZ (3000K)_05142015125615_8175016 | 2239348
Bulbrite Industries | BULBRITE | LED Omni A21 13W Lamp | LED13A21/850/D |  | A21 | General Purpose Replacement | E26 (Medium) | Omnidirectional | LED | 3 | 75 | 133.6 | 67.2 |  |  |  | 1100 | 13 | 84.6 | No | 25000 | 5000 | 86 | 29 | 0.9 | -20 | Dimmable | 10% |  | Damp Location Rated,Not for Use in Recessed Fixtures,Not for Use in Enclosed Fixtures |  |  |  | 2016-06-06 | 2016-05-31 | United States | ES_44171_LED13A21/850/D_05312016145857_5486017 | 2269629
Bulbrite Industries | BULBRITE | LED Omni A21 15.5W Lamp | LED15A21/827/D |  | A21 | General Purpose Replacement | E26 (Medium) | Omnidirectional | LED | 3 | 100 | 133.9 | 67.8 |  |  |  | 1600 | 15.5 | 103.2 | No | 25000 | 2700 | 81 | 6 | 0.9 | -20 | Dimmable | 15% |  | Damp Location Rated,Not for Use in Recessed Fixtures,Not for Use in Enclosed Fixtures |  |  |  | 2016-06-06 | 2016-05-31 | United States | ES_44171_LED15A21/827/D_05312016145612_3284904 | 2269609
Bulbrite Industries | BULBRITE | LED Omni A21 15.5W Lamp | LED15A21/830/D |  | A21 | General Purpose Replacement | E26 (Medium) | Omnidirectional | LED | 3 | 100 | 133.9 | 67.8 |  |  |  | 1600 | 15.5 | 103.2 | No | 25000 | 3000 | 83 | 11 | 0.9 | -20 | Dimmable | 15% |  | Damp Location Rated,Not for Use in Recessed Fixtures,Not for Use in Enclosed Fixtures |  |  |  | 2016-06-06 | 2016-05-31 | United States | ES_44171_LED15A21/830/D_05312016145645_5479023 | 2269619
Bulbrite Industries | BULBRITE | LED Omni A21 15.5W Lamp | LED15A21/850/D |  | A21 | General Purpose Replacement | E26 (Medium) | Omnidirectional | LED | 3 | 100 | 133.9 | 67.8 |  |  |  | 1700 | 15.5 | 109.7 | No | 25000 | 5000 | 81 | 6 | 0.9 | -20 | Dimmable | 15% |  | Damp Location Rated,Not for Use in Recessed Fixtures,Not for Use in Enclosed Fixtures |  |  |  | 2016-06-06 | 2016-05-31 | United States | ES_44171_LED15A21/850/D_05312016145656_5689200 | 2269626
Bulbrite Industries | Energy Wiser | CFL | CF13CW/LM/4PK | ,,509512 | CFL Bare Spiral | General Purpose Replacement | E26 (Medium) | Omnidirectional | CFL | 2 | 60 | 100 | 48 |  | 2.8 |  | 885 | 13.8 | 62.1 | No | 10000 | 4100 | 81 | -11 | 0.6 | -18 |  |  |  | None |  |  |  | 2014-12-19 | 2015-01-14 | United States | ES_44171_CF13CW/LM/4PK_01212015140507_7029803 | 2231352
Bulbrite Industries | Energy Wiser | CFL | CF13SD/LM | ,,509114 | CFL Bare Spiral | General Purpose Replacement | E26 (Medium) | Omnidirectional | CFL | 2 | 60 | 100 | 48 |  | 2.8 |  | 860 | 13 | 66 | No | 10000 | 5000 | 84 | -19 | 0.6 | -18 |  |  |  | None |  |  |  | 2014-12-19 | 2015-01-14 | United States | ES_44171_CF13SD/LM_01212015140507_6765596 | 2231351
Bulbrite Industries | Energy Wiser | CFL | CF13WW/GU24/E | ,,509703 | CFL Bare Spiral | General Purpose Replacement | GU24 | Omnidirectional | CFL | 2 | 60 | 92 | 48 |  | 2.8 |  | 880 | 13 | 67.6 | No | 10000 | 2700 | 82 | -6 | 0.6 | -18 |  |  |  | Not for Use in Enclosed Fixtures |  |  |  | 2015-03-20 | 2015-03-24 | United States | ES_44171_CF13WW/GU24/E_04022015160256_6237541 | 2235693
Bulbrite Industries | Energy Wiser | CFL | CF13WW/LM | ,,509014 | CFL Bare Spiral | General Purpose Replacement | E26 (Medium) | Omnidirectional | CFL | 2 | 60 | 100 | 48 |  | 2.8 |  | 880 | 13 | 67.7 | No | 10000 | 2700 | 82 | -6 | 0.6 | -18 |  |  |  | Not for Use in Enclosed Fixtures |  |  |  | 2015-03-20 | 2015-03-24 | United States | ES_44171_CF13WW/LM_04022015160318_9496608 | 2235694
Bulbrite Industries | Energy Wiser | CFL | CF13WW/LM/4PK | ,,509412; ,CF13WW/LM,509014 | CFL Bare Spiral | General Purpose Replacement | E26 (Medium) | Omnidirectional | CFL | 2 | 60 | 100 | 48 |  | 2.8 |  | 880 | 13 | 67.7 | No | 10000 | 2700 | 82 | -6 | 0.6 | -18 |  |  |  | None |  |  |  | 2014-12-19 | 2015-01-14 | United States | ES_44171_CF13WW/LM/4PK_01212015140507_8615915 | 2231353
Bulbrite Industries | Energy Wiser | CFL | CF13WW/LM/E12 | ,,509011 | CFL Bare Spiral | General Purpose Replacement | E12 (Candelabra) | Omnidirectional | CFL | 2 | 60 | 98 | 48 |  | 2.8 |  | 880 | 13 | 67.7 | No | 10000 | 2700 | 82 | -6 | 0.6 | -18 |  |  |  | None |  |  |  | 2014-12-19 | 2015-01-14 | United States | ES_44171_CF13WW/LM/E12_01212015140541_8636010 | 2231354
Bulbrite Industries | Energy Wiser | CFL | CF14G25WW/E | ,,505013 | CFL Globe | Globe | E26 (Medium) | Decorative | CFL | 2 | 60 | 110 | 80 |  | 2 |  | 800 | 14.3 | 56 | No | 10000 | 2700 | 83 | -5 | 0.6 | -18 |  |  |  | None |  |  |  | 2014-12-20 | 2015-01-02 | United States | ES_44171_CF14G25WW/E_01072015094726_8256145 | 2230696
Bulbrite Industries | Energy Wiser | CFL | CF16R30WW/E | ,,511414 | CFL Reflector | Reflector (Flood/Spot) | E26 (Medium) | Directional | CFL | 2 | 65 | 147 | 94 |  | 2 |  | 750 | 16 | 46.9 | No | 10000 | 2700 | 81 | -9 | 0.6 | -18 |  |  |  | None |  |  |  | 2015-01-12 | 2015-01-19 | United States | ES_44171_CF16R30WW/E_02182015145853_7799281 | 2233288
Bulbrite Industries | Energy Wiser | CFL | CF18WW/GU24/E | ,,509708 | CFL Bare Spiral | General Purpose Replacement | GU24 | Omnidirectional | CFL | 2 | 75 | 97 | 60 |  | 2.8 |  | 1200 | 18.2 | 66.1 | No | 10000 | 2700 | 81 | -2 | 0.6 | -18 |  |  |  | Not for Use in Enclosed Fixtures |  |  |  | 2015-03-20 | 2015-03-24 | United States | ES_44171_CF18WW/GU24/E_04022015160138_2910181 | 2235692
Bulbrite Industries | Energy Wiser | CFL | CF18WW/LM | ,,509019 | CFL Bare Spiral | General Purpose Replacement | E26 (Medium) | Omnidirectional | CFL | 2 | 75 | 112 | 60 |  | 2.8 |  | 1200 | 18.2 | 66.1 | No | 10000 | 2700 | 81 | -2 | 0.6 | -18 |  |  |  | Not for Use in Enclosed Fixtures |  |  |  | 2014-12-20 | 2014-12-30 | United States | ES_44171_CF18WW/LM_01022015152828_9778641 | 2230445
Bulbrite Industries | Energy Wiser | CFL | CF23R40CW/E | ,,511627 | CFL Reflector | Reflector (Flood/Spot) | E26 (Medium) | Directional | CFL | 2 | 85 | 160 | 120 |  | 2.5 |  | 1200 | 23 | 52.2 | No | 10000 | 4100 | 84 | 21 | 0.6 | -18 |  |  |  | None |  |  |  | 2014-12-20 | 2014-12-22 | United States | ES_44171_CF23R40CW/E_01022015143306_3816205 | 2230317
Bulbrite Industries | Energy Wiser | CFL | CF23R40WW/E | ,,511524 | CFL Reflector | Reflector (Flood/Spot) | E26 (Medium) | Directional | CFL | 2 | 85 | 160 | 120 |  | 2.5 |  | 1200 | 23 | 52.2 | No | 10000 | 2700 | 82 | -4 | 0.6 | -18 |  |  |  | None |  |  |  | 2014-12-20 | 2014-12-22 | United States | ES_44171_CF23R40WW/E_01022015143306_3551428 | 2230318
Bulbrite Industries | Energy Wiser | CFL | CF23WW/GU24/E | ,,509709 | CFL Bare Spiral | General Purpose Replacement | GU24 | Omnidirectional | CFL | 2 | 100 | 100 | 60 |  | 2.5 |  | 1600 | 23 | 69.6 | No | 10000 | 2700 | 81 | -6 | 0.6 | -18 |  |  |  | Not for Use in Enclosed Fixtures |  |  |  | 2015-03-20 | 2015-03-24 | United States | ES_44171_CF23WW/GU24/E_04022015160430_6082066 | 2235695
Bulbrite Industries | Energy Wiser | CFL | CF23WW/LM | ,,509024 | CFL Bare Spiral | General Purpose Replacement | E26 (Medium) | Omnidirectional | CFL | 2 | 100 | 116 | 60 |  | 2.5 |  | 1600 | 23 | 69.6 | No | 10000 | 2700 | 81 | -6 | 0.6 | -18 |  |  |  | None |  |  |  | 2014-12-20 | 2014-12-22 | United States | ES_44171_CF23WW/LM_01022015152911_7832046 | 2230444
Bulbrite Industries | Energy Wiser | CFL | CF7/CTF | ,,513008 | CFL Candle | Decorative | E12 (Candelabra) | Decorative | CFL | 2 | 40 | 119 | 36 |  | 2 |  | 300 | 7 | 42.8 | No | 10000 | 2700 | 82 | -9 | 0.5 | -18 |  |  |  | None |  |  |  | 2014-12-20 | 2014-12-22 | United States | ES_44171_CF7/CTF_01022015152811_8595566 | 2230442
Bulbrite Industries | Energy Wiser | CFL | CF7/ETF | ,,513108 | CFL Candle | Decorative | E26 (Medium) | Decorative | CFL | 2 | 40 | 115 | 36 |  | 2 |  | 300 | 7 | 42.8 | No | 10000 | 2700 | 82 | -9 | 0.5 | -18 |  |  |  | None |  |  |  | 2014-12-20 | 2014-12-22 | United States | ES_44171_CF7/ETF_01022015152811_1082883 | 2230443
Bulbrite Industries | Energy Wiser | CFL | CF9WW/LM | ,,509009 | CFL Bare Spiral | General Purpose Replacement | E26 (Medium) | Omnidirectional | CFL | 2 | 40 | 90 | 48 |  | 2 |  | 550 | 9.3 | 59.3 | No | 10000 | 2700 | 83 | -7 | 0.5 | -18 |  |  |  | None |  |  |  | 2014-12-22 | 2014-12-23 | United States | ES_44171_CF9WW/LM_01022015152736_3200036 | 2230441
bulbs.com, Inc. | Bulbs.com | LED Lamp | A19 120V 9W 60WE E26 DIM 2700K ES |  | A19 | General Purpose Replacement | E26 (Medium) | Omnidirectional | LED | 3 | 60 | 109.2 | 59.8 |  |  |  | 800 | 9.1 | 87.9 | No | 25000 | 2700 | 82 | 10 | 0.9 | -20 | Dimmable | 5% |  | None |  |  |  | 2015-06-12 | 2015-09-17 | United States | ES_1095729_A19 120V 9W 60WE E26 DIM 2700K ES_10012015151744_5068460 | 2249536
bulbs.com, Inc. | Bulbs.com | LED Lamp | BR30 120V 10W 65WE E26 DIM 2700K ES |  | BR30 | Reflector (Flood/Spot) | E26 (Medium) | Directional | LED | 3 | 65 | 131.4 | 95.3 |  |  |  | 650 | 10 | 65 | No | 25000 | 2700 | 82 | 11 | 0.9 | -20 | Dimmable | 20% |  | None |  |  |  | 2015-06-12 | 2015-09-17 | United States | ES_1095729_BR30 120V 10W 65WE E26 DIM 2700K ES_10012015150429_6606454 | 2249031
Bulb Star | Bulb Star | A19 | BCA9W/27K |  | A19 | General Purpose Replacement | E26 (Medium) | Omnidirectional | LED | 5 | 60 | 114 | 62 |  |  |  | 800 | 9.9 | 80.8 | No | 25000 | 2700 | 93 | 59 | 0.9 | -20 | Dimmable | 20% | No | None | No |  |  | 2016-02-25 | 2016-03-14 | United States | ES_1033346_BCA9W/27K_03232016105927_8297991 | 2262953
Bulb Star | Bulb Star | A19 | BSA12W27K |  | A19 | General Purpose Replacement | E26 (Medium) | Omnidirectional | LED | 5 | 75 | 110 | 60 |  |  |  | 1100 | 12 | 91.7 | No | 25000 | 2700 | 82 | 9 | 1 | -20 | Dimmable | 10% | No | None | No |  |  | 2016-05-15 | 2016-05-17 | United States | ES_1033346_BSA12W27K_05262016154548_1680069 | 2267981
Bulb Star | Bulb Star | A19 | BSA12W30K |  | A19 | General Purpose Replacement | E26 (Medium) | Omnidirectional | LED | 5 | 75 | 109.5 | 59.7 |  |  |  | 1100 | 12 | 91.7 | No | 25000 | 3000 | 83 | 11 | 1 | -20 | Dimmable | 10% | No | None | No |  |  | 2016-05-10 | 2016-05-10 | United States | ES_1033346_BSA12W30K_05112016100558_8869026 | 2266433
Bulb Star | Bulb Star | A21 | BCA12W/27K |  | A21 | General Purpose Replacement | E26 (Medium) | Omnidirectional | LED | 3 | 75 | 128 | 65 |  |  |  | 1100 | 12.8 | 86.2 | No | 25000 | 2700 | 94 | 70 | 0.9 | -18 | Dimmable | 20% | Yes | None | No |  |  | 2016-02-25 | 2016-03-14 | United States | ES_1033346_BCA12W/27K_03232016105905_5139070 | 2262954
Bulb Star | Bulb Star | A21 | BCA16W/27K |  | A21 | General Purpose Replacement | E26 (Medium) | Omnidirectional | LED | 3 | 100 | 128 | 65 |  |  |  | 1600 | 16.5 | 97 | No | 25000 | 2700 | 92 | 65 | 0.9 | -18 | Dimmable | 20% | Yes | None | No |  |  | 2016-02-25 | 2016-03-14 | United States | ES_1033346_BCA16W/27K_03232016105847_4470893 | 2262955
Bulb Star | Bulb Star | BR30 | BCR10W/27K |  | BR30 | Reflector (Flood/Spot) | E26 (Medium) | Directional | LED | 3 | 65 | 133 | 95 |  |  |  | 650 | 10 | 65 | No | 25000 | 2700 | 92 | 58 | 0.9 | -18 | Dimmable | 10% | Yes | None | No |  |  | 2016-03-15 | 2016-03-14 | United States | ES_1033346_BCR10W/27K_03232016104816_5208942 | 2262931
Bulb Star | BulbStar | 15W LED Par30 Flood | 3GL15F |  | PAR30L | Reflector (Flood/Spot) | E26 (Medium) | Directional | LED | 3 | 75 | 114.3 | 96.5 | 1231 |  | 60 | 800 | 15 | 53.3 | No | 30000 | 3000 | 86 | 28 | 1 | -20 | Dimmable | 10% |  | Enclosed Fixtures,Recessed Fixtures |  |  |  | 2014-03-10 | 2014-03-05 | United States | ES_1033346_3GL15F_03112014111525_3898733 | 2206134
Bulb Star | BulbStar | 15W LED Par30 Flood | 3GL15F40K |  | PAR30L | Reflector (Flood/Spot) | E26 (Medium) | Directional | LED | 3 | 75 | 114.3 | 96.5 | 1231 |  | 60 | 800 | 15.2 | 53.3 | No | 30000 | 4000 | 86 | 28 | 1 | -20 | Dimmable | 10% |  | None |  |  |  | 2014-09-30 | 2014-10-22 | United States | ES_1033346_3GL15F40K_10242014153540_7172367 | 2237326
Bulb Star | BulbStar | A19 LED 12W | 4GLA1230K |  | A19 | General Purpose Replacement | E26 (Medium) | Omnidirectional | LED | 3 | 60 | 112 | 60 |  |  |  | 800 | 12 | 66.7 | No | 25000 | 3000 | 81 | 3 | 0.9 | -20 | Dimmable | 10% |  | None |  |  |  | 2014-10-10 | 2014-10-21 | United States | ES_1033346_4GLA1230K_10222014133622_2339928 | 2223150
Bulb Star | BulbStar | A19 LED 12W | 4GLA1240K |  | A19 | General Purpose Replacement | E26 (Medium) | Omnidirectional | LED | 3 | 60 | 112 | 60 |  |  |  | 800 | 12 | 66.7 | No | 25000 | 4000 | 83 | 9 | 0.9 | -20 | Dimmable | 10% |  | None |  |  |  | 2014-10-10 | 2014-10-21 | United States | ES_1033346_4GLA1240K_10222014133622_8345165 | 2223151
Bulb Star | BulbStar | A19 LED 7W | 4GLA0730K |  | A19 | General Purpose Replacement | E26 (Medium) | Omnidirectional | LED | 3 | 40 | 112 | 60 |  |  |  | 450 | 7 | 64.3 | No | 25000 | 3000 | 85 | 16 | 0.9 | -20 | Dimmable | 10% |  | None |  |  |  | 2014-10-10 | 2014-10-21 | United States | ES_1033346_4GLA0730K_10222014133633_5444227 | 2223149
Bulb Star | BulbStar | A type18W 2700K E26 | BFA18W/2700K |  | CFL A-type | General Purpose Replacement | E26 (Medium) | Decorative | CFL | 2 | 75 | 149 | 70 |  | 2.5 |  | 1200 | 18 | 66.7 | No | 10000 | 2700 | 83 | 0 | 0.6 | -18 |  |  |  | None |  |  |  | 2015-05-23 | 2015-05-27 | United States | ES_1033346_BFA18W/2700K_05292015104929_8530911 | 2240421
Bulb Star | BulbStar | BR30 Lamp | 3GLB1527K |  | BR30 | Reflector (Flood/Spot) | E26 (Medium) | Directional | LED | 3 | 75 | 133 | 95 |  |  |  | 1000 | 15.5 | 64.5 | No | 30000 | 2700 | 82 | 11 | 1 | -20 | Dimmable | 10% |  | None |  |  |  | 2014-09-20 | 2014-10-14 | United States | ES_1033346_3GLB1527K_10172014154427_2202968 | 2222716
Bulb Star | BulbStar | BR30 Lamp | 3GLB1530K |  | BR30 | Reflector (Flood/Spot) | E26 (Medium) | Directional | LED | 3 | 75 | 134.6 | 96.5 |  |  |  | 1000 | 15 | 66.7 | No | 30000 | 3000 | 83 | 18 | 1 | -20 | Dimmable | 10% |  | None |  |  |  | 2014-09-20 | 2014-10-14 | United States | ES_1033346_3GLB1530K_10172014154427_6203810 | 2222715
Bulb Star | BulbStar | Compact Fluorescent Lamp | BFA19W/2700K |  | CFL A-type | General Purpose Replacement | E26 (Medium) | Decorative | CFL | 2 | 75 | 149 | 70 |  | 2.5 |  | 1200 | 20.2 | 59.3 | No | 10000 | 2700 | 82 | 13 | 0.6 | -18 |  |  |  | None |  |  |  | 2014-11-10 | 2014-11-12 | United States | ES_1033346_BFA19W/2700K_11132014141245_5901167 | 2225242
Bulb Star | BulbStar | Compact Fluorescent Lamp | BSK23W/2700K |  | CFL Bare Spiral | General Purpose Replacement | E26 (Medium) | Omnidirectional | CFL | 2 | 100 | 131 | 60 |  | 2.5 |  | 1600 | 23 | 69.6 | No | 12000 | 2700 | 83 | -6 | 0.5 | -18 |  |  |  | None |  |  |  | 2014-11-20 | 2014-11-12 | United States | ES_1033346_BSK23W/2700K_11132014141252_3262145 | 2225241
Bulb Star | BulbStar | PAR38 Lamp | 3GL16F |  | PAR38 | Reflector (Flood/Spot) | E26 (Medium) | Directional | LED | 3 | 90 | 129.5 | 121.9 | 1287 |  | 60 | 1000 | 16 | 62.5 | No | 30000 | 3000 | 87 | 32 | 1 | -20 | Dimmable | 10% |  | None |  |  |  | 2014-11-20 | 2014-11-12 | United States | ES_1033346_3GL16F_11132014140816_1361189 | 2225033
Bulb Star | BulbStar | T2 23W 2700K E26 | T2BSK23W/2700K |  | CFL Bare Spiral | General Purpose Replacement | E26 (Medium) | Omnidirectional | CFL | 2 | 100 | 116 | 60 |  | 2.5 |  | 1600 | 23 | 69.6 | No | 10000 | 2700 | 81 | -6 | 0.6 | -18 |  |  |  | Not for Use in Recessed Fixtures,Not for Use in Enclosed Fixtures |  |  |  | 2015-02-15 | 2015-02-18 | United States | ES_1033346_T2BSK23W/2700K_02192015132023_3079859 | 2233482
Bulb Star | BulbStar | T2 23W 5000K E26 | T2BSK23W/5000K |  | CFL Bare Spiral | General Purpose Replacement | E26 (Medium) | Omnidirectional | CFL | 2 | 100 | 116 | 60 |  | 2.5 |  | 1600 | 23.1 | 69.3 | No | 10000 | 5000 | 82 | -24 | 0.6 | -18 |  |  |  | Not for Use in Recessed Fixtures,Not for Use in Enclosed Fixtures |  |  |  | 2015-02-15 | 2015-02-18 | United States | ES_1033346_T2BSK23W/5000K_02192015132023_2001331 | 2233483
Bulb Star | BulbStar | T3 13W 2700K E26 | BSK13W/2700K |  | CFL Bare Spiral | General Purpose Replacement | E26 (Medium) | Omnidirectional | CFL | 2 | 60 | 119 | 46 |  | 2 |  | 900 | 13.2 | 68.4 | No | 10000 | 2700 | 82 | -7 | 0.6 | -18 |  |  |  | None |  |  |  | 2015-02-15 | 2015-02-18 | United States | ES_1033346_BSK13W/2700K_02192015132016_3685413 | 2233484
Bulb Star | BulbStar | T3 13W 5000K E26 | BSK13W/5000K |  | CFL Bare Spiral | General Purpose Replacement | E26 (Medium) | Omnidirectional | CFL | 2 | 60 | 119 | 46 |  | 2 |  | 900 | 13.7 | 65.9 | No | 10000 | 5000 | 86 | 6 | 0.5 | -18 |  |  |  | None |  |  |  | 2015-02-15 | 2015-02-18 | United States | ES_1033346_BSK13W/5000K_02192015132016_6578083 | 2233485
Bulb Star | BulbStar | T3 20W 2700K E26 | BSJ20W/2700K |  | CFL Bare Spiral | General Purpose Replacement | E26 (Medium) | Omnidirectional | CFL | 2 | 75 | 120 | 60 |  | 2.5 |  | 1250 | 20 | 71 | No | 10000 | 2700 | 82 | -5 | 0.6 | -18 |  |  |  | Not for Use in Enclosed Fixtures |  |  |  | 2015-03-08 | 2015-03-05 | United States | ES_1033346_BSJ20W/2700K_03052015162423_6947585 | 2234311
Bulb Star | BulbStar | T3 20W 5000K E26 | BSK20W/5000K |  | CFL Bare Spiral | General Purpose Replacement | E26 (Medium) | Omnidirectional | CFL | 2 | 75 | 120 | 60 |  | 2.5 |  | 1250 | 20 | 68.1 | No | 10000 | 5000 | 86 | 34 | 0.6 | -18 |  |  |  | Not for Use in Enclosed Fixtures |  |  |  | 2015-03-08 | 2015-03-05 | United States | ES_1033346_BSK20W/5000K_03052015162423_5231499 | 2234312
Bulb Star | BulbStar | T3 23W 5000K E26 | BSK23W/5000K |  | CFL Bare Spiral | General Purpose Replacement | E26 (Medium) | Omnidirectional | CFL | 2 | 100 | 131 | 60 |  | 2.5 |  | 1600 | 23.8 | 67.3 | No | 10000 | 5000 | 84 | 5 | 0.6 | -18 |  |  |  | Not for Use in Enclosed Fixtures |  |  |  | 2015-02-15 | 2015-02-24 | United States | ES_1033346_BSK23W/5000K_02272015152825_1802620 | 2234190
BYD (HuiZhou) Co., Ltd. | BYD | LED lamps | GL-19DA |  | A19 | General Purpose Replacement | E26 (Medium) | Omnidirectional | LED | 3 | 60 | 113.5 | 59 |  |  |  | 800 | 11.5 | 69.3 | No | 25000 | 3000 | 83 | 15 | 1 | -20 | Dimmable | 20% |  | None |  |  |  | 2015-08-24 | 2015-08-14 | United States, Canada | ES_1128074_GL-19DA_09012015090036_7174095 | 2246858
BYD (HuiZhou) Co., Ltd. | BYD | LED lamps | GL-19DA |  | A19 | General Purpose Replacement | E26 (Medium) | Omnidirectional | LED | 3 | 60 | 113.5 | 59 |  |  |  | 800 | 12 | 66.9 | No | 25000 | 2700 | 84 | 21 | 1 | -20 | Dimmable | 20% |  | None |  |  |  | 2015-08-24 | 2015-08-14 | United States, Canada | ES_1128074_GL-19DA_09012015090036_7615379 | 2246857
Canadian Tire | Noma | 31923 | 299-6774-2 |  | PAR20 | Reflector (Flood/Spot) | E26 (Medium) | Directional | LED | 10 | 50 | 85.1 | 63.6 | 1077 |  | 35 | 450 | 6 | 75 | No | 25000 | 3000 | 82 | 14 | 1 | -20 | Dimmable | 5% | No | None | No |  |  | 2016-08-17 | 2016-08-17 | Canada | ES_1025242_299-6774-2_08182016045838_70089103 | 2276166
Canadian Tire | Noma | 31924 | 299-6776-8 |  | BR30 | Reflector (Flood/Spot) | E26 (Medium) | Directional | LED | 10 | 65 | 135.6 | 94.6 |  |  | 110 | 650 | 9 | 72.2 | No | 25000 | 3000 | 82 | 5 | 0.9 | -20 | Dimmable | 4% | No | None | No |  |  | 2016-08-17 | 2016-08-17 | Canada | ES_1025242_299-6776-8_08182016045838_70089103 | 2276167
Canadian Tire | Noma | 33910 | 299-6786-4 |  | PAR16 | Reflector (Flood/Spot) | GU10 | Directional | LED | 10 | 50 | 56.7 | 50 | 1340 |  | 35 | 500 | 7 | 71.4 | No | 25000 | 2700 | 81 | 10 | 1 | -20 | Dimmable | 4% | No | None | No |  |  | 2016-08-17 | 2016-08-17 | Canada | ES_1025242_299-6786-4_08182016045838_70089103 | 2276165
Canadian Tire | Noma | 3-intensity 12W/20W/26W, | 052-5182-2 |  | CFL Bare Spiral | General Purpose Replacement | E26 (Medium) | Omnidirectional | CFL | 5 | 100 | 155 | 60 |  | 2.5 |  | 1600 | 26 | 61.5 | Yes | 10000 | 2700 | 83 | -8 | 0.5 | -15 |  |  |  | None |  |  |  | 2014-12-19 | 2014-12-22 | Canada | ES_0031577_052-5182-2_02032015115010_2772829 | 2232666
Canadian Tire | Noma | B-7W E12 | 052-5382-6 |  | Decorative: Other | Decorative | E12 (Candelabra) | Decorative | CFL | 5 | 40 | 119 | 36 |  | 2.5 |  | 300 | 7 | 44.3 | No | 10000 | 2700 | 82 | -9 | 0.5 | -15 |  |  |  | None |  |  |  | 2014-11-19 | 2014-11-21 | Canada | ES_0031577_052-5382-6_02032015115010_2772829 | 2232681
Canadian Tire | Noma | BR40-23W | 052-5365-8 |  | BR40 | Reflector (Flood/Spot) | E26 (Medium) | Directional | CFL | 5 | 90 | 160.3 | 119.3 |  | 2.5 |  | 1200 | 23 | 52.2 | No | 10000 | 2700 | 82 | -4 | 0.6 | -15 |  |  |  | None |  |  |  | 2015-02-09 | 2015-02-13 | Canada | ES_0031577_052-5365-8_03102015042521_7002320 | 2234474
Canadian Tire | Noma | CFL 11W R20 | 052-0744-6 | ,BPESL11R20TMBW/2/CTC, | R20 | Reflector (Flood/Spot) | E26 (Medium) | Directional | CFL | 2 | 45 | 111.5 | 62.6 |  | 1 |  | 450 | 11 | 40.9 | No | 10000 | 3500 | 86 | 20 | 0.6 | -29 |  |  |  | None |  |  |  | 2015-02-15 | 2015-02-19 | United States | ES_1025242_052-0744-6_02192015092330_1023768 | 2233396
Canadian Tire | Noma | CFL 13W Twist | 052-0781-6 | ,052-5124-2,; ,ESL13T/4/CTC,; ,ESL13T/6/CTC, | CFL Bare Spiral | General Purpose Replacement | E26 (Medium) | Omnidirectional | CFL | 2 | 60 | 111.5 | 48.7 |  | 1 |  | 900 | 13.2 | 69.2 | No | 10000 | 2700 | 83 | -4 | 0.6 | -23 |  |  |  | Not for Use in Enclosed Fixtures |  |  |  | 2015-02-06 | 2015-02-09 | Canada | ES_1025242_052-0781-6_02092015035000_1023763 | 2232850
Canadian Tire | Noma | CFL 15W BR30 | 052-0777-8 | ,ESL15BR30/BW/2/CTC, | BR30 | Reflector (Flood/Spot) | E26 (Medium) | Directional | CFL | 2 | 65 | 134.8 | 94 |  | 1 |  | 750 | 15 | 50 | No | 10000 | 3500 | 85 | 8 | 0.6 | -29 |  |  |  | None |  |  |  | 2015-02-09 | 2015-02-09 | Canada | ES_1025242_052-0777-8_02092015041730_1023764 | 2232853
Canadian Tire | Noma | CFL 18W BR38 | 052-5134-8 | ,ESL18BR38/41K/2/CAN, | BR38 | Reflector (Flood/Spot) | E26 (Medium) | Directional | CFL | 2 | 75 | 151.1 | 119.6 |  | 1 |  | 950 | 18.5 | 51.4 | No | 10000 | 4100 | 86 | 23 | 0.6 | -29 |  |  |  | Wet Location Rated |  |  |  | 2015-02-09 | 2015-02-11 | Canada | ES_1025242_052-5134-8_02112015115841_1023764 | 2233001
Canadian Tire | Noma | CFL 18W BR38 | 052-5357-8 | ,ESL18BR38/2/ECO/CAN, | BR38 | Reflector (Flood/Spot) | E26 (Medium) | Directional | CFL | 2 | 75 | 151.1 | 119.6 |  | 1 |  | 950 | 18.8 | 51.3 | No | 10000 | 2700 | 83 | -16 | 0.6 | -29 |  |  |  | Wet Location Rated |  |  |  | 2015-02-10 | 2015-02-11 | Canada | ES_1025242_052-5357-8_02112015115841_1023765 | 2233003
BRITELITE LLC | Brite Lite | BLSO5BR31230D | BLSO5BR31230D |  | BR30 | Reflector (Flood/Spot) | E26 (Medium) | Directional | LED | 5 | 65 | 132 | 95 |  |  |  | 850 | 12.2 | 70.8 | No | 25000 | 3000 | 91 | 56 | 0.9 | -40 | Dimmable | 10% | No | Damp Location Rated | No |  |  | 2016-01-01 | 2016-10-26 | United States | ES_1137918_BLSO5BR31230D_10132016154526_7423517 | 2282284
BRITELITE LLC | Brite Lite | BLSO5P381730D | BLSO5P381730D |  | PAR38 | Reflector (Flood/Spot) | E26 (Medium) | Directional | LED | 3 | 100 | 130 | 120 | 1804 |  | 40 | 1150 | 17 | 67.6 | No | 25000 | 3000 | 93 | 70 | 0.9 | -40 | Dimmable | 10% | No | Damp Location Rated | No |  |  | 2016-01-01 | 2016-10-18 | United States | ES_1137918_BLSO5P381730D_10132016165555_8863489 | 2281640
BRITELITE LLC | Brite Lite | BLSO5P381740D | BLSO5P381740D |  | PAR38 | Reflector (Flood/Spot) | E26 (Medium) | Directional | LED | 3 | 100 | 130 | 120 | 2050 |  | 40 | 1167 | 17 | 68.6 | No | 25000 | 4000 | 95 | 81 | 0.9 | -40 | Dimmable | 10% | No | Damp Location Rated | No |  |  | 2016-01-01 | 2016-10-18 | United States | ES_1137918_BLSO5P381740D_10132016154526_7423517 | 2281639
Bulbrite Industries | BULBRITE | 772620 | LED13PAR30S/FL40/927/WD |  | PAR30 | Reflector (Flood/Spot) | E26 (Medium) | Directional | LED | 5 | 45 | 92.1 | 94.8 | 707 |  | 40 | 820 | 13 | 63.1 | No | 25000 | 2700 | 93 | 66 | 0.9 | -20 | Dimmable | 10% |  | Not for Use in Recessed Fixtures,Wet Location Rated,Not for Use in Enclosed Fixtures |  |  |  | 2016-01-12 | 2016-01-12 | United States, Canada | ES_44171_LED13PAR30S/FL40/927/WD_02052016013620_1023951 | 2257969
Bulbrite Industries | BULBRITE | 772621 | LED13PAR30S/FL40/930/WD |  | PAR30 | Reflector (Flood/Spot) | E26 (Medium) | Directional | LED | 5 | 45 | 92.1 | 94.8 | 811 |  | 40 | 820 | 13 | 63.1 | No | 25000 | 3000 | 95 | 76 | 0.9 | -20 | Dimmable | 10% |  | Not for Use in Recessed Fixtures,Wet Location Rated,Not for Use in Enclosed Fixtures |  |  |  | 2016-01-12 | 2016-01-12 | United States, Canada | ES_44171_LED13PAR30S/FL40/930/WD_02052016013620_1023951 | 2257982
Bulbrite Industries | BULBRITE | 772630 | LED13PAR30L/FL40/927/WD |  | PAR30L | Reflector (Flood/Spot) | E26 (Medium) | Directional | LED | 5 | 50 | 117.3 | 95.6 | 1336 |  | 40 | 820 | 13.2 | 62.1 | No | 25000 | 2700 | 93 | 66 | 1 | -20 | Dimmable | 10% |  | Not for Use in Recessed Fixtures,Wet Location Rated,Not for Use in Enclosed Fixtures |  |  |  | 2016-01-12 | 2016-02-08 | United States, Canada | ES_44171_LED13PAR30L/FL40/927/WD_02082016032550_1023952 | 2258024
Bulbrite Industries | BULBRITE | 772640 | LED18PAR38/FL40/927/WD |  | PAR38 | Reflector (Flood/Spot) | E26 (Medium) | Directional | LED | 5 | 85 | 132.2 | 121.7 | 1717 |  | 40 | 1150 | 18.6 | 61.8 | No | 25000 | 2700 | 93 | 68 | 1 | -20 | Dimmable | 10% |  | Not for Use in Recessed Fixtures,Not for Use in Enclosed Fixtures |  |  |  | 2016-02-05 | 2016-02-05 | United States, Canada | ES_44171_LED18PAR38/FL40/927/WD_02052016013330_1023964 | 2257971
Bulbrite Industries | BULBRITE | 772641 | LED18PAR38/FL40/930/WD |  | PAR38 | Reflector (Flood/Spot) | E26 (Medium) | Directional | LED | 5 | 85 | 132.2 | 121.7 | 1801 |  | 40 | 1150 | 18.1 | 63.5 | No | 25000 | 3000 | 95 | 74 | 1 | -20 | Dimmable | 10% |  | Not for Use in Recessed Fixtures,Not for Use in Enclosed Fixtures |  |  |  | 2016-02-05 | 2016-02-05 | United States, Canada | ES_44171_LED18PAR38/FL40/930/WD_02052016013330_1023964 | 2257991
Bulbrite Industries | BULBRITE | 772710 | LED7PAR20/NF25/827/WD |  | PAR20 | Reflector (Flood/Spot) | E26 (Medium) | Directional | LED | 5 | 50 | 77.9 | 62.9 | 1225 |  | 25 | 525 | 7 | 75 | No | 25000 | 2700 | 82 | 10 | 0.9 | -20 | Dimmable | 20% |  | Not for Use in Recessed Fixtures,Not for Use in Enclosed Fixtures |  |  |  | 2016-01-08 | 2016-01-08 | United States, Canada | ES_44171_LED7PAR20/NF25/827/WD_02052016013440_1023950 | 2257974
Bulbrite Industries | BULBRITE | 772711 | LED7PAR20/FL40/827/WD |  | PAR20 | Reflector (Flood/Spot) | E26 (Medium) | Directional | LED | 5 | 50 | 77.9 | 62.9 | 701 |  | 40 | 525 | 7 | 75 | No | 25000 | 2700 | 82 | 10 | 0.9 | -20 | Dimmable | 20% |  | Not for Use in Recessed Fixtures,Not for Use in Enclosed Fixtures |  |  |  | 2016-01-08 | 2016-01-08 | United States, Canada | ES_44171_LED7PAR20/FL40/827/WD_02052016013440_1023950 | 2257967
Bulbrite Industries | BULBRITE | 772714 | LED7PAR20/NF25/830/WD |  | PAR20 | Reflector (Flood/Spot) | E26 (Medium) | Directional | LED | 5 | 50 | 77.9 | 62.9 | 1220 |  | 25 | 525 | 7 | 75 | No | 25000 | 3000 | 81 | 7 | 0.9 | -20 | Dimmable | 20% |  | Not for Use in Recessed Fixtures,Not for Use in Enclosed Fixtures |  |  |  | 2016-01-08 | 2016-01-08 | United States, Canada | ES_44171_LED7PAR20/NF25/830/WD_02052016013440_1023950 | 2257975
Bulbrite Industries | BULBRITE | 772715 | LED7PAR20/FL40/830/WD |  | PAR20 | Reflector (Flood/Spot) | E26 (Medium) | Directional | LED | 5 | 50 | 77.9 | 62.9 | 776 |  | 40 | 525 | 7 | 75 | No | 25000 | 3000 | 81 | 7 | 0.9 | -20 | Dimmable | 20% |  | Not for Use in Recessed Fixtures,Not for Use in Enclosed Fixtures |  |  |  | 2016-01-08 | 2016-01-08 | United States, Canada | ES_44171_LED7PAR20/FL40/830/WD_02052016013440_1023950 | 2257972
Bulbrite Industries | BULBRITE | 772717 | LED7PAR20/NF25/840/WD |  | PAR20 | Reflector (Flood/Spot) | E26 (Medium) | Directional | LED | 5 | 50 | 77.9 | 62.9 | 1228 |  | 25 | 525 | 7 | 75 | No | 25000 | 4000 | 82 | 9 | 0.9 | -20 | Dimmable | 20% |  | Not for Use in Recessed Fixtures,Not for Use in Enclosed Fixtures |  |  |  | 2016-01-08 | 2016-01-08 | United States, Canada | ES_44171_LED7PAR20/NF25/840/WD_02052016013440_1023950 | 2257976
Bulbrite Industries | BULBRITE | 772718 | LED7PAR20/FL40/840/WD |  | PAR20 | Reflector (Flood/Spot) | E26 (Medium) | Directional | LED | 5 | 50 | 77.9 | 62.9 | 619 |  | 40 | 525 | 7 | 75 | No | 25000 | 4000 | 82 | 9 | 0.9 | -20 | Dimmable | 20% |  | Not for Use in Recessed Fixtures,Not for Use in Enclosed Fixtures |  |  |  | 2016-01-08 | 2016-01-08 | United States, Canada | ES_44171_LED7PAR20/FL40/840/WD_02052016013440_1023950 | 2257973
Bulbrite Industries | BULBRITE | 772720 | LED13PAR30S/NF25/827/WD |  | PAR30 | Reflector (Flood/Spot) | E26 (Medium) | Directional | LED | 5 | 50 | 92.1 | 94.8 | 1689 |  | 25 | 1000 | 13 | 76.9 | No | 25000 | 2700 | 82 | 6 | 0.9 | -20 | Dimmable | 10% |  | Not for Use in Recessed Fixtures,Wet Location Rated,Not for Use in Enclosed Fixtures |  |  |  | 2016-01-12 | 2016-01-12 | United States, Canada | ES_44171_LED13PAR30S/NF25/827/WD_02052016013550_1023951 | 2257979
Bulbrite Industries | BULBRITE | 772721 | LED13PAR30S/FL40/827/WD |  | PAR30 | Reflector (Flood/Spot) | E26 (Medium) | Directional | LED | 5 | 50 | 92.1 | 94.8 | 886 |  | 40 | 1000 | 13 | 76.9 | No | 25000 | 2700 | 82 | 6 | 0.9 | -20 | Dimmable | 10% |  | Not for Use in Recessed Fixtures,Wet Location Rated,Not for Use in Enclosed Fixtures |  |  |  | 2016-01-12 | 2016-01-12 | United States, Canada | ES_44171_LED13PAR30S/FL40/827/WD_02052016013550_1023951 | 2257968
Bulbrite Industries | BULBRITE | 772723 | LED13PAR30S/NF25/830/WD |  | PAR30 | Reflector (Flood/Spot) | E26 (Medium) | Directional | LED | 5 | 50 | 92.1 | 94.8 | 1769 |  | 25 | 1000 | 13.1 | 76.3 | No | 25000 | 3000 | 81 | 6 | 0.9 | -20 | Dimmable | 10% |  | Not for Use in Recessed Fixtures,Wet Location Rated,Not for Use in Enclosed Fixtures |  |  |  | 2016-01-12 | 2016-01-12 | United States, Canada | ES_44171_LED13PAR30S/NF25/830/WD_02052016013550_1023951 | 2257980
Bulbrite Industries | BULBRITE | 772724 | LED13PAR30S/FL40/830/WD |  | PAR30 | Reflector (Flood/Spot) | E26 (Medium) | Directional | LED | 5 | 50 | 92.1 | 94.8 | 1041 |  | 40 | 1000 | 13.1 | 76.3 | No | 25000 | 3000 | 81 | 6 | 1 | -20 | Dimmable | 10% |  | Not for Use in Recessed Fixtures,Wet Location Rated,Not for Use in Enclosed Fixtures |  |  |  | 2016-01-12 | 2016-01-12 | United States, Canada | ES_44171_LED13PAR30S/FL40/830/WD_02052016013550_1023951 | 2257977
Bulbrite Industries | BULBRITE | 772726 | LED13PAR30S/NF25/840/WD |  | PAR30 | Reflector (Flood/Spot) | E26 (Medium) | Directional | LED | 5 | 50 | 92.1 | 94.8 | 1834 |  | 25 | 1000 | 13 | 76.9 | No | 25000 | 4000 | 81 | 13 | 0.9 | -20 | Dimmable | 10% |  | Not for Use in Recessed Fixtures,Wet Location Rated,Not for Use in Enclosed Fixtures |  |  |  | 2016-01-12 | 2016-01-12 | United States, Canada | ES_44171_LED13PAR30S/NF25/840/WD_02052016013550_1023951 | 2257981
Bulbrite Industries | BULBRITE | 772727 | LED13PAR30S/FL40/840/WD |  | PAR30 | Reflector (Flood/Spot) | E26 (Medium) | Directional | LED | 5 | 50 | 92.1 | 94.8 | 958 |  | 40 | 1000 | 13 | 76.9 | No | 25000 | 4000 | 83 | 13 | 0.9 | -20 | Dimmable | 10% |  | Not for Use in Recessed Fixtures,Wet Location Rated,Not for Use in Enclosed Fixtures |  |  |  | 2016-01-12 | 2016-01-12 | United States, Canada | ES_44171_LED13PAR30S/FL40/840/WD_02052016013550_1023951 | 2257978
Bulbrite Industries | BULBRITE | 772730 | LED13PAR30L/NF25/827/WD |  | PAR30 | Reflector (Flood/Spot) | E26 (Medium) | Directional | LED | 5 | 75 | 117.3 | 85.6 | 3009 |  | 25 | 1000 | 13 | 76.9 | No | 25000 | 2700 | 81 | 10 | 0.9 | -20 | Dimmable | 10% |  | Not for Use in Recessed Fixtures,Wet Location Rated,Not for Use in Enclosed Fixtures |  |  |  | 2016-02-08 | 2016-02-08 | United States, Canada | ES_44171_LED13PAR30L/NF25/827/WD_02082016044440_1023966 | 2258028
Bulbrite Industries | BULBRITE | 772731 | LED13PAR30L/FL40/827/WD |  | PAR30 | Reflector (Flood/Spot) | E26 (Medium) | Directional | LED | 5 | 75 | 117.3 | 85.6 | 1511 |  | 40 | 1000 | 13 | 76.9 | No | 25000 | 2700 | 81 | 10 | 0.9 | -20 | Dimmable | 10% |  | Not for Use in Recessed Fixtures,Wet Location Rated,Not for Use in Enclosed Fixtures |  |  |  | 2016-02-08 | 2016-02-08 | United States, Canada | ES_44171_LED13PAR30L/FL40/827/WD_02082016044440_1023965 | 2258025
Bulbrite Industries | BULBRITE | 772733 | LED13PAR30L/NF25/830/WD |  | PAR30 | Reflector (Flood/Spot) | E26 (Medium) | Directional | LED | 5 | 75 | 117.3 | 85.6 | 3019 |  | 25 | 1000 | 13 | 76.9 | No | 25000 | 3000 | 81 | 6 | 0.9 | -20 | Dimmable | 10% |  | Not for Use in Recessed Fixtures,Wet Location Rated,Not for Use in Enclosed Fixtures |  |  |  | 2016-02-08 | 2016-02-08 | United States, Canada | ES_44171_LED13PAR30L/NF25/830/WD_04152016031220_1023996 | 2264305
Bulbrite Industries | BULBRITE | 772734 | LED13PAR30L/FL40/830/WD |  | PAR30 | Reflector (Flood/Spot) | E26 (Medium) | Directional | LED | 5 | 75 | 117.3 | 85.6 | 1678 |  | 40 | 1000 | 13 | 76.9 | No | 25000 | 3000 | 81 | 6 | 0.9 | -20 | Dimmable | 10% |  | Not for Use in Recessed Fixtures,Wet Location Rated,Not for Use in Enclosed Fixtures |  |  |  | 2016-02-08 | 2016-04-15 | United States, Canada | ES_44171_LED13PAR30L/FL40/830/WD_04152016031220_1023996 | 2264304
Bulbrite Industries | BULBRITE | 772736 | LED13PAR30L/NF25/840/WD |  | PAR30 | Reflector (Flood/Spot) | E26 (Medium) | Directional | LED | 5 | 75 | 117.3 | 85.6 | 2941 |  | 25 | 1000 | 13 | 76.9 | No | 25000 | 4000 | 83 | 12 | 0.9 | -20 | Dimmable | 10% |  | Not for Use in Recessed Fixtures,Wet Location Rated,Not for Use in Enclosed Fixtures |  |  |  | 2016-02-08 | 2016-02-08 | United States, Canada | ES_44171_LED13PAR30L/NF25/840/WD_02082016044440_1023966 | 2258027
Bulbrite Industries | BULBRITE | 772737 | LED13PAR30L/FL40/840/WD |  | PAR30 | Reflector (Flood/Spot) | E26 (Medium) | Directional | LED | 5 | 75 | 117.3 | 85.6 | 1350 |  | 40 | 1000 | 13 | 76.9 | No | 25000 | 4000 | 83 | 12 | 0.9 | -20 | Dimmable | 10% |  | Not for Use in Recessed Fixtures,Wet Location Rated,Not for Use in Enclosed Fixtures |  |  |  | 2016-02-08 | 2016-02-08 | United States, Canada | ES_44171_LED13PAR30L/FL40/840/WD_02082016044440_1023965 | 2258026
Bulbrite Industries | BULBRITE | 772740 | LED15PAR38/NF25/827/WD |  | PAR38 | Reflector (Flood/Spot) | E26 (Medium) | Directional | LED | 5 | 90 | 131.7 | 121.7 | 3893 |  | 25 | 1200 | 15.2 | 78.9 | No | 25000 | 2700 | 82 | 11 | 1 | -20 | Dimmable | 10% |  | Not for Use in Recessed Fixtures,Not for Use in Enclosed Fixtures |  |  |  | 2016-02-05 | 2016-02-05 | United States, Canada | ES_44171_LED15PAR38/NF25/827/WD_02052016013730_1023963 | 2257985
Bulbrite Industries | BULBRITE | 772741 | LED15PAR38/FL40/827/WD |  | PAR38 | Reflector (Flood/Spot) | E26 (Medium) | Directional | LED | 5 | 90 | 131.7 | 121.7 | 1887 |  | 40 | 1200 | 15.2 | 78.9 | No | 25000 | 2700 | 82 | 11 | 1 | -20 | Dimmable | 10% |  | Not for Use in Recessed Fixtures,Not for Use in Enclosed Fixtures |  |  |  | 2016-02-05 | 2016-02-05 | United States, Canada | ES_44171_LED15PAR38/FL40/827/WD_02052016013730_1023963 | 2257970
Bulbrite Industries | BULBRITE | 772742 | LED15PAR38/WFL60/827/WD |  | PAR38 | Reflector (Flood/Spot) | E26 (Medium) | Directional | LED | 5 | 90 | 131.7 | 121.7 | 1142 |  | 60 | 1200 | 15.2 | 78.9 | No | 25000 | 2700 | 82 | 11 | 1 | -20 | Dimmable | 10% |  | Not for Use in Recessed Fixtures,Not for Use in Enclosed Fixtures |  |  |  | 2016-02-05 | 2016-02-05 | United States, Canada | ES_44171_LED15PAR38/WFL60/827/WD_02052016013730_1023963 | 2257988
Bulbrite Industries | BULBRITE | 772743 | LED15PAR38/NF25/830/WD |  | PAR38 | Reflector (Flood/Spot) | E26 (Medium) | Directional | LED | 5 | 90 | 131.7 | 121.7 | 3981 |  | 25 | 1200 | 15.1 | 79.5 | No | 25000 | 3000 | 84 | 21 | 1 | -20 | Dimmable | 10% |  | Not for Use in Recessed Fixtures,Not for Use in Enclosed Fixtures |  |  |  | 2016-02-05 | 2016-02-05 | United States, Canada | ES_44171_LED15PAR38/NF25/830/WD_02052016013730_1023963 | 2257986
Bulbrite Industries | BULBRITE | 772744 | LED15PAR38/FL40/830/WD |  | PAR38 | Reflector (Flood/Spot) | E26 (Medium) | Directional | LED | 5 | 90 | 131.7 | 121.7 | 1903 |  | 40 | 1200 | 15.1 | 79.5 | No | 25000 | 3000 | 84 | 21 | 1 | -20 | Dimmable | 10% |  | Not for Use in Recessed Fixtures,Not for Use in Enclosed Fixtures |  |  |  | 2016-02-05 | 2016-02-05 | United States, Canada | ES_44171_LED15PAR38/FL40/830/WD_02052016013730_1023963 | 2257983
Bulbrite Industries | BULBRITE | 772745 | LED15PAR38/WFL60/830/WD |  | PAR38 | Reflector (Flood/Spot) | E26 (Medium) | Directional | LED | 5 | 90 | 131.7 | 121.7 | 1072 |  | 60 | 1200 | 15.1 | 79.5 | No | 25000 | 3000 | 84 | 21 | 1 | -20 | Dimmable | 10% |  | Not for Use in Recessed Fixtures,Not for Use in Enclosed Fixtures |  |  |  | 2016-02-05 | 2016-02-05 | United States, Canada | ES_44171_LED15PAR38/WFL60/830/WD_02052016013730_1023963 | 2257989
Bulbrite Industries | BULBRITE | 772746 | LED15PAR38/NF25/840/WD |  | PAR38 | Reflector (Flood/Spot) | E26 (Medium) | Directional | LED | 5 | 90 | 131.7 | 121.7 | 4088 |  | 25 | 1200 | 15 | 80 | No | 25000 | 4000 | 83 | 13 | 1 | -20 | Dimmable | 10% |  | Not for Use in Recessed Fixtures,Not for Use in Enclosed Fixtures |  |  |  | 2016-02-05 | 2016-02-05 | United States, Canada | ES_44171_LED15PAR38/NF25/840/WD_02052016013730_1023963 | 2257987
Bulbrite Industries | BULBRITE | 772747 | LED15PAR38/FL40/840/WD |  | PAR38 | Reflector (Flood/Spot) | E26 (Medium) | Directional | LED | 5 | 90 | 131.7 | 121.7 | 2047 |  | 40 | 1200 | 15 | 80 | No | 25000 | 4000 | 83 | 13 | 1 | -20 | Dimmable | 10% |  | Not for Use in Recessed Fixtures,Not for Use in Enclosed Fixtures |  |  |  | 2016-02-05 | 2016-02-05 | United States, Canada | ES_44171_LED15PAR38/FL40/840/WD_02052016013730_1023963 | 2257984
Bulbrite Industries | BULBRITE | 772748 | LED15PAR38/WFL60/840/WD |  | PAR38 | Reflector (Flood/Spot) | E26 (Medium) | Directional | LED | 5 | 90 | 131.7 | 121.7 | 1070 |  | 60 | 1200 | 15 | 80 | No | 25000 | 4000 | 83 | 13 | 1 | -20 | Dimmable | 10% |  | Not for Use in Recessed Fixtures,Not for Use in Enclosed Fixtures |  |  |  | 2016-02-05 | 2016-02-05 | United States, Canada | ES_44171_LED15PAR38/WFL60/840/WD_02052016013730_1023963 | 2257990
Bulbrite Industries | BULBRITE | BR30 | LED9BR30/827/4PK | ,,773351 | BR30 | Reflector (Flood/Spot) | E26 (Medium) | Directional | LED | 3 | 65 | 131.5 | 94.9 |  |  |  | 680 | 9.7 | 70.1 | No | 25000 | 2700 | 82 | 10 | 0.9 | -20 | Dimmable | 10% | No | None | No |  |  | 2016-07-05 | 2016-07-14 | United States | ES_44171_LED9BR30/827/4PK_07272016161845_5176861 | 2273643
Bulbrite Industries | BULBRITE | BR30 | LED9BR30/830/4PK | ,,773352 | BR30 | Reflector (Flood/Spot) | E26 (Medium) | Directional | LED | 3 | 65 | 131.5 | 94.9 |  |  |  | 650 | 9 | 72.2 | No | 25000 | 3000 | 83 | 11 | 0.9 | -20 | Dimmable | 10% | No | None | No |  |  | 2016-07-05 | 2016-07-14 | United States | ES_44171_LED9BR30/830/4PK_07272016161918_1942921 | 2273644
Bulbrite Industries | BULBRITE | BR40 | LED12BR40/827/4PK | ,,773450 | BR40 | Reflector (Flood/Spot) | E26 (Medium) | Directional | LED | 3 | 75 | 156.5 | 123.7 |  |  |  | 940 | 12 | 78.3 | No | 25000 | 2700 | 81 | 6 | 1 | -20 | Dimmable | 10% | No | None | No |  |  | 2016-07-05 | 2016-07-14 | United States | ES_44171_LED12BR40/827/4PK_07272016162000_9956954 | 2273641
Bulbrite Industries | BULBRITE | BR40 | LED12BR40/830/4PK | ,,773451 | BR40 | Reflector (Flood/Spot) | E26 (Medium) | Directional | LED | 3 | 75 | 156.5 | 123.7 |  |  |  | 940 | 12 | 78.3 | No | 25000 | 3000 | 83 | 8 | 0.9 | -20 | Dimmable | 10% | No | None | No |  |  | 2016-07-05 | 2016-07-14 | United States | ES_44171_LED12BR40/830/4PK_07272016162024_1499768 | 2273642
Bulbrite Industries | BULBRITE | CFL | CF13WW/T3/4PK | ,,509416 | CFL Bare Spiral | General Purpose Replacement | E26 (Medium) | Omnidirectional | CFL | 2 | 60 | 119 | 46 |  | 2 |  | 900 | 13 | 69.2 | No | 10000 | 2700 | 82 | -7 | 0.6 | -18 |  |  |  | None |  |  |  | 2014-07-15 | 2014-07-17 | United States | ES_44171_CF13WW/T3/4PK;509416_07212014112551_3550613 | 2216022
Bulbrite Industries | BULBRITE | CFL | CF14A19/WW | ,,512013 | CFL A-type | General Purpose Replacement | E26 (Medium) | Decorative | CFL | 2 | 60 | 123 | 60 |  | 2 |  | 800 | 14 | 57.1 | No | 10000 | 2700 | 83 | -9 | 0.6 | -18 |  |  |  | None |  |  |  | 2014-07-15 | 2014-07-25 | United States | ES_44171_CF14A19/WW;512013_07282014162032_9284056 | 2216481
Bulbrite Industries | BULBRITE | CFL | CF14G25CW/E | ,,505113 | CFL Globe | Globe | E26 (Medium) | Decorative | CFL | 2 | 60 | 110 | 80 |  | 2 |  | 770 | 14 | 55 | No | 10000 | 4100 | 85 | 22 | 0.6 | -18 |  |  |  | None |  |  |  | 2014-07-15 | 2014-07-16 | United States | ES_44171_CF14G25CW/E_01072015094726_5898325 | 2230695
Bulbrite Industries | BULBRITE | CFL | CF14G25CW/E | ,,505113 | CFL Globe | Globe | E26 (Medium) | Decorative | CFL | 2 | 60 | 110 | 80 |  | 2 |  | 770 | 14 | 55 | No | 10000 | 4100 | 85 | 22 | 0.6 | -18 |  |  |  | None |  |  |  | 2014-07-15 | 2014-07-16 | United States | ES_44171_CF14G25CW/E;505113_07182014134530_8107246 | 2215728
Bulbrite Industries | BULBRITE | CFL | CF16R30CW/E | 5.1162e+17 | R30 | Reflector (Flood/Spot) | E26 (Medium) | Directional | CFL | 2 | 65 | 147 | 94 |  | 2 |  | 750 | 16 | 46.9 | No | 10000 | 4100 | 86 | -6 | 0.6 | -18 |  |  |  | None |  |  |  | 2014-04-30 | 2014-05-22 | United States | ES_44171_CF16R30CW/E_02182015145853_3914136 | 2233287
Bulbrite Industries | BULBRITE | CFL | CF16R30CW/E | 5.1162e+17 | R30 | Reflector (Flood/Spot) | E26 (Medium) | Directional | CFL | 2 | 65 | 147 | 94 |  | 2 |  | 750 | 16 | 46.9 | No | 10000 | 4100 | 86 | -6 | 0.6 | -18 |  |  |  | None |  |  |  | 2014-04-30 | 2014-05-22 | United States | ES_44171_CF16R30CW/E;511619_06052014152818_4871076 | 2212467
Bulbrite Industries | BULBRITE | CFL | CF32T4/WW | ,,509533 | CFL Bare Spiral | General Purpose Replacement | E26 (Medium) | Omnidirectional | CFL | 2 | 125 | 154 | 60 |  | 2.8 |  | 2000 | 32 | 62.5 | No | 10000 | 2700 | 82 | -9 | 0.6 | -18 |  |  |  | None |  |  |  | 2014-07-15 | 2014-07-23 | United States | ES_44171_CF32T4/WW;509533_07252014142517_5847818 | 2216379
Bulbrite Industries | BULBRITE | LED11BR30/827/D/2 | 773355 |  | BR30 | Reflector (Flood/Spot) | E26 (Medium) | Directional | LED | 5 | 65 | 129.7 | 94.5 |  |  |  | 750 | 11 | 68.2 | No | 25000 | 2700 | 82 | 8 | 0.8 | -20 | Dimmable | 10% |  | Damp Location Rated,Not for Use in Enclosed Fixtures |  |  |  | 2015-09-15 | 2015-10-05 | United States, Canada | ES_44171_773355_10062015063000_1023907 | 2249653
Bulbrite Industries | BULBRITE | LED11BR30/830/D/2 | 773356 |  | BR30 | Reflector (Flood/Spot) | E26 (Medium) | Directional | LED | 5 | 65 | 129.7 | 94.5 |  |  |  | 750 | 11 | 68.2 | No | 25000 | 3000 | 81 | 8 | 0.8 | -20 | Dimmable | 10% |  | Damp Location Rated,Not for Use in Enclosed Fixtures |  |  |  | 2015-09-15 | 2015-10-05 | United States, Canada | ES_44171_773356_10062015063000_1023907 | 2249659
Bulbrite Industries | BULBRITE | LED13PAR30S/FL830/D/2 | 773367 | LED13PAR30FL/830/D/2,773372, | PAR30 | Reflector (Flood/Spot) | E26 (Medium) | Directional | LED | 5 | 75 | 94.4 | 100.1 | 1423 |  | 40 | 800 | 13 | 61.5 | No | 25000 | 3000 | 81 | 4 | 1 | -20 | Dimmable | 10% |  | Damp Location Rated,Not for Use in Enclosed Fixtures |  |  |  | 2015-09-15 | 2015-11-17 | United States, Canada | ES_44171_773367_11232015020330_1023928 | 2253180
Bulbrite Industries | BULBRITE | LED13PAR30S/NFL830/D/2 | 773364 | LED13PAR30NFL/830/D/2,773371, | PAR30 | Reflector (Flood/Spot) | E26 (Medium) | Directional | LED | 5 | 75 | 94.4 | 100.1 | 4076 |  | 25 | 800 | 13 | 61.5 | No | 25000 | 3000 | 81 | 4 | 1 | -20 | Dimmable | 10% |  | Damp Location Rated,Not for Use in Enclosed Fixtures |  |  |  | 2015-09-15 | 2015-11-17 | United States, Canada | ES_44171_773364_11232015020330_1023928 | 2253184
Bulbrite Industries | BULBRITE | LED13PAR30S/WFL830/D/2 | 773365 | LED13PAR30WFL/830/D/2,773373, | PAR30 | Reflector (Flood/Spot) | E26 (Medium) | Directional | LED | 5 | 75 | 94.4 | 100.1 | 1261 |  | 60 | 800 | 13 | 61.5 | No | 25000 | 3000 | 81 | 4 | 1 | -20 | Dimmable | 10% |  | Damp Location Rated,Not for Use in Enclosed Fixtures |  |  |  | 2015-09-15 | 2015-11-17 | United States, Canada | ES_44171_773365_11232015020330_1023928 | 2253185
Bulbrite Industries | BULBRITE | LED15BR40/827/4PK | LED15BR40/827/4PK |  | BR40 | Reflector (Flood/Spot) | E26 (Medium) | Directional | LED | 3 | 85 | 158 | 124 |  |  |  | 1100 | 15.3 | 71.9 | No | 25000 | 2700 | 81 | 6 | 0.9 | -20 | Dimmable | 105% | No | Damp Location Rated | No |  |  | 2016-01-01 | 2016-08-09 | United States, Canada | ES_44171_LED15BR40/827/4PK_03012016095356_4106256 | 2274432
Bulbrite Industries | BULBRITE | LED15BR40/830/4PK | LED15BR40/830/4PK |  | BR40 | Reflector (Flood/Spot) | E26 (Medium) | Directional | LED | 3 | 85 | 158 | 124 |  |  |  | 1100 | 15 | 70 | No | 25000 | 3000 | 83 | 11 | 0.9 | -20 | Dimmable | 105% | No | Damp Location Rated | No |  |  | 2016-01-01 | 2016-08-09 | United States, Canada | ES_44171_LED15BR40/830/4PK_03012016095356_4106256 | 2274433
Bulbrite Industries | BULBRITE | LED15PAR38FL/830/D/2 | 773465 |  | PAR38 | Reflector (Flood/Spot) | E26 (Medium) | Directional | LED | 5 | 75 | 130.3 | 119.3 | 1926 |  | 40 | 1000 | 15 | 66.7 | No | 25000 | 3000 | 81 | 7 | 1 | -20 | Dimmable | 10% |  | Damp Location Rated,Not for Use in Enclosed Fixtures |  |  |  | 2015-09-15 | 2015-11-17 | United States, Canada | ES_44171_773465_11232015040550_1023928 | 2253181
Bulbrite Industries | BULBRITE | LED15PAR38NFL/830/D/2 | 773464 |  | PAR38 | Reflector (Flood/Spot) | E26 (Medium) | Directional | LED | 5 | 75 | 130.3 | 119.3 | 3030 |  | 25 | 1000 | 15 | 66.7 | No | 25000 | 3000 | 81 | 7 | 1 | -20 | Dimmable | 10% |  | Damp Location Rated,Not for Use in Enclosed Fixtures |  |  |  | 2015-09-15 | 2015-11-17 | United States, Canada | ES_44171_773464_11232015040550_1023928 | 2253186
Bulbrite Industries | BULBRITE | LED15PAR38WFL/830/D/2 | 773466 |  | PAR38 | Reflector (Flood/Spot) | E26 (Medium) | Directional | LED | 5 | 75 | 130.3 | 119.3 | 1473 |  | 60 | 1000 | 15 | 66.7 | No | 25000 | 3000 | 81 | 7 | 1 | -20 | Dimmable | 10% |  | Damp Location Rated,Not for Use in Enclosed Fixtures |  |  |  | 2015-09-15 | 2015-11-17 | United States, Canada | ES_44171_773466_11232015040550_1023928 | 2253187
Bulbrite Industries | BULBRITE | LED16BR40/827/D/2 | 773452 |  | BR40 | Reflector (Flood/Spot) | E26 (Medium) | Directional | LED | 5 | 85 | 158.8 | 119.8 |  |  |  | 1050 | 16 | 65.6 | No | 25000 | 2700 | 82 | 7 |  | -20 | Dimmable | 10% |  | Damp Location Rated,Not for Use in Enclosed Fixtures |  |  |  | 2015-09-15 | 2015-10-05 | United States, Canada | ES_44171_773452_10062015063550_1023907 | 2249654
Bulbrite Industries | BULBRITE | LED16BR40/830/D/2 | 773453 |  | BR40 | Reflector (Flood/Spot) | E26 (Medium) | Directional | LED | 5 | 85 | 158.8 | 119.8 |  |  |  | 1050 | 16 | 65.6 | No | 25000 | 3000 | 81 | 8 |  | -20 | Dimmable | 10% |  | Damp Location Rated,Not for Use in Enclosed Fixtures |  |  |  | 2015-09-15 | 2015-10-05 | United States, Canada | ES_44171_773453_10062015063550_1023907 | 2249660
Conglom, Inc. | Luminus | PLYC3625 | PLYC3625 |  | R20 | Reflector (Flood/Spot) | E26 (Medium) | Directional | LED | 3 | 50 | 98 | 64 |  |  |  | 616 | 7.3 | 84.2 | No | 25000 | 5000 | 85 | 24 | 0.9 | -40 | Dimmable | 10% |  | None |  |  |  | 2014-09-18 | 2014-09-18 | United States, Canada | ES_98337_PLYC3625_09182014030330_1023672 | 2219854
Bulbrite Industries | BULBRITE | LED7MR16FL/927/D | LED7MR16FL/927/D |  | MR16 | Reflector (Flood/Spot) | GU5.3 | Directional | LED | 3 | 50 | 48 | 50 | 1453 |  | 35 | 480 | 7.7 | 62.3 | No | 25000 | 2700 | 93 | 69 | 0.9 | -20 | Dimmable | 20% | Yes | Damp Location Rated | No |  |  | 2015-10-10 | 2016-08-05 | United States, Canada | ES_44171_LED7MR16FL/927/D_08092016021445_8885726 | 2274406
Bulbrite Industries | BULBRITE | LED7MR16FL/930/D | LED7MR16FL/930/D |  | MR16 | Reflector (Flood/Spot) | GU5.3 | Directional | LED | 3 | 50 | 48 | 50 | 1453 |  | 35 | 500 | 7.7 | 64.9 | No | 25000 | 3000 | 95 | 75 | 0.9 | -20 | Dimmable | 20% | Yes | Damp Location Rated | No |  |  | 2015-10-10 | 2016-08-05 | United States, Canada | ES_44171_LED7MR16FL/930/D_08092016021520_8920797 | 2274407
Bulbrite Industries | BULBRITE | LED7MR16NF/927/D | LED7MR16NF/927/D |  | MR16 | Reflector (Flood/Spot) | GU5.3 | Directional | LED | 3 | 50 | 48 | 50 | 2736 |  | 25 | 480 | 7.7 | 62.3 | No | 25000 | 2700 | 93 | 69 | 0.9 | -20 | Dimmable | 20% | Yes | Damp Location Rated | No |  |  | 2015-10-10 | 2016-08-05 | United States, Canada | ES_44171_LED7MR16NF/927/D_08092016021428_8868289 | 2274408
Bulbrite Industries | BULBRITE | LED7MR16NF/930/D | LED7MR16NF/930/D |  | MR16 | Reflector (Flood/Spot) | GU5.3 | Directional | LED | 3 | 50 | 48 | 50 | 2814 |  | 25 | 500 | 7.7 | 64.9 | No | 25000 | 3000 | 95 | 75 | 0.9 | -20 | Dimmable | 20% | Yes | Damp Location Rated | No |  |  | 2015-10-10 | 2016-08-05 | United States, Canada | ES_44171_LED7MR16NF/930/D_08092016021502_8902990 | 2274409
Bulbrite Industries | BULBRITE | LED8PAR20FL/830/D/2 | 773249 |  | PAR20 | Reflector (Flood/Spot) | E26 (Medium) | Directional | LED | 5 | 50 | 84.5 | 69.7 | 969 |  | 40 | 500 | 8 | 62.5 | No | 25000 | 3000 | 83 | 12 | 0.9 | -20 | Dimmable | 10% |  | None |  |  |  | 2015-09-15 | 2015-11-17 | United States, Canada | ES_44171_773249_11202015044330_1023928 | 2253182
Bulbrite Industries | BULBRITE | LED8PAR20NFL/830/D/2 | 773248 |  | PAR20 | Reflector (Flood/Spot) | E26 (Medium) | Directional | LED | 5 | 50 | 84.5 | 69.7 | 2200 |  | 25 | 500 | 8 | 62.5 | No | 25000 | 3000 | 83 | 12 | 0.9 | -20 | Dimmable | 10% |  | None |  |  |  | 2015-09-15 | 2015-11-20 | United States, Canada | ES_44171_773248_11202015044330_1023907 | 2253178
Bulbrite Industries | BULBRITE | LED8PAR20WFL/830/D/2 | 773250 |  | PAR20 | Reflector (Flood/Spot) | E26 (Medium) | Directional | LED | 5 | 50 | 84.5 | 69.7 | 616 |  | 60 | 500 | 8 | 62.5 | No | 25000 | 3000 | 83 | 12 | 0.9 | -20 | Dimmable | 10% |  | None |  |  |  | 2015-09-15 | 2015-11-20 | United States, Canada | ES_44171_773250_11202015044330_1023928 | 2253183
Bulbrite Industries | BULBRITE | LED8R20/827/D/2 | 773255 |  | R20 | Reflector (Flood/Spot) | E26 (Medium) | Directional | LED | 5 | 50 | 102.1 | 62.7 |  |  | 105 | 535 | 8 | 66.9 | No | 25000 | 2700 | 81 | 13 | 1 | -20 | Dimmable | 10% |  | Not for Use in Enclosed Fixtures |  |  |  | 2015-09-15 | 2016-03-18 | United States, Canada | ES_44171_773255_03302016070550_1023921 | 2263481
Bulbrite Industries | BULBRITE | LED8R20/830/D/2 | 773256 |  | R20 | Reflector (Flood/Spot) | E26 (Medium) | Directional | LED | 5 | 50 | 102.1 | 62.7 |  |  | 105 | 550 | 8 | 68.8 | No | 25000 | 3000 | 82 | 11 | 1 | -20 | Dimmable | 10% |  | Not for Use in Enclosed Fixtures |  |  |  | 2015-09-15 | 2016-03-18 | United States, Canada | ES_44171_773256_03302016070550_1023921 | 2263482
Bulbrite Industries | BULBRITE | LED9MR16NF/827/D | LED9MR16NF/827/D | ,LED9MR16FL/827/D,2700K,35°,670lm; ,LED9MR16FL/830/D,3000K,35°,700lm; ,LED9MR16NF/827/D,2700K,25°,670lm; ,LED9MR16NF/830/D,3000K,25°,700lm | MR16 | Reflector (Flood/Spot) | GU5.3 | Directional | LED | 5 | 50 | 48.4 | 48.3 | 3265 |  | 25 | 700 | 9 | 74.4 | No | 25000 | 3000 | 83 | 10 | 0.9 | -20 | Dimmable | 10% | Yes | Damp Location Rated | No |  |  | 2015-01-01 | 2016-01-29 | United States, Canada | ES_44171_LED9MR16NF/827/D_01252016163321_8076593 | 2272182
Bulbrite Industries | BULBRITE | LED9MR16NF/827/D | LED9MR16NF/827/D | ,LED9MR16FL/827/D,2700K,35°,670lm; ,LED9MR16FL/830/D,3000K,35°,700lm; ,LED9MR16NF/827/D,2700K,25°,670lm; ,LED9MR16NF/830/D,3000K,25°,700lm | MR16 | Reflector (Flood/Spot) | GU5.3 | Directional | LED | 5 | 50 | 48.4 | 48.3 | 3265 |  | 25 | 700 | 9 | 74.4 | No | 25000 | 3000 | 83 | 10 | 0.9 | -20 | Dimmable | 10% |  | Damp Location Rated |  |  |  | 2015-01-01 | 2016-01-29 | United States, Canada | ES_44171_LED9MR16NF/827/D_01252016163321_8076593 | 2257544
Bulbrite Industries | BULBRITE | LED Lamp | LED11A19/827/D | ,774101, | A19 | General Purpose Replacement | E26 (Medium) | Omnidirectional | LED | 5 | 60 | 108.5 | 59.7 |  |  |  | 800 | 11.3 | 72.7 | No | 25000 | 2700 | 82 | 14 | 1 | -20 | Dimmable | 20% |  | Not for Use in Enclosed Fixtures |  |  |  | 2015-01-20 | 2015-03-17 | United States, Canada | ES_44171_LED11A19/827/D_03172015050220_1023780 | 2234825
Bulbrite Industries | BULBRITE | LED Lamp | LED12A19GU24/27K/D | ,,774062 | A19 | General Purpose Replacement | GU24 | Omnidirectional | LED | 3 | 60 | 108 | 56 |  |  |  | 800 | 12 | 66.7 | No | 50000 | 2700 | 83 | 13 | 0.8 | -20 | Dimmable | 10% |  | None |  |  |  | 2014-03-22 | 2014-04-01 | United States | ES_44171_LED12A19GU24/27K/D_04172014165530_3134656 | 2209006
Bulbrite Industries | BULBRITE | LED Lamp | LED12A19GU24/30K/D | ,,774061 | A19 | General Purpose Replacement | GU24 | Omnidirectional | LED | 3 | 60 | 108 | 56 |  |  |  | 800 | 12 | 66.7 | No | 50000 | 3000 | 81 | 7 | 0.8 | -20 | Dimmable | 10% |  | None |  |  |  | 2014-03-22 | 2014-04-01 | United States | ES_44171_LED12A19GU24/30K/D_04172014165530_4859065 | 2209008
Bulbrite Industries | BULBRITE | LED Lamp | LED12A19/O/27K/D | ,,774052 | A19 | General Purpose Replacement | E26 (Medium) | Omnidirectional | LED | 3 | 60 | 108 | 56 |  |  |  | 800 | 12 | 66.7 | No | 50000 | 2700 | 83 | 13 | 0.8 | -20 | Dimmable | 10% |  | None |  |  |  | 2014-03-22 | 2014-04-01 | United States | ES_44171_LED12A19/O/27K/D_04172014165530_3533016 | 2209005
Bulbrite Industries | BULBRITE | LED Lamp | LED12A19/O/30K/D | ,,774051 | A19 | General Purpose Replacement | E26 (Medium) | Omnidirectional | LED | 3 | 60 | 108 | 56 |  |  |  | 800 | 12 | 66.7 | No | 50000 | 3000 | 81 | 7 | 0.8 | -20 | Dimmable | 10% |  | None |  |  |  | 2014-03-22 | 2014-04-01 | United States | ES_44171_LED12A19/O/30K/D_04172014165530_7357676 | 2209007
Bulbrite Industries | BULBRITE | LED Lamp | LED15PAR30FL/830/D | ,,773376 | PAR30L | Reflector (Flood/Spot) | E26 (Medium) | Directional | LED | 5 | 75 | 114.3 | 96.5 | 1890 |  | 40 | 800 | 15 | 53.3 | No | 30000 | 3000 | 86 | 28 | 1 | -20 | Dimmable | 10% |  | None |  |  |  | 2014-03-10 | 2014-03-05 | United States | ES_44171_LED15PAR30FL/830/D_03142014160740_8588041 | 2206128
Bulbrite Industries | BULBRITE | LED Lamp | LED15PAR30NF/830/D | ,,773374 | PAR30L | Reflector (Flood/Spot) | E26 (Medium) | Directional | LED | 5 | 75 | 114.3 | 96.5 | 3431 |  | 25 | 800 | 15 | 53.3 | No | 30000 | 3000 | 86 | 28 | 1 | -20 | Dimmable | 10% |  | None |  |  |  | 2014-03-10 | 2014-03-05 | United States | ES_44171_LED15PAR30NF/830/D_03142014160740_5480235 | 2206127
Bulbrite Industries | BULBRITE | LED Lamp | LED15PAR30WFL/830/D | ,,773375 | PAR30L | Reflector (Flood/Spot) | E26 (Medium) | Directional | LED | 5 | 75 | 114.3 | 96.5 | 1231 |  | 60 | 800 | 15 | 53.3 | No | 30000 | 3000 | 86 | 28 | 1 | -20 | Dimmable | 10% |  | None |  |  |  | 2014-03-10 | 2014-03-05 | United States | ES_44171_LED15PAR30WFL/830/D_03142014160740_7709104 | 2206129
Bulbrite Industries | BULBRITE | LED Lamp | LED16PAR38FL/830/D | ,,773460 | PAR38 | Reflector (Flood/Spot) | E26 (Medium) | Directional | LED | 5 | 90 | 129.5 | 121.9 | 1824 |  | 40 | 950 | 16 | 59.4 | No | 30000 | 3000 | 87 | 32 | 1 | -20 | Dimmable | 10% |  | None |  |  |  | 2014-03-10 | 2014-03-05 | United States | ES_44171_LED16PAR38FL/830/D_03142014155921_6814347 | 2206124
Bulbrite Industries | BULBRITE | LED Lamp | LED16PAR38NF/830/D | ,,773458 | PAR38 | Reflector (Flood/Spot) | E26 (Medium) | Directional | LED | 5 | 90 | 129.5 | 121.9 | 3714 |  | 25 | 950 | 16 | 59.4 | No | 30000 | 3000 | 87 | 32 | 1 | -20 | Dimmable | 10% |  | None |  |  |  | 2014-03-10 | 2014-03-05 | United States | ES_44171_LED16PAR38NF/830/D_03142014155921_7259630 | 2206123
Bulbrite Industries | BULBRITE | LED Lamp | LED16PAR38WFL/830/D | ,,773459 | PAR38 | Reflector (Flood/Spot) | E26 (Medium) | Directional | LED | 5 | 90 | 129.5 | 121.9 | 1287 |  | 60 | 950 | 16 | 59.4 | No | 30000 | 3000 | 87 | 32 | 1 | -20 | Dimmable | 10% |  | None |  |  |  | 2014-03-10 | 2014-03-05 | United States | ES_44171_LED16PAR38WFL/830/D_03142014155921_1144158 | 2206125
Bulbrite Industries | BULBRITE | LED Lamp | LED6MR16SW/D/E26 | ,,771200 | PAR16 | Reflector (Flood/Spot) | E26 (Medium) | Directional | LED | 5 | 60 | 70 | 50 | 964 |  | 36 | 300 | 6 | 50 | No | 25000 | 3000 | 82 | 17 | 0.8 | -20 | Dimmable | 10% |  | Enclosed Fixtures,Recessed Fixtures |  |  |  | 2014-06-20 | 2014-06-18 | United States | ES_44171_LED6MR16SW/D/E26_07102014110304_7032338 | 2214825
Bulbrite Industries | BULBRITE | LED Lamp | LED8G25/O/27K/D | ,,775252 | G25 | Globe | E26 (Medium) | Decorative | LED | 3 | 60 | 117 | 79 |  |  |  | 550 | 8.5 | 64.4 | No | 40000 | 2700 | 81 | 7 | 0.8 | -20 | Dimmable | 10% |  | None |  |  |  | 2014-11-30 | 2014-12-02 | United States | ES_44171_LED8G25/O/27K/D_12082014112100_9016188 | 2226668
Bulbrite Industries | BULBRITE | LED Lamp | LED8PAR20FL/830/D | ,,773254 | PAR20 | Reflector (Flood/Spot) | E26 (Medium) | Directional | LED | 5 | 50 | 86.4 | 63.5 | 953 |  | 40 | 500 | 8 | 62.5 | No | 30000 | 3000 | 86 | 30 | 1 | -20 | Dimmable | 1% |  | None |  |  |  | 2014-03-15 | 2014-02-07 | United States | ES_44171_LED8PAR20FL/830/D_03142014161108_3954375 | 2206132
Bulbrite Industries | BULBRITE | LED Lamp | LED8PAR20NF/830/D | ,,773251 | PAR20 | Reflector (Flood/Spot) | E26 (Medium) | Directional | LED | 5 | 50 | 86.4 | 63.5 | 1568 |  | 25 | 500 | 8 | 62.5 | No | 30000 | 3000 | 86 | 30 | 1 | -20 | Dimmable | 1% |  | None |  |  |  | 2014-03-15 | 2014-02-07 | United States | ES_44171_LED8PAR20NF/830/D_03142014161108_5983099 | 2206131
Bulbrite Industries | BULBRITE | LED Lamp | LED8PAR20WFL/830/D | ,,773253 | PAR20 | Reflector (Flood/Spot) | E26 (Medium) | Directional | LED | 5 | 50 | 86.4 | 63.5 | 669 |  | 60 | 500 | 8 | 62.5 | No | 30000 | 3000 | 86 | 30 | 1 | -20 | Dimmable | 1% |  | None |  |  |  | 2014-03-15 | 2014-02-07 | United States | ES_44171_LED8PAR20WFL/830/D_03142014161108_8723520 | 2206133
Bulbrite Industries | BULBRITE | LED Lamp | LED8R20/830/D | ,,773257; LED Lamp,LED8R20/827/D,773258 | R20 | Reflector (Flood/Spot) | E26 (Medium) | Directional | LED | 5 | 50 | 99.1 | 63.5 |  |  | 110 | 500 | 8 | 62.5 | No | 30000 | 3000 | 85 | 21 | 1 | -20 | Dimmable | 1% |  | None |  |  |  | 2014-03-15 | 2014-02-07 | United States | ES_44171_LED8R20/830/D; 773257_03112014111549_2122934 | 2206130
Bulbrite Industries | BULBRITE | LED Lamps | LED20BR40/27K/D | ,772456, | BR40 | Reflector (Flood/Spot) | E26 (Medium) | Directional | LED | 3 | 90 | 160 | 125 |  |  | 119 | 1300 | 20 | 65 | No | 50000 | 2700 | 82 | 3 | 0.8 | -20 | Dimmable | 10% |  | Not for Use in Enclosed Fixtures |  |  |  | 2015-03-22 | 2015-03-26 | United States | ES_44171_LED20BR40/27K/D_03302015141315_7109933 | 2235454
Bulbrite Industries | BULBRITE | LED Lamps | LED20BR40/30K/D | ,772455, | BR40 | Reflector (Flood/Spot) | E26 (Medium) | Directional | LED | 3 | 90 | 160 | 125 |  |  | 119 | 1300 | 20 | 65 | No | 50000 | 3000 | 84 | 10 | 0.8 | -20 | Dimmable | 10% |  | Not for Use in Enclosed Fixtures |  |  |  | 2015-03-22 | 2015-03-26 | United States | ES_44171_LED20BR40/30K/D_03302015141315_7926452 | 2235455
Bulbrite Industries | BULBRITE | LED Lamps | LED6MR16GU/30K/D-SN | ,771172, | PAR16 | Reflector (Flood/Spot) | GU10 | Directional | LED | 3 | 60 | 54 | 50 | 871 |  | 36 |  | 6 | 50 | No | 25000 | 3000 | 82 | 14 | 0.8 | -20 | Dimmable | 10% |  | Not for Use in Enclosed Fixtures |  |  |  | 2015-03-22 | 2015-03-26 | United States | ES_44171_LED6MR16GU/30K/D-SN;771172_03302015092940_5101777 | 2235386
Bulbrite Industries | BULBRITE | LED Lamps | LED8R20/27K/D | ,772256, | R20 | Reflector (Flood/Spot) | E26 (Medium) | Directional | LED | 3 | 50 | 98 | 65 |  |  | 104 | 500 | 8 | 62.5 | No | 50000 | 2700 | 83 | 15 | 0.8 | -20 | Dimmable | 10% |  | Not for Use in Recessed Fixtures,Not for Use in Enclosed Fixtures |  |  |  | 2015-03-22 | 2015-03-26 | United States | ES_44171_LED8R20/27K/D_03302015141252_8069957 | 2235450
Bulbrite Industries | BULBRITE | LED Lamps | LED8R20/30K/D | ,772255, | R20 | Reflector (Flood/Spot) | E26 (Medium) | Directional | LED | 3 | 45 | 98 | 65 |  |  | 105 | 500 | 8 | 62.5 | No | 50000 | 3000 | 83 | 6 | 0.8 | -20 | Dimmable | 10% |  | Not for Use in Recessed Fixtures,Not for Use in Enclosed Fixtures |  |  |  | 2015-03-22 | 2015-03-26 | United States | ES_44171_LED8R20/30K/D_03302015141252_3078865 | 2235451
Bulbrite Industries | BULBRITE | LED Omni A21 13W Lamp | LED13A21/827/D |  | A21 | General Purpose Replacement | E26 (Medium) | Omnidirectional | LED | 3 | 75 | 133.9 | 67.6 |  |  |  | 1100 | 13 | 84.6 | No | 25000 | 2700 | 81 | 5 | 0.9 | -20 | Dimmable | 10% |  | Damp Location Rated,Not for Use in Recessed Fixtures,Not for Use in Enclosed Fixtures |  |  |  | 2016-06-06 | 2016-05-31 | United States | ES_44171_LED13A21/827/D_05312016145815_3247895 | 2269627
Bulbrite Industries | BULBRITE | LED Omni A21 13W Lamp | LED13A21/830/D |  | A21 | General Purpose Replacement | E26 (Medium) | Omnidirectional | LED | 3 | 75 | 133.4 | 67.5 |  |  |  | 1100 | 13 | 84.6 | No | 25000 | 3000 | 85 | 23 | 0.9 | -20 | Dimmable | 10% |  | Damp Location Rated,Not for Use in Recessed Fixtures,Not for Use in Enclosed Fixtures |  |  |  | 2016-06-06 | 2016-05-31 | United States | ES_44171_LED13A21/830/D_05312016145844_4358906 | 2269628
Canadian Tire | Noma | CFL 18W BR40 | 052-1350-6 | ,ESL18BR40/2/CTC, | CFL Reflector | Reflector (Flood/Spot) | E26 (Medium) | Directional | CFL | 9 | 75 | 159.9 | 119.5 |  | 1 |  | 950 | 18 | 52.8 | No | 10000 | 2700 | 83 | -3 | 0.6 | -29 |  |  |  | None |  |  |  | 2014-02-15 | 2015-04-20 | Canada | ES_1025242_052-1350-6_04202015044220_1023797 | 2237520
Canadian Tire | Noma | CFL 9W Twist | 052-0780-8 | ,ESL9TM/4/CTC,ESL9TM/4/CTC | CFL Bare Spiral | General Purpose Replacement | E26 (Medium) | Omnidirectional | CFL | 2 | 40 | 106 | 44.2 |  | 1 |  | 500 | 9 | 55.6 | No | 10000 | 2700 | 84 | -5 | 0.5 | -23 |  |  |  | None |  |  |  | 2015-02-06 | 2015-02-09 | Canada | ES_1025242_052-0780-8_02092015040110_1023763 | 2232851
Canadian Tire | Noma | CFL Lamp | 052-0783-2 | ,052-5510-2, | CFL Bare Spiral | General Purpose Replacement | E26 (Medium) | Omnidirectional | CFL | 2 | 100 | 125.6 | 60.2 |  | 0.2 |  | 1600 | 23 | 69.6 | No | 10000 | 2700 | 83 | -8 | 0.5 | -23 |  |  |  | Not for Use in Enclosed Fixtures |  |  |  | 2014-11-07 | 2014-11-10 | United States, Canada | ES_1025242_052-0783-2_11132014023550_1023711 | 2225088
Canadian Tire | Noma | dimmable spiral 23W | 052-5100-8 |  | CFL Bare Spiral | General Purpose Replacement | E26 (Medium) | Omnidirectional | CFL | 5 | 100 | 142 | 60 |  | 2.5 |  | 1600 | 23 | 69.6 | No | 10000 | 2700 | 83 | -11 | 0.9 | -15 | Dimmable | 5% |  | None |  |  |  | 2014-12-19 | 2014-12-22 | Canada | ES_0031577_052-5100-8_02032015115010_2772829 | 2232664
Canadian Tire | Noma | G25-9W | 052-5331-8 |  | G25 | Globe | E26 (Medium) | Decorative | CFL | 5 | 40 | 108 | 79.2 |  | 2.5 |  | 500 | 9 | 55.6 | No | 10000 | 2700 | 83 | -11 | 0.6 | -15 |  |  |  | None |  |  |  | 2014-12-19 | 2014-12-22 | Canada | ES_0031577_052-5331-8_02032015115010_2772829 | 2232673
Canadian Tire | Noma | Integral LED Lamps | 052-1377-4 |  | PAR20 | Reflector (Flood/Spot) | E26 (Medium) | Directional | LED | 3 | 50 | 87.5 | 44 | 1318 |  | 25 | 480 | 6.5 | 73.8 | No | 25000 | 3000 | 82 | 6 | 0.9 | -20 | Dimmable | 20% |  | Recessed Fixtures |  |  |  | 2013-10-11 | 2014-08-05 | United States, Canada | ES_1025242_052-1377-4_08142014191035_3702884 | 2217452
Canadian Tire | Noma | Integral LED Lamps | 524521XX |  | PAR20 | Reflector (Flood/Spot) | E26 (Medium) | Directional | LED | 3 | 50 | 87.5 | 44 | 1001 |  | 40 | 460 | 6.5 | 70.8 | No | 25000 | 2700 | 81 | 5 | 0.9 | -20 | Dimmable | 20% |  | Recessed Fixtures |  |  |  | 2013-10-11 | 2014-08-05 | United States, Canada | ES_1025242_524521XX_08142014191035_5818962 | 2217448
Canadian Tire | Noma | Integral LED Lamps | 524521XX |  | PAR20 | Reflector (Flood/Spot) | E26 (Medium) | Directional | LED | 3 | 50 | 87.5 | 44 | 1044 |  | 40 | 460 | 6.5 | 70.8 | No | 25000 | 5000 | 81 | 5 | 0.9 | -20 | Dimmable | 20% |  | Recessed Fixtures |  |  |  | 2013-10-11 | 2014-08-05 | United States, Canada | ES_1025242_524521XX_08142014191035_4336690 | 2217451
Canadian Tire | Noma | Integral LED Lamps | 524521XX |  | PAR20 | Reflector (Flood/Spot) | E26 (Medium) | Directional | LED | 3 | 50 | 87.5 | 44 | 1056 |  | 40 | 460 | 6.5 | 70.8 | No | 25000 | 4000 | 81 | 5 | 0.9 | -20 | Dimmable | 20% |  | Recessed Fixtures |  |  |  | 2013-10-11 | 2014-08-05 | United States, Canada | ES_1025242_524521XX_08142014191035_2345965 | 2217450
Canadian Tire | Noma | Integral LED Lamps | 524521XX |  | PAR20 | Reflector (Flood/Spot) | E26 (Medium) | Directional | LED | 3 | 50 | 87.5 | 44 | 1112 |  | 40 | 460 | 6.5 | 70.8 | No | 25000 | 3000 | 81 | 5 | 0.9 | -20 | Dimmable | 20% |  | Recessed Fixtures |  |  |  | 2013-10-11 | 2014-08-05 | United States, Canada | ES_1025242_524521XX_08142014191035_7535189 | 2217449
Canadian Tire | Noma | Integral LED Lamps | 524521XX |  | PAR20 | Reflector (Flood/Spot) | E26 (Medium) | Directional | LED | 3 | 50 | 87.5 | 44 | 1318 |  | 25 | 480 | 6.5 | 73.8 | No | 25000 | 3000 | 82 | 6 | 0.9 | -20 | Dimmable | 20% |  | Recessed Fixtures |  |  |  | 2013-10-11 | 2014-08-05 | United States, Canada | ES_1025242_524521XX_08142014191035_6557518 | 2217445
Canadian Tire | Noma | Integral LED Lamps | 524521XX |  | PAR20 | Reflector (Flood/Spot) | E26 (Medium) | Directional | LED | 3 | 50 | 87.5 | 44 | 1655 |  | 25 | 460 | 6.5 | 70.8 | No | 25000 | 2700 | 81 | 5 | 0.9 | -20 | Dimmable | 20% |  | Recessed Fixtures |  |  |  | 2013-10-11 | 2014-08-05 | United States, Canada | ES_1025242_524521XX_08142014191035_3673862 | 2217444
Canadian Tire | Noma | Integral LED Lamps | 524521XX |  | PAR20 | Reflector (Flood/Spot) | E26 (Medium) | Directional | LED | 3 | 50 | 87.5 | 44 | 1805 |  | 25 | 500 | 6.5 | 76.9 | No | 25000 | 4000 | 83 | 17 | 0.9 | -20 | Dimmable | 20% |  | Recessed Fixtures |  |  |  | 2013-10-11 | 2014-08-05 | United States, Canada | ES_1025242_524521XX_08142014191035_3832559 | 2217446
Canadian Tire | Noma | Integral LED Lamps | 524521XX |  | PAR20 | Reflector (Flood/Spot) | E26 (Medium) | Directional | LED | 3 | 50 | 87.5 | 44 | 1871 |  | 25 | 500 | 6.5 | 76.9 | No | 25000 | 5000 | 85 | 21 | 0.9 | -20 | Dimmable | 20% |  | Recessed Fixtures |  |  |  | 2013-10-11 | 2014-08-05 | United States, Canada | ES_1025242_524521XX_08142014191035_6948741 | 2217447
Canadian Tire | Noma | LED LAMP | 299-6009-6 |  | A19 | General Purpose Replacement | E26 (Medium) | Omnidirectional | LED | 10 | 60 | 114.3 | 59.8 |  |  |  | 810 | 8.5 | 95.3 | No | 25000 | 3000 | 82 | 2 | 0.9 | -20 | Dimmable | 5% |  | Damp Location Rated,Not for Use in Enclosed Fixtures |  |  |  | 2016-02-10 | 2016-02-10 | United States, Canada | ES_1025242_299-6009-6_02102016110221_1023967 | 2259957
Canadian Tire | Noma | LED Lamps | 052-1374-0 |  | PAR16 | Reflector (Flood/Spot) | GU10 | Directional | LED | 5 | 50 | 58.1 | 49.9 | 1280 |  | 40 |  | 7 | 85.3 | No | 25000 | 3000 | 83 | 15 | 1 | -20 | Dimmable | 20% |  | None |  |  |  | 2015-10-05 | 2015-10-02 | United States, Canada | ES_1025242_052-1374-0_10082015132306_6407777 | 2249752
Canadian Tire | Noma | LED Lamps | 052-1377-4 |  | PAR20 | Reflector (Flood/Spot) | E26 (Medium) | Directional | LED | 5 | 50 | 87.5 | 44 | 1241 |  | 40 |  | 6.5 | 73.8 | No | 25000 | 3000 | 81 | 4 | 0.9 | -20 | Dimmable | 20% |  | None |  |  |  | 2015-04-10 | 2015-04-20 | United States, Canada | ES_1025242_052-1377-4_04222015141039_6341519 | 2237647
Canadian Tire | Noma | LED Lamps | 052-2350-0 |  | PAR38 | Reflector (Flood/Spot) | E26 (Medium) | Directional | LED | 5 | 90 | 134.9 | 119.3 | 2614 |  | 40 |  | 15 | 82 | No | 25000 | 3000 | 83 | 16 | 1 | -20 | Dimmable | 20% |  | None |  |  |  | 2015-09-10 | 2015-09-17 | United States, Canada | ES_1025242_052-2350-0_10012015150916_2646169 | 2249019
Canadian Tire | Noma | R30-15W | 052-5117-0 |  | R30 | Reflector (Flood/Spot) | E26 (Medium) | Directional | CFL | 6 | 65 | 140 | 93 |  | 2.5 |  | 680 | 15 | 45.4 | No | 10000 | 2700 | 82 | -8 | 0.9 | -15 | Dimmable | 20% |  | None |  |  |  | 2015-02-09 | 2015-02-13 | Canada | ES_0031577_052-5117-0_03102015042521_7002320 | 2234471
Canadian Tire | Noma | T2 13W | 052-0188-0 |  | CFL Bare Spiral | General Purpose Replacement | E26 (Medium) | Omnidirectional | CFL | 11 | 60 | 100 | 48 |  | 2.5 |  | 900 | 13 | 69.2 | No | 12000 | 2700 | 82 | -6 | 0.6 | -15 |  |  |  | None |  |  |  | 2015-02-09 | 2015-02-13 | Canada | ES_1056386_052-0188-0_03102015040215_7001901 | 2234466
Canadian Tire | Noma | T2 13W | 052-0189-8 |  | CFL Bare Spiral | General Purpose Replacement | E26 (Medium) | Omnidirectional | CFL | 5 | 60 | 100.5 | 48.5 |  | 2.5 |  | 850 | 13 | 65.4 | No | 10000 | 5000 | 85 | 45 | 0.6 | -15 |  |  |  | None |  |  |  | 2014-09-18 | 2014-09-30 | Canada | ES_1060963_052-0189-8_09302014123452_70011241 | 2220738
Canadian Tire | Noma | T2 13W | 052-1319-4 |  | CFL Bare Spiral | General Purpose Replacement | E26 (Medium) | Omnidirectional | CFL | 5 | 60 | 100.9 | 48 |  | 2.5 |  | 900 | 13 | 69.2 | No | 12000 | 4100 | 84 | 33 | 0.6 | -15 |  |  |  | None |  |  |  | 2014-09-18 | 2014-09-30 | Canada | ES_1060963_052-1319-4_09302014123452_70011241 | 2220740
Canarm Ltd. | Canarm | LED Lamp | B-LED10S5G08WBN-D |  | PAR16 | Reflector (Flood/Spot) | GU10 | Directional | LED | 3 | 75 | 54.2 | 50 | 1426 |  | 40 | 500 | 7.5 | 66.7 | No | 25000 | 3000 | 82 | 6 | 0.9 | -20 | Dimmable | 10% |  | Damp Location Rated,Enclosed Fixtures,Recessed Fixtures |  |  |  | 2016-02-25 | 2016-03-14 | United States, Canada | ES_1016040_B-LED10S5G08WBN-D_03142016150544_0018787 | 2264308
Canarm Ltd. | Canarm | LED Lamp | B-LED10S5G08WORB-D |  | PAR16 | Reflector (Flood/Spot) | GU10 | Directional | LED | 3 | 75 | 54 | 50 | 1337 |  | 40 | 500 | 7.5 | 66.7 | No | 25000 | 3000 | 82 | 6 | 0.9 | -20 | Dimmable | 10% |  | Damp Location Rated,Enclosed Fixtures,Recessed Fixtures |  |  |  | 2016-02-25 | 2016-03-14 | United States, Canada | ES_1016040_B-LED10S5G08WORB-D_03142016150537_4671901 | 2264307
Canarm Ltd. | Canarm | LED Lamp | B-LED10S5G08WWH-D |  | PAR16 | Reflector (Flood/Spot) | GU10 | Directional | LED | 3 | 75 | 54.5 | 49.9 | 1318 |  | 40 | 500 | 7.5 | 66.7 | No | 25000 | 3000 | 84 | 15 | 0.9 | -20 | Dimmable | 10% |  | Damp Location Rated,Enclosed Fixtures,Recessed Fixtures |  |  |  | 2016-02-25 | 2016-03-14 | United States, Canada | ES_1016040_B-LED10S5G08WWH-D_03142016150505_2378104 | 2264306
Canarm Ltd. | Canarm | LED lamps | B-LED26S5A15W-DW |  | A21 | General Purpose Replacement | E26 (Medium) | Omnidirectional | LED | 3 | 100 | 133.9 | 67.8 |  |  |  | 1737 | 15.5 | 112 | No | 25000 | 5000 | 81 | 6 | 0.9 | -20 | Dimmable | 20% |  | Not for Use in Enclosed Fixtures |  |  |  | 2016-02-03 | 2016-02-17 | United States, Canada | ES_1016040_B-LED26S5A15W-DW_02192016115445_7159621 | 2260418
Canarm Ltd. | Canarm | LED Omni Lamp A21 | B-LED26S5A13W-DW 5000K |  | A21 | General Purpose Replacement | E26 (Medium) | Omnidirectional | LED | 3 | 75 | 133.6 | 67.2 |  |  |  | 1100 | 13 | 84.6 | No | 25000 | 5000 | 86 | 29 | 0.9 | -20 | Dimmable | 10% |  | Damp Location Rated,Enclosed Fixtures,Not for Use in Recessed Fixtures |  |  |  | 2015-10-12 | 2015-10-16 | Canada | ES_1016040_B-LED26S5A13W-DW 5000K_10162015162825_1942653 | 2251062
Cathelle, Inc. | Electrimart | LED | 72205 |  | A19 | General Purpose Replacement | E26 (Medium) | Omnidirectional | LED | 3 | 40 | 109 | 60 |  |  |  | 480 | 7.3 | 65.8 | No | 25000 | 3000 | 84 | 21 | 0.9 | -40 | Dimmable | 10% |  | None |  |  |  | 2015-06-30 | 2015-07-08 | United States, Canada | ES_1028939_72205_07132015102024_7021900 | 2243197
Cathelle, Inc. | Electrimart | LED | 72206 |  | A19 | General Purpose Replacement | E26 (Medium) | Omnidirectional | LED | 3 | 60 | 111 | 60 |  |  |  | 800 | 9.5 | 84.2 | No | 25000 | 3000 | 83 | 9 | 0.9 | -40 | Dimmable | 10% |  | None |  |  |  | 2015-06-30 | 2015-07-08 | United States, Canada | ES_1028939_72206_07132015101215_1410124 | 2243204
Cathelle, Inc. | Electrimart | LED | 72211 |  | Decorative: Other | Decorative | E12 (Candelabra) | Decorative | LED | 3 | 40 | 104 | 35 |  |  |  | 315 | 4.9 | 64.3 | No | 25000 | 3000 | 82 | 17 | 0.6 | -40 | Dimmable | 10% |  | None |  |  |  | 2015-06-30 | 2015-07-08 | United States, Canada | ES_1028939_72211_07132015101205_1036595 | 2243205
Cathelle, Inc. | Electrimart | LED | 72215 | LED,72315, | PAR16 | Reflector (Flood/Spot) | GU10 | Directional | LED | 3 | 60 | 53 | 50 | 822 |  | 38 | 380 | 6.4 | 59.4 | No | 25000 | 3000 | 82 | 19 | 0.7 | -40 | Dimmable | 10% |  | None |  |  |  | 2015-07-15 | 2015-07-22 | Canada | ES_1028939_72215_08142015145007_3407377 | 2245760
Cathelle, Inc. | Electrimart | LED | 72216 |  | PAR16 | Reflector (Flood/Spot) | GU10 | Directional | LED | 3 | 60 | 53 | 50 | 822 |  | 38 |  | 6.4 | 59.6 | No | 25000 | 3000 | 82 | 19 | 0.7 | -40 | Dimmable | 10% |  | None |  |  |  | 2015-06-30 | 2015-07-08 | United States, Canada | ES_1028939_72216_07102015164846_1602668 | 2243152
Cathelle, Inc. | Electrimart | LED | 72220 |  | PAR20 | Reflector (Flood/Spot) | E26 (Medium) | Directional | LED | 3 | 50 | 85 | 63 | 1453 |  | 25 |  | 7 | 67.1 | No | 40000 | 3000 | 91 | 50 | 0.8 | -40 | Dimmable | 10% |  | None |  |  |  | 2015-06-30 | 2015-07-09 | United States, Canada | ES_1028939_72220_07102015164827_8529498 | 2243161
Cathelle, Inc. | Electrimart | LED | 72230 |  | PAR30L | Reflector (Flood/Spot) | E26 (Medium) | Directional | LED | 3 | 75 | 118 | 95 | 1648 |  | 40 | 850 | 14 | 60.7 | No | 40000 | 3000 | 83 | 3 | 1 | -40 | Dimmable | 10% |  | Other,not for use in enclosed fixtures. |  |  |  | 2014-07-12 | 2014-07-24 | Canada | ES_1028939_72230_07292014064335_9243439 | 2216531
Cathelle, Inc. | Electrimart | LED | 72235 |  | BR30 | Reflector (Flood/Spot) | E26 (Medium) | Directional | LED | 3 | 65 | 133 | 95 |  |  | 113 | 650 | 10 | 65 | No | 40000 | 3000 | 84 | 12 | 1 | -40 | Dimmable | 10% |  | None |  |  |  | 2015-06-30 | 2015-07-08 | United States, Canada | ES_1028939_72235_07102015164815_1930889 | 2243162
Cathelle, Inc. | Electrimart | LED | 72241 |  | PAR38 | Reflector (Flood/Spot) | E26 (Medium) | Directional | LED | 3 | 90 | 128 | 120 | 1721 |  | 40 | 970 | 16 | 60.6 | No | 40000 | 3000 | 84 | 19 | 0.9 | -40 | Dimmable | 10% |  | Other,not for use in enclosed fixtures |  |  |  | 2014-07-20 | 2014-07-24 | Canada | ES_1028939_72241_07292014064320_7237337 | 2216532
Cathelle, Inc. | Electrimart | LED | 72320 |  | PAR20 | Reflector (Flood/Spot) | E26 (Medium) | Directional | LED | 3 | 50 | 85 | 63 | 1453 |  | 25 |  | 7 | 67.1 | No | 40000 | 3000 | 91 | 50 | 0.8 | -40 | Dimmable | 10% |  | None |  |  |  | 2015-07-15 | 2015-07-22 | Canada | ES_1028939_72320_08142015144951_3148023 | 2245759
Cathelle, Inc. | Electrimart | LED 10W/PAR30 | 72230 |  | PAR30L | Reflector (Flood/Spot) | E26 (Medium) | Directional | LED | 5 | 75 | 119 | 94 | 1564 |  | 40 | 800 | 10 | 80 | No | 25000 | 3000 | 91 | 52 | 0.9 | -40 | Dimmable | 10% |  | None |  |  |  | 2015-10-30 | 2015-10-30 | United States, Canada | ES_1028939_72230_11062015132841_7054137 | 2252022
Centrifuge Sourcing, LLC | Centrifuge | FLE13HT3/2/10E/SW | 92847 | ,FLE13HT3/CB/BX,; ,FLE13HT3/CBBX2,; FLE13HT3/2/10E/SW,92876, | CFL Bare Spiral | General Purpose Replacement | E26 (Medium) | Omnidirectional | CFL | 2 | 60 | 115.5 | 45 |  | 1 |  | 915 | 13.4 | 68.3 | No | 10000 | 2700 | 83 | -5 | 0.5 | -15 |  |  |  | Damp Location Rated |  |  |  | 2014-10-17 | 2014-10-29 | United States | ES_1096643_92847_10292014181849_6729905 | 2225113
Centrifuge Sourcing, LLC | Centrifuge | FLE14HT3/2/10H/SS | 61584 | ,FLE14HT3/D/BX6OP,; FLE14HT3/2/10H/SS,61584, | CFL Bare Spiral | General Purpose Replacement | E26 (Medium) | Omnidirectional | CFL | 5 | 60 | 115.5 | 52 |  | 1 |  | 900 | 14 | 64.2 | No | 10000 | 5000 | 87 | 41 | 0.6 | -10 |  |  |  | Damp Location Rated |  |  |  | 2014-09-17 | 2014-09-17 | United States | ES_1096643_61584_09172014124919_8159537 | 2219610
Centrifuge Sourcing, LLC | Centrifuge | FLE20HT3/2/10E/SW | 64348 | ,76993,; ,FLE20HT3/2/CB/BX,; ,FLE20HT3/2CB/BX2, | CFL Bare Spiral | General Purpose Replacement | E26 (Medium) | Omnidirectional | CFL | 2 | 75 | 113 | 58.8 |  | 1 |  | 1300 | 20 | 65 | No | 10000 | 2700 | 82 | -22 | 0.6 | -15 |  |  |  | Damp Location Rated |  |  |  | 2014-09-17 | 2014-09-17 | United States | ES_1096643_64348_09172014134117_1277626 | 2219611
Centrifuge Sourcing, LLC | Centrifuge | FLE23HT3/2/10E/SW | 63964 | ,62542,; ,FLE23HT3/CB/BX,; ,FLE23HT3/CBBX2, | CFL Bare Spiral | General Purpose Replacement | E26 (Medium) | Omnidirectional | CFL | 2 | 100 | 128 | 63 |  | 1 |  | 1745 | 22.9 | 76.2 | No | 10000 | 2700 | 83 | -11 | 0.5 | -15 |  |  |  | Damp Location Rated |  |  |  | 2014-12-05 | 2014-12-22 | United States | ES_1120172_63964_12222014204956_1396285 | 2229783
Centrifuge Sourcing, LLC | Centrifuge | FLE9HT3/2/10E/SW | 63918 | ,62539,; ,FLE9H/T3/2CB/BX2,; ,FLE9HT3/CB/BX, | CFL Bare Spiral | General Purpose Replacement | E26 (Medium) | Omnidirectional | CFL | 2 | 40 | 105.5 | 43 |  | 1 |  | 613 | 9.8 | 62.4 | No | 10000 | 2700 | 84 | 3 | 0.5 | -15 |  |  |  | Damp Location Rated,Not for Use in Enclosed Fixtures |  |  |  | 2014-12-05 | 2014-12-17 | United States | ES_1096643_63918_12172014121036_8236669 | 2229534
Chain Drug Consortium | Premier Value | 68914CDC | 68914CDC |  | CFL Bare Spiral | General Purpose Replacement | E26 (Medium) | Omnidirectional | CFL | 9 | 60 | 112 | 46 |  | 1.3 |  | 900 | 14 | 64.3 | No | 10000 | 2700 | 81 | -10 | 0.5 | -29 |  |  |  | None |  |  |  | 2014-01-13 | 2014-08-07 | United States, Canada | ES_1104511_68914CDC_08082014003116_7876618 | 2217165
Chain Drug Consortium | Premier Value | 68919CDC | 68919CDC |  | CFL Bare Spiral | General Purpose Replacement | E26 (Medium) | Omnidirectional | CFL | 2 | 75 | 112 | 58 |  | 1.3 |  | 1300 | 19 | 68 | No | 10000 | 2700 | 81 | 2 | 0.6 | -29 |  |  |  | None |  |  |  | 2006-12-26 | 2014-07-24 | United States, Canada | ES_1104511_68919CDC_07242014174306_3786772 | 2216316
Chain Drug Consortium | Premier Value | 68923CDC | 68923CDC |  | CFL Bare Spiral | General Purpose Replacement | E26 (Medium) | Omnidirectional | CFL | 2 | 100 | 122 | 58 |  | 1.3 |  | 1600 | 23 | 70 | No | 10000 | 2700 | 83 | -10 | 0.5 | -29 |  |  |  | None |  |  |  | 2009-03-11 | 2014-07-07 | United States, Canada | ES_1104511_68923CDC_07072014172515_3915019 | 2214626
Chain Drug Consortium | Premier Value | 6R3014CDC | 6R3014CDC |  | R30 | Reflector (Flood/Spot) | E26 (Medium) | Directional | CFL | 2 | 65 | 137 | 93.9 |  | 1.5 |  | 724 | 14.2 | 46.4 | No | 10000 | 2700 | 82 | -9 | 0.6 | -29 |  |  |  | Recessed Fixtures |  |  |  | 2010-01-01 | 2014-09-16 | United States, Canada | ES_1104511_6R3014CDC_09202014131502_8902369 | 2219903
City Electric Supply DBA Fusion Lamps | fusion | BR30 | FCF15R30/827 |  | BR30 | Reflector (Flood/Spot) | E26 (Medium) | Directional | CFL | 2 | 65 | 136.5 | 94.5 |  | 2.5 |  | 750 | 15 | 50 | No | 10000 | 2700 | 83 | -4 | 0.6 | -15 |  |  |  | Damp Location Rated,Enclosed Fixtures,Wet Location Rated,Recessed Fixtures |  |  |  | 2015-08-13 | 2015-08-20 | United States, Canada | ES_1130940_FCF15R30/827_08202015155703_3719942 | 2246446
City Electric Supply DBA Fusion Lamps | fusion | BR40 | FCF23BR40/827 |  | BR40 | Reflector (Flood/Spot) | E26 (Medium) | Directional | CFL | 2 | 75 | 151 | 119.1 |  | 2.5 |  | 1200 | 23 | 52.2 | No | 10000 | 2700 | 83 | -8 | 0.6 | -15 |  |  |  | Damp Location Rated,Enclosed Fixtures,Not for Use in Recessed Fixtures,Wet Location Rated |  |  |  | 2015-08-13 | 2015-08-20 | United States, Canada | ES_1130940_FCF23BR40/827_08202015155735_4898101 | 2246447
City Electric Supply DBA Fusion Lamps | fusion | CFL G25 | FCF14/G25/827 |  | CFL Globe | Globe | E26 (Medium) | Decorative | CFL | 2 | 100 | 110 | 80 |  | 2 |  | 800 | 15.4 | 52 | No | 10000 | 2700 | 83 | -14 | 0.6 | -15 |  |  |  | None |  |  |  | 2015-06-25 | 2015-07-13 | United States | ES_1130940_FCF14/G25/827_07222015150735_6144111 | 2244323
City Electric Supply DBA Fusion Lamps | fusion | LED | FLED14PAR30FLDL830W |  | PAR30L | Reflector (Flood/Spot) | E26 (Medium) | Directional | LED | 5 | 75 | 118 | 95 | 1648 |  | 40 | 850 | 14.2 | 60.7 | No | 40000 | 3000 | 83 | 3 | 1 | -40 | Dimmable | 10% |  | None |  |  |  | 2014-11-30 | 2015-01-15 | United States | ES_1130940_FLED14PAR30FLDL830W_01212015114708_2747999 | 2231331
City Electric Supply DBA Fusion Lamps | fusion | LED | FLED14PAR30NFLDL830W |  | PAR30L | Reflector (Flood/Spot) | E26 (Medium) | Directional | LED | 5 | 75 | 118 | 95 | 3025 |  | 25 | 850 | 14.2 | 60.7 | No | 40000 | 3000 | 83 | 3 | 1 | -40 | Dimmable | 10% |  | None |  |  |  | 2014-11-30 | 2015-01-15 | United States | ES_1130940_FLED14PAR30NFLDL830W_01212015114708_3280416 | 2231332
City Electric Supply DBA Fusion Lamps | fusion | LED | FLED16PAR38FLD827 |  | PAR38 | Reflector (Flood/Spot) | E26 (Medium) | Directional | LED | 5 | 90 | 128 | 120 | 1800 |  | 40 | 950 | 17.7 | 53.6 | No | 40000 | 2700 | 81 | 10 | 0.9 | -40 | Dimmable | 10% |  | None |  |  |  | 2014-11-30 | 2015-01-15 | United States | ES_1130940_FLED16PAR38FLD827_01212015114857_3502431 | 2231312
City Electric Supply DBA Fusion Lamps | fusion | LED | FLED16PAR38FLD830 |  | PAR38 | Reflector (Flood/Spot) | E26 (Medium) | Directional | LED | 5 | 90 | 128 | 120 | 1721 |  | 40 | 970 | 17.7 | 54.8 | No | 40000 | 3000 | 84 | 19 | 0.9 | -40 | Dimmable | 10% |  | None |  |  |  | 2014-11-30 | 2015-01-15 | United States | ES_1130940_FLED16PAR38FLD830_01212015114905_3494161 | 2231310
City Electric Supply DBA Fusion Lamps | fusion | LED | FLED16PAR38NFLD827 |  | PAR38 | Reflector (Flood/Spot) | E26 (Medium) | Directional | LED | 5 | 90 | 128 | 120 | 4319 |  | 25 | 950 | 17.6 | 54 | No | 40000 | 2700 | 81 | 5 | 0.9 | -40 | Dimmable | 10% |  | None |  |  |  | 2014-11-30 | 2015-01-15 | United States | ES_1130940_FLED16PAR38NFLD827_01212015114857_5090950 | 2231313
City Electric Supply DBA Fusion Lamps | fusion | LED | FLED16PAR38NFLD830 |  | PAR38 | Reflector (Flood/Spot) | E26 (Medium) | Directional | LED | 5 | 90 | 128 | 120 | 4617 |  | 25 | 970 | 17.7 | 54.8 | No | 40000 | 3000 | 84 | 18 | 0.9 | -40 | Dimmable | 10% |  | None |  |  |  | 2014-11-30 | 2015-01-15 | United States | ES_1130940_FLED16PAR38NFLD830_01212015114905_4960185 | 2231311
City Electric Supply DBA Fusion Lamps | fusion | LED | FLED17BR40D827 |  | BR40 | Reflector (Flood/Spot) | E26 (Medium) | Directional | LED | 5 | 85 | 152 | 125 |  |  | 110 | 1200 | 17.1 | 70.1 | No | 40000 | 2700 | 83 | 19 | 1 | -40 | Dimmable | 10% |  | None |  |  |  | 2014-11-30 | 2015-01-15 | United States | ES_1130940_FLED17BR40D827_01212015114913_6404952 | 2231309
City Electric Supply DBA Fusion Lamps | fusion | LED | FLED19PAR38FLD830W |  | PAR38 | Reflector (Flood/Spot) | E26 (Medium) | Directional | LED | 5 | 100 | 128 | 120 | 2665 |  | 40 | 1250 | 20.7 | 60.4 | No | 40000 | 3000 | 83 | 5 | 1 | -40 | Dimmable | 10% |  | None |  |  |  | 2014-12-20 | 2015-01-15 | United States | ES_1130940_FLED19PAR38FLD830W_01212015114935_2140676 | 2231304
City Electric Supply DBA Fusion Lamps | fusion | LED | FLED19PAR38NFLD827W |  | PAR38 | Reflector (Flood/Spot) | E26 (Medium) | Directional | LED | 5 | 100 | 128 | 120 | 4256 |  | 25 | 1200 | 20.6 | 58.3 | No | 40000 | 2700 | 82 | 1 | 1 | -40 | Dimmable | 10% |  | None |  |  |  | 2014-12-20 | 2015-01-15 | United States | ES_1130940_FLED19PAR38NFLD827W_01212015114927_3107257 | 2231307
City Electric Supply DBA Fusion Lamps | fusion | LED | FLED4.9C11CANDD827 |  | Decorative: Other | Decorative | E12 (Candelabra) | Decorative | LED | 5 | 40 | 103 | 35 |  |  |  | 300 | 5 | 61.2 | No | 40000 | 2700 | 82 | 17 | 0.7 | -40 | Dimmable | 10% |  | None |  |  |  | 2014-11-30 | 2015-01-15 | United States, Canada | ES_1130940_FLED4.9C11CANDD827_01212015115546_8986754 | 2231355
City Electric Supply DBA Fusion Lamps | fusion | LED | FLED8.5MR16FLD830 |  | MR16 | Reflector (Flood/Spot) | GU5.3 | Directional | LED | 5 | 50 | 49 | 50 | 1201 |  | 38 | 500 | 8.5 | 58.8 | No | 40000 | 3000 | 82 | 12 | 0.7 | -40 | Dimmable | 10% |  | None |  |  |  | 2014-11-30 | 2015-01-15 | United States | ES_1130940_FLED8.5MR16FLD830_01212015114850_5630434 | 2231314
City Electric Supply DBA Fusion Lamps | fusion | T2 Spiral Lamp | FS13827/T2 |  | CFL Bare Spiral | General Purpose Replacement | E26 (Medium) | Omnidirectional | CFL | 2 | 60 | 95.1 | 45.5 |  | 2.5 |  | 800 | 13 | 61.5 | No | 10000 | 2700 | 82 | -4 | 0.6 | -15 |  |  |  | Damp Location Rated,Enclosed Fixtures,Not for Use in Recessed Fixtures |  |  |  | 2015-08-13 | 2015-08-20 | United States, Canada | ES_1130940_FS13827/T2_08202015161819_4889142 | 2246448
City Electric Supply DBA Fusion Lamps | Fusion Lamps | FLED6.5GU10FLD830/G5 | FLED6.5GU10FLD830/G5 |  | PAR16 | Reflector (Flood/Spot) | GU10 | Directional | LED | 5 | 60 | 54 | 50 | 1176 |  | 40 | 500 | 6.5 | 76.9 | No | 25000 | 3000 | 84 | 17 | 0.9 | -40 | Dimmable | 10% | Yes | Damp Location Rated | No |  |  | 2015-01-01 | 2016-05-27 | United States, Canada | ES_1130940_FLED6.5GU10FLD830/G5_05252016092251_9459192 | 2268053
City Electric Supply DBA Fusion Lamps | Fusion Lamps | FLED6.5MR16FLD840/G5 | FLED6.5MR16FLD840/G5 |  | MR16 | Reflector (Flood/Spot) | GU5.3 | Directional | LED | 5 | 50 | 48 | 50 | 1356 |  | 35 | 500 | 6.5 | 76.9 | No | 25000 | 4000 | 82 | 6 | 0.7 | -40 | Dimmable | 10% | No | Damp Location Rated | No |  |  | 2016-01-01 | 2016-08-23 | United States, Canada | ES_1130940_FLED6.5MR16FLD840/G5_08162016162320_467645 | 2276294
City Electric Supply DBA Fusion Lamps | Fusion Lamps | FLED6.5PAR16FL840/G5 | FLED6.5PAR16FL840/G5 |  | PAR16 | Reflector (Flood/Spot) | E26 (Medium) | Directional | LED | 5 | 60 | 72 | 50 | 1296 |  | 35 | 500 | 6.5 | 76.9 | No | 25000 | 4000 | 83 | 13 | 0.9 | -40 | Dimmable | 10% | Yes | Damp Location Rated | No |  |  | 2016-01-01 | 2016-08-29 | United States, Canada | ES_1130940_FLED6.5PAR16FL840/G5_08162016162718_8893396 | 2276596
City Electric Supply DBA Fusion Lamps | Fusion Lamps | FLED7PAR20FLD840/G5 | FLED7PAR20FLD840/G5 |  | PAR20 | Reflector (Flood/Spot) | E26 (Medium) | Directional | LED | 5 | 50 | 85 | 63 | 865 |  | 40 | 500 | 7.1 | 70.4 | No | 25000 | 4000 | 95 | 82 | 0.9 | -40 | Dimmable | 10% | Yes | Damp Location Rated | No |  |  | 2016-01-01 | 2016-08-24 | United States, Canada | ES_1130940_FLED7PAR20FLD840/G5_08162016165148_1886712 | 2276353
City Electric Supply DBA Fusion Lamps | Fusion Lamps | FLED9.5A19OMNI827/G6 | FLED9.5A19OMNI827/G6 |  | A19 | General Purpose Replacement | E26 (Medium) | Omnidirectional | LED | 3 | 60 | 117 | 62 |  |  |  | 800 | 9.5 | 84.2 | No | 25000 | 2700 | 82 | 8 | 0.9 | -40 | Dimmable | 10% | No | Damp Location Rated,Not for Use in Recessed Fixtures | No |  |  | 2016-01-01 | 2016-08-23 | United States, Canada | ES_1130940_FLED9.5A19OMNI827/G6_08162016103309_1862756 | 2276296
City Electric Supply DBA Fusion Lamps | Fusion Lamps | FLED9.5A19OMNI830/G6 | FLED9.5A19OMNI830/G6 |  | A19 | General Purpose Replacement | E26 (Medium) | Omnidirectional | LED | 3 | 60 | 117 | 62 |  |  |  | 800 | 9.5 | 84.2 | No | 25000 | 3000 | 84 | 15 | 0.9 | -40 | Dimmable | 10% | No | Damp Location Rated,Not for Use in Recessed Fixtures | No |  |  | 2016-01-01 | 2016-08-24 | United States, Canada | ES_1130940_FLED9.5A19OMNI830/G6_08162016170501_7083551 | 2276354
City Electric Supply DBA Fusion Lamps | Fusion Lamps | FLED9.5A19OMNI840/G6 | FLED9.5A19OMNI840/G6 |  | A19 | General Purpose Replacement | E26 (Medium) | Omnidirectional | LED | 3 | 60 | 117 | 62 |  |  |  | 800 | 9.5 | 84.2 | No | 25000 | 4000 | 82 | 8 | 0.9 | -40 | Dimmable | 10% | No | Damp Location Rated,Not for Use in Recessed Fixtures | No |  |  | 2016-01-01 | 2016-08-24 | United States, Canada | ES_1130940_FLED9.5A19OMNI827/G6_08162016170700_2845270 | 2276357
City Electric Supply DBA Fusion Lamps | Fusion Lamps | FLEDF4B10CAND827C | FLEDF4B10CAND827C |  | B10 | Decorative | E12 (Candelabra) | Decorative | LED | 3 | 40 | 91.2 | 35.1 |  |  |  | 330 | 4 | 82.5 | No | 15000 | 2700 | 82 | 4 | 0.9 | -40 | Dimmable | 10% | No | Damp Location Rated,Recessed Fixtures | No |  |  | 2016-01-01 | 2016-10-28 | Canada | ES_1130940_FLEDF4B10CAND827C_08152016144247_6666375 | 2282604
City Electric Supply DBA Fusion Lamps | Fusion Lamps | FLEDF4B11MED827C | FLEDF4B11MED827C |  | B10 | Decorative | E26 (Medium) | Decorative | LED | 3 | 40 | 91.1 | 31.7 |  |  |  | 330 | 4 | 82.5 | No | 15000 | 2700 | 82 | 7 | 0.9 | -40 | Dimmable | 10% | No | Damp Location Rated | No |  |  | 2016-01-01 | 2016-10-25 | Canada | ES_1130940_FLEDF4B11MED827C_08152016144247_1626374 | 2282206
City Electric Supply DBA Fusion Lamps | Fusion Lamps | FLEDF5ST19722A | FLEDF5ST19722A |  | ST | ST | E26 (Medium) | Decorative | LED | 3 | 40 | 141.6 | 64 |  |  |  | 320 | 5 | 65 | No | 15000 |  | 81 | 8 | 0.9 | -40 | Dimmable | 4% | No | Damp Location Rated | No |  |  | 2016-01-01 | 2016-10-25 | Canada | ES_1130940_FLEDF5ST19722A_08152016144247_1686372 | 2282207
City Electric Supply DBA Fusion Lamps | Fusion Lamps | FLEDF7.5A19827C | FLEDF7.5A19827C |  | A19 | General Purpose Replacement | E26 (Medium) | Omnidirectional | LED | 3 | 60 | 99.7 | 59.4 |  |  |  | 800 | 7.5 | 106.7 | No | 15000 | 2700 | 81 | 1 | 0.9 | -40 | Dimmable | 3% | No | Damp Location Rated | No |  |  | 2016-01-01 | 2016-10-25 | Canada | ES_1130940_FLEDF7.5A19827C_08152016144247_3606379 | 2282208
City Electric Supply DBA Fusion Lamps | Fusion Lamps | LED | FLED10PAR30FLD827/G4 |  | PAR30L | Reflector (Flood/Spot) | E26 (Medium) | Directional | LED | 5 | 75 | 119 | 94 | 1505 |  | 40 |  | 10 | 75 | No | 25000 | 2700 | 91 | 50 | 0.9 | -40 | Dimmable | 5% |  | None |  |  |  | 2015-04-14 | 2015-04-20 | Canada | ES_1130940_FLED10PAR30FLD827/G4_04222015140757_8876348 | 2237650
City Electric Supply DBA Fusion Lamps | Fusion Lamps | LED | FLED10PAR30FLD830/G4 |  | PAR30L | Reflector (Flood/Spot) | E26 (Medium) | Directional | LED | 5 | 75 | 119 | 94 | 1564 |  | 40 |  | 10 | 80 | No | 25000 | 3000 | 91 | 52 | 0.9 | -40 | Dimmable | 5% |  | None |  |  |  | 2015-04-14 | 2015-04-20 | Canada | ES_1130940_FLED10PAR30FLD830/G4_04222015140757_6539564 | 2237652
City Electric Supply DBA Fusion Lamps | Fusion Lamps | LED | FLED10PAR30FLD840/G4 |  | PAR30L | Reflector (Flood/Spot) | E26 (Medium) | Directional | LED | 5 | 75 | 119 | 94 | 1711 |  | 40 |  | 10 | 82 | No | 25000 | 4000 | 92 | 52 | 0.9 | -40 | Dimmable | 5% |  | None |  |  |  | 2015-04-14 | 2015-04-20 | Canada | ES_1130940_FLED10PAR30FLD840/G4_04222015140757_5121738 | 2237654
City Electric Supply DBA Fusion Lamps | Fusion Lamps | LED | FLED10PAR30NFL827/G4 |  | PAR30L | Reflector (Flood/Spot) | E26 (Medium) | Directional | LED | 5 | 75 | 119 | 94 | 3545 |  | 25 |  | 10 | 75 | No | 25000 | 2700 | 91 | 50 | 0.9 | -40 | Dimmable | 5% |  | None |  |  |  | 2015-04-14 | 2015-04-20 | Canada | ES_1130940_FLED10PAR30NFL827/G4_04222015140757_8361990 | 2237651
City Electric Supply DBA Fusion Lamps | Fusion Lamps | LED | FLED10PAR30NFL830/G4 |  | PAR30L | Reflector (Flood/Spot) | E26 (Medium) | Directional | LED | 5 | 75 | 119 | 94 | 2963 |  | 25 |  | 10 | 80 | No | 25000 | 3000 | 91 | 52 | 0.9 | -40 | Dimmable | 5% |  | None |  |  |  | 2015-04-14 | 2015-04-20 | Canada | ES_1130940_FLED10PAR30NFL830/G4_04222015140757_1475052 | 2237653
City Electric Supply DBA Fusion Lamps | Fusion Lamps | LED | FLED10PAR30NFL840/G4 |  | PAR30L | Reflector (Flood/Spot) | E26 (Medium) | Directional | LED | 5 | 75 | 119 | 94 | 3012 |  | 25 |  | 10 | 82 | No | 25000 | 4000 | 92 | 52 | 0.9 | -40 | Dimmable | 5% |  | None |  |  |  | 2015-04-14 | 2015-04-20 | Canada | ES_1130940_FLED10PAR30NFL840/G4_04222015140757_1109700 | 2237655
City Electric Supply DBA Fusion Lamps | Fusion Lamps | LED | FLED11PAR30FLD827/G5 |  | PAR30L | Reflector (Flood/Spot) | E26 (Medium) | Directional | LED | 5 | 75 | 118.6 | 93.7 | 1468 |  | 40 | 800 | 11 | 72.7 | No | 25000 | 2700 | 91 | 53 | 0.9 | -40 | Dimmable | 4% | No | None | No |  |  | 2016-05-20 | 2016-05-23 | Canada | ES_1130940_FLED11PAR30FLD827/G5_05252016115512_5455986 | 2267859
City Electric Supply DBA Fusion Lamps | Fusion Lamps | LED | FLED11PAR30FLD830/G5 |  | PAR30L | Reflector (Flood/Spot) | E26 (Medium) | Directional | LED | 5 | 75 | 118.6 | 93.7 | 1438 |  | 40 | 800 | 11 | 72.7 | No | 25000 | 3000 | 93 | 65 | 0.9 | -40 | Dimmable | 4% | No | None | No |  |  | 2016-05-20 | 2016-05-23 | Canada | ES_1130940_FLED11PAR30FLD830/G5_05252016115512_4671474 | 2267860
City Electric Supply DBA Fusion Lamps | Fusion Lamps | LED | FLED11PAR30FLD840/G5 |  | PAR30L | Reflector (Flood/Spot) | E26 (Medium) | Directional | LED | 5 | 75 | 118.6 | 93.7 | 1491 |  | 40 | 800 | 11 | 72.7 | No | 25000 | 4000 | 95 | 82 | 0.9 | -40 | Dimmable | 4% | No | None | No |  |  | 2016-05-20 | 2016-05-23 | Canada | ES_1130940_FLED11PAR30FLD840/G5_05252016115512_9282972 | 2267861
City Electric Supply DBA Fusion Lamps | Fusion Lamps | LED | FLED13BR40D830 |  | BR40 | Reflector (Flood/Spot) | E26 (Medium) | Directional | LED | 5 | 75 | 156 | 124 |  |  | 120 | 1000 | 13.9 | 72 | No | 40000 | 3000 | 83 | 19 | 1 | -40 | Dimmable | 10% |  | None |  |  |  | 2014-11-30 | 2015-01-15 | United States | ES_1130940_FLED13BR40D830_01212015114808_4094987 | 2231319
City Electric Supply DBA Fusion Lamps | Fusion Lamps | LED | FLED14.5PAR30FLDS827 |  | PAR30 | Reflector (Flood/Spot) | E26 (Medium) | Directional | LED | 5 | 75 | 85 | 95 | 1322 |  | 40 |  | 14.7 | 54.5 | No | 40000 | 2700 | 82 | 1 | 0.9 | -40 | Dimmable | 10% |  | None |  |  |  | 2014-11-30 | 2015-01-14 | United States | ES_1130940_FLED14.5PAR30FLDS827_01212015114716_5566038 | 2231329
City Electric Supply DBA Fusion Lamps | Fusion Lamps | LED | FLED14.5PAR30FLDS830 |  | PAR30 | Reflector (Flood/Spot) | E26 (Medium) | Directional | LED | 5 | 75 | 95 | 85 | 1332 |  | 40 | 850 | 14.7 | 57.7 | No | 40000 | 3000 | 83 | 3 | 0.9 | -40 | Dimmable | 10% |  | None |  |  |  | 2014-11-30 | 2015-01-15 | United States | ES_1130940_FLED14.5PAR30FLDS830_01212015114722_2453198 | 2231327
City Electric Supply DBA Fusion Lamps | Fusion Lamps | LED | FLED14.5PAR30NFLDS827 |  | PAR30 | Reflector (Flood/Spot) | E26 (Medium) | Directional | LED | 5 | 75 | 85 | 95 | 3028 |  | 25 |  | 14.7 | 54.5 | No | 40000 | 2700 | 82 | 1 | 0.9 | -40 | Dimmable | 10% |  | None |  |  |  | 2014-11-30 | 2015-01-14 | United States | ES_1130940_FLED14.5PAR30NFLDS827_01212015114716_3816911 | 2231330
City Electric Supply DBA Fusion Lamps | Fusion Lamps | LED | FLED14.5PAR30NFLDS830 |  | PAR30 | Reflector (Flood/Spot) | E26 (Medium) | Directional | LED | 5 | 75 | 95 | 85 | 3254 |  | 25 | 850 | 14.7 | 57.7 | No | 40000 | 3000 | 83 | 3 | 0.9 | -40 | Dimmable | 10% |  | None |  |  |  | 2014-11-30 | 2015-01-15 | United States | ES_1130940_FLED14.5PAR30NFLDS830_01212015114722_9890993 | 2231328
City Electric Supply DBA Fusion Lamps | Fusion Lamps | LED | FLED14PAR30FLDL827W |  | PAR30L | Reflector (Flood/Spot) | E26 (Medium) | Directional | LED | 5 | 75 | 118 | 95 | 1440 |  | 40 | 800 | 14.3 | 57.1 | No | 40000 | 2700 | 82 | 2 | 1 | -40 | Dimmable | 10% |  | None |  |  |  | 2014-11-30 | 2015-01-14 | United States | ES_1130940_FLED14PAR30FLDL827W_01212015114701_7273993 | 2231333
City Electric Supply DBA Fusion Lamps | Fusion Lamps | LED | FLED14PAR30NFLDL827W |  | PAR30L | Reflector (Flood/Spot) | E26 (Medium) | Directional | LED | 5 | 75 | 118 | 95 | 3591 |  | 25 | 800 | 14.3 | 57.1 | No | 40000 | 2700 | 82 | 2 | 1 | -40 | Dimmable | 10% |  | None |  |  |  | 2014-11-30 | 2015-01-14 | United States | ES_1130940_FLED14PAR30NFLDL827W_01212015114701_2039965 | 2231334
City Electric Supply DBA Fusion Lamps | Fusion Lamps | LED | FLED15PAR38FLD827/G4 |  | PAR38 | Reflector (Flood/Spot) | E26 (Medium) | Directional | LED | 5 | 100 | 129 | 119 | 2249 |  | 40 | 950 | 15 | 63.3 | No | 25000 | 2700 | 91 | 64 | 0.9 | -40 | Dimmable | 5% |  | None |  |  |  | 2015-04-14 | 2015-04-20 | Canada | ES_1130940_FLED15PAR38FLD827/G4_04222015130923_2369841 | 2237644
City Electric Supply DBA Fusion Lamps | Fusion Lamps | LED | FLED15PAR38FLD830/G4 |  | PAR38 | Reflector (Flood/Spot) | E26 (Medium) | Directional | LED | 5 | 100 | 129 | 119 | 2280 |  | 40 | 1000 | 15 | 66.7 | No | 25000 | 3000 | 91 | 50 | 0.9 | -40 | Dimmable | 5% |  | None |  |  |  | 2015-04-14 | 2015-04-20 | Canada | ES_1130940_FLED15PAR38FLD830/G4_04222015130923_3708727 | 2237643
City Electric Supply DBA Fusion Lamps | Fusion Lamps | LED | FLED15PAR38FLD830/G5 |  | PAR38 | Reflector (Flood/Spot) | E26 (Medium) | Directional | LED | 5 | 100 | 130 | 120 | 1804 |  | 40 | 1050 | 15 | 70 | No | 25000 | 3000 | 93 | 70 | 0.9 | -40 | Dimmable | 10% | Yes | None | No |  |  | 2016-05-20 | 2016-05-24 | Canada | ES_1130940_FLED15PAR38FLD830/G5_05252016115526_5496750 | 2267858
City Electric Supply DBA Fusion Lamps | Fusion Lamps | LED | FLED15PAR38FLD840/G4 |  | PAR38 | Reflector (Flood/Spot) | E26 (Medium) | Directional | LED | 5 | 100 | 129 | 119 | 2351 |  | 40 | 1020 | 15 | 68 | No | 25000 | 4000 | 93 | 50 | 0.9 | -40 | Dimmable | 5% |  | None |  |  |  | 2015-04-14 | 2015-04-20 | Canada | ES_1130940_FLED15PAR38FLD840/G4_04222015130923_9512069 | 2237642
City Electric Supply DBA Fusion Lamps | Fusion Lamps | LED | FLED17BR40D830 |  | BR40 | Reflector (Flood/Spot) | E26 (Medium) | Directional | LED | 5 | 75 | 157 | 125 |  |  | 120 | 1200 | 17.1 | 70.3 | No | 40000 | 3000 | 83 | 19 | 1 | -40 | Dimmable | 10% |  | None |  |  |  | 2014-11-30 | 2015-01-15 | United States | ES_1130940_FLED17BR40D830_01212015114815_3808457 | 2231293
City Electric Supply DBA Fusion Lamps | Fusion Lamps | LED | FLED5B11CAN830/G5 |  | B10 | Decorative | E12 (Candelabra) | Decorative | LED | 5 | 40 | 100 | 35 |  |  |  | 315 | 4.7 | 67 | No | 25000 | 3000 | 82 | 9 | 0.8 | -40 | Dimmable | 6% | No | None | No |  |  | 2016-05-20 | 2016-05-27 | Canada | ES_1130940_FLED5B11CAN830/G5_06022016112541_7014939 | 2268758
City Electric Supply DBA Fusion Lamps | Fusion Lamps | LED | FLED6.5B13CAN830/G5 |  | B13 | Decorative | E12 (Candelabra) | Decorative | LED | 5 | 60 | 106 | 38 |  |  |  | 500 | 6.5 | 76.9 | No | 25000 | 3000 | 83 | 11 | 0.9 | -40 | Dimmable | 12% | No | None | No |  |  | 2016-05-20 | 2016-06-01 | Canada | ES_1130940_FLED6.5B13CAN830/G5_06022016112524_7462162 | 2268759
City Electric Supply DBA Fusion Lamps | Fusion Lamps | LED | FLED6.5PAR16FL827/G5 |  | PAR16 | Reflector (Flood/Spot) | E26 (Medium) | Directional | LED | 5 | 60 | 52.8 | 50 | 1181 |  | 35 | 500 | 6.5 | 76.9 | No | 25000 | 2700 | 83 | 11 | 0.9 | -40 | Dimmable | 9% | Yes | None | No |  |  | 2016-05-20 | 2016-05-27 | Canada | ES_1130940_FLED6.5PAR16FL827/G5_06132016133943_3466784 | 2269473
City Electric Supply DBA Fusion Lamps | Fusion Lamps | LED | FLED6.5PAR16FL830/G5 |  | PAR16 | Reflector (Flood/Spot) | E26 (Medium) | Directional | LED | 5 | 60 | 52.8 | 50 | 1176 |  | 35 | 500 | 6.5 | 76.9 | No | 25000 | 3000 | 84 | 17 | 0.9 | -40 | Dimmable | 9% | Yes | None | No |  |  | 2016-05-20 | 2016-05-27 | Canada | ES_1130940_FLED6.5PAR16FL830/G5_06132016133943_6564517 | 2269474
City Electric Supply DBA Fusion Lamps | Fusion Lamps | LED | FLED6PAR16FLD827/G4 |  | PAR16 | Reflector (Flood/Spot) | E26 (Medium) | Directional | LED | 5 | 60 | 72 | 49 | 818 |  | 38 |  | 6.3 | 60.7 | No | 25000 | 2700 | 83 | 22 | 0.7 | -40 | Dimmable | 10% |  | None |  |  |  | 2015-04-14 | 2015-04-20 | Canada | ES_1130940_FLED6PAR16FLD827/G4_04222015130127_3417010 | 2237636
City Electric Supply DBA Fusion Lamps | Fusion Lamps | LED | FLED6PAR16FLD830/G4 |  | PAR16 | Reflector (Flood/Spot) | E26 (Medium) | Directional | LED | 5 | 60 | 72 | 49 | 952 |  | 38 |  | 6.2 | 60.8 | No | 25000 | 3000 | 83 | 21 | 0.7 | -40 | Dimmable | 10% |  | None |  |  |  | 2015-04-14 | 2015-04-20 | Canada | ES_1130940_FLED6PAR16FLD830/G4_04222015130127_9474295 | 2237635
City Electric Supply DBA Fusion Lamps | Fusion Lamps | LED | FLED7A19OMNI827/G4 |  | A19 | General Purpose Replacement | E26 (Medium) | Omnidirectional | LED | 5 | 40 | 109 | 60 |  |  |  | 480 | 7 | 68.6 | No | 25000 | 2700 | 83 | 9 | 0.9 | -40 | Dimmable | 10% |  | None |  |  |  | 2015-04-14 | 2015-04-10 | Canada | ES_1130940_FLED7A19OMNI827/G4_04142015103956_4569787 | 2236327
City Electric Supply DBA Fusion Lamps | Fusion Lamps | LED | FLED7A19OMNI830/G4 |  | A19 | General Purpose Replacement | E26 (Medium) | Omnidirectional | LED | 5 | 40 | 109 | 60 |  |  |  | 480 | 7.3 | 65.8 | No | 25000 | 3000 | 84 | 21 | 0.9 | -40 | Dimmable | 10% |  | None |  |  |  | 2015-04-14 | 2015-04-10 | Canada | ES_1130940_FLED7A19OMNI830/G4_04142015103956_6349494 | 2236328
City Electric Supply DBA Fusion Lamps | Fusion Lamps | LED | FLED7G25GLB830/G5 |  | G25 | Globe | E26 (Medium) | Decorative | LED | 5 | 60 | 121 | 80 |  |  |  | 500 | 7 | 71 | No | 25000 | 3000 | 84 | 13 | 0.8 | -40 | Dimmable | 7% | No | None | No |  |  | 2016-05-20 | 2016-05-27 | Canada | ES_1130940_FLED7G25GLB830/G5_06022016112509_3705369 | 2268760
City Electric Supply DBA Fusion Lamps | Fusion Lamps | LED | FLED7GU10FLD830/G4 |  | PAR16 | Reflector (Flood/Spot) | GU10 | Directional | LED | 5 | 75 | 54 | 50 | 1395 |  | 38 | 500 | 7.4 | 67.8 | No | 25000 | 3000 | 82 | 17 | 0.7 | -40 | Dimmable | 10% |  | None |  |  |  | 2016-05-01 | 2016-05-03 | Canada | ES_1130940_FLED7GU10FLD830/G4_05062016153458_1331653 | 2266378
City Electric Supply DBA Fusion Lamps | Fusion Lamps | LED | FLED7MR16FLD830/G4 |  | MR16 | Reflector (Flood/Spot) | GU5.3 | Directional | LED | 5 | 65 | 49 | 48 | 1380 |  | 38 |  | 7.2 | 69.7 | No | 25000 | 3000 | 84 | 23 | 0.7 | -40 | Dimmable | 20% |  | None |  |  |  | 2015-04-14 | 2015-04-20 | Canada | ES_1130940_FLED7MR16FLD830/G4_04222015124210_6497514 | 2237627
City Electric Supply DBA Fusion Lamps | Fusion Lamps | LED | FLED7PAR20FLD827/BL |  | PAR20 | Reflector (Flood/Spot) | E26 (Medium) | Directional | LED | 5 | 50 | 84.6 | 62.8 | 843 |  | 40 | 500 | 7 | 71.4 | No | 25000 | 2700 | 91 | 51 | 0.9 | -40 | Dimmable | 6% | Yes | None | No |  |  | 2016-05-20 | 2016-05-23 | Canada | ES_1130940_FLED7PAR20FLD827/BL_05252016115459_4602153 | 2267864
City Electric Supply DBA Fusion Lamps | Fusion Lamps | LED | FLED7PAR20FLD827/G4 |  | PAR20 | Reflector (Flood/Spot) | E26 (Medium) | Directional | LED | 5 | 50 | 85 | 63 | 928 |  | 40 |  | 7 | 65.7 | No | 25000 | 2700 | 93 | 53 | 0.8 | -40 | Dimmable | 10% |  | None |  |  |  | 2015-04-14 | 2015-04-20 | Canada | ES_1130940_FLED7PAR20FLD827/G4_04222015125247_8582541 | 2237629
City Electric Supply DBA Fusion Lamps | Fusion Lamps | LED | FLED7PAR20FLD827/G5 |  | PAR20 | Reflector (Flood/Spot) | E26 (Medium) | Directional | LED | 5 | 50 | 84.6 | 62.8 | 843 |  | 40 | 500 | 7 | 71.4 | No | 25000 | 2700 | 91 | 51 | 0.9 | -40 | Dimmable | 6% | Yes | None | No |  |  | 2016-05-20 | 2016-05-23 | Canada | ES_1130940_FLED7PAR20FLD827/G5_05252016115459_1462288 | 2267862
City Electric Supply DBA Fusion Lamps | Fusion Lamps | LED | FLED7PAR20FLD830/G4 |  | PAR20 | Reflector (Flood/Spot) | E26 (Medium) | Directional | LED | 5 | 50 | 85 | 63 | 1002 |  | 40 |  | 7 | 67.1 | No | 25000 | 3000 | 91 | 50 | 0.8 | -40 | Dimmable | 10% |  | None |  |  |  | 2015-04-14 | 2015-04-20 | Canada | ES_1130940_FLED7PAR20FLD830/G4_04222015125247_7316801 | 2237631
City Electric Supply DBA Fusion Lamps | Fusion Lamps | LED | FLED7PAR20FLD830/G5 |  | PAR20 | Reflector (Flood/Spot) | E26 (Medium) | Directional | LED | 5 | 50 | 84.6 | 62.8 | 836 |  | 40 | 500 | 7 | 71.4 | No | 25000 | 3000 | 92 | 63 | 0.9 | -40 | Dimmable | 6% | Yes | None | No |  |  | 2016-05-20 | 2016-05-23 | Canada | ES_1130940_FLED7PAR20FLD830/G5_05252016115459_1239040 | 2267863
City Electric Supply DBA Fusion Lamps | Fusion Lamps | LED | FLED7PAR20NFLD827/G4 |  | PAR20 | Reflector (Flood/Spot) | E26 (Medium) | Directional | LED | 5 | 50 | 85 | 63 | 1358 |  | 25 |  | 7 | 65.7 | No | 25000 | 2700 | 93 | 53 | 0.8 | -40 | Dimmable | 10% |  | None |  |  |  | 2015-04-14 | 2015-04-20 | Canada | ES_1130940_FLED7PAR20NFLD827/G4_04222015125247_3644502 | 2237630
City Electric Supply DBA Fusion Lamps | Fusion Lamps | LED | FLED7PAR20NFLD830/G4 |  | PAR20 | Reflector (Flood/Spot) | E26 (Medium) | Directional | LED | 5 | 50 | 85 | 63 | 1453 |  | 25 |  | 7 | 67.1 | No | 25000 | 3000 | 91 | 50 | 0.8 | -40 | Dimmable | 10% |  | None |  |  |  | 2015-04-14 | 2015-04-20 | Canada | ES_1130940_FLED7PAR20NFLD830/G4_04222015125247_4391748 | 2237632
City Electric Supply DBA Fusion Lamps | Fusion Lamps | LED | FLED7PAR20NFLD840/G4 |  | PAR20 | Reflector (Flood/Spot) | E26 (Medium) | Directional | LED | 5 | 50 | 85 | 63 | 1504 |  | 25 |  | 7 | 71.4 | No | 25000 | 4000 | 92 | 60 | 0.8 | -40 | Dimmable | 10% |  | None |  |  |  | 2015-04-14 | 2015-04-20 | Canada | ES_1130940_FLED7PAR20NFLD840/G4_04222015125247_8198697 | 2237633
City Electric Supply DBA Fusion Lamps | Fusion Lamps | LED | FLED8PAR20FLD827 |  | PAR20 | Reflector (Flood/Spot) | E26 (Medium) | Directional | LED | 5 | 50 | 85 | 62 | 827 |  | 40 | 490 | 8 | 60.9 | No | 40000 | 2700 | 83 | 4 | 1 | -40 | Dimmable | 10% |  | None |  |  |  | 2014-11-30 | 2015-01-15 | United States | ES_1130940_FLED8PAR20FLD827_01212015114731_6513343 | 2231326
City Electric Supply DBA Fusion Lamps | Fusion Lamps | LED | FLED8PAR20FLD830 |  | PAR20 | Reflector (Flood/Spot) | E26 (Medium) | Directional | LED | 5 | 50 | 85 | 62 | 882 |  | 40 | 490 | 8 | 61 | No | 40000 | 3000 | 83 | 5 | 0.9 | -40 | Dimmable | 10% |  | None |  |  |  | 2014-11-30 | 2015-01-15 | United States | ES_1130940_FLED8PAR20FLD830_01212015114738_3965764 | 2231324
City Electric Supply DBA Fusion Lamps | Fusion Lamps | LED | FLED8PAR20NFLD827 |  | PAR20 | Reflector (Flood/Spot) | E26 (Medium) | Directional | LED | 5 | 50 | 85 | 62 | 1607 |  | 25 | 490 | 8 | 60.9 | No | 40000 | 2700 | 83 | 4 | 1 | -40 | Dimmable | 10% |  | None |  |  |  | 2014-11-30 | 2015-01-15 | United States | ES_1130940_FLED8PAR20NFLD827_01212015114731_8283052 | 2231325
City Electric Supply DBA Fusion Lamps | Fusion Lamps | LED | FLED8PAR20NFLD830 |  | PAR20 | Reflector (Flood/Spot) | E26 (Medium) | Directional | LED | 5 | 50 | 85 | 62 | 1626 |  | 25 | 490 | 8 | 61 | No | 40000 | 3000 | 83 | 5 | 0.9 | -40 | Dimmable | 10% |  | None |  |  |  | 2014-11-30 | 2015-01-15 | United States | ES_1130940_FLED8PAR20NFLD830_01212015114738_7568204 | 2231323
City Electric Supply DBA Fusion Lamps | Fusion Lamps | LED | FLED9.5A19OMNI827/G4 |  | A19 | General Purpose Replacement | E26 (Medium) | Omnidirectional | LED | 5 | 60 | 110 | 60 |  |  |  | 800 | 9.5 | 84.2 | No | 25000 | 2700 | 81 | 3 | 0.9 | -40 | Dimmable | 10% |  | None |  |  |  | 2015-04-14 | 2015-04-10 | Canada | ES_1130940_FLED9.5A19OMNI827/G4_04142015104026_3198888 | 2236326
City Electric Supply DBA Fusion Lamps | Fusion Lamps | LED | FLED9.5A19OMNI830/G4 |  | A19 | General Purpose Replacement | E26 (Medium) | Omnidirectional | LED | 5 | 60 | 111 | 60 |  |  |  | 800 | 9.5 | 84.2 | No | 25000 | 3000 | 83 | 9 | 0.9 | -40 | Dimmable | 10% |  | None |  |  |  | 2015-04-14 | 2015-04-10 | Canada | ES_1130940_FLED9.5A19OMNI830/G4_04142015104114_3493735 | 2236325
Civilight Shenzhen Semiconductor Lighting Co., Ltd | CIVILIGHT | LED Lamp | Clear DB11 KP40Q6 | ,,Retail Number: 11780 | Decorative Candle: Other | Decorative | E12 (Candelabra) | Decorative | LED | 3 | 40 | 111.5 | 37.9 |  |  |  | 330 | 6 | 55 | No | 25000 | 2700 | 82 | 9 | 0.7 | -20 | Dimmable | 5% |  | Damp Location Rated,Shatter Resistant,Vibration Service |  |  |  | 2014-09-30 | 2014-10-02 | United States, Canada | ES_1128694_Clear DB11 KP40Q6_10022014164325_5308220 | 2222289
Canadian Tire | Noma | T2 13W | 052-1322-4 |  | CFL Bare Spiral | General Purpose Replacement | E26 (Medium) | Omnidirectional | CFL | 5 | 60 | 100.5 | 48.5 |  | 2.5 |  | 850 | 13 | 65.4 | No | 10000 | 5000 | 85 | 45 | 0.6 | -15 |  |  |  | None |  |  |  | 2014-09-18 | 2014-09-30 | Canada | ES_1060963_052-1322-4_09302014123452_70011241 | 2220741
Canadian Tire | Noma | T2 13W | 052-1324-0 |  | CFL Bare Spiral | General Purpose Replacement | E26 (Medium) | Omnidirectional | CFL | 5 | 60 | 100.5 | 48.5 |  | 2.5 |  | 850 | 13 | 65.4 | No | 10000 | 5000 | 85 | 45 | 0.6 | -15 |  |  |  | None |  |  |  | 2014-06-20 | 2014-08-05 | Canada | ES_1025242_052-1324-0_08122014112221_2735607 | 2217394
Canadian Tire | Noma | T2 13W | 052-5151-6 |  | CFL Bare Spiral | General Purpose Replacement | E26 (Medium) | Omnidirectional | CFL | 5 | 60 | 100.9 | 48 |  | 2.5 |  | 900 | 13 | 69.2 | No | 12000 | 4100 | 84 | 33 | 0.6 | -15 |  |  |  | None |  |  |  | 2014-09-18 | 2014-09-30 | Canada | ES_1060963_052-5151-6_09302014123452_70011241 | 2220742
Canadian Tire | Noma | T2 13W | 052-5193-6 |  | CFL Bare Spiral | General Purpose Replacement | E26 (Medium) | Omnidirectional | CFL | 5 | 60 | 100.9 | 48 |  | 2.5 |  | 900 | 13 | 69.2 | No | 12000 | 4100 | 84 | 33 | 0.6 | -15 |  |  |  | None |  |  |  | 2014-09-18 | 2014-09-30 | Canada | ES_1060963_052-5193-6_09302014123452_70011241 | 2220739
Canadian Tire | Noma | T2 S 20W | 052-1320-8 |  | CFL Bare Spiral | General Purpose Replacement | E26 (Medium) | Omnidirectional | CFL | 5 | 100 | 118.5 | 59.1 |  | 2.5 |  | 1600 | 23 | 69.6 | No | 12000 | 4100 | 82 | 25 | 0.6 | -15 |  |  |  | None |  |  |  | 2014-06-20 | 2014-08-05 | Canada | ES_1025242_052-1320-8_08122014112221_2735607 | 2217396
Canadian Tire | Noma | T2 S 20W | 052-1325-8 |  | CFL Bare Spiral | General Purpose Replacement | E26 (Medium) | Omnidirectional | CFL | 5 | 100 | 118.5 | 59.1 |  | 2.5 |  | 1600 | 23 | 69.6 | No | 12000 | 4100 | 82 | 25 | 0.6 | -15 |  |  |  | None |  |  |  | 2014-06-20 | 2014-08-05 | Canada | ES_1025242_052-1325-8_08122014112221_2735607 | 2217397
Canadian Tire | Noma | T2 S 20W | 052-5194-4 |  | CFL Bare Spiral | General Purpose Replacement | E26 (Medium) | Omnidirectional | CFL | 5 | 100 | 118.5 | 59.1 |  | 2.5 |  | 1600 | 23 | 69.6 | No | 12000 | 4100 | 82 | 25 | 0.6 | -15 |  |  |  | None |  |  |  | 2014-06-20 | 2014-08-05 | Canada | ES_1025242_052-5194-4_08122014112221_2735607 | 2217395
Canadian Tire | Noma | T2 S 23W | 052-0647-8 |  | CFL Bare Spiral | General Purpose Replacement | E26 (Medium) | Omnidirectional | CFL | 5 | 100 | 118.9 | 59.4 |  | 2.5 |  | 1600 | 23 | 69.6 | No | 10000 | 5000 | 83 | 35 | 0.6 | -10 |  |  |  | None |  |  |  | 2014-12-19 | 2014-12-22 | Canada | ES_0031577_052-0647-8_02032015115010_2772829 | 2232675
Canadian Tire | Noma | T2 S 23W | 052-1323-2 |  | CFL Bare Spiral | General Purpose Replacement | E26 (Medium) | Omnidirectional | CFL | 5 | 100 | 118.9 | 59.4 |  | 2.5 |  | 1600 | 23 | 69.6 | No | 10000 | 5000 | 83 | 35 | 0.6 | -10 |  |  |  | None |  |  |  | 2014-12-19 | 2014-12-22 | Canada | ES_0031577_052-1323-2_02032015115010_2772829 | 2232674
Canadian Tire | Noma | T2 S 9W | 052-1318-6 |  | CFL Bare Spiral | General Purpose Replacement | E26 (Medium) | Omnidirectional | CFL | 5 | 40 | 93 | 46 |  | 2.5 |  | 500 | 9 | 55.6 | No | 10000 | 4100 | 84 | 21 | 0.6 | -15 |  |  |  | None |  |  |  | 2014-06-20 | 2014-08-05 | Canada | ES_1025242_052-1318-6_08122014112221_2735607 | 2217392
Canadian Tire | Noma | T2 S 9W | 052-1321-6 |  | CFL Bare Spiral | General Purpose Replacement | E26 (Medium) | Omnidirectional | CFL | 5 | 40 | 93 | 46 |  | 2.5 |  | 500 | 9 | 55.6 | No | 10000 | 5000 | 86 | 35 | 0.6 | -15 |  |  |  | None |  |  |  | 2014-06-20 | 2014-08-05 | Canada | ES_1025242_052-1321-6_08122014112221_2735607 | 2217393
Canadian Tire | Noma | Ultra Mini GU24 13W | 052-5162-0 |  | CFL Bare Spiral | General Purpose Replacement | GU24 | Omnidirectional | CFL | 5 | 60 | 92 | 48 |  | 2.5 |  | 900 | 13 | 69.2 | No | 10000 | 2700 | 82 | -6 | 0.6 | -15 |  |  |  | Not for Use in Enclosed Fixtures |  |  |  | 2014-12-19 | 2014-12-22 | Canada | ES_0031577_052-5162-0_02032015115010_2772829 | 2232655
Canadian Tire | Noma | Ultra Mini GU24 18W | 052-5175-0 |  | CFL Bare Spiral | General Purpose Replacement | GU24 | Omnidirectional | CFL | 5 | 75 | 97 | 60 |  | 2.5 |  | 1200 | 18 | 66.7 | No | 12000 | 2700 | 81 | -2 | 0.6 | -15 |  |  |  | Not for Use in Enclosed Fixtures |  |  |  | 2014-12-19 | 2014-12-22 | Canada | ES_0031577_052-5175-0_02032015115010_2772829 | 2232656
Canarm Ltd. | Canarm | B-LED26S7A06W-D | B-LED26S7A06W-D |  | A19 | General Purpose Replacement | E26 (Medium) | Omnidirectional | LED | 3 | 40 | 111.2 | 60 |  |  |  | 450 | 5.5 | 81.8 | No | 25000 | 3000 | 83 | 10 | 0.9 | -20 | Dimmable | 10% | No | Damp Location Rated,Not for Use in Recessed Fixtures | No |  |  | 2016-01-01 | 2016-09-30 | Canada | ES_1016040_B-LED26S7A06W-D_09292016162036_2819635 | 2280416
Canarm Ltd. | Canarm | B-LED26S7A10W-D | B-LED26S7A10W-D |  | A19 | General Purpose Replacement | E26 (Medium) | Omnidirectional | LED | 3 | 60 | 111.9 | 60 |  |  |  | 800 | 9.1 | 84.2 | No | 25000 | 3000 | 83 | 9 | 0.9 | -20 | Dimmable | 10% | Yes | Damp Location Rated,Recessed Fixtures | No |  |  | 2016-01-01 | 2016-10-13 | Canada | ES_1016040_B-LED26S7A10W-D_09292016162036_2819635 | 2281331
Canarm Ltd. | Canarm | LED | B-LED10S4G07W-D |  | PAR16 | Reflector (Flood/Spot) | GU10 | Directional | LED | 3 | 75 | 54 | 50 | 1395 |  | 38 |  | 7.4 | 67.8 | No | 25000 | 3000 | 82 | 17 | 0.7 | -18 | Dimmable | 10% |  | None |  |  |  | 2015-04-15 | 2015-04-20 | United States, Canada | ES_1016040_B-LED10S4G07W-D_04222015141102_2193370 | 2237646
Canarm Ltd. | Canarm | LED | B-LED16S4M07W-D |  | MR16 | Reflector (Flood/Spot) | GU5.3 | Directional | LED | 3 | 50 | 49 | 48 | 1380 |  | 38 |  | 7.2 | 69.7 | No | 25000 | 3000 | 84 | 23 | 0.7 | -18 | Dimmable | 20% |  | None |  |  |  | 2015-04-15 | 2015-04-20 | United States, Canada | ES_1016040_B-LED16S4M07W-D_04222015141020_3110719 | 2237648
Canarm Ltd. | Canarm | LED | B-LED26S3A12W-D |  | A19 | General Purpose Replacement | E26 (Medium) | Omnidirectional | LED | 3 | 60 | 106.7 | 55.9 |  |  |  | 800 | 11.5 | 69.6 | No | 40000 | 3000 | 84 | 22 | 1 | -18 | Dimmable | 1% |  | Damp Location Rated |  |  |  | 2014-03-15 | 2014-02-19 | Canada | ES_1016040_B-LED26S3A12W-D_03052014110308_5711367 | 2205609
Canarm Ltd. | Canarm | LED | B-LED26S3P14W-D |  | PAR30L | Reflector (Flood/Spot) | E26 (Medium) | Directional | LED | 3 | 75 | 118 | 95 | 1648 |  | 40 | 850 | 14 | 60.7 | No | 40000 | 3000 | 83 | 3 | 1 | -18 | Dimmable | 10% |  | Enclosed Fixtures |  |  |  | 2014-06-08 | 2014-06-24 | Canada | ES_1016040_B-LED26S3P14W-D_07092014183235_7135530 | 2214858
Canarm Ltd. | Canarm | LED | B-LED26S4A07W-D |  | A19 | General Purpose Replacement | E26 (Medium) | Omnidirectional | LED | 3 | 40 | 109 | 60 |  |  |  | 480 | 7.3 | 69.6 | No | 25000 | 3000 | 84 | 21 | 0.9 | -20 | Dimmable | 10% |  | None |  |  |  | 2014-11-30 | 2014-11-21 | Canada | ES_1016040_B-LED26S4A07W-D_11242014135729_2828814 | 2225662
Canarm Ltd. | Canarm | LED | B-LED26S4A10W-D |  | A19 | General Purpose Replacement | E26 (Medium) | Omnidirectional | LED | 3 | 60 | 111 | 60 |  |  |  | 800 | 9.5 | 84.2 | No | 25000 | 3000 | 83 | 9 | 0.9 | -20 | Dimmable | 10% |  | None |  |  |  | 2014-11-30 | 2014-11-21 | Canada | ES_1016040_B-LED26S4A10W-D_11242014135741_9417587 | 2225626
Canarm Ltd. | Canarm | LED | B-LED26S4P07W-D |  | PAR20 | Reflector (Flood/Spot) | E26 (Medium) | Directional | LED | 3 | 50 | 85 | 63 | 1002 |  | 40 |  | 7 | 67.1 | No | 25000 | 3000 | 91 | 50 | 0.8 | -18 | Dimmable | 10% |  | None |  |  |  | 2015-04-15 | 2015-04-20 | United States, Canada | ES_1016040_B-LED26S4P07W-D_04222015140955_9977336 | 2237649
Canarm Ltd. | Canarm | LED | B-LED26S5A09W-D |  | A19 | General Purpose Replacement | E26 (Medium) | Omnidirectional | LED | 3 | 60 | 113 | 60 |  |  |  | 800 | 9 | 88.9 | No | 25000 | 3000 | 83 | 13 | 1 | -20 | Dimmable | 10% |  | None |  |  |  | 2015-11-25 | 2015-11-24 | United States, Canada | ES_1016040_B-LED26S5A09W-D_11252015150246_9759531 | 2253610
Canarm Ltd. | Canarm | LED | B-LED26S6A10W-D |  | A19 | General Purpose Replacement | E26 (Medium) | Omnidirectional | LED | 3 | 60 | 117.1 | 61.6 |  |  |  | 800 | 9.5 | 84.2 | No | 25000 | 3000 | 84 | 15 | 0.8 | -20 | Dimmable | 10% | No | None | No |  |  | 2016-07-15 | 2016-07-15 | Canada | ES_1016040_B-LED26S6A10W-D_07222016134449_4525303 | 2273014
Conglom, Inc. | Luminus | LED | PLY1123 |  | A19 | General Purpose Replacement | E26 (Medium) | Omnidirectional | LED | 4 | 60 | 111 | 60 |  |  |  | 800 | 9.5 | 84.2 | No | 25000 | 3000 | 83 | 9 | 0.9 | -40 | Dimmable | 10% |  | None |  |  |  | 2014-08-30 | 2014-08-18 | Canada | ES_98337_PLY1123_08282014135941_7674580 | 2218060
Conglom, Inc. | Luminus | LED | PLY1223 | LED,PLYC1223, | A19 | General Purpose Replacement | E26 (Medium) | Omnidirectional | LED | 4 | 60 | 106.7 | 55.9 |  |  |  | 800 | 11.5 | 70 | No | 40000 | 3000 | 84 | 22 | 0.9 | -40 | Dimmable | 10% |  | None |  |  |  | 2014-02-20 | 2014-02-06 | Canada | ES_98337_PLY1223_02252014141549_3628239 | 2205004
Conglom, Inc. | Luminus | LED | PLY5033 | LED,PLYC5033, | BR30 | Reflector (Flood/Spot) | E26 (Medium) | Directional | LED | 4 | 65 | 133 | 95 |  |  | 113 | 865 | 12 | 72.1 | No | 40000 | 3000 | 84 | 24 | 0.9 | -40 | Dimmable | 10% |  | None |  |  |  | 2014-06-19 | 2014-06-24 | Canada | ES_98337_PLY5033_07092014183510_9961196 | 2214844
Conglom, Inc. | Luminus | LED | PLY6013T3 |  | Decorative: Other | Decorative | E12 (Candelabra) | Decorative | LED | 4 | 40 | 116.8 | 35.6 |  |  |  | 315 | 5 | 62 | No | 40000 | 3000 | 83 | 21 | 0.7 | -40 | Dimmable | 10% |  | None |  |  |  | 2014-02-20 | 2014-02-06 | Canada | ES_98337_PLY6013T3_02252014134454_3020371 | 2205003
Conglom, Inc. | Luminus | LED | PLYC2623 |  | MR16 | Reflector (Flood/Spot) | GU5.3 | Directional | LED | 3 | 65 | 48.6 | 47.8 | 1380 |  | 38 | 500 | 7.2 | 69.4 | No | 25000 | 3000 | 84 | 23 | 0.7 | -40 | Dimmable | 20% |  | Not for Use in Enclosed Fixtures |  |  |  | 2014-10-17 | 2014-11-11 | United States, Canada | ES_98337_PLYC2623_10172014033330_1023698 | 2222682
Conglom, Inc. | Luminus | LED | PLYC2823 |  | PAR16 | Reflector (Flood/Spot) | E26 (Medium) | Directional | LED | 3 | 60 | 72.5 | 48.9 | 818 |  | 38 | 380 | 6.5 | 58.5 | No | 25000 | 3000 | 83 | 21 | 0.7 | -40 | Dimmable | 10% |  | None |  |  |  | 2014-08-21 | 2014-08-21 | United States, Canada | ES_98337_PLYC2823_08222014104331_1023657 | 2217767
Conglom, Inc. | Luminus | LED | PLYC2923 |  | PAR16 | Reflector (Flood/Spot) | E26 (Medium) | Directional | LED | 3 | 75 | 71 | 48.1 | 1355 |  | 38 | 500 | 7.3 | 68.5 | No | 25000 | 3000 | 82 | 18 | 0.7 | -40 | Dimmable | 10% |  | None |  |  |  | 2014-10-17 | 2014-11-11 | United States, Canada | ES_98337_PLYC2923_10172014032950_1023698 | 2222681
Conglom, Inc. | Luminus | LED | PLYC4213 |  | PAR30 | Reflector (Flood/Spot) | E26 (Medium) | Directional | LED | 4 | 75 | 95 | 85 | 3254 |  | 25 | 850 | 14.5 | 58.6 | No | 40000 | 3000 | 83 | 3 | 0.9 | -40 | Dimmable | 10% |  | Other,not for use in enclosed fixtures |  |  |  | 2014-06-30 | 2014-07-24 | Canada | ES_98337_PLYC4213_07292014064345_5438183 | 2216534
Conglom, Inc. | Luminus | LED | PLYC4223 |  | PAR30 | Reflector (Flood/Spot) | E26 (Medium) | Directional | LED | 4 | 75 | 95 | 85 | 1332 |  | 40 | 850 | 14.5 | 58.6 | No | 40000 | 3000 | 83 | 3 | 0.9 | -40 | Dimmable | 10% |  | Other,not for use in enclosed fixtures |  |  |  | 2014-06-30 | 2014-07-24 | Canada | ES_98337_PLYC4223_07292014064345_2440741 | 2216533
Conglom, Inc. | Luminus | LED | PLYC4513 |  | PAR38 | Reflector (Flood/Spot) | E26 (Medium) | Directional | LED | 4 | 100 | 128 | 120 | 4424 |  | 25 | 1250 | 19 | 65.8 | No | 40000 | 3000 | 83 | 5 | 1 | -40 | Dimmable | 10% |  | Other,not for use in enclosed fixture |  |  |  | 2014-06-30 | 2014-07-23 | Canada | ES_98337_PLYC4513_07252014180210_9609947 | 2216442
Conglom, Inc. | Luminus | LED | PLYC5032A |  | BR30 | Reflector (Flood/Spot) | E26 (Medium) | Directional | LED | 3 | 75 | 132 | 95 |  |  | 112 | 900 | 13 | 69.2 | No | 25000 | 3000 | 85 | 33 | 0.9 | -40 | Dimmable | 10% |  | None |  |  |  | 2015-05-15 | 2015-05-15 | United States, Canada | ES_98337_PLYC5032A_05192015164446_7126772 | 2240009
Conglom, Inc. | Luminus | LED | PLYC5533 |  | BR40 | Reflector (Flood/Spot) | E26 (Medium) | Directional | LED | 4 | 75 | 157 | 125 |  |  |  | 1200 | 17 | 70 | No | 40000 | 3000 | 83 | 19 | 1 | -40 | Dimmable | 10% |  | Enclosed Fixtures |  |  |  | 2014-06-08 | 2014-05-30 | Canada | ES_98337_PLYC5533_06122014144005_9060176 | 2213569
Conglom, Inc. | Luminus | LED | PLZ2013T3 |  | PAR16 | Reflector (Flood/Spot) | GU10 | Directional | LED | 4 | 50 | 57 | 50 | 632 |  | 38 |  | 6 | 66.7 | No | 40000 | 3000 | 91 | 50 | 0.9 | -40 | Dimmable | 10% |  | None |  |  |  | 2015-05-15 | 2015-05-19 | United States, Canada | ES_98337_PLZ2013T3_05192015164712_1939909 | 2239615
Conglom, Inc. | Luminus | LED | PLZ3023 |  | PAR20 | Reflector (Flood/Spot) | E26 (Medium) | Directional | LED | 4 | 50 | 85 | 63 | 1002 |  | 40 | 500 | 7 | 71.4 | No | 25000 | 3000 | 91 | 50 | 0.8 | -40 | Dimmable | 10% |  | None |  |  |  | 2014-08-21 | 2014-08-21 | Canada | ES_98337_PLZ3023_08222014104951_1023657 | 2217768
Conglom, Inc. | Luminus | LED | PLZ3023 |  | PAR20 | Reflector (Flood/Spot) | E26 (Medium) | Directional | LED | 4 | 50 | 85 | 63 | 1002 |  | 40 |  | 7 | 71.4 | No | 40000 | 3000 | 91 | 50 | 0.8 | -40 | Dimmable | 10% |  | None |  |  |  | 2014-08-25 | 2015-08-07 | Canada | ES_98337_PLZ3023_08142015144817_9259899 | 2245757
Conglom, Inc. | Luminus | LED | PLZ3023T2 |  | PAR20 | Reflector (Flood/Spot) | E26 (Medium) | Directional | LED | 4 | 50 | 85 | 63 | 1002 |  | 40 | 500 | 7 | 71.4 | No | 40000 | 3000 | 91 | 50 | 0.8 | -40 | Dimmable | 10% |  | None |  |  |  | 2014-12-15 | 2014-12-03 | United States, Canada | ES_98337_PLZ3023T2_12032014175837_3419795 | 2226549
Conglom, Inc. | Luminus | LED | PLZ4023 |  | PAR30 | Reflector (Flood/Spot) | E26 (Medium) | Directional | LED | 4 | 75 | 119 | 94 | 1564 |  | 40 | 800 | 10 | 80 | No | 40000 | 3000 | 91 | 52 | 0.9 | -40 | Dimmable | 10% |  | None |  |  |  | 2014-09-05 | 2014-09-12 | Canada | ES_98337_PLZ4023_09122014101331_1023669 | 2219264
Conglom, Inc. | Luminus | LED | PLZ5033 |  | BR30 | Reflector (Flood/Spot) | E26 (Medium) | Directional | LED | 4 | 65 | 133 | 95 |  |  | 120 | 800 | 13.5 | 59.3 | No | 25000 | 3000 | 93 | 62 | 1 | -40 | Dimmable | 10% |  | Damp Location Rated |  |  |  | 2014-09-05 | 2014-09-12 | Canada | ES_98337_PLZ5033_09122014102001_1023669 | 2219265
Conglom, Inc. | Luminus | LED | PLZ5033T2 |  | BR30 | Reflector (Flood/Spot) | E26 (Medium) | Directional | LED | 4 | 65 | 133 | 95 |  |  | 120 | 800 | 13.5 | 59.2 | No | 25000 | 3000 | 93 | 62 | 1 | -40 | Dimmable | 10% |  | None |  |  |  | 2014-12-15 | 2014-12-03 | United States, Canada | ES_98337_PLZ5033T2_12032014175844_7636086 | 2226548
Conglom, Inc. | Luminus | LED | PLZ6013T3 |  | Decorative Candle: Other | Decorative | E12 (Candelabra) | Decorative | LED | 4 | 40 | 99 | 34 |  |  |  | 315 | 5 | 63 | No | 25000 | 3000 | 93 | 59 | 0.9 | -40 | Dimmable | 10% |  | None |  |  |  | 2015-05-15 | 2015-05-19 | United States, Canada | ES_98337_PLZ6013T3_05202015134225_3309416 | 2240011
Conglom, Inc. | Luminus | LED | RRZ2013 | LED,RRZ2013S, | PAR16 | Reflector (Flood/Spot) | GU10 | Directional | LED | 3 | 50 | 57 | 50 | 632 |  | 38 |  | 6 | 66.7 | No | 25000 | 3000 | 91 | 50 | 0.9 | -40 | Dimmable | 10% |  | None |  |  |  | 2016-01-15 | 2016-01-20 | United States, Canada | ES_98337_RRZ2013_01212016141632_3959269 | 2257130
Conglom, Inc. | Luminus | LED A Lamp | PLYC11532UM |  | A19 | General Purpose Replacement | E26 (Medium) | Omnidirectional | LED | 3 | 40 | 111 | 60 |  |  |  | 480 | 6 | 80 | No | 15000 | 3000 | 83 | 9 | 0.9 | -20 | Dimmable | 10% | No | Damp Location Rated,Use With Timers,Not for Use in Recessed Fixtures,Use With Photo and/or Motion Sensors | No |  |  | 2016-06-30 | 2016-08-02 | United States, Canada | ES_98337_PLYC11532UM_08022016155202_3812940 | 2274340
Conglom, Inc. | Luminus | LED A Lamp | PLYC11552UM |  | A19 | General Purpose Replacement | E26 (Medium) | Omnidirectional | LED | 3 | 40 | 111 | 60 |  |  |  | 480 | 6 | 80 | No | 15000 | 5000 | 85 | 18 | 0.9 | -20 | Dimmable | 10% | No | Damp Location Rated,Use With Timers,Not for Use in Recessed Fixtures,Use With Photo and/or Motion Sensors | No |  |  | 2016-06-30 | 2016-08-02 | United States, Canada | ES_98337_PLYC11552UM_08022016155233_4382951 | 2274341
Conglom, Inc. | Luminus | LED A Lamp | PLYC1232A |  | A19 | General Purpose Replacement | E26 (Medium) | Omnidirectional | LED | 3 | 60 | 112.3 | 59.7 |  |  |  | 800 | 9 | 88.9 | No | 25000 | 2700 | 84 | 15 | 0.9 | -20 | Dimmable | 10% | No | Damp Location Rated,Use With Timers,Not for Use in Recessed Fixtures,Use With Photo and/or Motion Sensors | No |  |  | 2016-07-10 | 2016-08-03 | United States, Canada | ES_98337_PLYC1232A_08032016115605_3214899 | 2274452
Conglom, Inc. | Luminus | LED A Lamp | PLYC1235A |  | A19 | General Purpose Replacement | E26 (Medium) | Omnidirectional | LED | 3 | 60 | 112.2 | 59.7 |  |  |  | 800 | 9 | 88.9 | No | 25000 | 5000 | 85 | 19 | 0.9 | -20 | Dimmable | 10% | No | Damp Location Rated,Use With Timers,Not for Use in Recessed Fixtures,Use With Photo and/or Motion Sensors | No |  |  | 2016-07-10 | 2016-08-03 | United States, Canada | ES_98337_PLYC1235A_08032016115639_0487193 | 2274453
Conglom, Inc. | Luminus | LED A Lamp | PLYC12432UM |  | A19 | General Purpose Replacement | E26 (Medium) | Omnidirectional | LED | 3 | 60 | 112.5 | 59.9 |  |  |  | 800 | 9 | 88.9 | No | 15000 | 3000 | 83 | 10 | 0.9 | -20 | Dimmable | 10% | No | Damp Location Rated,Use With Timers,Not for Use in Recessed Fixtures,Use With Photo and/or Motion Sensors | No |  |  | 2016-06-30 | 2016-08-02 | United States, Canada | ES_98337_PLYC12432UM_08022016155101_2183035 | 2274338
Conglom, Inc. | Luminus | LED A Lamp | PLYC12452UM |  | A19 | General Purpose Replacement | E26 (Medium) | Omnidirectional | LED | 3 | 60 | 112 | 60 |  |  |  | 800 | 9 | 88.9 | No | 15000 | 5000 | 85 | 20 | 0.9 | -20 | Dimmable | 10% | No | Damp Location Rated,Use With Timers,Not for Use in Recessed Fixtures,Use With Photo and/or Motion Sensors | No |  |  | 2016-06-30 | 2016-08-02 | United States, Canada | ES_98337_PLYC12452UM_08022016155133_3218994 | 2274339
Conglom, Inc. | Luminus | LED A Lamp | PLYC1382 |  | A19 | General Purpose Replacement | E26 (Medium) | Omnidirectional | LED | 3 | 60 | 112.6 | 59.7 |  |  |  | 800 | 9 | 88.9 | No | 25000 | 2700 | 82 | 7 | 0.7 | -20 |  |  | No | Damp Location Rated,Use With Timers,Not for Use in Recessed Fixtures,Use With Photo and/or Motion Sensors | No |  |  | 2016-07-20 | 2016-08-17 | United States, Canada | ES_98337_PLYC1382_08172016145205_3489912 | 2276052
Conglom, Inc. | Luminus | LED A Lamp | PLYC1382NB |  | A19 | General Purpose Replacement | E26 (Medium) | Omnidirectional | LED | 3 | 60 | 112.1 | 60.1 |  |  |  | 800 | 9 | 88.9 | No | 25000 | 2700 | 82 | 7 | 0.6 | -20 |  |  | No | Damp Location Rated,Use With Timers,Not for Use in Recessed Fixtures,Use With Photo and/or Motion Sensors | No |  |  | 2016-07-20 | 2016-08-17 | United States, Canada | ES_98337_PLYC1382NB_08172016145222_4835912 | 2276093
Conglom, Inc. | Luminus | LED A Lamp | PLYC14132UM |  | A21 | General Purpose Replacement | E26 (Medium) | Omnidirectional | LED | 3 | 100 | 134.1 | 71.7 |  |  |  | 1600 | 15 | 106.7 | No | 15000 | 3000 | 83 | 10 | 0.9 | -20 | Dimmable | 10% | No | Damp Location Rated,Use With Timers,Use With Photo and/or Motion Sensors,Recessed Fixtures | No |  |  | 2016-06-30 | 2016-08-03 | United States, Canada | ES_98337_PLYC14132UM_08032016113401_2348903 | 2274448
Conglom, Inc. | Luminus | LED A Lamp | PLYC14152UM |  | A21 | General Purpose Replacement | E26 (Medium) | Omnidirectional | LED | 3 | 100 | 134.5 | 72 |  |  |  | 1600 | 15 | 106.7 | No | 15000 | 5000 | 85 | 23 | 0.9 | -20 | Dimmable | 10% | No | Damp Location Rated,Use With Timers,Use With Photo and/or Motion Sensors,Recessed Fixtures | No |  |  | 2016-06-30 | 2016-08-03 | United States, Canada | ES_98337_PLYC14152UM_08032016113433_3291849 | 2274449
Conglom, Inc. | Luminus | LED A Lamp | PLYC17132UM |  | A19 | General Purpose Replacement | E26 (Medium) | Omnidirectional | LED | 3 | 75 | 112.3 | 63.8 |  |  |  | 1100 | 11 | 100 | No | 15000 | 3000 | 84 | 11 | 0.9 | -20 | Dimmable | 10% | No | Damp Location Rated,Use With Timers,Not for Use in Recessed Fixtures,Use With Photo and/or Motion Sensors | No |  |  | 2016-06-30 | 2016-08-02 | United States, Canada | ES_98337_PLYC17132UM_08022016155005_3290132 | 2274336
Conglom, Inc. | Luminus | LED A Lamp | PLYC17152UM |  | A19 | General Purpose Replacement | E26 (Medium) | Omnidirectional | LED | 3 | 75 | 112.2 | 63.3 |  |  |  | 1100 | 11 | 100 | No | 15000 | 5000 | 85 | 21 | 1 | -20 | Dimmable | 10% | No | Damp Location Rated,Use With Timers,Not for Use in Recessed Fixtures,Use With Photo and/or Motion Sensors | No |  |  | 2016-06-30 | 2016-08-02 | United States, Canada | ES_98337_PLYC17152UM_08022016155035_4892916 | 2274337
Conglom, Inc. | Luminus | LED Decorative Lamp | PLYC60132MUM |  | B10 | Decorative | E26 (Medium) | Decorative | LED | 3 | 40 | 97.7 | 35.2 |  |  |  | 325 | 5 | 65 | No | 15000 | 3000 | 82 | 6 | 0.9 | -20 | Dimmable | 10% | No | Damp Location Rated,Use With Timers,Not for Use in Recessed Fixtures,Use With Photo and/or Motion Sensors | No |  |  | 2016-06-30 | 2016-08-03 | United States, Canada | ES_98337_PLYC60132MUM_08032016144233_3289415 | 2274468
Conglom, Inc. | Luminus | LED Decorative Lamp | PLYC60132UM |  | B10 | Decorative | E12 (Candelabra) | Decorative | LED | 3 | 40 | 97.7 | 35.2 |  |  |  | 325 | 5 | 65 | No | 15000 | 3000 | 82 | 6 | 0.9 | -20 | Dimmable | 10% | No | Damp Location Rated,Use With Timers,Not for Use in Recessed Fixtures,Use With Photo and/or Motion Sensors | No |  |  | 2016-06-30 | 2016-08-03 | United States, Canada | ES_98337_PLYC60132UM_08032016144202_1287390 | 2274467
Conglom, Inc. | Luminus | LED G Lamp | PLYC15132UM |  | G25 | Globe | E26 (Medium) | Decorative | LED | 3 | 40 | 121.4 | 80.1 |  |  |  | 400 | 6 | 66.7 | No | 15000 | 3000 | 82 | 7 | 0.9 | -20 | Dimmable | 10% | No | Damp Location Rated,Use With Timers,Use With Photo and/or Motion Sensors,Recessed Fixtures | No |  |  | 2016-06-30 | 2016-08-03 | United States, Canada | ES_98337_PLYC15132UM_08032016113701_6214080 | 2274450
Conglom, Inc. | Luminus | LED G Lamp | PLYC15332UM |  | G25 | Globe | E26 (Medium) | Decorative | LED | 3 | 40 | 113 | 80 |  |  |  | 400 | 6 | 66.7 | No | 15000 | 3000 | 82 | 6 | 0.9 | -20 | Dimmable | 10% | No | Damp Location Rated,Use With Timers,Use With Photo and/or Motion Sensors,Recessed Fixtures | No |  |  | 2016-06-30 | 2016-08-03 | United States, Canada | ES_98337_PLYC15332UM_08032016113725_4239891 | 2274451
Conglom, Inc. | Luminus | LED R20 | PLYC37232UM |  | R20 | Reflector (Flood/Spot) | E26 (Medium) | Directional | LED | 3 | 50 | 98.1 | 63.1 |  |  |  | 550 | 7 | 78.6 | No | 25000 | 3000 | 83 | 9 | 0.9 | -20 | Dimmable | 10% | No | Damp Location Rated,Use With Timers,Use With Photo and/or Motion Sensors | No |  |  | 2016-06-30 | 2016-08-01 | United States, Canada | ES_98337_PLYC37232UM_08012016154102_2830901 | 2274335
Conglom, Inc. | Luminus | LED R20 | PLYC52332UM |  | BR30 | Reflector (Flood/Spot) | E26 (Medium) | Directional | LED | 3 | 65 | 129.2 | 95 |  |  |  | 650 | 8 | 81.3 | No | 25000 | 3000 | 84 | 12 | 0.9 | -20 | Dimmable | 10% | No | Damp Location Rated,Use With Timers,Use With Photo and/or Motion Sensors | No |  |  | 2016-06-30 | 2016-08-03 | United States, Canada | ES_98337_PLYC52332UM_08032016143206_1289491 | 2274465
Conglom, Inc. | Luminus | LED R20 | PLYC52352UM | ,PLYC5295,Retail Number for Package contains 4 pk of products | BR30 | Reflector (Flood/Spot) | E26 (Medium) | Directional | LED | 3 | 65 | 129 | 95 |  |  |  | 650 | 8 | 81.3 | No | 25000 | 5000 | 83 | 13 | 0.9 | -20 | Dimmable | 10% | No | Damp Location Rated,Use With Timers,Use With Photo and/or Motion Sensors | No |  |  | 2016-06-30 | 2016-08-03 | United States, Canada | ES_98337_PLYC52352UM_08032016143222_3498981 | 2274466
Conglom, Inc. | Luminus | LED R20 | PLYC5295 | ,PLYC52352UM,Package contains 2 pk of products | BR30 | Reflector (Flood/Spot) | E26 (Medium) | Directional | LED | 3 | 65 | 129 | 95 |  |  |  | 650 | 8 | 81.3 | No | 25000 | 5000 | 83 | 13 | 0.9 | -20 | Dimmable | 10% | No | Damp Location Rated,Use With Timers,Use With Photo and/or Motion Sensors | No |  |  | 2016-07-30 | 2016-08-10 | United States, Canada | ES_98337_PLYC5295_08102016143238_2314899 | 2275204
Conglom, Inc. | Luminus | PAR16 GU10base | PLY2113 | ,PLYC2113, | PAR16 | Reflector (Flood/Spot) | GU10 | Directional | LED | 3 | 60 | 53.6 | 50.3 | 822 |  | 38 | 380 | 6.4 | 59.4 | No | 25000 | 3000 | 82 | 19 | 0.7 | -40 | Dimmable | 10% |  | Not for Use in Enclosed Fixtures |  |  |  | 2014-12-09 | 2014-12-09 | United States, Canada | ES_98337_PLY2113_12092014015440_1023722 | 2229080
Conglom, Inc. | Luminus | PAR16 GU10base | PLY2113T3 |  | PAR16 | Reflector (Flood/Spot) | GU10 | Directional | LED | 4 | 60 | 53.6 | 50.3 | 822 |  | 38 | 380 | 6.4 | 59.4 | No | 25000 | 3000 | 82 | 19 | 0.7 | -40 | Dimmable | 10% |  | Not for Use in Enclosed Fixtures |  |  |  | 2014-12-15 | 2014-12-15 | United States, Canada | ES_98337_PLY2113T3_12152014033440_1023727 | 2229288
Conglom, Inc. | Luminus | PAR16 GU10base | PLYC2213 |  | PAR16 | Reflector (Flood/Spot) | GU10 | Directional | LED | 3 | 75 | 50.2 | 50.7 | 1395 |  | 38 | 500 | 7.4 | 67.6 | No | 25000 | 3000 | 82 | 17 | 0.7 | -40 | Dimmable | 10% |  | Not for Use in Enclosed Fixtures |  |  |  | 2014-12-09 | 2014-12-09 | United States, Canada | ES_98337_PLYC2213_12092014014620_1023722 | 2229079
Conglom, Inc. | Luminus | PLF1142 | PLF1142 |  | A19 | General Purpose Replacement | E26 (Medium) | Omnidirectional | LED | 3 | 40 | 101 | 60 |  |  |  | 450 | 4.9 | 91.8 | No | 15000 | 2700 | 81 | 2 | 0.9 | -40 | Dimmable | 45% | No | Damp Location Rated | No |  |  | 2016-01-01 | 2016-07-27 | United States, Canada | ES_98337_PLF1142_07272016094435_3411676 | 2273627
Conglom, Inc. | Luminus | PLF1222 | PLF1222 |  | A19 | General Purpose Replacement | E26 (Medium) | Omnidirectional | LED | 3 | 60 | 100 | 60 |  |  |  | 800 | 7.5 | 106.7 | No | 15000 | 3000 | 81 | 1 | 0.9 | -40 | Dimmable | 80% | No | Damp Location Rated,Recessed Fixtures | No |  |  | 2016-01-01 | 2016-08-15 | United States, Canada | ES_98337_PLF1222_08012016162901_1574060 | 2275273
Conglom, Inc. | Luminus | PLF1512 | PLF1512 |  | G25 | Globe | E26 (Medium) | Decorative | LED | 3 | 60 | 112.5 | 78.8 |  |  |  | 530 | 4.5 | 117.8 | No | 25000 | 2700 | 84 | 14 | 0.8 | -40 | Dimmable | 10% |  | Damp Location Rated,Not for Use in Enclosed Fixtures |  |  |  | 2016-05-04 | 2016-05-06 | United States, Canada | ES_98337_PLF1512_05192016113841_1024008 | 2267114
Conglom, Inc. | Luminus | PLF1522 | PLF1522 |  | G25 | Globe | E26 (Medium) | Decorative | LED | 3 | 40 | 112 | 80 |  |  |  | 450 | 4.7 | 95.7 | No | 15000 | 2700 | 82 | 3 | 0.9 | -40 | Dimmable | 45% | No | Damp Location Rated,Not for Use in Recessed Fixtures | No |  |  | 2016-01-01 | 2016-07-29 | United States, Canada | ES_98337_PLF1522_07272016094703_3073999 | 2273826
Conglom, Inc. | Luminus | PLF1542 | PLF1542 |  | G25 | Globe | E26 (Medium) | Decorative | LED | 3 | 60 | 118.9 | 79.1 |  |  |  | 800 | 7.5 | 106.7 | No | 15000 | 2700 | 80 | 13 | 0.9 | -40 | Dimmable | 80% | No | Damp Location Rated | No |  |  | 2016-01-01 | 2016-08-10 | United States, Canada | ES_98337_PLF1542_07272016094703_3073999 | 2274508
Conglom, Inc. | Luminus | PLF6012T3 | PLF6012T3 |  | B10 | Decorative | E12 (Candelabra) | Decorative | LED | 4 | 40 | 89.9 | 31.9 |  |  |  | 330 | 4 | 82.5 | No | 25000 | 2700 | 82 | 7 | 0.9 | -40 | Dimmable | 10% | No | Damp Location Rated | No |  |  | 2016-01-01 | 2016-05-13 | United States, Canada | ES_98337_PLF6012T3_05122016165135_2837640 | 2266653
Conglom, Inc. | Luminus | PLF6112 | PLF6112 |  | B10 | Decorative | E26 (Medium) | Decorative | LED | 3 | 40 | 91.1 | 31.7 |  |  |  | 330 | 4 | 82.5 | No | 15000 | 2700 | 82 | 7 | 0.9 | -20 | Dimmable | 33% | No | Damp Location Rated | No |  |  | 2016-01-01 | 2016-08-10 | United States, Canada | ES_98337_PLF6112_07272016095251_5865899 | 2274509
Conglom, Inc. | Luminus | PLF6112F | PLF6112F |  | BA10 | Decorative | E26 (Medium) | Decorative | LED | 3 | 40 | 102.3 | 31.8 |  |  |  | 330 | 4 | 82.5 | No | 15000 | 2700 | 82 | 7 | 0.9 | -20 | Dimmable | 33% | No | Damp Location Rated | No |  |  | 2016-01-01 | 2016-07-28 | United States, Canada | ES_98337_PLF6112F_07272016095251_5865899 | 2273722
Conglom, Inc. | Luminus | PLF6112M | PLF6112M |  | B10 | Decorative | E26 (Medium) | Decorative | LED | 3 | 40 | 91.2 | 35.1 |  |  |  | 330 | 4 | 82.5 | No | 15000 | 2700 | 82 | 4 | 0.9 | -40 | Dimmable | 33% | No | Damp Location Rated,Recessed Fixtures | No |  |  | 2016-01-01 | 2016-08-10 | United States, Canada | ES_98337_PLF6112M_07272016095251_5865899 | 2274513
Civilight Shenzhen Semiconductor Lighting Co., Ltd | CIVILIGHT | LED Lamp | DB11 KP40Q5 | ,,Retail Number: 12259 | Decorative Candle: Other | Decorative | E12 (Candelabra) | Decorative | LED | 3 | 40 | 105.6 | 36 |  |  |  | 310 | 4.5 | 68.9 | No | 25000 | 2700 | 83 | 9 | 0.6 | -20 | Dimmable | 5% |  | Damp Location Rated,Enclosed Fixtures,Recessed Fixtures |  |  |  | 2015-09-08 | 2015-09-11 | United States, Canada | ES_1128694_DB11 KP40Q5_09142015175025_4359073 | 2248169
Civilight Shenzhen Semiconductor Lighting Co., Ltd | CIVILIGHT | LED Lamp | DPAR30L KP01Q14 | ,,Retail Number: 43041 | PAR30L | Reflector (Flood/Spot) | E26 (Medium) | Directional | LED | 5 | 75 | 116.7 | 94.5 | 4326 |  | 25 | 800 | 14 | 57.1 | No | 25000 | 2700 | 94 | 73 | 0.8 | -20 | Dimmable | 5% |  | Damp Location Rated,Shatter Resistant,Not for Use in Enclosed Fixtures,Vibration Service |  |  |  | 2014-12-15 | 2014-12-16 | United States, Canada | ES_1128694_DPAR30L KP01Q14_12162014164533_9723945 | 2230051
Civilight Shenzhen Semiconductor Lighting Co., Ltd | CIVILIGHT | LED Lamp | DPAR30L KP01Q14 43042 | ,,Retail Number: 43042 | PAR30L | Reflector (Flood/Spot) | E26 (Medium) | Directional | LED | 5 | 75 | 119.1 | 94.7 | 1538 |  | 40 | 800 | 14 | 57.1 | No | 25000 | 2700 | 96 | 77 | 0.8 | -20 | Dimmable | 5% |  | Damp Location Rated,Shatter Resistant,Not for Use in Enclosed Fixtures,Vibration Service |  |  |  | 2015-03-15 | 2015-03-05 | United States, Canada | ES_1128694_DPAR30L KP01Q14 43042_03052015154847_0917123 | 2234791
Civilight Shenzhen Semiconductor Lighting Co., Ltd | CIVILIGHT | LED Lamp | DPAR30L WP01Q14 | ,,Retail Number: 43044 | PAR30L | Reflector (Flood/Spot) | E26 (Medium) | Directional | LED | 5 | 75 | 115.7 | 95.1 | 4448 |  | 25 | 800 | 14 | 57.1 | No | 25000 | 3000 | 96 | 79 | 0.8 | -20 | Dimmable | 5% |  | Damp Location Rated,Shatter Resistant,Not for Use in Enclosed Fixtures,Vibration Service |  |  |  | 2014-10-25 | 2014-10-22 | United States, Canada | ES_1128694_DPAR30L WP01Q14_10222014160435_1235744 | 2223955
Civilight Shenzhen Semiconductor Lighting Co., Ltd | CIVILIGHT | LED Lamp | DPAR30L WP01Q14 43045 | ,,Retail Number: 43045 | PAR30L | Reflector (Flood/Spot) | E26 (Medium) | Directional | LED | 5 | 75 | 119.2 | 94.9 | 1488 |  | 40 | 800 | 14 | 57.1 | No | 25000 | 3000 | 96 | 79 | 0.8 | -20 | Dimmable | 5% |  | Damp Location Rated,Shatter Resistant,Not for Use in Enclosed Fixtures,Vibration Service |  |  |  | 2015-03-15 | 2015-03-05 | United States, Canada | ES_1128694_DPAR30L WP01Q14 43045_03052015155640_8977234 | 2234792
Civilight Shenzhen Semiconductor Lighting Co., Ltd | CIVILIGHT | LED Lamp | DPAR38 KP01Q19 | ,,Retail Number: 44022 | PAR38 | Reflector (Flood/Spot) | E26 (Medium) | Directional | LED | 5 | 100 | 131 | 120.8 | 4306 |  | 25 | 1250 | 19 | 65.8 | No | 25000 | 2700 | 96 | 80 | 0.8 | -20 | Dimmable | 5% |  | Damp Location Rated,Shatter Resistant,Not for Use in Enclosed Fixtures,Recessed Fixtures,Vibration Service |  |  |  | 2015-01-26 | 2015-01-30 | United States, Canada | ES_1128694_DPAR38 KP01Q19_01302015180557_4386525 | 2232336
Civilight Shenzhen Semiconductor Lighting Co., Ltd | CIVILIGHT | LED Lamp | DPAR38 KP16Q16 | ,,Retail Number: 44053 | PAR38 | Reflector (Flood/Spot) | E26 (Medium) | Directional | LED | 5 | 90 | 131.4 | 121.1 | 1783 |  | 40 | 900 | 16 | 56.3 | No | 25000 | 2700 | 93 | 68 | 0.9 | -20 | Dimmable | 10% |  | Damp Location Rated,Not for Use in Recessed Fixtures,Not for Use in Enclosed Fixtures |  |  |  | 2014-11-30 | 2014-12-05 | United States, Canada | ES_1128694_DPAR38 KP16Q16_12052014120809_3241567 | 2229262
Civilight Shenzhen Semiconductor Lighting Co., Ltd | CIVILIGHT | LED Lamp | DPAR38 WP01Q19 | ,,Retail Number: 44029 | PAR38 | Reflector (Flood/Spot) | E26 (Medium) | Directional | LED | 5 | 100 | 128.8 | 120.4 | 2210 |  | 40 | 1250 | 19 | 65.8 | No | 25000 | 3000 | 97 | 84 | 0.8 | -20 | Dimmable | 5% |  | Damp Location Rated,Shatter Resistant,Not for Use in Enclosed Fixtures,Recessed Fixtures,Vibration Service |  |  |  | 2014-09-30 | 2014-09-29 | United States, Canada | ES_1128694_DPAR38 WP01Q19_09292014163320_2241134 | 2222288
Civilight Shenzhen Semiconductor Lighting Co., Ltd | CIVILIGHT | LED Lamp | DPAR38 WP01Q19 44028 | ,,Retail Number: 44028 | PAR38 | Reflector (Flood/Spot) | E26 (Medium) | Directional | LED | 5 | 100 | 132.6 | 120.7 | 4489 |  | 25 | 1250 | 19 | 65.8 | No | 25000 | 3000 | 97 | 84 | 0.8 | -20 | Dimmable | 5% |  | Damp Location Rated,Shatter Resistant,Not for Use in Enclosed Fixtures,Recessed Fixtures,Vibration Service |  |  |  | 2015-01-30 | 2015-01-30 | United States, Canada | ES_1128694_DPAR38 WP01Q19 44028_01302015180545_8547332 | 2232334
Civilight Shenzhen Semiconductor Lighting Co., Ltd | CIVILIGHT | LED Lamp | DPAR38 WP16Q16 | ,,Retail Number: 44055 | PAR38 | Reflector (Flood/Spot) | E26 (Medium) | Directional | LED | 5 | 90 | 132 | 120.9 | 2129 |  | 40 | 950 | 16 | 59.4 | No | 25000 | 3000 | 94 | 75 | 0.9 | -20 | Dimmable | 10% |  | Damp Location Rated,Not for Use in Recessed Fixtures,Not for Use in Enclosed Fixtures |  |  |  | 2014-11-30 | 2014-12-05 | United States, Canada | ES_1128694_DPAR38 WP16Q16_12052014120849_9321799 | 2229263
CLEANLIFE ENERGY LLC | CLEANLIFE | PAR 20 | CL-PR20-7W30WH/36 |  | PAR20 | Reflector (Flood/Spot) | E26 (Medium) | Directional | LED | 3 | 50 | 88.8 | 63.2 | 869 |  | 40 | 435 | 7 | 62.1 | No | 25000 | 3000 | 83 | 19 | 0.9 | -20 | Dimmable | 20% |  | None |  |  |  | 2014-10-01 | 2014-10-07 | United States, Canada | ES_1118185_CL-PR20-7W30WH/36_10072014041110_1023683 | 2221868
CNA International Ent., Inc. | CNA | Directional LED Lamp PAR20 | LED8WPar20-AL |  | PAR20 | Reflector (Flood/Spot) | E26 (Medium) | Directional | LED | 3 | 50 | 85.6 | 63.1 | 1005 |  | 40 | 500 | 8 | 62.5 | No | 25000 | 3000 | 83 | 8 | 0.9 | -20 | Dimmable | 10% |  | Damp Location Rated,Recessed Fixtures,Not for Use in Enclosed Fixtures |  |  |  | 2015-03-20 | 2015-03-12 | Canada | ES_1026218_LED8WPar20-AL_03122015201221_0987923 | 2235067
CNA International Ent., Inc. | CNA | Directional LED Lamp PAR20 | LED8WPar20-AL 4000K |  | PAR20 | Reflector (Flood/Spot) | E26 (Medium) | Directional | LED | 3 | 50 | 85.2 | 62.5 | 1010 |  | 40 | 500 | 8 | 62.5 | No | 25000 | 4000 | 84 | 17 | 0.9 | -20 | Dimmable | 10% |  | Damp Location Rated,Recessed Fixtures,Not for Use in Enclosed Fixtures |  |  |  | 2015-09-25 | 2015-09-28 | Canada | ES_1026218_LED8WPar20-AL 4000K_09292015132123_5891313 | 2250272
CNA International Ent., Inc. | CNA | Directional LED Lamp PAR30 | LED13WPar30L-AL |  | PAR30L | Reflector (Flood/Spot) | E26 (Medium) | Directional | LED | 3 | 75 | 115.4 | 95.8 | 1680 |  | 40 | 800 | 13 | 61.5 | No | 25000 | 3000 | 83 | 6 | 0.9 | -20 | Dimmable | 10% |  | Damp Location Rated,Recessed Fixtures,Not for Use in Enclosed Fixtures |  |  |  | 2015-03-20 | 2015-03-12 | Canada | ES_1026218_LED13WPar30L-AL_03122015201344_9287402 | 2235068
CNA International Ent., Inc. | CNA | Directional LED Lamp PAR30 | LED13WPar30S-AL |  | PAR30 | Reflector (Flood/Spot) | E26 (Medium) | Directional | LED | 3 | 75 | 91.4 | 95.1 | 1548 |  | 40 | 800 | 13 | 61.5 | No | 25000 | 3000 | 83 | 7 | 0.9 | -20 | Dimmable | 10% |  | Damp Location Rated,Recessed Fixtures,Not for Use in Enclosed Fixtures |  |  |  | 2015-03-20 | 2015-03-12 | Canada | ES_1026218_LED13WPar30S-AL_03122015201412_4566829 | 2235069
CNA International Ent., Inc. | CNA | Directional LED Lamp PAR38 | LED17WPar38-AL |  | PAR38 | Reflector (Flood/Spot) | E26 (Medium) | Directional | LED | 3 | 100 | 133.2 | 124.6 | 2197 |  | 40 | 1100 | 18 | 61.1 | No | 25000 | 3000 | 83 | 6 | 1 | -20 | Dimmable | 10% |  | Damp Location Rated,Recessed Fixtures,Not for Use in Enclosed Fixtures |  |  |  | 2015-03-20 | 2015-03-12 | Canada | ES_1026218_LED17WPar38-AL_03122015201435_0879402 | 2235070
CNA International Ent., Inc. | CNA | LED | LED 6.5W GU10 |  | PAR16 | Reflector (Flood/Spot) | GU10 | Directional | LED | 3 | 75 | 54 | 50 | 1176 |  | 38 |  | 6.5 | 76.9 | No | 25000 | 3000 | 84 | 17 | 0.9 | -20 | Dimmable | 10% |  | None |  |  |  | 2015-08-15 | 2015-08-19 | Canada | ES_1026218_LED 6.5W GU10_09012015085520_3433737 | 2246810
CNA International Ent., Inc. | CNA | LED | LED 6.5W Par16 |  | PAR16 | Reflector (Flood/Spot) | E26 (Medium) | Directional | LED | 3 | 75 | 72 | 50 | 1176 |  | 38 |  | 6.5 | 76.9 | No | 25000 | 3000 | 84 | 17 | 0.9 | -20 | Dimmable | 10% |  | None |  |  |  | 2015-08-15 | 2015-08-19 | Canada | ES_1026218_LED 6.5W Par16_09012015085520_7728404 | 2246811
CNA International Ent., Inc. | CNA | LED 12W BR30-90CRI | LED 12W BR30-90CRI |  | BR30 | Reflector (Flood/Spot) | E26 (Medium) | Directional | LED | 3 | 65 | 133 | 95 |  |  |  | 750 | 12 | 62.5 | No | 25000 | 2700 | 91 | 52 | 0.9 | -20 | Dimmable | 10% |  | Damp Location Rated,Not for Use in Enclosed Fixtures |  |  |  | 2015-01-01 | 2015-12-04 | United States, Canada | ES_1026218_LED 12W BR30-90CRI_12042015095251_8003045 | 2254199
CNA International Ent., Inc. | CNA | LED 5W B10 | LED 5W B10 |  | B10 | Decorative | E12 (Candelabra) | Decorative | LED | 3 | 40 | 97 | 35 |  |  |  | 325 | 5.3 | 61.3 | No | 25000 | 3000 | 82 | 17 | 0.9 | -20 | Dimmable | 9% |  | None |  |  |  | 2014-12-30 | 2015-01-05 | Canada | ES_1026218_LED 5W B10_01052015113441_1023739 | 2230523
CNA International Ent., Inc. | CNA | LED 6.5W GU10 27K | LED 6.5W GU10 27K |  | PAR16 | Reflector (Flood/Spot) | GU10 | Directional | LED | 3 | 60 | 54 | 50 | 1181 |  | 35 | 500 | 6.5 | 76.9 | No | 25000 | 2700 | 83 | 11 | 0.9 | -20 | Dimmable | 10% | No | Damp Location Rated | No |  |  | 2016-01-01 | 2016-08-31 | United States, Canada | ES_1026218_LED 6.5W GU10 27K_08252016105522_9028123 | 2277255
CNA International Ent., Inc. | CNA | LED 6.5W GU10 40K | LED 6.5W GU10 40K |  | PAR16 | Reflector (Flood/Spot) | GU10 | Directional | LED | 3 | 60 | 54 | 50 | 1181 |  | 35 | 500 | 6.5 | 76.9 | No | 25000 | 4000 | 83 | 13 | 0.9 | -20 | Dimmable | 10% | No | Damp Location Rated | No |  |  | 2016-01-01 | 2016-08-31 | United States, Canada | ES_1026218_LED 6.5W GU10 40K_08252016163243_9437219 | 2277257
CNA International Ent., Inc. | CNA | LED 6.5W MR16 | LED 6.5W MR16 |  | MR16 | Reflector (Flood/Spot) | GU5.3 | Directional | LED | 3 | 50 | 47.8 | 50.1 | 1212 |  | 38 | 500 | 6.5 | 76.9 | No | 25000 | 2700 | 82 | 9 | 0.9 | -40 |  |  |  | Damp Location Rated |  |  |  | 2014-01-01 | 2015-08-25 | Canada | ES_1026218_LED 6.5W MR16_08102015141735_8676111 | 2245792
CNA International Ent., Inc. | CNA | LED 6.5W MR16 27K | LED 6.5W MR16 27K |  | MR16 | Reflector (Flood/Spot) | GU5.3 | Directional | LED | 3 | 50 | 48 | 50 | 1323 |  | 35 | 500 | 6.5 | 76.9 | No | 25000 | 2700 | 81 | 4 | 0.7 | -20 | Dimmable | 10% | No | Damp Location Rated | No |  |  | 2016-01-01 | 2016-08-31 | United States, Canada | ES_1026218_LED 6.5W MR16 27K_08252016105522_9021599 | 2277261
CNA International Ent., Inc. | CNA | LED 6.5W PAR16 40K | LED 6.5W PAR16 40K |  | PAR16 | Reflector (Flood/Spot) | E26 (Medium) | Directional | LED | 3 | 60 | 54 | 50 | 1181 |  | 35 | 500 | 6.5 | 76.9 | No | 25000 | 4000 | 83 | 13 | 0.9 | -20 | Dimmable | 10% | No | Damp Location Rated | No |  |  | 2016-01-01 | 2016-08-31 | United States, Canada | ES_1026218_LED 6.5W PAR16 27K_08252016163455_8866693 | 2277260
CNA International Ent., Inc. | CNA | LED Bulb | LED 17.5W A21 827 |  | A21 | General Purpose Replacement | E26 (Medium) | Omnidirectional | LED | 3 | 100 | 120 | 65 |  |  |  | 1600 | 17.5 | 91.4 | No | 25000 | 2700 | 82 | 7 | 0.9 | -20 | Dimmable | 10% |  | None |  |  |  | 2014-06-01 | 2015-01-15 | Canada | ES_1026218_LED 17.5W A21 827_01212015115639_4353829 | 2231344
CNA International Ent., Inc. | CNA | LED GU10 Lamp | LED 7W GU10 30K 40D |  | PAR16 | Reflector (Flood/Spot) | GU10 | Directional | LED | 3 | 50 | 56 | 50 | 1261 |  | 40 | 480 | 7 | 68.6 | No | 25000 | 3000 | 82 | 10 | 0.9 | -20 | Dimmable | 20% |  | Not for Use in Enclosed Fixtures |  |  |  | 2014-12-12 | 2014-12-15 | Canada | ES_1026218_LED 7W GU10 30K 40D_12152014111221_1023726 | 2229285
CNA International Ent., Inc. | CNA | LED LAMP | LED 4.5W GU10 |  | PAR16 | Reflector (Flood/Spot) | GU10 | Directional | LED | 3 | 50 | 50.7 | 49.8 | 1437 |  | 25 | 300 | 4.5 | 66.7 | No | 25000 | 3000 | 82 | 6 | 0.9 | -20 | Dimmable | 10% |  | Damp Location Rated,Not for Use in Enclosed Fixtures |  |  |  | 2015-04-06 | 2015-04-24 | Canada | ES_1026218_LED 4.5W GU10_04242015025000_1023788 | 2237953
CNA International Ent., Inc. | CNA | LED lamps | LED10WA19 OMD 30K |  | A19 | General Purpose Replacement | E26 (Medium) | Omnidirectional | LED | 3 | 60 | 111.4 | 59.9 |  |  |  | 834 | 9 | 104 | No | 25000 | 3000 | 81 | 4 | 0.9 | -20 | Dimmable | 20% |  | Not for Use in Enclosed Fixtures |  |  |  | 2016-02-03 | 2016-01-29 | United States, Canada | ES_1026218_LED10WA19 OMD 30K_02032016101426_1062202 | 2257750
CNA International Ent., Inc. | CNA | LED lamps | LED10WA19 OMD 40K |  | A19 | General Purpose Replacement | E26 (Medium) | Omnidirectional | LED | 3 | 60 | 111.4 | 59.9 |  |  |  | 906 | 9 | 107 | No | 25000 | 4000 | 84 | 10 | 0.9 | -20 | Dimmable | 20% |  | Not for Use in Enclosed Fixtures |  |  |  | 2016-02-03 | 2016-01-29 | United States, Canada | ES_1026218_LED10WA19 OMD 40K_02032016101426_6147990 | 2257751
CNA International Ent., Inc. | CNA | LED lamps | LED10WA19 OMD 50K |  | A19 | General Purpose Replacement | E26 (Medium) | Omnidirectional | LED | 3 | 60 | 111.4 | 59.9 |  |  |  | 962 | 9 | 110 | No | 25000 | 5000 | 81 | 2 | 0.9 | -20 | Dimmable | 20% |  | Not for Use in Enclosed Fixtures |  |  |  | 2016-02-03 | 2016-01-29 | United States, Canada | ES_1026218_LED10WA19 OMD 50K_02032016101426_4866569 | 2257752
CNA International Ent., Inc. | CNA | LED lamps | LED 15W A21 2700K |  | A21 | General Purpose Replacement | E26 (Medium) | Omnidirectional | LED | 3 | 100 | 133.9 | 67.8 |  |  |  | 1600 | 15.5 | 109 | No | 25000 | 2700 | 81 | 6 | 0.9 | -20 | Dimmable | 20% |  | Not for Use in Enclosed Fixtures |  |  |  | 2016-03-07 | 2016-03-09 | United States, Canada | ES_1026218_LED 15W A21 2700K_03232016105306_9903664 | 2262943
CNA International Ent., Inc. | CNA | LED lamps | LED 15W A21 3000K |  | A21 | General Purpose Replacement | E26 (Medium) | Omnidirectional | LED | 3 | 100 | 133.9 | 67.8 |  |  |  | 1600 | 15.5 | 106 | No | 25000 | 3000 | 83 | 11 | 0.9 | -20 | Dimmable | 20% |  | Not for Use in Enclosed Fixtures |  |  |  | 2016-03-07 | 2016-03-09 | United States, Canada | ES_1026218_LED 15W A21 3000K_03232016105306_8208500 | 2262944
CNA International Ent., Inc. | CNA | LED lamps | LED 15W A21 5000K |  | A21 | General Purpose Replacement | E26 (Medium) | Omnidirectional | LED | 3 | 100 | 133.9 | 67.8 |  |  |  | 1700 | 15.5 | 112 | No | 25000 | 5000 | 81 | 6 | 0.9 | -20 | Dimmable | 20% |  | Not for Use in Enclosed Fixtures |  |  |  | 2016-03-07 | 2016-03-09 | United States, Canada | ES_1026218_LED 15W A21 5000K_03232016105306_1440948 | 2262945
CNA International Ent., Inc. | CNA | LED Omni Lamp A19 | LED10WA19 Omni-Dim 27K |  | A19 | General Purpose Replacement | E26 (Medium) | Omnidirectional | LED | 3 | 60 | 111.7 | 59.6 |  |  |  | 810 | 9.5 | 85.3 | No | 25000 | 2700 | 82 | 6 | 0.9 | -20 | Dimmable | 10% |  | Damp Location Rated,Enclosed Fixtures,Recessed Fixtures |  |  |  | 2015-01-30 | 2015-01-29 | Canada | ES_1026218_LED10WA19 Omni-Dim 27K_01292015194920_0011194 | 2232382
CNA International Ent., Inc. | CNA | LED Omni Lamp A19 | LED10WA19 Omni-Dim 30K |  | A19 | General Purpose Replacement | E26 (Medium) | Omnidirectional | LED | 3 | 60 | 111.8 | 59.6 |  |  |  | 810 | 9.5 | 85.3 | No | 25000 | 3000 | 83 | 19 | 0.9 | -20 | Dimmable | 10% |  | Damp Location Rated,Enclosed Fixtures,Recessed Fixtures |  |  |  | 2015-01-30 | 2015-01-29 | Canada | ES_1026218_LED10WA19 Omni-Dim 30K_01292015194951_0103947 | 2232383
CNA International Ent., Inc. | CNA | LED Omni Lamp A19 | LED10WA19 Omni-Dim 40K |  | A19 | General Purpose Replacement | E26 (Medium) | Omnidirectional | LED | 3 | 60 | 111.5 | 59.6 |  |  |  | 810 | 9.5 | 85.3 | No | 25000 | 4000 | 85 | 20 | 0.9 | -20 | Dimmable | 10% |  | Damp Location Rated,Enclosed Fixtures,Recessed Fixtures |  |  |  | 2015-01-30 | 2015-01-29 | Canada | ES_1026218_LED10WA19 Omni-Dim 40K_01292015194959_2985761 | 2232384
CNA International Ent., Inc. | CNA | LED Omni Lamp A19 | LED6WA19 Omni-Dim 27K |  | A19 | General Purpose Replacement | E26 (Medium) | Omnidirectional | LED | 3 | 40 | 111.5 | 59.7 |  |  |  | 500 | 6 | 83.3 | No | 25000 | 2700 | 82 | 8 | 0.9 | -20 | Dimmable | 10% |  | Damp Location Rated,Enclosed Fixtures,Recessed Fixtures |  |  |  | 2015-01-30 | 2015-01-29 | Canada | ES_1026218_LED6WA19 Omni-Dim 27K_01292015193737_0901384 | 2232380
CNA International Ent., Inc. | CNA | LED Omni Lamp A19 | LED6WA19 Omni-Dim 30K |  | A19 | General Purpose Replacement | E26 (Medium) | Omnidirectional | LED | 3 | 40 | 111.3 | 59.8 |  |  |  | 500 | 6 | 83.3 | No | 25000 | 3000 | 85 | 22 | 0.9 | -20 | Dimmable | 10% |  | Damp Location Rated,Enclosed Fixtures,Recessed Fixtures |  |  |  | 2015-01-30 | 2015-01-29 | Canada | ES_1026218_LED6WA19 Omni-Dim 30K_01292015193759_0188494 | 2232381
CNA International Ent., Inc. | CNA | LED PAR LAMP | LED 8W PAR20-AF2 30 40D |  | PAR20 | Reflector (Flood/Spot) | E26 (Medium) | Directional | LED | 3 | 50 | 87.9 | 63 | 4396 |  | 40 |  | 8 | 62.5 | No | 25000 | 3000 | 82 | 17 | 0.9 | -20 | Dimmable | 10% |  | Not for Use in Enclosed Fixtures |  |  |  | 2014-01-01 | 2015-01-28 | Canada | ES_1026218_LED 8W PAR20-AF2 30 40D_02022015110158_9668592 | 2232451
CNA International Ent., Inc. | CNA | LED PAR LAMP | LED 12W Par30L-AF2 30 40D |  | PAR30L | Reflector (Flood/Spot) | E26 (Medium) | Directional | LED | 3 | 75 | 112 | 95 | 1781 |  | 40 | 850 | 12.5 | 68 | No | 25000 | 3000 | 83 | 19 | 0.9 | -20 | Dimmable | 10% |  | Damp Location Rated |  |  |  | 2014-01-01 | 2014-06-11 | Canada | ES_1026218_LED 12W Par30L-AF2 30 40D_06132014154440_9203009 | 2213607
CNA International Ent., Inc. | CNA | LED PAR LAMP | LED 12W Par30S-AF2 30 40D |  | PAR30 | Reflector (Flood/Spot) | E26 (Medium) | Directional | LED | 3 | 75 | 95 | 88 | 1863 |  | 40 | 850 | 12.5 | 68 | No | 25000 | 3000 | 82 | 17 | 0.9 | -20 | Dimmable | 10% |  | Damp Location Rated |  |  |  | 2014-01-01 | 2014-06-11 | Canada | ES_1026218_LED 12W Par30S-AF2 30 40D_06132014154512_2142462 | 2213606
CNA International Ent., Inc. | CNA | LED PAR LAMP | LED 19W Par38-AF2 30 40D 1350lm |  | PAR38 | Reflector (Flood/Spot) | E26 (Medium) | Directional | LED | 3 | 100 | 130 | 121 | 2772 |  | 40 | 1350 | 19 | 71 | No | 25000 | 3000 | 82 | 19 | 1 | -20 | Dimmable | 10% |  | Damp Location Rated |  |  |  | 2014-01-01 | 2014-05-13 | Canada | ES_1026218_LED 19W Par38-AF2 30 40D 1350lm_05162014172941_1077475 | 2210716
Cnlight Co., Ltd. | Cnlight | LED Lamp | BQA120/10 RD E26.28D84B |  | A19 | General Purpose Replacement | E26 (Medium) | Omnidirectional | LED | 3 | 60 | 112 | 65 |  |  |  | 800 | 10 | 80 | No | 25000 | 2700 | 80 | 2 | 1 | -20 | Dimmable | 10% |  | None |  |  |  | 2015-02-20 | 2015-02-19 | United States, Canada | ES_1090690_BQA120/10 RD E26.28D84B_02232015112543_8870171 | 2233804
Cnlight Co., Ltd. | Cnlight | LED Lamp | BQA120/10 RL E26.28D84B |  | A19 | General Purpose Replacement | E26 (Medium) | Omnidirectional | LED | 3 | 60 | 112 | 65 |  |  |  | 830 | 10 | 83 | No | 25000 | 4000 | 82 | 4 | 1 | -20 | Dimmable | 10% |  | None |  |  |  | 2015-02-20 | 2015-02-19 | United States, Canada | ES_1090690_BQA120/10 RL E26.28D84B_02232015112543_5249441 | 2233805
Cnlight Co., Ltd. | Cnlight | LED Lamp | BQA120/10 RZ E26.28D84B |  | A19 | General Purpose Replacement | E26 (Medium) | Omnidirectional | LED | 3 | 60 | 112 | 65 |  |  |  | 850 | 10.1 | 84.1 | No | 25000 | 5000 | 84 | 4 | 1 | -20 | Dimmable | 10% |  | None |  |  |  | 2015-02-20 | 2015-02-19 | United States, Canada | ES_1090690_BQA120/10 RZ E26.28D84B_02232015112543_4117601 | 2233806
Cnlight Co., Ltd. | Cnlight | LED Lamp | BQA120/5 RD E26.28B82D |  | A19 | General Purpose Replacement | E26 (Medium) | Omnidirectional | LED | 3 | 40 | 104 | 60 |  |  |  | 450 | 5 | 90 | No | 25000 | 2700 | 80 | 1 | 0.6 | -20 |  |  |  | None |  |  |  | 2015-05-15 | 2015-05-15 | United States, Canada | ES_1090690_BQA120/5 RD E26.28B82D_05202015134139_8138661 | 2240013
Cnlight Co., Ltd. | Cnlight | LED Lamp | BQA120/5 RL E26.28B82D |  | A19 | General Purpose Replacement | E26 (Medium) | Omnidirectional | LED | 3 | 40 | 104 | 60 |  |  |  | 460 | 5 | 92 | No | 25000 | 4000 | 80 | 2 | 0.6 | -20 |  |  |  | None |  |  |  | 2015-05-15 | 2015-05-15 | United States, Canada | ES_1090690_BQA120/5 RL E26.28B82D_05202015134139_6736805 | 2240014
Cnlight Co., Ltd. | Cnlight | LED Lamp | BQA120/5 RZ E26.28B82D |  | A19 | General Purpose Replacement | E26 (Medium) | Omnidirectional | LED | 3 | 40 | 104 | 60 |  |  |  | 470 | 5 | 94 | No | 25000 | 5000 | 83 | 9 | 0.6 | -20 |  |  |  | None |  |  |  | 2015-05-15 | 2015-05-15 | United States, Canada | ES_1090690_BQA120/5 RZ E26.28B82D_05202015134139_9819585 | 2240015
Cnlight Co., Ltd. | Cnlight | LED Lamp | BQA120/7 RD E26.28B84B |  | A19 | General Purpose Replacement | E26 (Medium) | Omnidirectional | LED | 3 | 40 | 112 | 65 |  |  |  | 600 | 7 | 85.7 | No | 25000 | 2700 | 81 | 1 | 1 | -20 |  |  |  | None |  |  |  | 2015-03-15 | 2015-03-20 | United States, Canada | ES_1090690_BQA120/7 RD E26.28B84B_03272015163248_1096355 | 2235292
Cnlight Co., Ltd. | Cnlight | LED Lamp | BQA120/7 RL E26.28B84B |  | A19 | General Purpose Replacement | E26 (Medium) | Omnidirectional | LED | 3 | 40 | 112 | 65 |  |  |  | 630 | 7 | 90 | No | 25000 | 4000 | 82 | 4 | 1 | -20 |  |  |  | None |  |  |  | 2015-03-15 | 2015-03-20 | United States, Canada | ES_1090690_BQA120/7 RL E26.28B84B_03272015163248_1714933 | 2235293
Cnlight Co., Ltd. | Cnlight | LED Lamp | BQA120/7 RZ E26.28B84B |  | A19 | General Purpose Replacement | E26 (Medium) | Omnidirectional | LED | 3 | 40 | 112 | 65 |  |  |  | 650 | 7 | 92.8 | No | 25000 | 5000 | 83 | 4 | 1 | -20 |  |  |  | None |  |  |  | 2015-03-15 | 2015-03-20 | United States, Canada | ES_1090690_BQA120/7 RZ E26.28B84B_03272015163248_7347754 | 2235294
Cnlight Co., Ltd. | Cnlight | LED Lamp | BQA120/8 RD E26.28D84B |  | A19 | General Purpose Replacement | E26 (Medium) | Omnidirectional | LED | 3 | 40 | 112 | 65 |  |  |  | 630 | 8 | 78.8 | No | 25000 | 2700 | 80 | 1 | 1 | -20 | Dimmable | 10% |  | None |  |  |  | 2015-02-20 | 2015-02-20 | United States, Canada | ES_1090690_BQA120/8 RD E26.28D84B_02232015144830_5270125 | 2233815
Cnlight Co., Ltd. | Cnlight | LED Lamp | BQA120/8 RL E26.28D84B |  | A19 | General Purpose Replacement | E26 (Medium) | Omnidirectional | LED | 3 | 40 | 112 | 65 |  |  |  | 640 | 8 | 80 | No | 25000 | 4000 | 82 | 4 | 1 | -20 | Dimmable | 10% |  | None |  |  |  | 2015-02-20 | 2015-02-20 | United States, Canada | ES_1090690_BQA120/8 RL E26.28D84B_02232015144830_5861992 | 2233816
Cnlight Co., Ltd. | Cnlight | LED Lamp | BQA120/8 RZ E26.28D84B |  | A19 | General Purpose Replacement | E26 (Medium) | Omnidirectional | LED | 3 | 40 | 112 | 65 |  |  |  | 660 | 8 | 82.5 | No | 25000 | 5000 | 83 | 4 | 1 | -20 | Dimmable | 10% |  | None |  |  |  | 2015-02-20 | 2015-02-20 | United States, Canada | ES_1090690_BQA120/8 RZ E26.28D84B_02232015144830_4453763 | 2233817
Cnlight Co., Ltd. | Cnlight | LED Lamp | BQA120/9 RD E26.28B84B |  | A19 | General Purpose Replacement | E26 (Medium) | Omnidirectional | LED | 3 | 60 | 112 | 65 |  |  |  | 800 | 9 | 88.9 | No | 25000 | 2700 | 80 | 2 | 1 | -20 |  |  |  | None |  |  |  | 2015-03-15 | 2015-03-20 | United States, Canada | ES_1090690_BQA120/9 RD E26.28B84B_03272015163315_4825972 | 2235289
Cnlight Co., Ltd. | Cnlight | LED Lamp | BQA120/9 RL E26.28B84B |  | A19 | General Purpose Replacement | E26 (Medium) | Omnidirectional | LED | 3 | 60 | 112 | 65 |  |  |  | 820 | 9 | 91.1 | No | 25000 | 4000 | 82 | 7 | 1 | -20 |  |  |  | None |  |  |  | 2015-03-15 | 2015-03-20 | United States, Canada | ES_1090690_BQA120/9 RL E26.28B84B_03272015163315_6546497 | 2235290
Cnlight Co., Ltd. | Cnlight | LED Lamp | BQA120/9 RZ E26.28B84B |  | A19 | General Purpose Replacement | E26 (Medium) | Omnidirectional | LED | 3 | 60 | 112 | 65 |  |  |  | 840 | 9 | 93.3 | No | 25000 | 5000 | 83 | 7 | 1 | -20 |  |  |  | None |  |  |  | 2015-03-15 | 2015-03-20 | United States, Canada | ES_1090690_BQA120/9 RZ E26.28B84B_03272015163315_9208142 | 2235291
Cnlight Co., Ltd. | Cnlight | LED Lamp | BQBR120/10 RD E26.12D81B |  | BR30 | Reflector (Flood/Spot) | E26 (Medium) | Directional | LED | 3 | 65 | 131 | 95 |  |  |  | 750 | 10 | 75 | No | 25000 | 2700 | 81 | 3 | 1 | -20 | Dimmable | 10% |  | None |  |  |  | 2015-06-20 | 2015-07-01 | United States, Canada | ES_1090690_BQBR120/10 RD E26.12D81B_07062015154859_9746616 | 2242818
Cnlight Co., Ltd. | Cnlight | LED Lamp | BQBR120/10 RL E26.12D81B |  | BR30 | Reflector (Flood/Spot) | E26 (Medium) | Directional | LED | 3 | 65 | 131 | 95 |  |  |  | 850 | 10 | 85 | No | 25000 | 4000 | 81 | 2 | 1 | -20 | Dimmable | 10% |  | None |  |  |  | 2015-06-20 | 2015-07-01 | United States, Canada | ES_1090690_BQBR120/10 RL E26.12D81B_07062015154859_5917066 | 2242819
Cnlight Co., Ltd. | Cnlight | LED Lamp | BQBR120/10 RZ E26.12D81B |  | BR30 | Reflector (Flood/Spot) | E26 (Medium) | Directional | LED | 3 | 65 | 131 | 95 |  |  |  | 850 | 10 | 75 | No | 25000 | 5000 | 83 | 11 | 1 | -20 | Dimmable | 10% |  | None |  |  |  | 2015-06-20 | 2015-07-01 | United States, Canada | ES_1090690_BQBR120/10 RZ E26.12D81B_07062015154859_7688540 | 2242820
Cnlight Co., Ltd. | Cnlight | LED Lamp | BQBR120/15 RD E26.12D81B |  | BR40 | Reflector (Flood/Spot) | E26 (Medium) | Directional | LED | 3 | 75 | 154 | 125 |  |  | 112 | 1100 | 15 | 73.3 | No | 25000 | 2700 | 82 | 3 | 1 | -20 | Dimmable | 10% |  | None |  |  |  | 2015-06-20 | 2015-06-29 | United States, Canada | ES_1090690_BQBR120/15 RD E26.12D81B_07012015140349_6347495 | 2242443
Cnlight Co., Ltd. | Cnlight | LED Lamp | BQBR120/15 RL E26.12D81B |  | BR40 | Reflector (Flood/Spot) | E26 (Medium) | Directional | LED | 3 | 75 | 154 | 125 |  |  | 114 | 1200 | 15 | 80 | No | 25000 | 4000 | 82 | 6 | 1 | -20 | Dimmable | 10% |  | None |  |  |  | 2015-06-20 | 2015-06-29 | United States, Canada | ES_1090690_BQBR120/15 RL E26.12D81B_07012015140349_6934170 | 2242444
Cnlight Co., Ltd. | Cnlight | LED Lamp | BQBR120/15 RZ E26.12D81B |  | BR40 | Reflector (Flood/Spot) | E26 (Medium) | Directional | LED | 3 | 75 | 154 | 125 |  |  | 115 | 1100 | 15 | 73.3 | No | 25000 | 5000 | 83 | 12 | 1 | -20 | Dimmable | 10% |  | None |  |  |  | 2015-06-20 | 2015-06-29 | United States, Canada | ES_1090690_BQBR120/15 RZ E26.12D81B_07012015140349_3634918 | 2242445
Cnlight Co., Ltd. | Cnlight | LED Lamp | BQC120/6RD E12.22D81BCC |  | CA10 | Decorative | E12 (Candelabra) | Decorative | LED | 3 | 40 | 105 | 37 |  |  |  | 390 | 8 | 65 | No | 25000 | 2700 | 82 | 8 | 0.9 | -20 | Dimmable | 10% | No | None | No |  |  | 2016-05-01 | 2016-05-06 | United States | ES_1090690_BQC120/6RD E12.22D81BCC_05172016154304_5482123 | 2266919
Cnlight Co., Ltd. | Cnlight | LED Lamp | BQC120/6RD E12.22D81BCF |  | CA10 | Decorative | E12 (Candelabra) | Decorative | LED | 3 | 40 | 105 | 37 |  |  |  | 390 | 6 | 65 | No | 25000 | 2700 | 82 | 7 | 0.9 | -20 | Dimmable | 10% | No | None | No |  |  | 2016-05-01 | 2016-05-06 | United States | ES_1090690_BQC120/6RD E12.22D81BCF_05172016154304_2529764 | 2266918
Cnlight Co., Ltd. | Cnlight | LED Lamp | BQC120/6RL E12.22D81BCC |  | CA10 | Decorative | E12 (Candelabra) | Decorative | LED | 3 | 40 | 105 | 37 |  |  |  | 390 | 8 | 65 | No | 25000 | 4000 | 83 | 12 | 0.9 | -20 | Dimmable | 10% | No | None | No |  |  | 2016-05-01 | 2016-05-06 | United States | ES_1090690_BQC120/6RL E12.22D81BCC_05172016154304_8927893 | 2266923
Cnlight Co., Ltd. | Cnlight | LED Lamp | BQC120/6RL E12.22D81BCF |  | CA10 | Decorative | E12 (Candelabra) | Decorative | LED | 3 | 40 | 105 | 37 |  |  |  | 390 | 8 | 65 | No | 25000 | 4000 | 83 | 11 | 0.9 | -20 | Dimmable | 10% | No | None | No |  |  | 2016-05-01 | 2016-05-06 | United States | ES_1090690_BQC120/6RL E12.22D81BCF_05172016154304_4606294 | 2266922
Cnlight Co., Ltd. | Cnlight | LED Lamp | BQC120/6RN E12.22D81BCC |  | CA10 | Decorative | E12 (Candelabra) | Decorative | LED | 3 | 40 | 105 | 37 |  |  |  | 390 | 8 | 65 | No | 25000 | 3000 | 83 | 13 | 0.9 | -20 | Dimmable | 10% | No | None | No |  |  | 2016-05-01 | 2016-05-06 | United States | ES_1090690_BQC120/6RN E12.22D81BCC_05172016154304_4269228 | 2266921
Cnlight Co., Ltd. | Cnlight | LED Lamp | BQC120/6RN E12.22D81BCF |  | CA10 | Decorative | E12 (Candelabra) | Decorative | LED | 3 | 40 | 105 | 37 |  |  |  | 390 | 8 | 65 | No | 25000 | 3000 | 83 | 12 | 0.9 | -20 | Dimmable | 10% | No | None | No |  |  | 2016-05-01 | 2016-05-06 | United States | ES_1090690_BQC120/6RN E12.22D81BCF_05172016154304_1436450 | 2266920
Cnlight Co., Ltd. | Cnlight | LED Lamp | BQC120/6RZ E12.22D81BCC |  | CA10 | Decorative | E12 (Candelabra) | Decorative | LED | 3 | 40 | 105 | 37 |  |  |  | 390 | 8 | 65 | No | 25000 | 5000 | 85 | 17 | 0.9 | -20 | Dimmable | 10% | No | None | No |  |  | 2016-05-01 | 2016-05-06 | United States | ES_1090690_BQC120/6RZ E12.22D81BCC_05172016154304_1758034 | 2266925
Cnlight Co., Ltd. | Cnlight | LED Lamp | BQC120/6RZ E12.22D81BCF |  | CA10 | Decorative | E12 (Candelabra) | Decorative | LED | 3 | 40 | 105 | 37 |  |  |  | 390 | 8 | 65 | No | 25000 | 5000 | 84 | 15 | 0.9 | -20 | Dimmable | 10% | No | None | No |  |  | 2016-05-01 | 2016-05-06 | United States | ES_1090690_BQC120/6RZ E12.22D81BCF_05172016154304_5983591 | 2266924
Cnlight Co., Ltd. | Cnlight | LED Lamp | CN-GU10-5W |  | PAR16 | Reflector (Flood/Spot) | GU10 | Directional | LED | 3 | 45 | 55.5 | 50 | 948 |  | 30 |  | 5 | 56 | No | 25000 | 3000 | 82 | 5 | 0.6 | -20 | Dimmable | 10% |  | None |  |  |  | 2015-02-15 | 2015-02-18 | United States, Canada | ES_1090690_CN-GU10-5W_02192015132325_9101277 | 2233419
Cnlight Co., Ltd. | Cnlight | LED Lamp | CN-P30-11W-LT |  | PAR30L | Reflector (Flood/Spot) | E26 (Medium) | Directional | LED | 3 | 50 | 112.5 | 95.2 | 1423 |  | 36 |  | 11 | 65.4 | No | 25000 | 3000 | 82 | 8 | 1 | -20 | Dimmable | 10% |  | None |  |  |  | 2015-02-15 | 2015-02-18 | United States, Canada | ES_1090690_CN-P30-11W-LT_02192015132307_1621720 | 2233422
Cnlight Co., Ltd. | Cnlight | LED Lamp | CN-P38-20W |  | PAR38 | Reflector (Flood/Spot) | E26 (Medium) | Directional | LED | 3 | 85 | 130.5 | 120.6 | 2500 |  | 30 |  | 20 | 65.5 | No | 25000 | 3000 | 82 | 12 | 1 | -20 | Dimmable | 10% |  | None |  |  |  | 2015-02-15 | 2015-02-18 | United States, Canada | ES_1090690_CN-P38-20W_02192015132318_9052242 | 2233420
Cnlight Co., Ltd. | Cnlight | LED Lamp | CN-SP30-11W |  | PAR30 | Reflector (Flood/Spot) | E26 (Medium) | Directional | LED | 3 | 50 | 83.8 | 95.2 | 1423 |  | 36 |  | 11 | 65.4 | No | 25000 | 3000 | 82 | 8 | 1 | -20 | Dimmable | 10% |  | None |  |  |  | 2015-02-15 | 2015-02-18 | United States, Canada | ES_1090690_CN-SP30-11W_02192015132307_6777133 | 2233421
Conglom, Inc. | Luminus | 13W 3000K | P17513K |  | CFL Bare Spiral | General Purpose Replacement | E26 (Medium) | Omnidirectional | CFL | 3 | 60 | 101 | 50 |  | 1.5 |  | 900 | 13 | 69.2 | No | 10000 | 3000 | 83 | 5 | 0.6 | -23 |  |  |  | Not for Use in Recessed Fixtures,Not for Use in Enclosed Fixtures |  |  |  | 2014-12-15 | 2014-12-16 | United States, Canada | ES_98337_P17513K_12162014040440_1023729 | 2229501
Conglom, Inc. | Luminus | 13W 3000K | PC17613D | ,P177622,; ,P177624, | CFL Bare Spiral | General Purpose Replacement | E26 (Medium) | Omnidirectional | CFL | 3 | 60 | 101 | 50 |  | 1.5 |  | 900 | 13 | 69.2 | No | 10000 | 3000 | 83 | 5 | 0.6 | -23 |  |  |  | Not for Use in Recessed Fixtures,Not for Use in Enclosed Fixtures |  |  |  | 2014-10-16 | 2014-11-05 | United States, Canada | ES_98337_PC17613D_11052014044330_1023707 | 2224341
Conglom, Inc. | Luminus | 13W 6500K | PC17713D | ,P17615DL, | CFL Bare Spiral | General Purpose Replacement | E26 (Medium) | Omnidirectional | CFL | 3 | 60 | 102 | 50 |  | 1.5 |  | 860 | 13.1 | 65.6 | No | 10000 | 6500 | 84 | 46 | 0.6 | -23 |  |  |  | Not for Use in Enclosed Fixtures |  |  |  | 2014-10-16 | 2014-11-05 | Canada | ES_98337_PC17713D_11052014045330_1023708 | 2224343
Conglom, Inc. | Luminus | 23W 2700K | P177632 |  | CFL Bare Spiral | General Purpose Replacement | E26 (Medium) | Omnidirectional | CFL | 3 | 100 | 114 | 60 |  | 2 |  | 1600 | 23 | 69.6 | No | 10000 | 2700 | 82 | -7 | 0.5 | -23 |  |  |  | Not for Use in Recessed Fixtures,Not for Use in Enclosed Fixtures |  |  |  | 2014-10-16 | 2014-11-05 | United States, Canada | ES_98337_P177632_11052014043730_1023707 | 2224340
Conglom, Inc. | Luminus | 23W 5000K | P17626DL |  | CFL Bare Spiral | General Purpose Replacement | E26 (Medium) | Omnidirectional | CFL | 3 | 100 | 113 | 61 |  | 2 |  | 1600 | 23 | 69.6 | No | 10000 | 5000 | 85 | 41 | 0.6 | -23 |  |  |  | Not for Use in Recessed Fixtures,Not for Use in Enclosed Fixtures |  |  |  | 2014-10-16 | 2014-11-05 | United States, Canada | ES_98337_P17626DL_11052014043000_1023707 | 2224339
Conglom, Inc. | Luminus | 23W 6500K | PC17723 |  | CFL Bare Spiral | General Purpose Replacement | E26 (Medium) | Omnidirectional | CFL | 3 | 100 | 113.1 | 60.9 |  | 2 |  | 1600 | 23 | 69.6 | No | 10000 | 6500 | 84 | 44 | 0.6 | -23 |  |  |  | Not for Use in Recessed Fixtures,Not for Use in Enclosed Fixtures |  |  |  | 2014-10-16 | 2014-11-05 | United States, Canada | ES_98337_PC17723_11052014045950_1023708 | 2224344
Conglom, Inc. | Luminus | 7W A19 2700K | PLYC1122 |  | A19 | General Purpose Replacement | E26 (Medium) | Omnidirectional | LED | 3 | 40 | 109 | 60 |  |  |  | 480 | 7 | 68.6 | No | 25000 | 2700 | 83 | 9 | 0.9 | -40 | Dimmable | 10% |  | None |  |  |  | 2014-09-19 | 2014-09-26 | United States, Canada | ES_98337_PLYC1122_09262014104951_1023679 | 2220569
Conglom, Inc. | Luminus | 7W A19 2700K | PLYC1122-2 |  | A19 | General Purpose Replacement | E26 (Medium) | Omnidirectional | LED | 3 | 40 | 109 | 60 |  |  |  | 480 | 7 | 68.6 | No | 25000 | 2700 | 83 | 9 | 0.9 | -40 | Dimmable | 10% |  | Damp Location Rated,Not for Use in Enclosed Fixtures |  |  |  | 2015-01-28 | 2015-01-28 | United States, Canada | ES_98337_PLYC1122-2_01282015102551_1023756 | 2231903
Conglom, Inc. | Luminus | 9.5W A19 | PLYC1222 |  | A19 | General Purpose Replacement | E26 (Medium) | Omnidirectional | LED | 3 | 60 | 110 | 60 |  |  |  | 850 | 9.5 | 89.5 | No | 25000 | 2700 | 81 | 3 | 0.9 | -40 | Dimmable | 10% |  | Damp Location Rated,Not for Use in Enclosed Fixtures |  |  |  | 2014-10-26 | 2014-11-03 | United States, Canada | ES_98337_PLYC1222_11042014114221_1023707 | 2224225
Conglom, Inc. | Luminus | 9.5W A19 | PLYC1225 |  | A19 | General Purpose Replacement | E26 (Medium) | Omnidirectional | LED | 3 | 60 | 110 | 60 |  |  |  | 850 | 9.5 | 89.5 | No | 25000 | 5000 | 86 | 18 | 0.9 | -40 | Dimmable | 10% |  | Damp Location Rated,Not for Use in Enclosed Fixtures |  |  |  | 2014-10-26 | 2014-11-03 | United States, Canada | ES_98337_PLYC1225_11042014114221_1023707 | 2224226
Conglom, Inc. | Luminus | 9W 2700K | PC17609D | ,P177612, | CFL Bare Spiral | General Purpose Replacement | E26 (Medium) | Omnidirectional | CFL | 3 | 40 | 91 | 45 |  | 1.5 |  | 540 | 9.1 | 59.3 | No | 10000 | 2700 | 82 | -8 | 0.6 | -23 |  |  |  | None |  |  |  | 2014-10-16 | 2014-11-10 | United States, Canada | ES_98337_PC17609D_11102014023730_1023710 | 2224557
Conglom, Inc. | Luminus | 9W 3000K | P177613 |  | CFL Bare Spiral | General Purpose Replacement | E26 (Medium) | Omnidirectional | CFL | 3 | 40 | 91 | 45 |  | 1.5 |  | 540 | 9.1 | 59.3 | No | 10000 | 3000 | 84 | 5 | 0.6 | -23 |  |  |  | None |  |  |  | 2014-10-16 | 2014-11-10 | United States, Canada | ES_98337_P177613_11102014023110_1023710 | 2224556
Conglom, Inc. | Luminus | 9W 6500K | PC17709 |  | CFL Bare Spiral | General Purpose Replacement | E26 (Medium) | Omnidirectional | CFL | 3 | 40 | 92 | 45 |  | 1.5 |  | 520 | 9.3 | 55.9 | No | 10000 | 6500 | 85 | 51 | 0.6 | -23 |  |  |  | Not for Use in Enclosed Fixtures |  |  |  | 2014-10-16 | 2014-11-05 | Canada | ES_98337_PC17709_11052014044840_1023707 | 2224342
Conglom, Inc. | Luminus | A19 OMNI | PLYC1125 |  | A19 | General Purpose Replacement | E26 (Medium) | Omnidirectional | LED | 3 | 40 | 109.1 | 59.9 |  |  |  | 480 | 7 | 68.6 | No | 25000 | 5000 | 86 | 20 | 0.9 | -40 | Dimmable | 10% |  | Damp Location Rated,Not for Use in Enclosed Fixtures |  |  |  | 2014-11-13 | 2014-11-14 | United States, Canada | ES_98337_PLYC1125_11142014100841_1023715 | 2225195
Conglom, Inc. | Luminus | CFL | P17513S |  | CFL Bare Spiral | General Purpose Replacement | E26 (Medium) | Omnidirectional | CFL | 3 | 60 | 101 | 50 |  | 1.5 |  | 900 | 13 | 69.2 | No | 12000 | 3000 | 83 | 5 | 0.6 | -23 |  |  |  | Enclosed Fixtures |  |  |  | 2014-06-01 | 2014-05-23 | Canada | ES_98337_P17513S_06052014152624_1311596 | 2212493
Conglom, Inc. | Luminus | CFL | P17523S |  | CFL Bare Spiral | General Purpose Replacement | E26 (Medium) | Omnidirectional | CFL | 3 | 100 | 118.8 | 61.1 |  | 2 |  | 1600 | 23 | 69.6 | No | 12000 | 3000 | 83 | 2 | 0.5 | -23 |  |  |  | Not for Use in Recessed Fixtures,Not for Use in Enclosed Fixtures |  |  |  | 2015-01-10 | 2015-01-16 | United States, Canada | ES_98337_P17523S_01162015044440_1023745 | 2231159
Conglom, Inc. | Luminus | CFL | PC17523 | ,P177634, | CFL Bare Spiral | General Purpose Replacement | E26 (Medium) | Omnidirectional | CFL | 3 | 100 | 118.8 | 61.1 |  | 2 |  | 1600 | 23 | 69.6 | No | 10000 | 3000 | 83 | 2 | 0.5 | -23 |  |  |  | Not for Use in Recessed Fixtures,Not for Use in Enclosed Fixtures |  |  |  | 2015-01-10 | 2015-01-16 | United States, Canada | ES_98337_PC17523_01162015044440_1023745 | 2231160
Conglom, Inc. | Luminus | CU6012M | CU6012M |  | Decorative: Other | Decorative | E12 (Candelabra) | Decorative | LED | 3 | 40 | 99 | 34 |  |  |  | 315 | 5 | 63 | No | 25000 | 2700 | 91 | 55 | 0.9 | -40 | Dimmable | 10% |  | Damp Location Rated,Not for Use in Enclosed Fixtures |  |  |  | 2015-01-01 | 2015-11-11 | United States, Canada | ES_98337_CU6012M_11112015154313_26666 | 2252465
Conglom, Inc. | Luminus | Filament Candle | PLF6012 |  | B10 | Decorative | E12 (Candelabra) | Decorative | LED | 3 | 40 | 93.7 | 34.3 |  |  |  | 330 | 4 | 82.5 | No | 15000 | 2700 | 81 | 2 | 0.9 | -20 | Dimmable | 10% | No | Damp Location Rated,Use With Timers,Not for Use in Recessed Fixtures,Use With Photo and/or Motion Sensors | No |  |  | 2016-07-29 | 2016-07-21 | United States, Canada | ES_98337_PLF6012_07212016173603_2939014 | 2273867
Conglom, Inc. | Luminus | Filament Candle | PLF6012M |  | B10 | Decorative | E12 (Candelabra) | Decorative | LED | 3 | 40 | 92.6 | 35.5 |  |  |  | 330 | 4 | 82.5 | No | 25000 | 2700 | 82 | 3 | 0.8 | -20 | Dimmable | 10% | No | Damp Location Rated,Use With Timers,Not for Use in Recessed Fixtures,Use With Photo and/or Motion Sensors | No |  |  | 2016-07-29 | 2016-07-21 | United States, Canada | ES_98337_PLF6012M_07212016173624_3249189 | 2273868
Conglom, Inc. | Luminus | LED | PLPYC5033L |  | BR30 | Reflector (Flood/Spot) | E26 (Medium) | Directional | LED | 4 | 65 | 133 | 95 |  |  | 113 | 685 | 10 | 68 | No | 40000 | 3000 | 84 | 24 | 0.9 | -40 | Dimmable | 10% |  | None |  |  |  | 2014-06-19 | 2014-06-24 | Canada | ES_98337_PLPYC5033L_07092014183522_3344624 | 2214843
Conglom, Inc. | Luminus | PLF6112MF | PLF6112MF |  | BA10 | Decorative | E26 (Medium) | Decorative | LED | 3 | 40 | 118.4 | 34.7 |  |  |  | 330 | 4 | 82.5 | No | 25000 | 2700 | 82 | 4 | 0.9 | -40 | Dimmable | 10% | No | Damp Location Rated,Recessed Fixtures | No |  |  | 2016-01-01 | 2016-10-27 | United States, Canada | ES_98337_PLF6112MF_07272016094435_3417876 | 2282540
Conglom, Inc. | Luminus | PLFV9022 | PLFV9022 |  | ST | ST | E26 (Medium) | Decorative | LED | 3 | 40 | 141.6 | 64 |  |  |  | 320 | 5 | 65 | No | 15000 |  | 81 | 8 | 0.9 | -40 | Dimmable | 4% | No | Damp Location Rated | No |  |  | 2016-01-01 | 2016-09-14 | United States, Canada | ES_98337_PLFV9022_07272016094435_3411126 | 2279085
Conglom, Inc. | Luminus | PLFZ6012T3 | PLFZ6012T3 |  | B10 | Decorative | E12 (Candelabra) | Decorative | LED | 3 | 40 | 94.9 | 34.7 |  |  |  | 315 | 4 | 78.8 | No | 15000 | 2700 | 91 | 51 | 0.9 | -40 | Dimmable | 31% | No | Damp Location Rated | No |  |  | 2016-01-01 | 2016-08-15 | United States, Canada | ES_98337_PLFZ6012T3_07272016094435_3411676 | 2275274
Conglom, Inc. | Luminus | PLX1323 | PLX1323 |  | A19 | General Purpose Replacement | E26 (Medium) | Omnidirectional | LED | 3 | 60 | 112.6 | 63.5 |  |  |  | 800 | 11 | 72.7 | No | 25000 | 3000 | 85 | 24 | 1 | -20 | Dimmable | 9% |  | Not for Use in Enclosed Fixtures |  |  |  | 2014-09-20 | 2014-10-17 | United States, Canada | ES_98337_PLX1323_10172014032220_1023698 | 2222686
Conglom, Inc. | Luminus | PLY13538 | PLY13538 |  | A19 | General Purpose Replacement | E26 (Medium) | Omnidirectional | LED | 3 | 60 | 112 | 60 |  |  |  | 800 | 9.5 | 84.2 | No | 25000 | 3000 | 83 | 13 | 0.6 | -40 |  |  | No | Damp Location Rated | No |  |  | 2016-01-01 | 2016-07-29 | United States, Canada | ES_98337_PLY13538_05122016165626_5100824 | 2273837
Conglom, Inc. | Luminus | PLY1393 | PLY1393 |  | A21 | General Purpose Replacement | E26 (Medium) | Omnidirectional | LED | 4 | 100 | 130 | 70 |  |  |  | 1600 | 17 | 94.1 | No | 25000 | 3000 | 83 | 15 | 0.9 | -40 | Dimmable | 10% |  | Damp Location Rated,Not for Use in Enclosed Fixtures |  |  |  | 2015-01-25 | 2015-01-28 | United States, Canada | ES_98337_PLY1393_01282015030220_1023753 | 2231907
Conglom, Inc. | Luminus | PLY1483T3 | PLY1483T3 |  | A21 | General Purpose Replacement | E26 (Medium) | Omnidirectional | LED | 4 | 100 | 131 | 70 |  |  |  | 1600 | 17 | 94.1 | No | 25000 | 2700 | 83 | 12 | 0.9 | -40 | Dimmable | 160% | No | Damp Location Rated | No |  |  | 2016-01-01 | 2016-08-19 | United States, Canada | ES_98337_PLY1483T3_07272016094435_3411676 | 2276127
Conglom, Inc. | Luminus | PLY3113 | PLY3113 |  | PAR20 | Reflector (Flood/Spot) | E26 (Medium) | Directional | LED | 3 | 50 | 84 | 63 | 1750 |  | 25 | 470 | 7 | 71.4 | No | 25000 | 3000 | 82 | 12 | 0.9 | -20 | Dimmable | 10% |  | None |  |  |  | 2014-07-20 | 2014-08-30 | United States, Canada | ES_98337_PLY3113_08302014102951_1023662 | 2218218
Conglom, Inc. | Luminus | PLY3123 | PLY3123 |  | PAR20 | Reflector (Flood/Spot) | E26 (Medium) | Directional | LED | 3 | 50 | 84 | 63 | 1127 |  | 40 | 500 | 7 | 71.4 | No | 25000 | 3000 | 82 | 11 | 0.9 | -20 | Dimmable | 10% |  | Damp Location Rated |  |  |  | 2014-08-30 | 2014-08-30 | United States, Canada | ES_98337_PLY3123_08302014102551_1023662 | 2218217
Conglom, Inc. | Luminus | PLYC1142 | PLYC1142 |  | A19 | General Purpose Replacement | E26 (Medium) | Omnidirectional | LED | 3 | 40 | 111.5 | 63.5 |  |  |  | 470 | 6 | 78.3 | No | 25000 | 2700 | 82 | 9 | 0.9 | -40 |  |  |  | Damp Location Rated,Not for Use in Enclosed Fixtures |  |  |  | 2015-07-20 | 2015-07-24 | United States, Canada | ES_98337_PLYC1142_07242015013110_1023862 | 2244458
Conglom, Inc. | Luminus | PLYC1152 | PLYC1152 | ,PLYC11522,; ,PLYC1155,; ,PLYC11552, | A19 | General Purpose Replacement | E26 (Medium) | Omnidirectional | LED | 3 | 40 | 111.2 | 60 |  |  |  | 510 | 6 | 85 | No | 25000 | 2700 | 81 | 4 | 0.9 | -40 |  |  | No | Damp Location Rated | No |  |  | 2016-01-01 | 2016-08-15 | United States, Canada | ES_98337_PLYC1152_07272016094435_3411676 | 2275261
Conglom, Inc. | Luminus | PLYC11524 | PLYC11524 | ,PLYC11524,2700K; ,PLYC11554,5000K | A19 | General Purpose Replacement | E26 (Medium) | Omnidirectional | LED | 3 | 40 | 111.2 | 60 |  |  |  | 510 | 6 | 85 | No | 25000 | 2700 | 81 | 4 | 0.9 | -40 | Dimmable | 51% | No | Damp Location Rated | No |  |  | 2016-01-01 | 2016-09-14 | United States, Canada | ES_98337_PLYC11524_07272016094435_3411676 | 2279086
Conglom, Inc. | Luminus | PLYC1162R | PLYC1162R | ,PLYC1162,; ,PLYC11622,; ,PLYC1165,; ,PLYC11652, | A19 | General Purpose Replacement | E26 (Medium) | Omnidirectional | LED | 3 | 40 | 111.2 | 60 |  |  |  | 510 | 6 | 85 | No | 25000 | 2700 | 81 | 4 | 0.9 | -40 | Dimmable | 51% | No | Damp Location Rated | No |  |  | 2016-01-01 | 2016-08-15 | United States, Canada | ES_98337_PLYC1162R_07272016094435_3411676 | 2275260
Conglom, Inc. | Luminus | PLYC1232A | PLYC1232A |  | A19 | General Purpose Replacement | E26 (Medium) | Omnidirectional | LED | 3 | 60 | 110.7 | 59.5 |  |  |  | 800 | 9 | 88.9 | No | 25000 | 2700 | 81 | 3 | 0.9 | -40 | Dimmable | 10% |  | Damp Location Rated,Not for Use in Enclosed Fixtures |  |  |  | 2016-03-01 | 2016-03-01 | United States, Canada | ES_98337_PLYC1232A_03022016022950_1023975 | 2261234
Conglom, Inc. | Luminus | PLYC1235A | PLYC1235A |  | A19 | General Purpose Replacement | E26 (Medium) | Omnidirectional | LED | 3 | 60 | 108.5 | 59.8 |  |  |  | 800 | 9 | 88.9 | No | 25000 | 5000 | 83 | 16 | 0.9 | -40 | Dimmable | 10% |  | Damp Location Rated,Not for Use in Enclosed Fixtures |  |  |  | 2016-03-01 | 2016-03-01 | United States, Canada | ES_98337_PLYC1235A_03022016025550_1023976 | 2261235
Conglom, Inc. | Luminus | PLYC1242 | PLYC1242 | ,PLYC12422,; ,PLYC12424,; ,PLYC1245,; ,PLYC12452,; ,PLYC12454, | A19 | General Purpose Replacement | E26 (Medium) | Omnidirectional | LED | 3 | 60 | 111.9 | 60 |  |  |  | 800 | 9.5 | 84.2 | No | 25000 | 2700 | 81 | 3 | 0.9 | -40 |  |  | No | Damp Location Rated,Recessed Fixtures | No |  |  | 2016-01-01 | 2016-09-19 | United States, Canada | ES_98337_PLYC1242_07272016094435_3411676 | 2279625
Conglom, Inc. | Luminus | PLYC1252 | PLYC1252 | ,PLYC12522,; ,PLYC1252R,; ,PLYC1255,; ,PLYC12552, | A19 | General Purpose Replacement | E26 (Medium) | Omnidirectional | LED | 3 | 60 | 111.9 | 60 |  |  |  | 800 | 9.5 | 84.2 | No | 25000 | 2700 | 81 | 3 | 0.9 | -40 | Dimmable | 80% | No | Damp Location Rated,Recessed Fixtures | No |  |  | 2016-01-01 | 2016-08-10 | United States, Canada | ES_98337_PLYC1252_07272016094435_3411676 | 2274506
Conglom, Inc. | Luminus | PLYC1372 | PLYC1372 |  | A19 | General Purpose Replacement | E26 (Medium) | Omnidirectional | LED | 3 | 60 | 110.7 | 59.5 |  |  |  | 800 | 9 | 88.9 | No | 25000 | 2700 | 81 | 3 | 0.9 | -40 | Dimmable | 10% |  | Damp Location Rated,Not for Use in Enclosed Fixtures |  |  |  | 2016-01-22 | 2016-02-12 | United States, Canada | ES_98337_PLYC1372_02122016032730_1023964 | 2260055
Conglom, Inc. | Luminus | PLYC1373 | PLYC1373 |  | A19 | General Purpose Replacement | E26 (Medium) | Omnidirectional | LED | 3 | 60 | 112 | 60.9 |  |  |  | 800 | 9.1 | 87.9 | No | 25000 | 3000 | 83 | 14 | 0.9 | -40 |  |  |  | Damp Location Rated,Not for Use in Enclosed Fixtures |  |  |  | 2015-02-02 | 2015-02-10 | United States, Canada | ES_98337_PLYC1373_02102015090330_1023764 | 2232901
Conglom, Inc. | Luminus | PLYC1392 | PLYC1392 |  | A21 | General Purpose Replacement | E26 (Medium) | Omnidirectional | LED | 3 | 100 | 130 | 70 |  |  |  | 1600 | 17 | 94.1 | No | 25000 | 2700 | 82 | 14 | 0.9 | -40 | Dimmable | 10% |  | None |  |  |  | 2014-07-20 | 2014-07-28 | United States, Canada | ES_98337_PLYC1392_07292014104551_1023644 | 2216602
Conglom, Inc. | Luminus | PLYC1395 | PLYC1395 |  | A21 | General Purpose Replacement | E26 (Medium) | Omnidirectional | LED | 3 | 100 | 130 | 70 |  |  |  | 1600 | 17 | 94.1 | No | 25000 | 5000 | 86 | 29 | 0.9 | -40 | Dimmable | 10% |  | Not for Use in Enclosed Fixtures |  |  |  | 2014-12-10 | 2015-01-05 | United States, Canada | ES_98337_PLYC1395_01052015040220_1023739 | 2230533
Conglom, Inc. | Luminus | PLYC1412 | PLYC1412 |  | A21 | General Purpose Replacement | E26 (Medium) | Omnidirectional | LED | 3 | 100 | 131 | 70 |  |  |  | 1600 | 16 | 100 | No | 25000 | 2700 | 83 | 12 | 0.9 | -40 | Dimmable | 160% | No | Damp Location Rated | No |  |  | 2016-01-01 | 2016-08-09 | United States, Canada | ES_98337_PLYC1412_07272016094435_3411676 | 2274435
Conglom, Inc. | Luminus | PLYC2813 | PLYC2813 |  | PAR16 | Reflector (Flood/Spot) | E26 (Medium) | Directional | LED | 4 | 60 | 71 | 49 | 1063 |  | 38 | 380 | 6.3 | 60.3 | No | 40000 | 3000 | 84 | 25 | 0.9 | -40 | Dimmable | 10% |  | Damp Location Rated,Not for Use in Enclosed Fixtures |  |  |  | 2015-01-01 | 2015-09-25 | Canada | ES_98337_PLYC2813_09242015162211_7000390 | 2248502
Conglom, Inc. | Luminus | PLYC2913 | PLYC2913 |  | PAR16 | Reflector (Flood/Spot) | E26 (Medium) | Directional | LED | 3 | 50 | 70 | 50 | 1176 |  | 38 | 500 | 6.5 | 76.9 | No | 25000 | 3000 | 84 | 17 | 0.9 | -40 | Dimmable | 10% |  | Damp Location Rated |  |  |  | 2015-01-01 | 2015-08-14 | United States, Canada | ES_98337_PLYC2913_08102015145839_7640497 | 2245601
Conglom, Inc. | Luminus | PLYC2915 | PLYC2915 |  | PAR16 | Reflector (Flood/Spot) | E26 (Medium) | Directional | LED | 3 | 60 | 73 | 48.6 | 755 |  | 40 | 500 | 6.5 | 76.9 | No | 25000 | 5000 | 84 | 12 | 0.8 | -40 | Dimmable | 10% | No | Damp Location Rated | No |  |  | 2016-01-01 | 2016-10-27 | United States, Canada | ES_98337_PLYC2915_10272016143002_3436548 | 2282561
Conglom, Inc. | Luminus | PLYC2933 | PLYC2933 |  | PAR16 | Reflector (Flood/Spot) | E26 (Medium) | Directional | LED | 3 | 60 | 49.3 | 46.9 | 863 |  | 40 | 500 | 6.5 | 76.9 | No | 25000 | 3000 | 83 | 11 | 0.8 | 82 | Dimmable | 3% | Yes | Damp Location Rated | No |  |  | 2016-01-01 | 2016-09-14 | United States, Canada | ES_98337_PLYC2933_07272016094435_4561676 | 2279084
Conglom, Inc. | Luminus | PLYC3113 | PLYC3113 |  | PAR20 | Reflector (Flood/Spot) | E26 (Medium) | Directional | LED | 3 | 50 | 84 | 63 | 1750 |  | 25 | 500 | 7 | 71.4 | No | 25000 | 3000 | 82 | 12 | 0.9 | -40 | Dimmable | 10% |  | Damp Location Rated |  |  |  | 2014-08-20 | 2014-09-09 | United States, Canada | ES_98337_PLYC3113_09092014111551_1023666 | 2218786
Conglom, Inc. | Luminus | PLYC3123-2 | PLYC3123-2 |  | PAR20 | Reflector (Flood/Spot) | E26 (Medium) | Directional | LED | 3 | 50 | 84 | 63 | 1127 |  | 40 | 500 | 7.7 | 64.9 | No | 25000 | 3000 | 82 | 11 | 0.9 | -40 | Dimmable | 10% |  | Damp Location Rated,Not for Use in Enclosed Fixtures |  |  |  | 2015-02-02 | 2015-02-09 | United States, Canada | ES_98337_PLYC3123-2_02092015022550_1023763 | 2232855
Conglom, Inc. | Luminus | PLYC3125 | PLYC3125 |  | PAR20 | Reflector (Flood/Spot) | E26 (Medium) | Directional | LED | 3 | 50 | 84 | 63 | 1211 |  | 40 | 500 | 7.4 | 67.6 | No | 25000 | 5000 | 83 | 11 | 0.9 | -40 | Dimmable | 10% |  | Damp Location Rated |  |  |  | 2014-09-19 | 2014-09-19 | United States, Canada | ES_98337_PLYC3125_09192014013730_1023674 | 2219860
Conglom, Inc. | Luminus | PLYC3133 | PLYC3133 |  | PAR20 | Reflector (Flood/Spot) | E26 (Medium) | Directional | LED | 3 | 50 | 77.7 | 62.9 | 829 |  | 40 | 400 | 6 | 66.7 | No | 25000 | 3000 | 83 | 12 | 0.9 | -40 | Dimmable | 10% |  | Damp Location Rated,Not for Use in Enclosed Fixtures |  |  |  | 2015-07-10 | 2015-08-14 | Canada | ES_98337_PLYC3133_08142015021330_1023872 | 2245772
Conglom, Inc. | Luminus | PLYC3196 | PLYC3196 |  | PAR20 | Reflector (Flood/Spot) | E26 (Medium) | Directional | LED | 3 | 50 | 77.7 | 62.9 | 829 |  | 40 | 400 | 6 | 66.7 | No | 25000 | 3000 | 83 | 12 | 0.9 | -40 | Dimmable | 10% |  | Damp Location Rated,Not for Use in Enclosed Fixtures |  |  |  | 2015-03-20 | 2015-06-15 | United States, Canada | ES_98337_PLYC3196_06152015120441_1023831 | 2241562
Conglom, Inc. | Luminus | PLYC3213 | PLYC3213 |  | PAR20 | Reflector (Flood/Spot) | E26 (Medium) | Directional | LED | 3 | 50 | 81.1 | 63 | 2080 |  | 25 | 550 | 7 | 78.6 | No | 25000 | 3000 | 82 | 9 | 0.9 | -40 | Dimmable | 10% |  | Damp Location Rated,Not for Use in Enclosed Fixtures |  |  |  | 2015-07-10 | 2015-07-20 | United States, Canada | ES_98337_PLYC3213_07212015103001_1023858 | 2243843
Conglom, Inc. | Luminus | PLYC3223 | PLYC3223 |  | PAR20 | Reflector (Flood/Spot) | E26 (Medium) | Directional | LED | 3 | 50 | 81.1 | 63 | 1181 |  | 40 | 550 | 7 | 78.6 | No | 25000 | 3000 | 82 | 8 | 0.9 | -40 | Dimmable | 10% |  | Damp Location Rated,Not for Use in Enclosed Fixtures |  |  |  | 2015-07-10 | 2015-07-17 | United States, Canada | ES_98337_PLYC3223_07212015092550_1023856 | 2243832
Conglom, Inc. | Luminus | PLYC3223R | PLYC3223R |  | PAR20 | Reflector (Flood/Spot) | E26 (Medium) | Directional | LED | 3 | 50 | 81.1 | 62.9 | 1496 |  | 40 | 550 | 7 | 78.6 | No | 25000 | 3000 | 82 | 7 | 0.9 | -40 | Dimmable | 10% | No | Damp Location Rated | No |  |  | 2016-06-25 | 2016-07-26 | United States, Canada | ES_98337_PLYC3223R_07262016105841_1024050 | 2273540
Conglom, Inc. | Luminus | PLYC3225 | PLYC3225 |  | PAR20 | Reflector (Flood/Spot) | E26 (Medium) | Directional | LED | 3 | 50 | 81.1 | 63 | 1421 |  | 40 | 550 | 7 | 78.6 | No | 25000 | 5000 | 85 | 16 | 0.9 | -20 | Dimmable | 10% |  | Damp Location Rated,Not for Use in Enclosed Fixtures |  |  |  | 2015-07-16 | 2015-07-16 | United States, Canada | ES_98337_PLYC3225_07172015124731_1023855 | 2243439
Conglom, Inc. | Luminus | PLYC3243 | PLYC3243 |  | PAR20 | Reflector (Flood/Spot) | E26 (Medium) | Directional | LED | 3 | 50 | 81.1 | 63 | 1181 |  | 40 | 500 | 7 | 71.4 | No | 25000 | 3000 | 82 | 8 | 0.9 | -40 | Dimmable | 10% |  | Damp Location Rated,Not for Use in Enclosed Fixtures |  |  |  | 2015-10-01 | 2015-10-01 | United States, Canada | ES_98337_PLYC3243_10012015041220_1023906 | 2249055
Conglom, Inc. | Luminus | PLYC3296 | PLYC3296 |  | PAR20 | Reflector (Flood/Spot) | E26 (Medium) | Directional | LED | 3 | 50 | 81.1 | 63 | 1181 |  | 40 | 500 | 7 | 71.4 | No | 25000 | 3000 | 82 | 8 | 0.9 | -40 | Dimmable | 10% |  | Damp Location Rated,Not for Use in Enclosed Fixtures |  |  |  | 2015-10-01 | 2015-10-01 | United States, Canada | ES_98337_PLYC3296_10012015043000_1023906 | 2249058
Conglom, Inc. | Luminus | PLYC3722 | PLYC3722 |  | R20 | Reflector (Flood/Spot) | E26 (Medium) | Directional | LED | 3 | 50 | 96.2 | 63.3 |  |  | 110 | 575 | 7.2 | 79.7 | No | 25000 | 2700 | 82 | 8 | 0.9 | -40 | Dimmable | 10% |  | Damp Location Rated,Not for Use in Enclosed Fixtures |  |  |  | 2015-07-16 | 2015-07-16 | United States, Canada | ES_98337_PLYC3722_07172015010550_1023855 | 2243440
Conglom, Inc. | Luminus | PLYC3725 | PLYC3725 |  | R20 | Reflector (Flood/Spot) | E26 (Medium) | Directional | LED | 3 | 50 | 96.2 | 63.3 |  |  | 110 | 575 | 7 | 82.1 | No | 25000 | 5000 | 85 | 18 | 0.9 | -40 | Dimmable | 10% |  | Damp Location Rated,Not for Use in Enclosed Fixtures |  |  |  | 2015-07-16 | 2015-07-16 | United States, Canada | ES_98337_PLYC3725_07172015011330_1023855 | 2243441
Conglom, Inc. | Luminus | PLYC4113 | PLYC4113 |  | PAR30 | Reflector (Flood/Spot) | E26 (Medium) | Directional | LED | 3 | 75 | 115.5 | 94.5 | 4662 |  | 25 | 800 | 12 | 66.7 | No | 25000 | 3000 | 81 | 13 | 0.9 | -20 | Dimmable | 10% |  | None |  |  |  | 2014-08-20 | 2014-09-08 | United States, Canada | ES_98337_PLYC4113_09082014095730_1023664 | 2218784
Conglom, Inc. | Luminus | PLYC4123 | PLYC4123 |  | PAR30 | Reflector (Flood/Spot) | E26 (Medium) | Directional | LED | 3 | 75 | 115.5 | 94.5 | 2140 |  | 40 | 800 | 12 | 66.7 | No | 25000 | 3000 | 81 | 12 | 0.9 | -40 | Dimmable | 10% |  | None |  |  |  | 2014-07-20 | 2014-07-29 | United States, Canada | ES_98337_PLYC4123_07292014110621_1023646 | 2216608
Conglom, Inc. | Luminus | PLYC4125 | PLYC4125 |  | PAR30 | Reflector (Flood/Spot) | E26 (Medium) | Directional | LED | 3 | 75 | 115.5 | 94.6 | 1754 |  | 40 | 800 | 12 | 66.7 | No | 25000 | 5000 | 84 | 15 | 0.9 | -40 | Dimmable | 10% |  | Damp Location Rated |  |  |  | 2014-09-19 | 2014-09-19 | United States, Canada | ES_98337_PLYC4125_09192014014110_1023674 | 2219861
Conglom, Inc. | Luminus | PLYC4133 | PLYC4133 |  | PAR30L | Reflector (Flood/Spot) | E26 (Medium) | Directional | LED | 3 | 75 | 116 | 94.7 | 3202 |  | 25 | 950 | 12 | 79.2 | No | 25000 | 3000 | 82 | 8 | 1 | -40 | Dimmable | 10% |  | Damp Location Rated,Not for Use in Enclosed Fixtures |  |  |  | 2015-07-10 | 2015-07-20 | United States, Canada | ES_98337_PLYC4133_07212015104441_1023858 | 2243844
Conglom, Inc. | Luminus | PLYC4143 | PLYC4143 |  | PAR30L | Reflector (Flood/Spot) | E26 (Medium) | Directional | LED | 3 | 75 | 116 | 94.7 | 2337 |  | 40 | 950 | 12 | 79.2 | No | 25000 | 3000 | 83 | 12 | 1 | -40 | Dimmable | 10% |  | Damp Location Rated,Not for Use in Enclosed Fixtures |  |  |  | 2015-07-10 | 2015-07-20 | United States, Canada | ES_98337_PLYC4143_07212015104841_1023858 | 2243845
Conglom, Inc. | Luminus | PLYC4145 | PLYC4145 |  | PAR30 | Reflector (Flood/Spot) | E26 (Medium) | Directional | LED | 3 | 75 | 116 | 94.7 | 2258 |  | 40 | 1000 | 12 | 83.3 | No | 25000 | 5000 | 85 | 17 | 0.9 | -40 | Dimmable | 10% |  | Damp Location Rated,Not for Use in Enclosed Fixtures |  |  |  | 2015-07-10 | 2015-07-17 | United States, Canada | ES_98337_PLYC4145_07212015094220_1023856 | 2243833
Conglom, Inc. | Luminus | PLYC4313 | PLYC4313 |  | PAR30 | Reflector (Flood/Spot) | E26 (Medium) | Directional | LED | 3 | 75 | 92.2 | 95.3 | 2024 |  | 25 | 800 | 12 | 66.7 | No | 25000 | 3000 | 80 | 8 | 0.9 | -40 | Dimmable | 10% |  | None |  |  |  | 2014-08-20 | 2014-09-05 | United States, Canada | ES_98337_PLYC4313_09052014034110_1023664 | 2218740
Conglom, Inc. | Luminus | PLYC4323 | PLYC4323 |  | PAR30 | Reflector (Flood/Spot) | E26 (Medium) | Directional | LED | 3 | 75 | 92.2 | 95.3 | 2024 |  | 40 | 800 | 12 | 66.7 | No | 25000 | 3000 | 80 | 8 | 0.9 | -20 | Dimmable | 10% |  | Damp Location Rated |  |  |  | 2014-08-29 | 2014-08-30 | United States, Canada | ES_98337_PLYC4323_08302014101951_1023662 | 2218216
Conglom, Inc. | Luminus | PLYC4333 | PLYC4333 | ,PLYC4333,25°; ,PLYC4343,40° | PAR30 | Reflector (Flood/Spot) | E26 (Medium) | Directional | LED | 3 | 75 | 83 | 94 | 2992 |  | 25 | 800 | 11 | 72.7 | No | 25000 | 3000 | 92 | 64 | 0.9 | -40 | Dimmable | 80% | No | Damp Location Rated | No |  |  | 2016-01-01 | 2016-08-09 | United States, Canada | ES_98337_PLYC4333_07272016095251_5865899 | 2274434
Conglom, Inc. | Luminus | PLYC5132 | PLYC5132 |  | BR30 | Reflector (Flood/Spot) | E26 (Medium) | Directional | LED | 3 | 65 | 130 | 95 |  |  | 113 | 800 | 11 | 72.7 | No | 25000 | 2700 | 82 | 14 | 0.9 | -40 | Dimmable | 10% |  | None |  |  |  | 2014-07-20 | 2014-07-28 | United States, Canada | ES_98337_PLYC5132_07292014110221_1023644 | 2216607
Conglom, Inc. | Luminus | PLYC5135 | PLYC5135 |  | BR30 | Reflector (Flood/Spot) | E26 (Medium) | Directional | LED | 3 | 65 | 130 | 95 |  |  |  | 800 | 11 | 72.7 | No | 25000 | 5000 | 84 | 24 | 0.9 | -40 | Dimmable | 10% |  | None |  |  |  | 2014-09-18 | 2014-09-18 | United States, Canada | ES_98337_PLYC5135_09182014030730_1023672 | 2219855
Conglom, Inc. | Luminus | PLYC5194 | PLYC5194 |  | BR30 | Reflector (Flood/Spot) | E26 (Medium) | Directional | LED | 3 | 65 | 127.8 | 94.8 |  |  | 112 | 650 | 8 | 81.3 | No | 25000 | 2700 | 82 | 14 | 0.9 | -40 | Dimmable | 10% |  | None |  |  |  | 2014-12-10 | 2014-12-29 | United States, Canada | ES_98337_PLYC5194_12292014044620_1023737 | 2230143
Conglom, Inc. | Luminus | PLYC5232 | PLYC5232 |  | BR30 | Reflector (Flood/Spot) | E26 (Medium) | Directional | LED | 3 | 65 | 128.9 | 94.7 |  |  | 110 | 850 | 11 | 77.3 | No | 25000 | 2700 | 82 | 9 | 1 | -40 | Dimmable | 10% |  | Damp Location Rated,Not for Use in Enclosed Fixtures |  |  |  | 2015-07-10 | 2015-07-17 | United States, Canada | ES_98337_PLYC5232_07212015095110_1023857 | 2243834
Conglom, Inc. | Luminus | PLYC5235 | PLYC5235 |  | BR30 | Reflector (Flood/Spot) | E26 (Medium) | Directional | LED | 3 | 65 | 129.7 | 94.2 |  |  | 110 | 950 | 11 | 86.4 | No | 25000 | 5000 | 85 | 16 | 1 | -40 | Dimmable | 10% |  | Damp Location Rated,Not for Use in Enclosed Fixtures |  |  |  | 2015-07-10 | 2015-07-23 | United States, Canada | ES_98337_PLYC5235_07232015100841_1023857 | 2244391
Conglom, Inc. | Luminus | PLYC5294 | PLYC5294 |  | BR30 | Reflector (Flood/Spot) | E26 (Medium) | Directional | LED | 3 | 65 | 128.5 | 94.7 |  |  | 110 | 650 | 8.5 | 76.5 | No | 25000 | 2700 | 82 | 8 | 1 | -40 | Dimmable | 10% |  | Damp Location Rated,Not for Use in Enclosed Fixtures |  |  |  | 2015-07-10 | 2015-07-20 | United States, Canada | ES_98337_PLYC5294_07212015100731_1023857 | 2243841
Conglom, Inc. | Luminus | PLYC5632 | PLYC5632 |  | BR40 | Reflector (Flood/Spot) | E26 (Medium) | Directional | LED | 3 | 100 | 160.1 | 119.8 |  |  | 111 | 1400 | 17 | 82.4 | No | 25000 | 2700 | 82 | 12 | 0.9 | -40 | Dimmable | 10% |  | None |  |  |  | 2014-07-20 | 2014-07-28 | United States, Canada | ES_98337_PLYC5632_07292014111001_1023644 | 2216609
Conglom, Inc. | Luminus | PLYC5635 | PLYC5635 |  | BR40 | Reflector (Flood/Spot) | E26 (Medium) | Directional | LED | 3 | 100 | 160.1 | 119.9 |  |  |  | 1400 | 17 | 82.4 | No | 25000 | 5000 | 84 | 24 |  | -40 | Dimmable | 10% |  | Damp Location Rated |  |  |  | 2014-09-19 | 2014-09-19 | United States, Canada | ES_98337_PLYC5635_09192014014620_1023674 | 2219862
Conglom, Inc. | Luminus | PLYC5732 | PLYC5732 |  | BR40 | Reflector (Flood/Spot) | E26 (Medium) | Directional | LED | 3 | 100 | 158.7 | 120 |  |  | 110 | 1450 | 17 | 85.3 | No | 25000 | 2700 | 82 | 9 | 0.9 | -40 | Dimmable | 10% |  | Damp Location Rated,Not for Use in Enclosed Fixtures |  |  |  | 2015-07-10 | 2015-07-20 | United States, Canada | ES_98337_PLYC5732_07212015100111_1023857 | 2243840
Conglom, Inc. | Luminus | PLYC5735 | PLYC5735 |  | BR40 | Reflector (Flood/Spot) | E26 (Medium) | Directional | LED | 3 | 100 | 158.7 | 120 |  |  | 110 | 1550 | 17 | 91.2 | No | 25000 | 5000 | 85 | 17 | 0.9 | -40 | Dimmable | 10% |  | Damp Location Rated,Not for Use in Enclosed Fixtures |  |  |  | 2015-07-10 | 2015-07-20 | United States, Canada | ES_98337_PLYC5735_07212015102731_1023858 | 2243842
Conglom, Inc. | Luminus | PLYC6012 | PLYC6012 |  | Decorative Candle: Other | Decorative | E12 (Candelabra) | Decorative | LED | 3 | 40 | 97 | 35 |  |  |  | 350 | 5.5 | 63.6 | No | 25000 | 2700 | 83 | 21 | 0.9 | -40 | Dimmable | 9% |  | Damp Location Rated |  |  |  | 2014-07-20 | 2014-07-28 | United States, Canada | ES_98337_PLYC6012_07292014111331_1023645 | 2216610
Conglom, Inc. | Luminus | PLYC6012-2 | PLYC6012-2 |  | Decorative Candle: Other | Decorative | E12 (Candelabra) | Decorative | LED | 3 | 40 | 97 | 35 |  |  |  | 350 | 5.5 | 63.6 | No | 25000 | 2700 | 83 | 21 | 0.9 | -40 | Dimmable | 9% |  | Damp Location Rated,Not for Use in Enclosed Fixtures |  |  |  | 2015-02-02 | 2015-02-09 | United States, Canada | ES_98337_PLYC6012-2_02092015022840_1023763 | 2232854
Conglom, Inc. | Luminus | PLYC6012F | PLYC6012F |  | Decorative Candle: Other | Decorative | E12 (Candelabra) | Decorative | LED | 3 | 40 | 97.2 | 35 |  |  |  | 350 | 5.5 | 63.6 | No | 25000 | 2700 | 82 | 7 | 0.9 | -40 | Dimmable | 10% |  | Damp Location Rated,Not for Use in Enclosed Fixtures |  |  |  | 2015-10-10 | 2015-11-11 | United States, Canada | ES_98337_PLYC6012F_11122015045330_1023926 | 2252484
Conglom, Inc. | Luminus | PLYC6012M | PLYC6012M |  | Decorative Candle: Other | Decorative | E26 (Medium) | Decorative | LED | 3 | 40 | 97 | 35 |  |  |  | 350 | 5.5 | 63.6 | No | 25000 | 2700 | 83 | 21 | 0.9 | -40 | Dimmable | 10% |  | None |  |  |  | 2014-07-20 | 2014-08-27 | United States, Canada | ES_98337_PLYC6012M_08282014113841_1023660 | 2218093
Conglom, Inc. | Luminus | PLYC6012M-2 | PLYC6012M-2 |  | Decorative Candle: Other | Decorative | E26 (Medium) | Decorative | LED | 3 | 40 | 97 | 35 |  |  |  | 350 | 5.5 | 63.6 | No | 25000 | 2700 | 83 | 21 | 0.9 | -40 | Dimmable | 10% |  | None |  |  |  | 2015-02-02 | 2015-02-18 | United States, Canada | ES_98337_PLYC6012M-2_02182015032330_1023767 | 2233298
Conglom, Inc. | Luminus | PLYC6112 | PLYC6112 | ,PLYC6112,B10,E12; ,PLYC6112F,B10,E12; ,PLYC6112M,B10,E12; ,PLYC6112MF,B10,E12 | B10 | Decorative | E12 (Candelabra) | Decorative | LED | 3 | 40 | 100 | 35 |  |  |  | 315 | 4.7 | 67 | No | 25000 | 2700 | 82 | 9 | 0.9 | -40 | Dimmable | 31.5% | No | Damp Location Rated | No |  |  | 2016-01-01 | 2016-08-05 | United States, Canada | ES_98337_PLYC6112_07272016095251_5865899 | 2274267
Conglom, Inc. | Luminus | PLYC6532 | PLYC6532 | ,PLYC6532,B13,2700K; ,PLYC6532F,B13,2700K; ,PLYC6532M,B13,2700K; ,PLYC6532MF,B13,2700K | B13 | Decorative | E12 (Candelabra) | Decorative | LED | 3 | 60 | 106 | 38 |  |  |  | 500 | 6 | 76.9 | No | 25000 | 2700 | 82 | 9 | 0.9 | -40 | Dimmable | 50% | No | Damp Location Rated | No |  |  | 2016-01-01 | 2016-08-05 | United States, Canada | ES_98337_PLYC6532_07272016094435_3411676 | 2274268
Conglom, Inc. | Luminus | PLYC6532 | PLYC6532 |  | Decorative: Other | Decorative | E12 (Candelabra) | Decorative | LED | 3 | 60 | 106 | 38 |  |  |  | 500 | 6.5 | 76.9 | No | 25000 | 2700 | 82 | 9 | 0.9 | -40 | Dimmable | 10% |  | Damp Location Rated,Not for Use in Enclosed Fixtures |  |  |  | 2015-01-01 | 2015-08-11 | United States, Canada | ES_98337_PLYC6532_08102015151100_5325128 | 2245447
Conglom, Inc. | Luminus | PLYC6532F | PLYC6532F |  | Decorative: Other | Decorative | E12 (Candelabra) | Decorative | LED | 3 | 60 | 118 | 38 |  |  |  | 500 | 6.5 | 76.9 | No | 25000 | 2700 | 82 | 9 | 0.9 | -40 | Dimmable | 10% |  | Damp Location Rated,Not for Use in Enclosed Fixtures |  |  |  | 2015-01-01 | 2015-10-14 | United States, Canada | ES_98337_PLYC6532F_10132015095148_1406518 | 2250159
Conglom, Inc. | Luminus | PLYC6532M | PLYC6532M | ,PLYC6532M,E26,B13 | Decorative: Other | Decorative | E12 (Candelabra) | Decorative | LED | 3 | 60 | 106 | 38 |  |  |  | 500 | 6.5 | 76.9 | No | 25000 | 2700 | 82 | 9 | 0.9 | -40 | Dimmable | 10% |  | Damp Location Rated,Not for Use in Enclosed Fixtures |  |  |  | 2015-01-01 | 2015-08-11 | United States, Canada | ES_98337_PLYC6532M_08102015151100_4347193 | 2245448
Conglom, Inc. | Luminus | PLYC6532MF | PLYC6532MF |  | Decorative: Other | Decorative | E26 (Medium) | Decorative | LED | 3 | 60 | 122 | 38 |  |  |  | 500 | 6.5 | 76.9 | No | 25000 | 2700 | 82 | 9 | 0.9 | -40 | Dimmable | 10% |  | Damp Location Rated,Not for Use in Enclosed Fixtures |  |  |  | 2015-01-01 | 2015-10-14 | United States, Canada | ES_98337_PLYC6532MF_10132015095756_9912683 | 2250160
Conglom, Inc. | Luminus | PLZ1323T4 | PLZ1323T4 | ,PLZ1323T4,3000K | A19 | General Purpose Replacement | E26 (Medium) | Omnidirectional | LED | 3 | 60 | 110.2 | 59.4 |  |  |  | 800 | 10 | 80 | No | 25000 | 3000 | 93 | 64 | 0.9 | -40 | Dimmable | 4% | Yes | Damp Location Rated,Recessed Fixtures | No |  |  | 2016-01-01 | 2016-09-14 | United States, Canada | ES_1020320_PLZ1323T4_09012016144458_5588342 | 2279082
Conglom, Inc. | Luminus | PLZ2013T4 | PLZ2013T4 |  | PAR16 | Reflector (Flood/Spot) | GU10 | Directional | LED | 3 | 50 | 47 | 49 | 731 |  | 40 | 430 | 5.5 | 78.2 | No | 25000 | 3000 | 84 | 13 | 0.9 | -40 | Dimmable | 43% | No | Damp Location Rated | No |  |  | 2016-01-01 | 2016-08-09 | United States, Canada | ES_98337_PLZ2013T4_07272016095251_5865899 | 2274436
Conglom, Inc. | Luminus | PLZ3033T2 | PLZ3033T2 |  | PAR20 | Reflector (Flood/Spot) | E26 (Medium) | Directional | LED | 4 | 50 | 85 | 63 | 836 |  | 40 | 500 | 7 | 71.4 | No | 25000 | 3000 | 92 | 63 | 0.9 | -40 | Dimmable | 10% |  | Damp Location Rated,Not for Use in Enclosed Fixtures |  |  |  | 2015-01-01 | 2015-09-07 | Canada | ES_98337_PLZ3033T2_09022015135815_9820672 | 2247446
Conglom, Inc. | Luminus | PLZ3033T3 | PLZ3033T3 |  | PAR20 | Reflector (Flood/Spot) | E26 (Medium) | Directional | LED | 3 | 50 | 85 | 63 | 836 |  | 40 | 500 | 7 | 71.4 | No | 25000 | 3000 | 92 | 63 | 0.9 | -40 | Dimmable | 50% | Yes | Damp Location Rated | No |  |  | 2016-01-01 | 2016-08-05 | United States, Canada | ES_98337_PLZ3033T3_07272016095251_5865899 | 2274257
Conglom, Inc. | Luminus | PLZ4033 | PLZ4033 |  | PAR30L | Reflector (Flood/Spot) | E26 (Medium) | Directional | LED | 4 | 75 | 119 | 94 | 1438 |  | 40 | 830 | 11 | 75.5 | No | 25000 | 3000 | 93 | 65 | 0.9 | -40 | Dimmable | 10% |  | Damp Location Rated,Not for Use in Enclosed Fixtures |  |  |  | 2015-01-01 | 2015-12-07 | United States, Canada | ES_98337_PLZ4033_12042015161953_5033075 | 2254314
Conglom, Inc. | Luminus | PLZ4033T2 | PLZ4033T2 |  | PAR30L | Reflector (Flood/Spot) | E26 (Medium) | Directional | LED | 3 | 75 | 119 | 94 | 1438 |  | 40 | 800 | 11 | 72.7 | No | 25000 | 3000 | 93 | 65 | 0.9 | -40 | Dimmable | 80% | No | Damp Location Rated | No |  |  | 2016-01-01 | 2016-08-05 | United States, Canada | ES_98337_PLZ4033T2_07272016095251_5865899 | 2274258
Conglom, Inc. | Luminus | PLZ5043T2 | PLZ5043T2 |  | BR30 | Reflector (Flood/Spot) | E26 (Medium) | Directional | LED | 4 | 65 | 132 | 95 |  |  |  | 850 | 12.2 | 69.7 | No | 25000 | 3000 | 91 | 56 | 0.9 | -40 | Dimmable | 10% |  | Damp Location Rated,Not for Use in Enclosed Fixtures |  |  |  | 2015-01-01 | 2015-09-07 | Canada | ES_98337_PLZ5043T2_09022015134940_5152856 | 2247445
Conglom, Inc. | Luminus | PLZ5043T3 | PLZ5043T3 |  | BR30 | Reflector (Flood/Spot) | E26 (Medium) | Directional | LED | 5 | 65 | 132 | 95 |  |  |  | 850 | 12.2 | 70.8 | No | 25000 | 3000 | 91 | 56 | 0.9 | -40 | Dimmable | 85% | No | Damp Location Rated | No |  |  | 2016-01-01 | 2016-08-05 | United States, Canada | ES_98337_PLZ5043T3_07272016095251_5865899 | 2274259
Conglom, Inc. | Luminus | RRZ3223 | RRZ3223 |  | PAR20 | Reflector (Flood/Spot) | E26 (Medium) | Directional | LED | 3 | 50 | 80.5 | 62.9 | 908 |  | 40 | 470 | 7 | 67.1 | No | 25000 | 3000 | 92 | 59 | 0.9 | -40 | Dimmable | 10% |  | Damp Location Rated,Not for Use in Enclosed Fixtures |  |  |  | 2016-02-17 | 2016-02-17 | United States, Canada | ES_98337_RRZ3223_02182016041330_1023972 | 2260325
Conglom, Inc. | Luminus | RRZ3722 | RRZ3722 |  | R20 | Reflector (Flood/Spot) | E26 (Medium) | Directional | LED | 3 | 50 | 96.8 | 63.5 |  |  | 104 | 525 | 7 | 75 | No | 25000 | 2700 | 91 | 51 | 0.9 | -40 | Dimmable | 10% |  | Damp Location Rated,Not for Use in Enclosed Fixtures |  |  |  | 2016-02-17 | 2016-02-17 | United States, Canada | ES_98337_RRZ3722_02182016045000_1023972 | 2260329
Conglom, Inc. | Luminus | RRZ4143 | RRZ4143 |  | PAR30 | Reflector (Flood/Spot) | E26 (Medium) | Directional | LED | 3 | 75 | 116.4 | 94.9 | 1535 |  | 40 | 850 | 12 | 70.8 | No | 25000 | 3000 | 92 | 60 | 0.9 | -40 | Dimmable | 10% |  | Damp Location Rated,Not for Use in Enclosed Fixtures |  |  |  | 2016-01-22 | 2016-02-18 | United States, Canada | ES_98337_RRZ4143_02182016042550_1023972 | 2260327
Conglom, Inc. | Luminus | RRZ4523 | RRZ4523 |  | PAR38 | Reflector (Flood/Spot) | E26 (Medium) | Directional | LED | 3 | 100 | 131.6 | 120.4 | 2237 |  | 40 | 1150 | 15 | 76.7 | No | 25000 | 3000 | 92 | 59 | 0.9 | -40 | Dimmable | 10% |  | Damp Location Rated,Not for Use in Enclosed Fixtures |  |  |  | 2016-01-22 | 2016-02-18 | United States, Canada | ES_98337_RRZ4523_02182016041950_1023972 | 2260326
Conglom, Inc. | Luminus | RRZ5042 | RRZ5042 |  | BR30 | Reflector (Flood/Spot) | E26 (Medium) | Directional | LED | 3 | 65 | 133 | 95 |  |  | 120 | 783 | 12 | 65 | No | 25000 | 2700 | 91 | 52 | 0.9 | -40 | Dimmable | 10% |  | Damp Location Rated,Not for Use in Enclosed Fixtures |  |  |  | 2015-01-01 | 2016-01-07 | United States, Canada | ES_98337_RRZ5042_01062016101836_1084863 | 2256235
Conglom, Inc. | Tospo | LED | PLY4023 | LED,PLYC4023, | PAR30L | Reflector (Flood/Spot) | E26 (Medium) | Directional | LED | 4 | 75 | 118 | 95 | 1648 |  | 40 | 850 | 14 | 60 | No | 40000 | 3000 | 83 | 3 | 1 | -40 | Dimmable | 10% |  | Other,not for use in enclosed fixtures |  |  |  | 2014-06-30 | 2014-07-23 | Canada | ES_98337_PLY4023_07252014180200_4375175 | 2216443
Conglom, Inc. | Tospo | LED | PLYC4013 |  | PAR30L | Reflector (Flood/Spot) | E26 (Medium) | Directional | LED | 4 | 75 | 118 | 95 | 3025 |  | 25 | 850 | 14 | 60 | No | 40000 | 3000 | 83 | 3 | 1 | -40 | Dimmable | 10% |  | Other,not for use in enclosed fixtures |  |  |  | 2014-06-30 | 2014-07-23 | Canada | ES_98337_PLYC4013_07252014180200_8024870 | 2216444
Core Products Canada Ltd. | Core | A19F-527 | A19F-527 |  | A19 | General Purpose Replacement | E26 (Medium) | Omnidirectional | LED | 3 | 40 | 101 | 60 |  |  |  | 450 | 4.9 | 91.8 | No | 15000 | 2700 | 81 | 2 | 0.9 | -40 | Dimmable | 45% | No | Damp Location Rated,Not for Use in Recessed Fixtures | No |  |  | 2015-01-01 | 2016-06-27 | Canada | ES_1099259_A19F-527_06242016094529_8722650 | 2270767
Core Products Canada Ltd. | Core | A19F-827 | A19F-827 |  | A19 | General Purpose Replacement | E26 (Medium) | Omnidirectional | LED | 3 | 60 | 101 | 60 |  |  |  | 750 | 7.5 | 100 | No | 15000 | 2700 | 81 | 2 | 0.9 | -40 | Dimmable | 75% | No | Damp Location Rated,Not for Use in Recessed Fixtures | No |  |  | 2015-01-01 | 2016-06-27 | Canada | ES_1099259_A19F-827_06242016100804_8901025 | 2270765
Core Products Canada Ltd. | Core | A19-G6-930 | A19-G6-930 |  | A19 | General Purpose Replacement | E26 (Medium) | Omnidirectional | LED | 5 | 60 | 110.3 | 59.2 |  |  |  | 800 | 9.5 | 84.2 | No | 25000 | 3000 | 83 | 9 | 0.8 | -40 | Dimmable | 80% | Yes | Damp Location Rated,Recessed Fixtures | No |  |  | 2016-01-01 | 2016-07-11 | Canada | ES_1099259_A19-G6-930_07072016172836_4263879 | 2272098
Core Products Canada Ltd. | Core | A19-G6-940 | A19-G6-940 |  | A19 | General Purpose Replacement | E26 (Medium) | Omnidirectional | LED | 5 | 60 | 110.3 | 59.2 |  |  |  | 800 | 9.5 | 84.2 | No | 25000 | 3000 | 82 | 8 | 0.9 | -40 | Dimmable | 80% | Yes | Damp Location Rated,Recessed Fixtures | No |  |  | 2016-01-01 | 2016-07-11 | Canada | ES_1099259_A19-G6-940_07072016173221_5297510 | 2272099
Core Products Canada Ltd. | Core | A19-GU24-930 | A19-GU24-930 |  | A19 | General Purpose Replacement | GU24 | Omnidirectional | LED | 5 | 60 | 106 | 60 |  |  |  | 800 | 8.5 | 94.1 | No | 25000 | 3000 | 83 | 8 | 0.9 | -40 | Dimmable | 80% | Yes | Damp Location Rated | No |  |  | 2016-01-01 | 2016-07-26 | Canada | ES_1099259_A19-GU24-930_07262016094329_9031488 | 2273430
Core Products Canada Ltd. | Core | A19-GU24-940 | A19-GU24-940 |  | A19 | General Purpose Replacement | GU24 | Omnidirectional | LED | 5 | 60 | 106 | 60 |  |  |  | 800 | 8.5 | 94.1 | No | 25000 | 4000 | 84 | 14 | 0.9 | -40 | Dimmable | 80% | Yes | Damp Location Rated | No |  |  | 2016-01-01 | 2016-07-27 | Canada | ES_1099259_A19-GU24-940_07262016094831_4260827 | 2273628
Core Products Canada Ltd. | Core | B10F-427-E12 | B10F-427-E12 |  | B10 | Decorative | E12 (Candelabra) | Decorative | LED | 3 | 40 | 89.9 | 31.9 |  |  |  | 320 | 3.7 | 86.5 | No | 15000 | 2700 | 82 | 7 | 0.9 | -40 | Dimmable | 32% | No | Damp Location Rated,Not for Use in Recessed Fixtures | No |  |  | 2015-01-01 | 2016-06-27 | Canada | ES_1099259_B10F-427-E12_06242016100019_2949792 | 2270766
Core Products Canada Ltd. | Core | BA11-G5-525030 | BA11-G5-525030 |  | Decorative: Other | Decorative | E12 (Candelabra) | Decorative | LED | 5 | 40 | 10 | 35 |  |  |  | 315 | 5 | 63 | No | 25000 | 3000 | 82 | 9 | 0.8 | -40 | Dimmable | 10% |  | Damp Location Rated,Not for Use in Enclosed Fixtures |  |  |  | 2015-01-01 | 2015-12-24 | Canada | ES_1099259_BA11-G5-525030_12222015110508_2278863 | 2255581
Core Products Canada Ltd. | Core | CFL | CFL13-27 |  | CFL Bare Spiral | General Purpose Replacement | E26 (Medium) | Omnidirectional | CFL | 2 | 60 | 102 | 50 |  | 1.5 |  | 840 | 13 | 64.6 | No | 12000 | 2700 | 83 | -5 | 0.6 | -40 |  |  |  | Enclosed Fixtures |  |  |  | 2014-05-29 | 2014-06-24 | United States, Canada | ES_1099259_CFL13-27_07092014184502_4669332 | 2214893
Core Products Canada Ltd. | Core | GU10-G5-73830 | GU10-G5-73830 |  | PAR16 | Reflector (Flood/Spot) | GU10 | Directional | LED | 5 | 50 | 54 | 50 | 1176 |  | 38 | 500 | 6.5 | 76.9 | No | 25000 | 3000 | 84 | 17 | 0.9 | -40 | Dimmable | 10% |  | Damp Location Rated,Not for Use in Enclosed Fixtures |  |  |  | 2015-01-01 | 2016-01-22 | Canada | ES_1099259_GU10-G5-73830_01212016155454_2180597 | 2257213
Core Products Canada Ltd. | Core | GU10-G5-73840 | GU10-G5-73840 |  | PAR16 | Reflector (Flood/Spot) | GU10 | Directional | LED | 5 | 50 | 54 | 50 | 1296 |  | 35 | 500 | 6.5 | 76.9 | No | 25000 | 4000 | 83 | 13 | 0.9 | -40 | Dimmable | 50% | No | Damp Location Rated | No |  |  | 2015-01-01 | 2016-06-27 | Canada | ES_1099259_GU10-G5-73840_06242016101103_5436517 | 2270764
Core Products Canada Ltd. | Core | LED | LEDA19-G3-1130030 |  | A19 | General Purpose Replacement | E26 (Medium) | Omnidirectional | LED | 3 | 60 | 106.7 | 55.9 |  |  |  | 800 | 11.5 | 69.6 | No | 40000 | 3000 | 84 | 22 | 1 | -40 | Dimmable | 10% |  | None |  |  |  | 2014-04-15 | 2014-04-16 | Canada | ES_1099259_LEDA19-G3-1130030_04232014151238_4137331 | 2209607
Core Products Canada Ltd. | Core | LED | LEDA19-G4-930030 |  | A19 | General Purpose Replacement | E26 (Medium) | Omnidirectional | LED | 3 | 60 | 111 | 60 |  |  |  | 800 | 9.5 | 84.2 | No | 25000 | 3000 | 83 | 9 | 0.9 | -40 | Dimmable | 10% |  | Damp Location Rated,Not for Use in Enclosed Fixtures |  |  |  | 2014-11-10 | 2014-11-10 | United States, Canada | ES_1099259_LEDA19-G4-930030_11102014021330_1023710 | 2224554
Core Products Canada Ltd. | Core | LED | LEDBA11-G4-525030 |  | Decorative: Other | Decorative | E12 (Candelabra) | Decorative | LED | 3 | 40 | 104 | 35 |  |  |  | 300 | 5 | 60 | No | 25000 | 3000 | 82 | 17 | 0.6 | -40 | Dimmable | 10% |  | None |  |  |  | 2015-04-25 | 2015-04-28 | United States, Canada | ES_1099259_LEDBA11-G4-525030_05012015144629_4058904 | 2238468
Core Products Canada Ltd. | Core | LED | LEDBR30-G3-1212030 |  | BR30 | Reflector (Flood/Spot) | E26 (Medium) | Directional | LED | 3 | 65 | 133 | 95 |  |  |  | 865 | 12 | 72.1 | No | 40000 | 3000 | 84 | 24 | 0.9 | -40 | Dimmable | 10% |  | Other,Not for use in enclosed fixtures |  |  |  | 2014-07-10 | 2014-07-22 | Canada | ES_1099259_LEDBR30-G3-1212030_07252014165039_6700939 | 2216415
Core Products Canada Ltd. | Core | LED | LEDC11-G4-525030 |  | Decorative: Other | Decorative | E12 (Candelabra) | Decorative | LED | 3 | 40 | 104 | 35 |  |  |  | 300 | 5 | 60 | No | 25000 | 3000 | 82 | 17 | 0.6 | -40 | Dimmable | 10% |  | None |  |  |  | 2014-11-30 | 2014-12-05 | Canada | ES_1099259_LEDC11-G4-525030_12122014164204_4940739 | 2229433
Core Products Canada Ltd. | Core | LED | LEDGU10-G4-63830 |  | PAR16 | Reflector (Flood/Spot) | GU10 | Directional | LED | 3 | 60 | 53 | 50 | 822 |  | 38 |  | 6.4 | 59.4 | No | 25000 | 3000 | 82 | 19 | 0.7 | -40 | Dimmable | 10% |  | None |  |  |  | 2015-01-25 | 2015-02-02 | Canada | ES_1099259_LEDGU10-G4-63830_02102015154634_5250895 | 2233459
Core Products Canada Ltd. | Core | LED | LEDPAR16-G4-63830 |  | PAR16 | Reflector (Flood/Spot) | E26 (Medium) | Directional | LED | 3 | 60 | 72 | 49 | 952 |  | 38 | 380 | 6.3 | 60.7 | No | 40000 | 3000 | 83 | 21 | 0.7 | -40 | Dimmable | 10% |  | None |  |  |  | 2014-11-30 | 2014-12-10 | Canada | ES_1099259_LEDPAR16-G4-63830_12122014164439_3987476 | 2229401
Core Products Canada Ltd. | Core | LED | LEDPAR20-G4-74030 |  | PAR20 | Reflector (Flood/Spot) | E26 (Medium) | Directional | LED | 3 | 50 | 85 | 63 | 1002 |  | 40 | 470 | 7 | 67.1 | No | 40000 | 3000 | 91 | 50 | 0.8 | -40 | Dimmable | 10% |  | None |  |  |  | 2014-11-30 | 2014-12-10 | Canada | ES_1099259_LEDPAR20-G4-74030_12122014164452_3441237 | 2229399
Core Products Canada Ltd. | Core | LED | LEDPAR30-G3-144030 |  | PAR30L | Reflector (Flood/Spot) | E26 (Medium) | Directional | LED | 3 | 75 | 118 | 95 | 1648 |  | 40 | 850 | 14 | 60.7 | No | 40000 | 3000 | 83 | 3 | 1 | -40 | Dimmable | 10% |  | Other,not for use in enclosed fixtures. |  |  |  | 2014-06-30 | 2014-07-22 | Canada | ES_1099259_LEDPAR30-G3-144030_07252014165116_2039039 | 2216422
Core Products Canada Ltd. | Core | LED | LEDPAR30-G4-104030 |  | PAR30L | Reflector (Flood/Spot) | E26 (Medium) | Directional | LED | 3 | 75 | 119 | 94 | 1564 |  | 40 |  | 10 | 80 | No | 40000 | 3000 | 91 | 52 | 0.9 | -40 | Dimmable | 10% |  | None |  |  |  | 2014-10-03 | 2014-10-31 | Canada | ES_1099259_LEDPAR30-G4-104030_10312014154830_6187918 | 2224045
Core Products Canada Ltd. | Core | LED | LEDPAR30-G4-104040 |  | PAR30L | Reflector (Flood/Spot) | E26 (Medium) | Directional | LED | 3 | 75 | 119 | 94 | 1711 |  | 40 |  | 10 | 80 | No | 40000 | 4000 | 92 | 52 | 0.9 | -40 | Dimmable | 10% |  | None |  |  |  | 2015-05-20 | 2015-05-19 | United States, Canada | ES_1099259_LEDPAR30-G4-104040_06162015142906_9713179 | 2241618
Core Products Canada Ltd. | Core | MR16-G5-73830 | MR16-G5-73830 |  | MR16 | Reflector (Flood/Spot) | GU5.3 | Directional | LED | 3 | 50 | 47.8 | 50.1 | 1212 |  | 38 | 500 | 6.5 | 76.9 | No | 25000 | 2700 | 82 | 9 | 0.9 | -40 |  |  |  | Damp Location Rated |  |  |  | 2015-01-01 | 2016-01-22 | Canada | ES_1099259_MR16-G5-73830_01212016154637_6449396 | 2257212
Core Products Canada Ltd. | Core | MR16-G5-73840 | MR16-G5-73840 |  | MR16 | Reflector (Flood/Spot) | GU5.3 | Directional | LED | 5 | 50 | 48 | 50 | 1356 |  | 38 | 500 | 6.5 | 76.9 | No | 25000 | 4000 | 82 | 6 | 0.9 | -40 | Dimmable | 10% |  | Damp Location Rated,Not for Use in Enclosed Fixtures |  |  |  | 2015-01-01 | 2016-03-18 | United States, Canada | ES_1099259_MR16-G5-73840_03162016104927_4516412 | 2262616
Core Products Canada Ltd. | Core | PAR16-G5-73830 | PAR16-G5-73830 |  | PAR16 | Reflector (Flood/Spot) | E26 (Medium) | Directional | LED | 5 | 50 | 72 | 50 | 1176 |  | 38 | 500 | 6.5 | 76.9 | No | 25000 | 3000 | 84 | 17 | 0.9 | -40 | Dimmable | 10% |  | Damp Location Rated,Not for Use in Enclosed Fixtures |  |  |  | 2015-01-01 | 2016-01-22 | Canada | ES_1099259_PAR16-G5-73830_01212016155900_3209955 | 2257214
Core Products Canada Ltd. | Core | PAR16-G5-73840 | PAR16-G5-73840 |  | PAR16 | Reflector (Flood/Spot) | E26 (Medium) | Directional | LED | 5 | 50 | 54 | 50 | 1296 |  | 35 | 500 | 6.5 | 76.9 | No | 25000 | 4000 | 83 | 13 | 0.9 | -40 | Dimmable | 50% | No | Damp Location Rated | No |  |  | 2015-01-01 | 2016-06-27 | Canada | ES_1099259_PAR16-G5-73840_06242016101411_3314630 | 2270763
Core Products Canada Ltd. | Core | PAR20-G5-74030 | PAR20-G5-74030 |  | PAR20 | Reflector (Flood/Spot) | E26 (Medium) | Directional | LED | 5 | 50 | 85 | 63 | 836 |  | 40 | 470 | 7 | 67.1 | No | 25000 | 3000 | 92 | 63 | 0.9 | -40 | Dimmable | 10% |  | Damp Location Rated,Not for Use in Enclosed Fixtures |  |  |  | 2015-01-01 | 2016-02-17 | Canada | ES_1099259_PAR20-G5-74030_02172016093845_2671014 | 2260201
Core Products Canada Ltd. | Core | PAR20-G5-74040 | PAR20-G5-74040 |  | PAR20 | Reflector (Flood/Spot) | E26 (Medium) | Directional | LED | 5 | 50 | 85 | 63 | 865 |  | 40 | 470 | 7.1 | 66.2 | No | 25000 | 4000 | 95 | 82 | 0.9 | -40 | Dimmable | 10% |  | Damp Location Rated,Not for Use in Enclosed Fixtures |  |  |  | 2015-01-01 | 2016-02-17 | Canada | ES_1099259_PAR20-G5-74040_02172016101016_4393579 | 2260202
Core Products Canada Ltd. | Core | PAR30-G5-114030 | PAR30-G5-114030 |  | PAR30L | Reflector (Flood/Spot) | E26 (Medium) | Directional | LED | 5 | 75 | 119 | 94 | 1438 |  | 40 | 800 | 11 | 72.7 | No | 25000 | 3000 | 93 | 65 | 0.9 | -40 | Dimmable | 10% |  | Damp Location Rated,Not for Use in Enclosed Fixtures |  |  |  | 2015-01-01 | 2015-12-24 | Canada | ES_1099259_PAR30-G5-114030_12222015102831_8247186 | 2255577
Core Products Canada Ltd. | Core | PAR30-G5-114040 | PAR30-G5-114040 |  | PAR30L | Reflector (Flood/Spot) | E26 (Medium) | Directional | LED | 5 | 75 | 119 | 94 | 1491 |  | 40 | 800 | 11 | 72.7 | No | 25000 | 4000 | 95 | 82 | 0.9 | -40 | Dimmable | 10% |  | Damp Location Rated,Not for Use in Enclosed Fixtures |  |  |  | 2015-01-01 | 2015-12-24 | Canada | ES_1099259_PAR30-G5-114040_12222015103532_5656854 | 2255578
Core Products Canada Ltd. | Core | PAR38-G5-174030 | PAR38-G5-174030 |  | PAR38 | Reflector (Flood/Spot) | E26 (Medium) | Directional | LED | 5 | 100 | 130 | 120 | 1956 |  | 40 | 1200 | 17 | 70.6 | No | 25000 | 3000 | 92 | 60 | 0.9 | -40 | Dimmable | 10% |  | Damp Location Rated,Not for Use in Enclosed Fixtures |  |  |  | 2015-01-01 | 2015-12-24 | Canada | ES_1099259_PAR38-G5-174030_12222015101742_8889734 | 2255579
Core Products Canada Ltd. | Core | PAR38-G5-174040 | PAR38-G5-174040 |  | PAR38 | Reflector (Flood/Spot) | E26 (Medium) | Directional | LED | 5 | 100 | 130 | 120 | 1950 |  | 40 | 1200 | 17 | 70.6 | No | 25000 | 4000 | 95 | 82 | 0.9 | -40 | Dimmable | 10% |  | Damp Location Rated,Not for Use in Enclosed Fixtures |  |  |  | 2015-01-01 | 2015-12-24 | Canada | ES_1099259_PAR38-G5-174040_12222015104457_2036401 | 2255580
Core Products Canada Ltd. | CORE PRODUCT | LED lamps | A19-930 |  | A19 | General Purpose Replacement | E26 (Medium) | Omnidirectional | LED | 3 | 60 | 111.4 | 59.9 |  |  |  | 834 | 9 | 104 | No | 25000 | 3000 | 81 | 4 | 0.9 | -20 | Dimmable | 20% |  | Not for Use in Enclosed Fixtures |  |  |  | 2016-02-03 | 2016-01-29 | United States, Canada | ES_1099259_A19-930_02032016101447_3334947 | 2257747
Core Products Canada Ltd. | CORE PRODUCT | LED lamps | A19-940 |  | A19 | General Purpose Replacement | E26 (Medium) | Omnidirectional | LED | 3 | 60 | 111.4 | 59.9 |  |  |  | 906 | 9 | 107 | No | 25000 | 4000 | 84 | 10 | 0.9 | -20 | Dimmable | 20% |  | Not for Use in Enclosed Fixtures |  |  |  | 2016-02-03 | 2016-01-29 | United States, Canada | ES_1099259_A19-940_02032016101447_8757594 | 2257748
Core Products Canada Ltd. | CORE PRODUCT | LED lamps | A19-950 |  | A19 | General Purpose Replacement | E26 (Medium) | Omnidirectional | LED | 3 | 60 | 111.4 | 59.9 |  |  |  | 962 | 9 | 110 | No | 25000 | 5000 | 81 | 2 | 0.9 | -20 | Dimmable | 20% |  | Not for Use in Enclosed Fixtures |  |  |  | 2016-02-03 | 2016-01-29 | United States, Canada | ES_1099259_A19-950_02032016101447_9870183 | 2257749
CREATIVE LIGHTS CORP. | Creative Lights Corp. | LED Lamps | CL-GU10-5W |  | PAR16 | Reflector (Flood/Spot) | GU10 | Directional | LED | 3 | 60 | 67.6 | 49.4 | 806 |  | 38 | 440 | 5 | 103.1 | No | 25000 | 3000 | 82 | 13 | 0.6 | -25 |  |  |  | None |  |  |  | 2015-07-27 | 2015-09-10 | Canada | ES_1133468_CL-GU10-5W_09102015145004_2688895 | 2247698
CREATIVE LIGHTS CORP. | Creative Lights Corp. | LED Lamps | CL-HR16-5W |  | PAR16 | Reflector (Flood/Spot) | GU10 | Directional | LED | 3 | 60 | 63.5 | 49.5 | 722 |  | 38 |  | 5 | 84 | No | 25000 | 3000 | 82 | 14 | 0.6 | -25 |  |  |  | None |  |  |  | 2015-07-27 | 2015-09-21 | Canada | ES_1133468_CL-HR16-5W_10012015150730_6687719 | 2249030
CREATIVE LIGHTS CORP. | Creative Lights Corp. | LED Lamps | CL-PAR20-7W |  | PAR20 | Reflector (Flood/Spot) | E26 (Medium) | Directional | LED | 3 | 50 | 82 | 61 | 1061 |  | 40 | 530 | 7 | 75.7 | No | 25000 | 3000 | 81 | 10 | 0.7 | -20 |  |  |  | None |  |  |  | 2015-07-27 | 2015-09-10 | Canada | ES_1133468_CL-PAR20-7W_09102015145020_8316701 | 2247696
CREATIVE LIGHTS CORP. | Creative Lights Corp. | LED Lamps | CL-PAR20-7W |  | PAR20 | Reflector (Flood/Spot) | E26 (Medium) | Directional | LED | 3 | 50 | 82 | 61 | 1247 |  | 40 | 530 | 7 | 75.7 | No | 25000 | 6500 | 84 | 14 | 0.7 | -20 |  |  |  | None |  |  |  | 2015-07-27 | 2015-09-10 | Canada | ES_1133468_CL-PAR20-7W_09102015145020_8871976 | 2247697
CREATIVE LIGHTS CORP. | Creative Lights Corp. | LED Lamps | CL-PAR30-10W |  | PAR30L | Reflector (Flood/Spot) | E26 (Medium) | Directional | LED | 3 | 65 | 110 | 108 | 845 |  | 50 | 780 | 10 | 78 | No | 25000 | 6500 | 84 | 19 | 0.7 | -20 |  |  |  | None |  |  |  | 2015-07-27 | 2015-09-10 | Canada | ES_1133468_CL-PAR30-10W_09102015145033_3850210 | 2247695
CREATIVE LIGHTS CORP. | Creative Lights Corp. | LED Lamps | CL-PAR30-10W |  | PAR30L | Reflector (Flood/Spot) | E26 (Medium) | Directional | LED | 3 | 65 | 110 | 108 | 915 |  | 50 | 780 | 10 | 78 | No | 25000 | 3000 | 81 | 12 | 0.7 | -20 |  |  |  | None |  |  |  | 2015-07-27 | 2015-09-10 | Canada | ES_1133468_CL-PAR30-10W_09102015145033_4546319 | 2247694
CREATIVE LIGHTS CORP. | Creative Lights Corp. | LED Lamps | CL-PAR30-15W |  | PAR30 | Reflector (Flood/Spot) | E26 (Medium) | Directional | LED | 3 | 100 | 92.5 | 118 | 2266 |  | 40 | 1115 | 15 | 74.9 | No | 25000 | 3000 | 82 | 12 | 1 | -25 | Dimmable | 10% |  | None |  |  |  | 2015-07-27 | 2015-09-17 | Canada | ES_1133468_CL-PAR30-15W_09222015140708_6177689 | 2248302
Conglom, Inc. | Luminus | PLYC1415 | PLYC1415 | ,PLYC1415,5000K | A21 | General Purpose Replacement | E26 (Medium) | Omnidirectional | LED | 3 | 100 | 130.9 | 69.7 |  |  |  | 1600 | 16 | 100 | No | 15000 | 5000 | 85 | 27 | 0.9 | -40 | Dimmable | 9% | Yes | Recessed Fixtures | No |  |  | 2016-01-01 | 2016-10-21 | United States, Canada | ES_98337_PLYC1415_09092016174412_2025110 | 2282004
Conglom, Inc. | Luminus | PLYC1462 | PLYC1462 |  | A21 | General Purpose Replacement | E26d | Omnidirectional | LED | 3 | 100 | 134.8 | 71.7 |  |  |  | 1600 | 15 | 106.7 | Yes | 25000 | 2700 | 83 | 9 | 0.9 | -40 |  |  | No | Damp Location Rated | No |  |  | 2016-07-28 | 2016-07-28 | United States, Canada | ES_98337_PLYC1462_07282016101551_1024050 | 2273708
Conglom, Inc. | Luminus | PLYC1472 | PLYC1472 |  | A21 | General Purpose Replacement | E26 (Medium) | Omnidirectional | LED | 10 | 100 | 136 | 72 |  |  |  | 1600 | 17 | 94.1 | Yes | 25000 | 2700 | 82 | 11 | 0.9 | -20 |  |  |  | Damp Location Rated,Not for Use in Enclosed Fixtures |  |  |  | 2015-01-01 | 2015-08-18 | United States, Canada | ES_98337_PLYC1472_08182015151027_975915 | 2245903
Conglom, Inc. | Luminus | PLYC1482 | PLYC1482 |  | A21 | General Purpose Replacement | E26 (Medium) | Omnidirectional | LED | 3 | 100 | 131.7 | 69.8 |  |  |  | 1600 | 15 | 106.7 | No | 25000 | 2700 | 82 | 8 | 1 | -40 | Dimmable | 10% |  | Damp Location Rated,Not for Use in Enclosed Fixtures |  |  |  | 2015-04-25 | 2015-05-11 | United States, Canada | ES_98337_PLYC1482_05112015050950_1023808 | 2239122
Conglom, Inc. | Luminus | PLYC1485 | PLYC1485 |  | A21 | General Purpose Replacement | E26 (Medium) | Omnidirectional | LED | 3 | 100 | 131.7 | 69.8 |  |  |  | 1600 | 14.7 | 106.7 | No | 25000 | 5000 | 84 | 16 | 0.9 | -40 | Dimmable | 10% |  | Damp Location Rated,Not for Use in Enclosed Fixtures |  |  |  | 2015-04-25 | 2015-05-12 | United States, Canada | ES_98337_PLYC1485_05122015034730_1023809 | 2239187
Conglom, Inc. | Luminus | PLYC1512 | PLYC1512 |  | G25 | Globe | E26 (Medium) | Omnidirectional | LED | 3 | 40 | 123 | 79.9 |  |  |  | 450 | 6 | 75 | No | 25000 | 2700 | 82 | 16 | 0.7 | -40 | Dimmable | 9% |  | None |  |  |  | 2014-07-20 | 2014-07-28 | United States, Canada | ES_98337_PLYC1512_07292014104841_1023644 | 2216603
Conglom, Inc. | Luminus | PLYC1532 | PLYC1532 |  | G25 | Globe | E26 (Medium) | Decorative | LED | 3 | 40 | 113.1 | 87.6 |  |  |  | 400 | 6 | 66.7 | No | 25000 | 2700 | 82 | 7 | 0.9 | -40 | Dimmable | 10% |  | Damp Location Rated,Not for Use in Enclosed Fixtures |  |  |  | 2015-03-20 | 2015-03-20 | United States, Canada | ES_98337_PLYC1532_03202015051950_1023781 | 2234993
Conglom, Inc. | Luminus | PLYC1622 | PLYC1622 |  | Decorative: Other | Decorative | E26 (Medium) | Decorative | LED | 3 | 40 | 82.7 | 49.8 |  |  |  | 350 | 5 | 70 | No | 25000 | 2700 | 82 | 16 | 0.7 | -40 | Dimmable | 8% |  | None |  |  |  | 2014-07-20 | 2014-07-28 | United States, Canada | ES_98337_PLYC1622_07292014105221_1023644 | 2216604
Conglom, Inc. | Luminus | PLYC1642 | PLYC1642 |  | Decorative: Other | Decorative | E12 (Candelabra) | Decorative | LED | 3 | 40 | 78.4 | 50.2 |  |  |  | 350 | 5 | 70 | No | 25000 | 2700 | 80 | 1 | 0.9 | -40 | Dimmable | 10% |  | Damp Location Rated,Not for Use in Enclosed Fixtures |  |  |  | 2015-09-10 | 2015-12-21 | United States, Canada | ES_98337_PLYC1642_12222015050220_1023945 | 2255355
Conglom, Inc. | Luminus | PLYC1712 | PLYC1712 | ,PLYC1712,2700K; ,PLYC17122,2700K; ,PLYC1715,5000K; ,PLYC17152,5000K | A19 | General Purpose Replacement | E26 (Medium) | Omnidirectional | LED | 3 | 75 | 112 | 60 |  |  |  | 1100 | 11 | 100 | No | 25000 | 2700 | 82 | 7 | 0.9 | -40 | Dimmable | 10% | No | Damp Location Rated | No |  |  | 2016-01-01 | 2016-09-14 | United States, Canada | ES_98337_PLYC1712_07272016094435_3411489 | 2279087
Conglom, Inc. | Luminus | PLYC2123 | PLYC2123 |  | PAR16 | Reflector (Flood/Spot) | GU10 | Directional | LED | 3 | 50 | 50.7 | 49.8 | 547 |  | 40 | 325 | 4.5 | 72.2 | No | 25000 | 3000 | 82 | 6 | 0.9 | -40 | Dimmable | 10% |  | Damp Location Rated,Not for Use in Enclosed Fixtures |  |  |  | 2015-07-10 | 2015-07-24 | United States, Canada | ES_98337_PLYC2123_07242015115111_1023863 | 2244453
Conglom, Inc. | Luminus | PLYC2123R | PLYC2123R |  | PAR16 | Reflector (Flood/Spot) | GU10 | Directional | LED | 3 | 50 | 50.7 | 49.8 | 547 |  | 40 | 325 | 4.5 | 72.2 | No | 25000 | 3000 | 82 | 6 | 0.9 | -40 |  |  |  | Damp Location Rated,Not for Use in Enclosed Fixtures |  |  |  | 2015-07-20 | 2015-08-17 | United States, Canada | ES_98337_PLYC2123R_08172015033620_1023873 | 2245881
Conglom, Inc. | Luminus | PLYC2133 | PLYC2133 | ,PLYC2133,3000K,40°,GU10; ,PLYC2133R,3000K,40°,GU10; ,PLYC2843,3000K,40°,E26 | PAR16 | Reflector (Flood/Spot) | GU10 | Directional | LED | 3 | 50 | 49.5 | 46.9 | 691 |  | 40 | 350 | 5 | 70 | No | 25000 | 3000 | 82 | 5 | 0.8 | 93 | Dimmable | 3% | Yes | Damp Location Rated | No |  |  | 2016-01-01 | 2016-09-14 | United States, Canada | ES_98337_PLYC2133_07272016094435_3896676 | 2279083
Conglom, Inc. | Luminus | PLYC2133R | PLYC2133R |  | PAR16 | Reflector (Flood/Spot) | GU10 | Directional | LED | 3 | 50 | 47 | 49 | 731 |  | 40 | 400 | 5.5 | 72.7 | No | 25000 | 3000 | 84 | 13 | 0.9 | -40 | Dimmable | 40% | No | Damp Location Rated | No |  |  | 2016-01-01 | 2016-08-10 | United States, Canada | ES_98337_PLYC2133R_07272016095251_5865899 | 2274505
Conglom, Inc. | Luminus | PLYC2313 | PLYC2313 |  | PAR16 | Reflector (Flood/Spot) | GU10 | Directional | LED | 3 | 60 | 54.5 | 50.2 | 1000 |  | 40 | 520 | 7 | 74.3 | No | 25000 | 3000 | 82 | 5 | 0.9 | -20 | Dimmable | 10% |  | Damp Location Rated,Not for Use in Enclosed Fixtures |  |  |  | 2015-07-23 | 2015-07-23 | United States | ES_98337_PLYC2313_07242015063110_1023862 | 2244459
Conglom, Inc. | Luminus | PLYC2323 | PLYC2323 |  | PAR16 | Reflector (Flood/Spot) | GU10 | Directional | LED | 3 | 60 | 54.5 | 50.2 | 1000 |  | 40 | 475 | 7 | 67.9 | No | 25000 | 3000 | 82 | 5 | 0.9 | -40 | Dimmable | 10% |  | Damp Location Rated,Not for Use in Enclosed Fixtures |  |  |  | 2015-10-01 | 2015-10-01 | United States, Canada | ES_98337_PLYC2323_10012015042620_1023906 | 2249057
Conglom, Inc. | Luminus | PLYC2333 | PLYC2333 | ,PLYC2333,1 pack; ,PLYC23332,1 pack; ,PLYC23336,1 pack | PAR16 | Reflector (Flood/Spot) | GU10 | Directional | LED | 3 | 60 | 47 | 49.5 | 863 |  | 40 | 500 | 6.5 | 76.9 | No | 25000 | 3000 | 83 | 11 | 0.9 | -40 | Dimmable | 50% | No | Damp Location Rated | No |  |  | 2016-01-01 | 2016-08-09 | United States, Canada | ES_98337_PLYC2333_07272016095251_5865899 | 2274437
Conglom, Inc. | Luminus | PLYC2396 | PLYC2396 |  | PAR16 | Reflector (Flood/Spot) | GU10 | Directional | LED | 3 | 60 | 54.5 | 50.2 | 1000 |  | 40 | 475 | 7 | 67.9 | No | 25000 | 3000 | 82 | 5 | 0.9 | -40 | Dimmable | 10% |  | Damp Location Rated,Not for Use in Enclosed Fixtures |  |  |  | 2015-10-01 | 2015-10-01 | United States, Canada | ES_98337_PLYC2396_10012015042110_1023906 | 2249056
Conglom, Inc. | Luminus | PLYC2633 | PLYC2633 | ,PLYC2633,3000K; ,PLYC2635,5000K | MR16 | Reflector (Flood/Spot) | GU5.3 | Directional | LED | 3 | 50 | 48 | 50 |  |  |  | 500 | 6.5 | 76.9 | No | 25000 | 3000 | 82 | 7 | 0.7 | -40 | Dimmable | 50% | No | Damp Location Rated | No |  |  | 2016-01-01 | 2016-08-08 | United States, Canada | ES_98337_PLYC2633_07272016095251_5865899 | 2274360
Conglom, Inc. | Luminus | PLYC2633 | PLYC2633 |  | MR16 | Reflector (Flood/Spot) | GU5.3 | Directional | LED | 3 | 50 | 48 | 50 | 1302 |  | 38 | 500 | 6.5 | 76.9 | No | 25000 | 3000 | 82 | 7 | 0.7 | -40 | Dimmable | 10% |  | Damp Location Rated,Not for Use in Enclosed Fixtures |  |  |  | 2015-01-01 | 2016-03-18 | United States, Canada | ES_98337_PLYC2633_03162016093502_5878412 | 2262617
Cree, Inc. | Cree LED Bulb | Cree LED Bulb | SA21-16050MDFD-12DE26-1-11 |  | A21 | General Purpose Replacement | E26 (Medium) | Omnidirectional | LED | 10 | 100 | 114 | 70 |  |  |  | 1700 | 15 | 113.3 | No | 15000 | 5000 | 86 | 22 | 0.9 | -25 | Dimmable | 5% | No | Damp Location Rated,Not for Use in Recessed Fixtures | No |  |  | 2016-06-15 | 2016-07-18 | United States | ES_1115079_SA21-16050MDFD-12DE26-1-11_07182016202638_3598571 | 2272613
Cree, Inc. | Cree LED Bulb | Cree LED Bulb | SA21-16050MDFD-12DE26-1-21 |  | A21 | General Purpose Replacement | E26 (Medium) | Omnidirectional | LED | 10 | 100 | 114 | 70 |  |  |  | 1700 | 15 | 113.3 | No | 15000 | 5000 | 86 | 22 | 0.9 | -25 | Dimmable | 5% | No | Damp Location Rated,Not for Use in Recessed Fixtures | No |  |  | 2016-06-15 | 2016-07-18 | Canada | ES_1115079_SA21-16050MDFD-12DE26-1-21_07182016202709_3629872 | 2272614
Cree, Inc. | Cree LED Bulb | Cree LED Bulb | SB13-03427MDCH-12GE12-1-12 |  | B13 | Decorative | E12 (Candelabra) | Decorative | LED | 10 | 40 | 108 | 38 |  |  |  | 345 | 5 | 69 | No | 25000 | 2700 | 90 | 46 | 0.9 | -25 | Dimmable | 5% | Yes | Damp Location Rated,Dim to Warm,Recessed Fixtures | No |  |  | 2016-06-15 | 2016-07-18 | United States | ES_1115079_SB13-03427MDCH-12GE12-1-12_07182016152718_5638907 | 2272576
Cree, Inc. | Cree LED Bulb | Cree LED Bulb | SB13-03427MDCH-12GE12-1-22 |  | B13 | Decorative | E12 (Candelabra) | Decorative | LED | 10 | 40 | 108 | 38 |  |  |  | 345 | 5 | 69 | No | 25000 | 2700 | 90 | 46 | 0.9 | -25 | Dimmable | 5% | Yes | Damp Location Rated,Dim to Warm,Recessed Fixtures | No |  |  | 2016-06-15 | 2016-07-18 | Canada | ES_1115079_SB13-03427MDCH-12GE12-1-22_07182016152729_5649711 | 2272577
Cree, Inc. | Cree MR16 True White Lamp | Cree MR16 True White Lamp | MR16-50-30K-25D |  | MR16 | Reflector (Flood/Spot) | GU5.3 | Directional | LED | 3 | 50 | 50.8 | 50.8 | 2567 |  | 25 | 589 | 8.9 | 66.3 | No | 25000 | 3000 | 92 | 57 | 0.9 | -25 | Dimmable | 19% |  | Damp Location Rated |  |  |  | 2014-08-28 | 2014-09-18 | United States, Canada | ES_1115079_MR16-50-30K-25D_09182014160018_6018544 | 2219792
Cree, Inc. | Cree MR16 True White Lamp | Cree MR16 True White Lamp | MR16-50-30K-40D |  | MR16 | Reflector (Flood/Spot) | GU5.3 | Directional | LED | 3 | 50 | 50.8 | 50.8 | 1285 |  | 40 | 515 | 8.4 | 61.1 | No | 25000 | 3000 | 93 | 61 | 0.9 | -25 | Dimmable | 19% |  | Damp Location Rated |  |  |  | 2014-08-28 | 2014-09-18 | United States, Canada | ES_1115079_MR16-50-30K-40D_09182014155951_5991854 | 2219791
Cree, Inc. | LRP38-10L | LRP38-10L | LRP38-10L-27K-12D |  | PAR38 | Reflector (Flood/Spot) | E26 (Medium) | Directional | LED | 3 | 85 | 129 | 122 | 14630 |  | 25 | 950 | 13.5 | 70.4 | No | 50000 | 2700 | 92 | 95 | 0.9 | -25 | Dimmable | 10% |  | Damp Location Rated,Enclosed Fixtures,Recessed Fixtures |  |  |  | 2012-07-15 | 2014-10-27 | United States | ES_1115079_LRP38-10L-27K-12D_10272014193714_8634603 | 2223671
Cree, Inc. | LRP38-10L | LRP38-10L | LRP38-10L-27K-12D-GU24 |  | PAR38 | Reflector (Flood/Spot) | GU24 | Directional | LED | 3 | 85 | 129 | 122 | 14630 |  | 25 | 950 | 13.5 | 70.4 | No | 50000 | 2700 | 92 | 95 | 0.9 | -25 | Dimmable | 10% |  | Damp Location Rated,Enclosed Fixtures,Recessed Fixtures |  |  |  | 2012-07-15 | 2014-10-27 | United States | ES_1115079_LRP38-10L-27K-12D-GU24_10272014193741_8661748 | 2223672
Cree, Inc. | LRP38-10L | LRP38-10L | LRP38-10L-27K-25D |  | PAR38 | Reflector (Flood/Spot) | E26 (Medium) | Directional | LED | 3 | 85 | 129 | 122 | 3939 |  | 25 | 950 | 13.5 | 70.4 | No | 50000 | 2700 | 92 | 95 | 0.9 | -25 | Dimmable | 10% |  | Damp Location Rated,Enclosed Fixtures,Recessed Fixtures |  |  |  | 2012-07-15 | 2014-10-27 | United States | ES_1115079_LRP38-10L-27K-25D_10272014193525_8525662 | 2223667
Cree, Inc. | LRP38-10L | LRP38-10L | LRP38-10L-27K-25D-GU24 |  | PAR38 | Reflector (Flood/Spot) | GU24 | Directional | LED | 3 | 85 | 129 | 122 | 3939 |  | 25 | 950 | 13.5 | 70.4 | No | 50000 | 2700 | 92 | 95 | 0.9 | -25 | Dimmable | 10% |  | Damp Location Rated,Enclosed Fixtures,Recessed Fixtures |  |  |  | 2012-07-15 | 2014-10-27 | United States | ES_1115079_LRP38-10L-27K-25D-GU24_10272014193550_8550990 | 2223668
Cree, Inc. | LRP38-10L | LRP38-10L | LRP38-10L-30K-12D |  | PAR38 | Reflector (Flood/Spot) | E26 (Medium) | Directional | LED | 3 | 90 | 129 | 122 | 14630 |  | 25 | 1000 | 13.5 | 74.1 | No | 50000 | 3000 | 94 | 91 | 0.9 | -25 | Dimmable | 10% |  | Damp Location Rated,Enclosed Fixtures,Recessed Fixtures |  |  |  | 2012-07-15 | 2014-10-27 | United States | ES_1115079_LRP38-10L-30K-12D_10272014193805_8685539 | 2223673
Cree, Inc. | LRP38-10L | LRP38-10L | LRP38-10L-30K-12D-GU24 |  | PAR38 | Reflector (Flood/Spot) | GU24 | Directional | LED | 3 | 90 | 129 | 122 | 14630 |  | 25 | 1000 | 13.5 | 74.1 | No | 50000 | 3000 | 94 | 91 | 0.9 | -25 | Dimmable | 10% |  | Damp Location Rated,Enclosed Fixtures,Recessed Fixtures |  |  |  | 2012-07-15 | 2014-10-27 | United States | ES_1115079_LRP38-10L-30K-12D-GU24_10272014193829_8709537 | 2223674
Cree, Inc. | LRP38-10L | LRP38-10L | LRP38-10L-30K-25D |  | PAR38 | Reflector (Flood/Spot) | E26 (Medium) | Directional | LED | 3 | 90 | 129 | 122 | 3883 |  | 25 | 1000 | 13.5 | 74.1 | No | 50000 | 3000 | 94 | 91 | 0.9 | -25 | Dimmable | 10% |  | Damp Location Rated,Enclosed Fixtures,Recessed Fixtures |  |  |  | 2012-07-15 | 2014-10-27 | United States | ES_1115079_LRP38-10L-30K-25D_10272014193614_8574094 | 2223669
Cree, Inc. | LRP38-10L | LRP38-10L | LRP38-10L-30K-25D-GU24 |  | PAR38 | Reflector (Flood/Spot) | GU24 | Directional | LED | 3 | 90 | 129 | 122 | 3883 |  | 25 | 1000 | 13.5 | 74.1 | No | 50000 | 3000 | 94 | 91 | 0.9 | -25 | Dimmable | 10% |  | Damp Location Rated,Enclosed Fixtures,Recessed Fixtures |  |  |  | 2012-07-15 | 2014-10-27 | United States | ES_1115079_LRP38-10L-30K-25D-GU24_10272014193646_8606975 | 2223670
CSK | CSK | A19 | CSB-EG27K-O10IUA | ,,CSB-EG27K-O10IUA | A19 | General Purpose Replacement | E26 (Medium) | Omnidirectional | LED | 3 | 60 | 117 | 60 |  |  |  | 800 | 9.5 | 84.2 | No | 25000 | 2700 | 82 | 8 | 0.9 | -20 | Dimmable | 10% |  | Not for Use in Enclosed Fixtures |  |  |  | 2016-02-01 | 2016-01-22 | United States | ES_1135633_CSB-EG27K-O10IUA_01272016141112_6117166 | 2257349
CSK | CSK | A19006UD-W3A | CSB-EG27K-O07IUA |  | A19 | General Purpose Replacement | E26 (Medium) | Omnidirectional | LED | 3 | 40 | 109.5 | 60 |  |  |  | 450 | 6 | 75 | No | 25000 | 2700 | 82 | 7 | 0.9 | -20 | Dimmable | 20% |  | Damp Location Rated,Not for Use in Enclosed Fixtures |  |  |  | 2016-02-10 | 2016-02-10 | United States, Canada | ES_1135633_CSB-EG27K-O07IUA_02172016122441_1023967 | 2260234
CSK | CSK | BR30 | CSR-EG27K-F07IUA | ,,CSR-EG27K-F07IUA | BR30 | Reflector (Flood/Spot) | E26 (Medium) | Directional | LED | 3 | 65 | 133 | 95.6 | 330 |  |  | 800 | 9.5 | 84.2 | No | 25000 | 2700 | 81 | 7 | 1 | -20 | Dimmable | 10% |  | None |  |  |  | 2016-02-01 | 2016-01-22 | United States | ES_1135633_CSR-EG27K-F07IUA_01272016140712_4564896 | 2257348
Globe Electric Inc. | Globe | B-7W E26 | 26 |  | Decorative: Other | Decorative | E26 (Medium) | Decorative | CFL | 9 | 40 | 115 | 36 |  | 2.5 |  | 300 | 7 | 42.9 | No | 10000 | 2700 | 82 | -9 | 0.5 | -15 |  |  |  | None |  |  |  | 2015-01-26 | 2015-02-02 | Canada | ES_1056386_00026_03102015040215_7001901 | 2234449
CSK | CSK | MR16 | CSM-GG27K-408IUA | ,,CSM-GG27K-408IUA | MR16 | Reflector (Flood/Spot) | GU5.3 | Directional | LED | 3 | 50 | 49.9 | 50.1 | 1320 |  | 40 |  | 8 | 72.5 | No | 25000 | 2700 | 82 | 17 | 1 | -20 | Dimmable | 10% |  | Not for Use in Enclosed Fixtures |  |  |  | 2016-02-01 | 2016-02-02 | United States | ES_1135633_CSM-GG27K-408IUA_02032016105932_2084939 | 2257743
CSK | CSK | PAR20 | CSP-EG27K-407IUA | ,,CSP-EG27K-407IUA | PAR20 | Reflector (Flood/Spot) | E26 (Medium) | Directional | LED | 3 | 45 | 85.1 | 63 | 598 |  | 40 |  | 7 | 67.9 | No | 25000 | 2700 | 82 | 10 | 1 | -20 | Dimmable | 10% |  | Not for Use in Enclosed Fixtures |  |  |  | 2016-02-01 | 2016-02-04 | United States | ES_1135633_CSP-EG27K-407IUA_02052016133525_8063142 | 2257931
CSK | CSK | R20 | CSR-EG27K-F06IUA | ,,CSR-EG27K-F06IUA | R20 | Reflector (Flood/Spot) | E26 (Medium) | Directional | LED | 3 | 45 | 96.3 | 63.5 | 144 |  |  | 480 | 6.5 | 73.8 | No | 25000 | 2700 | 82 | 12 | 1 | -20 | Dimmable | 10% |  | Not for Use in Enclosed Fixtures |  |  |  | 2016-02-01 | 2016-02-02 | United States | ES_1135633_CSR-EG27K-F06IUA_02032016105835_7902188 | 2257742
Curtis Mathes Inc | Curtis Mathes | 12W Omni-directional A19 LED Light Bulb | CMA19-1301 |  | A19 | General Purpose Replacement | E26 (Medium) | Omnidirectional | LED | 10 | 60 | 107 | 62 |  |  |  | 800 | 12 | 66.7 | No | 25000 | 2700 | 83 | 14 | 1 | -18 | Dimmable | 5% |  | None |  |  |  | 2014-08-10 | 2014-07-29 | United States | ES_1129318_CMA19-1301_07292014130616_4625045 | 2216562
Curtis Mathes Inc | Curtis Mathes | 7.5W Omni-directional A19 LED Light Bulb | CMA19-1101 |  | A19 | General Purpose Replacement | E26 (Medium) | Omnidirectional | LED | 10 | 40 | 107 | 62 |  |  |  | 450 | 7.5 | 60 | No | 25000 | 2700 | 82 | 14 | 0.7 | -18 | Dimmable | 5% |  | None |  |  |  | 2014-08-10 | 2014-07-29 | United States | ES_1129318_CMA19-1101_07292014130447_2159158 | 2216563
Curtis Mathes Inc | Curtis Mathes | CMA19-1309-827 | CMA19-1309-827 |  | A19 | General Purpose Replacement | E26 (Medium) | Omnidirectional | LED | 3 | 60 | 116.5 | 60 |  |  |  | 800 | 9.5 | 84.2 | No | 25000 | 2700 | 82 | 8 | 1 | -20 | Dimmable | 10% | No | Damp Location Rated,Not for Use in Recessed Fixtures | No |  |  | 2016-10-01 | 2016-10-14 | United States, Canada | ES_1129318_CMA19-1309-827_10172016021349_0429205 | 2281518
Curtis Mathes Inc | Curtis Mathes | CMA19-1309-830 | CMA19-1309-830 |  | A19 | General Purpose Replacement | E26 (Medium) | Omnidirectional | LED | 3 | 60 | 116.5 | 60 |  |  |  | 800 | 9.5 | 84.2 | No | 25000 | 3000 | 84 | 14 | 1 | -20 | Dimmable | 10% | No | Damp Location Rated,Not for Use in Recessed Fixtures | No |  |  | 2016-10-01 | 2016-10-14 | United States, Canada | ES_1129318_CMA19-1309-830_10172016021407_0447077 | 2281519
Curtis Mathes Inc | Curtis Mathes | CMA19-1309-840 | CMA19-1309-840 |  | A19 | General Purpose Replacement | E26 (Medium) | Omnidirectional | LED | 3 | 60 | 116.5 | 60 |  |  |  | 800 | 9.5 | 84.2 | No | 25000 | 4000 | 83 | 9 | 1 | -20 | Dimmable | 10% | No | Damp Location Rated,Not for Use in Recessed Fixtures | No |  |  | 2016-10-01 | 2016-10-14 | United States, Canada | ES_1129318_CMA19-1309-840_10172016021423_0463307 | 2281520
Curtis Mathes Inc | Curtis Mathes | CMA19-1309-850 | CMA19-1309-850 |  | A19 | General Purpose Replacement | E26 (Medium) | Omnidirectional | LED | 3 | 60 | 116.5 | 60 |  |  |  | 800 | 9.5 | 84.2 | No | 25000 | 5000 | 86 | 22 | 1 | -20 | Dimmable | 10% | No | Damp Location Rated,Not for Use in Recessed Fixtures | No |  |  | 2016-10-01 | 2016-10-14 | United States, Canada | ES_1129318_CMA19-1309-850_10172016021443_0483392 | 2281521
Curtis Mathes Inc | Curtis Mathes | CMA19-7503-827 | CMA19-7503-827 |  | A19 | General Purpose Replacement | E26 (Medium) | Omnidirectional | LED | 10 | 75 | 112.1 | 60.1 |  |  |  | 1230 | 11 | 112.4 | No | 25000 | 2700 | 82 | 6 | 0.9 | -18 | Dimmable | 20% | Yes | Damp Location Rated | No |  |  | 2016-07-30 | 2016-08-15 | United States, Canada | ES_1129318_CMA19-7503-827_08162016095005_1005879 | 2275312
Curtis Mathes Inc | Curtis Mathes | CMA19-7503-830 | CMA19-7503-830 |  | A19 | General Purpose Replacement | E26 (Medium) | Omnidirectional | LED | 10 | 75 | 112.2 | 60.1 |  |  |  | 1260 | 11 | 115.7 | No | 25000 | 3000 | 83 | 9 | 0.9 | -18 | Dimmable | 20% | Yes | Damp Location Rated | No |  |  | 2016-07-30 | 2016-08-15 | United States, Canada | ES_1129318_CMA19-7503-830_08162016095016_1016614 | 2275313
Curtis Mathes Inc | Curtis Mathes | CMA19-7503-840 | CMA19-7503-840 |  | A19 | General Purpose Replacement | E26 (Medium) | Omnidirectional | LED | 10 | 75 | 112.1 | 60.1 |  |  |  | 1380 | 11 | 128.5 | No | 25000 | 4000 | 84 | 10 | 0.9 | -18 | Dimmable | 20% | Yes | Damp Location Rated | No |  |  | 2016-07-30 | 2016-08-15 | United States, Canada | ES_1129318_CMA19-7503-840_08162016095025_1025548 | 2275314
Curtis Mathes Inc | Curtis Mathes | CMA19-7503-850 | CMA19-7503-850 |  | A19 | General Purpose Replacement | E26 (Medium) | Omnidirectional | LED | 10 | 75 | 112.1 | 60.1 |  |  |  | 1250 | 11 | 114.2 | No | 25000 | 5000 | 83 | 8 | 0.9 | -18 | Dimmable | 20% | Yes | Damp Location Rated | No |  |  | 2016-07-30 | 2016-08-15 | United States, Canada | ES_1129318_CMA19-7503-850_08162016095034_1034401 | 2275315
Curtis Mathes Inc | Curtis Mathes | CMA19L-1110-827 | CMA19L-1110-827 |  | A19 | General Purpose Replacement | E26 (Medium) | Omnidirectional | LED | 10 | 40 | 112.3 | 64.1 |  |  |  | 470 | 6 | 78.3 | No | 25000 | 2700 | 83 | 13 | 0.9 | -18 | Dimmable | 10% |  | Damp Location Rated,Not for Use in Enclosed Fixtures |  |  |  | 2015-07-15 | 2015-09-16 | United States | ES_1129318_CMA19L-1110-827_09172015054220_1023895 | 2248204
Curtis Mathes Inc | Curtis Mathes | CMA19L-1313-827 | CMA19L-1313-827 |  | A19 | General Purpose Replacement | E26 (Medium) | Omnidirectional | LED | 10 | 60 | 112.3 | 64.9 |  |  |  | 800 | 9 | 88.9 | No | 25000 | 2700 | 82 | 7 | 0.9 | -18 | Dimmable | 10% |  | Damp Location Rated,Not for Use in Enclosed Fixtures |  |  |  | 2015-04-10 | 2015-09-16 | United States | ES_1129318_CMA19L-1313-827_09172015054730_1023895 | 2248205
Curtis Mathes Inc | Curtis Mathes | CMA19L-1313-840 | CMA19L-1313-840 |  | A19 | General Purpose Replacement | E26 (Medium) | Omnidirectional | LED | 10 | 60 | 112.3 | 64.9 |  |  |  | 800 | 9 | 88.9 | No | 25000 | 4000 | 84 | 15 | 0.9 | -18 | Dimmable | 10% |  | Damp Location Rated,Not for Use in Enclosed Fixtures |  |  |  | 2015-08-15 | 2016-04-26 | United States | ES_1129318_CMA19L-1313-840_04272016124441_1024001 | 2265360
Curtis Mathes Inc | Curtis Mathes | CMA21L-1701-827 | CMA21L-1701-827 |  | A21 | General Purpose Replacement | E26 (Medium) | Omnidirectional | LED | 5 | 100 | 131.7 | 69.8 |  |  |  | 1600 | 15 | 106.7 | No | 25000 | 2700 | 82 | 8 | 1 | -18 | Dimmable | 10% |  | Damp Location Rated,Not for Use in Enclosed Fixtures |  |  |  | 2016-04-26 | 2016-04-26 | United States | ES_1129318_CMA21L-1701-827_04272016124001_1024001 | 2265359
Curtis Mathes Inc | Curtis Mathes | CMA21L-1701-850 | CMA21L-1701-850 |  | A21 | General Purpose Replacement | E26 (Medium) | Omnidirectional | LED | 5 | 100 | 131.7 | 69.8 |  |  |  | 1600 | 15 | 106.7 | No | 25000 | 5000 | 84 | 16 | 0.9 | -18 | Dimmable | 10% |  | Damp Location Rated,Not for Use in Enclosed Fixtures |  |  |  | 2016-04-26 | 2016-04-26 | United States | ES_1129318_CMA21L-1701-850_04272016123731_1024001 | 2265358
Curtis Mathes Inc | Curtis Mathes | CMB11-4101-E12 | CMB11-4101-E12 |  | Decorative Candle: Other | Decorative | E12 (Candelabra) | Decorative | LED | 10 | 40 | 97.2 | 35 |  |  |  | 325 | 5 | 65 | No | 25000 | 2700 | 82 | 7 | 0.9 | -20 | Dimmable | 10% |  | Damp Location Rated,Not for Use in Enclosed Fixtures |  |  |  | 2015-03-15 | 2015-04-14 | United States | ES_1129318_CMB11-4101-E12_04142015033110_1023793 | 2237336
Curtis Mathes Inc | Curtis Mathes | CMB11-4101-E12-F | CMB11-4101-E12-F |  | Decorative Candle: Other | Decorative | E12 (Candelabra) | Decorative | LED | 10 | 40 | 98.5 | 35.1 |  |  |  | 325 | 5 | 65 | No | 15000 | 2700 | 83 | 10 | 0.9 | -20 | Dimmable | 10% |  | Damp Location Rated,Not for Use in Enclosed Fixtures |  |  |  | 2016-03-20 | 2016-04-25 | United States | ES_1129318_CMB11-4101-E12-F_04272016120111_1024000 | 2265357
Curtis Mathes Inc | Curtis Mathes | CMB11-4101-E26 | CMB11-4101-E26 |  | Decorative Candle: Other | Decorative | E26 (Medium) | Decorative | LED | 10 | 40 | 97.2 | 35 |  |  |  | 325 | 5 | 65 | No | 25000 | 2700 | 82 | 7 | 0.9 | -20 | Dimmable | 10% |  | Damp Location Rated,Not for Use in Enclosed Fixtures |  |  |  | 2015-03-15 | 2015-04-14 | United States | ES_1129318_CMB11-4101-E26_04142015050110_1023793 | 2237337
Curtis Mathes Inc | Curtis Mathes | CMBR20-2201-827 | CMBR20-2201-827 |  | R20 | Reflector (Flood/Spot) | E26 (Medium) | Directional | LED | 3 | 45 | 96.3 | 63 | 203 |  | 100 | 470 | 6.5 | 75 | No | 25000 | 2700 | 82 | 6 | 0.9 | -18 | Dimmable | 20% | Yes | Damp Location Rated | No |  |  | 2016-10-01 | 2016-10-17 | United States, Canada | ES_1129318_CMBR20-2201-827_10182016024202_8522389 | 2281615
Curtis Mathes Inc | Curtis Mathes | CMBR20-2201-830 | CMBR20-2201-830 |  | R20 | Reflector (Flood/Spot) | E26 (Medium) | Directional | LED | 3 | 45 | 96.4 | 63.2 | 212 |  | 100 | 470 | 6.5 | 75 | No | 25000 | 3000 | 83 | 13 | 0.9 | -18 | Dimmable | 20% | Yes | Damp Location Rated | No |  |  | 2016-10-01 | 2016-10-17 | United States, Canada | ES_1129318_CMBR20-2201-830_10182016024218_8538357 | 2281616
Curtis Mathes Inc | Curtis Mathes | CMBR20-2201-840 | CMBR20-2201-840 |  | R20 | Reflector (Flood/Spot) | E26 (Medium) | Directional | LED | 3 | 45 | 96.6 | 63.1 | 223 |  | 100 | 470 | 6.5 | 75 | No | 25000 | 4000 | 82 | 9 | 0.9 | -18 | Dimmable | 20% | Yes | Damp Location Rated | No |  |  | 2016-10-01 | 2016-10-17 | United States, Canada | ES_1129318_CMBR20-2201-840_10182016024234_8554753 | 2281617
Curtis Mathes Inc | Curtis Mathes | CMBR20-2201-850 | CMBR20-2201-850 |  | R20 | Reflector (Flood/Spot) | E26 (Medium) | Directional | LED | 3 | 45 | 96.6 | 63 | 232 |  | 100 | 470 | 6.5 | 75 | No | 25000 | 5000 | 82 | 8 | 0.9 | -18 | Dimmable | 20% | Yes | Damp Location Rated | No |  |  | 2016-10-01 | 2016-10-17 | United States, Canada | ES_1129318_CMBR20-2201-850_10182016024251_8571984 | 2281618
Curtis Mathes Inc | Curtis Mathes | CMBR20-2504-827 | CMBR20-2504-827 |  | R20 | Reflector (Flood/Spot) | E26 (Medium) | Directional | LED | 10 | 50 | 96.2 | 63.3 |  |  | 120 | 550 | 7.2 | 76.4 | No | 25000 | 2700 | 82 | 8 | 0.9 | -18 | Dimmable | 10% |  | Damp Location Rated,Not for Use in Enclosed Fixtures |  |  |  | 2016-04-26 | 2016-04-26 | United States | ES_1129318_CMBR20-2504-827_04272016123331_1024001 | 2265343
Curtis Mathes Inc | Curtis Mathes | CMBR30-2505-827 | CMBR30-2505-827 |  | BR30 | Reflector (Flood/Spot) | E26 (Medium) | Directional | LED | 10 | 65 | 128.5 | 94.7 |  |  | 120 | 650 | 8.5 | 76.5 | No | 25000 | 2700 | 82 | 8 | 1 | -18 | Dimmable | 10% |  | Damp Location Rated,Not for Use in Enclosed Fixtures |  |  |  | 2015-05-20 | 2016-04-25 | United States | ES_1129318_CMBR30-2505-827_04272016122841_1024000 | 2265342
Curtis Mathes Inc | Curtis Mathes | CMBR30-2505-840 | CMBR30-2505-840 |  | BR30 | Reflector (Flood/Spot) | E26 (Medium) | Directional | LED | 10 | 65 | 128.5 | 94.7 |  |  | 110 | 650 | 8.2 | 79.3 | No | 25000 | 4000 | 84 | 15 | 0.9 | -18 | Dimmable | 10% |  | Damp Location Rated,Not for Use in Enclosed Fixtures |  |  |  | 2015-06-10 | 2016-04-25 | United States | ES_1129318_CMBR30-2505-840_04272016120951_1024000 | 2265339
Curtis Mathes Inc | Curtis Mathes | CMBR40-2506-827 | CMBR40-2506-827 |  | BR40 | Reflector (Flood/Spot) | E26 (Medium) | Directional | LED | 10 | 75 | 158.1 | 120.2 |  |  | 108 | 1050 | 12 | 87.5 | No | 25000 | 2700 | 82 | 10 | 1 | -18 | Dimmable | 10% |  | Damp Location Rated,Not for Use in Enclosed Fixtures |  |  |  | 2015-05-20 | 2016-04-25 | United States | ES_1129318_CMBR40-2506-827_04272016122221_1024000 | 2265341
Curtis Mathes Inc | Curtis Mathes | CMBR40-2507-827 | CMBR40-2507-827 |  | BR40 | Reflector (Flood/Spot) | E26 (Medium) | Directional | LED | 10 | 100 | 158.7 | 120 |  |  | 120 | 1400 | 17 | 82.4 | No | 25000 | 2700 | 82 | 9 | 0.9 | -18 | Dimmable | 10% |  | Damp Location Rated,Not for Use in Enclosed Fixtures |  |  |  | 2015-05-20 | 2016-04-25 | United States | ES_1129318_CMBR40-2507-827_04272016121441_1024000 | 2265340
Curtis Mathes Inc | Curtis Mathes | CMC90-2101-827 | CMC90-2101-827 |  | R20 | Reflector (Flood/Spot) | E26 (Medium) | Directional | LED | 10 | 50 | 97.3 | 63.5 |  |  | 106 | 550 | 8 | 68.8 | No | 25000 | 2700 | 82 | 8 | 0.9 | -18 | Dimmable | 10% |  | Damp Location Rated,Not for Use in Enclosed Fixtures |  |  |  | 2015-02-10 | 2015-04-14 | United States | ES_1129318_CMC90-2101-827_04142015044950_1023793 | 2237341
Curtis Mathes Inc | Curtis Mathes | CMC90-2301-827 | CMC90-2301-827 |  | BR30 | Reflector (Flood/Spot) | E26 (Medium) | Directional | LED | 10 | 65 | 129.1 | 94.8 |  |  | 111 | 850 | 11.4 | 74.6 | No | 25000 | 2700 | 81 | 4 | 0.9 | -20 | Dimmable | 10% |  | Damp Location Rated,Not for Use in Enclosed Fixtures |  |  |  | 2014-12-25 | 2015-04-14 | United States | ES_1129318_CMC90-2301-827_04142015045620_1023793 | 2237342
Curtis Mathes Inc | Curtis Mathes | CMC90-2301-840 | CMC90-2301-840 |  | BR30 | Reflector (Flood/Spot) | E26 (Medium) | Directional | LED | 10 | 65 | 129.1 | 94.8 |  |  | 120 | 850 | 11 | 77.3 | No | 25000 | 4000 | 86 | 21 | 1 | -18 | Dimmable | 10% |  | Damp Location Rated,Not for Use in Enclosed Fixtures |  |  |  | 2014-08-10 | 2015-05-04 | United States | ES_1129318_CMC90-2301-840_05042015025840_1023805 | 2238681
Curtis Mathes Inc | Curtis Mathes | CMC90-2503-827 | CMC90-2503-827 |  | BR40 | Reflector (Flood/Spot) | E26 (Medium) | Directional | LED | 10 | 100 | 160.1 | 119.8 |  |  | 111 | 1400 | 17.4 | 80.5 | No | 25000 | 2700 | 82 | 12 | 0.9 | -18 | Dimmable | 10% |  | Damp Location Rated,Not for Use in Enclosed Fixtures |  |  |  | 2015-04-04 | 2015-04-14 | United States | ES_1129318_CMC90-2503-827_04152015084730_1023794 | 2237339
Curtis Mathes Inc | Curtis Mathes | CMC90-2503-840 | CMC90-2503-840 |  | BR40 | Reflector (Flood/Spot) | E26 (Medium) | Directional | LED | 10 | 100 | 160.1 | 119.9 |  |  | 110 | 1400 | 17 | 82.4 | No | 25000 | 4000 | 84 | 13 | 0.9 | -18 | Dimmable | 10% |  | Damp Location Rated,Not for Use in Enclosed Fixtures |  |  |  | 2014-09-05 | 2015-04-14 | United States | ES_1129318_CMC90-2503-840_04152015092550_1023794 | 2237340
Curtis Mathes Inc | Curtis Mathes | CMPAR30Y-3507-830 | CMPAR30Y-3507-830 |  | PAR30 | Reflector (Flood/Spot) | E26 (Medium) | Directional | LED | 10 | 75 | 115.6 | 90.2 | 1825 |  | 35 | 750 | 10 | 75 | No | 25000 | 3000 | 82 | 3 | 0.9 | -18 | Dimmable | 20% |  | Not for Use in Enclosed Fixtures |  |  |  | 2016-02-01 | 2016-02-03 | United States, Canada | ES_1129318_CMPAR30Y-3507-830_02042016101933_7006170 | 2257841
Curtis Mathes Inc | Curtis Mathes | CMPAR38Y-3705-830 | CMPAR38Y-3705-830 |  | PAR38 | Reflector (Flood/Spot) | E26 (Medium) | Directional | LED | 10 | 100 | 133.2 | 119.9 | 2683 |  | 35 | 1100 | 16 | 68.7 | No | 25000 | 3000 | 82 | 4 | 0.9 | -18 | Dimmable | 20% |  | Not for Use in Enclosed Fixtures |  |  |  | 2016-02-01 | 2016-02-03 | United States, Canada | ES_1129318_CMPAR38Y-3705-830_02042016101933_7006170 | 2257839
Curtis Mathes Inc | Curtis Mathes | CMPAR38Y-3705-850 | CMPAR38Y-3705-850 |  | PAR38 | Reflector (Flood/Spot) | E26 (Medium) | Directional | LED | 10 | 100 | 133.2 | 119.9 | 2956 |  | 35 | 1100 | 16 | 68.7 | No | 25000 | 5000 | 83 | 12 | 0.9 | -18 | Dimmable | 20% |  | Not for Use in Enclosed Fixtures |  |  |  | 2016-02-01 | 2016-02-03 | United States, Canada | ES_1129318_CMPAR38Y-3705-850_02042016101934_7006170 | 2257840
Cree, Inc. | Cree | LED LAMP | SBR40-11027FLFD-12DE26-1 | LED LAMP,SBR40-11027FLFD-12DE26-1-11,Single Pack, for US market; LED LAMP,SBR40-11027FLFD-12DE26-1-21,Single Pack, for Canada market | BR40 | Reflector (Flood/Spot) | E26 (Medium) | Directional | LED | 10 | 85 | 160 | 127 | 360 |  | 110 | 1120 | 12.5 | 89.6 | No | 25000 | 2700 | 84 | 20 | 1 | -25 | Dimmable | 10% | Yes | Damp Location Rated | No |  |  | 2016-06-30 | 2016-07-12 | United States, Canada | ES_1115079_SBR40-11027FLFD-12DE26-1_07102016002645_4440060 | 2272287
Cree, Inc. | Cree | LED LAMP | SBR40-11050FLFD-12DE26-1 | LED LAMP,SBR40-11050FLFD-12DE26-1-11,Single Pack, for US market; LED LAMP,SBR40-11050FLFD-12DE26-1-21,Single Pack, for Canada market | BR40 | Reflector (Flood/Spot) | E26 (Medium) | Directional | LED | 10 | 85 | 160 | 127 | 396 |  | 110 | 1120 | 12 | 93.3 | No | 25000 | 5000 | 85 | 19 | 0.9 | -25 | Dimmable | 10% | Yes | Damp Location Rated | No |  |  | 2016-06-30 | 2016-07-12 | United States, Canada | ES_1115079_SBR40-11050FLFD-12DE26-1_07102016003747_1834172 | 2272286
Cree, Inc. | CREE, Inc. | Cree LED Bulb | BA19-08050OMF-12DE26-2U100 | ,BA19-08050OMF-12DE26-2U200,; ,BA19-08050OMF-12DE26-2U500, | A19 | General Purpose Replacement | E26 (Medium) | Omnidirectional | LED | 10 | 60 | 111.1 | 60.3 |  |  |  | 800 | 9.5 | 88.9 | No | 25000 | 5000 | 83 | 9 | 1 | -25 | Dimmable | 20% |  | Damp Location Rated,Enclosed Fixtures,Recessed Fixtures |  |  |  | 2013-08-01 | 2014-02-10 | United States, Canada | ES_1105798_CREE INC (307097) ¦ BA19-08050OMF-12DE26-2U100_03072014183905_7545583 | 2205722
Cree, Inc. | CREE, Inc. | Cree LED Bulb | BPAR38-1503027T-12DE26-1U100 | ,BPAR38-1503027T-12DE26-1U200, | PAR38 | Reflector (Flood/Spot) | E26 (Medium) | Directional | LED | 10 | 90 | 133.9 | 125.5 | 3418 |  | 27 | 1500 | 18 | 83.3 | No | 25000 | 3000 | 82 | 7 | 0.9 | -25 | Dimmable | 20% |  | Damp Location Rated,Enclosed Fixtures,Wet Location Rated,Recessed Fixtures |  |  |  | 2014-05-01 | 2014-08-06 | United States, Canada | ES_1115079_BPAR38-1503027T-12DE26-1U100_08072014031620_1380323 | 2217105
Cree, Inc. | CREE, Inc. | Cree LED Bulb | BPAR38-1503047T-12DE26-1U100 | ,BPAR38-1503047T-12DE26-1U200, | PAR38 | Reflector (Flood/Spot) | E26 (Medium) | Directional | LED | 10 | 90 | 132.8 | 125.7 | 1707 |  | 47 | 1500 | 18 | 83.3 | No | 25000 | 3000 | 81 | 5 | 0.9 | -25 | Dimmable | 20% |  | Damp Location Rated,Enclosed Fixtures,Wet Location Rated,Recessed Fixtures |  |  |  | 2014-05-01 | 2014-08-06 | United States, Canada | ES_1115079_BPAR38-1503047T-12DE26-1U100_08072014031353_1233667 | 2217104
Cree, Inc. | Cree LED Bulb | Cree LED bulb | BA19-04527OMN-12DE26-2U100 |  | A19 | General Purpose Replacement | E26 (Medium) | Omnidirectional | LED | 10 | 40 | 111.5 | 63.2 |  |  |  | 490 | 8.9 | 55.1 | No | 25000 | 2700 | 92 | 59 | 0.9 | -25 | Dimmable | 20% |  | Damp Location Rated,Recessed Fixtures |  |  |  | 2015-01-15 | 2015-05-27 | United States | ES_1115079_BA19-04527OMN-12DE26-2U100_05272015154944_1784701 | 2240246
Cree, Inc. | Cree LED Bulb | Cree LED bulb | BBR30-06527FLF-12DE26-3U100 |  | BR30 | Reflector (Flood/Spot) | E26 (Medium) | Directional | LED | 10 | 65 | 129.3 | 94.2 |  |  |  | 650 | 9.5 | 68.4 | No | 25000 | 2700 | 81 | 5 | 0.9 | -25 | Dimmable | 10% |  | Damp Location Rated,Enclosed Fixtures,Wet Location Rated,Recessed Fixtures |  |  |  | 2015-01-15 | 2015-01-08 | United States | ES_1115079_BBR30-06527FLF-12DE26-3U100_01082015201715_8235141 | 2230759
Cree, Inc. | Cree LED Bulb | Cree LED bulb | BBR30-06527FLF-12DE26-3U200 |  | BR30 | Reflector (Flood/Spot) | E26 (Medium) | Directional | LED | 10 | 65 | 129.3 | 94.2 |  |  |  | 650 | 9.5 | 68.4 | No | 25000 | 2700 | 81 | 5 | 0.9 | -25 | Dimmable | 10% |  | Damp Location Rated,Enclosed Fixtures,Wet Location Rated,Recessed Fixtures |  |  |  | 2015-01-15 | 2015-01-08 | Canada | ES_1115079_BBR30-06527FLF-12DE26-3U200_01082015201738_8258276 | 2230761
Cree, Inc. | Cree LED Bulb | Cree LED bulb | BBR30-06527FLF-12DE26-4U100 |  | BR30 | Reflector (Flood/Spot) | E26 (Medium) | Directional | LED | 5 | 65 | 127 | 101.6 |  |  |  | 655 | 9 | 72.8 | No | 25000 | 2700 | 81 | 3 | 0.9 | -25 | Dimmable | 20% |  | Damp Location Rated,Enclosed Fixtures,Recessed Fixtures |  |  |  | 2015-05-16 | 2015-05-20 | United States | ES_1115079_BBR30-06527FLF-12DE26-4U100_05202015162753_9273830 | 2239764
Cree, Inc. | Cree LED Bulb | Cree LED bulb | BBR30-06527FLF-12DE26-4U200 |  | BR30 | Reflector (Flood/Spot) | E26 (Medium) | Directional | LED | 5 | 65 | 127 | 101.6 |  |  |  | 655 | 9 | 72.8 | No | 25000 | 2700 | 81 | 3 | 0.9 | -25 | Dimmable | 20% |  | Damp Location Rated,Enclosed Fixtures,Recessed Fixtures |  |  |  | 2015-05-16 | 2015-05-20 | Canada | ES_1115079_BBR30-06527FLF-12DE26-4U200_05202015165951_1191305 | 2240025
Cree, Inc. | Cree LED Bulb | Cree LED bulb | BBR30-06527FLN-12DE26-1U100 |  | BR30 | Reflector (Flood/Spot) | E26 (Medium) | Directional | LED | 5 | 65 | 127 | 101.6 |  |  | 90 | 710 | 10.5 | 67.6 | No | 25000 | 2700 | 91 | 54 | 0.9 | -25 | Dimmable | 5% | Yes | Damp Location Rated | No |  |  | 2016-05-01 | 2016-04-28 | United States | ES_1115079_BBR30-06527FLN-12DE26-1U100_04282016223332_2812170 | 2265553
Cree, Inc. | Cree LED Bulb | Cree LED bulb | BBR30-06550FLF-12DE26-3U100 |  | BR30 | Reflector (Flood/Spot) | E26 (Medium) | Directional | LED | 10 | 65 | 129.3 | 94.2 |  |  |  | 650 | 9.5 | 68.4 | No | 25000 | 5000 | 81 | 8 | 0.9 | -25 | Dimmable | 10% |  | Damp Location Rated,Enclosed Fixtures,Wet Location Rated,Recessed Fixtures |  |  |  | 2015-01-15 | 2015-01-08 | United States | ES_1115079_BBR30-06550FLF-12DE26-3U100_01082015202112_8472770 | 2230760
Cree, Inc. | Cree LED Bulb | Cree LED bulb | BBR30-06550FLF-12DE26-3U200 |  | BR30 | Reflector (Flood/Spot) | E26 (Medium) | Directional | LED | 10 | 65 | 129.3 | 94.2 |  |  |  | 650 | 9.5 | 68.4 | No | 25000 | 5000 | 81 | 8 | 0.9 | -25 | Dimmable | 10% |  | Damp Location Rated,Enclosed Fixtures,Wet Location Rated,Recessed Fixtures |  |  |  | 2015-01-15 | 2015-01-08 | Canada | ES_1115079_BBR30-06550FLF-12DE26-3U200_01082015202133_8493510 | 2230763
Cree, Inc. | Cree LED Bulb | Cree LED bulb | BBR30-06550FLF-12DE26-4U100 |  | BR30 | Reflector (Flood/Spot) | E26 (Medium) | Directional | LED | 5 | 65 | 127 | 101.6 |  |  |  | 655 | 9 | 72.8 | No | 25000 | 5000 | 82 | 9 | 0.9 | -25 | Dimmable | 20% |  | Damp Location Rated,Enclosed Fixtures,Recessed Fixtures |  |  |  | 2015-05-16 | 2015-05-20 | United States | ES_1115079_BBR30-06550FLF-12DE26-4U100_05202015170034_1234999 | 2240026
Cree, Inc. | Cree LED Bulb | Cree LED bulb | BBR30-06550FLF-12DE26-4U200 |  | BR30 | Reflector (Flood/Spot) | E26 (Medium) | Directional | LED | 5 | 65 | 127 | 101.6 |  |  |  | 655 | 9 | 72.8 | No | 25000 | 5000 | 82 | 9 | 0.9 | -25 | Dimmable | 20% |  | Damp Location Rated,Enclosed Fixtures,Recessed Fixtures |  |  |  | 2015-05-16 | 2015-05-20 | Canada | ES_1115079_BBR30-06550FLF-12DE26-4U200_05202015170120_1280529 | 2240027
Cree, Inc. | Cree LED Bulb | Cree LED bulb | BBR40-07627FLF-12DE26-1U100 |  | BR40 | Reflector (Flood/Spot) | E26 (Medium) | Directional | LED | 5 | 65 | 152.4 | 127 |  |  |  | 760 | 9.6 | 79.2 | No | 25000 | 2700 | 81 | 2 | 0.9 | -25 | Dimmable | 5% |  | Damp Location Rated,Enclosed Fixtures,Recessed Fixtures |  |  |  | 2015-08-01 | 2016-01-15 | United States | ES_1115079_BBR40-07627FLF-12DE26-1U100_01152016213956_3996486 | 2256838
Cree, Inc. | Cree LED Bulb | Cree LED bulb | BBR40-07627FLF-12DE26-1U200 |  | BR40 | Reflector (Flood/Spot) | E26 (Medium) | Directional | LED | 5 | 65 | 152.4 | 127 |  |  |  | 760 | 9.6 | 79.2 | No | 25000 | 2700 | 81 | 2 | 0.9 | -25 | Dimmable | 5% |  | Damp Location Rated,Enclosed Fixtures,Recessed Fixtures |  |  |  | 2015-08-01 | 2016-01-15 | Canada | ES_1115079_BBR40-07627FLF-12DE26-1U200_01152016214028_4028985 | 2256839
Cree, Inc. | Cree LED Bulb | Cree LED bulb | BBR40-07650FLF-12DE26-1U100 |  | BR40 | Reflector (Flood/Spot) | E26 (Medium) | Directional | LED | 5 | 65 | 152.4 | 127 |  |  |  | 760 | 9.6 | 79.2 | No | 25000 | 5000 | 83 | 14 | 0.9 | -25 | Dimmable | 5% |  | Damp Location Rated,Enclosed Fixtures,Recessed Fixtures |  |  |  | 2015-08-01 | 2016-01-15 | United States | ES_1115079_BBR40-07650FLF-12DE26-1U100_01152016214122_4082724 | 2256840
Cree, Inc. | Cree LED Bulb | Cree LED bulb | BBR40-07650FLF-12DE26-1U200 |  | BR40 | Reflector (Flood/Spot) | E26 (Medium) | Directional | LED | 5 | 65 | 152.4 | 127 |  |  |  | 760 | 9.6 | 79.2 | No | 25000 | 5000 | 83 | 14 | 0.9 | -25 | Dimmable | 5% |  | Damp Location Rated,Enclosed Fixtures,Recessed Fixtures |  |  |  | 2015-08-01 | 2016-01-15 | Canada | ES_1115079_BBR40-07650FLF-12DE26-1U200_01152016214259_4179067 | 2256841
Cree, Inc. | Cree LED Bulb | Cree LED bulb | BPAR30L-0803025C-12DE26-1C100 |  | PAR30L | Reflector (Flood/Spot) | E26 (Medium) | Directional | LED | 5 | 75 | 114.3 | 95.3 | 3112 |  | 25 | 850 | 10.5 | 81 | No | 25000 | 3000 | 93 | 63 | 0.9 | -25 | Dimmable | 5% |  | Damp Location Rated,Enclosed Fixtures,Recessed Fixtures |  |  |  | 2015-10-15 | 2015-10-20 | United States | ES_1115079_BPAR30L-0803025C-12DE26-1C100_10202015130710_6430359 | 2250860
Cree, Inc. | Cree LED Bulb | Cree LED bulb | BPAR30L-0803025C-12DE26-1C200 |  | PAR30L | Reflector (Flood/Spot) | E26 (Medium) | Directional | LED | 5 | 75 | 114.3 | 95.3 | 3112 |  | 25 | 850 | 10.5 | 81 | No | 25000 | 3000 | 93 | 63 | 0.9 | -25 | Dimmable | 5% |  | Damp Location Rated,Enclosed Fixtures,Recessed Fixtures |  |  |  | 2015-10-15 | 2015-10-20 | Canada | ES_1115079_BPAR30L-0803025C-12DE26-1C200_10202015130832_6512238 | 2250861
Cree, Inc. | Cree LED Bulb | Cree LED bulb | BPAR30L-0803040C-12DE26-1C100 |  | PAR30L | Reflector (Flood/Spot) | E26 (Medium) | Directional | LED | 5 | 75 | 114.3 | 95.3 | 1388 |  | 40 | 841 | 10.5 | 80.1 | No | 25000 | 3000 | 93 | 64 | 0.9 | -25 | Dimmable | 5% |  | Damp Location Rated,Enclosed Fixtures,Recessed Fixtures |  |  |  | 2015-10-15 | 2015-10-19 | United States | ES_1115079_BPAR30L-0803040C-12DE26-1C100_10192015124440_8680516 | 2250756
Cree, Inc. | Cree LED Bulb | Cree LED bulb | BPAR30L-0803040C-12DE26-1C200 |  | PAR30L | Reflector (Flood/Spot) | E26 (Medium) | Directional | LED | 5 | 75 | 114.3 | 95.3 | 1388 |  | 40 | 841 | 10.5 | 80.1 | No | 25000 | 3000 | 93 | 64 | 0.9 | -25 | Dimmable | 5% |  | Damp Location Rated,Enclosed Fixtures,Recessed Fixtures |  |  |  | 2015-10-15 | 2015-10-19 | Canada | ES_1115079_BPAR30L-0803040C-12DE26-1C200_10192015124553_8753723 | 2250757
Cree, Inc. | Cree LED Bulb | Cree LED bulb | BPAR30S-0803025C-12DE26-1C100 |  | PAR30 | Reflector (Flood/Spot) | E26 (Medium) | Directional | LED | 5 | 75 | 89 | 95.3 | 3089 |  | 25 | 850 | 10.5 | 81 | No | 25000 | 3000 | 93 | 63 | 0.9 | -25 | Dimmable | 5% |  | Damp Location Rated,Enclosed Fixtures,Recessed Fixtures |  |  |  | 2015-10-15 | 2015-10-16 | United States | ES_1115079_BPAR30S-0803025C-12DE26-1C100_10162015225545_6145996 | 2250704
Cree, Inc. | Cree LED Bulb | Cree LED bulb | BPAR30S-0803025C-12DE26-1C200 |  | PAR30 | Reflector (Flood/Spot) | E26 (Medium) | Directional | LED | 5 | 75 | 89 | 95.3 | 3089 |  | 25 | 850 | 10.5 | 81 | No | 25000 | 3000 | 93 | 63 | 0.9 | -25 | Dimmable | 5% |  | Damp Location Rated,Enclosed Fixtures,Recessed Fixtures |  |  |  | 2015-10-15 | 2015-10-16 | Canada | ES_1115079_BPAR30S-0803025C-12DE26-1C200_10162015225625_6185210 | 2250705
Cree, Inc. | Cree LED Bulb | Cree LED bulb | BPAR30S-0803040C-12DE26-1C100 |  | PAR30 | Reflector (Flood/Spot) | E26 (Medium) | Directional | LED | 5 | 75 | 89 | 95.3 | 1475 |  | 40 | 850 | 10.5 | 81 | No | 25000 | 3000 | 93 | 64 | 0.9 | -25 | Dimmable | 5% |  | Damp Location Rated,Enclosed Fixtures,Recessed Fixtures |  |  |  | 2015-10-15 | 2015-10-16 | United States | ES_1115079_BPAR30S-0803040C-12DE26-1C100_10162015190126_2086893 | 2250626
Cree, Inc. | Cree LED Bulb | Cree LED bulb | BPAR30S-0803040C-12DE26-1C200 |  | PAR30 | Reflector (Flood/Spot) | E26 (Medium) | Directional | LED | 5 | 75 | 89 | 95.3 | 1475 |  | 40 | 850 | 10.5 | 81 | No | 25000 | 3000 | 93 | 64 | 0.9 | -25 | Dimmable | 5% |  | Damp Location Rated,Enclosed Fixtures,Recessed Fixtures |  |  |  | 2015-10-15 | 2015-10-16 | Canada | ES_1115079_BPAR30S-0803040C-12DE26-1C200_10162015190141_2101007 | 2250627
Cree, Inc. | Cree LED Bulb | Cree LED bulb | BPAR38-1503027T-12DE26-2U100 |  | PAR38 | Reflector (Flood/Spot) | E26 (Medium) | Directional | LED | 5 | 90 | 133.4 | 124 | 3317 |  | 27 | 1510 | 16.6 | 91 | No | 25000 | 3000 | 83 | 11 | 0.9 | -35 | Dimmable | 10% |  | Damp Location Rated,Enclosed Fixtures,Wet Location Rated,Recessed Fixtures |  |  |  | 2015-12-01 | 2015-12-10 | United States | ES_1115079_BPAR38-1503027T-12DE26-2U100_12092015220805_8885618 | 2254522
Cree, Inc. | Cree LED Bulb | Cree LED bulb | BPAR38-1503027T-12DE26-2U200 |  | PAR38 | Reflector (Flood/Spot) | E26 (Medium) | Directional | LED | 5 | 90 | 133.4 | 124 | 3317 |  | 27 | 1510 | 16.6 | 91 | No | 25000 | 3000 | 83 | 11 | 0.9 | -35 | Dimmable | 10% |  | Damp Location Rated,Enclosed Fixtures,Wet Location Rated,Recessed Fixtures |  |  |  | 2015-12-01 | 2015-12-10 | Canada | ES_1115079_BPAR38-1503027T-12DE26-2U200_12092015220834_8914514 | 2254523
Cree, Inc. | Cree LED Bulb | Cree LED bulb | BPAR38-1503047T-12DE26-2U100 |  | PAR38 | Reflector (Flood/Spot) | E26 (Medium) | Directional | LED | 5 | 90 | 133.4 | 124 | 1697 |  | 47 | 1510 | 16.5 | 91.5 | No | 25000 | 3000 | 83 | 11 | 0.9 | -35 | Dimmable | 10% |  | Damp Location Rated,Enclosed Fixtures,Wet Location Rated,Recessed Fixtures |  |  |  | 2015-12-01 | 2015-12-10 | United States | ES_1115079_BPAR38-1503047T-12DE26-2U100_12092015220901_8941541 | 2254497
Cree, Inc. | Cree LED Bulb | Cree LED bulb | BPAR38-1503047T-12DE26-2U200 |  | PAR38 | Reflector (Flood/Spot) | E26 (Medium) | Directional | LED | 5 | 90 | 133.4 | 124 | 1697 |  | 47 | 1510 | 16.5 | 91.5 | No | 25000 | 3000 | 83 | 11 | 0.9 | -35 | Dimmable | 10% |  | Damp Location Rated,Enclosed Fixtures,Wet Location Rated,Recessed Fixtures |  |  |  | 2015-12-01 | 2015-12-10 | Canada | ES_1115079_BPAR38-1503047T-12DE26-2U200_12092015220923_8963172 | 2254498
Cree, Inc. | Cree LED Bulb | Cree LED bulb | SBR30-06527FLFD-12DE26-1-11 | ,SBR30-06527FLFD-12DE26-1-13, | BR30 | Reflector (Flood/Spot) | E26 (Medium) | Directional | LED | 10 | 65 | 127 | 101.6 |  |  | 114 | 665 | 8 | 83.1 | No | 25000 | 2700 | 82 | 8 | 0.9 | -25 | Dimmable | 5% | Yes | Damp Location Rated | No |  |  | 2016-06-15 | 2016-07-01 | United States | ES_1115079_SBR30-06527FLFD-12DE26-1-11_07052016184216_4136910 | 2271666
Cree, Inc. | Cree LED Bulb | Cree LED bulb | SBR30-06527FLFD-12DE26-1-21 | ,SBR30-06527FLFD-12DE26-1-23, | BR30 | Reflector (Flood/Spot) | E26 (Medium) | Directional | LED | 10 | 65 | 127 | 101.6 |  |  | 114 | 665 | 8 | 83.1 | No | 25000 | 2700 | 82 | 8 | 0.9 | -25 | Dimmable | 5% | Yes | Damp Location Rated | No |  |  | 2016-06-15 | 2016-07-01 | Canada | ES_1115079_SBR30-06527FLFD-12DE26-1-21_07052016184601_4361838 | 2271667
Cree, Inc. | Cree LED Bulb | Cree LED bulb | SBR30-06550FLFD-12DE26-1-11 |  | BR30 | Reflector (Flood/Spot) | E26 (Medium) | Directional | LED | 10 | 65 | 127 | 101.6 |  |  | 117 | 670 | 7 | 95.7 | No | 25000 | 5000 | 86 | 24 | 0.9 | -25 | Dimmable | 5% | Yes | Damp Location Rated | No |  |  | 2016-06-15 | 2016-07-05 | United States | ES_1115079_SBR30-06550FLFD-12DE26-1-11_07052016175847_1527541 | 2271661
Cree, Inc. | Cree LED Bulb | Cree LED bulb | SBR30-06550FLFD-12DE26-1-13 |  | BR30 | Reflector (Flood/Spot) | E26 (Medium) | Directional | LED | 10 | 65 | 127 | 101.6 |  |  | 117 | 670 | 7 | 95.7 | No | 25000 | 5000 | 86 | 24 | 0.9 | -25 | Dimmable | 5% | Yes | Damp Location Rated | No |  |  | 2016-06-15 | 2016-07-05 | United States | ES_1115079_SBR30-06550FLFD-12DE26-1-13_07052016184612_4372442 | 2271663
Cree, Inc. | Cree LED Bulb | Cree LED bulb | SBR30-06550FLFD-12DE26-1-21 |  | BR30 | Reflector (Flood/Spot) | E26 (Medium) | Directional | LED | 10 | 65 | 127 | 101.6 |  |  | 117 | 670 | 7 | 95.7 | No | 25000 | 5000 | 86 | 24 | 0.9 | -25 | Dimmable | 5% | Yes | Damp Location Rated | No |  |  | 2016-06-15 | 2016-07-05 | Canada | ES_1115079_SBR30-06550FLFD-12DE26-1-21_07052016182553_3153835 | 2271662
Cree, Inc. | Cree LED Bulb | Cree LED bulb | SBR30-06550FLFD-12DE26-1-23 |  | BR30 | Reflector (Flood/Spot) | E26 (Medium) | Directional | LED | 10 | 65 | 127 | 101.6 |  |  | 117 | 670 | 7 | 95.7 | No | 25000 | 5000 | 86 | 24 | 0.9 | -25 | Dimmable | 5% | Yes | Damp Location Rated | No |  |  | 2016-06-15 | 2016-07-05 | Canada | ES_1115079_SBR30-06550FLFD-12DE26-1-23_07052016185005_4605217 | 2271664
Cree, Inc. | Cree LED Bulb | Cree LED Bulb | BA19-04527OMB-12DE26-3_1 |  | A19 | General Purpose Replacement | E26 (Medium) | Omnidirectional | LED | 5 | 40 | 111.8 | 63.5 |  |  |  | 460 | 6.2 | 74.2 | No | 30000 | 2700 | 82 | 9 | 0.9 | -25 | Dimmable | 18% |  | Damp Location Rated,Enclosed Fixtures,Recessed Fixtures |  |  |  | 2015-08-21 | 2015-08-21 | United States | ES_1115079_BA19-04527OMB-12DE26-3_1_08212015210927_1367880 | 2246372
Cree, Inc. | Cree LED Bulb | Cree LED Bulb | BA19-04527OMB-12DE26-3_2 |  | A19 | General Purpose Replacement | E26 (Medium) | Omnidirectional | LED | 5 | 40 | 111.8 | 63.5 |  |  |  | 460 | 6.2 | 74.2 | No | 30000 | 2700 | 82 | 9 | 0.9 | -25 | Dimmable | 18% |  | Damp Location Rated,Enclosed Fixtures,Recessed Fixtures |  |  |  | 2015-08-21 | 2015-08-21 | Canada | ES_1115079_BA19-04527OMB-12DE26-3_2_08212015211002_1402767 | 2246373
Cree, Inc. | Cree LED Bulb | Cree LED Bulb | BA19-04527OMF-12DE26-2U100 | ,BA19-04527OMF-12DE26-2U200,; ,BA19-04527OMF-12DE26-2U500, | A19 | General Purpose Replacement | E26 (Medium) | Omnidirectional | LED | 10 | 40 | 111.1 | 60.1 |  |  |  | 450 | 6 | 75 | No | 25000 | 2700 | 81 | 6 | 0.9 | -25 | Dimmable | 20% |  | Damp Location Rated,Enclosed Fixtures,Recessed Fixtures |  |  |  | 2013-08-01 | 2014-03-19 | United States, Canada | ES_1115079_BA19-04527OMF-12DE26-2U100_03202014014231_9751445 | 2206584
Cree, Inc. | Cree LED Bulb | Cree LED Bulb | BA19-04527OMF-12DE26-3U100 | Cree LED Bulb,BA19-04527OMF-12DE26-3M100, | A19 | General Purpose Replacement | E26 (Medium) | Omnidirectional | LED | 3 | 40 | 111.5 | 63.2 |  |  |  | 460 | 6.1 | 75.4 | No | 25000 | 2700 | 83 | 12 | 0.9 | -25 | Dimmable |  |  | Damp Location Rated,Enclosed Fixtures,Recessed Fixtures |  |  |  | 2014-11-01 | 2014-11-17 | United States | ES_1115079_BA19-04527OMF-12DE26-3U100_11182014022050_7250404 | 2225269
Cree, Inc. | Cree LED Bulb | Cree LED Bulb | BA19-04527OMF-12DE26-3U200 |  | A19 | General Purpose Replacement | E26 (Medium) | Omnidirectional | LED | 3 | 40 | 111.5 | 63.2 |  |  |  | 460 | 6.1 | 75.4 | No | 25000 | 2700 | 83 | 12 | 0.9 | -25 | Dimmable |  |  | Damp Location Rated,Enclosed Fixtures,Recessed Fixtures |  |  |  | 2014-11-01 | 2015-01-14 | Canada | ES_1115079_BA19-04527OMF-12DE26-3U200_01142015154440_0280136 | 2230911
Cree, Inc. | Cree LED Bulb | Cree LED Bulb | BA19-04550OMB-12DE26-3_1 |  | A19 | General Purpose Replacement | E26 (Medium) | Omnidirectional | LED | 5 | 40 | 111.8 | 63.5 |  |  |  | 460 | 6.2 | 74.2 | No | 30000 | 5000 | 88 | 39 | 0.9 | -25 | Dimmable | 18% |  | Damp Location Rated,Enclosed Fixtures,Recessed Fixtures |  |  |  | 2015-08-21 | 2015-08-21 | United States | ES_1115079_BA19-04550OMB-12DE26-3_1_08212015211029_1429897 | 2246374
Cree, Inc. | Cree LED Bulb | Cree LED Bulb | BA19-04550OMB-12DE26-3_2 |  | A19 | General Purpose Replacement | E26 (Medium) | Omnidirectional | LED | 5 | 40 | 111.8 | 63.5 |  |  |  | 460 | 6.2 | 74.2 | No | 30000 | 5000 | 88 | 39 | 0.9 | -25 | Dimmable | 18% |  | Damp Location Rated,Enclosed Fixtures,Recessed Fixtures |  |  |  | 2015-08-21 | 2015-08-21 | Canada | ES_1115079_BA19-04550OMB-12DE26-3_2_08212015211106_1466736 | 2246375
Cree, Inc. | Cree LED Bulb | Cree LED Bulb | BA19-04550OMF-12DE26-2U100 | ,BA19-04550OMF-12DE26-2U200,; ,BA19-04550OMF-12DE26-2U500, | A19 | General Purpose Replacement | E26 (Medium) | Omnidirectional | LED | 10 | 40 | 111.3 | 59.9 |  |  |  | 450 | 6 | 75 | No | 25000 | 5000 | 82 | 8 | 0.9 | -25 | Dimmable | 20% |  | Damp Location Rated,Enclosed Fixtures,Recessed Fixtures |  |  |  | 2014-02-23 | 2014-03-19 | United States, Canada | ES_1115079_BA19-04550OMF-12DE26-2U100_03202014014949_0189476 | 2206585
Cree, Inc. | Cree LED Bulb | Cree LED Bulb | BA19-04550OMF-12DE26-3U100 | Cree LED Bulb,BA19-04550OMF-12DE26-3M100, | A19 | General Purpose Replacement | E26 (Medium) | Omnidirectional | LED | 3 | 40 | 112.8 | 63.5 |  |  |  | 460 | 6.7 | 68.7 | No | 25000 | 5000 | 82 | 14 | 0.9 | -25 | Dimmable |  |  | Damp Location Rated,Enclosed Fixtures,Recessed Fixtures |  |  |  | 2014-11-01 | 2014-11-17 | United States | ES_1115079_BA19-04550OMF-12DE26-3U100_11182014022117_7277497 | 2225270
Cree, Inc. | Cree LED Bulb | Cree LED Bulb | BA19-04550OMF-12DE26-3U200 |  | A19 | General Purpose Replacement | E26 (Medium) | Omnidirectional | LED | 3 | 40 | 112.8 | 63.5 |  |  |  | 460 | 6.7 | 68.7 | No | 25000 | 5000 | 82 | 14 | 0.9 | -25 | Dimmable |  |  | Damp Location Rated,Enclosed Fixtures,Recessed Fixtures |  |  |  | 2014-11-01 | 2015-01-14 | Canada | ES_1115079_BA19-04550OMF-12DE26-3U200_01142015154829_0509557 | 2230913
Cree, Inc. | Cree LED Bulb | Cree LED Bulb | BA19-08027OMB-12DE26-3_1 |  | A19 | General Purpose Replacement | E26 (Medium) | Omnidirectional | LED | 5 | 60 | 111.8 | 63.5 |  |  |  | 815 | 10 | 81.5 | No | 30000 | 2700 | 85 | 22 | 0.9 | -25 | Dimmable | 18% |  | Damp Location Rated,Enclosed Fixtures,Recessed Fixtures |  |  |  | 2015-08-15 | 2015-08-10 | United States | ES_1115079_BA19-08027OMB-12DE26-3_1_08102015200906_7346144 | 2245388
Cree, Inc. | Cree LED Bulb | Cree LED Bulb | BA19-08027OMB-12DE26-3_2 |  | A19 | General Purpose Replacement | E26 (Medium) | Omnidirectional | LED | 5 | 60 | 111.8 | 63.5 |  |  |  | 815 | 10 | 81.5 | No | 30000 | 2700 | 85 | 22 | 0.9 | -25 | Dimmable | 18% |  | Damp Location Rated,Enclosed Fixtures,Recessed Fixtures |  |  |  | 2015-08-15 | 2015-08-10 | Canada | ES_1115079_BA19-08027OMB-12DE26-3_2_08102015201618_7778360 | 2245389
Cree, Inc. | Cree LED Bulb | Cree LED Bulb | BA19-08027OMF-12DE26-2U100 | ,BA19-08027OMF-12DE26-2U200,; ,BA19-08027OMF-12DE26-2U400,; ,BA19-08027OMF-12DE26-2U500,; ,BA19-08027OMF-12DE26-2U_00, | A19 | General Purpose Replacement | E26 (Medium) | Omnidirectional | LED | 10 | 60 | 112.7 | 60.3 |  |  |  | 800 | 9.5 | 84.2 | No | 25000 | 2700 | 81 | 3 | 0.9 | -25 | Dimmable | 20% |  | Damp Location Rated,Enclosed Fixtures,Recessed Fixtures |  |  |  | 2013-08-01 | 2014-09-12 | United States, Canada | ES_1115079_BA19-08027OMF-12DE26-2U100_09122014194613_1173193 | 2219366
Cree, Inc. | Cree LED Bulb | Cree LED Bulb | BA19-08027OMF-12DE26-3U100 | Cree LED Bulb,BA19-08027OMF-12DE26-3M100, | A19 | General Purpose Replacement | E26 (Medium) | Omnidirectional | LED | 3 | 60 | 112.8 | 63.5 |  |  |  | 815 | 11 | 74.1 | No | 25000 | 2700 | 82 | 10 | 0.9 | -25 | Dimmable | 18% |  | Damp Location Rated,Enclosed Fixtures,Recessed Fixtures |  |  |  | 2014-11-01 | 2014-11-11 | United States | ES_1115079_BA19-08027OMF-12DE26-3U100_11112014201932_7172400 | 2224701
Cree, Inc. | Cree LED Bulb | Cree LED Bulb | BA19-08027OMF-12DE26-3U200 |  | A19 | General Purpose Replacement | E26 (Medium) | Omnidirectional | LED | 3 | 60 | 112.8 | 63.5 |  |  |  | 815 | 11 | 74.1 | No | 25000 | 2700 | 82 | 10 | 0.9 | -25 | Dimmable | 18% |  | Damp Location Rated,Enclosed Fixtures,Recessed Fixtures |  |  |  | 2014-11-01 | 2015-01-14 | Canada | ES_1115079_BA19-08027OMF-12DE26-3U200_01142015155626_0986232 | 2230914
Cree, Inc. | Cree LED Bulb | Cree LED Bulb | BA19-08027OMN-12DE26-2U100 |  | A19 | General Purpose Replacement | E26 (Medium) | Omnidirectional | LED | 10 | 60 | 111.5 | 63.2 |  |  |  | 800 | 13.5 | 59.3 | No | 25000 | 2700 | 92 | 57 | 0.9 | -25 | Dimmable | 20% |  | Damp Location Rated,Not for Use in Enclosed Fixtures,Recessed Fixtures |  |  |  | 2015-01-15 | 2015-03-21 | United States | ES_1115079_BA19-08027OMN-12DE26-2U100_03212015152051_1251508 | 2235002
Cree, Inc. | Cree LED Bulb | Cree LED Bulb | BA19-08050OMB-12DE26-3_1 |  | A19 | General Purpose Replacement | E26 (Medium) | Omnidirectional | LED | 5 | 60 | 111.8 | 63.5 |  |  |  | 815 | 10 | 81.5 | No | 30000 | 5000 | 84 | 21 | 0.9 | -25 | Dimmable | 18% |  | Damp Location Rated,Enclosed Fixtures,Recessed Fixtures |  |  |  | 2015-08-15 | 2015-08-10 | United States | ES_1115079_BA19-08050OMB-12DE26-3_1_08102015201651_7811188 | 2245390
Cree, Inc. | Cree LED Bulb | Cree LED Bulb | BA19-08050OMB-12DE26-3_2 |  | A19 | General Purpose Replacement | E26 (Medium) | Omnidirectional | LED | 5 | 60 | 111.8 | 63.5 |  |  |  | 815 | 10 | 81.5 | No | 30000 | 5000 | 84 | 21 | 0.9 | -25 | Dimmable | 18% |  | Damp Location Rated,Enclosed Fixtures,Recessed Fixtures |  |  |  | 2015-08-15 | 2015-08-10 | Canada | ES_1115079_BA19-08050OMB-12DE26-3_2_08102015201714_7834226 | 2245391
Cree, Inc. | Cree LED Bulb | Cree LED Bulb | BA19-08050OMF-12DE26-3U100 | Cree LED Bulb,BA19-08050OMF-12DE26-3M100, | A19 | General Purpose Replacement | E26 (Medium) | Omnidirectional | LED | 3 | 60 | 112.8 | 63.5 |  |  |  | 815 | 11 | 74.1 | No | 25000 | 5000 | 83 | 14 | 0.9 | -25 | Dimmable | 18% |  | Damp Location Rated,Enclosed Fixtures,Recessed Fixtures |  |  |  | 2014-11-01 | 2014-11-11 | United States | ES_1115079_BA19-08050OMF-12DE26-3U100_11112014202015_7215450 | 2224702
Cree, Inc. | Cree LED Bulb | Cree LED Bulb | BA19-08050OMF-12DE26-3U200 |  | A19 | General Purpose Replacement | E26 (Medium) | Omnidirectional | LED | 3 | 60 | 112.8 | 63.5 |  |  |  | 815 | 11 | 74.1 | No | 25000 | 5000 | 83 | 14 | 0.9 | -25 | Dimmable | 18% |  | Damp Location Rated,Enclosed Fixtures,Recessed Fixtures |  |  |  | 2014-11-01 | 2015-01-14 | Canada | ES_1115079_BA19-08050OMF-12DE26-3U200_01142015160053_1253866 | 2230915
Cree, Inc. | Cree LED Bulb | Cree LED Bulb | BA19-11027OMF-12DE26-1U100 | ,BA19-11027OMF-12DE26-1U200, | A19 | General Purpose Replacement | E26 (Medium) | Omnidirectional | LED | 10 | 75 | 111.6 | 60.2 |  |  |  | 1100 | 13.5 | 81.5 | No | 25000 | 2700 | 81 | 5 | 0.9 | -25 | Dimmable | 20% |  | Damp Location Rated,Enclosed Fixtures,Recessed Fixtures |  |  |  | 2013-11-01 | 2014-03-27 | United States, Canada | ES_1115079_BA19-11027OMF-12DE26-1U100_03272014131349_6029034 | 2206930
Cree, Inc. | Cree LED Bulb | Cree LED Bulb | BA19-11050OMF-12DE26-1U100 | ,BA19-11050OMF-12DE26-1U200, | A19 | General Purpose Replacement | E26 (Medium) | Omnidirectional | LED | 10 | 75 | 111.5 | 59.7 |  |  |  | 1100 | 13.5 | 81.5 | No | 25000 | 5000 | 83 | 9 | 0.9 | -25 | Dimmable | 20% |  | Damp Location Rated,Enclosed Fixtures,Recessed Fixtures |  |  |  | 2014-03-01 | 2014-03-27 | United States, Canada | ES_1115079_BA19-11050OMF-12DE26-1U100_03272014133206_7126471 | 2206931
Cree, Inc. | Cree LED Bulb | Cree LED Bulb | BA21-16027OMF-12DE26-1U100 |  | A21 | General Purpose Replacement | E26 (Medium) | Omnidirectional | LED | 10 | 100 | 128 | 68 |  |  |  | 1600 | 18 | 88.9 | No | 25000 | 2700 | 80 | 2 | 0.9 | -25 | Dimmable | 10% |  | Not for Use in Enclosed Fixtures |  |  |  | 2014-03-15 | 2014-11-17 | United States | ES_1115079_BA21-16027OMF-12DE26-1U100_11182014012551_3951307 | 2225268
Cree, Inc. | Cree LED Bulb | Cree LED Bulb | BA21-16027OMF-12DE26-1U200 |  | A21 | General Purpose Replacement | E26 (Medium) | Omnidirectional | LED | 10 | 100 | 128 | 68 |  |  |  | 1600 | 18 | 88.9 | No | 25000 | 2700 | 80 | 2 | 0.9 | -25 | Dimmable | 10% |  | Not for Use in Enclosed Fixtures |  |  |  | 2014-03-15 | 2015-01-26 | Canada | ES_1115079_BA21-16027OMF-12DE26-1U200_01262015235015_6215310 | 2231842
Cree, Inc. | Cree LED Bulb | Cree LED Bulb | BA21-16027OMF-12WE26-1U100 |  | A21 | General Purpose Replacement | E26 (Medium) | Omnidirectional | LED | 10 | 100 | 128 | 68 |  |  |  | 1619 | 18 | 89.9 | Yes | 25000 | 2700 | 81 | 5 | 0.9 | -25 |  |  |  | Not for Use in Enclosed Fixtures |  |  |  | 2014-05-01 | 2014-12-08 | United States | ES_1115079_BA21-16027OMF-12WE26-1U100_12082014231320_0400357 | 2226877
Cree, Inc. | Cree LED Bulb | Cree LED Bulb | BA21-16027OMF-12WE26-1U200 |  | A21 | General Purpose Replacement | E26 (Medium) | Omnidirectional | LED | 10 | 100 | 128 | 68 |  |  |  | 1619 | 18 | 89.9 | Yes | 25000 | 2700 | 81 | 5 | 0.9 | -25 |  |  |  | Not for Use in Enclosed Fixtures |  |  |  | 2014-05-01 | 2015-01-26 | Canada | ES_1115079_BA21-16027OMF-12WE26-1U200_01262015235834_6714838 | 2231837
Cree, Inc. | Cree LED Bulb | Cree LED Bulb | BA21-16050OMF-12DE26-1U100 |  | A21 | General Purpose Replacement | E26 (Medium) | Omnidirectional | LED | 10 | 100 | 128 | 68 |  |  |  | 1600 | 18.2 | 88.9 | No | 25000 | 5000 | 82 | 12 | 0.9 | -25 | Dimmable | 10% |  | Not for Use in Enclosed Fixtures |  |  |  | 2014-03-15 | 2014-11-24 | United States | ES_1115079_BA21-16050OMF-12DE26-1U100_11242014235235_3155449 | 2225891
Cree, Inc. | Cree LED Bulb | Cree LED Bulb | BA21-16050OMF-12DE26-1U200 |  | A21 | General Purpose Replacement | E26 (Medium) | Omnidirectional | LED | 10 | 100 | 128 | 68 |  |  |  | 1600 | 18.2 | 88.9 | No | 25000 | 5000 | 82 | 12 | 0.9 | -25 | Dimmable | 10% |  | Not for Use in Enclosed Fixtures |  |  |  | 2014-03-15 | 2015-01-26 | Canada | ES_1115079_BA21-16050OMF-12DE26-1U200_01272015000757_7277727 | 2231864
Cree, Inc. | Cree LED Bulb | Cree LED Bulb | BB13-03527OMC-12DE12-1C100 |  | B13 | Decorative | E12 (Candelabra) | Decorative | LED | 5 | 40 | 108 | 38 |  |  |  | 350 | 5.3 | 66 | No | 25000 | 2700 | 91 | 54 | 0.9 | -25 | Dimmable | 8% |  | Damp Location Rated,Enclosed Fixtures,Recessed Fixtures |  |  |  | 2015-06-01 | 2015-09-10 | United States | ES_1115079_BB13-03527OMC-12DE12-1C100_09102015210239_8959322 | 2247658
Cree, Inc. | Cree LED Bulb | Cree LED Bulb | BB13-03527OMC-12DE12-1C200 |  | B13 | Decorative | E12 (Candelabra) | Decorative | LED | 5 | 40 | 108 | 38 |  |  |  | 350 | 5.3 | 66 | No | 25000 | 2700 | 91 | 54 | 0.9 | -25 | Dimmable | 8% |  | Damp Location Rated,Enclosed Fixtures,Recessed Fixtures |  |  |  | 2015-06-01 | 2015-09-10 | Canada | ES_1115079_BB13-03527OMC-12DE12-1C200_09102015210325_9005182 | 2247659
Cree, Inc. | Cree LED Bulb | Cree LED Bulb | BB13-03527OMC-12DE12-1C600 |  | B13 | Decorative | E12 (Candelabra) | Decorative | LED | 5 | 40 | 108 | 38 |  |  |  | 350 | 5.3 | 66 | No | 25000 | 2700 | 91 | 54 | 0.9 | -25 | Dimmable | 8% |  | Damp Location Rated,Enclosed Fixtures,Recessed Fixtures |  |  |  | 2015-06-01 | 2015-09-10 | United States | ES_1115079_BB13-03527OMC-12DE12-1C600_09102015210417_9057446 | 2247660
Cree, Inc. | Cree LED Bulb | Cree LED Bulb | BB13-03527OMC-12DE12-1CL00 |  | B13 | Decorative | E12 (Candelabra) | Decorative | LED | 5 | 40 | 108 | 38 |  |  |  | 350 | 5.3 | 66 | No | 25000 | 2700 | 91 | 54 | 0.9 | -25 | Dimmable | 8% |  | Damp Location Rated,Enclosed Fixtures,Recessed Fixtures |  |  |  | 2015-06-01 | 2015-09-10 | Canada | ES_1115079_BB13-03527OMC-12DE12-1CL00_09102015210525_9125049 | 2247661
Cree, Inc. | Cree LED Bulb | Cree LED Bulb | BBR30-06527FLF-12DE26-1U100 | ,BBR30-06527FLF-12DE26-1U200, | BR30 | Reflector (Flood/Spot) | E26 (Medium) | Directional | LED | 10 | 65 | 128.3 | 95.8 |  |  |  | 650 | 9.5 | 68.4 | No | 25000 | 2700 | 82 | 5 | 1 | -25 | Dimmable | 20% |  | Damp Location Rated,Enclosed Fixtures,Wet Location Rated,Recessed Fixtures |  |  |  | 2013-08-01 | 2014-01-15 | United States, Canada | ES_1105798_CREE INC (307097) ¦ BBR30-06527FLF-12DE26-1U100_03092014114433_5473127 | 2205810
Cree, Inc. | Cree LED Bulb | Cree LED Bulb | SA19-04627MDFD-12DE26-1-11 | Cree LED Bulb,SA19-04627MDFD-12DE26-1-14, | A19 | General Purpose Replacement | E26 (Medium) | Omnidirectional | LED | 10 | 40 | 112 | 64 |  |  |  | 465 | 5.6 | 83 | No | 25000 | 2700 | 82 | 5 | 0.9 | -25 | Dimmable | 5% | No | Damp Location Rated,Not for Use in Recessed Fixtures | No |  |  | 2016-06-15 | 2016-07-09 | United States | ES_1115079_SA19-04627MDFD-12DE26-1-11_07092016144244_5364610 | 2272076
Cree, Inc. | Cree LED Bulb | Cree LED Bulb | SA19-04627MDFD-12DE26-1-21 | Cree LED Bulb,SA19-04627MDFD-12DE26-1-24, | A19 | General Purpose Replacement | E26 (Medium) | Omnidirectional | LED | 10 | 40 | 112 | 64 |  |  |  | 465 | 5.6 | 83 | No | 25000 | 2700 | 82 | 5 | 0.9 | -25 | Dimmable | 5% | No | Damp Location Rated,Not for Use in Recessed Fixtures | No |  |  | 2016-06-15 | 2016-07-09 | Canada | ES_1115079_SA19-04627MDFD-12DE26-1-21_07092016144257_5377959 | 2272077
Cree, Inc. | Cree LED Bulb | Cree LED Bulb | SA19-04650MDFD-12DE26-1-11 | ,SA19-04650MDFD-12DE26-1-14, | A19 | General Purpose Replacement | E26 (Medium) | Omnidirectional | LED | 10 | 40 | 112 | 64 |  |  |  | 470 | 5.2 | 90.4 | No | 25000 | 5000 | 86 | 22 | 0.9 | -25 | Dimmable | 5% | No | Damp Location Rated,Not for Use in Recessed Fixtures | No |  |  | 2016-06-15 | 2016-07-15 | United States | ES_1115079_SA19-04650MDFD-12DE26-1-11_07152016204332_5412342 | 2272521
Cree, Inc. | Cree LED Bulb | Cree LED Bulb | SA19-04650MDFD-12DE26-1-21 | ,SA19-04650MDFD-12DE26-1-24, | A19 | General Purpose Replacement | E26 (Medium) | Omnidirectional | LED | 10 | 40 | 112 | 64 |  |  |  | 470 | 5.2 | 90.4 | No | 25000 | 5000 | 86 | 22 | 0.9 | -25 | Dimmable | 5% | No | Damp Location Rated,Not for Use in Recessed Fixtures | No |  |  | 2016-06-15 | 2016-07-15 | Canada | ES_1115079_SA19-04650MDFD-12DE26-1-21_07152016204554_5554993 | 2272522
Cree, Inc. | Cree LED Bulb | Cree LED Bulb | SA19-08127MDFD-12DE26-1-11 | Cree LED Bulb,SA19-08127MDFD-12DE26-1-14, | A19 | General Purpose Replacement | E26 (Medium) | Omnidirectional | LED | 10 | 60 | 112 | 64 |  |  |  | 815 | 9.5 | 85.8 | No | 25000 | 2700 | 81 | 3 | 0.9 | -25 | Dimmable | 5% | No | Damp Location Rated,Not for Use in Recessed Fixtures | No |  |  | 2016-06-15 | 2016-07-11 | United States | ES_1115079_SA19-08127MDFD-12DE26-1-11_07112016112456_6296920 | 2272086
Cree, Inc. | Cree LED Bulb | Cree LED Bulb | SA19-08127MDFD-12DE26-1-21 | Cree LED Bulb,SA19-08127MDFD-12DE26-1-24, | A19 | General Purpose Replacement | E26 (Medium) | Omnidirectional | LED | 10 | 60 | 112 | 64 |  |  |  | 815 | 9.5 | 85.8 | No | 25000 | 2700 | 81 | 3 | 0.9 | -25 | Dimmable | 5% | No | Damp Location Rated,Not for Use in Recessed Fixtures | No |  |  | 2016-06-15 | 2016-07-11 | Canada | ES_1115079_SA19-08127MDFD-12DE26-1-21_07112016112521_6321197 | 2272087
Cree, Inc. | Cree LED Bulb | Cree LED Bulb | SA19-08150MDFD-12DE26-1-11 | Cree LED Bulb,SA19-08150MDFD-12DE26-1-14, | A19 | General Purpose Replacement | E26 (Medium) | Omnidirectional | LED | 10 | 60 | 112 | 64 |  |  |  | 820 | 8.5 | 96.5 | No | 25000 | 5000 | 86 | 23 | 0.9 | -25 | Dimmable | 5% | No | Damp Location Rated,Not for Use in Recessed Fixtures | No |  |  | 2016-06-15 | 2016-07-11 | United States | ES_1115079_SA19-08150MDFD-12DE26-1-11_07112016122020_9620659 | 2272088
Cree, Inc. | Cree LED Bulb | Cree LED Bulb | SA19-08150MDFD-12DE26-1-21 | Cree LED Bulb,SA19-08150MDFD-12DE26-1-24, | A19 | General Purpose Replacement | E26 (Medium) | Omnidirectional | LED | 10 | 60 | 112 | 64 |  |  |  | 820 | 8.5 | 96.5 | No | 25000 | 5000 | 86 | 23 | 0.9 | -25 | Dimmable | 5% | No | Damp Location Rated,Not for Use in Recessed Fixtures | No |  |  | 2016-06-15 | 2016-07-11 | Canada | ES_1115079_SA19-08150MDFD-12DE26-1-21_07112016122031_9631974 | 2272089
Cree, Inc. | Cree LED Bulb | Cree LED Bulb | SA19-11027MDFD-12DE26-1-11 |  | A19 | General Purpose Replacement | E26 (Medium) | Omnidirectional | LED | 10 | 75 | 112 | 64 |  |  |  | 1106 | 11.2 | 98.6 | No | 25000 | 2700 | 86 | 30 | 0.9 | -25 | Dimmable | 5% | No | Damp Location Rated,Not for Use in Recessed Fixtures | No |  |  | 2016-06-15 | 2016-07-28 | United States | ES_1115079_SA19-11027MDFD-12DE26-1-11_07282016112239_4959809 | 2273703
Cree, Inc. | Cree LED Bulb | Cree LED Bulb | SA19-11027MDFD-12DE26-1-21 |  | A19 | General Purpose Replacement | E26 (Medium) | Omnidirectional | LED | 10 | 75 | 112 | 64 |  |  |  | 1106 | 11.2 | 98.6 | No | 25000 | 2700 | 86 | 30 | 0.9 | -25 | Dimmable | 5% | No | Damp Location Rated,Not for Use in Recessed Fixtures | No |  |  | 2016-06-15 | 2016-07-28 | Canada | ES_1115079_SA19-11027MDFD-12DE26-1-21_07282016112253_4973218 | 2273704
Cree, Inc. | Cree LED Bulb | Cree LED Bulb | SA19-11050MDFD-12DE26-1-11 |  | A19 | General Purpose Replacement | E26 (Medium) | Omnidirectional | LED | 10 | 75 | 112 | 64 |  |  |  | 1150 | 10.4 | 110.6 | No | 25000 | 5000 | 86 | 21 | 0.9 | -25 | Dimmable | 5% | No | Damp Location Rated,Not for Use in Recessed Fixtures | No |  |  | 2016-06-15 | 2016-07-14 | United States | ES_1115079_SA19-11050MDFD-12DE26-1-11_07152016173646_4206143 | 2272476
Cree, Inc. | Cree LED Bulb | Cree LED Bulb | SA19-11050MDFD-12DE26-1-21 |  | A19 | General Purpose Replacement | E26 (Medium) | Omnidirectional | LED | 10 | 75 | 112 | 64 |  |  |  | 1150 | 10.4 | 110.6 | No | 25000 | 5000 | 86 | 21 | 0.9 | -25 | Dimmable | 5% | No | Damp Location Rated,Not for Use in Recessed Fixtures | No |  |  | 2016-06-15 | 2016-07-14 | Canada | ES_1115079_SA19-11050MDFD-12DE26-1-21_07152016173732_4252570 | 2272477
Cree, Inc. | Cree LED Bulb | Cree LED Bulb | SA21-16027MDFD-12DE26-1-11 |  | A21 | General Purpose Replacement | E26 (Medium) | Omnidirectional | LED | 10 | 100 | 113 | 70 |  |  |  | 1650 | 16.5 | 100 | No | 15000 | 2700 | 86 | 30 | 0.9 | -25 | Dimmable | 5% | No | Damp Location Rated,Not for Use in Recessed Fixtures | No |  |  | 2016-06-15 | 2016-07-18 | United States | ES_1115079_SA21-16027MDFD-12DE26-1-11_07182016171345_2025904 | 2272588
Cree, Inc. | Cree LED Bulb | Cree LED Bulb | SA21-16027MDFD-12DE26-1-21 |  | A21 | General Purpose Replacement | E26 (Medium) | Omnidirectional | LED | 10 | 100 | 113 | 70 |  |  |  | 1650 | 16.5 | 100 | No | 15000 | 2700 | 86 | 30 | 0.9 | -25 | Dimmable | 5% | No | Damp Location Rated,Not for Use in Recessed Fixtures | No |  |  | 2016-06-15 | 2016-07-18 | Canada | ES_1115079_SA21-16027MDFD-12DE26-1-21_07182016171417_2057301 | 2272589
Curtis Mathes Inc | Curtis Mathes | CMPAR38Y-3708-830 | CMPAR38Y-3708-830 |  | PAR38 | Reflector (Flood/Spot) | E26 (Medium) | Directional | LED | 10 | 90 | 130.9 | 118.2 | 2071 |  | 35 | 850 | 12 | 70.8 | No | 25000 | 3000 | 82 | 4 | 0.9 | -18 | Dimmable | 20% |  | Not for Use in Enclosed Fixtures |  |  |  | 2016-02-01 | 2016-02-03 | United States, Canada | ES_1129318_CMPAR38Y-3708-830_02042016101933_7006170 | 2257842
Curtis Mathes Inc | Curtis Mathes | LED lamps | CMMR-6502-927-FL |  | PAR16 | Reflector (Flood/Spot) | GU10 | Directional | LED | 5 | 50 | 53.9 | 50 | 1114 |  | 40 |  | 7 | 76.2 | No | 25000 | 2700 | 90 | 48 | 1 | -20 | Dimmable | 20% |  | None |  |  |  | 2016-04-11 | 2016-05-03 | United States, Canada | ES_1129318_CMMR-6502-927-FL_05062016153341_8999436 | 2266381
Curtis Mathes Inc | Curtis Mathes | LED lamps | CMMR-6502-930-FL |  | PAR16 | Reflector (Flood/Spot) | GU10 | Directional | LED | 5 | 50 | 53.9 | 50 | 1323 |  | 40 |  | 7 | 77.6 | No | 25000 | 3000 | 93 | 62 | 1 | -20 | Dimmable | 20% |  | None |  |  |  | 2016-04-11 | 2016-05-03 | United States, Canada | ES_1129318_CMMR-6502-930-FL_05062016153341_8602583 | 2266382
Globe Electric Inc. | Globe | LED A19 7W DIM | 33892 |  | A19 | General Purpose Replacement | E26 (Medium) | Omnidirectional | LED | 5 | 40 | 108.8 | 59.6 |  |  |  | 470 | 7 | 67.1 | No | 25000 | 5000 | 84 | 18 | 0.9 | -20 | Dimmable | 15% |  | None |  |  |  | 2015-03-15 | 2015-03-12 | Canada | ES_0031577_33892_04032015032102_7002406 | 2235776
Curtis Mathes Inc | Curtis Mathes | LED Omni Lamp A19 | CMA19-1106-827 |  | A19 | General Purpose Replacement | E26 (Medium) | Omnidirectional | LED | 3 | 40 | 111.5 | 59.7 |  |  |  | 500 | 6 | 83.3 | No | 25000 | 2700 | 82 | 8 | 0.9 | -20 | Dimmable | 10% |  | Damp Location Rated,Not for Use in Enclosed Fixtures,Recessed Fixtures |  |  |  | 2015-03-05 | 2015-03-11 | United States, Canada | ES_1129318_CMA19-1106-827_03112015195422_0981341 | 2235064
Curtis Mathes Inc | Curtis Mathes | LED Omni Lamp A19 | CMA19-1309-827 |  | A19 | General Purpose Replacement | E26 (Medium) | Omnidirectional | LED | 3 | 60 | 111.7 | 59.6 |  |  |  | 810 | 9.5 | 85.3 | No | 25000 | 2700 | 82 | 6 | 0.9 | -20 | Dimmable | 10% |  | Damp Location Rated,Not for Use in Enclosed Fixtures,Recessed Fixtures |  |  |  | 2015-03-05 | 2015-03-11 | United States, Canada | ES_1129318_CMA19-1309-827_03112015195522_0987943 | 2235065
Curtis Mathes Inc | Curtis Mathes | LED Omni Lamp A19 | CMA19-1309-840 |  | A19 | General Purpose Replacement | E26 (Medium) | Omnidirectional | LED | 3 | 60 | 111.5 | 59.6 |  |  |  | 810 | 9.5 | 85.3 | No | 25000 | 4000 | 85 | 20 | 0.9 | -20 | Dimmable | 10% |  | Damp Location Rated,Not for Use in Enclosed Fixtures,Recessed Fixtures |  |  |  | 2015-03-05 | 2015-03-11 | United States, Canada | ES_1129318_CMA19-1309-840_03112015195621_0992789 | 2235066
Cyber Tech Lighting Inc. | Eco Star | LB11R30/D/WW | LB11R30/D/WW |  | BR30 | Reflector (Flood/Spot) | E26 (Medium) | Directional | LED | 3 | 65 | 130 | 95 |  |  | 120 | 800 | 11 | 72.7 | No | 25000 | 2700 | 82 | 14 | 0.9 | -20 | Dimmable | 10% |  | None |  |  |  | 2014-05-12 | 2014-05-12 | United States | ES_1044586_LB11R30/D/WW_05122014090840_1023609 | 2210311
Cyber Tech Lighting Inc. | Eco Star | LB13R40/D/WW | LB13R40/D/WW |  | BR40 | Reflector (Flood/Spot) | E26 (Medium) | Directional | LED | 3 | 75 | 160 | 120 |  |  | 120 | 1050 | 13 | 80.7 | No | 25000 | 2700 | 82 | 14 | 0.9 | -20 | Dimmable | 10% |  | Not for Use in Enclosed Fixtures |  |  |  | 2014-10-22 | 2015-03-06 | United States | ES_1044586_LB13R40/D/WW_03062015042950_1023701 | 2234375
Cyber Tech Lighting Inc. | Eco Star | LB7A-D/WW | LB7A-D/W |  | A19 | General Purpose Replacement | E26 (Medium) | Omnidirectional | LED | 3 | 40 | 108.8 | 59.6 |  |  |  | 450 | 7 | 64.3 | No | 25000 | 2700 | 82 | 14 | 1 | -20 | Dimmable | 10% |  | Damp Location Rated,Not for Use in Enclosed Fixtures |  |  |  | 2015-06-19 | 2015-06-19 | United States | ES_1044586_LB7A-D/W_06192015041220_1023838 | 2241861
DataTellit Inc. | Xlight.ca | A19 | XL011012706 |  | A19 | General Purpose Replacement | E26 (Medium) | Omnidirectional | LED | 5 | 60 | 111 | 60.1 |  |  |  | 800 | 8.5 | 94.1 | No | 25000 | 2700 | 82 | 7 | 0.8 | -18 | Dimmable | 10% | No | Damp Location Rated,Use With Timers,Not for Use in Recessed Fixtures,Use With Photo and/or Motion Sensors | No |  |  | 2016-09-12 | 2016-09-27 | Canada | ES_1137197_XL011012706_09272016154501_4983981 | 2280883
DataTellit Inc. | Xlight.ca | A19 | XL011015006 |  | A19 | General Purpose Replacement | E26 (Medium) | Omnidirectional | LED | 5 | 60 | 111.1 | 60 |  |  |  | 800 | 8.5 | 94.1 | No | 25000 | 5000 | 85 | 19 | 0.8 | -18 | Dimmable | 10% | No | Damp Location Rated,Use With Timers,Not for Use in Recessed Fixtures,Use With Photo and/or Motion Sensors | No |  |  | 2016-09-12 | 2016-09-27 | Canada | ES_1137197_XL011015006_09272016154533_2348919 | 2280884
DataTellit Inc. | Xlight.ca | PAR16 | XL015013006 |  | PAR16 | Reflector (Flood/Spot) | GU10 | Directional | LED | 5 | 50 | 57.3 | 50.4 | 1159 |  | 30 | 400 | 5 | 80 | No | 25000 | 3000 | 83 | 9 | 0.8 | -18 | Dimmable | 10% | No | Damp Location Rated,Use With Timers,Use With Photo and/or Motion Sensors | No |  |  | 2016-09-12 | 2016-09-27 | Canada | ES_1137197_XL015013006_09272016155901_2319849 | 2280885
DataTellit Inc. | Xlight.ca | PAR16 | XL015015006 |  | PAR16 | Reflector (Flood/Spot) | GU10 | Directional | LED | 5 | 50 | 57.3 | 50.1 | 1084 |  | 30 | 400 | 5 | 80 | No | 25000 | 5000 | 85 | 22 | 0.8 | -18 | Dimmable | 10% | No | Damp Location Rated,Use With Timers,Use With Photo and/or Motion Sensors | No |  |  | 2016-09-12 | 2016-09-27 | Canada | ES_1137197_XL015015006_09272016155933_3459921 | 2280886
DataTellit Inc. | Xlight.ca | PAR20 | XL016013006 |  | PAR20 | Reflector (Flood/Spot) | E26 (Medium) | Directional | LED | 5 | 50 | 83.7 | 63.3 | 1556 |  | 30 | 450 | 6.4 | 70.3 | No | 25000 | 3000 | 82 | 6 | 0.8 | -18 | Dimmable | 10% | No | Damp Location Rated,Use With Timers,Use With Photo and/or Motion Sensors | No |  |  | 2016-09-12 | 2016-09-27 | Canada | ES_1137197_XL016013006_09272016155945_3458192 | 2280887
DataTellit Inc. | Xlight.ca | PAR20 | XL016015006 |  | PAR20 | Reflector (Flood/Spot) | E26 (Medium) | Directional | LED | 5 | 50 | 83.6 | 63.4 | 1296 |  | 30 | 450 | 6.4 | 70.3 | No | 25000 | 5000 | 85 | 20 | 0.8 | -18 | Dimmable | 10% | No | Damp Location Rated,Use With Timers,Use With Photo and/or Motion Sensors | No |  |  | 2016-09-12 | 2016-09-27 | Canada | ES_1137197_XL016015006_09272016160000_4387872 | 2280888
Dauer Manufacturing | DauerLED | LED BR Bulb | LED-BR30-14PL-27K-120 |  | BR30 | Reflector (Flood/Spot) | E26 (Medium) | Directional | LED | 5 | 85 | 133 | 95 |  |  |  | 1070 | 14 | 76.4 | No | 25000 | 2700 | 82 | 15 | 1 | -20 | Dimmable | 10% |  | Damp Location Rated,Recessed Fixtures,Shatter Resistant,Not for Use in Enclosed Fixtures |  |  |  | 2015-07-20 | 2015-07-24 | United States | ES_1117251_LED-BR30-14PL-27K-120_07242015174042_2098482 | 2245214
Dauer Manufacturing | DauerLED | LED BR Bulb | LED-BR30-9PL-27K-120 |  | BR30 | Reflector (Flood/Spot) | E26 (Medium) | Directional | LED | 5 | 65 | 133.1 | 95.2 |  |  |  | 680 | 9 | 75.6 | No | 25000 | 2700 | 82 | 15 | 1 | -20 | Dimmable | 10% |  | Damp Location Rated,Recessed Fixtures,Shatter Resistant,Not for Use in Enclosed Fixtures |  |  |  | 2015-07-20 | 2015-07-24 | United States | ES_1117251_LED-BR30-9PL-27K-120_07242015173822_3009184 | 2245213
Dauer Manufacturing | DauerLED | LED lamps | LED-GU10-8L90-27K-40° |  | PAR16 | Reflector (Flood/Spot) | GU10 | Directional | LED | 5 | 50 | 53.9 | 50 | 1114 |  | 40 |  | 7 | 76.2 | No | 25000 | 2700 | 90 | 48 | 1 | -20 | Dimmable | 20% |  | None |  |  |  | 2015-09-18 | 2015-09-28 | United States, Canada | ES_1117251_LED-GU10-8L90-27K-40°_10022015130011_9752645 | 2249331
Dauer Manufacturing | DauerLED | LED lamps | LED-GU10-8L90-WW-40° |  | PAR16 | Reflector (Flood/Spot) | GU10 | Directional | LED | 5 | 50 | 53.9 | 50 | 1323 |  | 40 |  | 7 | 77.6 | No | 25000 | 3000 | 93 | 62 | 1 | -20 | Dimmable | 20% |  | None |  |  |  | 2015-09-18 | 2015-09-28 | United States, Canada | ES_1117251_LED-GU10-8L90-WW-40°_10022015130011_8635245 | 2249332
Dauer Manufacturing | DauerLED | LED Spotlight Lamp | LED-MR16-8L90-27K-40 |  | MR16 | Reflector (Flood/Spot) | GU5.3 | Directional | LED | 5 | 50 | 45.6 | 50.1 | 1282 |  | 40 | 450 | 7 | 64.3 | No | 25000 | 2700 | 91 | 52 | 0.9 | -20 | Dimmable | 10% |  | Damp Location Rated,Use With Timers,Enclosed Fixtures,Recessed Fixtures,Use With Photo And/Or Motion Sensors |  |  |  | 2016-03-06 | 2016-03-29 | United States | ES_1117251_LED-MR16-8L90-27K-40_03292016163112_5782993 | 2264409
Dolan Designs | Destination Lighting | CFL | DL13E26-2700K |  | CFL Bare Spiral | General Purpose Replacement | E26 (Medium) | Omnidirectional | CFL | 2 | 60 | 102 | 50 |  | 1.5 |  | 900 | 13 | 69.2 | No | 12000 | 2700 | 83 | -5 | 0.6 | -18 |  |  |  | Other,Not for use in enclosed fixtures |  |  |  | 2014-08-20 | 2014-08-08 | United States | ES_1022257_DL13E26-2700K_08142014180242_9342183 | 2217404
Dolan Designs | Destination Lighting | CFL | DL13E26-2700K |  | CFL Bare Spiral | General Purpose Replacement | E26 (Medium) | Omnidirectional | CFL | 2 | 60 | 102 | 50 |  | 1.5 |  | 900 | 13 | 69.2 | No | 12000 | 2700 | 83 | -5 | 0.6 | -18 |  |  |  | Other,Not for use in recessed fixtures |  |  |  | 2014-08-20 | 2014-08-12 | United States | ES_1022257_DL13E26-2700K_08142014180242_3297110 | 2217405
Dolan Designs | Destination Lighting | CFL | DL18E26-2700K |  | CFL Bare Spiral | General Purpose Replacement | E26 (Medium) | Omnidirectional | CFL | 2 | 75 | 113 | 56 |  | 1.5 |  | 1250 | 18 | 69.4 | No | 12000 | 2700 | 83 | -10 | 0.6 | -18 |  |  |  | Other,Not for use in enclosed fixtures |  |  |  | 2014-08-20 | 2014-08-07 | United States | ES_1022257_DL18E26-2700K_08142014180331_2620656 | 2217402
Dolan Designs | Destination Lighting | CFL | DL18E26-2700K |  | CFL Bare Spiral | General Purpose Replacement | E26 (Medium) | Omnidirectional | CFL | 2 | 75 | 113 | 56 |  | 1.5 |  | 1250 | 18 | 69.4 | No | 12000 | 2700 | 83 | -10 | 0.6 | -18 |  |  |  | Other,Not for use in recessed fixtures |  |  |  | 2014-08-20 | 2014-08-07 | United States | ES_1022257_DL18E26-2700K_08142014180331_9292820 | 2217403
Dolan Designs | Destination Lighting | CFL | DL23E26-2700K |  | CFL Bare Spiral | General Purpose Replacement | E26 (Medium) | Omnidirectional | CFL | 2 | 75 | 115 | 60 |  | 1.5 |  | 1600 | 23 | 69.6 | No | 12000 | 2700 | 82 | -9 | 0.6 | -18 |  |  |  | Other,Not for use in enclosed fixtures |  |  |  | 2014-08-20 | 2014-08-07 | United States | ES_1022257_DL23E26-2700K_08142014180414_9991180 | 2217400
Dolan Designs | Destination Lighting | CFL | DL23E26-2700K |  | CFL Bare Spiral | General Purpose Replacement | E26 (Medium) | Omnidirectional | CFL | 2 | 75 | 115 | 60 |  | 1.5 |  | 1600 | 23 | 69.6 | No | 12000 | 2700 | 82 | -9 | 0.6 | -18 |  |  |  | Other,Not for use in recessed fixtures |  |  |  | 2014-08-20 | 2014-08-07 | United States | ES_1022257_DL23E26-2700K_08142014180414_2241307 | 2217401
Dolan Designs | Destination Lighting | CFL | DL26E26-2700K |  | CFL Bare Spiral | General Purpose Replacement | E26 (Medium) | Omnidirectional | CFL | 2 | 100 | 129 | 60 |  | 2 |  | 1800 | 26 | 69.2 | No | 12000 | 2700 | 82 | -6 | 0.6 | -18 |  |  |  | Other,not for use in enclosed fixture |  |  |  | 2014-08-30 | 2014-09-11 | United States | ES_1022257_DL26E26-2700K_09182014084445_7658747 | 2219745
Dolan Designs | Destination Lighting | CFL | DL26E26-2700K |  | CFL Bare Spiral | General Purpose Replacement | E26 (Medium) | Omnidirectional | CFL | 2 | 100 | 129 | 60 |  | 2 |  | 1800 | 26 | 69.2 | No | 12000 | 2700 | 82 | -6 | 0.6 | -18 |  |  |  | Other,not for use in recessed fixture. |  |  |  | 2014-08-30 | 2014-09-11 | United States | ES_1022257_DL26E26-2700K_09182014084445_5260983 | 2219746
Dolgencorp, LLC & DG Strategic VII, LLC | Dollar General | FLE13HT3/2/10E/SW | 63662 | ,FLE13HT3SWBX2DG,; FLE13HT3/2/10E/SW,63616,; FLE13HT3/2/10E/SW,FLE13HT3SWBXDG, | CFL Bare Spiral | General Purpose Replacement | E26 (Medium) | Omnidirectional | CFL | 2 | 60 | 115.5 | 45 |  | 1 |  | 915 | 13.4 | 68.3 | No | 10000 | 2700 | 83 | -5 | 0.6 | -15 |  |  |  | Damp Location Rated |  |  |  | 2014-12-03 | 2014-12-04 | United States | ES_1117524_63662_12042014203008_5008658 | 2226438
Dolgencorp, LLC & DG Strategic VII, LLC | Dollar General | FLE23HT3/2/10E/SW | 92403 | ,FLE23T3SWBX1DGP,; FLE23HT3/2/10E/SW,92403, | CFL Bare Spiral | General Purpose Replacement | E26 (Medium) | Omnidirectional | CFL | 2 | 100 | 128 | 63 |  | 1 |  | 1745 | 22.9 | 76.2 | No | 10000 | 2700 | 83 | -11 | 0.6 | -15 |  |  |  | Damp Location Rated |  |  |  | 2014-11-14 | 2014-11-20 | United States | ES_1117524_92403_11202014214517_9917766 | 2225556
Dongguan Apsun Lighting Technology Co., Ltd. | APSUN | Integral LED Bulb | APS-E26-1W/2W3 |  | Decorative: Other | Decorative | E26 (Medium) | Decorative | LED | 3 | 40 | 81.2 | 44.9 |  |  |  | 380 | 6 | 63.3 | No | 25000 | 6500 | 85 | 20 | 0.7 | -20 |  |  |  | Other,Not for Use in Enclosed Fixtures |  |  |  | 2016-03-01 | 2016-03-01 | United States, Canada | ES_1094987_APS-E26-1W/2W3_10282015140419_7328762 | 2252225
Dongguan Keetat Lighting Ltd. | KEETAT | Integral LED Lamps | E26PAR16L-6D-WW35-P***-** | Integral LED Lamps,E26PAR16L P051 2700K, | PAR16 | Reflector (Flood/Spot) | E26 (Medium) | Directional | LED | 3 | 45 | 72 | 50 | 955 |  | 35 | 380 | 6.7 | 63.3 | No | 25000 | 2700 | 81 | 12 | 0.8 | -25 | Dimmable | 20% |  | None |  |  |  | 2013-09-25 | 2014-09-25 | United States, Canada | ES_1128472_E26PAR16L-6D-WW35-P***-**_10012014162026_9487102 | 2221027
Dongguan Keetat Lighting Ltd. | KEETAT | Integral LED Lamps | E26PAR20-8D-NW40-P***-** | Integral LED Lamps,E26PAR20P033 4100K, | PAR20 | Reflector (Flood/Spot) | E26 (Medium) | Directional | LED | 3 | 50 | 83.9 | 63.6 | 951 |  | 40 | 550 | 8 | 68.8 | No | 25000 | 4000 | 82 | 14 | 1 | -25 | Dimmable | 20% |  | None |  |  |  | 2013-09-25 | 2014-10-24 | United States, Canada | ES_1128472_E26PAR20-8D-NW40-P***-**_10242014164504_3068329 | 2223603
Dongguan Keetat Lighting Ltd. | KEETAT | Integral LED Lamps | E26PAR20-8D-WW40-P***-** | Integral LED Lamps,E26PAR20P033 2700K, | PAR20 | Reflector (Flood/Spot) | E26 (Medium) | Directional | LED | 3 | 50 | 83.9 | 63.6 | 881 |  | 40 | 500 | 8 | 62.5 | No | 25000 | 2700 | 82 | 14 | 1 | -25 | Dimmable | 20% |  | None |  |  |  | 2013-09-25 | 2014-10-22 | United States, Canada | ES_1128472_E26PAR20-8D-WW40-P***-**_10242014153557_5491587 | 2223605
Dongguan Keetat Lighting Ltd. | SIRIUS | Integral LED Lamps | E26PAR16L-6D-WW35-P***-** | Integral LED Lamps,E26PAR16L P051 2700K, | PAR16 | Reflector (Flood/Spot) | E26 (Medium) | Directional | LED | 3 | 45 | 72 | 50 | 955 |  | 35 | 380 | 6.7 | 63.3 | No | 25000 | 2700 | 81 | 12 | 0.8 | -25 | Dimmable | 20% |  | None |  |  |  | 2013-09-25 | 2014-09-25 | United States, Canada | ES_1128472_E26PAR16L-6D-WW35-P***-**_10012014162026_2130882 | 2221028
Dongguan Keetat Lighting Ltd. | SIRIUS | Integral LED Lamps | E26PAR20-8D-NW40-P***-** | Integral LED Lamps,E26PAR20P033 4100K, | PAR20 | Reflector (Flood/Spot) | E26 (Medium) | Directional | LED | 3 | 50 | 83.9 | 63.6 | 951 |  | 40 | 550 | 8 | 68.8 | No | 25000 | 4000 | 82 | 14 | 1 | -25 | Dimmable | 20% |  | None |  |  |  | 2013-09-25 | 2014-10-24 | United States, Canada | ES_1128472_E26PAR20-8D-NW40-P***-**_10242014164504_3882287 | 2223604
Dongguan Keetat Lighting Ltd. | SIRIUS | Integral LED Lamps | E26PAR20-8D-WW40-P***-** | Integral LED Lamps,E26PAR20P033 2700K, | PAR20 | Reflector (Flood/Spot) | E26 (Medium) | Directional | LED | 3 | 50 | 83.9 | 63.6 | 881 |  | 40 | 500 | 8 | 62.5 | No | 25000 | 2700 | 82 | 14 | 1 | -25 | Dimmable | 20% |  | None |  |  |  | 2013-09-25 | 2014-10-22 | United States, Canada | ES_1128472_E26PAR20-8D-WW40-P***-**_10242014153557_5404066 | 2223606
DWY Inc. dba ECADS | ECADS | self-ballasted LED Lamps | EC-A900SD-Q1D-27 |  | A19 | General Purpose Replacement | E26 (Medium) | Omnidirectional | LED | 3 | 60 | 116 | 60 |  |  |  | 810 | 9.5 | 85.3 | No | 25000 | 2700 | 82 | 7 | 1 | -20 | Dimmable | 10% |  | None |  |  |  | 2015-01-30 | 2015-01-28 | United States | ES_1130395_EC-A900SD-Q1D-27_02022015110241_8699284 | 2232506
DWY Inc. dba ECADS | ECADS | self-ballasted LED Lamps | EC-A900SD-Q1D-30 |  | A19 | General Purpose Replacement | E26 (Medium) | Omnidirectional | LED | 3 | 60 | 116 | 60 |  |  |  | 820 | 9.5 | 86.3 | No | 25000 | 3000 | 83 | 12 | 1 | -20 | Dimmable | 10% |  | None |  |  |  | 2015-01-30 | 2015-01-28 | United States | ES_1130395_EC-A900SD-Q1D-30_02022015110241_1369637 | 2232507
DWY Inc. dba ECADS | ECADS | self-ballasted LED Lamps | EC-A900SD-Q1D-40 |  | A19 | General Purpose Replacement | E26 (Medium) | Omnidirectional | LED | 3 | 60 | 116 | 60 |  |  |  | 870 | 9.5 | 91.6 | No | 25000 | 4000 | 84 | 17 | 1 | -20 | Dimmable | 10% |  | None |  |  |  | 2015-01-30 | 2015-01-28 | United States | ES_1130395_EC-A900SD-Q1D-40_02022015110241_7169481 | 2232508
DWY Inc. dba ECADS | ECADS | self-ballasted LED Lamps | EC-A900SD-Q1D-50 |  | A19 | General Purpose Replacement | E26 (Medium) | Omnidirectional | LED | 3 | 60 | 116 | 60 |  |  |  | 880 | 9.5 | 92.6 | No | 25000 | 5000 | 87 | 30 | 1 | -20 | Dimmable | 10% |  | None |  |  |  | 2015-01-30 | 2015-01-28 | United States | ES_1130395_EC-A900SD-Q1D-50_02022015110241_9752678 | 2232509
E2 Lighting Inc. | E2 Lighting | E2A19D-11W-27 | E2A19D-11W-27 |  | A19 | General Purpose Replacement | E26 (Medium) | Omnidirectional | LED | 3 | 75 | 112.3 | 63.7 |  |  |  | 1100 | 11 | 100 | No | 25000 | 2700 | 82 | 8 | 0.9 | -20 | Dimmable | 10% |  | Damp Location Rated,Not for Use in Enclosed Fixtures |  |  |  | 2015-11-15 | 2015-12-03 | United States, Canada | ES_1125688_E2A19D-11W-27_12042015115731_1023936 | 2254216
E2 Lighting Inc. | E2 Lighting | E2A19D-9W-30-GU24 | E2A19D-9W-30-GU24 |  | A19 | General Purpose Replacement | GU24 | Omnidirectional | LED | 3 | 60 | 112.3 | 64.9 |  |  |  | 800 | 9 | 88.9 | No | 25000 | 3000 | 83 | 9 | 0.9 | -20 | Dimmable | 10% |  | Damp Location Rated,Not for Use in Enclosed Fixtures |  |  |  | 2015-12-17 | 2015-12-17 | United States, Canada | ES_1125688_E2A19D-9W-30-GU24_12172015040330_1023944 | 2255138
E2 Lighting Inc. | E2 Lighting | E2PAR30D-12W-27-40 | E2PAR30D-12W-27-40 |  | PAR30L | Reflector (Flood/Spot) | E26 (Medium) | Directional | LED | 3 | 75 | 116 | 94.7 | 2604 |  | 40 | 850 | 12 | 70.8 | No | 25000 | 2700 | 82 | 7 | 1 | -20 | Dimmable | 10% |  | Damp Location Rated,Not for Use in Enclosed Fixtures |  |  |  | 2015-05-28 | 2015-11-23 | United States, Canada | ES_1125688_E2PAR30D-12W-27-40_11232015093840_1023932 | 2253179
E2 Lighting Inc. | E2 Lighting | E2PAR30D-12W-30-40 | E2PAR30D-12W-30-40 |  | PAR30L | Reflector (Flood/Spot) | E26 (Medium) | Directional | LED | 3 | 75 | 116 | 94.7 | 2337 |  | 40 | 850 | 12 | 70.8 | No | 25000 | 3000 | 83 | 12 | 1 | -20 | Dimmable | 10% |  | Damp Location Rated,Not for Use in Enclosed Fixtures |  |  |  | 2015-05-28 | 2015-06-22 | United States | ES_1125688_E2PAR30D-12W-30-40_06222015050550_1023839 | 2241990
E2 Lighting Inc. | E2 Lighting | E2PAR30D-12W-40-40 | E2PAR30D-12W-40-40 |  | PAR30 | Reflector (Flood/Spot) | E26 (Medium) | Directional | LED | 3 | 75 | 116 | 94.7 | 2197 |  | 40 | 850 | 12 | 70.8 | No | 25000 | 4000 | 84 | 15 | 0.9 | -20 | Dimmable | 10% |  | Damp Location Rated,Not for Use in Enclosed Fixtures |  |  |  | 2015-05-28 | 2015-06-30 | United States | ES_1125688_E2PAR30D-12W-40-40_06302015012840_1023841 | 2242423
E2 Lighting Inc. | E2 Lighting | LED lamps | E2MR0740KFLAWH |  | MR16 | Reflector (Flood/Spot) | GU5.3 | Directional | LED | 5 | 50 | 50.5 | 50.1 | 1509 |  | 38 |  | 7.1 | 82 | No | 25000 | 4000 | 82 | 16 | 0.9 | -20 | Dimmable | 20% |  | None |  |  |  | 2015-07-20 | 2015-07-15 | United States, Canada | ES_1125688_E2MR0740KFLAWH_08052015135036_5805342 | 2245143
E2 Lighting Inc. | E2 Lighting | LED Spotlight | E2MR0730KFLAW |  | MR16 | Reflector (Flood/Spot) | GU5.3 | Directional | LED | 5 | 50 | 50.3 | 50.1 | 1058 |  | 40 | 450 | 7 | 64.3 | No | 25000 | 3000 | 83 | 12 | 0.7 | -20 | Dimmable | 15% |  | Damp Location Rated,Recessed Fixtures,Shatter Resistant,Not for Use in Enclosed Fixtures |  |  |  | 2016-07-01 | 2015-06-26 | United States | ES_1125688_E2MR0730KFLAW_06262015111303_8547912 | 2243225
e3light Group A/S | e3light | A55-6W | A55-6W |  | A17 | General Purpose Replacement | E26 (Medium) | Omnidirectional | LED | 3 | 40 | 91.3 | 54.9 |  |  |  | 530 | 6 | 88.3 | No | 25000 | 2700 | 85 | 21 | 1 | -1 |  |  | No | Damp Location Rated | No |  |  | 2015-10-15 | 2016-07-26 | United States, Canada | ES_1135634_A55-6W_05262016110207_0527316 | 2267963
e3light Group A/S | e3light | A60-13.5W | A60-13.5W |  | A19 | General Purpose Replacement | E26 (Medium) | Omnidirectional | LED | 3 | 60 | 112.3 | 60.4 |  |  |  | 1075 | 13.5 | 82.6 | No | 25000 | 2700 | 82 | 5 | 0.9 | -1 |  |  | No | Damp Location Rated | No |  |  | 2015-10-15 | 2016-07-26 | United States, Canada | ES_1135634_A60-13.5W_05262016110135_0495545 | 2267961
e3light Group A/S | e3light | A60-9.5W | A60-9.5W |  | A19 | General Purpose Replacement | E26 (Medium) | Omnidirectional | LED | 3 | 60 | 111.4 | 60.4 |  |  |  | 806 | 9.5 | 84.8 | No | 25000 | 2700 | 85 | 22 | 0.9 | -1 |  |  | No | Damp Location Rated | No |  |  | 2015-10-15 | 2016-07-26 | United States, Canada | ES_1135634_A60-9.5W_05262016110151_0511714 | 2267962
e3light Group A/S | e3light | GU10-5.5W-DIMM | GU10-5.5W-DIMM |  | PAR16 | Reflector (Flood/Spot) | GU10 | Directional | LED | 3 | 60 | 55 | 49.5 | 1265 |  | 30 | 385 | 5.5 | 70 | No | 25000 | 2700 | 81 | 3 | 0.9 | -1 | Dimmable | 18% | No | Damp Location Rated | No |  |  | 2015-10-15 | 2016-07-26 | United States, Canada | ES_1135634_GU10-5.5W-DIMM_05262016085407_2847902 | 2267956
e3light Group A/S | e3light | LED Bulb | B35-5.5W |  | B10 | Decorative | E12 (Candelabra) | Decorative | LED | 3 | 40 | 96.9 | 37.2 |  |  |  | 470 | 5.5 | 85.5 | No | 25000 | 2700 | 82 | 9 | 0.8 | -18 |  |  | No | Damp Location Rated | No |  |  | 2016-06-01 | 2016-10-20 | United States, Canada | ES_1135634_B35-5.5W_06022016032317_2660766 | 2269760
e3light Group A/S | e3light | LED Bulb | G45-5.5W |  | G16.5 | Globe | E26 (Medium) | Decorative | LED | 3 | 40 | 81 | 45.4 |  |  |  | 470 | 5.5 | 85.5 | No | 25000 | 2700 | 82 | 6 | 0.9 | -18 |  |  | No | Damp Location Rated | No |  |  | 2016-06-01 | 2016-10-20 | United States, Canada | ES_1135634_G45-5.5W_06022016032918_9647931 | 2269764
e3light Group A/S | e3light | LED Bulb | P45-5.5W |  | G16.5 | Globe | E12 (Candelabra) | Decorative | LED | 3 | 40 | 81 | 45.4 |  |  |  | 470 | 5.5 | 85.5 | No | 25000 | 2700 | 82 | 6 | 0.9 | -18 |  |  | No | Damp Location Rated | No |  |  | 2016-06-01 | 2016-10-20 | United States, Canada | ES_1135634_P45-5.5W_06022016032730_7944109 | 2269759
e3light Group A/S | e3light | LED Bulb | PAR38-17W |  | PAR38 | Reflector (Flood/Spot) | E26 (Medium) | Directional | LED | 3 | 90 | 129.9 | 120.5 | 2922 |  | 30 | 1200 | 17 | 70.6 | No | 25000 | 4000 | 84 | 18 | 0.9 | -18 |  |  | No | Damp Location Rated | No |  |  | 2016-06-01 | 2016-10-20 | United States, Canada | ES_1135634_PAR38-17W_06022016033808_2087790 | 2269756
e3light Group A/S | e3light | PAR30-13W | PAR30-13W |  | PAR30L | Reflector (Flood/Spot) | E26 (Medium) | Directional | LED | 3 | 75 | 111 | 94.8 | 2608 |  | 30 | 910 | 13 | 70 | No | 25000 | 4000 | 84 | 15 | 0.9 | -1 |  |  | No | Damp Location Rated | No |  |  | 2015-10-15 | 2016-07-26 | United States, Canada | ES_1135634_PAR30-13W_05262016085442_2882442 | 2267954
e3light Group A/S | e3light | R63-6.5W | R63-6.5W |  | R20 | Reflector (Flood/Spot) | E26 (Medium) | Directional | LED | 3 | 40 | 93.9 | 63.3 |  |  | 120 | 550 | 6.5 | 89.9 | No | 25000 | 2700 | 85 | 20 | 0.9 | -1 |  |  | No | Damp Location Rated | No |  |  | 2015-10-15 | 2016-07-26 | United States, Canada | ES_1135634_R63-6.5W_05262016085508_2908437 | 2267953
e3light Group A/S | e3light | R63-8.5W | R63-8.5W |  | R20 | Reflector (Flood/Spot) | E26 (Medium) | Directional | LED | 3 | 60 | 93.5 | 63.3 |  |  | 118 | 750 | 8.5 | 92.8 | No | 25000 | 2700 | 83 | 8 | 0.9 | -1 |  |  | No | Damp Location Rated | No |  |  | 2015-10-15 | 2016-07-26 | United States, Canada | ES_1135634_R63-8.5W_05262016085525_2925195 | 2267952
EarthTronics, Inc. | EarthBulb | CFL | ET09MCL/CAN | ,,CT09SW1B/CAN | CFL Candle | Decorative | E12 (Candelabra) | Decorative | CFL | 2 | 40 | 112 | 40 |  | 1.5 |  | 450 | 9 | 50 | No | 10000 | 2700 | 82 | -3 | 0.6 | -18 |  |  |  | None |  |  |  | 2014-10-30 | 2014-11-17 | United States | ES_1056945_ET09MCL/CAN_11242014142710_7478601 | 2225668
EarthTronics, Inc. | EarthBulb | CFL | ET13MSL24 | ,,CF13SW1B24 | CFL Bare Spiral | General Purpose Replacement | GU24 | Omnidirectional | CFL | 2 | 60 | 98 | 50 |  | 1.5 |  | 900 | 13.8 | 69.2 | No | 10000 | 2700 | 82 | -7 | 0.6 | -18 |  |  |  | Not for Use in Recessed Fixtures,Not for Use in Enclosed Fixtures |  |  |  | 2014-10-30 | 2014-11-11 | United States | ES_1056945_ET13MSL24; CF13SW1B24_11122014165915_7855708 | 2225544
EarthTronics, Inc. | EarthBulb | CFL | ET13MSL2E | ,,CF13SW1B2E | CFL Bare Spiral | General Purpose Replacement | E26 (Medium) | Omnidirectional | CFL | 2 | 60 | 102 | 50 |  | 1.5 |  | 900 | 13 | 69.2 | No | 12000 | 2700 | 83 | -5 | 0.6 | -18 |  |  |  | Not for Use in Recessed Fixtures,Not for Use in Enclosed Fixtures |  |  |  | 2014-12-20 | 2014-12-09 | United States | ES_1056945_ET13MSL2E_12192014164006_4930672 | 2229678
EarthTronics, Inc. | EarthBulb | CFL | ET14MGL/S | ,,GT14SW1B | CFL Globe | Globe | E26 (Medium) | Decorative | CFL | 2 | 100 | 108 | 80 |  | 1.5 |  | 800 | 14.8 | 57.1 | No | 10000 | 2700 | 83 | -10 | 0.6 | -18 |  |  |  | Not for Use in Enclosed Fixtures |  |  |  | 2014-10-30 | 2014-11-11 | United States | ES_1056945_ET14MGL/S;GT14SW1B_11122014165923_1930215 | 2225543
EarthTronics, Inc. | EarthBulb | CFL | ET16MRLS | ,,R316SW1B | R30 | Reflector (Flood/Spot) | E26 (Medium) | Directional | CFL | 2 | 60 | 139 | 94 |  | 1.5 |  | 750 | 16 | 46.9 | No | 10000 | 2700 | 82 | -6 | 0.6 | -18 |  |  |  | None |  |  |  | 2014-10-30 | 2014-11-11 | United States | ES_1056945_HEB16MRL/S_11132014162418_1973487 | 2225039
EarthTronics, Inc. | EarthBulb | CFL | ET18MSL2E | ,,CF18SW1B2E | CFL Bare Spiral | General Purpose Replacement | E26 (Medium) | Omnidirectional | CFL | 2 | 75 | 113 | 56 |  | 1.5 |  | 1250 | 18 | 69.4 | No | 12000 | 2700 | 83 | -10 | 0.6 | -18 |  |  |  | Not for Use in Recessed Fixtures,Not for Use in Enclosed Fixtures |  |  |  | 2014-11-10 | 2014-11-11 | United States | ES_1056945_HEB18MSL2E_11202014151907_6041383 | 2225548
EarthTronics, Inc. | EarthBulb | CFL | ET18MSL2E65 | ,,CF18DL1B2E | CFL Bare Spiral | General Purpose Replacement | E26 (Medium) | Omnidirectional | CFL | 2 | 75 | 112 | 56 |  | 1.5 |  | 1200 | 18 | 66.7 | No | 12000 | 6500 | 84 | 44 | 0.6 | -18 |  |  |  | Not for Use in Recessed Fixtures,Not for Use in Enclosed Fixtures |  |  |  | 2014-11-20 | 2014-11-11 | United States | ES_1056945_HEB18MSL2E65_11242014143118_8563724 | 2225679
EarthTronics, Inc. | EarthBulb | CFL | ET23MSL2E | ,,CF23SW1B2E | CFL Bare Spiral | General Purpose Replacement | E26 (Medium) | Omnidirectional | CFL | 2 | 100 | 115 | 60 |  | 2 |  | 1600 | 23 | 69.6 | No | 12000 | 2700 | 82 | -7 | 0.5 | -18 |  |  |  | Not for Use in Recessed Fixtures,Not for Use in Enclosed Fixtures |  |  |  | 2014-11-10 | 2014-11-11 | United States | ES_1056945_HEB23MSL2E_11202014151417_4476721 | 2225546
EarthTronics, Inc. | EarthBulb | CFL | ET9MGLS | ,,GT09SW1B | CFL Globe | Globe | E26 (Medium) | Decorative | CFL | 2 | 40 | 109 | 80 |  | 1.5 |  | 500 | 9.8 | 52.6 | No | 10000 | 2700 | 84 | -6 | 0.6 | -18 |  |  |  | None |  |  |  | 2014-10-30 | 2014-11-10 | United States | ES_1056945_HEB09MGL/S_11172014164005_5544939 | 2225249
EarthTronics, Inc. | EarthBulb | ET13MSL2E | ET13MSL2E | ,ET13MSL2E,CF13SW2B2E,CF13SW6B2E,CF13SW4B2E | CFL Bare Spiral | General Purpose Replacement | E26 (Medium) | Omnidirectional | CFL | 2 | 60 | 102 | 50 |  | 2.5 |  | 900 | 13 | 69.2 | No | 12000 | 2700 | 83 | -5 | 0.6 | -18 |  |  |  | Damp Location Rated,Not for Use in Recessed Fixtures,Not for Use in Enclosed Fixtures |  |  |  | 2014-01-01 | 2015-12-14 | United States, Canada | ES_1056945_ET13MSL2E_12112015143941_7519800 | 2254988
EarthTronics, Inc. | EarthBulb | ET13MSL2E41 | ET13MSL2E41 | ,ET13MSL2E41,CF13CW1B2E,CF13CW2B2E | CFL Bare Spiral | General Purpose Replacement | E26 (Medium) | Omnidirectional | CFL | 2 | 60 | 102 | 50 |  | 2.5 |  | 900 | 13 | 69.2 | No | 12000 | 4100 | 83 | 23 | 0.7 | -18 |  |  |  | Damp Location Rated,Not for Use in Recessed Fixtures,Not for Use in Enclosed Fixtures |  |  |  | 2014-01-01 | 2015-12-15 | United States, Canada | ES_1056945_ET13MSL2E41_12142015102715_9747888 | 2254989
EarthTronics, Inc. | EarthBulb | ET13MSL2E65 | ET13MSL2E65 | ,ET13MSL2E65,CF13DL1B2E,CF13DL4B2E,CF13DL2B2E | CFL Bare Spiral | General Purpose Replacement | E26 (Medium) | Omnidirectional | CFL | 2 | 60 | 102 | 50 |  | 2.5 |  | 860 | 13.1 | 65.6 | No | 12000 | 6500 | 84 | 46 | 0.6 | -18 |  |  |  | Damp Location Rated,Not for Use in Recessed Fixtures,Not for Use in Enclosed Fixtures |  |  |  | 2014-01-01 | 2015-12-15 | United States, Canada | ES_1056945_ET13MSL2E65_12142015134844_2382470 | 2254990
EarthTronics, Inc. | EarthBulb | ET18MSL2E | ET18MSL2E | ,ET18MSL2E,CF18SW4B2E | CFL Bare Spiral | General Purpose Replacement | E26 (Medium) | Omnidirectional | CFL | 2 | 75 | 113 | 56 |  | 2.5 |  | 1250 | 18 | 69.4 | No | 12000 | 2700 | 83 | -10 | 0.6 | -18 |  |  |  | Damp Location Rated,Not for Use in Recessed Fixtures,Not for Use in Enclosed Fixtures |  |  |  | 2014-01-01 | 2015-12-14 | United States, Canada | ES_1056945_ET18MSL2E_12112015144930_137445 | 2254991
EarthTronics, Inc. | EarthBulb | ET23MSL2E | ET23MSL2E | ,ET23MSL2E,CF23SW4B2E,CF23SW2B2E | CFL Bare Spiral | General Purpose Replacement | E26 (Medium) | Omnidirectional | CFL | 2 | 100 | 115 | 60 |  | 2.5 |  | 1600 | 23 | 69.6 | No | 12000 | 2700 | 82 | -7 | 0.5 | -18 |  |  |  | Damp Location Rated,Not for Use in Recessed Fixtures,Not for Use in Enclosed Fixtures |  |  |  | 2014-01-01 | 2015-12-15 | United States, Canada | ES_1056945_ET23MSL2E_12112015145315_1942712 | 2254992
EarthTronics, Inc. | EarthBulb | ET23MSL2E1 | ET23MSL2E1 | ,ET23MSL2E1,CF23SW1B2E,CF23SW2B2E,CF23SW4B2E | CFL Bare Spiral | General Purpose Replacement | E26 (Medium) | Omnidirectional | CFL | 2 | 100 | 115 | 60 |  |  |  | 1600 | 23 | 69.6 | No | 12000 | 2700 | 82 | -6 | 0.5 | -18 |  |  |  | Damp Location Rated,Not for Use in Recessed Fixtures,Not for Use in Enclosed Fixtures |  |  |  | 2016-01-01 | 2016-04-26 | United States, Canada | ES_1056945_ET23MSL2E1_04222016134250_8234979 | 2265414
EarthTronics, Inc. | EarthBulb | ET23MSL2E35 | CF23351B2E |  | CFL Bare Spiral | General Purpose Replacement | E26 (Medium) | Omnidirectional | CFL | 2 | 100 | 120 | 61 |  | 2.5 |  | 1600 | 23 | 67.6 | No | 12000 | 3500 | 83 | 15 | 0.5 | -18 |  |  |  | Damp Location Rated,Not for Use in Recessed Fixtures,Not for Use in Enclosed Fixtures |  |  |  | 2014-01-01 | 2015-06-12 | United States, Canada | ES_1056945_CF23351B2E_06092015160139_8378717 | 2241504
EarthTronics, Inc. | EarthBulb | ET23MSL2E35 | CF23351B2E |  | CFL Bare Spiral | General Purpose Replacement | E26 (Medium) | Omnidirectional | CFL | 2 | 100 | 120 | 61 |  |  |  | 1600 | 23 | 67.6 | No | 12000 | 3500 | 83 | 15 | 0.5 | -18 |  |  |  | Damp Location Rated,Not for Use in Recessed Fixtures,Not for Use in Enclosed Fixtures |  |  |  | 2014-01-01 | 2015-06-09 | United States, Canada | ES_1056945_CF23351B2E_06082015225553_4578210 | 2241435
EarthTronics, Inc. | EarthBulb | ET23MSL2E41 | ET23MSL2E41 | ,ET23MSL2E41,CF23CW1B2E,CF23CW2B2E | CFL Bare Spiral | General Purpose Replacement | E26 (Medium) | Omnidirectional | CFL | 2 | 100 | 113 | 60 |  | 2.5 |  | 1600 | 23 | 69.6 | No | 12000 | 4100 | 84 | 29 | 0.7 | -18 |  |  |  | Damp Location Rated,Not for Use in Recessed Fixtures,Not for Use in Enclosed Fixtures |  |  |  | 2014-01-01 | 2015-12-15 | United States, Canada | ES_1056945_ET23MSL2E41_12112015145514_5893518 | 2254993
EarthTronics, Inc. | EarthBulb | ET23MSL2E65 | ET23MSL2E65 | ,ET23MSL2E65,CF23DL1B2E,CF23DL4B2E,CF23DL2B2E | CFL Bare Spiral | General Purpose Replacement | E26 (Medium) | Omnidirectional | CFL | 2 | 100 | 113 | 61 |  | 2.5 |  | 1600 | 23 | 69.6 | No | 12000 | 6500 | 84 | 44 | 0.6 | -18 |  |  |  | Damp Location Rated,Not for Use in Recessed Fixtures,Not for Use in Enclosed Fixtures |  |  |  | 2014-01-01 | 2015-12-14 | United States, Canada | ES_1056945_ET23MSL2E65_12112015145714_4056054 | 2254994
EarthTronics, Inc. | EarthBulb | ET9MSL2E | CF9SW1B2E |  | CFL Bare Spiral | General Purpose Replacement | E26 (Medium) | Omnidirectional | CFL | 2 | 40 | 91 | 45 |  | 2.5 |  | 540 | 9.1 | 60 | No | 12000 | 2700 | 82 | -8 | 0.6 | -18 |  |  |  | Damp Location Rated,Not for Use in Recessed Fixtures,Not for Use in Enclosed Fixtures |  |  |  | 2014-01-01 | 2015-06-12 | United States, Canada | ES_1056945_CF9SW1B2E_06052015100657_6152002 | 2241497
EarthTronics, Inc. | EarthBulb | L3WA211727 | 10049 |  | A21 | General Purpose Replacement | E26 (Medium) | Omnidirectional | LED | 10 | 100 | 136 | 72 |  |  |  | 1600 | 17 | 94.1 | Yes | 25000 | 2700 | 82 | 11 | 0.9 | -20 |  |  |  | Damp Location Rated,Not for Use in Enclosed Fixtures |  |  |  | 2014-01-01 | 2015-07-22 | United States, Canada | ES_1056945_10049_07212015134556_3287011 | 2244096
EarthTronics, Inc. | EarthBulb | L3WA211727 | L3WA211727 | ,L3WA211727,10149 | A21 | General Purpose Replacement | E26 (Medium) | Omnidirectional | LED | 10 | 100 | 135 | 72 |  |  |  | 1600 | 17 | 94.1 | Yes | 25000 | 2700 | 82 | 11 | 0.9 | -20 | Dimmable | 10% |  | Damp Location Rated,Not for Use in Enclosed Fixtures |  |  |  | 2015-01-01 | 2015-10-08 | United States, Canada | ES_1056945_L3WA211727_10082015140402_226404 | 2249747
EarthTronics, Inc. | EarthBulb | LA191127V2 | LA191127V2 | ,LA191127V2,10331 | A19 | General Purpose Replacement | E26 (Medium) | Omnidirectional | LED | 5 | 75 | 112 | 60 |  |  |  | 1100 | 11 | 100 | No | 15000 | 2700 | 82 | 7 | 0.9 | -20 | Dimmable | 10% | No | Damp Location Rated | No |  |  | 2016-01-01 | 2016-09-21 | United States, Canada | ES_1056945_LA191127V2_07272016094435_3411489 | 2279743
EarthTronics, Inc. | EarthBulb | LA191150V2 | LA191150V2 | ,LA191150V2,10332 | A19 | General Purpose Replacement | E26 (Medium) | Omnidirectional | LED | 5 | 75 | 112 | 60 |  |  |  | 1100 | 11 | 100 | No | 15000 | 5000 | 85 | 27 | 0.9 | -20 | Dimmable | 10% | No | Damp Location Rated | No |  |  | 2016-01-01 | 2016-09-21 | United States, Canada | ES_1056945_LA191150V2_09192016162612_7064477 | 2279744
EarthTronics, Inc. | EarthBulb | LA191327D | 10047 |  | A19 | General Purpose Replacement | E26 (Medium) | Omnidirectional | LED | 10 | 75 | 110 | 60 |  |  |  | 1100 | 13 | 84.6 | No | 25000 | 2700 | 82 | 9 | 0.9 | -20 | Dimmable | 10% |  | Damp Location Rated,Not for Use in Enclosed Fixtures |  |  |  | 2014-01-01 | 2015-07-22 | United States, Canada | ES_1056945_10047_07212015134202_2598993 | 2244029
EarthTronics, Inc. | EarthBulb | LA191327D | 10146 |  | A19 | General Purpose Replacement | E26 (Medium) | Omnidirectional | LED | 10 | 75 | 110 | 60 |  |  |  | 1100 | 13 | 84.6 | No | 25000 | 2700 | 82 | 9 | 0.9 | -20 | Dimmable | 10% |  | Damp Location Rated,Not for Use in Enclosed Fixtures |  |  |  | 2014-01-01 | 2015-07-22 | United States, Canada | ES_1056945_10146_07212015134203_4778864 | 2244030
EarthTronics, Inc. | EarthBulb | LA191330D | 10205 |  | A19 | General Purpose Replacement | E26 (Medium) | Omnidirectional | LED | 10 | 75 | 113 | 60 |  |  |  | 1100 | 13 | 84.6 | No | 25000 | 3000 | 83 | 14 | 0.9 | -20 | Dimmable | 10% |  | Damp Location Rated,Not for Use in Enclosed Fixtures |  |  |  | 2014-01-01 | 2015-07-22 | United States, Canada | ES_1056945_10205_07212015132538_6650506 | 2243964
EarthTronics, Inc. | EarthBulb | LA191350D | 10074 |  | A19 | General Purpose Replacement | E26 (Medium) | Omnidirectional | LED | 10 | 75 | 111 | 60 |  |  |  | 1100 | 13 | 84.6 | No | 25000 | 5000 | 84 | 14 | 0.9 | -20 | Dimmable | 10% |  | Damp Location Rated,Not for Use in Enclosed Fixtures |  |  |  | 2014-01-01 | 2015-07-10 | United States, Canada | ES_1056945_10074_07082015162435_5288507 | 2243018
EarthTronics, Inc. | EarthBulb | LA19527V2 | LA19527V2 | ,LA19527V2,10325 | A19 | General Purpose Replacement | E26 (Medium) | Omnidirectional | LED | 5 | 40 | 111.2 | 60 |  |  |  | 480 | 5.5 | 87.3 | No | 15000 | 2700 | 81 | 4 | 0.9 | -20 | Dimmable | 10% | No | Damp Location Rated,Not for Use in Recessed Fixtures | No |  |  | 2016-01-01 | 2016-09-14 | United States, Canada | ES_1056945_LA19527V2_08042016162914_8205682 | 2279089
EarthTronics, Inc. | EarthBulb | LA19550V2 | LA19550V2 | ,LA19550V2,10326 | A19 | General Purpose Replacement | E26 (Medium) | Omnidirectional | LED | 5 | 40 | 111.2 | 60 |  |  |  | 480 | 5.5 | 87.3 | No | 15000 | 5000 | 86 | 23 | 0.9 | -20 | Dimmable | 10% | No | Damp Location Rated,Not for Use in Recessed Fixtures | No |  |  | 2016-01-01 | 2016-09-14 | United States, Canada | ES_1056945_LA19550V2_09122016161652_7421838 | 2279091
EarthTronics, Inc. | EarthBulb | LA19727DE | 10180 |  | A19 | General Purpose Replacement | E26 (Medium) | Omnidirectional | LED | 10 | 40 | 113 | 60 |  |  |  | 480 | 8 | 60 | No | 25000 | 2700 | 83 | 9 | 0.9 | -20 | Dimmable | 10% |  | Damp Location Rated |  |  |  | 2014-01-01 | 2015-07-14 | United States, Canada | ES_1056945_10180_07142015094049_1756860 | 2243305
EarthTronics, Inc. | EarthBulb | LA19727E | LA19727E | ,LA19727E,10202 | A19 | General Purpose Replacement | E26 (Medium) | Omnidirectional | LED | 10 | 40 | 110 | 60 |  |  |  | 480 | 7.5 | 64 | No | 25000 | 2700 | 83 | 12 | 0.9 | -20 | Dimmable | 10% |  | Damp Location Rated |  |  |  | 2014-01-01 | 2015-10-08 | United States, Canada | ES_1056945_LA19727E_10082015135621_7355768 | 2249745
EarthTronics, Inc. | EarthBulb | LA19750D | 10137 |  | A19 | General Purpose Replacement | E26 (Medium) | Omnidirectional | LED | 10 | 40 | 109 | 60 |  |  |  | 480 | 7 | 68.6 | No | 25000 | 5000 | 86 | 20 | 0.9 | -20 | Dimmable | 10% |  | Damp Location Rated,Not for Use in Enclosed Fixtures |  |  |  | 2014-01-01 | 2015-04-14 | United States, Canada | ES_1056945_10137_04142015094324_5973016 | 2237472
EarthTronics, Inc. | EarthBulb | LA19750D6 | LA19750D6 | ,LA19750D6,10267,10269 | A19 | General Purpose Replacement | E26 (Medium) | Omnidirectional | LED | 10 | 40 | 118.2 | 62.2 |  |  |  | 480 | 7.5 | 60 | No | 25000 | 5000 | 85 | 10 | 0.9 | -20 | Dimmable | 10% |  | Wet Location Rated |  |  |  | 2015-01-01 | 2016-03-07 | United States, Canada | ES_1056945_LA19750D6_03022016142716_7423669 | 2261777
EarthTronics, Inc. | EarthBulb | LA19827DE | 10181 |  | A19 | General Purpose Replacement | E26 (Medium) | Omnidirectional | LED | 10 | 40 | 113 | 60 |  |  |  | 480 | 8 | 60 | No | 25000 | 2700 | 83 | 9 | 0.9 | -20 | Dimmable | 10% |  | Damp Location Rated |  |  |  | 2014-01-01 | 2015-04-30 | United States, Canada | ES_1056945_10181_04292015132130_8695032 | 2238448
EarthTronics, Inc. | EarthBulb | LA19827V224 | LA19827V224 | ,LA19827V224,10295 | A19 | General Purpose Replacement | GU24 | Omnidirectional | LED | 5 | 60 | 106 | 60 |  |  |  | 810 | 8.5 | 95.3 | No | 25000 | 2700 | 82 | 7 | 0.9 | -20 | Dimmable | 10% | No | Damp Location Rated,Not for Use in Recessed Fixtures | No |  |  | 2016-01-01 | 2016-09-19 | United States, Canada | ES_1056945_LA19827V224_08232016160817_3703424 | 2279633
EarthTronics, Inc. | EarthBulb | LA19850V224 | LA19850V224 | ,LA19850V224,10373 | A19 | General Purpose Replacement | GU24 | Omnidirectional | LED | 5 | 60 | 106 | 60 |  |  |  | 810 | 8.5 | 95.3 | No | 25000 | 5000 | 85 | 25 | 0.9 | -20 | Dimmable | 10% | No | Damp Location Rated,Not for Use in Recessed Fixtures | No |  |  | 2016-01-01 | 2016-09-19 | United States, Canada | ES_1056945_LA19850V224_09062016160129_6145966 | 2279632
EarthTronics, Inc. | EarthBulb | LA19927D6 | LA19927D6 | ,LA19927D6,10252,10253 | A19 | General Purpose Replacement | E26 (Medium) | Omnidirectional | LED | 10 | 60 | 117.1 | 61.6 |  |  |  | 810 | 9 | 88.9 | No | 25000 | 2700 | 82 | 8 | 0.9 | -20 | Dimmable | 10% |  | Wet Location Rated |  |  |  | 2015-01-01 | 2016-03-07 | United States, Canada | ES_1056945_LA19927D6_03022016141639_7626764 | 2261768
EarthTronics, Inc. | EarthBulb | LA19927DE | 10133 |  | A19 | General Purpose Replacement | E26 (Medium) | Omnidirectional | LED | 10 | 60 | 113 | 60 |  |  |  | 810 | 9 | 90 | No | 25000 | 2700 | 82 | 4 | 0.9 | -20 | Dimmable | 10% |  | Damp Location Rated |  |  |  | 2014-01-01 | 2015-04-23 | United States, Canada | ES_1056945_10133_04282015142726_7966882 | 2238220
EarthTronics, Inc. | EarthBulb | LA19927DE | 10134 |  | A19 | General Purpose Replacement | E26 (Medium) | Omnidirectional | LED | 10 | 60 | 113 | 60 |  |  |  | 810 | 9 | 90 | No | 25000 | 2700 | 82 | 4 | 0.9 | -20 | Dimmable | 10% |  | Damp Location Rated |  |  |  | 2014-01-01 | 2015-04-23 | United States, Canada | ES_1056945_10134_04232015142234_9200860 | 2237724
EarthTronics, Inc. | EarthBulb | LA19927E | 10186 |  | A19 | General Purpose Replacement | E26 (Medium) | Omnidirectional | LED | 10 | 60 | 113 | 60 |  |  |  | 810 | 9.7 | 83.5 | No | 25000 | 2700 | 83 | 12 | 0.9 | -20 | Dimmable | 10% |  | Damp Location Rated |  |  |  | 2014-01-01 | 2015-07-22 | United States, Canada | ES_1056945_10186_07212015133722_1643182 | 2243968
EarthTronics, Inc. | EarthBulb | LA19927E | 10187 |  | A19 | General Purpose Replacement | E26 (Medium) | Omnidirectional | LED | 10 | 60 | 113 | 60 |  |  |  | 810 | 9.7 | 83.5 | No | 25000 | 2700 | 83 | 12 | 0.9 | -20 | Dimmable | 10% |  | Damp Location Rated |  |  |  | 2014-01-01 | 2015-07-22 | United States, Canada | ES_1056945_10187_07212015133722_9448206 | 2243969
EarthTronics, Inc. | EarthBulb | LA19927V2 | LA19927V2 | ,LA19927V2,10327 | A19 | General Purpose Replacement | E26 (Medium) | Omnidirectional | LED | 5 | 60 | 111.9 | 60 |  |  |  | 810 | 9 | 90 | No | 25000 | 2700 | 81 | 3 | 0.9 | -40 | Dimmable | 10% | No | Damp Location Rated,Recessed Fixtures | No |  |  | 2016-01-01 | 2016-09-09 | United States, Canada | ES_1056945_LA19927V2_08232016160817_3768424 | 2278627
EarthTronics, Inc. | EarthBulb | LA19927V2ND | LA19927V2ND | ,LA19927V2ND,10417 | A19 | General Purpose Replacement | E26 (Medium) | Omnidirectional | LED | 5 | 60 | 112.5 | 60 |  |  |  | 800 | 9.5 | 84.2 | No | 15000 | 2700 | 81 | 2 | 0.6 | -20 |  |  | No | Damp Location Rated,Recessed Fixtures | No |  |  | 2016-01-01 | 2016-10-12 | United States, Canada | ES_1056945_LA19927V2ND_09132016161658_6843835 | 2281193
EarthTronics, Inc. | EarthBulb | LA19930D6 | LA19930D6 | ,LA19930D6,10255 | A19 | General Purpose Replacement | E26 (Medium) | Omnidirectional | LED | 10 | 60 | 117.1 | 61.6 |  |  |  | 810 | 9 | 88.9 | No | 25000 | 3000 | 84 | 15 | 0.9 | -20 | Dimmable | 10% |  | Wet Location Rated |  |  |  | 2015-01-01 | 2016-03-07 | United States, Canada | ES_1056945_LA19930D6_03022016141748_4239160 | 2261769
EarthTronics, Inc. | EarthBulb | LA19930DE | 10069 | LA19930DE,10069,3000K | A19 | General Purpose Replacement | E26 (Medium) | Omnidirectional | LED | 10 | 60 | 113 | 60 |  |  |  | 810 | 9 | 90 | No | 25000 | 2700 | 82 | 4 | 0.9 | -20 | Dimmable | 10% |  | Damp Location Rated |  |  |  | 2014-01-01 | 2015-04-23 | United States, Canada | ES_1056945_10069_06192015145919_1441003 | 2242185
EarthTronics, Inc. | EarthBulb | LA19930V2 | LA19930V2 | ,LA19930V2,10328 | A19 | General Purpose Replacement | E26 (Medium) | Omnidirectional | LED | 5 | 60 | 111.9 | 60 |  |  |  | 810 | 9.1 | 89 | No | 25000 | 3000 | 83 | 9 | 0.9 | -40 | Dimmable | 10% | No | Damp Location Rated,Recessed Fixtures | No |  |  | 2016-01-01 | 2016-09-29 | United States, Canada | ES_1056945_LA19930V2_09132016161658_6843835 | 2280338
EarthTronics, Inc. | EarthBulb | LA19940D6 | LA19940D6 | ,LA19940D6,10257 | A19 | General Purpose Replacement | E26 (Medium) | Omnidirectional | LED | 10 | 60 | 117.1 | 61.6 |  |  |  | 810 | 9 | 88.9 | No | 25000 | 4000 | 85 | 15 | 0.9 | -20 | Dimmable | 10% |  | Wet Location Rated |  |  |  | 2015-01-01 | 2016-03-07 | United States, Canada | ES_1056945_LA19940D6_03022016141959_9590722 | 2261770
EarthTronics, Inc. | EarthBulb | LA19940E | 10196 |  | A19 | General Purpose Replacement | E26 (Medium) | Omnidirectional | LED | 10 | 60 | 113 | 60 |  |  |  | 810 | 9.1 | 89 | No | 25000 | 4000 | 83 | 10 | 0.9 | -20 | Dimmable | 10% |  | Damp Location Rated |  |  |  | 2014-01-01 | 2015-07-22 | United States, Canada | ES_1056945_10196_07212015134032_8137170 | 2243970
EarthTronics, Inc. | EarthBulb | LA19940V2 | LA19940V2 | ,LA19940V2,10329 | A19 | General Purpose Replacement | E26 (Medium) | Omnidirectional | LED | 5 | 60 | 111.9 | 60 |  |  |  | 810 | 9.2 | 88 | No | 25000 | 4000 | 82 | 8 | 0.9 | -40 | Dimmable | 10% | No | Damp Location Rated,Recessed Fixtures | No |  |  | 2016-01-01 | 2016-09-29 | United States, Canada | ES_1056945_LA19940V2_09132016162428_8198053 | 2280334
EarthTronics, Inc. | EarthBulb | LA19950D | 10122 |  | A19 | General Purpose Replacement | E26 (Medium) | Omnidirectional | LED | 10 | 60 | 110 | 60 |  |  |  | 810 | 9.5 | 85.3 | No | 25000 | 5000 | 86 | 18 | 0.9 | -20 | Dimmable | 10% |  | Damp Location Rated |  |  |  | 2014-01-01 | 2015-04-14 | United States, Canada | ES_1056945_10122_04142015095016_3816186 | 2237473
EarthTronics, Inc. | EarthBulb | LA19950D6 | LA19950D6 | ,LA19950D6,10258,10259 | A19 | General Purpose Replacement | E26 (Medium) | Omnidirectional | LED | 10 | 60 | 117.1 | 61.6 |  |  |  | 810 | 9 | 88.9 | No | 25000 | 5000 | 85 | 17 | 0.9 | -20 | Dimmable | 10% |  | Wet Location Rated |  |  |  | 2015-01-01 | 2016-03-07 | United States, Canada | ES_1056945_LA19950D6_03022016142110_6851617 | 2261771
EarthTronics, Inc. | EarthBulb | LA19950DE | 10031 | LA19950DE,10031,5000K | A19 | General Purpose Replacement | E26 (Medium) | Omnidirectional | LED | 10 | 60 | 113 | 60 |  |  |  | 810 | 9 | 90 | No | 25000 | 2700 | 82 | 4 | 0.9 | -20 | Dimmable | 10% |  | Damp Location Rated |  |  |  | 2014-01-01 | 2015-04-23 | United States, Canada | ES_1056945_10031_04282015142726_2568171 | 2238221
EarthTronics, Inc. | EarthBulb | LA19950DE | 10073 | LA19950DE,10073,5000K | A19 | General Purpose Replacement | E26 (Medium) | Omnidirectional | LED | 10 | 60 | 113 | 60 |  |  |  | 810 | 9 | 90 | No | 25000 | 2700 | 82 | 4 | 0.9 | -20 | Dimmable | 10% |  | Damp Location Rated |  |  |  | 2014-01-01 | 2015-04-23 | United States, Canada | ES_1056945_10073_04282015152128_5200006 | 2238222
Dauer Manufacturing | DauerLED | LED Spotlight Lamp | LED-MR16-8L90-WW-40 |  | MR16 | Reflector (Flood/Spot) | GU5.3 | Directional | LED | 5 | 50 | 45.8 | 50.2 | 1248 |  | 40 | 500 | 7 | 71.4 | No | 25000 | 3000 | 94 | 71 | 0.9 | -20 | Dimmable | 10% |  | Damp Location Rated,Use With Timers,Enclosed Fixtures,Recessed Fixtures,Use With Photo And/Or Motion Sensors |  |  |  | 2016-03-06 | 2016-03-29 | United States | ES_1117251_LED-MR16-8L90-WW-40_03292016163146_6788204 | 2264410
Dauer Manufacturing | DauerLED | LED Spotlight Lamp | LED-PAR20-8CC-3K-40 |  | PAR20 | Reflector (Flood/Spot) | E26 (Medium) | Directional | LED | 5 | 50 | 85.1 | 63.6 | 1294 |  | 40 | 580 | 8 | 72.5 | No | 25000 | 3000 | 82 | 9 | 1 | -20 | Dimmable | 10% |  | Damp Location Rated,Recessed Fixtures,Shatter Resistant |  |  |  | 2015-10-08 | 2015-09-28 | United States | ES_1117251_LED-PAR20-8CC-3K-40_09282015142521_4890185 | 2250268
Dauer Manufacturing | DauerLED | LED Spotlight Lamps | LED-PAR20-8CC-5K-40 |  | PAR20 | Reflector (Flood/Spot) | E26 (Medium) | Directional | LED | 5 | 50 | 84.7 | 63.2 | 1326 |  | 40 | 600 | 8 | 75 | No | 25000 | 5000 | 83 | 18 | 1 | -20 | Dimmable | 10% |  | Damp Location Rated,Enclosed Fixtures,Recessed Fixtures,Shatter Resistant |  |  |  | 2015-07-20 | 2015-07-24 | United States | ES_1117251_LED-PAR20-8CC-5K-40_07242015175612_2093871 | 2245215
Dauer Manufacturing | DauerLED | LED Spotlight Lamps | LED-PAR30LN-13CC-3K-40 |  | PAR30L | Reflector (Flood/Spot) | E26 (Medium) | Directional | LED | 5 | 75 | 116.6 | 94.9 | 2282 |  | 40 | 900 | 13 | 69.2 | No | 25000 | 3000 | 82 | 9 | 0.9 | -20 | Dimmable | 10% |  | Damp Location Rated,Recessed Fixtures,Shatter Resistant,Not for Use in Enclosed Fixtures |  |  |  | 2015-07-20 | 2015-07-24 | United States | ES_1117251_LED-PAR30LN-13CC-3K-40_07242015180225_3090918 | 2245216
Dauer Manufacturing | DauerLED | LED Spotlight Lamps | LED-PAR30LN-13CC-5K-40 |  | PAR30L | Reflector (Flood/Spot) | E26 (Medium) | Directional | LED | 5 | 75 | 117.2 | 94.8 | 1907 |  | 40 | 900 | 13 | 69.2 | No | 25000 | 5000 | 82 | 9 | 0.9 | -20 | Dimmable | 10% |  | Damp Location Rated,Recessed Fixtures,Shatter Resistant,Not for Use in Enclosed Fixtures |  |  |  | 2015-07-20 | 2015-07-24 | United States | ES_1117251_LED-PAR30LN-13CC-5K-40_07242015180323_0938875 | 2245217
Dauer Manufacturing | DauerLED | LED Spotlight MR16 | LED-MR16-8C-27K-40 |  | MR16 | Reflector (Flood/Spot) | GU5.3 | Directional | LED | 5 | 50 | 50.3 | 50.2 | 1202 |  | 40 | 450 | 7 | 64.3 | No | 25000 | 2700 | 82 | 6 | 0.7 | -20 | Dimmable | 15% |  | Damp Location Rated,Recessed Fixtures,Shatter Resistant |  |  |  | 2015-01-14 | 2015-01-12 | United States | ES_1117251_LED-MR16-8C-27K-40_01122015184138_8940815 | 2231554
Dauer Manufacturing | DauerLED | LED Spotlight MR16 | LED-MR16-8C-WW-40 |  | MR16 | Reflector (Flood/Spot) | GU5.3 | Directional | LED | 5 | 50 | 50.4 | 50.2 | 1058 |  | 40 | 450 | 7 | 64.3 | No | 25000 | 3000 | 83 | 12 | 0.7 | -20 | Dimmable | 15% |  | Damp Location Rated,Recessed Fixtures,Shatter Resistant |  |  |  | 2015-01-14 | 2015-01-12 | United States | ES_1117251_LED-MR16-8C-WW-40_01122015184814_0979852 | 2231556
Do It Best Corporation | Do It | FE-G25A-9W/27 | FE-G25A-9W/27 | ,517783,; ,558532, | G25 | Globe | E26 (Medium) | Omnidirectional | CFL | 7 | 60 | 108.5 | 80.2 |  | 1.5 |  | 500 | 9 | 55.6 | No | 10000 | 2700 | 83 | -3 | 0.6 | -15 |  |  |  | None |  |  |  | 2014-08-10 | 2014-09-09 | United States | ES_45665_FE-G25A-9W/27_09092014021550_1023666 | 2219026
Do It Best Corporation | Do It | FE-IISB-14W/27K | FE-IISB-14W/27K | ,504424,; ,514811,; ,521086, | CFL Bare Spiral | General Purpose Replacement | E26 (Medium) | Omnidirectional | CFL | 11 | 60 | 102.9 | 45.3 |  | 1.8 |  | 900 | 14 | 64.3 | No | 12000 | 2700 | 81 | -21 | 0.6 | -15 |  |  |  | None |  |  |  | 2014-08-10 | 2014-09-08 | United States | ES_45665_FE-IISB-14W/27K_09092014041220_1023666 | 2219025
Do It Best Corporation | Do It | FE-IISB-14W/50 | FE-IISB-14W/50 | ,517774, | CFL Bare Spiral | General Purpose Replacement | E26 (Medium) | Omnidirectional | CFL | 9 | 60 | 103.2 | 45.1 |  | 1.8 |  | 850 | 14.2 | 59.9 | No | 10000 | 5000 | 82 | 46 | 0.6 | -15 |  |  |  | None |  |  |  | 2014-08-10 | 2014-10-10 | United States | ES_45665_FE-IISB-14W/50_10102014111951_1023692 | 2222111
Do It Best Corporation | Do It | FE-IISB-19W/27K | FE-IISB-19W/27K | ,504440,; ,514820,; ,514839, | CFL Bare Spiral | General Purpose Replacement | E26 (Medium) | Omnidirectional | CFL | 11 | 75 | 103.5 | 56.6 |  | 2 |  | 1260 | 19 | 66.3 | No | 12000 | 2700 | 81 | -22 | 0.6 | -15 |  |  |  | None |  |  |  | 2014-08-10 | 2014-09-09 | United States | ES_45665_FE-IISB-19W/27K_09092014035840_1023665 | 2219023
Do It Best Corporation | Do It | FE-IISB-19W/50 | FE-IISB-19W/50 | ,517792, | CFL Bare Spiral | General Purpose Replacement | E26 (Medium) | Omnidirectional | CFL | 9 | 75 | 105.8 | 57.5 |  | 2 |  | 1200 | 18 | 66.7 | No | 10000 | 5000 | 84 | 38 | 0.6 | -15 |  |  |  | Not for Use in Enclosed Fixtures |  |  |  | 2014-08-10 | 2014-10-13 | United States | ES_45665_FE-IISB-19W/50_10132014035110_1023692 | 2222306
Do It Best Corporation | Do It | FE-IISB-23W/2700 | FE-IISB-23W/2700 | ,501553,SKU # | CFL Bare Spiral | General Purpose Replacement | E26 (Medium) | Omnidirectional | CFL | 11 | 100 | 113.5 | 60.9 |  | 2 |  | 1600 | 23 | 69.6 | No | 12000 | 2700 | 82 | -3 | 0.6 | -15 |  |  |  | Not for Use in Enclosed Fixtures |  |  |  | 2015-11-23 | 2015-11-23 | United States | ES_45665_FE-IISB-23W/2700_11232015053550_1023932 | 2253189
Do It Best Corporation | Do It | FE-IISB-23W/50K | FE-IISB-23W/50K | ,517765, | CFL Bare Spiral | General Purpose Replacement | E26 (Medium) | Omnidirectional | CFL | 9 | 100 | 112.8 | 59.9 |  | 2 |  | 1600 | 23 | 69.6 | No | 10000 | 5000 | 82 | 36 | 0.6 | -15 |  |  |  | None |  |  |  | 2014-08-10 | 2014-09-09 | United States | ES_45665_FE-IISB-23W/50K_09092014035550_1023667 | 2219027
Do It Best Corporation | Do It | FE-IISB-9W/27 | FE-IISB-9W/27 | ,500598, | CFL Bare Spiral | General Purpose Replacement | E26 (Medium) | Omnidirectional | CFL | 9 | 40 | 91.5 | 43.2 |  | 1.8 |  | 550 | 9 | 61.1 | No | 10000 | 2700 | 82 | -21 | 0.6 | -15 |  |  |  | None |  |  |  | 2014-08-10 | 2014-10-10 | United States | ES_45665_FE-IISB-9W/27_10102014111551_1023692 | 2222110
Do It Best Corporation | Do It | FE-ISM-26W/2700K | FE-ISM-26W/2700K |  | CFL Bare Spiral | General Purpose Replacement | E26 (Medium) | Omnidirectional | CFL | 9 | 100 | 185.4 | 59.3 |  | 2 |  | 1700 | 26 | 65.4 | Yes | 10000 | 2700 | 82 | -10 | 0.5 | -15 |  |  |  | None |  |  |  | 2014-08-10 | 2014-09-08 | United States | ES_45665_FE-ISM-26W/2700K_09082014044730_1023666 | 2218790
Do It Best Corporation | Do It | FE-R30-15W/27K | FE-R30-15W/27K | ,558540, | BR30 | Reflector (Flood/Spot) | E26 (Medium) | Directional | CFL | 7 | 65 | 136.4 | 94.8 |  | 1.5 |  | 750 | 15 | 50 | No | 10000 | 2700 | 83 | -3 | 0.6 | -15 |  |  |  | None |  |  |  | 2014-08-10 | 2014-09-09 | United States | ES_45665_FE-R30-15W/27K_09092014040110_1023667 | 2219017
Do It Best Corporation | Do It | FE-R38-20W/2700K | FE-R38-20W/2700K | ,500226,1-pack; ,500227,2-pack | BR40 | Reflector (Flood/Spot) | E26 (Medium) | Directional | CFL | 7 | 75 | 158.2 | 119.9 |  | 1.8 |  | 1000 | 20 | 50 | No | 10000 | 2700 | 84 | -17 | 0.6 | -15 |  |  |  | Not for Use in Enclosed Fixtures |  |  |  | 2015-04-30 | 2015-05-18 | United States | ES_45665_FE-R38-20W/2700K_05182015023220_1023811 | 2239691
EarthTronics, Inc. | H.E.B | CFL | HEB18MSL2E65 | ,,75953 | CFL Bare Spiral | General Purpose Replacement | E26 (Medium) | Omnidirectional | CFL | 2 | 75 | 112 | 56 |  | 1.5 |  | 1200 | 18 | 66.7 | No | 12000 | 6500 | 84 | 44 | 0.6 | -18 |  |  |  | Not for Use in Recessed Fixtures,Not for Use in Enclosed Fixtures |  |  |  | 2015-02-15 | 2015-02-24 | United States | ES_1056945_HEB18MSL2E65_03042015125955_2101257 | 2234188
EarthTronics, Inc. | H.E.B | CFL | HEB23MSL2E | ,,125577; ,HEB23MSL2E,125582; ,HEB23MSL2E,125585 | CFL Bare Spiral | General Purpose Replacement | E26 (Medium) | Omnidirectional | CFL | 2 | 100 | 115 | 60 |  | 2 |  | 1600 | 23 | 69.6 | No | 12000 | 2700 | 82 | -7 | 0.5 | -18 |  |  |  | Not for Use in Recessed Fixtures,Not for Use in Enclosed Fixtures |  |  |  | 2014-11-10 | 2014-11-11 | United States | ES_1056945_HEB23MSL2E_11202014151417_2254244 | 2225545
EarthTronics, Inc. | H.E.B | CFL | HEB23MSL2E35 | ,,23457; ,HEB23MSL2E35,24354; ,HEB23MSL2E35,42219 | CFL Bare Spiral | General Purpose Replacement | E26 (Medium) | Omnidirectional | CFL | 2 | 100 | 120 | 61 |  | 2 |  | 1600 | 23 | 69.6 | No | 12000 | 3500 | 83 | 15 | 0.5 | -18 |  |  |  | Not for Use in Recessed Fixtures,Not for Use in Enclosed Fixtures |  |  |  | 2015-02-15 | 2015-02-18 | United States | ES_1056945_HEB23MSL2E35_02192015171032_1942107 | 2233486
EarthTronics, Inc. | H.E.B | CFL | HEB23MSL2E65 | ,,125553; CFL,HEB23MSL2E65,125561; CFL,HEB23MSL2E65,125562 | CFL Bare Spiral | General Purpose Replacement | E26 (Medium) | Omnidirectional | CFL | 2 | 100 | 113 | 61 |  | 2 |  | 1600 | 23.1 | 69.6 | No | 12000 | 6500 | 84 | 44 | 0.6 | -18 |  |  |  | Not for Use in Enclosed Fixtures |  |  |  | 2014-11-10 | 2014-10-31 | United States | ES_1056945_HEB23MSL2E65_11032014120719_6114437 | 2224087
EarthTronics, Inc. | H.E.B | CFL | HEB9MALS | ,,88549 | CFL A-type | General Purpose Replacement | E26 (Medium) | Decorative | CFL | 2 | 40 | 109 | 55 |  | 1.5 |  | 450 | 9 | 50 | No | 10000 | 2700 | 82 | -7 | 0.6 | -18 |  |  |  | None |  |  |  | 2015-02-10 | 2015-02-19 | United States | ES_1056945_HEB9MALS_02202015102437_9987404 | 2233524
EarthTronics, Inc. | Meijer | L3WA211727 | 3662472 |  | A21 | General Purpose Replacement | E26 (Medium) | Omnidirectional | LED | 10 | 100 | 136 | 72 |  |  |  | 1600 | 17 | 94.1 | Yes | 25000 | 2700 | 82 | 11 | 0.9 | -20 |  |  |  | Damp Location Rated,Not for Use in Enclosed Fixtures |  |  |  | 2014-01-01 | 2015-07-22 | United States, Canada | ES_1056945_3662472_07212015140028_3146783 | 2244101
EarthTronics, Inc. | Meijer | LA191327D | 3662474 |  | A19 | General Purpose Replacement | E26 (Medium) | Omnidirectional | LED | 10 | 75 | 110 | 60 |  |  |  | 1100 | 13 | 84.6 | No | 25000 | 2700 | 82 | 9 | 0.9 | -20 | Dimmable | 10% |  | Damp Location Rated,Not for Use in Enclosed Fixtures |  |  |  | 2014-01-01 | 2015-07-22 | United States, Canada | ES_1056945_3662474_07212015134943_9657556 | 2244097
EarthTronics, Inc. | Meijer | LA191350D | 3682811 |  | A19 | General Purpose Replacement | E26 (Medium) | Omnidirectional | LED | 10 | 75 | 111 | 60 |  |  |  | 1100 | 13 | 84.6 | No | 25000 | 5000 | 84 | 14 | 0.9 | -20 | Dimmable | 10% |  | Damp Location Rated,Not for Use in Enclosed Fixtures |  |  |  | 2014-01-01 | 2015-07-22 | United States, Canada | ES_1056945_3682811_07212015135207_6180688 | 2244098
EarthTronics, Inc. | Meijer | LA19727E | LA19727E | ,LA19727E,3479687 | A19 | General Purpose Replacement | E26 (Medium) | Omnidirectional | LED | 10 | 40 | 110 | 60 |  |  |  | 480 | 7.5 | 64 | No | 25000 | 2700 | 83 | 12 | 0.9 | -20 | Dimmable | 10% |  | Damp Location Rated |  |  |  | 2014-01-01 | 2015-09-16 | United States, Canada | ES_1056945_LA19727E_09162015145020_7254144 | 2248072
EarthTronics, Inc. | Meijer | LA19750D6 | LA19750D6 | ,LA19750D6,3662476 | A19 | General Purpose Replacement | E26 (Medium) | Omnidirectional | LED | 10 | 40 | 118.2 | 62.2 |  |  |  | 480 | 7.5 | 60 | No | 25000 | 5000 | 85 | 15 | 0.9 | -20 | Dimmable | 10% |  | Wet Location Rated |  |  |  | 2015-01-01 | 2016-03-07 | United States | ES_1056945_LA19750D6_03022016140835_5842096 | 2261760
EarthTronics, Inc. | Meijer | LA19750E | LA19750E | ,LA19750E,3662476 | A19 | General Purpose Replacement | E26 (Medium) | Omnidirectional | LED | 10 | 40 | 110 | 60 |  |  |  | 480 | 7.5 | 64 | No | 25000 | 5000 | 86 | 24 | 0.9 | -20 | Dimmable | 10% |  | Damp Location Rated |  |  |  | 2014-01-01 | 2015-09-16 | United States, Canada | ES_1056945_LA19750E_09162015145812_6466943 | 2248073
EarthTronics, Inc. | Meijer | LA19927D6 | LA19927D6 | ,LA19927D6,3479688,3804644 | A19 | General Purpose Replacement | E26 (Medium) | Omnidirectional | LED | 10 | 60 | 117.1 | 61.6 |  |  |  | 810 | 9 | 88.9 | No | 25000 | 2700 | 82 | 8 | 0.9 | -20 | Dimmable | 10% |  | Wet Location Rated |  |  |  | 2015-01-01 | 2016-03-07 | United States | ES_1056945_LA19927D6_03022016141153_6442529 | 2261761
EarthTronics, Inc. | Meijer | LA19927E | LA19927E | ,LA19927E,3479688,3804644 | A19 | General Purpose Replacement | E26 (Medium) | Omnidirectional | LED | 10 | 60 | 113 | 60 |  |  |  | 810 | 9.7 | 83.5 | No | 25000 | 2700 | 83 | 12 | 0.9 | -20 | Dimmable | 10% |  | Damp Location Rated |  |  |  | 2014-01-01 | 2015-09-16 | United States, Canada | ES_1056945_LA19927E_09162015150419_2394525 | 2248071
EarthTronics, Inc. | Meijer | LA19950D6 | LA19950D6 | ,LA19950D6,3662475,3804639 | A19 | General Purpose Replacement | E26 (Medium) | Omnidirectional | LED | 10 | 60 | 117.1 | 61.6 |  |  |  | 810 | 9 | 88.9 | No | 25000 | 5000 | 85 | 17 | 0.9 | -20 | Dimmable | 10% |  | Wet Location Rated |  |  |  | 2015-01-01 | 2016-03-07 | United States | ES_1056945_LA19950D6_03022016141304_528985 | 2261762
EarthTronics, Inc. | Meijer | LA211727D | 3662473 |  | A21 | General Purpose Replacement | E26 (Medium) | Omnidirectional | LED | 10 | 100 | 135 | 73 |  |  |  | 1600 | 17 | 94.1 | No | 25000 | 2700 | 82 | 9 | 0.9 | -20 | Dimmable | 10% |  | Damp Location Rated,Not for Use in Enclosed Fixtures |  |  |  | 2014-01-01 | 2015-07-22 | United States, Canada | ES_1056945_3662473_07212015135341_9503900 | 2244099
EarthTronics, Inc. | Meijer | LA211750D | 3682812 |  | A21 | General Purpose Replacement | E26 (Medium) | Omnidirectional | LED | 10 | 100 | 135 | 73 |  |  |  | 1600 | 17 | 94.1 | No | 25000 | 5000 | 84 | 12 | 0.9 | -20 | Dimmable | 10% |  | Damp Location Rated,Not for Use in Enclosed Fixtures |  |  |  | 2014-01-01 | 2015-07-22 | United States, Canada | ES_1056945_3682812_07212015135527_591394 | 2244100
EarthTronics, Inc. | Meijer | LBA11527D5 | LBA11527D5 | ,LBA11527D5,3872394 | BA10 | Decorative | E12 (Candelabra) | Decorative | LED | 10 | 40 | 120 | 35 |  |  |  | 315 | 4.7 | 67 | No | 25000 | 2700 | 82 | 9 | 0.8 | -20 | Dimmable | 10% |  | Wet Location Rated,Not for Use in Enclosed Fixtures |  |  |  | 2015-01-01 | 2016-03-07 | United States | ES_1056945_LBA11527D5_03022016141409_7953760 | 2261797
EarthTronics, Inc. | Meijer | LBA11527DM5 | LBA11527DM5 | ,LBA11527DM5,3872403 | BA10 | Decorative | E12 (Candelabra) | Decorative | LED | 10 | 40 | 121 | 35 |  |  |  | 315 | 4.7 | 67 | No | 25000 | 2700 | 82 | 9 | 0.8 | -20 | Dimmable | 10% |  | Wet Location Rated,Not for Use in Enclosed Fixtures |  |  |  | 2015-01-01 | 2016-03-07 | United States | ES_1056945_LBA11527DM5_03022016141528_983545 | 2261764
EarthTronics, Inc. | Meijer | LBR3827D | LBR3827D | ,LBR3827D,3479692,3804614 | BR30 | Reflector (Flood/Spot) | E26 (Medium) | Directional | LED | 10 | 65 | 133 | 95 |  |  | 110 | 650 | 8.8 | 73.9 | No | 25000 | 2700 | 82 | 9 | 0.9 | -20 | Dimmable | 10% |  | Damp Location Rated,Not for Use in Enclosed Fixtures |  |  |  | 2014-01-01 | 2015-09-22 | United States, Canada | ES_1056945_LBR3827D_09182015133313_8911401 | 2248315
EarthTronics, Inc. | Meijer | LBR3850D | LBR3850D | ,LBR3850D,3662477,3804615 | BR30 | Reflector (Flood/Spot) | E26 (Medium) | Directional | LED | 10 | 65 | 133 | 95 |  |  | 110 | 650 | 8.8 | 73.9 | No | 25000 | 5000 | 84 | 16 | 0.9 | -20 | Dimmable | 10% | No | Damp Location Rated | No |  |  | 2016-01-01 | 2016-05-26 | United States, Canada | ES_1056945_LBR3850D_05242016135530_6249048 | 2268766
EarthTronics, Inc. | Meijer | LED | LA19727D | ,,3479687 | A19 | General Purpose Replacement | E26 (Medium) | Omnidirectional | LED | 10 | 40 | 109 | 60 |  |  |  | 480 | 7 | 68.6 | No | 25000 | 2700 | 83 | 9 | 0.9 | -20 | Dimmable | 10% |  | None |  |  |  | 2015-02-20 | 2015-02-19 | United States | ES_1056945_LA19727D_02232015120110_5847972 | 2233809
EarthTronics, Inc. | Meijer | LED | LA19750D | ,,3662476 | A19 | General Purpose Replacement | E26 (Medium) | Omnidirectional | LED | 10 | 40 | 109 | 60 |  |  |  | 480 | 7 | 68.6 | No | 25000 | 5000 | 86 | 20 | 0.9 | -20 | Dimmable | 10% |  | None |  |  |  | 2015-02-20 | 2015-02-19 | United States | ES_1056945_LA19750D_02232015120110_5785194 | 2233810
EarthTronics, Inc. | Meijer | LED | LA19927D | ,,3479688 | A19 | General Purpose Replacement | E26 (Medium) | Omnidirectional | LED | 10 | 60 | 110 | 60 |  |  |  | 810 | 9.3 | 87.1 | No | 25000 | 2700 | 81 | 3 | 0.9 | -20 | Dimmable | 10% |  | None |  |  |  | 2015-01-20 | 2015-02-19 | United States | ES_1056945_LA19927D_02232015120208_2310882 | 2233807
EarthTronics, Inc. | Meijer | LED | LA19950D | ,,3662475 | A19 | General Purpose Replacement | E26 (Medium) | Omnidirectional | LED | 10 | 60 | 110 | 60 |  |  |  | 810 | 9.3 | 86.8 | No | 25000 | 5000 | 86 | 18 | 0.9 | -20 | Dimmable | 10% |  | None |  |  |  | 2015-01-20 | 2015-02-19 | United States | ES_1056945_LA19950D_02232015120208_9522068 | 2233808
EarthTronics, Inc. | Meijer | LED | LBR3927D | ,,3479692 | BR30 | Reflector (Flood/Spot) | E26 (Medium) | Directional | LED | 10 | 65 | 133 | 95 |  |  |  | 650 | 9.5 | 68.4 | No | 25000 | 2700 | 82 | 13 | 1 | -20 | Dimmable | 10% |  | None |  |  |  | 2015-02-20 | 2015-02-19 | United States | ES_1056945_LBR3927D_02232015115732_4497581 | 2233800
EarthTronics, Inc. | Meijer | LED | LBR3950D | ,,3662477 | BR30 | Reflector (Flood/Spot) | E26 (Medium) | Directional | LED | 10 | 65 | 133 | 95 |  |  |  | 650 | 9.5 | 68.4 | No | 25000 | 5000 | 86 | 18 | 1 | -20 | Dimmable | 10% |  | None |  |  |  | 2015-02-20 | 2015-02-19 | United States | ES_1056945_LBR3950D_02232015115732_2718572 | 2233801
EarthTronics, Inc. | Meijer | LED | LBR41027D | ,,3479693 | BR40 | Reflector (Flood/Spot) | E26 (Medium) | Directional | LED | 10 | 65 | 157 | 125 |  |  | 104 | 650 | 10 | 65 | No | 25000 | 2700 | 82 | 6 | 0.9 | -20 | Dimmable | 10% |  | None |  |  |  | 2015-02-20 | 2015-02-19 | United States | ES_1056945_LBR41027D_02232015115655_6603281 | 2233799
EarthTronics, Inc. | Meijer | LED | LGU10630D | ,,3479695 | PAR16 | Reflector (Flood/Spot) | GU10 | Directional | LED | 10 | 60 | 53 | 50 | 822 |  | 38 |  | 6.4 | 59.6 | No | 25000 | 3000 | 82 | 19 | 0.7 | -20 | Dimmable | 10% |  | None |  |  |  | 2015-02-20 | 2015-02-19 | United States | ES_1056945_LGU10630D_02232015115800_8956058 | 2233802
EarthTronics, Inc. | Meijer | LED | LP2730DWCEC | ,,3662471 | PAR20 | Reflector (Flood/Spot) | E26 (Medium) | Directional | LED | 10 | 50 | 85 | 63 | 1002 |  | 40 |  | 7 | 67.1 | No | 25000 | 3000 | 91 | 50 | 0.8 | -20 | Dimmable | 10% |  | None |  |  |  | 2015-02-20 | 2015-02-19 | United States | ES_1056945_LP2730DWCEC; 3662471_02232015112748_7668515 | 2233798
EarthTronics, Inc. | Meijer | LED | LP31030DWCEC | ,,3479689 | PAR30L | Reflector (Flood/Spot) | E26 (Medium) | Directional | LED | 10 | 75 | 119 | 94 | 1564 |  | 40 |  | 10 | 80 | No | 25000 | 3000 | 91 | 52 | 0.9 | -20 | Dimmable | 10% |  | None |  |  |  | 2015-02-20 | 2015-02-19 | United States | ES_1056945_LP31030DWCEC_02232015115613_5525980 | 2233797
EarthTronics, Inc. | Meijer | LED | LP31030DWSNCEC | ,,3662470 | PAR30 | Reflector (Flood/Spot) | E26 (Medium) | Directional | LED | 10 | 75 | 87 | 94 | 1540 |  | 40 |  | 10.5 | 76.4 | No | 25000 | 3000 | 90 | 48 | 0.9 | -20 | Dimmable | 10% |  | None |  |  |  | 2015-02-20 | 2015-02-19 | United States | ES_1056945_LP31030DWSNCEC_02232015115511_1878818 | 2233794
EarthTronics, Inc. | Meijer | LED | LR2727D | ,,3479691 | R20 | Reflector (Flood/Spot) | E26 (Medium) | Directional | LED | 10 | 50 | 95 | 64 |  |  | 120 | 500 | 7.5 | 66.7 | No | 25000 | 2700 | 82 | 5 | 0.9 | -20 | Dimmable | 10% |  | None |  |  |  | 2015-02-20 | 2015-02-19 | United States | ES_1056945_LR2727D_02232015115533_3894748 | 2233795
EarthTronics, Inc. | Meijer | LG25827DWH | 3479686 |  | G25 | Globe | E26 (Medium) | Decorative | LED | 10 | 60 | 121 | 80 |  |  |  | 500 | 8 | 62.5 | No | 25000 | 2700 | 82 | 8 | 0.9 | -20 | Dimmable | 10% |  | Damp Location Rated,Not for Use in Enclosed Fixtures |  |  |  | 2014-01-01 | 2015-05-20 | United States, Canada | ES_1056945_3479686_05202015110931_8183557 | 2239763
EarthTronics, Inc. | Meijer | LGU10630D5 | LGU10630D5 | ,LGU10630D5,3479695 | PAR16 | Reflector (Flood/Spot) | GU10 | Directional | LED | 10 | 75 | 54 | 50 | 1176 |  | 38 | 500 | 6.5 | 76.9 | No | 25000 | 3000 | 84 | 17 | 0.9 | -20 | Dimmable | 10% |  | Damp Location Rated,Not for Use in Enclosed Fixtures |  |  |  | 2016-01-01 | 2016-05-25 | United States, Canada | ES_1056945_LGU10630D5_05242016140216_8632928 | 2268768
EarthTronics, Inc. | Meijer | LP2730D5 | LP2730D5 | ,LP2730D5,3662471 | PAR20 | Reflector (Flood/Spot) | E26 (Medium) | Directional | LED | 10 | 50 | 85 | 63 | 836 |  | 40 | 470 | 7 | 67.1 | No | 25000 | 3000 | 92 | 63 | 0.9 | -20 | Dimmable | 10% |  | Damp Location Rated,Not for Use in Enclosed Fixtures |  |  |  | 2016-01-01 | 2016-05-25 | United States, Canada | ES_1056945_LP2730D5_05242016141134_7971460 | 2268066
EarthTronics, Inc. | Meijer | LR2727D5 | LR2727D5 | ,LR2727D5,3479691 | R20 | Reflector (Flood/Spot) | E26 (Medium) | Directional | LED | 10 | 50 | 95 | 63 |  |  |  | 500 | 8.8 | 56.8 | No | 25000 | 2700 | 82 | 9 | 0.9 | -20 | Dimmable | 10% |  | Damp Location Rated,Not for Use in Enclosed Fixtures |  |  |  | 2016-01-01 | 2016-05-25 | United States, Canada | ES_1056945_LR2727D5_05242016140618_4242975 | 2268067
Eboka International Inc | EBOKA | LED Lamp | A19-DM-10 |  | A19 | General Purpose Replacement | E26 (Medium) | Omnidirectional | LED | 3 | 60 | 111.3 | 59.6 |  |  |  | 800 | 10 | 80 | No | 25000 | 3000 | 86 | 11 | 0.9 | -25 | Dimmable |  |  | None |  |  |  | 2015-06-10 | 2015-06-16 | United States, Canada | ES_1127605_A19-DM-10_06232015065134_3937593 | 2242036
Eboka International Inc | EBOKA | LED Lamp | CA-DM-5 |  | Decorative Candle: Other | Decorative | E12 (Candelabra) | Decorative | LED | 3 | 40 | 109.8 | 36.5 |  |  |  | 300 | 4.9 | 61.2 | No | 25000 | 3000 | 83 | 14 | 0.6 | -25 | Dimmable |  |  | None |  |  |  | 2015-06-20 | 2015-06-25 | United States, Canada | ES_1127605_CA-DM-5_07022015063700_9670520 | 2242751
Eboka International Inc | EBOKA | LED Lamp | GU10-DM-6.5 |  | PAR16 | Reflector (Flood/Spot) | GU10 | Directional | LED | 3 | 45 | 56.8 | 52 | 934 |  | 40 | 498 | 6.5 | 76.4 | No | 25000 | 3000 | 83 | 6 | 0.9 | -25 | Dimmable |  |  | None |  |  |  | 2015-06-20 | 2015-06-26 | United States, Canada | ES_1127605_GU10-DM-6.5_07012015135913_3035468 | 2242434
Eboka International Inc | EBOKA | LED Lamp | PAR16-DM-6.5 |  | PAR16 | Reflector (Flood/Spot) | E26 (Medium) | Directional | LED | 3 | 45 | 79.8 | 52 | 934 |  | 40 | 498 | 6.5 | 76.4 | No | 25000 | 3000 | 83 | 6 | 0.9 | -25 | Dimmable |  |  | None |  |  |  | 2015-06-20 | 2015-06-26 | United States, Canada | ES_1127605_PAR16-DM-6.5_07012015135913_9768271 | 2242433
Eboka International Inc | EBOKA | LED Lamp | PAR20-DM-9 |  | PAR20 | Reflector (Flood/Spot) | E26 (Medium) | Directional | LED | 3 | 50 | 81.8 | 62.4 | 913 |  | 38 |  | 9.5 | 54.1 | No | 25000 | 3000 | 83 | 17 | 0.9 | -25 | Dimmable | 10% |  | None |  |  |  | 2015-06-10 | 2015-06-17 | United States | ES_1127605_PAR20-DM-9_06222015155026_7060377 | 2241934
Eboka International Inc | EBOKA | LED Lamp | PAR30-DM-15 |  | PAR30 | Reflector (Flood/Spot) | E26 (Medium) | Directional | LED | 3 | 75 | 116.4 | 94.5 | 1583 |  | 36 | 750 | 15 | 53.6 | No | 25000 | 3000 | 81 | 13 | 1 | 25 | Dimmable | 7% |  | None |  |  |  | 2015-06-10 | 2015-06-03 | United States, Canada | ES_1127605_PAR30-DM-15_06102015080451_3602632 | 2241353
Eboka International Inc | EBOKA | LED Lamp | PAR38-DM-20 |  | PAR38 | Reflector (Flood/Spot) | E26 (Medium) | Directional | LED | 3 | 90 | 131.7 | 120.9 | 1937 |  | 38 |  | 18 | 59.5 | No | 25000 | 3000 | 82 | 18 | 1 | -25 | Dimmable |  |  | None |  |  |  | 2015-06-20 | 2015-06-22 | United States | ES_1127605_PAR38-DM-20_06222015155043_1612170 | 2241935
Eco-fitt Corporation | ecoBrilliant | EMR1665D2738 | EMR1665D2738 |  | MR16 | Reflector (Flood/Spot) | GU5.3 | Directional | LED | 5 | 50 | 48 | 50 | 1323 |  | 38 | 500 | 6.5 | 76.9 | No | 25000 | 2700 | 81 | 4 | 0.7 | -40 | Dimmable | 10% |  | Damp Location Rated,Not for Use in Enclosed Fixtures |  |  |  | 2015-01-01 | 2016-05-11 | United States, Canada | ES_1131791_EMR1665D2738_05052016103315_2752801 | 2266448
Eco-fitt Corporation | ecoBrilliant | LED | EA19O75D2 |  | A19 | General Purpose Replacement | E26 (Medium) | Omnidirectional | LED | 5 | 40 | 110 | 60 |  |  |  | 480 | 7.5 | 64 | No | 25000 | 2700 | 83 | 12 | 0.9 | -40 | Dimmable | 10% |  | None |  |  |  | 2015-12-30 | 2016-01-04 | United States, Canada | ES_1131791_EA19O75D2_01052016140516_7828801 | 2255990
Eco-fitt Corporation | ecoBrilliant | LED | EA19O95D2 |  | A19 | General Purpose Replacement | E26 (Medium) | Omnidirectional | LED | 5 | 60 | 110 | 60 |  |  |  | 800 | 9.5 | 84.2 | No | 25000 | 2700 | 81 | 3 | 0.9 | -40 | Dimmable | 10% |  | None |  |  |  | 2015-05-10 | 2015-05-08 | United States, Canada | ES_1131791_EA19O95D2_05132015120247_6726938 | 2239282
Eco-fitt Corporation | ecoBrilliant | LED | EA19O9D27R | LED,EA19O9D27, | A19 | General Purpose Replacement | E26 (Medium) | Omnidirectional | LED | 5 | 60 | 113 | 60 |  |  |  | 800 | 9.7 | 82.2 | No | 25000 | 2700 | 83 | 12 | 0.9 | -40 | Dimmable | 10% |  | None |  |  |  | 2015-12-20 | 2016-01-06 | United States, Canada | ES_1131791_EA19O9D27R_01082016131409_9261442 | 2256253
Eco-fitt Corporation | ecoBrilliant | LED | EA19O9D4 |  | A19 | General Purpose Replacement | E26 (Medium) | Omnidirectional | LED | 5 | 60 | 113 | 60 |  |  |  | 800 | 9.1 | 87.7 | No | 25000 | 4000 | 83 | 10 | 0.9 | -40 | Dimmable | 10% |  | None |  |  |  | 2015-12-30 | 2016-01-04 | United States, Canada | ES_1131791_EA19O9D4_01052016140529_3444595 | 2255989
Eco-fitt Corporation | ecoBrilliant | LED | EA2117D2700 |  | A21 | General Purpose Replacement | E26 (Medium) | Omnidirectional | LED | 5 | 100 | 135 | 73 |  |  |  | 1600 | 17 | 94.1 | No | 25000 | 2700 | 82 | 9 | 0.9 | -40 | Dimmable | 10% |  | Not for Use in Enclosed Fixtures |  |  |  | 2015-12-30 | 2016-01-04 | United States, Canada | ES_1131791_EA2117D2700_01052016140539_9588155 | 2255988
Eco-fitt Corporation | ecoBrilliant | LED | EGU1065D2738 |  | PAR16 | Reflector (Flood/Spot) | GU10 | Directional | LED | 5 | 75 | 54 | 50 | 1181 |  | 38 |  | 6.5 | 76.9 | No | 25000 | 2700 | 83 | 11 | 0.9 | -40 | Dimmable | 10% |  | None |  |  |  | 2015-12-30 | 2016-01-04 | United States, Canada | ES_1131791_EGU1065D2738_01052016134749_2903315 | 2255965
Eco-fitt Corporation | ecoBrilliant | LED | EGU1065D3038 |  | PAR16 | Reflector (Flood/Spot) | GU10 | Directional | LED | 5 | 75 | 54 | 50 | 1176 |  | 38 |  | 6.5 | 76.9 | No | 25000 | 3000 | 84 | 17 | 0.9 | -40 | Dimmable | 10% |  | None |  |  |  | 2015-12-30 | 2016-01-04 | United States, Canada | ES_1131791_EGU1065D3038_01052016134749_9112383 | 2255966
Eco-fitt Corporation | ecoBrilliant | LED | EP38D17-30K40 |  | PAR38 | Reflector (Flood/Spot) | E26 (Medium) | Directional | LED | 5 | 100 | 130 | 120 | 1956 |  | 40 |  | 17 | 70.6 | No | 25000 | 3000 | 92 | 60 | 0.9 | -40 | Dimmable | 10% |  | None |  |  |  | 2016-01-05 | 2016-01-06 | United States, Canada | ES_1131791_EP38D17-30K40_01082016140850_4581521 | 2256279
Eco-fitt Corporation | ecoBrilliant | LED | EPAR207D2740 |  | PAR20 | Reflector (Flood/Spot) | E26 (Medium) | Directional | LED | 5 | 50 | 85 | 63 | 843 |  | 40 | 500 | 7 | 71 | No | 25000 | 2700 | 90 | 51 | 0.9 | -40 | Dimmable | 10% |  | Not for Use in Enclosed Fixtures |  |  |  | 2016-01-01 | 2016-01-05 | United States, Canada | ES_1131791_EPAR207D2740_01052016134810_4299610 | 2255963
Eco-fitt Corporation | ecoBrilliant | LED | EPAR207D3040 |  | PAR20 | Reflector (Flood/Spot) | E26 (Medium) | Directional | LED | 5 | 50 | 85 | 63 | 836 |  | 40 | 500 | 7 | 71.1 | No | 25000 | 3000 | 92 | 63 | 0.9 | -40 | Dimmable | 10% |  | Not for Use in Enclosed Fixtures |  |  |  | 2016-01-01 | 2016-01-05 | United States, Canada | ES_1131791_EPAR207D3040_01052016134810_7659908 | 2255964
Eco-fitt Corporation | ecoBrilliant | LED | EPAR3010D3040 |  | PAR30L | Reflector (Flood/Spot) | E26 (Medium) | Directional | LED | 5 | 75 | 119 | 94 | 1438 |  | 40 | 800 | 11 | 72.7 | No | 25000 | 3000 | 93 | 65 | 0.9 | -40 | Dimmable | 10% |  | None |  |  |  | 2015-12-30 | 2015-12-31 | United States, Canada | ES_1131791_EPAR3010D3040_01052016134729_7167597 | 2255967
Eco LED Bright, Inc. | Eco bright | A19D-9W-5K-069 | A19D-9W-5K-069 |  | A19 | General Purpose Replacement | E26 (Medium) | Omnidirectional | LED | 3 | 60 | 112.3 | 64.9 |  |  |  | 800 | 9 | 88.9 | No | 25000 | 5000 | 84 | 13 | 0.9 | -20 | Dimmable | 10% |  | Damp Location Rated,Not for Use in Enclosed Fixtures |  |  |  | 2016-03-02 | 2016-03-02 | United States, Canada | ES_1126283_A19D-9W-5K-069_03022016035550_1023976 | 2261236
Eco LED Bright, Inc. | Eco bright | A21D-15W-5K-058 | A21D-15W-5K-058 |  | A21 | General Purpose Replacement | E26 (Medium) | Omnidirectional | LED | 3 | 100 | 131.7 | 69.8 |  |  |  | 1600 | 15 | 106.7 | No | 25000 | 5000 | 84 | 16 | 0.9 | -20 | Dimmable | 10% |  | Damp Location Rated,Not for Use in Enclosed Fixtures |  |  |  | 2015-12-16 | 2015-12-16 | United States, Canada | ES_1126283_A21D-15W-5K-058_12162015040550_1023944 | 2255136
Eco LED Bright, Inc. | Eco bright | BR30D-11W-5K-046 | BR30D-11W-5K-046 |  | BR30 | Reflector (Flood/Spot) | E26 (Medium) | Directional | LED | 3 | 65 | 129.7 | 94.2 |  |  |  | 850 | 11 | 77.3 | No | 25000 | 5000 | 85 | 16 | 1 | -20 | Dimmable | 10% |  | Damp Location Rated,Not for Use in Enclosed Fixtures |  |  |  | 2015-04-01 | 2015-10-06 | United States | ES_1126283_BR30D-11W-5K-046_10072015070000_1023910 | 2249705
Eco LED Bright, Inc. | Eco bright | BR40D-17W-27K-050 | BR40D-17W-27K-050 |  | BR40 | Reflector (Flood/Spot) | E26 (Medium) | Directional | LED | 3 | 100 | 158.7 | 120 |  |  | 120 | 1400 | 17 | 82.4 | No | 25000 | 2700 | 82 | 9 | 0.9 | -20 | Dimmable | 10% |  | Damp Location Rated,Not for Use in Enclosed Fixtures |  |  |  | 2015-04-01 | 2015-12-08 | United States, Canada | ES_1126283_BR40D-17W-27K-050_12102015043550_1023938 | 2254724
Eco LED Bright, Inc. | Eco bright | BR40D-17W-3K-051 | BR40D-17W-3K-051 |  | BR40 | Reflector (Flood/Spot) | E26 (Medium) | Directional | LED | 3 | 100 | 158.7 | 120 |  |  | 110 | 1400 | 17 | 82.4 | No | 25000 | 3000 | 82 | 9 | 0.9 | -20 | Dimmable | 10% |  | Damp Location Rated,Not for Use in Enclosed Fixtures |  |  |  | 2015-04-01 | 2015-12-07 | United States, Canada | ES_1126283_BR40D-17W-3K-051_12072015065730_1023938 | 2254390
Eco LED Bright, Inc. | Eco bright | BR40D-17W-5K-047 | BR40D-17W-5K-047 |  | BR40 | Reflector (Flood/Spot) | E26 (Medium) | Directional | LED | 3 | 100 | 158.7 | 120 | 505 |  | 120 | 1400 | 17 | 82.4 | No | 25000 | 5000 | 85 | 17 | 0.9 | -20 | Dimmable | 10% |  | Damp Location Rated,Not for Use in Enclosed Fixtures |  |  |  | 2015-04-01 | 2015-12-08 | United States, Canada | ES_1126283_BR40D-17W-5K-047_12102015042840_1023938 | 2254723
Eco LED Bright, Inc. | Eco bright | LED A LAMP | A19D-11W-5K-091 |  | A19 | General Purpose Replacement | E26 (Medium) | Omnidirectional | LED | 3 | 75 | 112.2 | 63.6 |  |  |  | 1100 | 11 | 100 | No | 25000 | 5000 | 85 | 21 | 1 | -20 | Dimmable | 10% | No | Damp Location Rated,Not for Use in Recessed Fixtures | No |  |  | 2016-07-29 | 2016-07-26 | United States | ES_1126283_A19-11W-5K-091_07262016150655_5892001 | 2273866
Eco LED Bright, Inc. | Eco bright | LED A LAMP | A19D-6W-27K-033 |  | A19 | General Purpose Replacement | E26 (Medium) | Omnidirectional | LED | 3 | 40 | 112.5 | 61.1 |  |  |  | 470 | 6 | 89 | No | 25000 | 2700 | 80 | 2 | 0.9 | -20 | Dimmable | 10% |  | Damp Location Rated,Not for Use in Enclosed Fixtures |  |  |  | 2015-07-08 | 2015-07-08 | United States | ES_1126283_A19D-6W-27K-033_07092015102551_1023850 | 2242941
EarthTronics, Inc. | EarthBulb | LA19950E | LA19950E | ,LA19950E,10199,10197 | A19 | General Purpose Replacement | E26 (Medium) | Omnidirectional | LED | 10 | 60 | 111 | 60 |  |  |  | 810 | 9.1 | 89 | No | 25000 | 5000 | 85 | 23 | 0.9 | -20 | Dimmable | 10% |  | Damp Location Rated |  |  |  | 2014-01-01 | 2015-12-15 | United States, Canada | ES_1056945_LA19950E_12142015101042_5759546 | 2254995
EarthTronics, Inc. | EarthBulb | LA19950V2 | LA19950V2 | ,LA19950V2,10330,10330 | A19 | General Purpose Replacement | E26 (Medium) | Omnidirectional | LED | 5 | 60 | 111.9 | 60 |  |  |  | 810 | 9.3 | 87.1 | No | 25000 | 5000 | 85 | 16 | 0.9 | -20 | Dimmable | 10% | No | Damp Location Rated,Recessed Fixtures | No |  |  | 2016-01-01 | 2016-09-09 | United States, Canada | ES_1056945_LA19950V2_09062016154435_7295495 | 2278628
EarthTronics, Inc. | EarthBulb | LA211627V2 | LA211627V2 | ,LA211627V2,10333 | A21 | General Purpose Replacement | E26 (Medium) | Omnidirectional | LED | 5 | 100 | 131 | 70 |  |  |  | 1600 | 16 | 100 | No | 15000 | 2700 | 83 | 12 | 0.9 | -20 | Dimmable | 10% | No | Damp Location Rated,Not for Use in Recessed Fixtures | No |  |  | 2016-01-01 | 2016-09-19 | United States, Canada | ES_1056945_LA211627V2_08232016160817_3703424 | 2279634
EarthTronics, Inc. | EarthBulb | LA211650V2 | LA211650V2 | ,LA211650V2,10334 | A21 | General Purpose Replacement | E26 (Medium) | Omnidirectional | LED | 5 | 100 | 131 | 70 |  |  |  | 1600 | 16 | 100 | No | 15000 | 5000 | 85 | 27 | 0.9 | -20 | Dimmable | 10% | No | Damp Location Rated,Not for Use in Recessed Fixtures | No |  |  | 2016-01-01 | 2016-09-19 | United States, Canada | ES_1056945_LA211650V2_09092016094246_3149225 | 2279635
EarthTronics, Inc. | EarthBulb | LA211727D | 10048 |  | A21 | General Purpose Replacement | E26 (Medium) | Omnidirectional | LED | 10 | 100 | 135 | 73 |  |  |  | 1600 | 17 | 94.1 | No | 25000 | 2700 | 82 | 9 | 0.9 | -20 | Dimmable | 10% |  | Damp Location Rated,Not for Use in Enclosed Fixtures |  |  |  | 2014-01-01 | 2015-07-22 | United States, Canada | ES_1056945_10048_07212015133121_7318689 | 2243965
EarthTronics, Inc. | EarthBulb | LA211727D | 10147 |  | A21 | General Purpose Replacement | E26 (Medium) | Omnidirectional | LED | 10 | 100 | 135 | 73 |  |  |  | 1600 | 17 | 94.1 | No | 25000 | 2700 | 82 | 9 | 0.9 | -20 | Dimmable | 10% |  | Damp Location Rated,Not for Use in Enclosed Fixtures |  |  |  | 2014-01-01 | 2015-07-22 | United States, Canada | ES_1056945_10147_07212015133122_3429987 | 2243966
EarthTronics, Inc. | EarthBulb | LA211730D | 10206 |  | A21 | General Purpose Replacement | E26 (Medium) | Omnidirectional | LED | 10 | 100 | 135 | 73 |  |  |  | 1600 | 17 | 94.1 | No | 25000 | 3000 | 83 | 16 | 0.9 | -20 | Dimmable | 10% |  | Damp Location Rated,Not for Use in Enclosed Fixtures |  |  |  | 2014-01-01 | 2015-07-22 | United States, Canada | ES_1056945_10206_07212015133421_1137811 | 2243967
EarthTronics, Inc. | EarthBulb | LA211750D | 10075 |  | A21 | General Purpose Replacement | E26 (Medium) | Omnidirectional | LED | 10 | 100 | 135 | 73 |  |  |  | 1600 | 17 | 94.1 | No | 25000 | 5000 | 84 | 12 | 0.9 | -20 | Dimmable | 10% |  | Damp Location Rated,Not for Use in Enclosed Fixtures |  |  |  | 2014-01-01 | 2015-07-10 | United States, Canada | ES_1056945_10075_07082015163242_5284082 | 2243019
EarthTronics, Inc. | EarthBulb | LA211750D | LA211750D | ,LA211750D,10222 | A21 | General Purpose Replacement | E26 (Medium) | Omnidirectional | LED | 10 | 100 | 135 | 73 |  |  |  | 1600 | 17 | 94.1 | No | 25000 | 5000 | 84 | 12 | 0.9 | -20 | Dimmable | 10% |  | Damp Location Rated,Not for Use in Enclosed Fixtures |  |  |  | 2014-01-01 | 2015-10-08 | United States, Canada | ES_1056945_LA211750D_10082015135948_6617242 | 2249746
EarthTronics, Inc. | EarthBulb | LB11527D | 10059 | LB11527D,10059,2700K; LBA11527D,10061,2700K | Decorative Candle: Other | Decorative | E12 (Candelabra) | Decorative | LED | 10 | 40 | 104 | 35 |  |  |  | 330 | 4.7 | 70.2 | No | 25000 | 2700 | 82 | 17 | 0.6 | -20 | Dimmable | 10% |  | Damp Location Rated |  |  |  | 2014-01-01 | 2015-04-20 | United States, Canada | ES_1056945_10059_04152015143641_9426385 | 2237474
EarthTronics, Inc. | EarthBulb | LB11527D5 | LB11527D5 | ,LB11527D5,10060 | Decorative: Other | Decorative | E12 (Candelabra) | Decorative | LED | 10 | 40 | 100 | 35 |  |  |  | 315 | 4.7 | 67 | No | 25000 | 2700 | 82 | 9 | 0.8 | -20 | Dimmable | 10% |  | Damp Location Rated,Not for Use in Enclosed Fixtures |  |  |  | 2015-01-01 | 2015-10-13 | United States, Canada | ES_1056945_LB11527D5_10102015132409_4574853 | 2250102
EarthTronics, Inc. | EarthBulb | LB11527DM5 | LB11527DM5 | ,LB11527DM5,10201 | Decorative: Other | Decorative | E26 (Medium) | Decorative | LED | 10 | 40 | 102 | 35 |  |  |  | 315 | 4.7 | 67 | No | 25000 | 2700 | 82 | 9 | 0.8 | -20 | Dimmable | 10% |  | Damp Location Rated,Not for Use in Enclosed Fixtures |  |  |  | 2015-01-01 | 2015-10-13 | United States, Canada | ES_1056945_LB11527DM5_10102015134655_5606042 | 2250103
EarthTronics, Inc. | EarthBulb | LB13627D5 | LB13627D5 | ,LB13627D5,10240 | Decorative: Other | Decorative | E12 (Candelabra) | Decorative | LED | 3 | 60 | 106 | 38 |  |  |  | 500 | 6.5 | 76.9 | No | 25000 | 2700 | 82 | 9 | 0.9 | -40 | Dimmable | 10% |  | Damp Location Rated,Not for Use in Enclosed Fixtures |  |  |  | 2015-01-01 | 2015-12-15 | United States, Canada | ES_1056945_LB13627D5_12112015153614_7822076 | 2254999
EarthTronics, Inc. | EarthBulb | LBA11527D5 | LBA11527D5 | ,LBA11527D5,10226 | Decorative: Other | Decorative | E12 (Candelabra) | Decorative | LED | 10 | 40 | 120 | 35 |  |  |  | 315 | 4.7 | 67 | No | 25000 | 2700 | 82 | 9 | 0.8 | -20 | Dimmable | 10% |  | Damp Location Rated,Not for Use in Enclosed Fixtures |  |  |  | 2015-01-01 | 2015-10-13 | United States, Canada | ES_1056945_LBA11527D5_10102015135045_9327966 | 2250104
EarthTronics, Inc. | EarthBulb | LBA13627D5 | LBA13627D5 | ,LBA13627D5,10225 | Decorative: Other | Decorative | E12 (Candelabra) | Decorative | LED | 10 | 60 | 118 | 38 |  |  |  | 500 | 6.5 | 76.9 | No | 25000 | 2700 | 82 | 9 | 0.9 | -20 | Dimmable | 10% |  | Damp Location Rated,Not for Use in Enclosed Fixtures |  |  |  | 2015-01-01 | 2015-10-08 | United States, Canada | ES_1056945_LBA13627D5_10082015134010_9847833 | 2249744
EarthTronics, Inc. | EarthBulb | LBA13727D | 10065 |  | Decorative Candle: Other | Decorative | E12 (Candelabra) | Decorative | LED | 10 | 60 | 129 | 43 |  |  |  | 500 | 7.1 | 71.4 | No | 25000 | 2700 | 81 | 13 | 0.7 | -20 | Dimmable | 10% |  | Damp Location Rated,Not for Use in Enclosed Fixtures |  |  |  | 2014-01-01 | 2015-04-15 | United States, Canada | ES_1056945_10065_04142015140602_2617303 | 2237475
EarthTronics, Inc. | EarthBulb | LBR31227D | 10132 |  | BR30 | Reflector (Flood/Spot) | E26 (Medium) | Directional | LED | 10 | 65 | 133 | 95 |  |  | 110 | 865 | 12.1 | 72.1 | No | 40000 | 2700 | 83 | 21 | 0.9 | -20 | Dimmable | 10% |  | Damp Location Rated,Not for Use in Enclosed Fixtures |  |  |  | 2014-01-01 | 2015-04-15 | United States, Canada | ES_1056945_10132_04142015162200_9455835 | 2237476
EarthTronics, Inc. | EarthBulb | LBR31230D5 | LBR31230D5 |  | BR30 | Reflector (Flood/Spot) | E26 (Medium) | Directional | LED | 4 | 65 | 132 | 95 |  |  |  | 850 | 12.2 | 69.7 | No | 25000 | 3000 | 91 | 56 | 0.9 | -40 | Dimmable | 10% |  | Damp Location Rated,Not for Use in Enclosed Fixtures |  |  |  | 2015-01-01 | 2016-04-14 | United States, Canada | ES_1056945_LBR31230D5_04122016134504_7107049 | 2264223
EarthTronics, Inc. | EarthBulb | LBR3827D | LBR3827D | ,LBR3827D,10203,10204 | BR30 | Reflector (Flood/Spot) | E26 (Medium) | Directional | LED | 10 | 65 | 133 | 95 |  |  | 110 | 650 | 8.8 | 73.9 | No | 25000 | 2700 | 82 | 9 | 0.9 | -20 | Dimmable | 10% |  | Damp Location Rated,Not for Use in Enclosed Fixtures |  |  |  | 2014-01-01 | 2015-10-08 | United States, Canada | ES_1056945_LBR3827D_10082015135207_8673364 | 2249740
EarthTronics, Inc. | EarthBulb | LBR3840D5 | LBR3840D5 | ,LBR3840D5,10405 | BR30 | Reflector (Flood/Spot) | E26 (Medium) | Directional | LED | 10 | 65 | 133 | 95 |  |  | 110 | 650 | 8.8 | 73.9 | No | 25000 | 4000 | 82 | 5 | 0.9 | -20 | Dimmable | 10% | No | Damp Location Rated | No |  |  | 2016-01-01 | 2016-09-09 | United States, Canada | ES_1056945_LBR3840D5_08232016160817_3124424 | 2278626
EarthTronics, Inc. | EarthBulb | LBR3850D | LBR3850D | ,LBR3850D,10250,10228 | BR30 | Reflector (Flood/Spot) | E26 (Medium) | Directional | LED | 10 | 65 | 133 | 95 |  |  | 110 | 650 | 8.9 | 73 | No | 25000 | 5000 | 84 | 16 | 0.9 | -20 | Dimmable | 10% |  | Damp Location Rated,Not for Use in Enclosed Fixtures |  |  |  | 2014-01-01 | 2015-12-15 | United States, Canada | ES_1056945_LBR3850D_12112015152434_3455774 | 2254998
EarthTronics, Inc. | EarthBulb | LBR41027D | 10130 | LBR41027D,10035,10W,650lm,25000h,2700K; LBR41027D,10130,10W,650lm,25000h,2700K | BR40 | Reflector (Flood/Spot) | E26 (Medium) | Directional | LED | 10 | 65 | 157 | 125 |  |  | 120 | 650 | 10 | 65 | No | 25000 | 2700 | 82 | 6 | 0.9 | -20 | Dimmable | 10% |  | Damp Location Rated,Not for Use in Enclosed Fixtures |  |  |  | 2014-01-01 | 2015-04-15 | United States, Canada | ES_1056945_10130_04142015152351_7086145 | 2237477
EarthTronics, Inc. | EarthBulb | LBR41027D5 | LBR41027D5 | ,LBR41027D5,10296 | BR40 | Reflector (Flood/Spot) | E26 (Medium) | Directional | LED | 10 | 65 | 158.8 | 124.4 |  |  |  | 700 | 10 | 70 | No | 25000 | 2700 | 82 | 7 | 0.9 | -20 | Dimmable | 10% | No | Damp Location Rated | No |  |  | 2016-01-01 | 2016-10-19 | United States, Canada | ES_1056945_LBR41027D5_07272016094435_3418769 | 2281748
EarthTronics, Inc. | EarthBulb | LBR41527D5 | LBR41527D5 | ,LBR41527D5,10300,10301 | BR40 | Reflector (Flood/Spot) | E26 (Medium) | Directional | LED | 10 | 85 | 158 | 124 |  |  |  | 1100 | 15.3 | 71.9 | No | 25000 | 2700 | 81 | 6 | 0.9 | -20 | Dimmable | 10% | No | Damp Location Rated | No |  |  | 2016-01-01 | 2016-10-19 | United States, Canada | ES_1056945_LBR41527D5_07272016094435_3852389 | 2281749
EarthTronics, Inc. | EarthBulb | LBR41727D | LBR41727D | ,LBR41727D,10218 | BR40 | Reflector (Flood/Spot) | E26 (Medium) | Directional | LED | 10 | 85 | 157 | 125 |  |  | 120 | 1100 | 17 | 64.7 | No | 40000 | 2700 | 82 | 4 | 0.9 | -20 | Dimmable | 10% |  | Damp Location Rated,Not for Use in Enclosed Fixtures |  |  |  | 2014-01-01 | 2015-10-13 | United States, Canada | ES_1056945_LBR41727D_10102015100115_5586358 | 2250099
EarthTronics, Inc. | EarthBulb | LED | L2A1913DCEC | ,,L2A1913301BDCEC | A19 | General Purpose Replacement | E26 (Medium) | Omnidirectional | LED | 5 | 60 | 112 | 60 |  |  |  | 800 | 13 | 61.5 | No | 40000 | 3000 | 93 | 58 | 0.9 | -20 | Dimmable | 10% |  | None |  |  |  | 2014-07-20 | 2014-07-08 | United States | ES_1056945_L2A1913DCEC_07142014160938_4359015 | 2215314
EarthTronics, Inc. | EarthBulb | LED | L3A191127D | ,,L3A1911271BD; LED,L3A191127D,19504 | A19 | General Purpose Replacement | E26 (Medium) | Omnidirectional | LED | 3 | 60 | 106.7 | 55.9 |  |  |  | 800 | 11.5 | 80 | No | 40000 | 2700 | 83 | 18 | 0.9 | -20 | Dimmable | 10% |  | None |  |  |  | 2014-02-24 | 2014-02-06 | United States | ES_1056945_L3A191127D_02252014143101_8315175 | 2205008
EarthTronics, Inc. | EarthBulb | LED | L3B11527D | LED,L3C11527D;L3C115271BD,L3B115271BD | Decorative: Other | Decorative | E12 (Candelabra) | Decorative | LED | 3 | 40 | 103 | 35 |  |  |  | 315 | 4.9 | 64.3 | No | 40000 | 2700 | 82 | 17 | 0.7 | -20 | Dimmable | 10% |  | Other,Not for use in enclosed fixtures |  |  |  | 2014-08-10 | 2014-07-25 | United States | ES_1056945_L3B11527D;L3B115271BD_07292014124114_1057554 | 2216557
EarthTronics, Inc. | EarthBulb | LED | L3B115D | LED,L3C11530D;L3C115301BD,L3B115301BD | Decorative: Other | Decorative | E12 (Candelabra) | Decorative | LED | 3 | 40 | 103 | 35 |  |  |  | 315 | 4.9 | 64.3 | No | 40000 | 3000 | 84 | 21 | 0.7 | -20 | Dimmable | 10% |  | Other,Not for use in enclosed fixtures |  |  |  | 2014-08-10 | 2014-07-25 | United States | ES_1056945_L3B115D;L3B115301BD_07292014124412_4370768 | 2216555
EarthTronics, Inc. | EarthBulb | LED | L3BR2727D | ,,L3BR27271BD; ,L3BR2727D,19306 | R20 | Reflector (Flood/Spot) | E26 (Medium) | Directional | LED | 3 | 50 | 95 | 64 |  |  | 116 | 500 | 7.8 | 64.4 | No | 40000 | 2700 | 82 | 16 | 0.9 | -20 | Dimmable | 10% |  | None |  |  |  | 2015-03-30 | 2015-04-03 | United States, Canada | ES_1056945_L3BR2727D_04032015142633_8361796 | 2235769
EarthTronics, Inc. | EarthBulb | LED | L3BR310D | ,,L3BR31021BD; LED,L3BR31027D,19344 | BR30 | Reflector (Flood/Spot) | E26 (Medium) | Directional | LED | 3 | 65 | 134 | 95 |  |  | 112 | 650 | 10 | 65 | No | 40000 | 2700 | 83 | 21 | 0.9 | -20 | Dimmable | 10% |  | None |  |  |  | 2014-06-19 | 2014-06-24 | United States | ES_1056945_L3BR310D_07102014111833_3326336 | 2214845
EarthTronics, Inc. | EarthBulb | LED | L3BR31227D | ,,10121 | BR30 | Reflector (Flood/Spot) | E26 (Medium) | Directional | LED | 10 | 65 | 133 | 95 |  |  | 110 | 865 | 12.1 | 71.7 | No | 40000 | 2700 | 83 | 21 | 0.9 | -20 | Dimmable | 10% |  | None |  |  |  | 2015-01-05 | 2015-01-05 | United States | ES_1056945_L3BR31227D_01062015165901_1045644 | 2230589
EarthTronics, Inc. | EarthBulb | LED | L3BR31230D | ,,19788 | BR30 | Reflector (Flood/Spot) | E26 (Medium) | Directional | LED | 3 | 65 | 133 | 95 |  |  | 113 | 865 | 12 | 72.1 | No | 40000 | 3000 | 84 | 24 | 0.9 | -20 | Dimmable | 10% |  | None |  |  |  | 2014-06-19 | 2014-06-24 | United States | ES_1056945_L3BR31230D_07102014112300_9012466 | 2214846
EarthTronics, Inc. | EarthBulb | LED | L3BR31327DCEC | ,,19757 | BR30 | Reflector (Flood/Spot) | E26 (Medium) | Directional | LED | 3 | 65 | 133 | 95 |  |  |  | 700 | 13 | 53.8 | No | 40000 | 2700 | 93 | 57 | 1 | -20 | Dimmable | 10% |  | Other,not for use in enclosed fixture |  |  |  | 2014-06-20 | 2014-07-23 | United States | ES_1056945_L3BR31327DCEC; 19757_07252014180109_3319297 | 2216426
EarthTronics, Inc. | EarthBulb | LED | L3BR41727D | ,,L3BR417271BD | BR40 | Reflector (Flood/Spot) | E26 (Medium) | Directional | LED | 3 | 75 | 152 | 125 |  |  |  | 1200 | 17 | 70.6 | No | 40000 | 2700 | 83 | 19 | 1 | -20 | Dimmable | 10% |  | Other,not for use in enclosed fixtures |  |  |  | 2014-06-30 | 2014-07-23 | United States | ES_1056945_L3BR41727D; L3BR417271BD_07252014180118_2781910 | 2216425
EarthTronics, Inc. | EarthBulb | LED | L3CA11527D | ,,19795 | Decorative: Other | Decorative | E12 (Candelabra) | Decorative | LED | 3 | 40 | 116 | 35 |  |  |  | 315 | 4.9 | 64.3 | No | 40000 | 2700 | 82 | 17 | 0.7 | -20 | Dimmable | 10% |  | Other,Not for use in enclosed fixtures |  |  |  | 2014-08-10 | 2014-07-25 | United States | ES_1056945_L3CA11527D;19795_07292014124114_9675194 | 2216556
EarthTronics, Inc. | EarthBulb | LED | L3FP314DSN | LED,L3P31430DSN/40;19139,L3FP314301BDSN | PAR30 | Reflector (Flood/Spot) | E26 (Medium) | Directional | LED | 3 | 75 | 95 | 85 | 1332 |  | 40 | 850 | 14.5 | 58.6 | No | 40000 | 3000 | 83 | 3 | 0.9 | -20 | Dimmable | 10% |  | Other,not for use in enclosed fixture |  |  |  | 2014-06-30 | 2014-07-23 | United States | ES_1056945_L3FP314DSN;L3FP314301BDSN_07252014180220_7797864 | 2216440
EarthTronics, Inc. | EarthBulb | LED | L3FP314DW | LED,19191,; LED,L3FP314301BDW,; LED,L3P31430DW/40, | PAR30L | Reflector (Flood/Spot) | E26 (Medium) | Directional | LED | 3 | 75 | 118 | 95 | 1648 |  | 40 | 850 | 14 | 60.7 | No | 40000 | 3000 | 83 | 3 | 1 | -20 | Dimmable | 10% |  | None |  |  |  | 2014-06-30 | 2014-07-17 | United States | ES_1056945_L3FP314DW_07212014130549_4471607 | 2216034
EarthTronics, Inc. | EarthBulb | LED | L3P2830D/25 | ,,19061 | PAR20 | Reflector (Flood/Spot) | E26 (Medium) | Directional | LED | 3 | 50 | 85 | 62 | 1626 |  | 25 |  | 8 | 58.8 | No | 40000 | 3000 | 83 | 5 | 0.9 | -20 | Dimmable | 10% |  | None |  |  |  | 2014-10-30 | 2014-10-23 | United States | ES_1056945_L3P2830D/25_10272014142022_8909022 | 2223572
EarthTronics, Inc. | EarthBulb | LED | L3P31430DW/25 | ,,19184 | PAR30L | Reflector (Flood/Spot) | E26 (Medium) | Directional | LED | 3 | 75 | 118 | 95 | 3025 |  | 25 |  | 14.4 | 59.6 | No | 40000 | 3000 | 83 | 3 | 1 | -20 | Dimmable | 10% |  | None |  |  |  | 2014-10-30 | 2014-11-04 | United States | ES_1056945_L3P31430DW/25_11052014153024_5064769 | 2224277
EarthTronics, Inc. | EarthBulb | LED | L3P381930DW/25 | ,,19245 | PAR38 | Reflector (Flood/Spot) | E26 (Medium) | Directional | LED | 3 | 100 | 128 | 120 | 4424 |  | 25 |  | 20.9 | 63.7 | No | 40000 | 3000 | 83 | 5 | 1 | -20 | Dimmable | 10% |  | None |  |  |  | 2014-10-30 | 2014-11-04 | United States | ES_1056945_L3P381930DW/25_11052014152923_9634170 | 2224276
EarthTronics, Inc. | EarthBulb | LED | LA19727D | ,,10000; ,LA19627D,10000 | A19 | General Purpose Replacement | E26 (Medium) | Omnidirectional | LED | 10 | 40 | 109 | 60 |  |  |  | 480 | 7 | 73.8 | No | 25000 | 2700 | 83 | 9 | 0.9 | -20 | Dimmable | 10% |  | None |  |  |  | 2014-10-30 | 2014-11-04 | United States | ES_1056945_LA19727D_11052014105925_7804198 | 2224259
EarthTronics, Inc. | EarthBulb | LED | LA19927D | ,,10001 | A19 | General Purpose Replacement | E26 (Medium) | Omnidirectional | LED | 10 | 60 | 110 | 60 |  |  |  | 800 | 9.5 | 84.2 | No | 25000 | 2700 | 81 | 3 | 0.9 | -20 | Dimmable | 10% |  | None |  |  |  | 2014-10-05 | 2014-11-10 | United States | ES_1056945_LA19927D_11242014141006_1051025 | 2225649
EarthTronics, Inc. | EarthBulb | LED | LA19927D | ,,10086 | A19 | General Purpose Replacement | E26 (Medium) | Omnidirectional | LED | 10 | 60 | 110 | 60 |  |  |  | 810 | 9.3 | 87.1 | No | 25000 | 2700 | 81 | 3 | 0.9 | -20 | Dimmable | 10% |  | None |  |  |  | 2015-01-05 | 2015-01-09 | United States | ES_1056945_LA19927D_01142015154135_3138086 | 2230982
EarthTronics, Inc. | EarthBulb | LED | LA19950D | ,,10033 | A19 | General Purpose Replacement | E26 (Medium) | Omnidirectional | LED | 10 | 60 | 110 | 60 |  |  |  | 800 | 9.5 | 84.2 | No | 25000 | 5000 | 86 | 18 | 0.9 | -20 | Dimmable | 10% |  | None |  |  |  | 2014-10-30 | 2014-11-10 | United States | ES_1056945_LA19950D_11242014141006_3376438 | 2225650
EarthTronics, Inc. | EarthBulb | LED | LBR3927D | ,,10051; ,LBR3927D,10138 | BR30 | Reflector (Flood/Spot) | E26 (Medium) | Directional | LED | 10 | 65 | 133 | 95 |  |  | 110 | 650 | 9.5 | 69.1 | No | 40000 | 2700 | 82 | 13 | 1 | -20 | Dimmable | 10% |  | None |  |  |  | 2015-02-08 | 2015-02-10 | United States, Canada | ES_1056945_LBR3927D_02192015163628_1303003 | 2233442
EarthTronics, Inc. | EarthBulb | LED | LBR3930D | ,,10037 | BR30 | Reflector (Flood/Spot) | E26 (Medium) | Directional | LED | 10 | 65 | 133 | 95 |  |  | 110 | 650 | 9.5 | 69.1 | No | 40000 | 3000 | 84 | 12 | 1 | -20 | Dimmable | 10% |  | None |  |  |  | 2015-02-08 | 2015-02-10 | United States, Canada | ES_1056945_LBR3930D_02192015163628_3150348 | 2233443
EarthTronics, Inc. | EarthBulb | LED | LBR3950D | ,,10079; ,LBR3950D,10139 | BR30 | Reflector (Flood/Spot) | E26 (Medium) | Directional | LED | 10 | 65 | 133 | 95 |  |  | 110 | 650 | 9.5 | 69.1 | No | 40000 | 5000 | 86 | 18 | 1 | -20 | Dimmable | 10% |  | None |  |  |  | 2015-02-08 | 2015-02-10 | United States, Canada | ES_1056945_LBR3950D_02192015164642_9281811 | 2233444
EarthTronics, Inc. | EarthBulb | LED | LP2730DWCEC | ,,10052 | PAR20 | Reflector (Flood/Spot) | E26 (Medium) | Directional | LED | 10 | 50 | 85 | 63 | 1002 |  | 40 | 470 | 7 | 67.1 | No | 25000 | 3000 | 91 | 50 | 0.8 | -20 | Dimmable | 10% |  | None |  |  |  | 2015-01-05 | 2015-01-02 | United States | ES_1056945_LP2730DWCEC_01062015165941_2832406 | 2230591
EarthTronics, Inc. | EarthBulb | LED | LP2730DWCEC | ,,10150 | PAR20 | Reflector (Flood/Spot) | E26 (Medium) | Directional | LED | 10 | 50 | 85 | 63 | 1002 |  | 40 | 500 | 7 | 71.4 | No | 25000 | 3000 | 91 | 50 | 0.8 | -20 | Dimmable | 10% |  | None |  |  |  | 2015-01-05 | 2015-06-24 | United States, Canada | ES_1056945_LP2730DWCEC_07102015111838_1231625 | 2243000
EarthTronics, Inc. | EarthBulb | LED | LP2730DWCEC25 | ,,10136 | PAR20 | Reflector (Flood/Spot) | E26 (Medium) | Directional | LED | 10 | 50 | 85 | 63 | 1453 |  | 40 | 500 | 7 | 71.4 | No | 25000 | 3000 | 91 | 50 | 0.8 | -20 | Dimmable | 10% |  | None |  |  |  | 2015-06-10 | 2015-06-24 | United States, Canada | ES_1056945_LP2730DWCEC25_07102015111912_9642766 | 2243001
EarthTronics, Inc. | EarthBulb | LED | LP2740DWCEC | ,,10129 | PAR20 | Reflector (Flood/Spot) | E26 (Medium) | Directional | LED | 10 | 50 | 85 | 63 | 1061 |  | 40 | 500 | 7 | 71.4 | No | 25000 | 4000 | 92 | 60 | 0.8 | -20 | Dimmable | 10% |  | None |  |  |  | 2015-01-05 | 2015-06-24 | United States, Canada | ES_1056945_LP2740DWCEC_07102015112102_7705684 | 2243002
EarthTronics, Inc. | EarthBulb | LED | LP2740DWCEC25 | ,,10128 | PAR20 | Reflector (Flood/Spot) | E26 (Medium) | Directional | LED | 10 | 50 | 85 | 63 | 1504 |  | 40 | 500 | 7 | 71.4 | No | 25000 | 4000 | 92 | 60 | 0.8 | -20 | Dimmable | 10% |  | None |  |  |  | 2015-01-05 | 2015-06-24 | United States, Canada | ES_1056945_LP2740DWCEC25_07102015112132_2255549 | 2243003
EarthTronics, Inc. | EarthBulb | LED | LP31030DWCEC | ,,10054 | PAR30L | Reflector (Flood/Spot) | E26 (Medium) | Directional | LED | 10 | 75 | 119 | 94 | 1564 |  | 40 | 800 | 10 | 80 | No | 25000 | 3000 | 91 | 52 | 0.9 | -20 | Dimmable | 4% |  | None |  |  |  | 2015-01-05 | 2015-01-06 | United States | ES_1056945_LP31030DWCEC_01062015165925_1255231 | 2230590
EarthTronics, Inc. | EarthBulb | LED | LP31030DWSNCEC | ,,10053 | PAR30 | Reflector (Flood/Spot) | E26 (Medium) | Directional | LED | 10 | 75 | 87 | 94 | 1540 |  | 40 | 800 | 10.5 | 76.2 | No | 25000 | 3000 | 90 | 48 | 0.9 | -20 | Dimmable | 10% |  | None |  |  |  | 2015-01-05 | 2015-01-05 | United States | ES_1056945_LP31030DWSNCEC_01062015165957_6358132 | 2230592
EarthTronics, Inc. | EarthBulb | LG25727DWH | LG25727DWH | ,LG25727DWH,10359 | G25 | Globe | E26 (Medium) | Decorative | LED | 10 | 60 | 121 | 80 |  |  |  | 500 | 7 | 71.4 | No | 25000 | 2700 | 82 | 8 | 0.9 | -20 | Dimmable | 10% | No | Damp Location Rated,Not for Use in Recessed Fixtures | No |  |  | 2016-01-01 | 2016-09-09 | United States, Canada | ES_1056945_LG25727DWH_08232016160817_3703445 | 2278639
EarthTronics, Inc. | EarthBulb | LG25827DWH | 10113 |  | G25 | Globe | E26 (Medium) | Decorative | LED | 10 | 60 | 121 | 80 |  |  |  | 500 | 8 | 62.5 | No | 25000 | 2700 | 82 | 8 | 0.9 | -20 | Dimmable | 10% |  | Damp Location Rated,Not for Use in Enclosed Fixtures |  |  |  | 2014-01-01 | 2015-05-18 | United States, Canada | ES_1056945_10113_05182015140910_3676111 | 2239569
EarthTronics, Inc. | EarthBulb | LG25827DWH | 10114 |  | G25 | Globe | E26 (Medium) | Decorative | LED | 10 | 60 | 121 | 80 |  |  |  | 500 | 8 | 62.5 | No | 25000 | 2700 | 82 | 8 | 0.9 | -20 | Dimmable | 10% |  | Damp Location Rated,Not for Use in Enclosed Fixtures |  |  |  | 2014-01-01 | 2015-05-18 | United States, Canada | ES_1056945_10114_05182015140910_9016229 | 2239568
EarthTronics, Inc. | EarthBulb | LGU10630D5 | LGU10630D5 | ,LGU10630D5,10192 | PAR16 | Reflector (Flood/Spot) | E26 (Medium) | Directional | LED | 3 | 75 | 72 | 50 | 1176 |  | 38 | 500 | 6.5 | 76.9 | No | 25000 | 3000 | 84 | 17 | 0.9 | -20 | Dimmable | 10% |  | Damp Location Rated |  |  |  | 2015-01-01 | 2015-12-15 | United States, Canada | ES_1056945_LGU10630D5_12112015153951_2731286 | 2255000
EarthTronics, Inc. | EarthBulb | LGU10630D6 | LGU10630D6 | ,LGU10630D6,10402 | PAR16 | Reflector (Flood/Spot) | GU10 | Directional | LED | 10 | 60 | 47 | 49.5 | 863 |  | 40 | 500 | 6.5 | 76.9 | No | 25000 | 3000 | 83 | 11 | 0.8 | -20 | Dimmable | 10% | No | Damp Location Rated | No |  |  | 2016-01-01 | 2016-10-12 | United States, Canada | ES_1056945_LGU10630D6_07272016094435_3411489 | 2281194
EarthTronics, Inc. | EarthBulb | LGU10730D | 10042 |  | PAR16 | Reflector (Flood/Spot) | GU10 | Directional | LED | 10 | 75 | 54 | 50 | 1315 |  | 38 | 500 | 7.4 | 71.4 | No | 25000 | 3000 | 83 | 19 | 0.7 | -20 | Dimmable | 10% |  | Damp Location Rated,Not for Use in Enclosed Fixtures |  |  |  | 2014-01-01 | 2015-04-15 | United States, Canada | ES_1056945_10042_04142015135552_9760095 | 2237478
EarthTronics, Inc. | EarthBulb | LMR16630D5 | LMR16630D5 | ,LMR16630D5,10191 | MR16 | Reflector (Flood/Spot) | GU5.3 | Directional | LED | 10 | 50 | 48 | 50 | 1302 |  | 38 | 500 | 6.5 | 76.9 | No | 25000 | 3000 | 82 | 7 | 0.7 | -20 | Dimmable | 10% |  | Damp Location Rated,Not for Use in Enclosed Fixtures |  |  |  | 2015-01-01 | 2016-04-14 | United States, Canada | ES_1056945_LMR16630D5_04122016110728_3600885 | 2264222
EarthTronics, Inc. | EarthBulb | LMR16640D5 | LMR16640D5 | ,LMR16640D5,10261 | MR16 | Reflector (Flood/Spot) | GU5.3 | Directional | LED | 10 | 50 | 48 | 50 | 1356 |  | 38 | 500 | 6.5 | 76.9 | No | 25000 | 4000 | 82 | 6 | 0.9 | -20 | Dimmable | 10% |  | Damp Location Rated,Not for Use in Enclosed Fixtures |  |  |  | 2015-01-01 | 2016-03-31 | United States, Canada | ES_1056945_LMR16640D5_03302016094243_7724420 | 2263527
EarthTronics, Inc. | EarthBulb | LMR16650D5 | LMR16650D5 | ,LMR16650D5,10278 | MR16 | Reflector (Flood/Spot) | GU5.3 | Directional | LED | 10 | 50 | 48 | 50 | 1290 |  | 38 | 500 | 6.5 | 76.9 | No | 25000 | 5000 | 85 | 21 | 0.7 | -20 | Dimmable | 10% |  | Damp Location Rated,Not for Use in Enclosed Fixtures |  |  |  | 2015-01-01 | 2016-03-31 | United States, Canada | ES_1056945_LMR16650D5_03302016100359_7721216 | 2263528
EarthTronics, Inc. | EarthBulb | LMR16730D | 10041 |  | MR16 | Reflector (Flood/Spot) | GU5.3 | Directional | LED | 10 | 65 | 49 | 48 | 1380 |  | 38 | 500 | 7.2 | 71.4 | No | 25000 | 3000 | 84 | 23 | 0.7 | -20 | Dimmable | 10% |  | Damp Location Rated,Not for Use in Enclosed Fixtures |  |  |  | 2014-01-01 | 2015-04-15 | United States, Canada | ES_1056945_10041_04142015140003_9773523 | 2237479
EarthTronics, Inc. | EarthBulb | LP16630D | 10127 |  | PAR16 | Reflector (Flood/Spot) | E26 (Medium) | Directional | LED | 10 | 60 | 72 | 49 | 952 |  | 38 | 380 | 6.3 | 63.3 | No | 25000 | 3000 | 83 | 21 | 0.7 | -20 | Dimmable | 10% |  | Damp Location Rated,Not for Use in Enclosed Fixtures |  |  |  | 2014-01-01 | 2015-04-15 | United States, Canada | ES_1056945_10127_04142015134838_7130243 | 2237480
EarthTronics, Inc. | EarthBulb | LP16630D5 | LP16630D5 | ,LP16630D5,10193 | PAR16 | Reflector (Flood/Spot) | E26 (Medium) | Directional | LED | 3 | 75 | 72 | 50 | 1176 |  | 38 | 500 | 6.5 | 76.9 | No | 25000 | 3000 | 84 | 17 | 0.9 | -20 | Dimmable | 10% |  | Damp Location Rated |  |  |  | 2015-01-01 | 2015-10-08 | United States, Canada | ES_1056945_LP16630D5_10082015134416_32312 | 2249739
EarthTronics, Inc. | EarthBulb | LP16630D6 | LP16630D6 | ,LP16630D6,10400 | PAR16 | Reflector (Flood/Spot) | E26 (Medium) | Directional | LED | 10 | 60 | 72.9 | 48.6 | 863 |  | 35 | 500 | 6.5 | 76.9 | No | 25000 | 3000 | 83 | 11 | 0.8 | -20 | Dimmable | 10% | No | Damp Location Rated | No |  |  | 2016-01-01 | 2016-10-27 | United States, Canada | ES_1056945_LP16630D6_10252016160159_3693506 | 2282541
EarthTronics, Inc. | EarthBulb | LP16640D6 | LP16640D6 | ,LP16640D6,10401 | PAR16 | Reflector (Flood/Spot) | E26 (Medium) | Directional | LED | 10 | 60 | 73 | 48.6 | 1129 |  | 35 | 500 | 6.5 | 76.9 | No | 25000 | 4000 | 84 | 16 | 0.8 | -20 | Dimmable | 10% | No | Damp Location Rated | No |  |  | 2016-01-01 | 2016-10-27 | United States, Canada | ES_1056945_LP16640D6_10252016174244_1595270 | 2282542
EarthTronics, Inc. | EarthBulb | LP2730D5 | LP2730D5 | ,LP2730D5,10229,10230 | PAR20 | Reflector (Flood/Spot) | E26 (Medium) | Directional | LED | 4 | 50 | 85 | 63 | 836 |  |  | 470 | 7 | 67.1 | No | 25000 | 3000 | 92 | 63 | 0.9 | -40 | Dimmable | 10% |  | Damp Location Rated,Not for Use in Enclosed Fixtures |  |  |  | 2015-01-01 | 2015-12-15 | Canada | ES_1056945_LP2730D5_12142015101639_7767907 | 2255001
EarthTronics, Inc. | EarthBulb | LP2740D5 | LP2740D5 | ,LP2740D5,10271 | PAR20 | Reflector (Flood/Spot) | E26 (Medium) | Directional | LED | 10 | 50 | 85 | 63 | 865 |  | 40 | 500 | 7.1 | 70.4 | No | 25000 | 4000 | 95 | 82 | 0.9 | -20 | Dimmable | 10% | No | Damp Location Rated | No |  |  | 2016-01-01 | 2016-05-26 | United States, Canada | ES_1056945_LP2740D5_05242016132342_6819574 | 2268323
EarthTronics, Inc. | EarthBulb | LP2750D5 | LP2750D5 | ,LP2750D5,10290 | PAR20 | Reflector (Flood/Spot) | E26 (Medium) | Directional | LED | 10 | 50 | 85 | 63 | 848 |  | 40 | 500 | 7 | 71.4 | No | 25000 | 5000 | 96 | 94 | 0.9 | -20 | Dimmable | 10% | No | Damp Location Rated | No |  |  | 2016-01-01 | 2016-05-26 | United States, Canada | ES_1056945_LP2750D5_05242016133130_2270013 | 2268324
EarthTronics, Inc. | EarthBulb | LP2750DWCEC | LP2750DWCEC | ,LP2750DWCEC,10152 | PAR20 | Reflector (Flood/Spot) | E26 (Medium) | Directional | LED | 10 | 50 | 85 | 63 | 1062 |  | 25 | 500 | 7 | 71.4 | No | 25000 | 5000 | 91 | 55 | 0.8 | -20 | Dimmable | 10% |  | Damp Location Rated,Not for Use in Enclosed Fixtures |  |  |  | 2015-01-01 | 2015-10-08 | United States, Canada | ES_1056945_LP2750DWCEC_10082015141022_6394311 | 2249741
Globe Electric Inc. | Globe | R30-15W | 1147 |  | R30 | Reflector (Flood/Spot) | E26 (Medium) | Directional | CFL | 9 | 65 | 132.9 | 94.6 |  | 2.5 |  | 700 | 15 | 46.7 | No | 10000 | 2700 | 83 | -7 | 0.6 | -15 |  |  |  | None |  |  |  | 2014-11-19 | 2014-11-21 | Canada | ES_0031577_01147_02032015114806_2772829 | 2232764
EarthTronics, Inc. | EarthBulb | LP31030DWCEC | LP31030DWCEC | ,LP31030DWCEC,10144 | PAR30 | Reflector (Flood/Spot) | E26 (Medium) | Directional | LED | 10 | 75 | 119 | 94 | 1564 |  | 40 | 800 | 10 | 80 | No | 25000 | 3000 | 91 | 52 | 0.9 | -20 | Dimmable | 10% |  | Wet Location Rated,Not for Use in Enclosed Fixtures |  |  |  | 2015-01-01 | 2015-10-08 | United States, Canada | ES_1056945_LP31030DWCEC_10082015141449_4096490 | 2249743
EarthTronics, Inc. | EarthBulb | LP31030DWSNCEC | 10143 |  | PAR30 | Reflector (Flood/Spot) | E26 (Medium) | Directional | LED | 10 | 75 | 87 | 94 | 1540 |  | 40 | 800 | 10.5 | 80 | No | 25000 | 3000 | 90 | 48 | 0.9 | -20 | Dimmable | 10% |  | Wet Location Rated,Not for Use in Enclosed Fixtures |  |  |  | 2014-01-01 | 2015-04-15 | United States, Canada | ES_1056945_10143_04142015132639_3076745 | 2237481
EarthTronics, Inc. | EarthBulb | LP31050DWCEC | LP31050DWCEC | ,LP31050DWCEC,10157 | PAR30 | Reflector (Flood/Spot) | E26 (Medium) | Directional | LED | 10 | 75 | 119 | 94 | 1753 |  | 40 | 800 | 10.4 | 76.9 | No | 25000 | 5000 | 91 | 55 | 0.9 | -20 | Dimmable | 10% |  | Wet Location Rated,Not for Use in Enclosed Fixtures |  |  |  | 2015-01-01 | 2015-10-08 | United States, Canada | ES_1056945_LP31050DWCEC_10082015141341_4234430 | 2249742
EarthTronics, Inc. | EarthBulb | LP31050DWSNCEC | LP31050DWSNCEC | ,LP31050DWSNCEC,10162 | PAR30 | Reflector (Flood/Spot) | E26 (Medium) | Directional | LED | 10 | 75 | 87 | 94 | 1693 |  | 40 | 800 | 10.7 | 74.8 | No | 25000 | 5000 | 91 | 56 | 0.9 | -20 | Dimmable | 10% |  | Wet Location Rated,Not for Use in Enclosed Fixtures |  |  |  | 2015-01-01 | 2015-10-13 | United States, Canada | ES_1056945_LP31050DWSNCEC_10102015100657_840417 | 2250100
EarthTronics, Inc. | EarthBulb | LP31130D5 | LP31130D5 | ,LP31130D5,10232,10231 | PAR30L | Reflector (Flood/Spot) | E26 (Medium) | Directional | LED | 10 | 75 | 119 | 94 | 1438 |  | 40 | 800 | 11 | 72.7 | No | 25000 | 3000 | 93 | 65 | 0.9 | -20 | Dimmable | 10% | No | Damp Location Rated | No |  |  | 2016-01-01 | 2016-05-26 | United States, Canada | ES_1056945_LP31130D5_05242016134901_5060083 | 2268765
EarthTronics, Inc. | EarthBulb | LP31130DSN5 | LP31130DSN5 | ,LP31130DSN5,10233 | PAR30 | Reflector (Flood/Spot) | E26 (Medium) | Directional | LED | 5 | 75 | 84 | 94 | 1499 |  | 40 | 800 | 11 | 72.7 | No | 25000 | 3000 | 92 | 64 | 0.9 | -20 | Dimmable | 80% | No | Damp Location Rated | No |  |  | 2016-01-01 | 2016-09-20 | United States, Canada | ES_1056945_LP31130DSN5_08232016160817_3703424 | 2279680
EarthTronics, Inc. | EarthBulb | LP31150D5 | LP31150D5 | ,LP31150D5,10291 | PAR30L | Reflector (Flood/Spot) | E26 (Medium) | Directional | LED | 10 | 75 | 119 | 94 | 1492 |  | 40 | 800 | 11 | 72.7 | No | 25000 | 5000 | 96 | 94 | 0.9 | -20 | Dimmable | 10% | No | Damp Location Rated | No |  |  | 2016-01-01 | 2016-09-09 | United States, Canada | ES_1056945_LP31150D5_08232016160817_3703424 | 2278625
EarthTronics, Inc. | EarthBulb | LP381730DWCEC25 | LP381730DWCEC25 | ,LP381730DWCEC25,10163 | PAR38 | Reflector (Flood/Spot) | E26 (Medium) | Directional | LED | 10 | 100 | 130 | 120 | 2449 |  | 40 | 1200 | 17 | 70.6 | No | 25000 | 3000 | 92 | 53 | 0.9 | -20 | Dimmable | 10% |  | Wet Location Rated,Not for Use in Enclosed Fixtures |  |  |  | 2015-01-01 | 2015-12-15 | United States, Canada | ES_1056945_LP381730DWCEC25_12112015151416_8777734 | 2254996
EarthTronics, Inc. | EarthBulb | LR2727D | LR2727D | ,LR2727D,10077,10080 | R20 | Reflector (Flood/Spot) | E26 (Medium) | Directional | LED | 10 | 50 | 95 | 64 |  |  | 120 | 525 | 7.5 | 66.7 | No | 25000 | 2700 | 82 | 5 | 0.9 | -20 | Dimmable | 10% |  | Wet Location Rated,Not for Use in Enclosed Fixtures |  |  |  | 2014-01-01 | 2015-12-15 | United States, Canada | ES_1056945_LR2727D_12112015152102_4533960 | 2254997
EarthTronics, Inc. | EarthBulb | LR2727D5 | LR2727D5 | ,LR2727D5,10293 | R20 | Reflector (Flood/Spot) | E26 (Medium) | Directional | LED | 10 | 50 | 95 | 63 |  |  |  | 616 | 8.8 | 70 | No | 25000 | 2700 | 82 | 9 | 0.9 | -20 | Dimmable | 10% | No | Damp Location Rated | No |  |  | 2016-01-01 | 2016-09-02 | United States, Canada | ES_1056945_LR2727D5_08232016160817_3703424 | 2278018
EarthTronics, Inc. | EarthBulb | LR2750D5 | LR2750D5 | ,LR2750D5,10365 | R20 | Reflector (Flood/Spot) | E26 (Medium) | Directional | LED | 10 | 50 | 95 | 63 |  |  |  | 500 | 7 | 71.4 | No | 25000 | 5000 | 83 | 8 | 0.9 | -20 | Dimmable | 10% | No | Damp Location Rated | No |  |  | 2016-01-01 | 2016-09-02 | United States, Canada | ES_1056945_LR2750D5_08312016111934_1041528 | 2278019
EarthTronics, Inc. | Earthtronics | ET3W26S | ET3W26S |  | CFL Bare Spiral | General Purpose Replacement | E26 (Medium) | Omnidirectional | CFL | 2 | 100 | 185.4 | 59.3 |  | 2 |  | 1700 | 26 | 65.4 | Yes | 10000 | 2700 | 82 | -10 | 0.5 | -18 |  |  |  | Damp Location Rated,Not for Use in Recessed Fixtures,Not for Use in Enclosed Fixtures |  |  |  | 2014-12-10 | 2015-01-15 | United States | ES_1056945_ET3W26S_01162015110841_1023745 | 2231157
EarthTronics, Inc. | H.E.B | CFL | HEB09MGL/S | ,,100119 | CFL Globe | Globe | E26 (Medium) | Decorative | CFL | 2 | 40 | 109 | 80 |  | 1.5 |  | 500 | 9.8 | 52.6 | No | 10000 | 2700 | 84 | -6 | 0.6 | -18 |  |  |  | None |  |  |  | 2014-10-30 | 2014-11-10 | United States | ES_1056945_HEB09MGL/S_11172014163822_9862333 | 2225248
EarthTronics, Inc. | H.E.B | CFL | HEB09MGL/S-65 | ,,100231 | CFL Globe | Globe | E26 (Medium) | Decorative | CFL | 2 | 40 | 109 | 80 |  | 1.5 |  | 450 | 9 | 50 | No | 10000 | 6500 | 87 | 55 | 0.6 | -18 |  |  |  | Other,Not for use in enclosed fixtures |  |  |  | 2014-07-20 | 2014-07-17 | United States | ES_1056945_HEB09MGL/S-65; 100231_07212014112521_5467678 | 2216023
EarthTronics, Inc. | H.E.B | CFL | HEB09MGL/S-65 | ,,100231 | CFL Globe | Globe | E26 (Medium) | Decorative | CFL | 3 | 40 | 109 | 80 |  | 1.5 |  | 450 | 9 | 50 | No | 10000 | 6500 | 87 | 55 | 0.6 | -18 |  |  |  | Other,Not for use in enclosed fixtures |  |  |  | 2014-07-20 | 2014-07-17 | United States | ES_1056945_HEB09MGL/S-65; 100231_07212014112521_3426152 | 2216024
EarthTronics, Inc. | H.E.B | CFL | HEB13MSL2E | ,,125543; ,HEB13MSL2E,125545; ,HEB13MSL2E,125547 | CFL Bare Spiral | General Purpose Replacement | E26 (Medium) | Omnidirectional | CFL | 2 | 60 | 102 | 50 |  | 1.5 |  | 900 | 13 | 69.2 | No | 12000 | 2700 | 83 | -5 | 0.6 | -18 |  |  |  | Not for Use in Recessed Fixtures,Not for Use in Enclosed Fixtures |  |  |  | 2014-11-10 | 2014-11-11 | United States | ES_1056945_HEB13MSL2E_11242014143331_6317223 | 2225680
EarthTronics, Inc. | H.E.B | CFL | HEB13MSL2E35 | ,,16872; ,HEB13MSL2E35,13575; ,HEB13MSL2E35,22973 | CFL Bare Spiral | General Purpose Replacement | E26 (Medium) | Omnidirectional | CFL | 2 | 60 | 102 | 50 |  | 1.5 |  | 900 | 13 | 69 | No | 12000 | 3500 | 84 | 17 | 0.6 | -18 |  |  |  | Not for Use in Recessed Fixtures,Not for Use in Enclosed Fixtures |  |  |  | 2015-02-01 | 2015-02-18 | United States | ES_1056945_HEB13MSL2E35_02192015171231_9458569 | 2233488
EarthTronics, Inc. | H.E.B | CFL | HEB13MSL2E65 | ,,125308; ,HEB13MSL2E65,125423; ,HEB13MSL2E65,125424 | CFL Bare Spiral | General Purpose Replacement | E26 (Medium) | Omnidirectional | CFL | 2 | 60 | 102 | 50 |  | 1.5 |  | 860 | 13.1 | 65.6 | No | 12000 | 6500 | 84 | 46 | 0.6 | -18 |  |  |  | None |  |  |  | 2014-11-10 | 2014-11-11 | United States | ES_1056945_HEB13MSL2E65_11242014143512_2175853 | 2225682
EarthTronics, Inc. | H.E.B | CFL | HEB14MALS | ,,88575 | CFL A-type | General Purpose Replacement | E26 (Medium) | Decorative | CFL | 2 | 60 | 122 | 60 |  | 1.5 |  | 800 | 16 | 57.1 | No | 10000 | 2700 | 82 | -10 | 0.6 | -18 |  |  |  | None |  |  |  | 2014-10-30 | 2014-11-12 | United States | ES_1056945_HEB14MALS_11172014163150_5898996 | 2225236
EarthTronics, Inc. | H.E.B | CFL | HEB14MALS-65 | ,,88365 | CFL A-type | General Purpose Replacement | E26 (Medium) | Decorative | CFL | 2 | 60 | 122 | 60 |  | 1.5 |  | 800 | 14 | 57.1 | No | 10000 | 6500 | 83 | 40 | 0.6 | -18 |  |  |  | Other,Not fo use in enclosed fixtures |  |  |  | 2014-07-20 | 2014-07-16 | United States | ES_1056945_HEB14MALS-65_07182014140954_6142262 | 2215735
EarthTronics, Inc. | H.E.B | CFL | HEB14MALS-65 | ,,88365 | CFL A-type | General Purpose Replacement | E26 (Medium) | Decorative | CFL | 3 | 60 | 122 | 60 |  | 1.5 |  | 800 | 14 | 57.1 | No | 10000 | 6500 | 83 | 40 | 0.6 | -18 |  |  |  | Other,Not fo use in enclosed fixtures |  |  |  | 2014-07-20 | 2014-07-16 | United States | ES_1056945_HEB14MALS-65_07182014141027_9016228 | 2215736
EarthTronics, Inc. | H.E.B | CFL | HEB16MRL/S | ,,101311; ,HEB16MRL/S,102237 | R30 | Reflector (Flood/Spot) | E26 (Medium) | Directional | CFL | 2 | 60 | 139 | 94 |  | 1.5 |  | 750 | 16 | 46.9 | No | 10000 | 2700 | 82 | -6 | 0.6 | -18 |  |  |  | None |  |  |  | 2014-10-30 | 2014-11-11 | United States | ES_1056945_HEB16MRL/S_11132014162314_1973301 | 2225038
EarthTronics, Inc. | H.E.B | CFL | HEB18MSL2E | ,,125549 | CFL Bare Spiral | General Purpose Replacement | E26 (Medium) | Omnidirectional | CFL | 2 | 75 | 113 | 56 |  | 1.5 |  | 1250 | 18 | 69.4 | No | 12000 | 2700 | 83 | -10 | 0.6 | -18 |  |  |  | Not for Use in Recessed Fixtures,Not for Use in Enclosed Fixtures |  |  |  | 2014-11-10 | 2014-11-11 | United States | ES_1056945_HEB18MSL2E_11202014151907_9032326 | 2225547
EarthTronics, Inc. | H.E.B | CFL | HEB18MSL2E | ,,71456 | CFL Bare Spiral | General Purpose Replacement | E26 (Medium) | Omnidirectional | CFL | 2 | 75 | 113 | 56 |  | 1.5 |  | 1250 | 18 | 69.4 | No | 12000 | 2700 | 83 | -10 | 0.6 | -18 |  |  |  | Not for Use in Recessed Fixtures,Not for Use in Enclosed Fixtures |  |  |  | 2015-02-15 | 2015-02-24 | United States | ES_1056945_HEB18MSL2E_03042015130042_8738603 | 2234189
EarthTronics, Inc. | H.E.B | CFL | HEB18MSL2E35 | ,,48424; ,HEB18MSL2E35,54406 | CFL Bare Spiral | General Purpose Replacement | E26 (Medium) | Omnidirectional | CFL | 2 | 75 | 111 | 55 |  | 1.5 |  | 1250 | 18 | 69.4 | No | 12000 | 3500 | 84 | 16 | 0.6 | -18 |  |  |  | Not for Use in Recessed Fixtures,Not for Use in Enclosed Fixtures |  |  |  | 2015-02-15 | 2015-02-18 | United States | ES_1056945_HEB18MSL2E35_02192015171117_3769220 | 2233487
EarthTronics, Inc. | H.E.B | CFL | HEB18MSL2E65 | ,,125548 | CFL Bare Spiral | General Purpose Replacement | E26 (Medium) | Omnidirectional | CFL | 2 | 75 | 112 | 56 |  | 1.5 |  | 1200 | 18 | 66.7 | No | 12000 | 6500 | 84 | 44 | 0.6 | -18 |  |  |  | Not for Use in Recessed Fixtures,Not for Use in Enclosed Fixtures |  |  |  | 2014-11-20 | 2014-11-11 | United States | ES_1056945_HEB18MSL2E65_11242014143118_2257764 | 2225678
Eco LED Bright, Inc. | Eco bright | LED A LAMP | A19D-6W-5K-089 |  | A19 | General Purpose Replacement | E26 (Medium) | Omnidirectional | LED | 3 | 40 | 109.6 | 59.8 |  |  |  | 480 | 6 | 80 | No | 25000 | 5000 | 84 | 19 | 0.9 | -20 | Dimmable | 10% | No | Damp Location Rated,Not for Use in Recessed Fixtures | No |  |  | 2016-07-25 | 2016-07-18 | United States | ES_1126283_A19D-6W-5K-089_07182016150602_3294010 | 2273602
Eco LED Bright, Inc. | Eco bright | LED A LAMP | A19D-9W-27K-026 |  | A19 | General Purpose Replacement | E26 (Medium) | Omnidirectional | LED | 3 | 60 | 112.3 | 60.9 |  |  |  | 800 | 9.8 | 81.6 | No | 25000 | 2700 | 81 | 5 | 0.9 | -20 | Dimmable | 10% |  | Damp Location Rated,Not for Use in Enclosed Fixtures |  |  |  | 2014-10-30 | 2015-03-02 | United States, Canada | ES_1126283_A19D-9W-27K-026_03032015102621_1023772 | 2234184
Eco LED Bright, Inc. | Eco bright | LED A LAMP | A19D-9W-3K-009 |  | A19 | General Purpose Replacement | E26 (Medium) | Omnidirectional | LED | 3 | 60 | 112.3 | 60.9 |  |  |  | 800 | 9.6 | 83.3 | No | 25000 | 3000 | 81 | 3 | 0.9 | -20 | Dimmable | 10% |  | Damp Location Rated,Not for Use in Enclosed Fixtures |  |  |  | 2014-10-25 | 2014-11-11 | United States, Canada | ES_1126283_A19D-9W-3K-009_11112014033620_1023711 | 2224614
Eco LED Bright, Inc. | Eco bright | LED A LAMP | A19D-9W-5K-032 |  | A19 | General Purpose Replacement | E26 (Medium) | Omnidirectional | LED | 3 | 60 | 112.4 | 60.8 |  |  |  | 800 | 9.8 | 88.9 | No | 25000 | 5000 | 86 | 22 | 0.9 | -20 | Dimmable | 10% |  | Damp Location Rated,Not for Use in Enclosed Fixtures |  |  |  | 2015-03-12 | 2015-07-08 | United States | ES_1126283_A19D-9W-5K-032_07092015110001_1023849 | 2242942
Eco LED Bright, Inc. | Eco bright | LED A LAMP | A19D-9W-5K-090 |  | A19 | General Purpose Replacement | E26 (Medium) | Omnidirectional | LED | 3 | 60 | 112.5 | 59.9 |  |  |  | 800 | 9 | 88.9 | No | 25000 | 5000 | 84 | 18 | 0.9 | -20 | Dimmable | 10% | No | Damp Location Rated,Not for Use in Recessed Fixtures | No |  |  | 2016-07-25 | 2016-07-18 | United States | ES_1126283_A19D-6W-5K-090_07182016150627_2134980 | 2273603
Eco LED Bright, Inc. | Eco bright | LED A LAMP | A21D-15W-27K-027 |  | A21 | General Purpose Replacement | E26 (Medium) | Omnidirectional | LED | 3 | 100 | 131.7 | 69.8 |  |  |  | 1600 | 15 | 106.7 | No | 25000 | 2700 | 82 | 8 | 1 | -20 | Dimmable | 10% |  | Damp Location Rated,Not for Use in Enclosed Fixtures |  |  |  | 2015-01-25 | 2015-05-01 | United States, Canada | ES_1126283_A21D-15W-27K-027_05012015115331_1023802 | 2238461
Eco LED Bright, Inc. | Eco bright | LED A LAMP | A21D-15W-5K-092 |  | A21 | General Purpose Replacement | E26 (Medium) | Omnidirectional | LED | 3 | 100 | 134.5 | 72 |  |  |  | 1600 | 15 | 106.7 | No | 25000 | 5000 | 85 | 24 | 0.9 | -20 | Dimmable | 10% | No | Damp Location Rated,Not for Use in Recessed Fixtures | No |  |  | 2016-07-25 | 2016-07-18 | United States | ES_1126283_A21D-15W-5K-092_07182016150655_5692024 | 2273604
Eco LED Bright, Inc. | Eco bright | LED BR LAMP | BR20D-7W-27K-018 |  | R20 | Reflector (Flood/Spot) | E26 (Medium) | Directional | LED | 3 | 50 | 98 | 64 |  |  | 107 | 550 | 7.3 | 75.3 | No | 25000 | 2700 | 82 | 13 | 0.9 | -20 | Dimmable | 9% |  | None |  |  |  | 2014-04-01 | 2014-12-29 | United States, Canada | ES_1126283_BR20D-7W-27K-018_12292014034550_1023737 | 2230139
Eco LED Bright, Inc. | Eco bright | LED BR LAMP | BR30D-11W-27K-012 |  | BR30 | Reflector (Flood/Spot) | E26 (Medium) | Directional | LED | 3 | 65 | 130 | 95 |  |  | 113 | 850 | 11 | 77.2 | No | 25000 | 2700 | 82 | 14 | 0.9 | -20 | Dimmable | 10% |  | Not for Use in Enclosed Fixtures |  |  |  | 2014-12-16 | 2014-12-16 | United States, Canada | ES_1126283_BR30D-11W-27K-012_12162014015730_1023728 | 2229498
Eco LED Bright, Inc. | Eco bright | LED BR LAMP | BR40D-13W-3K-003 |  | BR40 | Reflector (Flood/Spot) | E26 (Medium) | Directional | LED | 3 | 75 | 160 | 120 |  |  | 140 | 1050 | 13 | 80.8 | No | 25000 | 3000 | 83 | 17 | 0.9 | -20 | Dimmable | 10% |  | None |  |  |  | 2014-04-14 | 2014-10-03 | United States, Canada | ES_1126283_BR40D-13W-3K-003_10032014095110_1023684 | 2221660
Eco LED Bright, Inc. | Eco bright | LED BR LAMP | BR40D-17W-5K-004 |  | BR40 | Reflector (Flood/Spot) | E26 (Medium) | Directional | LED | 3 | 100 | 160.1 | 119.9 |  |  | 140 | 1400 | 17 | 82.4 | No | 25000 | 5000 | 84 | 24 | 0.9 | -20 | Dimmable | 10% |  | None |  |  |  | 2014-09-20 | 2014-10-03 | United States, Canada | ES_1126283_BR40D-17W-5K-004_10032014094550_1023684 | 2221659
Eco LED Bright, Inc. | Eco bright | LED BR LAMP | ECO-SP850-11-3K-D-L |  | BR30 | Reflector (Flood/Spot) | E26 (Medium) | Directional | LED | 3 | 65 | 130 | 95 |  |  |  | 850 | 11.1 | 76.6 | No | 25000 | 3000 | 83 | 17 |  | -20 | Dimmable | 10% |  | None |  |  |  | 2014-04-30 | 2014-09-18 | United States, Canada | ES_1126283_ECO-SP850-11-3K-D-L_09182014092840_1023672 | 2219797
Eco LED Bright, Inc. | Eco bright | LED Candle Lamp | CANDLE-5W-27K-101D |  | B10 | Decorative | E12 (Candelabra) | Decorative | LED | 3 | 40 | 97.7 | 35.1 |  |  |  | 325 | 5 | 65 | No | 25000 | 2700 | 82 | 7 | 0.9 | -20 | Dimmable | 10% | No | Damp Location Rated,Not for Use in Recessed Fixtures | No |  |  | 2016-07-25 | 2016-07-18 | United States | ES_1126283_CANDLE-5W-27K-101D_07182016111802_3218940 | 2273601
Eco LED Bright, Inc. | Eco bright | LED CANDLE LAMP | CANDLE-5W-27K-019D |  | Decorative Candle: Other | Decorative | E12 (Candelabra) | Decorative | LED | 3 | 40 | 97 | 35 |  |  |  | 325 | 5.3 | 61.3 | No | 25000 | 2700 | 83 | 21 | 0.9 | -20 | Dimmable | 9% |  | None |  |  |  | 2014-04-01 | 2014-12-29 | United States, Canada | ES_1126283_CANDLE-5W-27K-019D_12292014034110_1023737 | 2230138
Eco LED Bright, Inc. | Eco bright | LED MR LAMP | GU10D-7W-3K-036 |  | PAR16 | Reflector (Flood/Spot) | GU10 | Directional | LED | 3 | 50 | 50.5 | 50.2 | 992 |  | 40 | 500 | 7 | 71.4 | No | 25000 | 3000 | 82 | 14 | 0.9 | -20 | Dimmable | 10% |  | Damp Location Rated,Not for Use in Enclosed Fixtures |  |  |  | 2015-05-05 | 2015-08-28 | United States | ES_1126283_GU10D-7W-3K-036_08282015033440_1023879 | 2246729
Eco LED Bright, Inc. | Eco bright | LED PAR LAMP | PAR20D-7W-27K-028 |  | PAR20 | Reflector (Flood/Spot) | E26 (Medium) | Directional | LED | 3 | 50 | 84 | 63 | 1074 |  | 40 | 470 | 7.8 | 60.3 | No | 25000 | 2700 | 81 | 8 | 0.9 | -20 | Dimmable | 10% |  | Damp Location Rated,Not for Use in Enclosed Fixtures |  |  |  | 2015-04-15 | 2015-04-30 | United States, Canada | ES_1126283_PAR20D-7W-27K-028_05012015015330_1023805 | 2238480
Globe Electric Inc. | Globe | T2 13W | 201 |  | CFL Bare Spiral | General Purpose Replacement | E26 (Medium) | Omnidirectional | CFL | 11 | 60 | 100.3 | 47.6 |  | 2.5 |  | 900 | 13 | 69.2 | No | 12000 | 2700 | 82 | -7 | 0.6 | -10 |  |  |  | None |  |  |  | 2014-09-18 | 2014-09-30 | Canada | ES_1060963_00201_09302014123452_70011241 | 2220766
Eco LED Bright, Inc. | Eco bright | LED PAR LAMP | PAR20D-7W-3K-005 |  | PAR20 | Reflector (Flood/Spot) | E26 (Medium) | Directional | LED | 3 | 50 | 84 | 63 | 1127 |  | 40 | 470 | 7.7 | 61 | No | 25000 | 3000 | 82 | 11 | 0.9 | -20 | Dimmable | 10% |  | Not for Use in Enclosed Fixtures |  |  |  | 2014-04-15 | 2014-10-09 | United States, Canada | ES_1126283_PAR20D-7W-3K-005_10092014013950_1023691 | 2221980
Eco LED Bright, Inc. | Eco bright | LED PAR LAMP | PAR30D-12W-27K-029 |  | PAR30 | Reflector (Flood/Spot) | E26 (Medium) | Directional | LED | 3 | 75 | 115.5 | 94.6 | 1976 |  | 40 | 850 | 12 | 70.8 | No | 25000 | 2700 | 81 | 9 | 0.9 | -20 | Dimmable | 10% |  | Damp Location Rated,Not for Use in Enclosed Fixtures |  |  |  | 2015-04-10 | 2015-05-08 | United States, Canada | ES_1126283_PAR30D-12W-27K-029_05082015102951_1023807 | 2239103
Eco LED Bright, Inc. | Eco bright | LED PAR LAMP | PAR30D-12W-3K-006 |  | PAR30 | Reflector (Flood/Spot) | E26 (Medium) | Directional | LED | 3 | 75 | 115.5 | 94.5 | 2140 |  | 40 | 850 | 12.1 | 70.2 | No | 25000 | 3000 | 81 | 12 | 0.9 | -20 | Dimmable | 10% |  | Not for Use in Enclosed Fixtures |  |  |  | 2014-04-10 | 2014-10-09 | United States, Canada | ES_1126283_PAR30D-12W-3K-006_10092014013110_1023691 | 2221978
Eco-story, LLC | ECO STORY | Dimmable PAR30 | ECO-PAR30CC-13-27K-40D |  | PAR30L | Reflector (Flood/Spot) | E26 (Medium) | Directional | LED | 5 | 75 | 115.6 | 94.6 | 1661 |  | 40 | 815 | 13 | 62.7 | No | 25000 | 2700 | 82 | 5 | 0.9 | -20 | Dimmable | 10% |  | Damp Location Rated,Recessed Fixtures,Shatter Resistant,Not for Use in Enclosed Fixtures |  |  |  | 2015-03-30 | 2015-04-01 | United States, Canada | ES_1103362_ECO-PAR30CC-13-27K-40D_04012015183035_2987414 | 2236274
Eco-story, LLC | ECO-STORY LLC | LED Lamp | ECO-MR16-7-27K-40D |  | MR16 | Reflector (Flood/Spot) | GU5.3 | Directional | LED | 5 | 50 | 50.3 | 50.2 | 1202 |  | 40 | 450 | 7 | 64.3 | No | 25000 | 2700 | 82 | 6 | 0.7 | -20 | Dimmable | 15% |  | Damp Location Rated,Recessed Fixtures,Shatter Resistant |  |  |  | 2014-12-12 | 2014-12-11 | United States, Canada | ES_1103362_ECO-MR16-7-27K-40D_12112014095612_4589145 | 2229538
Efficient Lighting | Efficient Lighting | EL13GU27 | EL13GU27 |  | CFL Bare Spiral | General Purpose Replacement | GU24 | Omnidirectional | CFL | 2 | 60 | 98 | 61 |  | 2.5 |  | 900 | 13.8 | 65.1 | No | 10000 | 2700 | 86 | 38 | 0.6 | 0 |  |  |  | Damp Location Rated,Not for Use in Recessed Fixtures,Not for Use in Enclosed Fixtures |  |  |  | 2015-01-01 | 2016-01-07 | United States, Canada | ES_1055838_EL13GU27_01042016110306_5395929 | 2256229
Efficient Lighting | Efficient Lighting | EL13GU41 | EL13GU41 |  | CFL Bare Spiral | General Purpose Replacement | GU24 | Omnidirectional | CFL | 2 | 60 | 98 | 61 |  | 2.5 |  | 900 | 13.3 | 67.8 | No | 10000 | 4100 | 86 | 38 | 0.6 | 0 |  |  |  | Damp Location Rated,Not for Use in Recessed Fixtures,Not for Use in Enclosed Fixtures |  |  |  | 2015-01-01 | 2016-01-07 | United States, Canada | ES_1055838_EL13GU41_01042016102956_4615747 | 2256225
Efficient Lighting | Efficient Lighting | EL18GU27 | EL18GU27 |  | CFL Bare Spiral | General Purpose Replacement | GU24 | Omnidirectional | CFL | 2 | 75 | 112 | 53 |  | 2.5 |  | 1250 | 18.7 | 66.8 | No | 10000 | 2700 | 82 | -6 | 0.5 | 0 |  |  |  | Damp Location Rated,Not for Use in Recessed Fixtures,Not for Use in Enclosed Fixtures |  |  |  | 2015-01-01 | 2016-01-07 | United States, Canada | ES_1055838_EL18GU27_01042016110821_3101770 | 2256230
Efficient Lighting | Efficient Lighting | EL18GU41 | EL18GU41 |  | CFL Bare Spiral | General Purpose Replacement | GU24 | Omnidirectional | CFL | 2 | 75 | 112 | 53 |  | 2.5 |  | 1250 | 18.5 | 66.8 | No | 10000 | 4100 | 83 | 31 | 0.5 | 0 |  |  |  | Damp Location Rated,Not for Use in Recessed Fixtures,Not for Use in Enclosed Fixtures |  |  |  | 2015-01-01 | 2016-01-07 | United States, Canada | ES_1055838_EL18GU41_01042016105248_3269159 | 2256227
Efficient Lighting | Efficient Lighting | EL23GU27 | EL23GU27 |  | CFL Bare Spiral | General Purpose Replacement | GU24 | Omnidirectional | CFL | 2 | 100 | 117 | 60 |  | 2.5 |  | 1600 | 23.7 | 67.5 | No | 12000 | 2700 | 83 | -7 | 0.5 | 0 |  |  |  | Damp Location Rated,Not for Use in Recessed Fixtures,Not for Use in Enclosed Fixtures |  |  |  | 2015-01-01 | 2016-01-07 | United States, Canada | ES_1055838_EL23GU27_01042016111051_1775934 | 2256231
Efficient Lighting | Efficient Lighting | EL23GU41 | EL23GU41 |  | CFL Bare Spiral | General Purpose Replacement | GU24 | Omnidirectional | CFL | 2 | 100 | 116 | 60 |  | 2.5 |  | 1600 | 24.1 | 66.4 | No | 10000 | 4100 | 84 | 31 | 0.5 | 0 |  |  |  | Damp Location Rated,Not for Use in Recessed Fixtures,Not for Use in Enclosed Fixtures |  |  |  | 2015-01-01 | 2016-01-07 | United States, Canada | ES_1055838_EL23GU41_01042016105737_21173 | 2256228
Efficient Lighting | Efficient Lighting | LED | ELA19LED30 |  | A19 | General Purpose Replacement | GU24 | Omnidirectional | LED | 3 | 60 | 104 | 54 |  |  |  | 800 | 11.5 | 69.6 | No | 40000 | 3000 | 84 | 22 | 1 | -40 | Dimmable | 10% |  | Not for Use in Enclosed Fixtures |  |  |  | 2014-09-30 | 2014-09-11 | United States, Canada | ES_1055838_ELA19LED30_09262014073251_8251052 | 2220364
Efficient Lighting Technologies | elite energy | self-ballasted LED Lamps | ELTBR310WL | ,,ELTBR310WL | BR30 | Reflector (Flood/Spot) | E26 (Medium) | Directional | LED | 5 | 65 | 135 | 95 |  |  | 120 | 750 | 13 | 57.7 | No | 25000 | 2700 | 81 | 5 | 1 | -20 | Dimmable | 10% |  | Not for Use in Enclosed Fixtures |  |  |  | 2016-02-01 | 2016-01-29 | United States | ES_1130289_ELTBR310WL_02032016105746_9583179 | 2257741
EGLO Hong Kong Lighting Ltd | Eglo | 201743A | 201743A |  | PAR16 | Reflector (Flood/Spot) | GU10 | Directional | LED | 3 | 60 | 50.6 | 50.2 | 999 |  | 35 | 450 | 6 | 75 | No | 25000 | 3000 | 83 | 11 | 0.8 | -25 | Dimmable | 20% | No | Damp Location Rated | No |  |  | 2016-02-06 | 2016-05-05 | United States, Canada | ES_1137113_201743A_05062016021651_1011594 | 2266181
EiKO Global, LLC | EiKO | CFL | SP13/27K |  | CFL Bare Spiral | General Purpose Replacement | E26 (Medium) | Omnidirectional | CFL | 2 | 60 | 102 | 50 |  | 1.5 |  | 900 | 13 | 69.2 | No | 12000 | 2700 | 83 | -5 | 0.6 | -18 |  |  |  | Other,Not for use in enclosed fixtures |  |  |  | 2014-09-20 | 2014-09-25 | United States | ES_1004593_SP13/27K_10012014163103_6264713 | 2221104
EiKO Global, LLC | EiKO | CFL | SP13/27K |  | CFL Bare Spiral | General Purpose Replacement | E26 (Medium) | Omnidirectional | CFL | 2 | 60 | 102 | 50 |  | 1.5 |  | 900 | 13 | 69.2 | No | 12000 | 2700 | 83 | -5 | 0.6 | -18 |  |  |  | Other,Not for use in recessed fixtures |  |  |  | 2014-09-20 | 2014-09-25 | United States | ES_1004593_SP13/27K_10012014163103_3896964 | 2221105
EiKO Global, LLC | EiKO | CFL | SP13/35K |  | CFL Bare Spiral | General Purpose Replacement | E26 (Medium) | Omnidirectional | CFL | 2 | 60 | 102 | 50 |  | 1.5 |  | 900 | 13 | 69.2 | No | 12000 | 3500 | 84 | 17 | 0.6 | -18 |  |  |  | Not for Use in Recessed Fixtures,Not for Use in Enclosed Fixtures |  |  |  | 2014-09-30 | 2014-10-13 | United States | ES_1004593_SP13/35K_10172014154229_3313101 | 2222729
EiKO Global, LLC | EiKO | CFL | SP13/41K |  | CFL Bare Spiral | General Purpose Replacement | E26 (Medium) | Omnidirectional | CFL | 2 | 60 | 102 | 50 |  | 1.5 |  | 900 | 13 | 69.2 | No | 12000 | 4100 | 83 | 23 | 0.6 | -18 |  |  |  | Not for Use in Enclosed Fixtures |  |  |  | 2014-09-30 | 2014-09-25 | United States | ES_1004593_SP13/41K_10012014163118_5482159 | 2221103
EiKO Global, LLC | EiKO | CFL | SP13/50K |  | CFL Bare Spiral | General Purpose Replacement | E26 (Medium) | Omnidirectional | CFL | 2 | 60 | 102 | 50 |  | 1.5 |  | 900 | 13 | 69.2 | No | 12000 | 5000 | 83 | 31 | 0.6 | -18 |  |  |  | Other,Not for use in enclosed fixtures |  |  |  | 2014-09-20 | 2014-09-25 | United States | ES_1004593_SP13/50K_10012014162957_8398330 | 2221106
EiKO Global, LLC | EiKO | LED | LED10WA19/300/827K-DIM-G4 |  | A19 | General Purpose Replacement | E26 (Medium) | Omnidirectional | LED | 5 | 60 | 112.3 | 63.3 |  |  |  | 800 | 9.8 | 81.6 | No | 25000 | 2700 | 83 | 16 | 0.9 | -20 | Dimmable | 10% |  | None |  |  |  | 2014-06-16 | 2014-06-16 | United States, Canada | ES_1004593_LED10WA19/300/827K-DIM-G4_06172014090000_1023625 | 2213161
EiKO Global, LLC | EiKO | LED | LED10WA19/300/830K-DIM-G4 |  | A19 | General Purpose Replacement | E26 (Medium) | Omnidirectional | LED | 5 | 60 | 112.2 | 63.3 |  |  |  | 800 | 9.8 | 81.6 | No | 25000 | 3000 | 84 | 18 | 0.9 | -20 | Dimmable | 10% |  | None |  |  |  | 2014-06-16 | 2014-06-16 | United States, Canada | ES_1004593_LED10WA19/300/830K-DIM-G4_06172014090330_1023626 | 2213162
EiKO Global, LLC | EiKO | LED | LED10WBR30/827-DIM |  | BR30 | Reflector (Flood/Spot) | E26 (Medium) | Directional | LED | 5 | 65 | 134 | 95 |  |  |  | 650 | 10 | 65 | No | 40000 | 2700 | 83 | 21 | 0.9 | -40 | Dimmable | 10% |  | Other,not for use in enclosed fixture |  |  |  | 2014-06-30 | 2014-07-23 | United States, Canada | ES_1004593_LED10WBR30/827-DIM_07252014180023_6273791 | 2216429
EiKO Global, LLC | EiKO | LED | LED10WBR30/830-DIM |  | BR30 | Reflector (Flood/Spot) | E26 (Medium) | Directional | LED | 5 | 65 | 133 | 95 |  |  | 113 | 685 | 10 | 68.5 | No | 40000 | 3000 | 84 | 24 | 0.9 | -40 | Dimmable | 10% |  | None |  |  |  | 2014-06-15 | 2014-06-24 | United States, Canada | ES_1004593_LED10WBR30/830-DIM_07092014183546_9424507 | 2214842
EiKO Global, LLC | EiKO | LED | LED10WBR40/827-DIM |  | BR40 | Reflector (Flood/Spot) | E26 (Medium) | Directional | LED | 5 | 65 | 157 | 125 |  |  |  | 685 | 10 | 68.5 | No | 40000 | 2700 | 83 | 19 | 0.9 | -40 | Dimmable | 10% |  | Other,not for use in enclosed fixtures |  |  |  | 2014-07-06 | 2014-07-23 | United States, Canada | ES_1004593_LED10WBR40/827-DIM_07252014180240_3533582 | 2216438
EiKO Global, LLC | EiKO | LED | LED10WBR40/830-DIM |  | BR40 | Reflector (Flood/Spot) | E26 (Medium) | Directional | LED | 5 | 65 | 160 | 125 |  |  |  | 685 | 10.3 | 66.6 | No | 40000 | 3000 | 82 | 17 | 0.9 | -40 | Dimmable | 10% |  | None |  |  |  | 2014-11-20 | 2014-11-14 | United States | ES_1004593_LED10WBR40/830-DIM_11212014164653_5762337 | 2226329
EiKO Global, LLC | EiKO | LED | LED11WA19/300/827K-DIM-G5 |  | A19 | General Purpose Replacement | E26 (Medium) | Omnidirectional | LED | 5 | 75 | 112.3 | 63.7 |  |  |  | 1100 | 11 | 100 | No | 25000 | 2700 | 82 | 8 | 0.9 | -20 | Dimmable | 10% |  | Damp Location Rated,Not for Use in Enclosed Fixtures |  |  |  | 2015-04-30 | 2015-04-30 | United States, Canada | ES_1004593_LED11WA19/300/827K-DIM-G5_05012015051440_1023805 | 2238487
EiKO Global, LLC | EiKO | LED | LED11WA19/300/827K-GU24-DIM-G5 |  | A19 | General Purpose Replacement | GU24 | Omnidirectional | LED | 5 | 75 | 111.6 | 63.7 |  |  |  | 1100 | 11 | 100 | No | 25000 | 2700 | 82 | 7 | 0.9 | -20 | Dimmable | 10% |  | Damp Location Rated,Not for Use in Enclosed Fixtures |  |  |  | 2015-05-20 | 2015-05-20 | United States, Canada | ES_1004593_LED11WA19/300/827K-GU24-DIM-G5_05202015073730_1023815 | 2239855
EiKO Global, LLC | EiKO | LED | LED11WA19/300/830K-DIM-G5 |  | A19 | General Purpose Replacement | E26 (Medium) | Omnidirectional | LED | 5 | 75 | 112.3 | 63.7 |  |  |  | 1100 | 11 | 100 | No | 25000 | 3000 | 83 | 9 | 0.9 | -20 | Dimmable | 10% |  | Damp Location Rated,Not for Use in Enclosed Fixtures |  |  |  | 2015-04-30 | 2015-04-30 | United States, Canada | ES_1004593_LED11WA19/300/830K-DIM-G5_05012015050840_1023805 | 2238486
EiKO Global, LLC | EiKO | LED | LED11WA19/300/830K-GU24-DIM-G5 |  | A19 | General Purpose Replacement | E26 (Medium) | Omnidirectional | LED | 5 | 75 | 112.3 | 63.7 |  |  |  | 1100 | 11 | 100 | No | 25000 | 3000 | 83 | 9 | 0.9 | -20 | Dimmable | 10% |  | Damp Location Rated,Not for Use in Enclosed Fixtures |  |  |  | 2015-05-20 | 2015-05-20 | United States, Canada | ES_1004593_LED11WA19/300/830K-GU24-DIM-G5_05202015072220_1023815 | 2239854
EiKO Global, LLC | EiKO | LED | LED11WA19/300/840K-DIM-G5 |  | A19 | General Purpose Replacement | E26 (Medium) | Omnidirectional | LED | 5 | 75 | 112.3 | 63.7 |  |  |  | 1100 | 11 | 100 | No | 25000 | 4000 | 85 | 17 | 0.9 | -20 | Dimmable | 10% |  | Damp Location Rated,Not for Use in Enclosed Fixtures |  |  |  | 2015-05-18 | 2015-05-18 | United States, Canada | ES_1004593_LED11WA19/300/840K-DIM-G5_05192015124841_1023812 | 2239721
EiKO Global, LLC | EiKO | LED | LED11WA19/300/840K-GU24-DIM-G5 |  | A19 | General Purpose Replacement | GU24 | Omnidirectional | LED | 5 | 75 | 112.7 | 63.7 |  |  |  | 1100 | 11 | 100 | No | 25000 | 4000 | 85 | 18 | 0.9 | -20 | Dimmable | 10% |  | Damp Location Rated,Not for Use in Enclosed Fixtures |  |  |  | 2015-05-20 | 2015-05-20 | United States, Canada | ES_1004593_LED11WA19/300/840K-GU24-DIM-G5_05202015074950_1023815 | 2239856
EiKO Global, LLC | EiKO | LED | LED11WBR30/827K-DIM-G5 |  | BR30 | Reflector (Flood/Spot) | E26 (Medium) | Directional | LED | 5 | 65 | 128.9 | 94.7 |  |  |  | 850 | 11 | 77.3 | No | 25000 | 2700 | 82 | 9 | 1 | -20 | Dimmable | 10% |  | Damp Location Rated,Not for Use in Enclosed Fixtures |  |  |  | 2015-05-13 | 2015-05-13 | United States, Canada | ES_1004593_LED11WBR30/827K-DIM-G5_05132015034440_1023809 | 2239311
EiKO Global, LLC | EiKO | LED | LED11WBR30/830K-DIM-G5 |  | BR30 | Reflector (Flood/Spot) | E26 (Medium) | Directional | LED | 5 | 65 | 128.9 | 94.7 |  |  |  | 850 | 11 | 77.3 | No | 25000 | 3000 | 82 | 9 |  | -20 | Dimmable | 10% |  | Damp Location Rated,Not for Use in Enclosed Fixtures |  |  |  | 2015-05-13 | 2015-05-13 | United States, Canada | ES_1004593_LED11WBR30/830K-DIM-G5_05132015032550_1023809 | 2239308
EiKO Global, LLC | EiKO | LED | LED11WBR30/840K-DIM-G5 |  | BR30 | Reflector (Flood/Spot) | E26 (Medium) | Directional | LED | 5 | 65 | 128.9 | 95.7 |  |  | 110 | 850 | 11 | 77.3 | No | 25000 | 4000 | 84 | 16 | 1 | -20 | Dimmable | 10% |  | Damp Location Rated,Not for Use in Enclosed Fixtures |  |  |  | 2015-05-13 | 2015-05-13 | United States, Canada | ES_1004593_LED11WBR30/840K-DIM-G5_05132015033550_1023809 | 2239309
EiKO Global, LLC | EiKO | LED | LED11WPAR30/FL/827K-DIM-G6 |  | PAR30L | Reflector (Flood/Spot) | E26 (Medium) | Directional | LED | 3 | 75 | 116.6 | 95.1 | 2406 |  | 40 | 850 | 11 | 77.3 | No | 25000 | 2700 | 82 | 3 | 0.9 | -20 | Dimmable | 10% |  | Damp Location Rated,Not for Use in Enclosed Fixtures |  |  |  | 2016-01-13 | 2016-01-13 | United States, Canada | ES_1004593_LED11WPAR30/FL/827K-DIM-G6_01142016024550_1023952 | 2256676
EiKO Global, LLC | EiKO | LED | LED11WPAR30/FL/830K-DIM-G6 |  | PAR30L | Reflector (Flood/Spot) | E26 (Medium) | Directional | LED | 3 | 75 | 116.6 | 95.1 | 1825 |  | 40 | 850 | 11 | 77.3 | No | 25000 | 3000 | 81 | 3 | 1 | -20 | Dimmable | 10% |  | Damp Location Rated,Not for Use in Enclosed Fixtures |  |  |  | 2016-01-13 | 2016-01-13 | United States, Canada | ES_1004593_LED11WPAR30/FL/830K-DIM-G6_01142016024550_1023953 | 2256677
EiKO Global, LLC | EiKO | LED | LED11WPAR30/FL/840K-DIM-G6 |  | PAR30L | Reflector (Flood/Spot) | E26 (Medium) | Directional | LED | 3 | 75 | 116.6 | 95.1 | 2108 |  | 40 | 850 | 11 | 77.3 | No | 25000 | 4000 | 84 | 16 | 0.9 | -20 | Dimmable | 10% |  | Damp Location Rated,Not for Use in Enclosed Fixtures |  |  |  | 2016-01-13 | 2016-01-13 | United States, Canada | ES_1004593_LED11WPAR30/FL/840K-DIM-G6_01142016024550_1023953 | 2256678
EiKO Global, LLC | EiKO | LED | LED11WPAR30/NFL/827K-DIM-G6 |  | PAR30L | Reflector (Flood/Spot) | E26 (Medium) | Directional | LED | 3 | 75 | 116.6 | 95.1 | 2977 |  | 25 | 850 | 11 | 77.3 | No | 25000 | 2700 | 82 | 3 | 0.9 | -20 | Dimmable | 10% |  | Damp Location Rated,Not for Use in Enclosed Fixtures |  |  |  | 2016-01-13 | 2016-01-13 | United States, Canada | ES_1004593_LED11WPAR30/NFL/827K-DIM-G6_01142016024550_1023952 | 2256674
EiKO Global, LLC | EiKO | LED | LED11WPAR30/NFL/830K-DIM-G6 |  | PAR30 | Reflector (Flood/Spot) | E26 (Medium) | Directional | LED | 5 | 75 | 116.6 | 95.1 | 3452 |  | 25 | 850 | 11 | 77.3 | No | 25000 | 3000 | 81 | 4 | 1 | -20 | Dimmable | 10% | No | Damp Location Rated | No |  |  | 2016-02-29 | 2016-04-20 | United States, Canada | ES_1004593_LED11WPAR30/NFL/830K-DIM-G6_04202016040730_1023997 | 2265063
EiKO Global, LLC | EiKO | LED | LED11WPAR30/NFL/840K-DIM-G6 |  | PAR30L | Reflector (Flood/Spot) | E26 (Medium) | Directional | LED | 3 | 75 | 115.9 | 94.7 | 4190 |  | 25 | 850 | 11 | 77.3 | No | 25000 | 4000 | 84 | 15 | 0.9 | -20 | Dimmable | 10% |  | Damp Location Rated,Not for Use in Enclosed Fixtures |  |  |  | 2016-01-31 | 2016-02-15 | United States, Canada | ES_1004593_LED11WPAR30/NFL/840K-DIM-G6_02172016062730_1023969 | 2260267
EiKO Global, LLC | EiKO | LED | LED12WA19/300/827K-DIM-G4 |  | A19 | General Purpose Replacement | E26 (Medium) | Omnidirectional | LED | 5 | 75 | 112.7 | 63.4 |  |  |  | 1100 | 12 | 91.7 | No | 25000 | 2700 | 82 | 16 | 0.9 | -20 | Dimmable | 10% |  | None |  |  |  | 2014-06-16 | 2014-06-16 | United States, Canada | ES_1004593_LED12WA19/300/827K-DIM-G4_06172014090730_1023625 | 2213163
EiKO Global, LLC | EiKO | LED | LED12WA19/300/840K-DIM-G4 |  | A19 | General Purpose Replacement | E26 (Medium) | Omnidirectional | LED | 5 | 75 | 112.7 | 63.4 |  |  |  | 1100 | 12 | 91.7 | No | 25000 | 4000 | 85 | 20 | 0.9 | -20 | Dimmable | 10% |  | Damp Location Rated |  |  |  | 2014-07-23 | 2014-07-23 | United States, Canada | ES_1004593_LED12WA19/300/840K-DIM-G4_07232014042550_1023642 | 2216277
EiKO Global, LLC | EiKO | LED | LED12WBR30/827-DIM |  | BR30 | Reflector (Flood/Spot) | E26 (Medium) | Directional | LED | 5 | 65 | 133 | 95 |  |  |  | 865 | 12 | 72 | No | 40000 | 2700 | 83 | 21 | 1 | -40 | Dimmable | 10% |  | Other,not for use in enclosed fixtures |  |  |  | 2014-06-30 | 2014-07-23 | United States, Canada | ES_1004593_LED12WBR30/827-DIM_07252014180100_5205923 | 2216428
EiKO Global, LLC | EiKO | LED | LED12WBR30/830-DIM |  | BR30 | Reflector (Flood/Spot) | E26 (Medium) | Directional | LED | 5 | 65 | 133 | 95 |  |  |  | 865 | 12 | 72.1 | No | 40000 | 3000 | 84 | 24 | 0.9 | -40 | Dimmable | 10% |  | Other,not for use in enclosed fixtures |  |  |  | 2014-06-30 | 2014-07-23 | United States, Canada | ES_1004593_LED12WBR30/830-DIM_07252014180047_2706260 | 2216427
EiKO Global, LLC | EiKO | LED | LED12WBR30/927K-DIM-G5 |  | BR30 | Reflector (Flood/Spot) | E26 (Medium) | Directional | LED | 5 | 65 | 129 | 94.8 |  |  | 108 | 800 | 12 | 66.7 | No | 25000 | 2700 | 93 | 68 | 1 | -20 | Dimmable | 10% |  | Damp Location Rated,Not for Use in Enclosed Fixtures |  |  |  | 2015-06-30 | 2015-07-01 | United States, Canada | ES_1004593_LED12WBR30/927K-DIM-G5_07012015031110_1023842 | 2242696
EiKO Global, LLC | EiKO | LED | LED12WBR30/930K-DIM-G5 |  | BR30 | Reflector (Flood/Spot) | E26 (Medium) | Directional | LED | 5 | 65 | 129 | 94.7 |  |  | 108 | 800 | 12 | 66.7 | No | 25000 | 3000 | 94 | 70 | 1 | -20 | Dimmable | 10% |  | Damp Location Rated,Not for Use in Enclosed Fixtures |  |  |  | 2015-06-30 | 2015-07-01 | United States, Canada | ES_1004593_LED12WBR30/930K-DIM-G5_07012015031730_1023842 | 2242697
EiKO Global, LLC | EiKO | LED | LED12WBR40/830K-DIM-G5 |  | BR40 | Reflector (Flood/Spot) | E26 (Medium) | Directional | LED | 5 | 75 | 158.1 | 120.2 |  |  |  | 1050 | 12 | 87.5 | No | 25000 | 3000 | 82 | 10 | 1 | -20 | Dimmable | 10% |  | Damp Location Rated,Not for Use in Enclosed Fixtures |  |  |  | 2015-05-13 | 2015-05-13 | United States, Canada | ES_1004593_LED12WBR40/830K-DIM-G5_05142015125441_1023810 | 2239374
EiKO Global, LLC | EiKO | LED | LED12WBR40/840K-DIM-G5 |  | BR40 | Reflector (Flood/Spot) | E26 (Medium) | Directional | LED | 5 | 75 | 158.1 | 119.7 |  |  | 110 | 1050 | 12 | 87.5 | No | 25000 | 4000 | 84 | 15 | 0.9 | -20 | Dimmable | 10% |  | Damp Location Rated,Not for Use in Enclosed Fixtures |  |  |  | 2015-06-30 | 2015-07-01 | United States, Canada | ES_1004593_LED12WBR40/840K-DIM-G5_07012015020110_1023842 | 2242691
EiKO Global, LLC | EiKO | LED | LED12WPAR30/FL/827K-DIM-G4A |  | PAR30 | Reflector (Flood/Spot) | E26 (Medium) | Directional | LED | 3 | 75 | 115.5 | 94.6 | 1976 |  | 40 | 850 | 12 | 70.8 | No | 25000 | 2700 | 81 | 9 | 0.9 | -20 | Dimmable | 10% |  | Damp Location Rated,Not for Use in Enclosed Fixtures |  |  |  | 2014-07-31 | 2014-10-22 | United States, Canada | ES_1004593_LED12WPAR30/FL/827K-DIM-G4A_10222014085000_1023700 | 2223069
EiKO Global, LLC | EiKO | LED | LED12WPAR30/FL/830K-DIM-G4A |  | PAR30 | Reflector (Flood/Spot) | E26 (Medium) | Directional | LED | 3 | 75 | 115.5 | 94.5 | 2140 |  | 40 | 850 | 12.1 | 70.2 | No | 25000 | 3000 | 81 | 12 | 0.9 | -20 | Dimmable | 10% |  | Damp Location Rated,Not for Use in Enclosed Fixtures |  |  |  | 2014-07-31 | 2014-10-20 | United States, Canada | ES_1004593_LED12WPAR30/FL/830K-DIM-G4A_10222014084550_1023700 | 2223068
EiKO Global, LLC | EiKO | LED | LED12WPAR30/NFL/827K-DIM-G4A |  | PAR30 | Reflector (Flood/Spot) | E26 (Medium) | Directional | LED | 3 | 75 | 115.5 | 94.6 | 4761 |  | 25 | 850 | 12 | 70.8 | No | 25000 | 2700 | 81 | 9 | 0.9 | -20 | Dimmable | 10% |  | Damp Location Rated,Not for Use in Enclosed Fixtures |  |  |  | 2014-07-31 | 2014-10-21 | United States, Canada | ES_1004593_LED12WPAR30/NFL/827K-DIM-G4A_10222014103731_1023700 | 2223070
EiKO Global, LLC | EiKO | LED | LED12WPAR30/NFL/830K-DIM-G4A |  | PAR30 | Reflector (Flood/Spot) | E26 (Medium) | Directional | LED | 3 | 75 | 115.5 | 94.5 | 4662 |  | 25 | 850 | 12 | 70.8 | No | 25000 | 3000 | 81 | 13 | 0.9 | -20 | Dimmable | 10% |  | Damp Location Rated,Not for Use in Enclosed Fixtures |  |  |  | 2014-07-31 | 2014-10-21 | United States, Canada | ES_1004593_LED12WPAR30/NFL/830K-DIM-G4A_10222014013730_1023700 | 2223071
EiKO Global, LLC | EiKO | LED | LED12WPAR30S/FL/827-DIM-G4A |  | PAR30 | Reflector (Flood/Spot) | E26 (Medium) | Directional | LED | 3 | 75 | 92.2 | 95.3 | 1680 |  | 40 | 850 | 12.3 | 69.1 | No | 25000 | 2700 | 81 | 9 | 0.9 | -20 | Dimmable | 10% |  | Damp Location Rated,Not for Use in Enclosed Fixtures |  |  |  | 2014-07-31 | 2014-10-24 | United States, Canada | ES_1004593_LED12WPAR30S/FL/827-DIM-G4A_10242014101731_1023702 | 2223492
EiKO Global, LLC | EiKO | LED | LED12WPAR30S/NFL/827-DIM-G4A |  | PAR30 | Reflector (Flood/Spot) | E26 (Medium) | Directional | LED | 3 | 75 | 92.2 | 95.3 | 5176 |  | 25 | 850 | 12.3 | 69.1 | No | 25000 | 2700 | 81 | 9 | 0.9 | -20 | Dimmable | 10% |  | Damp Location Rated,Not for Use in Enclosed Fixtures |  |  |  | 2014-07-31 | 2014-10-22 | United States, Canada | ES_1004593_LED12WPAR30S/NFL/827-DIM-G4A_10222014042330_1023702 | 2223981
EiKO Global, LLC | EiKO | LED | LED13WBR40/827K-DIM-G4 |  | BR40 | Reflector (Flood/Spot) | E26 (Medium) | Directional | LED | 5 | 75 | 160 | 120 |  |  | 110 | 1050 | 13 | 80.8 | No | 25000 | 2700 | 82 | 14 | 0.9 | -20 | Dimmable | 10% |  | None |  |  |  | 2014-06-24 | 2014-06-24 | United States, Canada | ES_1004593_LED13WBR40/827K-DIM-G4_06252014025220_1023632 | 2214140
EiKO Global, LLC | EiKO | LED | LED13WBR40/830-DIM |  | BR40 | Reflector (Flood/Spot) | E26 (Medium) | Directional | LED | 5 | 75 | 156 | 124 |  |  |  | 1000 | 14 | 71.4 | No | 40000 | 3000 | 83 | 19 | 1 | -40 | Dimmable | 10% |  | Other,Not for use in enclosed fixtures |  |  |  | 2014-08-30 | 2014-09-11 | United States, Canada | ES_1004593_LED13WBR40/830-DIM_09182014080431_1171589 | 2219729
EiKO Global, LLC | EiKO | LED | LED14.5WPAR30S/FL/827-DIM |  | PAR30 | Reflector (Flood/Spot) | E26 (Medium) | Directional | LED | 5 | 75 | 85 | 95 | 1322 |  | 40 | 800 | 14.7 | 54.5 | No | 40000 | 2700 | 82 | 1 | 0.9 | -40 | Dimmable | 10% |  | None |  |  |  | 2014-11-20 | 2014-11-14 | United States | ES_1004593_LED14.5WPAR30S/FL/827-DIM_11212014164645_9264352 | 2226330
EiKO Global, LLC | EiKO | LED | LED14.5WPAR30S/NFL/827-DIM |  | PAR30 | Reflector (Flood/Spot) | E26 (Medium) | Directional | LED | 5 | 75 | 85 | 95 | 3028 |  | 25 | 800 | 14.7 | 54.5 | No | 40000 | 2700 | 82 | 1 | 0.9 | -40 | Dimmable | 10% |  | None |  |  |  | 2014-11-20 | 2014-11-14 | United States | ES_1004593_LED14.5WPAR30S/NFL/827-DIM_11212014164645_4457142 | 2226331
EiKO Global, LLC | EiKO | LED | LED14WPAR30/FL/827-DIM |  | PAR30L | Reflector (Flood/Spot) | E26 (Medium) | Directional | LED | 5 | 75 | 118 | 95 | 1440 |  | 40 | 800 | 14 | 56.6 | No | 40000 | 2700 | 82 | 2 | 1 | -40 | Dimmable | 10% |  | Enclosed Fixtures |  |  |  | 2014-06-08 | 2014-06-24 | United States, Canada | ES_1004593_LED14WPAR30/FL/827-DIM_07092014183224_6670564 | 2214859
EiKO Global, LLC | EiKO | LED | LED14WPAR30/FL/830-DIM |  | PAR30L | Reflector (Flood/Spot) | E26 (Medium) | Directional | LED | 5 | 75 | 118 | 95 | 1648 |  | 40 | 850 | 14 | 60.7 | No | 40000 | 3000 | 83 | 3 | 1 | -40 | Dimmable | 10% |  | Enclosed Fixtures |  |  |  | 2014-06-30 | 2014-07-23 | United States, Canada | ES_1004593_LED14WPAR30/FL/830-DIM_07252014180138_2229304 | 2216447
EiKO Global, LLC | EiKO | LED | LED14WPAR30/NFL/827-DIM |  | PAR30L | Reflector (Flood/Spot) | E26 (Medium) | Directional | LED | 5 | 75 | 118 | 95 | 3591 |  | 25 | 800 | 14 | 56.6 | No | 40000 | 2700 | 82 | 2 | 1 | -40 | Dimmable | 10% |  | Enclosed Fixtures |  |  |  | 2014-06-08 | 2014-06-24 | United States, Canada | ES_1004593_LED14WPAR30/NFL/827-DIM_07092014183224_8254876 | 2214860
EiKO Global, LLC | EiKO | LED | LED14WPAR30/NFL/830-DIM |  | PAR30L | Reflector (Flood/Spot) | E26 (Medium) | Directional | LED | 5 | 75 | 118 | 95 | 3025 |  | 25 | 835 | 14 | 59.6 | No | 40000 | 3000 | 83 | 3 | 1 | -40 | Dimmable | 10% |  | Enclosed Fixtures |  |  |  | 2014-06-30 | 2014-07-23 | United States, Canada | ES_1004593_LED14WPAR30/NFL/830-DIM_07252014180138_7968581 | 2216448
EiKO Global, LLC | EiKO | LED | LED14WPAR38/FL/827K-DIM-G4A |  | PAR38 | Reflector (Flood/Spot) | E26 (Medium) | Directional | LED | 3 | 100 | 132.6 | 120.5 | 2092 |  | 40 | 950 | 14 | 67.9 | No | 25000 | 2700 | 81 | 11 | 0.9 | -20 | Dimmable | 10% |  | Damp Location Rated,Not for Use in Enclosed Fixtures |  |  |  | 2014-07-31 | 2014-10-22 | United States, Canada | ES_1004593_LED14WPAR38/FL/827K-DIM-G4A_10222014035220_1023701 | 2223079
EiKO Global, LLC | EiKO | LED | LED14WPAR38/FL/830K-DIM-G4A |  | PAR38 | Reflector (Flood/Spot) | E26 (Medium) | Directional | LED | 3 | 100 | 132.6 | 120.5 | 2422 |  | 40 | 950 | 14 | 67.9 | No | 25000 | 3000 | 81 | 11 | 0.9 | -20 | Dimmable | 10% |  | Damp Location Rated,Not for Use in Recessed Fixtures |  |  |  | 2014-07-31 | 2014-10-22 | United States, Canada | ES_1004593_LED14WPAR38/FL/830K-DIM-G4A_10222014035840_1023701 | 2223080
EiKO Global, LLC | EiKO | LED | LED14WPAR38/NFL/827K-DIM-G4A |  | PAR38 | Reflector (Flood/Spot) | E26 (Medium) | Directional | LED | 3 | 100 | 132.6 | 120.5 | 5148 |  | 25 | 950 | 14 | 67.9 | No | 25000 | 2700 | 81 | 11 | 0.9 | -20 | Dimmable | 10% |  | Damp Location Rated,Not for Use in Enclosed Fixtures |  |  |  | 2014-07-31 | 2014-10-22 | United States, Canada | ES_1004593_LED14WPAR38/NFL/827K-DIM-G4A_10222014040330_1023701 | 2223081
EiKO Global, LLC | EiKO | LED | LED14WPAR38/NFL/830K-DIM-G4A |  | PAR38 | Reflector (Flood/Spot) | E26 (Medium) | Directional | LED | 3 | 100 | 132.6 | 120.5 | 4949 |  | 25 | 950 | 14.1 | 67.4 | No | 25000 | 3000 | 81 | 11 | 0.9 | -20 | Dimmable | 10% |  | Damp Location Rated,Not for Use in Enclosed Fixtures |  |  |  | 2014-07-31 | 2014-10-22 | United States, Canada | ES_1004593_LED14WPAR38/NFL/830K-DIM-G4A_10242014101441_1023701 | 2223490
EiKO Global, LLC | EiKO | LED | LED15WA21/300/827K-DIM-G5 |  | A21 | General Purpose Replacement | E26 (Medium) | Omnidirectional | LED | 5 | 100 | 131.7 | 69.8 |  |  |  | 1600 | 15 | 106.7 | No | 25000 | 2700 | 82 | 8 | 1 | -20 | Dimmable | 10% |  | Damp Location Rated,Not for Use in Enclosed Fixtures |  |  |  | 2015-05-01 | 2015-05-08 | United States, Canada | ES_1004593_LED15WA21/300/827K-DIM-G5_05082015022840_1023807 | 2239104
EiKO Global, LLC | EiKO | LED | LED15WA21/300/827K-GU24-DIM-G5 |  | A21 | General Purpose Replacement | GU24 | Omnidirectional | LED | 5 | 100 | 131.7 | 69.8 |  |  |  | 1600 | 15 | 106.7 | No | 25000 | 2700 | 81 | 6 | 0.9 | -20 | Dimmable | 10% |  | Damp Location Rated,Not for Use in Enclosed Fixtures |  |  |  | 2015-05-20 | 2015-05-20 | United States, Canada | ES_1004593_LED15WA21/300/827K-GU24-DIM-G5_05202015075840_1023815 | 2239860
EiKO Global, LLC | EiKO | LED | LED15WA21/300/830K-DIM-G5 |  | A21 | General Purpose Replacement | E26 (Medium) | Omnidirectional | LED | 5 | 100 | 131.7 | 69.8 |  |  |  | 1600 | 15 | 106.7 | No | 25000 | 3000 | 82 | 7 | 1 | -20 | Dimmable | 10% |  | Damp Location Rated,Not for Use in Enclosed Fixtures |  |  |  | 2015-05-01 | 2015-05-01 | United States, Canada | ES_1004593_LED15WA21/300/830K-DIM-G5_05012015052220_1023805 | 2238488
EiKO Global, LLC | EiKO | LED | LED15WA21/300/830K-GU24-DIM-G5 |  | A21 | General Purpose Replacement | GU24 | Omnidirectional | LED | 5 | 100 | 131.7 | 69.8 |  |  |  | 1600 | 15 | 106.7 | No | 25000 | 3000 | 82 | 7 | 1 | -20 | Dimmable | 10% |  | Damp Location Rated,Not for Use in Enclosed Fixtures |  |  |  | 2015-05-20 | 2015-05-20 | United States, Canada | ES_1004593_LED15WA21/300/830K-GU24-DIM-G5_05202015081110_1023816 | 2239857
EiKO Global, LLC | EiKO | LED | LED15WA21/300/840K-DIM-G5 |  | A21 | General Purpose Replacement | E26 (Medium) | Omnidirectional | LED | 5 | 100 | 131.7 | 69.8 |  |  |  | 1600 | 15 | 106.7 | No | 25000 | 4000 | 84 | 15 | 0.9 | -20 | Dimmable | 10% |  | Damp Location Rated,Not for Use in Enclosed Fixtures |  |  |  | 2015-05-13 | 2015-05-13 | United States, Canada | ES_1004593_LED15WA21/300/840K-DIM-G5_05132015035440_1023809 | 2239310
EiKO Global, LLC | EiKO | LED | LED15WA21/300/840K-GU24-DIM-G5 |  | A21 | General Purpose Replacement | GU24 | Omnidirectional | LED | 5 | 100 | 131.7 | 69.8 |  |  |  | 1600 | 15 | 106.7 | No | 25000 | 4000 | 85 | 18 | 0.9 | -20 | Dimmable | 10% |  | Damp Location Rated,Not for Use in Enclosed Fixtures |  |  |  | 2015-05-20 | 2015-05-20 | United States, Canada | ES_1004593_LED15WA21/300/840K-GU24-DIM-G5_05202015081730_1023816 | 2239858
EiKO Global, LLC | EiKO | LED | LED16WBR40/930K-DIM-G4 |  | BR40 | Reflector (Flood/Spot) | E26 (Medium) | Directional | LED | 5 | 75 | 159.1 | 118.8 |  |  | 110 | 1000 | 16 | 62.5 | No | 25000 | 3000 | 95 | 65 | 0.9 | -20 | Dimmable | 10% |  | Damp Location Rated |  |  |  | 2014-07-22 | 2014-07-22 | United States, Canada | ES_1004593_LED16WBR40/930K-DIM-G4_07232014094730_1023641 | 2216259
EiKO Global, LLC | EiKO | LED | LED16WPAR38/FL/827-DIM |  | PAR38 | Reflector (Flood/Spot) | E26 (Medium) | Directional | LED | 5 | 90 | 128 | 120 | 1800 |  | 40 | 950 | 16 | 53.6 | No | 40000 | 2700 | 81 | 10 | 0.9 | -40 | Dimmable | 10% |  | Other,not for use in enclosed fixtures |  |  |  | 2014-07-06 | 2014-07-23 | United States, Canada | ES_1004593_LED16WPAR38/FL/827-DIM_07252014180308_4883520 | 2216434
EiKO Global, LLC | EiKO | LED | LED16WPAR38/FL/830-DIM |  | PAR38 | Reflector (Flood/Spot) | E26 (Medium) | Directional | LED | 5 | 90 | 128 | 120 | 1721 |  | 40 | 970 | 16 | 55 | No | 40000 | 3000 | 84 | 19 | 0.9 | -40 | Dimmable | 10% |  | Other,not for use in enclosed fixtures. |  |  |  | 2014-07-06 | 2014-07-23 | United States, Canada | ES_1004593_LED16WPAR38/FL/830-DIM_07252014180342_6786762 | 2216432
EiKO Global, LLC | EiKO | LED | LED16WPAR38/NFL/827-DIM |  | PAR38 | Reflector (Flood/Spot) | E26 (Medium) | Directional | LED | 5 | 90 | 128 | 120 | 4319 |  | 25 | 960 | 16 | 54.8 | No | 40000 | 2700 | 81 | 5 | 0.9 | -40 | Dimmable | 10% |  | Other,not for use in enclosed fixtures |  |  |  | 2014-07-06 | 2014-07-23 | United States, Canada | ES_1004593_LED16WPAR38/NFL/827-DIM_07252014180308_5873263 | 2216435
EiKO Global, LLC | EiKO | LED | LED16WPAR38/NFL/830-DIM |  | PAR38 | Reflector (Flood/Spot) | E26 (Medium) | Directional | LED | 5 | 90 | 128 | 120 | 4617 |  | 25 | 1020 | 16 | 57.8 | No | 40000 | 3000 | 84 | 18 | 0.9 | -40 | Dimmable | 10% |  | Other,not for use in enclosed fixtures. |  |  |  | 2014-07-06 | 2014-07-23 | United States, Canada | ES_1004593_LED16WPAR38/NFL/830-DIM_07252014180342_3414592 | 2216433
EiKO Global, LLC | EiKO | LED | LED17WA21/300/827K-DIM-G4 |  | A21 | General Purpose Replacement | E26 (Medium) | Omnidirectional | LED | 5 | 100 | 130 | 70 |  |  |  | 1600 | 17 | 94.1 | No | 25000 | 2700 | 82 | 14 | 0.9 | -20 | Dimmable | 10% |  | None |  |  |  | 2014-06-16 | 2014-06-16 | United States, Canada | ES_1004593_LED17WA21/300/827K-DIM-G4_06172014091620_1023625 | 2213165
EiKO Global, LLC | EiKO | LED | LED17WBR40/827-DIM |  | BR40 | Reflector (Flood/Spot) | E26 (Medium) | Directional | LED | 3 | 75 | 152 | 125 |  |  |  | 1200 | 17 | 70.6 | No | 40000 | 2700 | 83 | 19 | 1 | -40 | Dimmable | 10% |  | Other,not for use in enclosed fixture |  |  |  | 2014-06-30 | 2014-07-23 | United States, Canada | ES_1004593_LED17WBR40/827-DIM_07252014180129_1567367 | 2216449
EiKO Global, LLC | EiKO | LED | LED17WBR40/827K-DIM-G4 |  | BR40 | Reflector (Flood/Spot) | E26 (Medium) | Directional | LED | 5 | 100 | 160.1 | 119.8 |  |  | 111 | 1400 | 17 | 82.4 | No | 25000 | 2700 | 82 | 12 | 0.9 | -20 | Dimmable | 10% |  | None |  |  |  | 2014-06-25 | 2014-06-25 | United States, Canada | ES_1004593_LED17WBR40/827K-DIM-G4_06252014031110_1023632 | 2214142
EiKO Global, LLC | EiKO | LED | LED17WBR40/827K-DIM-G5 |  | BR40 | Reflector (Flood/Spot) | E26 (Medium) | Directional | LED | 5 | 100 | 158.7 | 120 |  |  | 109 | 1400 | 17 | 82.4 | No | 25000 | 2700 | 82 | 9 | 0.9 | -20 | Dimmable | 10% |  | Damp Location Rated,Not for Use in Enclosed Fixtures |  |  |  | 2015-06-30 | 2015-07-01 | United States, Canada | ES_1004593_LED17WBR40/827K-DIM-G5_07012015030550_1023842 | 2242694
EiKO Global, LLC | EiKO | LED | LED17WBR40/830-DIM |  | BR40 | Reflector (Flood/Spot) | E26 (Medium) | Directional | LED | 5 | 75 | 157 | 125 |  |  |  | 1200 | 17 | 70.6 | No | 40000 | 3000 | 83 | 19 | 1 | -40 | Dimmable | 10% |  | Enclosed Fixtures |  |  |  | 2014-06-08 | 2014-06-24 | United States, Canada | ES_1004593_LED17WBR40/830-DIM_07092014183147_6769748 | 2214861
EiKO Global, LLC | EiKO | LED | LED17WBR40/830K-DIM-G5 |  | BR40 | Reflector (Flood/Spot) | E26 (Medium) | Directional | LED | 5 | 100 | 158.7 | 120 |  |  |  | 1400 | 17 | 82.4 | No | 25000 | 3000 | 82 | 9 | 0.9 | -20 | Dimmable | 10% |  | Damp Location Rated,Not for Use in Enclosed Fixtures |  |  |  | 2015-05-13 | 2015-05-13 | United States, Canada | ES_1004593_LED17WBR40/830K-DIM-G5_05142015124731_1023810 | 2239373
EiKO Global, LLC | EiKO | LED | LED17WBR40/840K-DIM-G4 |  | BR40 | Reflector (Flood/Spot) | E26 (Medium) | Directional | LED | 5 | 100 | 160.1 | 119.9 |  |  |  | 1400 | 17 | 82.4 | No | 25000 | 4000 | 84 | 13 | 0.9 | -40 | Dimmable | 10% |  | None |  |  |  | 2014-07-31 | 2014-09-18 | United States, Canada | ES_1004593_LED17WBR40/840K-DIM-G4_09182014031550_1023672 | 2219857
EiKO Global, LLC | EiKO | LED | LED17WBR40/840K-DIM-G5 |  | BR40 | Reflector (Flood/Spot) | E26 (Medium) | Directional | LED | 5 | 100 | 158.7 | 120 |  |  | 110 | 1400 | 17 | 82.4 | No | 25000 | 4000 | 84 | 15 | 0.9 | -20 | Dimmable | 10% |  | Damp Location Rated,Not for Use in Enclosed Fixtures |  |  |  | 2015-06-30 | 2015-07-01 | United States, Canada | ES_1004593_LED17WBR40/840K-DIM-G5_07012015030840_1023842 | 2242695
EiKO Global, LLC | EiKO | LED | LED19WPAR38/NFL/827-DIM |  | PAR38 | Reflector (Flood/Spot) | E26 (Medium) | Directional | LED | 5 | 100 | 128 | 120 | 4256 |  | 25 | 1200 | 19 | 63.2 | No | 40000 | 2700 | 82 | 1 | 1 | -40 | Dimmable | 10% |  | Other,not for use in enclosed fixtures |  |  |  | 2014-06-30 | 2014-07-23 | United States, Canada | ES_1004593_LED19WPAR38/NFL/827-DIM_07252014180150_2911619 | 2216446
EiKO Global, LLC | EiKO | LED | LED19WPAR38/NFL/830-DIM |  | PAR38 | Reflector (Flood/Spot) | E26 (Medium) | Directional | LED | 5 | 100 | 128 | 120 | 4424 |  | 25 | 1250 | 19 | 60.5 | No | 40000 | 3000 | 83 | 5 | 1 | -40 | Dimmable | 10% |  | Other,Not for use in enclosed fixtures. |  |  |  | 2014-07-06 | 2014-07-23 | United States, Canada | ES_1004593_LED19WPAR38/NFL/830-DIM_07252014180318_6609540 | 2216431
EiKO Global, LLC | EiKO | LED | LED4.9WB11/E12/827-DIM |  | Decorative: Other | Decorative | E12 (Candelabra) | Decorative | LED | 5 | 40 | 103 | 35 |  |  |  | 315 | 5 | 64.3 | No | 40000 | 2700 | 82 | 17 | 0.7 | -40 | Dimmable | 10% |  | None |  |  |  | 2014-08-20 | 2014-09-02 | United States, Canada | ES_1004593_LED4.9WB11/E12/827-DIM_09052014163449_2923375 | 2219284
EiKO Global, LLC | EiKO | LED | LED4.9WB11/E12/830-DIM |  | Decorative: Other | Decorative | E12 (Candelabra) | Decorative | LED | 5 | 40 | 103 | 35 |  |  |  | 315 | 5 | 64.3 | No | 40000 | 3000 | 84 | 21 | 0.7 | -40 | Dimmable | 10% |  | None |  |  |  | 2014-08-20 | 2014-09-02 | United States, Canada | ES_1004593_LED4.9WB11/E12/830-DIM_09052014163436_1517633 | 2219285
Eco LED Bright, Inc. | Eco bright | LED PAR LAMP | PAR30D-12W-5K-007 |  | PAR30 | Reflector (Flood/Spot) | E26 (Medium) | Directional | LED | 3 | 75 | 115.5 | 94.6 | 1754 |  | 40 | 850 | 12 | 70.8 | No | 25000 | 5000 | 84 | 15 | 0.9 | -20 | Dimmable | 10% |  | Not for Use in Enclosed Fixtures |  |  |  | 2014-09-20 | 2014-10-09 | United States, Canada | ES_1126283_PAR30D-12W-5K-007_10092014012730_1023691 | 2221977
Eco LED Bright, Inc. | Eco bright | LED PAR LAMP | PAR38D-14W-27K-030 |  | PAR38 | Reflector (Flood/Spot) | E26 (Medium) | Directional | LED | 3 | 100 | 132.6 | 120.5 | 2092 |  | 40 | 950 | 14 | 67.9 | No | 25000 | 2700 | 81 | 11 | 0.9 | -20 | Dimmable | 10% |  | Damp Location Rated,Not for Use in Enclosed Fixtures |  |  |  | 2015-04-30 | 2015-04-30 | United States, Canada | ES_1126283_PAR38D-14W-27K-030_05012015013730_1023804 | 2238483
Eco LED Bright, Inc. | Eco bright | LED PAR LAMP | PAR38D-14W-3K-002 |  | PAR38 | Reflector (Flood/Spot) | E26 (Medium) | Directional | LED | 3 | 100 | 132.6 | 120.5 | 2422 |  | 40 | 950 | 14 | 67.9 | No | 25000 | 3000 | 81 | 11 | 0.9 | -20 | Dimmable | 10% |  | Not for Use in Enclosed Fixtures |  |  |  | 2014-07-20 | 2014-10-13 | United States, Canada | ES_1126283_PAR38D-14W-3K-002_10132014042950_1023693 | 2222312
Eco LED Bright, Inc. | Eco bright | PAR30D-12W-5K-048 | PAR30D-12W-5K-048 |  | PAR30L | Reflector (Flood/Spot) | E26 (Medium) | Directional | LED | 3 | 75 | 116 | 95.1 | 1973 |  | 40 | 850 | 12 | 70.8 | No | 25000 | 5000 | 81 | 11 | 0.9 | -20 | Dimmable | 10% |  | Damp Location Rated,Not for Use in Enclosed Fixtures |  |  |  | 2015-12-22 | 2015-12-22 | United States, Canada | ES_1126283_PAR30D-12W-5K-048_12222015084330_1023946 | 2255353
Eco LED Bright, Inc. | Eco bright | self-ballasted LED Lamps | A19D-7W-27K-021 |  | A19 | General Purpose Replacement | E26 (Medium) | Omnidirectional | LED | 3 | 40 | 112 | 60 |  |  |  | 450 | 7.3 | 61.6 | No | 25000 | 2700 | 82 | 8 | 1 | -20 | Dimmable | 10% |  | None |  |  |  | 2015-01-20 | 2015-01-23 | United States | ES_1126283_A19D-7W-27K-021_01262015162720_8663546 | 2232518
Eco LED Bright, Inc. | Eco bright | self-ballasted LED Lamps | A19D-9W-27K-017 |  | A19 | General Purpose Replacement | E26 (Medium) | Omnidirectional | LED | 3 | 60 | 116 | 60 |  |  |  | 810 | 9.5 | 85.3 | No | 25000 | 2700 | 82 | 7 | 1 | -20 | Dimmable | 10% |  | None |  |  |  | 2015-01-20 | 2015-01-23 | United States | ES_1126283_A19D-9W-27K-017_01262015162732_2495173 | 2232516
Eco LED Bright, Inc. | Eco bright | self-ballasted LED Lamps | A19D-9W-5K-020 |  | A19 | General Purpose Replacement | E26 (Medium) | Omnidirectional | LED | 3 | 60 | 116 | 60 |  |  |  | 810 | 9.5 | 85.3 | No | 25000 | 5000 | 84 | 14 | 1 | -20 | Dimmable | 10% |  | None |  |  |  | 2015-01-20 | 2015-01-23 | United States | ES_1126283_A19D-9W-5K-020_01262015162727_8898087 | 2232517
Eco LED Bright, Inc. | Eco bright | self-ballasted LED Lamps | ECB-B001-01 |  | PAR20 | Reflector (Flood/Spot) | E26 (Medium) | Directional | LED | 5 | 50 | 84 | 63 | 870 |  | 40 | 497 | 9.5 | 52.3 | No | 25000 | 3000 | 85 | 22 | 1 | -20 | Dimmable | 10% |  | None |  |  |  | 2014-05-25 | 2014-05-28 | United States | ES_1126283_ECB-B001-01_06052014161138_5817166 | 2212458
Eco LED Bright, Inc. | Eco bright | self-ballasted LED Lamps | ECB-B002-02 |  | PAR30 | Reflector (Flood/Spot) | E26 (Medium) | Directional | LED | 5 | 75 | 91.5 | 94 | 1375 |  | 40 | 810 | 14 | 57.9 | No | 25000 | 3000 | 84 | 20 | 1 | -20 | Dimmable | 1% |  | None |  |  |  | 2014-03-15 | 2014-02-07 | United States | ES_1126283_ECB-B002-02_03052014110130_4677904 | 2205620
Eco LED Bright, Inc. | Eco bright | self-ballasted LED Lamps | ECB-B003-01 |  | PAR30L | Reflector (Flood/Spot) | E26 (Medium) | Directional | LED | 5 | 75 | 114.3 | 96.5 | 1526 |  | 40 | 840 | 14 | 60 | No | 25000 | 3000 | 84 | 20 | 1 | -20 | Dimmable | 1% |  | None |  |  |  | 2014-03-15 | 2014-02-07 | United States | ES_1126283_ECB-B003-01_03052014110142_1110127 | 2205619
Eco LED Bright, Inc. | Eco bright | self-ballasted LED Lamps | ECO-SP1200-20-3K-D-L(40) |  | PAR38 | Reflector (Flood/Spot) | E26 (Medium) | Directional | LED | 5 | 100 | 129.5 | 119.4 | 1869 |  | 40 | 1164 | 20 | 58.2 | No | 25000 | 3000 | 83 | 15 | 1 | -20 | Dimmable | 1% |  | None |  |  |  | 2014-03-15 | 2014-02-12 | United States | ES_1126283_ECO-SP1200-20-3K-D-L(40)_03052014110158_3225944 | 2205616
Eco LED Bright, Inc. | ECO LED BRIGHT INC | LED lamps | A19D-9W-3K-072 |  | A19 | General Purpose Replacement | E26 (Medium) | Omnidirectional | LED | 3 | 60 | 111.4 | 59.9 |  |  |  | 834 | 9 | 104 | No | 25000 | 3000 | 81 | 4 | 0.9 | -20 | Dimmable | 20% |  | None |  |  |  | 2016-03-07 | 2016-03-09 | United States, Canada | ES_1126283_A19D-9W-3K-072_03232016105328_9415086 | 2262940
Eco LED Bright, Inc. | ECO LED BRIGHT INC | LED lamps | A19D-9W-4K-071 |  | A19 | General Purpose Replacement | E26 (Medium) | Omnidirectional | LED | 3 | 60 | 111.4 | 59.9 |  |  |  | 906 | 9 | 107 | No | 25000 | 4000 | 84 | 10 | 0.9 | -20 | Dimmable | 20% |  | None |  |  |  | 2016-03-07 | 2016-03-09 | United States, Canada | ES_1126283_A19D-9W-4K-071_03232016105328_1269717 | 2262941
Eco LED Bright, Inc. | ECO LED BRIGHT INC | LED lamps | A19D-9W-5K-070 |  | A19 | General Purpose Replacement | E26 (Medium) | Omnidirectional | LED | 3 | 60 | 111.4 | 59.9 |  |  |  | 962 | 9 | 110 | No | 25000 | 5000 | 81 | 2 | 0.9 | -20 | Dimmable | 20% |  | None |  |  |  | 2016-03-07 | 2016-03-09 | United States, Canada | ES_1126283_A19D-9W-5K-070_03232016105328_5902997 | 2262942
Eco-story, LLC | eco-story | MR16 | ECO-MR16CC-7-27K-40D |  | MR16 | Reflector (Flood/Spot) | GU5.3 | Directional | LED | 5 | 50 | 45.6 | 50.1 | 1282 |  | 40 | 450 | 7 | 64.3 | No | 25000 | 2700 | 91 | 52 | 0.9 | -20 | Dimmable | 10% |  | Damp Location Rated,Use With Timers,Enclosed Fixtures,Recessed Fixtures,Use With Photo And/Or Motion Sensors |  |  |  | 2016-05-25 | 2016-06-01 | United States, Canada | ES_1103362_ECO-MR16CC-7-27K-40D_06012016151821_2390561 | 2270246
Eco-story, LLC | ECO STORY | Dimmable PAR20 | ECO-PAR20CC-8-27K-40D |  | PAR20 | Reflector (Flood/Spot) | E26 (Medium) | Directional | LED | 5 | 50 | 84.8 | 63.2 | 1061 |  | 40 | 535 | 8 | 66.9 | No | 25000 | 2700 | 81 | 6 | 1 | -20 | Dimmable | 10% |  | Damp Location Rated,Recessed Fixtures,Shatter Resistant,Not for Use in Enclosed Fixtures |  |  |  | 2015-03-30 | 2015-04-01 | United States, Canada | ES_1103362_ECO-PAR20CC-8-27K-40D_04012015183057_0398411 | 2236275
EiKO Global, LLC | EiKO | LED PAR16 LAMP | LED7WPAR16/FL/830K-DIM-G5 |  | PAR16 | Reflector (Flood/Spot) | E26 (Medium) | Directional | LED | 5 | 50 | 72.6 | 50.3 | 938 |  | 40 | 490 | 7 | 70 | No | 25000 | 3000 | 81 | 2 | 0.9 | -20 | Dimmable | 10% | No | Damp Location Rated | No |  |  | 2016-07-18 | 2016-07-27 | United States, Canada | ES_1004593_LED7WPAR16/FL/830K-DIM-G5_07272016163357_4598919 | 2273863
EiKO Global, LLC | EiKO | LED PAR16 LAMP | LED7WPAR16/FL/840K-DIM-G5 |  | PAR16 | Reflector (Flood/Spot) | E26 (Medium) | Directional | LED | 5 | 50 | 72.5 | 50.4 | 931 |  | 40 | 490 | 7 | 70 | No | 25000 | 4000 | 84 | 15 | 0.9 | -20 | Dimmable | 10% | No | Damp Location Rated | No |  |  | 2016-07-18 | 2016-07-27 | United States, Canada | ES_1004593_LED7WPAR16/FL/840K-DIM-G5_07272016163412_2379947 | 2273865
Globe Electric Inc. | Globe | T2 13W | 305 |  | CFL Bare Spiral | General Purpose Replacement | E26 (Medium) | Omnidirectional | CFL | 11 | 60 | 100.9 | 48 |  | 2.5 |  | 900 | 13 | 69.2 | No | 12000 | 4100 | 84 | 33 | 0.6 | -10 |  |  |  | None |  |  |  | 2014-09-18 | 2014-09-30 | Canada | ES_1060963_00305_09302014123452_70011241 | 2220762
EiKO Global, LLC | EiKO | LED PAR16 LAMP | LED7WPAR16/NFL/827K-DIM-G5 |  | PAR16 | Reflector (Flood/Spot) | E26 (Medium) | Directional | LED | 5 | 75 | 72.5 | 50.4 | 3195 |  | 20 | 490 | 7 | 70 | No | 25000 | 2700 | 82 | 7 | 0.9 | -20 | Dimmable | 10% | No | Damp Location Rated | No |  |  | 2016-07-18 | 2016-07-27 | United States, Canada | ES_1004593_LED11WPAR30/NFL/840K-DIM-G6_07272016163304_4582913 | 2273860
EiKO Global, LLC | EiKO | LED PAR16 LAMP | LED7WPAR16/NFL/830K-DIM-G5 |  | PAR16 | Reflector (Flood/Spot) | E26 (Medium) | Directional | LED | 5 | 75 | 72.5 | 50.4 | 3276 |  | 20 | 490 | 7 | 70 | No | 25000 | 3000 | 82 | 3 | 0.9 | -20 | Dimmable | 10% | No | Damp Location Rated | No |  |  | 2016-07-18 | 2016-07-27 | United States, Canada | ES_1004593_LED7WPAR16/NFL/830K-DIM-G5_07272016163345_4359919 | 2273862
EiKO Global, LLC | EiKO | LED PAR16 LAMP | LED7WPAR16/NFL/840K-DIM-G5 |  | PAR16 | Reflector (Flood/Spot) | E26 (Medium) | Directional | LED | 5 | 75 | 72.5 | 50.4 | 3458 |  | 20 | 490 | 7 | 70 | No | 25000 | 4000 | 84 | 14 | 0.9 | -20 | Dimmable | 10% | No | Damp Location Rated | No |  |  | 2016-07-18 | 2016-07-27 | United States, Canada | ES_1004593_LED7WPAR16/NFL/840K-DIM-G5_07272016163409_4789912 | 2273864
EiKO Global, LLC | EiKO | LED PAR30 LAMP | LED11WPAR30/FL/840K-DIM-G6 |  | PAR30L | Reflector (Flood/Spot) | E26 (Medium) | Directional | LED | 5 | 75 | 116 | 95 | 1621 |  | 40 | 850 | 11 | 77.3 | No | 25000 | 4000 | 83 | 14 | 0.9 | -20 | Dimmable | 10% | No | Damp Location Rated | No |  |  | 2016-08-01 | 2016-08-04 | United States, Canada | ES_1004593_LED11WPAR30/FL/840K-DIM-G6_08042016163301_5877819 | 2274474
EiKO Global, LLC | EiKO | LED PAR30 LAMP | LED11WPAR30/FL/850K-DIM-G6 |  | PAR30L | Reflector (Flood/Spot) | E26 (Medium) | Directional | LED | 5 | 75 | 116.3 | 95.2 | 1636 |  | 40 | 850 | 11 | 77.3 | No | 25000 | 5000 | 83 | 8 | 0.9 | -20 | Dimmable | 10% | No | Damp Location Rated | No |  |  | 2016-08-01 | 2016-08-04 | United States, Canada | ES_1004593_LED11WPAR30/FL/850K-DIM-G6_08042016163335_4581987 | 2274475
EiKO Global, LLC | EiKO | LED PAR30 LAMP | LED11WPAR30/NFL/840K-DIM-G6 |  | PAR30L | Reflector (Flood/Spot) | E26 (Medium) | Directional | LED | 5 | 75 | 116.2 | 95 | 4029 |  | 25 | 850 | 11 | 77.3 | No | 25000 | 4000 | 83 | 14 | 0.9 | -20 | Dimmable | 10% | No | Damp Location Rated | No |  |  | 2016-07-15 | 2016-07-14 | United States, Canada | ES_1004593_LED11WPAR30/NFL/840K-DIM-G6_07142016163301_2398403 | 2273619
EiKO Global, LLC | EiKO | SP13/27-GU24 | SP13/27-GU24 |  | CFL Bare Spiral | General Purpose Replacement | GU24 | Omnidirectional | CFL | 2 | 60 | 93.8 | 46.5 |  | 1.6 |  | 800 | 13 | 61.5 | No | 10000 | 2700 | 83 | -2 | 0.6 | -18 |  |  |  | None |  |  |  | 2014-06-27 | 2014-06-27 | United States, Canada | ES_1004593_SP13/27-GU24_07022014025550_1023633 | 2214552
EiKO Global, LLC | EiKO | SP13/27K | SP13/27K |  | CFL Bare Spiral | General Purpose Replacement | E26 (Medium) | Omnidirectional | CFL | 2 | 60 | 105.9 | 47.6 |  | 1.6 |  | 900 | 13 | 69.2 | No | 10000 | 2700 | 83 | -2 | 0.6 | -18 |  |  |  | None |  |  |  | 2014-07-20 | 2014-07-31 | United States, Canada | ES_1004593_SP13/27K_07312014020330_1023647 | 2216797
EiKO Global, LLC | EiKO | SP13/27K-10PK | SP13/27K-10PK |  | CFL Bare Spiral | General Purpose Replacement | E26 (Medium) | Omnidirectional | CFL | 2 | 60 | 95.9 | 49 |  | 1.8 |  | 900 | 13.3 | 67.7 | No | 10000 | 2700 | 81 | -4 | 0.6 | -18 |  |  |  | Not for Use in Recessed Fixtures,Not for Use in Enclosed Fixtures |  |  |  | 2014-11-24 | 2014-11-25 | United States, Canada | ES_1004593_SP13/27K-10PK_11252014033000_1023718 | 2225964
EiKO Global, LLC | EiKO | SP13/41K | SP13/41K |  | CFL Bare Spiral | General Purpose Replacement | E26 (Medium) | Omnidirectional | CFL | 2 | 60 | 105.9 | 47.6 |  | 1.6 |  | 880 | 13 | 67.7 | No | 10000 | 4100 | 84 | 32 | 0.6 | -18 |  |  |  | None |  |  |  | 2014-07-22 | 2014-07-31 | United States, Canada | ES_1004593_SP13/41K_07312014015550_1023647 | 2216795
EiKO Global, LLC | EiKO | SP15G25/27K | SP15G25/27K |  | G30 | Globe | E26 (Medium) | Omnidirectional | CFL | 2 | 100 | 119.4 | 87 |  | 1.6 |  | 820 | 15 | 54.7 | No | 10000 | 2700 | 84 | 0 | 0.6 | -18 |  |  |  | Damp Location Rated |  |  |  | 2014-09-25 | 2014-10-02 | United States, Canada | ES_1004593_SP15G25/27K_10022014032000_1023683 | 2221139
EiKO Global, LLC | EiKO | SP15/R30/27K-GU24 | SP15/R30/27K-GU24 |  | BR30 | Reflector (Flood/Spot) | GU24 | Directional | CFL | 2 | 65 | 121.5 | 94.8 |  | 1.6 |  | 690 | 15.2 | 45.3 | No | 10000 | 2700 | 83 | -2 | 0.6 | -18 |  |  |  | Not for Use in Enclosed Fixtures |  |  |  | 2014-09-17 | 2014-09-30 | United States, Canada | ES_1004593_SP15/R30/27K-GU24_09302014044440_1023681 | 2220892
EiKO Global, LLC | EiKO | SP18/27-GU24 | SP18/27-GU24 |  | CFL Bare Spiral | General Purpose Replacement | GU24 | Omnidirectional | CFL | 2 | 75 | 105.8 | 54.4 |  | 1.6 |  | 1200 | 18 | 66.7 | No | 10000 | 2700 | 83 | -3 | 0.6 | -18 |  |  |  | Damp Location Rated |  |  |  | 2014-09-09 | 2014-09-17 | United States, Canada | ES_1004593_SP18/27-GU24_09172014044330_1023671 | 2219794
EiKO Global, LLC | EiKO | SP19/27K | SP19/27K |  | CFL Bare Spiral | General Purpose Replacement | E26 (Medium) | Omnidirectional | CFL | 2 | 75 | 117.5 | 54.9 |  | 1.6 |  | 1200 | 18 | 66.7 | No | 10000 | 2700 | 83 | -3 | 0.6 | -18 |  |  |  | None |  |  |  | 2014-07-20 | 2014-07-31 | United States, Canada | ES_1004593_SP19/27K_07312014015950_1023647 | 2216796
EiKO Global, LLC | EiKO | SP23/27-GU24 | SP23/27-GU24 |  | CFL Bare Spiral | General Purpose Replacement | GU24 | Omnidirectional | CFL | 2 | 100 | 114.7 | 53.8 |  | 1.6 |  | 1600 | 23 | 69.6 | No | 10000 | 2700 | 83 | -4 | 0.6 | -18 |  |  |  | None |  |  |  | 2014-08-12 | 2014-08-25 | United States, Canada | ES_1004593_SP23/27-GU24_08252014091620_1023657 | 2217835
EiKO Global, LLC | EiKO | SP23/27K | SP23/27K |  | CFL Bare Spiral | General Purpose Replacement | E26 (Medium) | Omnidirectional | CFL | 2 | 100 | 126 | 55 |  | 1.6 |  | 1600 | 23 | 69.6 | No | 10000 | 2700 | 82 | -5 | 0.6 | -18 |  |  |  | None |  |  |  | 2014-07-20 | 2014-07-31 | United States, Canada | ES_1004593_SP23/27K_07312014015220_1023647 | 2216794
EiKO Global, LLC | EiKO | SP23/27K-6PK | SP23/27K-6PK |  | CFL Bare Spiral | General Purpose Replacement | E26 (Medium) | Omnidirectional | CFL | 2 | 100 | 113.9 | 60.6 |  | 1.8 |  | 1600 | 23 | 69.6 | No | 10000 | 2700 | 81 | -21 | 0.6 | -18 |  |  |  | Not for Use in Recessed Fixtures,Not for Use in Enclosed Fixtures |  |  |  | 2014-11-24 | 2014-11-25 | United States, Canada | ES_1004593_SP23/27K-6PK_11252014033550_1023718 | 2225965
EiKO Global, LLC | EiKO | SP23/R40/27K | SP23/R40/27K |  | BR40 | Reflector (Flood/Spot) | E26 (Medium) | Directional | CFL | 2 | 85 | 162.3 | 126.5 |  | 1.6 |  | 1150 | 23 | 50 | No | 10000 | 2700 | 84 | 0 | 0.6 | -18 |  |  |  | None |  |  |  | 2014-09-17 | 2014-10-03 | United States, Canada | ES_1004593_SP23/R40/27K_10032014093840_1023684 | 2221655
EiKO Global, LLC | LiteSpandLED | LED | LED9WA19/300/827K-DEC-G5 |  | A19 | General Purpose Replacement | E26 (Medium) | Omnidirectional | LED | 5 | 60 | 112.2 | 63.5 |  |  |  | 800 | 9 | 88.9 | No | 25000 | 2700 | 82 | 7 | 0.9 | -20 | Dimmable | 10% |  | Damp Location Rated |  |  |  | 2015-10-23 | 2015-10-23 | United States, Canada | ES_1004593_LED9WA19/300/827K-DEC-G5_10232015042330_1023919 | 2251160
EiKO Global, LLC | LITESPANLED | LED | LED11WBR30/850K-DIM-G5 |  | BR30 | Reflector (Flood/Spot) | E26 (Medium) | Directional | LED | 5 | 65 | 129.7 | 94.2 |  |  |  | 850 | 11 | 77.3 | No | 25000 | 5000 | 85 | 16 |  | -20 | Dimmable | 10% |  | Damp Location Rated,Not for Use in Enclosed Fixtures |  |  |  | 2015-10-26 | 2015-10-26 | United States, Canada | ES_1004593_LED11WBR30/850K-DIM-G5_10262015034840_1023920 | 2251231
EiKO Global, LLC | LITESPANLED | LED | LED15WA21/300/850K-DIM-G5 |  | A15 | General Purpose Replacement | E26 (Medium) | Omnidirectional | LED | 5 | 100 | 131.7 | 69.8 |  |  |  | 1600 | 15 | 106.7 | No | 25000 | 5000 | 84 | 16 | 0.9 | -20 | Dimmable | 10% |  | Damp Location Rated,Not for Use in Enclosed Fixtures |  |  |  | 2015-10-26 | 2015-10-26 | United States, Canada | ES_1004593_LED15WA21/300/850K-DIM-G5_10262015032110_1023920 | 2251233
EiKO Global, LLC | LITESPANLED | LED | LED15WA21/3WAY/827K-G5 |  | A21 | General Purpose Replacement | E26d | Omnidirectional | LED | 5 | 100 | 133.4 | 71.2 |  |  |  | 1600 | 15 | 106.7 | Yes | 25000 | 2700 | 82 | 7 | 0.9 | -20 |  |  |  | Damp Location Rated,Not for Use in Recessed Fixtures,Not for Use in Enclosed Fixtures |  |  |  | 2015-10-27 | 2015-10-27 | United States, Canada | ES_1004593_LED15WA21/3WAY/827K-G5_10272015071550_1023920 | 2251310
EiKO Global, LLC | LITESPANLED | LED | LED9WA19/300/830K-DEC-G5 |  | A19 | General Purpose Replacement | E26 (Medium) | Omnidirectional | LED | 5 | 60 | 112.2 | 63.5 |  |  |  | 800 | 9 | 88.9 | No | 25000 | 3000 | 81 | 3 | 0.9 | -20 | Dimmable | 10% |  | Damp Location Rated,Enclosed Fixtures |  |  |  | 2015-10-26 | 2015-10-26 | United States, Canada | ES_1004593_LED9WA19/300/830K-DEC-G5_10262015031440_1023920 | 2251232
EiKO Global, LLC | LITESPANLED | LED | LED9WA19/300/840K-DEC-G5 |  | A19 | General Purpose Replacement | E26 (Medium) | Omnidirectional | LED | 5 | 60 | 112.2 | 64 |  |  |  | 800 | 9 | 88.9 | No | 25000 | 4000 | 86 | 26 | 0.9 | -20 | Dimmable | 10% |  | Enclosed Fixtures |  |  |  | 2015-10-27 | 2015-10-27 | United States, Canada | ES_1004593_LED9WA19/300/840K-DEC-G5_10272015072620_1023920 | 2251311
Elec-Tech International Co.,Ltd. | ETI | BR30 LED Lamp | 52988302 |  | BR30 | Reflector (Flood/Spot) | E26 (Medium) | Directional | LED | 5 | 65 | 134 | 95 |  |  |  | 800 | 12 | 66.7 | No | 25000 | 2700 | 81 | 11 | 1 | -20 | Dimmable | 10% |  | None |  |  |  | 2014-10-20 | 2014-10-28 | United States, Canada | ES_1129756_52988302_10292014163856_8911921 | 2224043
Elec-Tech International Co.,Ltd. | ETI | Integral LED Lamps | 524521XX |  | PAR20 | Reflector (Flood/Spot) | E26 (Medium) | Directional | LED | 3 | 50 | 87.5 | 44 | 1001 |  | 40 | 460 | 6.5 | 78.1 | No | 25000 | 2700 | 81 | 5 | 0.9 | -20 | Dimmable | 20% |  | None |  |  |  | 2013-10-11 | 2014-07-25 | United States | ES_1121159_524521XX_07302014155301_6975407 | 2216714
Elec-Tech International Co.,Ltd. | ETI | Integral LED Lamps | 524521XX |  | PAR20 | Reflector (Flood/Spot) | E26 (Medium) | Directional | LED | 3 | 50 | 87.5 | 44 | 1056 |  | 40 | 460 | 6.5 | 78.1 | No | 25000 | 4000 | 81 | 5 | 0.9 | -20 | Dimmable | 20% |  | None |  |  |  | 2013-10-11 | 2014-07-25 | United States | ES_1121159_524521XX_07302014155301_8058201 | 2216716
Elec-Tech International Co.,Ltd. | ETI | Integral LED Lamps | 524521XX |  | PAR20 | Reflector (Flood/Spot) | E26 (Medium) | Directional | LED | 3 | 50 | 87.5 | 44 | 1112 |  | 40 | 460 | 6.5 | 78.1 | No | 25000 | 3000 | 81 | 5 | 0.9 | -20 | Dimmable | 20% |  | None |  |  |  | 2013-10-11 | 2014-07-25 | United States | ES_1121159_524521XX_07302014155301_6724190 | 2216715
Elec-Tech International Co.,Ltd. | ETI | Integral LED Lamps | 524521XX |  | PAR20 | Reflector (Flood/Spot) | E26 (Medium) | Directional | LED | 3 | 50 | 87.5 | 44 | 1655 |  | 25 | 460 | 6.5 | 78.1 | No | 25000 | 2700 | 81 | 5 | 0.9 | -20 | Dimmable | 20% |  | None |  |  |  | 2013-10-11 | 2014-07-25 | United States | ES_1121159_524521XX_07302014155301_3149803 | 2216712
Elec-Tech International Co.,Ltd. | ETI | Integral LED Lamps | 524521XX |  | PAR20 | Reflector (Flood/Spot) | E26 (Medium) | Directional | LED | 3 | 50 | 87.5 | 44 | 1805 |  | 25 | 500 | 6.5 | 85.6 | No | 25000 | 4000 | 83 | 17 | 0.9 | -20 | Dimmable | 20% |  | None |  |  |  | 2013-10-11 | 2014-07-25 | United States | ES_1121159_524521XX_07302014155301_4401189 | 2216713
Elec-Tech International Co.,Ltd. | ETI | Integral LED Lamps | 524521XX |  | PAR20 | Reflector (Flood/Spot) | E26 (Medium) | Directional | LED | 3 | 50 | 87.5 | 44 | 1871 |  | 25 | 460 | 6.5 | 78.1 | No | 25000 | 5000 | 85 | 21 | 0.9 | -20 | Dimmable | 20% |  | None |  |  |  | 2013-10-11 | 2014-07-25 | United States | ES_1121159_524521XX_07302014155301_7462372 | 2216717
Elec-Tech International Co.,Ltd. | ETI | Integral LED Lamps | 525071XX | ,,("XX" could 01-10) (Where "XX" could denote color temperature, 01-10 identifies 2700K) | BR30 | Reflector (Flood/Spot) | E26 (Medium) | Directional | LED | 3 | 65 | 134.5 | 94.5 |  |  | 110 | 650 | 10 | 65 | No | 25000 | 2700 | 82 | 16 | 0.8 | -20 | Dimmable | 20% |  | None |  |  |  | 2013-10-11 | 2014-09-11 | United States, Canada | ES_1129756_525071XX("XX" could 01-10)_09182014080047_1460710 | 2219731
Elec-Tech International Co.,Ltd. | ETI | LED G25 LAMP | 52028111 |  | G25 | Globe | E26 (Medium) | Decorative | LED | 3 | 60 | 109 | 81 |  |  |  | 500 | 7 | 71.4 | No | 15000 | 3000 | 80 | 7 | 0.9 | -18 | Dimmable | 20% |  | Damp Location Rated |  |  |  | 2012-06-01 | 2014-12-10 | United States, Canada | ES_1129756_52028111_12102014041330_1023723 | 2229136
Elec-Tech International Co.,Ltd. | ETI | LED Lamp | 521531XX | ,,XX denotes CCT and market differences: 01-10 identifies 2700K and differnent market. | A19 | General Purpose Replacement | E26 (Medium) | Omnidirectional | LED | 5 | 60 | 105.6 | 59.3 |  |  |  | 800 | 10.5 | 76.2 | No | 25000 | 2700 | 82 | 7 | 0.9 | -20 | Dimmable | 20% |  | Damp Location Rated,Use With Timers,Not for Use in Enclosed Fixtures,Recessed Fixtures,Use With Photo And/Or Motion Sensors |  |  |  | 2015-03-05 | 2015-02-13 | Canada | ES_1129756_521531XX_02132015114211_2390439 | 2234748
Elec-Tech International Co.,Ltd. | ETI | LED Lamp | 521531XX | ,,XX denotes CCT and market differences: 11-30 identifies 3000K and differnent market. | A19 | General Purpose Replacement | E26 (Medium) | Omnidirectional | LED | 5 | 60 | 105.2 | 59.3 |  |  |  | 800 | 10.5 | 76.2 | No | 25000 | 3000 | 81 | 3 | 0.9 | -20 | Dimmable | 20% |  | Damp Location Rated,Use With Timers,Not for Use in Enclosed Fixtures,Recessed Fixtures,Use With Photo And/Or Motion Sensors |  |  |  | 2015-03-05 | 2015-02-13 | Canada | ES_1129756_521531XX_02132015114247_3098594 | 2234749
Elec-Tech International Co.,Ltd. | ETI | LED Lamp | 521531XX | ,,XX denotes CCT and market differences: 41-50 identifies 3000K and differnent market. | A19 | General Purpose Replacement | E26 (Medium) | Omnidirectional | LED | 5 | 60 | 105.3 | 59.9 |  |  |  | 800 | 10.5 | 76.2 | No | 25000 | 4000 | 83 | 16 | 0.9 | -20 | Dimmable | 20% |  | Damp Location Rated,Use With Timers,Not for Use in Enclosed Fixtures,Recessed Fixtures,Use With Photo And/Or Motion Sensors |  |  |  | 2015-03-05 | 2015-02-13 | Canada | ES_1129756_521531XX_02132015114250_2989484 | 2234750
Elec-Tech International Co.,Ltd. | ETI | LED Lamp | 521531XX | ,,XX denotes CCT and market differences: 61-70 identifies 3000K and differnent market. | A19 | General Purpose Replacement | E26 (Medium) | Omnidirectional | LED | 5 | 60 | 105 | 60.1 |  |  |  | 800 | 10.5 | 76.2 | No | 25000 | 5000 | 85 | 20 | 0.9 | -20 | Dimmable | 20% |  | Damp Location Rated,Use With Timers,Not for Use in Enclosed Fixtures,Recessed Fixtures,Use With Photo And/Or Motion Sensors |  |  |  | 2015-03-05 | 2015-02-13 | Canada | ES_1129756_521531XX_02132015114257_4563226 | 2234751
Elec-Tech International Co.,Ltd. | Noma | LED BULB | 052-2348-8 |  | A19 | General Purpose Replacement | E26 (Medium) | Omnidirectional | LED | 5 | 40 | 107.5 | 60 |  |  |  | 450 | 6 | 75 | No | 25000 | 2700 | 81 | 5 | 0.9 | -20 |  |  |  | None |  |  |  | 2014-12-01 | 2015-06-03 | United States, Canada | ES_1129756_052-2348-8_06162015150301_5957772 | 2241625
Elec-Tech International Co.,Ltd. | Noma | LED BULB | 052-2349-6 |  | A19 | General Purpose Replacement | E26 (Medium) | Omnidirectional | LED | 5 | 60 | 106.7 | 61 |  |  |  | 800 | 9 | 88.9 | No | 25000 | 2700 | 82 | 7 | 0.9 | -20 |  |  |  | None |  |  |  | 2014-12-01 | 2015-06-03 | United States, Canada | ES_1129756_052-2349-6_06162015150311_7308303 | 2241626
Elec-Tech International Co.,Ltd. | Noma | LED BULB | 299-3033-4 | LED BULB,521981XX(XX:01-10), | A19 | General Purpose Replacement | E26 (Medium) | Omnidirectional | LED | 5 | 60 | 106.7 | 61 |  |  |  | 800 | 9 | 88.9 | No | 25000 | 2700 | 82 | 7 | 0.9 | -20 |  |  |  | None |  |  |  | 2014-12-01 | 2015-02-10 | United States, Canada | ES_1129756_299-3033-4_02182015135820_7523350 | 2233521
Elec-Tech International Co.,Ltd. | Noma | LED BULB | 299-3033-4 |  | A19 | General Purpose Replacement | E26 (Medium) | Omnidirectional | LED | 5 | 60 | 106.7 | 61 |  |  |  | 800 | 9 | 88.9 | No | 25000 | 2700 | 82 | 7 | 0.9 | -20 |  |  |  | None |  |  |  | 2014-12-01 | 2015-02-10 | United States, Canada | ES_1129756_299-3033-4_02182015135820_9429733 | 2233523
Elec-Tech International Co.,Ltd. | Noma | LED BULB | 521971XX (XX: 01-10) |  | A19 | General Purpose Replacement | E26 (Medium) | Omnidirectional | LED | 5 | 40 | 107.5 | 60 |  |  |  | 450 | 6 | 75 | No | 25000 | 2700 | 81 | 5 | 0.9 | -20 |  |  |  | None |  |  |  | 2014-12-01 | 2015-02-11 | United States, Canada | ES_1129756_521971XX (XX: 01-10)_02202015102529_6137077 | 2233527
Elec-Tech International Co.,Ltd. | Noma | LED BULB | 521971XX (XX:61-70) |  | A19 | General Purpose Replacement | E26 (Medium) | Omnidirectional | LED | 5 | 40 | 107.5 | 60 |  |  |  | 450 | 6 | 75 | No | 25000 | 5000 | 82 | 6 | 0.9 | -20 |  |  |  | None |  |  |  | 2014-12-01 | 2015-02-11 | United States, Canada | ES_1129756_521971XX (XX:61-70)_02202015102529_9083657 | 2233528
Elec-Tech International Co.,Ltd. | Noma | LED BULB | 521981XX(XX:61-70) |  | A19 | General Purpose Replacement | E26 (Medium) | Omnidirectional | LED | 5 | 60 | 106.7 | 61 |  |  |  | 800 | 9 | 88.9 | No | 25000 | 5000 | 85 | 19 | 0.9 | -20 |  |  |  | None |  |  |  | 2014-12-01 | 2015-02-10 | United States, Canada | ES_1129756_521981XX(XX:61-70)_02182015135820_3930684 | 2233522
Elec-Tech International Co.,Ltd. | Noma | LED Lamp | 052-1371-6 |  | A19 | General Purpose Replacement | E26 (Medium) | Omnidirectional | LED | 5 | 60 | 105.6 | 59.3 |  |  |  | 800 | 10.5 | 76.2 | No | 25000 | 2700 | 82 | 7 | 0.9 | -20 | Dimmable | 20% |  | Damp Location Rated,Use With Timers,Not for Use in Enclosed Fixtures,Recessed Fixtures,Use With Photo And/Or Motion Sensors |  |  |  | 2015-03-05 | 2015-02-13 | Canada | ES_1129756_052-1371-6_02132015114211_2390439 | 2234753
EiKO Global, LLC | EiKO | LED | LED5WB11/E12/827-DIM-G5 |  | Decorative Candle: Other | Decorative | E12 (Candelabra) | Decorative | LED | 5 | 40 | 97.2 | 35 |  |  |  | 325 | 5 | 65 | No | 25000 | 2700 | 82 | 7 | 0.9 | -20 | Dimmable | 10% |  | Damp Location Rated,Not for Use in Enclosed Fixtures |  |  |  | 2015-03-01 | 2015-04-03 | United States, Canada | ES_1004593_LED5WB11/E12/827-DIM-G5_04032015112221_1023786 | 2235831
EiKO Global, LLC | EiKO | LED | LED5WB11/E12/830-DIM-G5 |  | Decorative Candle: Other | Decorative | E12 (Candelabra) | Decorative | LED | 5 | 40 | 97.2 | 35 |  |  |  | 325 | 5 | 65 | No | 25000 | 3000 | 83 | 14 | 0.9 | -20 | Dimmable | 10% |  | Damp Location Rated,Not for Use in Enclosed Fixtures |  |  |  | 2015-03-01 | 2015-04-02 | United States, Canada | ES_1004593_LED5WB11/E12/830-DIM-G5_04022015053110_1023786 | 2235705
EiKO Global, LLC | EiKO | LED | LED5WB11/E26/827-DIM-G5 |  | Decorative Candle: Other | Decorative | E26 (Medium) | Decorative | LED | 5 | 40 | 97.2 | 35 |  |  |  | 325 | 5 | 65 | No | 25000 | 2700 | 82 | 7 | 0.9 | -20 | Dimmable | 10% |  | Damp Location Rated,Not for Use in Enclosed Fixtures |  |  |  | 2015-03-01 | 2015-04-03 | United States, Canada | ES_1004593_LED5WB11/E26/827-DIM-G5_04032015111731_1023786 | 2235830
EiKO Global, LLC | EiKO | LED | LED5WB11/E26/830-DIM-G5 |  | Decorative Candle: Other | Decorative | E26 (Medium) | Decorative | LED | 5 | 40 | 97.2 | 35 |  |  |  | 325 | 5 | 65 | No | 25000 | 3000 | 83 | 13 | 0.9 | -20 | Dimmable | 10% |  | Damp Location Rated,Not for Use in Enclosed Fixtures |  |  |  | 2015-03-01 | 2015-04-03 | United States, Canada | ES_1004593_LED5WB11/E26/830-DIM-G5_04032015111441_1023786 | 2235829
EiKO Global, LLC | EiKO | LED | LED6WA19/300/827K-DIM-G5 |  | A19 | General Purpose Replacement | E26 (Medium) | Omnidirectional | LED | 3 | 40 | 110.3 | 63.6 |  |  |  | 470 | 6 | 78.3 | No | 25000 | 2700 | 83 | 13 | 0.8 | -20 | Dimmable | 10% |  | Damp Location Rated,Not for Use in Enclosed Fixtures |  |  |  | 2015-04-29 | 2015-05-01 | United States, Canada | ES_1004593_LED6WA19/300/827K-DIM-G5_05012015040840_1023804 | 2238481
EiKO Global, LLC | EiKO | LED | LED6WA19/300/827K-DIM-G6 |  | A19 | General Purpose Replacement | E26 (Medium) | Omnidirectional | LED | 5 | 40 | 108.5 | 59.8 |  |  |  | 470 | 6 | 78.3 | No | 25000 | 2700 | 82 | 12 | 0.9 | -20 | Dimmable | 10% |  | Damp Location Rated,Not for Use in Enclosed Fixtures |  |  |  | 2015-12-08 | 2015-12-08 | United States, Canada | ES_1004593_LED6WA19/300/827K-DIM-G6_12102015062950_1023939 | 2254734
EiKO Global, LLC | EiKO | LED | LED6WA19/300/830K-DIM-G5 |  | A19 | General Purpose Replacement | E26 (Medium) | Omnidirectional | LED | 5 | 40 | 110.3 | 63.6 |  |  |  | 470 | 6 | 78.3 | No | 25000 | 3000 | 84 | 14 | 0.8 | -20 | Dimmable | 10% |  | Damp Location Rated,Not for Use in Enclosed Fixtures |  |  |  | 2015-04-29 | 2015-05-01 | United States, Canada | ES_1004593_LED6WA19/300/830K-DIM-G5_05012015041330_1023804 | 2238482
EiKO Global, LLC | EiKO | LED | LED6WA19/300/830K-DIM-G6 |  | A19 | General Purpose Replacement | E26 (Medium) | Omnidirectional | LED | 5 | 40 | 108.5 | 59.8 |  |  |  | 470 | 6 | 78.3 | No | 25000 | 3000 | 84 | 20 | 0.9 | -20 | Dimmable | 10% |  | Damp Location Rated,Not for Use in Enclosed Fixtures |  |  |  | 2015-12-08 | 2015-12-08 | United States, Canada | ES_1004593_LED6WA19/300/830K-DIM-G6_12102015062220_1023939 | 2254733
EiKO Global, LLC | EiKO | LED | LED6WA19/300/840K-DIM-G5 |  | A19 | General Purpose Replacement | E26 (Medium) | Omnidirectional | LED | 5 | 40 | 110.3 | 63.5 |  |  |  | 470 | 6 | 78.3 | No | 25000 | 4000 | 84 | 16 | 0.8 | -20 | Dimmable | 10% |  | Damp Location Rated,Not for Use in Enclosed Fixtures |  |  |  | 2015-05-18 | 2015-05-18 | United States, Canada | ES_1004593_LED6WA19/300/840K-DIM-G5_05182015035550_1023812 | 2239720
EiKO Global, LLC | EiKO | LED | LED6WG25/827K-DIM-G4 |  | G25 | Globe | E26 (Medium) | Omnidirectional | LED | 5 | 40 | 123 | 79.9 |  |  |  | 450 | 6 | 75 | No | 25000 | 2700 | 82 | 16 | 0.7 | -20 | Dimmable | 9% |  | Damp Location Rated |  |  |  | 2014-06-25 | 2014-06-25 | United States, Canada | ES_1004593_LED6WG25/827K-DIM-G4_06252014032550_1023632 | 2214150
EiKO Global, LLC | EiKO | LED | LED6WG25/830K-DIM-G4 |  | G25 | Globe | E26 (Medium) | Omnidirectional | LED | 5 | 40 | 123 | 79.9 |  |  |  | 450 | 6 | 75 | No | 25000 | 3000 | 83 | 17 | 0.7 | -20 | Dimmable | 10% |  | None |  |  |  | 2014-07-08 | 2014-07-08 | United States, Canada | ES_1004593_LED6WG25/830K-DIM-G4_07082014032000_1023634 | 2214718
EiKO Global, LLC | EiKO | LED | LED6WG25/840K-DIM-G4 |  | G25 | Globe | E26 (Medium) | Omnidirectional | LED | 5 | 40 | 121 | 80 |  |  |  | 450 | 6 | 75 | No | 25000 | 4000 | 86 | 27 | 0.8 | -20 | Dimmable | 9% |  | None |  |  |  | 2014-07-21 | 2014-07-21 | United States, Canada | ES_1004593_LED6WG25/840K-DIM-G4_07222014023000_1023640 | 2216248
EiKO Global, LLC | EiKO | LED | LED7.5WBR20/827-DIM |  | R20 | Reflector (Flood/Spot) | E26 (Medium) | Directional | LED | 5 | 50 | 95 | 64 |  |  | 120 | 500 | 7.8 | 64.4 | No | 40000 | 2700 | 82 | 16 | 0.9 | -40 | Dimmable | 10% |  | None |  |  |  | 2014-11-20 | 2014-11-14 | United States | ES_1004593_LED7.5WBR20/827-DIM_11212014164714_5155341 | 2226324
EiKO Global, LLC | EiKO | LED | LED7.5WBR20/830-DIM |  | R20 | Reflector (Flood/Spot) | E26 (Medium) | Directional | LED | 5 | 50 | 96 | 64 |  |  | 120 | 480 | 7.7 | 62.2 | No | 40000 | 3000 | 82 | 18 | 0.9 | -40 | Dimmable | 10% |  | None |  |  |  | 2014-11-20 | 2014-11-14 | United States | ES_1004593_LED7.5WBR20/830-DIM_11212014164721_7798987 | 2226323
EiKO Global, LLC | EiKO | LED | LED7WBR20/827K-DIM-G5 |  | R20 | Reflector (Flood/Spot) | E26 (Medium) | Directional | LED | 5 | 50 | 96.2 | 63.3 |  |  | 109 | 550 | 7.2 | 76.4 | No | 25000 | 2700 | 82 | 8 | 0.9 | -20 | Dimmable | 10% |  | Damp Location Rated,Not for Use in Enclosed Fixtures |  |  |  | 2015-06-30 | 2015-07-01 | United States, Canada | ES_1004593_LED7WBR20/827K-DIM-G5_07012015015730_1023842 | 2242690
EiKO Global, LLC | EiKO | LED | LED7WBR20/830K-DIM-G5 |  | R20 | Reflector (Flood/Spot) | E26 (Medium) | Directional | LED | 5 | 50 | 96.2 | 63.4 |  |  |  | 550 | 7.1 | 77.5 | No | 25000 | 3000 | 82 | 6 | 0.9 | -20 | Dimmable | 10% |  | Damp Location Rated,Not for Use in Enclosed Fixtures |  |  |  | 2015-06-12 | 2015-06-12 | United States, Canada | ES_1004593_LED7WBR20/830K-DIM-G5_06122015054220_1023831 | 2241539
EiKO Global, LLC | EiKO | LED | LED7WBR20/840K-DIM-G5 |  | R20 | Reflector (Flood/Spot) | E26 (Medium) | Directional | LED | 5 | 50 | 96.2 | 63.3 |  |  | 109 | 550 | 7 | 78.6 | No | 25000 | 4000 | 84 | 16 | 0.9 | -20 | Dimmable | 10% |  | Damp Location Rated,Not for Use in Enclosed Fixtures |  |  |  | 2015-06-30 | 2015-07-01 | United States, Canada | ES_1004593_LED7WBR20/840K-DIM-G5_07012015015330_1023842 | 2242689
EiKO Global, LLC | EiKO | LED | LED7WGU10/40/830-DIM-G4 |  | PAR16 | Reflector (Flood/Spot) | GU10 | Directional | LED | 5 | 50 | 54.2 | 50.2 | 1139 |  | 40 | 450 | 7 | 64.3 | No | 25000 | 3000 | 82 | 18 | 0.7 | -20 | Dimmable | 10% |  | Damp Location Rated,Not for Use in Recessed Fixtures,Not for Use in Enclosed Fixtures |  |  |  | 2014-10-01 | 2014-11-20 | United States, Canada | ES_1004593_LED7WGU10/40/830-DIM-G4_11202014083000_1023717 | 2225406
EiKO Global, LLC | EiKO | LED | LED7WMR16/FL/830K-DIM-G6 |  | MR16 | Reflector (Flood/Spot) | GU5.3 | Directional | LED | 5 | 50 | 50.1 | 50.3 | 2393 |  | 40 | 400 | 7 | 57.1 | No | 25000 | 3000 | 84 | 16 | 0.9 | -20 | Dimmable | 20% |  | Damp Location Rated,Not for Use in Enclosed Fixtures |  |  |  | 2016-02-11 | 2016-02-11 | United States, Canada | ES_1004593_LED7WMR16/FL/830K-DIM-G6_02172016065840_1023968 | 2260257
EiKO Global, LLC | EiKO | LED | LED7WMR16/NFL/830K-DIM-G6 |  | MR16 | Reflector (Flood/Spot) | GU5.3 | Directional | LED | 5 | 50 | 50.1 | 50.3 | 2393 |  | 25 | 400 | 7 | 57.1 | No | 25000 | 3000 | 84 | 16 | 0.9 | -20 | Dimmable | 20% |  | Damp Location Rated,Not for Use in Enclosed Fixtures |  |  |  | 2016-02-11 | 2016-02-11 | United States, Canada | ES_1004593_LED7WMR16/NFL/830K-DIM-G6_02172016065840_1023968 | 2260260
EiKO Global, LLC | EiKO | LED | LED7WPAR16/40/827-DIM-G4 |  | PAR16 | Reflector (Flood/Spot) | E26 (Medium) | Directional | LED | 5 | 75 | 71 | 48 | 1280 |  | 38 |  | 7.5 | 71.4 | No | 25000 | 2700 | 82 | 19 | 0.7 | -40 | Dimmable | 10% |  | None |  |  |  | 2014-10-20 | 2014-10-29 | United States | ES_1004593_LED7WPAR16/40/827-DIM-G4_10292014163905_9323631 | 2224041
EiKO Global, LLC | EiKO | LED | LED7WPAR16/40/830-DIM-G4 |  | PAR16 | Reflector (Flood/Spot) | E26 (Medium) | Directional | LED | 5 | 75 | 71 | 48 | 1355 |  | 38 |  | 7.4 | 71.4 | No | 25000 | 3000 | 82 | 18 | 0.7 | -40 | Dimmable | 10% |  | None |  |  |  | 2014-10-20 | 2014-10-29 | United States | ES_1004593_LED7WPAR16/40/830-DIM-G4_10292014163905_5543081 | 2224042
EiKO Global, LLC | EiKO | LED | LED7WPAR20/FL/827K-DIM-G4A |  | PAR20 | Reflector (Flood/Spot) | E26 (Medium) | Directional | LED | 3 | 50 | 84 | 63 | 1074 |  | 40 | 470 | 7.8 | 60.3 | No | 25000 | 2700 | 81 | 8 | 0.9 | -20 | Dimmable | 10% |  | Damp Location Rated,Not for Use in Enclosed Fixtures |  |  |  | 2014-07-31 | 2014-10-22 | United States, Canada | ES_1004593_LED7WPAR20/FL/827K-DIM-G4A_10222014014330_1023700 | 2223072
EiKO Global, LLC | EiKO | LED | LED7WPAR20/FL/827K-DIM-G6 |  | PAR20 | Reflector (Flood/Spot) | E26 (Medium) | Directional | LED | 3 | 50 | 81.1 | 63 | 1128 |  | 40 | 470 | 7.2 | 65.3 | No | 25000 | 2700 | 82 | 8 | 0.9 | -20 | Dimmable | 10% |  | Damp Location Rated,Not for Use in Enclosed Fixtures |  |  |  | 2016-01-06 | 2016-01-06 | United States, Canada | ES_1004593_LED7WPAR20/FL/827K-DIM-G6_01062016052550_1023949 | 2256165
EiKO Global, LLC | EiKO | LED | LED7WPAR20/FL/830K-DIM-G4A |  | PAR20 | Reflector (Flood/Spot) | E26 (Medium) | Directional | LED | 3 | 50 | 84 | 63 | 1127 |  | 40 | 470 | 7.7 | 61 | No | 25000 | 3000 | 82 | 11 | 0.9 | -20 | Dimmable | 10% |  | Damp Location Rated,Not for Use in Enclosed Fixtures |  |  |  | 2014-07-31 | 2014-10-22 | United States, Canada | ES_1004593_LED7WPAR20/FL/830K-DIM-G4A_10222014020000_1023700 | 2223073
EiKO Global, LLC | EiKO | LED | LED7WPAR20/FL/830K-DIM-G6 |  | PAR20 | Reflector (Flood/Spot) | E26 (Medium) | Directional | LED | 3 | 50 | 81.1 | 63 | 1181 |  | 40 | 470 | 7 | 67.1 | No | 25000 | 3000 | 82 | 8 | 0.9 | -20 | Dimmable | 10% |  | Damp Location Rated,Not for Use in Enclosed Fixtures |  |  |  | 2016-01-06 | 2016-01-06 | United States, Canada | ES_1004593_LED7WPAR20/FL/830K-DIM-G6_01062016052840_1023949 | 2256166
EiKO Global, LLC | EiKO | LED | LED7WPAR20/FL/840K-DIM-G6 |  | PAR20 | Reflector (Flood/Spot) | E26 (Medium) | Directional | LED | 3 | 50 | 81.1 | 63 | 1308 |  | 40 | 470 | 7 | 67.1 | No | 25000 | 4000 | 84 | 17 | 0.9 | -20 | Dimmable | 10% |  | Damp Location Rated,Not for Use in Enclosed Fixtures |  |  |  | 2016-01-06 | 2016-01-06 | United States, Canada | ES_1004593_LED7WPAR20/FL/840K-DIM-G6_01062016053620_1023949 | 2256167
EiKO Global, LLC | EiKO | LED | LED7WPAR20/NFL/827K-DIM-G4A |  | PAR20 | Reflector (Flood/Spot) | E26 (Medium) | Directional | LED | 3 | 50 | 84 | 63 | 1526 |  | 25 | 470 | 7.8 | 60.3 | No | 25000 | 2700 | 81 | 8 | 0.9 | -20 | Dimmable | 10% |  | Damp Location Rated,Not for Use in Enclosed Fixtures |  |  |  | 2014-07-31 | 2014-10-22 | United States, Canada | ES_1004593_LED7WPAR20/NFL/827K-DIM-G4A_10222014021110_1023701 | 2223075
EiKO Global, LLC | EiKO | LED | LED7WPAR20/NFL/827K-DIM-G6 |  | PAR20 | Reflector (Flood/Spot) | E26 (Medium) | Directional | LED | 5 | 50 | 81.1 | 63 | 1851 |  | 25 | 470 | 7.2 | 65.2 | No | 25000 | 2700 | 82 | 8 | 0.9 | -20 | Dimmable | 10% |  | Damp Location Rated,Not for Use in Enclosed Fixtures |  |  |  | 2016-02-29 | 2016-03-02 | United States, Canada | ES_1004593_LED7WPAR20/NFL/827K-DIM-G6_03022016045220_1023976 | 2261238
EiKO Global, LLC | EiKO | LED | LED7WPAR20/NFL/830K-DIM-G4A |  | PAR20 | Reflector (Flood/Spot) | E26 (Medium) | Directional | LED | 3 | 50 | 84 | 63 | 1750 |  | 25 | 470 | 7.7 | 61 | No | 26000 | 3000 | 82 | 12 | 0.9 | -20 | Dimmable | 10% |  | Damp Location Rated,Not for Use in Enclosed Fixtures |  |  |  | 2014-07-31 | 2014-10-22 | United States, Canada | ES_1004593_LED7WPAR20/NFL/830K-DIM-G4A_10222014020620_1023700 | 2223074
EiKO Global, LLC | EiKO | LED | LED7WPAR20/NFL/830K-DIM-G6 |  | PAR20 | Reflector (Flood/Spot) | E26 (Medium) | Directional | LED | 3 | 50 | 81.1 | 63 | 2080 |  | 25 | 470 | 7 | 67.1 | No | 25000 | 3000 | 82 | 9 | 0.9 | -20 | Dimmable | 10% |  | Damp Location Rated,Not for Use in Enclosed Fixtures |  |  |  | 2015-07-14 | 2016-01-06 | United States, Canada | ES_1004593_LED7WPAR20/NFL/830K-DIM-G6_01062016054550_1023949 | 2256168
EiKO Global, LLC | EiKO | LED | LED7WPAR20/NFL/840K-DIM-G6 |  | PAR20 | Reflector (Flood/Spot) | E26 (Medium) | Directional | LED | 3 | 50 | 81.1 | 63 | 2155 |  | 25 | 470 | 7 | 67.1 | No | 25000 | 4000 | 84 | 16 | 0.9 | -20 | Dimmable | 10% |  | Damp Location Rated,Not for Use in Enclosed Fixtures |  |  |  | 2016-01-21 | 2016-01-21 | United States, Canada | ES_1004593_LED7WPAR20/NFL/840K-DIM-G6_01212016063220_1023955 | 2257197
EiKO Global, LLC | EiKO | LED | LED8WBR30/827K-DIM-G5 |  | BR30 | Reflector (Flood/Spot) | E26 (Medium) | Directional | LED | 5 | 65 | 128.5 | 94.7 |  |  |  | 650 | 8.5 | 76.5 | No | 25000 | 2700 | 82 | 8 | 1 | -20 | Dimmable | 10% |  | Damp Location Rated,Not for Use in Enclosed Fixtures |  |  |  | 2015-06-02 | 2015-06-02 | United States, Canada | ES_1004593_LED8WBR30/827K-DIM-G5_06022015024840_1023824 | 2240839
EiKO Global, LLC | EiKO | LED | LED8WBR30/830K-DIM-G5 |  | BR30 | Reflector (Flood/Spot) | E26 (Medium) | Directional | LED | 5 | 65 | 128.5 | 94.7 |  |  |  | 650 | 8.6 | 75.6 | No | 25000 | 3000 | 82 | 7 | 1 | -20 | Dimmable | 10% |  | Damp Location Rated,Not for Use in Enclosed Fixtures |  |  |  | 2015-06-02 | 2015-06-02 | United States, Canada | ES_1004593_LED8WBR30/830K-DIM-G5_06022015024000_1023824 | 2240838
EiKO Global, LLC | EiKO | LED | LED8WBR30/840K-DIM-G5 |  | BR30 | Reflector (Flood/Spot) | E26 (Medium) | Directional | LED | 5 | 65 | 128.5 | 94.7 |  |  |  | 650 | 8.2 | 79.3 | No | 25000 | 4000 | 84 | 15 | 0.9 | -20 | Dimmable | 10% |  | Damp Location Rated,Not for Use in Enclosed Fixtures |  |  |  | 2015-06-12 | 2015-06-12 | United States, Canada | ES_1004593_LED8WBR30/840K-DIM-G5_06122015052840_1023831 | 2241538
EiKO Global, LLC | EiKO | LED | LED8WMR16/38/830-DIM |  | MR16 | Reflector (Flood/Spot) | GU5.3 | Directional | LED | 5 | 50 | 49 | 50 | 1201 |  | 38 | 500 | 8 | 62.5 | No | 40000 | 3000 | 82 | 12 | 0.7 | -40 | Dimmable | 10% |  | Enclosed Fixtures |  |  |  | 2014-06-08 | 2014-06-24 | United States, Canada | ES_1004593_LED8WMR16/38/830-DIM_07092014183434_4459984 | 2214847
EiKO Global, LLC | EiKO | LED | LED8WPAR20/FL/827-DIM |  | PAR20 | Reflector (Flood/Spot) | E26 (Medium) | Directional | LED | 5 | 50 | 85 | 62 | 827 |  | 40 | 490 | 8 | 61.2 | No | 40000 | 2700 | 83 | 4 | 1 | -40 | Dimmable | 10% |  | None |  |  |  | 2014-11-20 | 2014-11-14 | United States | ES_1004593_LED8WPAR20/FL/827-DIM_11212014164701_5026415 | 2226328
EiKO Global, LLC | EiKO | LED | LED8WPAR20/FL/830-DIM |  | PAR20 | Reflector (Flood/Spot) | E26 (Medium) | Directional | LED | 5 | 50 | 85 | 62 | 882 |  | 40 | 490 | 8 | 61.2 | No | 40000 | 3000 | 83 | 5 | 0.9 | -40 | Dimmable | 10% |  | None |  |  |  | 2014-11-20 | 2014-11-14 | United States | ES_1004593_LED8WPAR20/FL/830-DIM_11212014164707_2536167 | 2226326
EiKO Global, LLC | EiKO | LED | LED8WPAR20/NFL/827-DIM |  | PAR20 | Reflector (Flood/Spot) | E26 (Medium) | Directional | LED | 5 | 50 | 85 | 62 | 1607 |  | 25 | 460 | 8 | 57.5 | No | 40000 | 2700 | 83 | 4 | 1 | -40 | Dimmable | 10% |  | None |  |  |  | 2014-11-20 | 2014-11-14 | United States | ES_1004593_LED8WPAR20/NFL/827-DIM_11212014164701_7069944 | 2226327
EiKO Global, LLC | EiKO | LED | LED8WPAR20/NFL/830-DIM |  | PAR20 | Reflector (Flood/Spot) | E26 (Medium) | Directional | LED | 5 | 50 | 85 | 62 | 1626 |  | 25 | 470 | 8 | 58.8 | No | 40000 | 3000 | 83 | 5 | 0.9 | -40 | Dimmable | 10% |  | None |  |  |  | 2014-11-20 | 2014-11-14 | United States | ES_1004593_LED8WPAR20/NFL/830-DIM_11212014164707_1691233 | 2226325
EiKO Global, LLC | EiKO | LED | LED9WA19/300/827K-DIM-G5 |  | A19 | General Purpose Replacement | E26 (Medium) | Omnidirectional | LED | 5 | 60 | 110 | 63.6 |  |  |  | 800 | 9 | 88.9 | No | 25000 | 2700 | 82 | 11 | 0.9 | -20 | Dimmable | 10% |  | Damp Location Rated,Not for Use in Enclosed Fixtures |  |  |  | 2015-04-29 | 2015-05-01 | United States, Canada | ES_1004593_LED9WA19/300/827K-DIM-G5_05012015042110_1023804 | 2238484
EiKO Global, LLC | EiKO | LED | LED9WA19/300/827K-DIM-G6 |  | A19 | General Purpose Replacement | E26 (Medium) | Omnidirectional | LED | 5 | 60 | 110.7 | 59.5 |  |  |  | 800 | 9 | 88.9 | No | 25000 | 2700 | 81 | 3 | 0.9 | -20 | Dimmable | 10% |  | Damp Location Rated,Not for Use in Enclosed Fixtures |  |  |  | 2015-12-08 | 2015-12-08 | United States, Canada | ES_1004593_LED9WA19/300/827K-DIM-G6_12102015063620_1023939 | 2254735
EiKO Global, LLC | EiKO | LED | LED9WA19/300/827K-GU24-DIM-G5 |  | A19 | General Purpose Replacement | GU24 | Omnidirectional | LED | 5 | 60 | 111.9 | 63.4 |  |  |  | 800 | 9 | 88.9 | No | 25000 | 2700 | 82 | 8 | 0.9 | -20 | Dimmable | 10% |  | Damp Location Rated,Not for Use in Enclosed Fixtures |  |  |  | 2015-05-20 | 2015-05-20 | United States, Canada | ES_1004593_LED9WA19/300/827K-GU24-DIM-G5_05202015082620_1023816 | 2239859
EiKO Global, LLC | EiKO | LED | LED9WA19/300/830K-DIM-G5 |  | A19 | General Purpose Replacement | E26 (Medium) | Omnidirectional | LED | 5 | 60 | 110 | 63.6 |  |  |  | 800 | 9 | 88.9 | No | 25000 | 3000 | 83 | 8 | 0.9 | -20 | Dimmable | 10% |  | Damp Location Rated,Not for Use in Enclosed Fixtures |  |  |  | 2015-04-30 | 2015-04-30 | United States, Canada | ES_1004593_LED9WA19/300/830K-DIM-G5_05012015045440_1023805 | 2238485
EiKO Global, LLC | EiKO | LED | LED9WA19/300/830K-DIM-G6 |  | A19 | General Purpose Replacement | E26 (Medium) | Omnidirectional | LED | 5 | 60 | 110.7 | 59.5 |  |  |  | 800 | 9 | 88.9 | No | 25000 | 3000 | 82 | 4 | 0.9 | -20 | Dimmable | 10% |  | Damp Location Rated,Not for Use in Enclosed Fixtures |  |  |  | 2015-12-08 | 2015-12-08 | United States, Canada | ES_1004593_LED9WA19/300/830K-DIM-G6_12102015064330_1023939 | 2254736
EiKO Global, LLC | EiKO | LED | LED9WA19/300/830K-GU24-DIM-G5 |  | A19 | General Purpose Replacement | GU24 | Omnidirectional | LED | 5 | 60 | 112.3 | 64.9 |  |  |  | 800 | 9 | 88.9 | No | 25000 | 3000 | 83 | 9 | 0.9 | -20 | Dimmable | 10% |  | Damp Location Rated,Not for Use in Enclosed Fixtures |  |  |  | 2015-05-18 | 2015-05-18 | United States, Canada | ES_1004593_LED9WA19/300/830K-GU24-DIM-G5_05192015011840_1023813 | 2239722
EiKO Global, LLC | EiKO | LED | LED9WA19/300/840K-DIM-G5 |  | A19 | General Purpose Replacement | E26 (Medium) | Omnidirectional | LED | 5 | 60 | 110 | 63.6 |  |  |  | 800 | 9 | 88.9 | No | 25000 | 4000 | 84 | 15 | 0.9 | -20 | Dimmable | 10% |  | Damp Location Rated,Not for Use in Enclosed Fixtures |  |  |  | 2015-06-19 | 2015-06-19 | United States, Canada | ES_1004593_LED9WA19/300/840K-DIM-G5_06192015045840_1023838 | 2241862
EiKO Global, LLC | EiKO | LED | LED9WA19/300/840K-DIM-G6 |  | A19 | General Purpose Replacement | E26 (Medium) | Omnidirectional | LED | 5 | 60 | 110.7 | 59.5 |  |  |  | 900 | 9 | 88.9 | No | 25000 | 4000 | 85 | 17 | 0.9 | -20 | Dimmable | 10% |  | Damp Location Rated,Not for Use in Enclosed Fixtures |  |  |  | 2015-12-08 | 2015-10-26 | United States, Canada | ES_1004593_LED9WA19/300/840K-DIM-G6_12102015055330_1023939 | 2254732
EiKO Global, LLC | EiKO | LED | LED9WA19/300/840K-GU24-DIM-G5 |  | A19 | General Purpose Replacement | GU24 | Omnidirectional | LED | 5 | 60 | 112.3 | 64.9 |  |  |  | 800 | 9 | 88.9 | No | 25000 | 4000 | 84 | 15 | 0.9 | -20 | Dimmable | 10% |  | Damp Location Rated,Not for Use in Enclosed Fixtures |  |  |  | 2015-05-18 | 2015-05-18 | United States, Canada | ES_1004593_LED9WA19/300/840K-GU24-DIM-G5_05192015053220_1023813 | 2239723
EiKO Global, LLC | EiKO | LED7WMR16/40/827-DIM-G5 | LED7WMR16/40/827-DIM-G5 |  | MR16 | Reflector (Flood/Spot) | GU5.3 | Directional | LED | 5 | 50 | 47 | 49.5 | 1117 |  | 40 | 500 | 7 | 71.4 | No | 25000 | 2700 | 82 | 5 | 1 | -20 | Dimmable | 5% |  | Damp Location Rated |  |  |  | 2015-01-21 | 2015-01-28 | United States, Canada | ES_1004593_LED7WMR16/40/827-DIM-G5_01282015032620_1023753 | 2231896
EiKO Global, LLC | EiKO | LED7WMR16/40/830-DIM-G5 | LED7WMR16/40/830-DIM-G5 |  | MR16 | Reflector (Flood/Spot) | GU5.3 | Directional | LED | 5 | 50 | 47 | 49.5 | 1281 |  | 40 | 520 | 7.4 | 70.3 | No | 25000 | 3000 | 83 | 20 | 1 | -20 | Dimmable | 5% |  | Damp Location Rated |  |  |  | 2015-01-21 | 2015-01-28 | United States | ES_1004593_LED7WMR16/40/830-DIM-G5_01282015033220_1023754 | 2231897
EiKO Global, LLC | EiKO | LED A19 BULB | LED11WA19/OMN/827GU24DIMG7 |  | A19 | General Purpose Replacement | GU24 | Omnidirectional | LED | 5 | 75 | 111.6 | 63.4 |  |  |  | 1100 | 11 | 100 | No | 15000 | 2700 | 84 | 14 | 0.9 | -20 | Dimmable | 10% | No | Damp Location Rated,Not for Use in Recessed Fixtures | No |  |  | 2016-10-05 | 2016-10-07 | United States, Canada | ES_1004593_LED11WA19/OMN/827GU24DIMG7_10072016151803_1237848 | 2281703
EiKO Global, LLC | EiKO | LED A19 BULB | LED11WA19/OMN/827K-DIM-G7 |  | A19 | General Purpose Replacement | E26 (Medium) | Omnidirectional | LED | 5 | 75 | 112 | 63.8 |  |  |  | 1100 | 11 | 100 | No | 15000 | 2700 | 84 | 14 | 0.9 | -20 | Dimmable | 10% | No | Damp Location Rated,Not for Use in Recessed Fixtures | No |  |  | 2016-08-01 | 2016-08-22 | United States, Canada | ES_1004593_LED11WA19/OMN/827K-DIM-G7_08222016172800_3419591 | 2276270
EiKO Global, LLC | EiKO | LED A19 BULB | LED11WA19/OMN/830GU24DIMG7 |  | A19 | General Purpose Replacement | GU24 | Omnidirectional | LED | 5 | 75 | 112.6 | 63.6 |  |  |  | 1100 | 11 | 100 | No | 15000 | 3000 | 84 | 12 | 0.9 | -20 | Dimmable | 10% | No | Damp Location Rated,Not for Use in Recessed Fixtures | No |  |  | 2016-10-05 | 2016-10-07 | United States, Canada | ES_1004593_LED11WA19/OMN/830GU24DIMG7_10072016151815_3248792 | 2281704
EiKO Global, LLC | EiKO | LED A19 BULB | LED11WA19/OMN/830K-DIM-G7 |  | A19 | General Purpose Replacement | E26 (Medium) | Omnidirectional | LED | 5 | 75 | 112.3 | 63.8 |  |  |  | 1100 | 11 | 100 | No | 15000 | 3000 | 84 | 11 | 0.9 | -20 | Dimmable | 10% | No | Damp Location Rated,Not for Use in Recessed Fixtures | No |  |  | 2016-08-01 | 2016-08-22 | United States, Canada | ES_1004593_LED11WA19/OMN/830K-DIM-G7_08222016172835_3214789 | 2276269
EiKO Global, LLC | EiKO | LED A19 BULB | LED11WA19/OMN/840GU24DIMG7 |  | A19 | General Purpose Replacement | GU24 | Omnidirectional | LED | 5 | 75 | 111.6 | 63.5 |  |  |  | 1100 | 11 | 100 | No | 15000 | 4000 | 84 | 12 | 1 | -20 | Dimmable | 10% | No | Damp Location Rated,Not for Use in Recessed Fixtures | No |  |  | 2016-10-05 | 2016-10-07 | United States, Canada | ES_1004593_LED11WA19/OMN/840GU24DIMG7_10072016151824_5689897 | 2281705
EiKO Global, LLC | EiKO | LED A19 BULB | LED11WA19/OMN/840K-DIM-G7 |  | A19 | General Purpose Replacement | E26 (Medium) | Omnidirectional | LED | 5 | 75 | 112 | 62.6 |  |  |  | 1100 | 11 | 100 | No | 15000 | 4000 | 84 | 18 | 1 | -20 | Dimmable | 10% | No | Damp Location Rated,Not for Use in Recessed Fixtures | No |  |  | 2016-08-01 | 2016-08-22 | United States, Canada | ES_1004593_LED11WA19/OMN/840K-DIM-G7_08222016172847_4267914 | 2276271
EiKO Global, LLC | EiKO | LED A19 BULB | LED6WA19/OMN/827K-DIM-G7 |  | A19 | General Purpose Replacement | E26 (Medium) | Omnidirectional | LED | 5 | 40 | 109.5 | 59.8 |  |  |  | 480 | 6 | 80 | No | 15000 | 2700 | 83 | 12 | 0.9 | -20 | Dimmable | 10% | No | Damp Location Rated,Not for Use in Recessed Fixtures | No |  |  | 2016-08-01 | 2016-08-22 | United States, Canada | ES_1004593_LED6WA19/OMN/827K-DIM-G7_08222016172935_2148798 | 2276274
EiKO Global, LLC | EiKO | LED A19 BULB | LED6WA19/OMN/830K-DIM-G7 |  | A19 | General Purpose Replacement | E26 (Medium) | Omnidirectional | LED | 5 | 40 | 111 | 60 |  |  |  | 480 | 6 | 80 | No | 15000 | 3000 | 83 | 9 | 0.9 | -20 | Dimmable | 10% | No | Damp Location Rated,Not for Use in Recessed Fixtures | No |  |  | 2016-08-01 | 2016-08-22 | United States, Canada | ES_1004593_LED6WA19/OMN/830K-DIM-G7_08222016172909_4718923 | 2276272
EiKO Global, LLC | EiKO | LED A19 BULB | LED6WA19/OMN/840K-DIM-G7 |  | A19 | General Purpose Replacement | E26 (Medium) | Omnidirectional | LED | 5 | 40 | 107.9 | 59.9 |  |  |  | 480 | 6 | 80 | No | 15000 | 4000 | 83 | 14 | 0.9 | -20 | Dimmable | 10% | No | Damp Location Rated,Not for Use in Recessed Fixtures | No |  |  | 2016-08-01 | 2016-08-22 | United States, Canada | ES_1004593_LED6WA19/OMN/840K-DIM-G7_08222016172946_6781994 | 2276273
EiKO Global, LLC | EiKO | LED A19 BULB | LED9WA19/OMN/827GU24DIMG7 |  | A19 | General Purpose Replacement | GU24 | Omnidirectional | LED | 5 | 60 | 112.5 | 60 |  |  |  | 800 | 9 | 88.9 | No | 15000 | 2700 | 84 | 13 | 0.9 | -20 | Dimmable | 10% | No | Damp Location Rated,Not for Use in Recessed Fixtures | No |  |  | 2016-10-05 | 2016-10-07 | United States, Canada | ES_1004593_LED9WA19/OMN/827GU24DIMG7_10072016153503_5487853 | 2281706
EiKO Global, LLC | EiKO | LED A19 BULB | LED9WA19/OMN/827K-DEC-G7 |  | A19 | General Purpose Replacement | E26 (Medium) | Omnidirectional | LED | 5 | 60 | 112.1 | 59.8 |  |  |  | 800 | 9 | 88.9 | No | 25000 | 2700 | 84 | 14 | 0.9 | -20 | Dimmable | 10% | Yes | Damp Location Rated,Recessed Fixtures | No |  |  | 2016-08-01 | 2016-08-22 | United States, Canada | ES_1004593_LED9WA19/OMN/827K-DEC-G7_08222016180404_0241898 | 2276277
EiKO Global, LLC | EiKO | LED A19 BULB | LED9WA19/OMN/827K-DIM-G7 |  | A19 | General Purpose Replacement | E26 (Medium) | Omnidirectional | LED | 5 | 60 | 112.4 | 59.7 |  |  |  | 800 | 9 | 88.9 | No | 15000 | 2700 | 84 | 13 | 0.9 | -20 | Dimmable | 10% | No | Damp Location Rated,Not for Use in Recessed Fixtures | No |  |  | 2016-08-01 | 2016-08-22 | United States, Canada | ES_1004593_LED9WA19/OMN/827K-DIM-G7_08222016181500_5437691 | 2276279
EiKO Global, LLC | EiKO | LED A19 BULB | LED9WA19/OMN/830GU24DIMG7 |  | A19 | General Purpose Replacement | GU24 | Omnidirectional | LED | 5 | 60 | 112.4 | 59.8 |  |  |  | 800 | 9 | 88.9 | No | 15000 | 3000 | 83 | 10 | 0.9 | -20 | Dimmable | 10% | No | Damp Location Rated,Not for Use in Recessed Fixtures | No |  |  | 2016-10-05 | 2016-10-07 | United States, Canada | ES_1004593_LED9WA19/OMN/830GU24DIMG7_10072016153516_3247882 | 2281707
EiKO Global, LLC | EiKO | LED A19 BULB | LED9WA19/OMN/830K-DEC-G7 |  | A19 | General Purpose Replacement | E26 (Medium) | Omnidirectional | LED | 5 | 60 | 112 | 60 |  |  |  | 800 | 9 | 88.9 | No | 25000 | 3000 | 83 | 10 | 0.9 | -20 | Dimmable | 10% | Yes | Damp Location Rated,Recessed Fixtures | No |  |  | 2016-08-01 | 2016-08-22 | United States, Canada | ES_1004593_LED9WA19/OMN/830K-DEC-G7_08222016180435_3241878 | 2276275
EiKO Global, LLC | EiKO | LED A19 BULB | LED9WA19/OMN/830K-DIM-G7 |  | A19 | General Purpose Replacement | E26 (Medium) | Omnidirectional | LED | 5 | 60 | 112.5 | 59.9 |  |  |  | 800 | 9 | 88.9 | No | 15000 | 3000 | 83 | 10 | 0.9 | -20 | Dimmable | 10% | No | Damp Location Rated,Not for Use in Recessed Fixtures | No |  |  | 2016-08-01 | 2016-08-22 | United States, Canada | ES_1004593_LED9WA19/OMN/830K-DIM-G7_08222016181532_2347688 | 2276278
EiKO Global, LLC | EiKO | LED A19 BULB | LED9WA19/OMN/840GU24DIMG7 |  | A19 | General Purpose Replacement | GU24 | Omnidirectional | LED | 5 | 60 | 112.5 | 60.2 |  |  |  | 800 | 9 | 88.9 | No | 15000 | 4000 | 83 | 7 | 0.9 | -20 | Dimmable | 10% | No | Damp Location Rated,Not for Use in Recessed Fixtures | No |  |  | 2016-10-05 | 2016-10-07 | United States, Canada | ES_1004593_LED9WA19/OMN/840GU24DIMG7_10072016153524_5438982 | 2281717
EiKO Global, LLC | EiKO | LED A19 BULB | LED9WA19/OMN/840K-DEC-G7 |  | A19 | General Purpose Replacement | E26 (Medium) | Omnidirectional | LED | 5 | 60 | 112.1 | 60 |  |  |  | 800 | 9 | 88.9 | No | 25000 | 4000 | 84 | 15 | 0.9 | -20 | Dimmable | 10% | Yes | Damp Location Rated,Recessed Fixtures | No |  |  | 2016-08-01 | 2016-08-22 | United States, Canada | ES_1004593_LED9WA19/OMN/840K-DEC-G7_08222016180444_3478127 | 2276276
Globe Electric Inc. | Globe | T2 13W | 308 |  | CFL Bare Spiral | General Purpose Replacement | E26 (Medium) | Omnidirectional | CFL | 11 | 60 | 100.3 | 47.6 |  | 2.5 |  | 900 | 13 | 69.2 | No | 12000 | 2700 | 82 | -7 | 0.6 | -10 |  |  |  | None |  |  |  | 2014-09-18 | 2014-09-30 | Canada | ES_1060963_00308_09302014123452_70011241 | 2220768
EiKO Global, LLC | EiKO | LED A19 BULB | LED9WA19/OMN/840K-DIM-G7 |  | A19 | General Purpose Replacement | E26 (Medium) | Omnidirectional | LED | 5 | 60 | 112.1 | 60 |  |  |  | 800 | 9 | 88.9 | No | 15000 | 4000 | 84 | 14 | 0.9 | -20 | Dimmable | 10% | No | Damp Location Rated,Not for Use in Recessed Fixtures | No |  |  | 2016-08-01 | 2016-08-22 | United States, Canada | ES_1004593_LED9WA19/OMN/840K-DIM-G7_08222016181545_6789219 | 2276280
EiKO Global, LLC | EiKO | LED A21 BULB | LED15WA21/3WAY/827K-G7 |  | A21 | General Purpose Replacement | E26d | Omnidirectional | LED | 3 | 100 | 134.8 | 71.7 |  |  |  | 1600 | 15 | 106.7 | Yes | 25000 | 2700 | 83 | 9 | 0.9 | -20 |  |  | No | Damp Location Rated,Not for Use in Recessed Fixtures | No |  |  | 2016-08-01 | 2016-08-31 | United States, Canada | ES_1004593_LED15WA21/3WAY/827K-G7_08312016113601_2349901 | 2278473
EiKO Global, LLC | EiKO | LED A21 BULB | LED15WA21/OMN/827GU24DIMG7 |  | A21 | General Purpose Replacement | GU24 | Omnidirectional | LED | 5 | 100 | 130.5 | 71.5 |  |  |  | 1600 | 15 | 106.7 | No | 15000 | 2700 | 84 | 14 | 0.9 | -20 | Dimmable | 10% | No | Damp Location Rated,Not for Use in Recessed Fixtures | No |  |  | 2016-10-05 | 2016-10-07 | United States, Canada | ES_1004593_LED15WA21/OMN/827GU24DIMG7_10072016155401_2384982 | 2281708
EiKO Global, LLC | EiKO | LED A21 BULB | LED15WA21/OMN/827K-DIM-G7 |  | A21 | General Purpose Replacement | E26 (Medium) | Omnidirectional | LED | 5 | 100 | 134.6 | 71.7 |  |  |  | 1600 | 15 | 106.7 | No | 15000 | 2700 | 84 | 14 | 0.9 | -20 | Dimmable | 10% | No | Damp Location Rated,Not for Use in Recessed Fixtures | No |  |  | 2016-08-01 | 2016-08-18 | United States, Canada | ES_1004593_LED15WA21/OMN/827K-DIM-G7_08182016172402_9127454 | 2276102
EiKO Global, LLC | EiKO | LED A21 BULB | LED15WA21/OMN/830GU24DIMG7 |  | A21 | General Purpose Replacement | GU24 | Omnidirectional | LED | 5 | 100 | 131.3 | 71.6 |  |  |  | 1600 | 15 | 106.7 | No | 15000 | 3000 | 83 | 10 | 0.9 | -20 | Dimmable | 10% | No | Damp Location Rated,Not for Use in Recessed Fixtures | No |  |  | 2016-10-05 | 2016-10-07 | United States, Canada | ES_1004593_LED15WA21/OMN/830GU24DIMG7_10072016155415_2384992 | 2281709
EiKO Global, LLC | EiKO | LED A21 BULB | LED15WA21/OMN/830K-DIM-G7 |  | A21 | General Purpose Replacement | E26 (Medium) | Omnidirectional | LED | 5 | 100 | 134.1 | 71.7 |  |  |  | 1600 | 15 | 106.7 | No | 15000 | 3000 | 83 | 10 | 0.9 | -20 | Dimmable | 10% | No | Damp Location Rated,Not for Use in Recessed Fixtures | No |  |  | 2016-08-01 | 2016-08-18 | United States, Canada | ES_1004593_LED15WA21/OMN/830K-DIM-G7_08182016172432_3217848 | 2276100
EiKO Global, LLC | EiKO | LED A21 BULB | LED15WA21/OMN/840GU24DIMG7 |  | A21 | General Purpose Replacement | GU24 | Omnidirectional | LED | 5 | 100 | 131.5 | 71.6 |  |  |  | 1600 | 15 | 106.7 | No | 15000 | 4000 | 84 | 12 | 0.9 | -20 | Dimmable | 10% | No | Damp Location Rated,Not for Use in Recessed Fixtures | No |  |  | 2016-10-05 | 2016-10-07 | United States, Canada | ES_1004593_LED15WA21/OMN/840GU24DIMG7_10072016155424_5687433 | 2281710
EiKO Global, LLC | EiKO | LED A21 BULB | LED15WA21/OMN/840K-DIM-G7 |  | A21 | General Purpose Replacement | E26 (Medium) | Omnidirectional | LED | 5 | 100 | 134 | 71 |  |  |  | 1600 | 15 | 106.7 | No | 15000 | 4000 | 84 | 16 | 0.9 | -20 | Dimmable | 10% | No | Damp Location Rated,Not for Use in Recessed Fixtures | No |  |  | 2016-08-01 | 2016-08-18 | United States, Canada | ES_1004593_LED15WA21/OMN/840K-DIM-G7_08182016172444_4531891 | 2276103
EiKO Global, LLC | EiKO | LED A21 BULB | LED15WA21/OMN/850K-DIM-G7 |  | A21 | General Purpose Replacement | E26 (Medium) | Omnidirectional | LED | 5 | 100 | 134.5 | 72 |  |  |  | 1600 | 15 | 106.7 | No | 15000 | 5000 | 85 | 23 | 0.9 | -20 | Dimmable | 10% | No | Damp Location Rated,Not for Use in Recessed Fixtures | No |  |  | 2016-08-01 | 2016-08-18 | United States, Canada | ES_1004593_LED15WA21/OMN/850K-DIM-G7_08182016172455_2384992 | 2276101
EiKO Global, LLC | EiKO | LED BR30 BULB | LED11WBR30/927K-DIM-G6 |  | BR30 | Reflector (Flood/Spot) | E26 (Medium) | Directional | LED | 5 | 65 | 131.1 | 95 |  |  |  | 800 | 11 | 72.7 | No | 25000 | 2700 | 93 | 66 | 0.9 | -20 | Dimmable | 10% | No | Damp Location Rated | No |  |  | 2016-07-15 | 2016-07-11 | United States, Canada | ES_1004593_LED11WBR30/927K-DIM-G6_07112016163201_2384052 | 2273615
EiKO Global, LLC | EiKO | LED BR30 BULB | LED11WBR30/930K-DIM-G6 |  | BR30 | Reflector (Flood/Spot) | E26 (Medium) | Directional | LED | 5 | 65 | 130 | 94.8 |  |  |  | 800 | 11 | 72.7 | No | 25000 | 3000 | 92 | 61 | 0.9 | -20 | Dimmable | 10% | No | Damp Location Rated | No |  |  | 2016-07-15 | 2016-07-11 | United States, Canada | ES_1004593_LED11WBR30/930K-DIM-G6_07112016163226_3489001 | 2273616
EiKO Global, LLC | EiKO | LED BR40 BULB | LED13WBR40/927K-DIM-G5 |  | BR40 | Reflector (Flood/Spot) | E26 (Medium) | Directional | LED | 5 | 75 | 158.2 | 120.3 |  |  |  | 1000 | 13 | 76.9 | No | 25000 | 2700 | 91 | 56 | 0.9 | -20 | Dimmable | 10% | No | Damp Location Rated | No |  |  | 2016-07-15 | 2016-07-11 | United States, Canada | ES_1004593_LED13WBR40/927K-DIM-G5_07112016163245_8320014 | 2273617
EiKO Global, LLC | EiKO | LED BR40 BULB | LED13WBR40/930K-DIM-G5 |  | BR40 | Reflector (Flood/Spot) | E26 (Medium) | Directional | LED | 5 | 75 | 160 | 120 |  |  |  | 1000 | 13 | 76.9 | No | 25000 | 3000 | 92 | 62 | 0.9 | -20 | Dimmable | 10% | No | Damp Location Rated | No |  |  | 2016-07-15 | 2016-07-11 | United States, Canada | ES_1004593_LED13WBR40/930K-DIM-G5_07112016163302_3249801 | 2273618
EiKO Global, LLC | EiKO | LED Candled | LED5WB11E12/827-DIM-G5 |  | B10 | Decorative | E12 (Candelabra) | Decorative | LED | 5 | 40 | 97.7 | 35.1 |  |  |  | 325 | 5 | 65 | No | 25000 | 2700 | 82 | 7 | 0.9 | -20 | Dimmable | 10% | No | Damp Location Rated,Not for Use in Recessed Fixtures | No |  |  | 2016-10-09 | 2016-10-20 | United States, Canada | ES_1004593_LED5WB11E12/827-DIM-G5_10202016145101_2349891 | 2282803
EiKO Global, LLC | EiKO | LED Candled | LED5WB11E12/830-DIM-G5 |  | B10 | Decorative | E12 (Candelabra) | Decorative | LED | 5 | 40 | 97.7 | 35.2 |  |  |  | 325 | 5 | 65 | No | 25000 | 3000 | 82 | 6 | 0.9 | -20 | Dimmable | 10% | No | Damp Location Rated,Not for Use in Recessed Fixtures | No |  |  | 2016-10-09 | 2016-10-20 | United States, Canada | ES_1004593_LED5WB11E12/830-DIM-G5_10202016145149_4959201 | 2282805
EiKO Global, LLC | EiKO | LED Candled | LED5WB11E26/827-DIM-G5 |  | B10 | Decorative | E26 (Medium) | Decorative | LED | 5 | 40 | 95 | 34.9 |  |  |  | 325 | 5 | 65 | No | 25000 | 2700 | 82 | 7 | 0.9 | -20 | Dimmable | 10% | No | Damp Location Rated,Not for Use in Recessed Fixtures | No |  |  | 2016-10-09 | 2016-10-20 | United States, Canada | ES_1004593_LED5WB11E26/827-DIM-G5_10202016145135_2148090 | 2282804
EiKO Global, LLC | EiKO | LED Candled | LED5WB11E26/830-DIM-G5 |  | B10 | Decorative | E26 (Medium) | Decorative | LED | 5 | 40 | 97.7 | 35.2 |  |  |  | 325 | 5 | 65 | No | 25000 | 3000 | 82 | 6 | 0.9 | -20 | Dimmable | 10% | No | Damp Location Rated,Not for Use in Recessed Fixtures | No |  |  | 2016-10-09 | 2016-10-20 | United States, Canada | ES_1004593_LED5WB11E26/830-DIM-G5_10202016145155_1238912 | 2282806
EiKO Global, LLC | EiKO | LED G25 | LED6WG25/827K-DIM-G4 |  | G25 | Globe | E26 (Medium) | Decorative | LED | 5 | 40 | 121.4 | 80 |  |  |  | 450 | 6 | 75 | No | 15000 | 2700 | 83 | 11 | 0.9 | -20 | Dimmable | 10% | No | Damp Location Rated,Not for Use in Recessed Fixtures | No |  |  | 2016-10-18 | 2016-10-20 | United States, Canada | ES_1004593_LED6WG25/827K-DIM-G4_10202016152505_2198492 | 2282808
EiKO Global, LLC | EiKO | LED G25 | LED6WG25/830K-DIM-G4 |  | G25 | Globe | E26 (Medium) | Decorative | LED | 5 | 40 | 121.4 | 80.1 |  |  |  | 450 | 6 | 75 | No | 15000 | 3000 | 82 | 7 | 0.9 | -20 | Dimmable | 10% | No | Damp Location Rated,Not for Use in Recessed Fixtures | No |  |  | 2016-10-18 | 2016-10-20 | United States, Canada | ES_1004593_LED6WG25/830K-DIM-G4_10202016152531_2389492 | 2282807
EiKO Global, LLC | EiKO | LED MR16GU10 | LED7WGU10/20/827-DIM-G7 |  | PAR16 | Reflector (Flood/Spot) | GU10 | Directional | LED | 5 | 50 | 54.1 | 50.1 | 1183 |  | 40 | 500 | 7 | 70 | No | 25000 | 2700 | 82 | 7 | 0.9 | -20 | Dimmable | 10% | No | Damp Location Rated | No |  |  | 2016-10-09 | 2016-10-24 | United States, Canada | ES_1004593_LED7WGU10/40/827-DIM-G7_10242016171535_2314893 | 2282818
EiKO Global, LLC | EiKO | LED MR16GU10 | LED7WGU10/20/827-DIM-G7 |  | PAR16 | Reflector (Flood/Spot) | GU10 | Directional | LED | 5 | 50 | 54.2 | 50 | 3179 |  | 20 | 500 | 7 | 70 | No | 25000 | 2700 | 82 | 7 | 0.9 | -20 | Dimmable | 10% | No | Damp Location Rated | No |  |  | 2016-10-09 | 2016-10-24 | United States, Canada | ES_1004593_LED7WGU10/20/827-DIM-G7_10242016171505_1348992 | 2282817
EiKO Global, LLC | EiKO | LED MR16GU10 | LED7WGU10/20/830-DIM-G7 |  | PAR16 | Reflector (Flood/Spot) | GU10 | Directional | LED | 5 | 50 | 54.1 | 50.2 | 3012 |  | 20 | 500 | 7 | 70 | No | 25000 | 3000 | 82 | 5 | 0.9 | -20 | Dimmable | 10% | No | Damp Location Rated | No |  |  | 2016-10-09 | 2016-10-24 | United States, Canada | ES_1004593_LED7WGU10/20/830-DIM-G7_10242016171544_2137489 | 2282819
EiKO Global, LLC | EiKO | LED MR16GU10 | LED7WGU10/20/840-DIM-G7 |  | PAR16 | Reflector (Flood/Spot) | GU10 | Directional | LED | 5 | 50 | 54.2 | 50.2 | 3108 |  | 20 | 500 | 7 | 70 | No | 25000 | 4000 | 83 | 13 | 0.9 | -20 | Dimmable | 10% | No | Damp Location Rated | No |  |  | 2016-10-09 | 2016-10-24 | United States, Canada | ES_1004593_LED7WGU10/20/840-DIM-G7_10242016171601_2498916 | 2282821
EiKO Global, LLC | EiKO | LED MR16GU10 | LED7WGU10/40/830-DIM-G7 |  | PAR16 | Reflector (Flood/Spot) | GU10 | Directional | LED | 5 | 50 | 54.2 | 50.1 | 956 |  | 40 | 500 | 7 | 70 | No | 25000 | 3000 | 83 | 7 | 0.9 | -20 | Dimmable | 10% | No | Damp Location Rated | No |  |  | 2016-10-09 | 2016-10-24 | United States, Canada | ES_1004593_LED7WGU10/40/830-DIM-G7_10242016171557_2134899 | 2282820
EiKO Global, LLC | EiKO | LED MR16GU10 | LED7WGU10/40/840-DIM-G7 |  | PAR16 | Reflector (Flood/Spot) | GU10 | Directional | LED | 5 | 50 | 54.2 | 50.2 | 1043 |  | 40 | 500 | 7 | 70 | No | 25000 | 4000 | 84 | 13 | 0.9 | -20 | Dimmable | 10% | No | Damp Location Rated | No |  |  | 2016-10-09 | 2016-10-24 | United States, Canada | ES_1004593_LED7WGU10/40/840-DIM-G7_10242016171615_8219849 | 2282822
EiKO Global, LLC | EiKO | LED MR16GU5.3 | LED7WMR16/20/827-DIM-G7 |  | MR16 | Reflector (Flood/Spot) | GU5.3 | Directional | LED | 5 | 50 | 50.2 | 50.1 | 3325 |  | 20 | 490 | 7 | 70 | No | 25000 | 2700 | 82 | 7 | 0.9 | -20 | Dimmable | 10% | No | Damp Location Rated | No |  |  | 2016-10-05 | 2016-10-20 | United States, Canada | ES_1004593_LED7WMR16/20/827-DIM-G7_10202016160835_2349819 | 2282813
EiKO Global, LLC | EiKO | LED MR16GU5.3 | LED7WMR16/20/830-DIM-G7 |  | MR16 | Reflector (Flood/Spot) | GU5.3 | Directional | LED | 5 | 50 | 50.4 | 50.1 | 3320 |  | 20 | 490 | 7 | 70 | No | 25000 | 3000 | 82 | 5 | 0.9 | -20 | Dimmable | 10% | No | Damp Location Rated | No |  |  | 2016-10-05 | 2016-10-20 | United States, Canada | ES_1004593_LED7WMR16/20/830-DIM-G7_10202016160800_5928593 | 2282812
EiKO Global, LLC | EiKO | LED MR16GU5.3 | LED7WMR16/20/840-DIM-G7 |  | MR16 | Reflector (Flood/Spot) | GU5.3 | Directional | LED | 5 | 50 | 50.3 | 50.2 | 3317 |  | 20 | 490 | 7 | 70 | No | 25000 | 4000 | 84 | 14 | 0.9 | -20 | Dimmable | 10% | No | Damp Location Rated | No |  |  | 2016-10-05 | 2016-10-20 | United States, Canada | ES_1004593_LED7WMR16/20/840-DIM-G7_10202016160853_2349891 | 2282816
EiKO Global, LLC | EiKO | LED MR16GU5.3 | LED7WMR16/40/827-DIM-G7 |  | MR16 | Reflector (Flood/Spot) | GU5.3 | Directional | LED | 5 | 50 | 50.3 | 50.1 | 1082 |  | 40 | 490 | 7 | 70 | No | 25000 | 2700 | 82 | 6 | 0.9 | -20 | Dimmable | 10% | No | Damp Location Rated | No |  |  | 2016-10-05 | 2016-10-20 | United States, Canada | ES_1004593_LED7WMR16/40/827-DIM-G7_10202016160844_2184913 | 2282814
EiKO Global, LLC | EiKO | LED MR16GU5.3 | LED7WMR16/40/830-DIM-G7 |  | MR16 | Reflector (Flood/Spot) | GU5.3 | Directional | LED | 5 | 50 | 50.3 | 50.1 | 1079 |  | 40 | 490 | 7 | 70 | No | 25000 | 3000 | 82 | 5 | 0.9 | -20 | Dimmable | 10% | No | Damp Location Rated | No |  |  | 2016-09-30 | 2016-10-14 | United States, Canada | ES_1004593_LED7WMR16/40/830-DIM-G7_10202016160807_2198492 | 2282811
EiKO Global, LLC | EiKO | LED MR16GU5.3 | LED7WMR16/40/840-DIM-G7 |  | MR16 | Reflector (Flood/Spot) | GU5.3 | Directional | LED | 5 | 50 | 50.3 | 50.3 | 1060 |  | 40 | 490 | 7 | 70 | No | 25000 | 4000 | 84 | 14 | 0.9 | -20 | Dimmable | 10% | No | Damp Location Rated | No |  |  | 2016-10-05 | 2016-10-20 | United States, Canada | ES_1004593_LED7WMR16/40/840-DIM-G7_10202016160859_1289193 | 2282815
EiKO Global, LLC | EiKO | LED PAR16 LAMP | LED7WPAR16/FL/827K-DIM-G5 |  | PAR16 | Reflector (Flood/Spot) | E26 (Medium) | Directional | LED | 5 | 50 | 72.6 | 50.4 | 878 |  | 40 | 490 | 7 | 70 | No | 25000 | 2700 | 82 | 7 | 0.9 | -20 | Dimmable | 10% | No | Damp Location Rated | No |  |  | 2016-07-18 | 2016-07-27 | United States, Canada | ES_1004593_LED7WPAR16/FL/827K-DIM-G5_07272016163335_3491993 | 2273861
Elec-Tech International Co.,Ltd. | Whirlpool | LED BR30 SPOT LIGHT | WBR30L27S2B |  | BR30 | Reflector (Flood/Spot) | E26 (Medium) | Directional | LED | 5 | 65 | 130 | 95 | 253 |  | 107 | 750 | 10.5 | 71.4 | No | 25000 | 2700 | 81 | 9 | 0.9 | -20 | Dimmable | 10% |  | None |  |  |  | 2014-05-01 | 2014-11-24 | United States, Canada | ES_1129756_WBR30L27S2B_12032014175746_8363824 | 2226655
Elec-Tech International Co.,Ltd. | Noma | LED Lamp | 052-1372-4 |  | A19 | General Purpose Replacement | E26 (Medium) | Omnidirectional | LED | 5 | 60 | 105 | 60.1 |  |  |  | 800 | 10.5 | 76.2 | No | 25000 | 5000 | 85 | 20 | 0.9 | -20 | Dimmable | 20% |  | Damp Location Rated,Use With Timers,Not for Use in Enclosed Fixtures,Recessed Fixtures,Use With Photo And/Or Motion Sensors |  |  |  | 2015-03-05 | 2015-02-13 | Canada | ES_1129756_052-1372-4_02132015114257_4563226 | 2234752
Elec-Tech International Co.,Ltd. | Whirlpool | A19 LED bulb | 521521XX (XX:01-10) | A19 LED bulb,WA19L27S2D, | A19 | General Purpose Replacement | E26 (Medium) | Omnidirectional | LED | 5 | 60 | 110 | 60 |  |  |  | 800 | 10.5 | 76.2 | No | 25000 | 2700 | 81 | 6 | 0.9 | -20 | Dimmable | 10% |  | None |  |  |  | 2014-10-10 | 2014-10-21 | United States, Canada | ES_1129756_521521XX (XX:01-10)_10222014133406_9933150 | 2223156
Elec-Tech International Co.,Ltd. | Whirlpool | Integral LED Lamps | WA19L27S2C |  | A19 | General Purpose Replacement | E26 (Medium) | Omnidirectional | LED | 5 | 40 | 106.5 | 59.2 |  |  |  | 450 | 7.5 | 76.7 | No | 25000 | 2700 | 81 | 4 | 0.9 | -20 | Dimmable | 20% |  | Other,not for use in enclosed fixtures. |  |  |  | 2013-10-11 | 2014-09-11 | United States, Canada | ES_1129756_WA19L27S2C_09252014131945_1887899 | 2220266
Elec-Tech International Co.,Ltd. | Whirlpool | Integral LED Lamps | WP20L27S2B |  | PAR20 | Reflector (Flood/Spot) | E26 (Medium) | Directional | LED | 3 | 50 | 87.5 | 44 | 1001 |  | 40 | 460 | 6.5 | 70.8 | No | 25000 | 2700 | 81 | 5 | 0.9 | -20 | Dimmable | 20% |  | None |  |  |  | 2013-10-11 | 2014-11-12 | United States, Canada | ES_1129756_WP20L27S2B_11212014164615_2027879 | 2226338
Elec-Tech International Co.,Ltd. | Whirlpool | Integral LED Lamps | WP20L27S2B |  | PAR20 | Reflector (Flood/Spot) | E26 (Medium) | Directional | LED | 3 | 50 | 87.5 | 44 | 1044 |  | 40 | 460 | 6.5 | 70.8 | No | 25000 | 5000 | 85 | 21 | 0.9 | -20 | Dimmable | 20% |  | None |  |  |  | 2013-10-11 | 2014-11-12 | United States, Canada | ES_1129756_WP20L27S2B_11212014164615_9994981 | 2226341
Elec-Tech International Co.,Ltd. | Whirlpool | Integral LED Lamps | WP20L27S2B |  | PAR20 | Reflector (Flood/Spot) | E26 (Medium) | Directional | LED | 3 | 50 | 87.5 | 44 | 1056 |  | 40 | 460 | 6.5 | 70.8 | No | 25000 | 4000 | 83 | 17 | 0.9 | -20 | Dimmable | 20% |  | None |  |  |  | 2013-10-11 | 2014-11-12 | United States, Canada | ES_1129756_WP20L27S2B_11212014164615_9001913 | 2226340
Elec-Tech International Co.,Ltd. | Whirlpool | Integral LED Lamps | WP20L27S2B |  | PAR20 | Reflector (Flood/Spot) | E26 (Medium) | Directional | LED | 3 | 50 | 87.5 | 44 | 1112 |  | 40 | 460 | 6.5 | 70.8 | No | 25000 | 3000 | 82 | 6 | 0.9 | -20 | Dimmable | 20% |  | None |  |  |  | 2013-10-11 | 2014-11-12 | United States, Canada | ES_1129756_WP20L27S2B_11212014164615_1177827 | 2226339
Elec-Tech International Co.,Ltd. | Whirlpool | Integral LED Lamps | WP20L27S2B |  | PAR20 | Reflector (Flood/Spot) | E26 (Medium) | Directional | LED | 3 | 50 | 87.5 | 44 | 1318 |  | 25 | 460 | 6.5 | 70.8 | No | 25000 | 3000 | 82 | 6 | 0.9 | -20 | Dimmable | 20% |  | None |  |  |  | 2013-10-11 | 2014-11-12 | United States, Canada | ES_1129756_WP20L27S2B_11212014164615_1851435 | 2226335
Elec-Tech International Co.,Ltd. | Whirlpool | Integral LED Lamps | WP20L27S2B |  | PAR20 | Reflector (Flood/Spot) | E26 (Medium) | Directional | LED | 3 | 50 | 87.5 | 44 | 1655 |  | 25 | 460 | 6.5 | 70.8 | No | 25000 | 2700 | 81 | 5 | 0.9 | -20 | Dimmable | 20% |  | None |  |  |  | 2013-10-11 | 2014-11-12 | United States, Canada | ES_1129756_WP20L27S2B_11212014164615_6800193 | 2226334
Elec-Tech International Co.,Ltd. | Whirlpool | Integral LED Lamps | WP20L27S2B |  | PAR20 | Reflector (Flood/Spot) | E26 (Medium) | Directional | LED | 3 | 50 | 87.5 | 44 | 1805 |  | 25 | 460 | 6.5 | 70.8 | No | 25000 | 4000 | 83 | 17 | 0.9 | -20 | Dimmable | 20% |  | None |  |  |  | 2013-10-11 | 2014-11-12 | United States, Canada | ES_1129756_WP20L27S2B_11212014164615_3204740 | 2226336
Elec-Tech International Co.,Ltd. | Whirlpool | Integral LED Lamps | WP20L27S2B |  | PAR20 | Reflector (Flood/Spot) | E26 (Medium) | Directional | LED | 3 | 50 | 87.5 | 44 | 1871 |  | 25 | 460 | 6.5 | 70.8 | No | 25000 | 5000 | 85 | 21 | 0.9 | -20 | Dimmable | 20% |  | None |  |  |  | 2013-10-11 | 2014-11-12 | United States, Canada | ES_1129756_WP20L27S2B_11212014164615_5048761 | 2226337
Elec-Tech International Co.,Ltd. | Whirlpool | LED Lamps | WP38L30S2A |  | PAR38 | Reflector (Flood/Spot) | E26 (Medium) | Directional | LED | 5 | 90 | 134.9 | 119.3 | 2614 |  | 40 |  | 15 | 82 | No | 25000 | 3000 | 83 | 16 | 1 | -20 | Dimmable | 20% |  | None |  |  |  | 2016-01-11 | 2016-01-08 | United States, Canada | ES_1129756_WP38L30S2A_01082016140902_5293416 | 2256278
Elec-Tech International Co.,Ltd. | Whirlpool | LED PAR LAMP | WP38L27D1A |  | PAR38 | Reflector (Flood/Spot) | E26 (Medium) | Directional | LED | 5 | 85 | 132 | 121 | 1707 |  | 40 |  | 20 | 55 | No | 25000 | 2700 | 81 | 3 | 1 | -20 | Dimmable | 10% |  | None |  |  |  | 2014-05-01 | 2014-10-24 | United States, Canada | ES_1129756_WP38L27D1A_10242014164635_6020442 | 2223599
Elec-Tech International Co.,Ltd. | Whirlpool | PAR30 LED SPOTLIGHT | WP30L27S2B |  | PAR30L | Reflector (Flood/Spot) | E26 (Medium) | Directional | LED | 5 | 75 | 113 | 95 | 1558 |  | 40 | 750 | 10.5 | 71.4 | No | 25000 | 2700 | 81 | 6 | 0.9 | -20 | Dimmable | 10% |  | None |  |  |  | 2014-11-30 | 2014-11-24 | United States, Canada | ES_1129756_WP30L27S2B_12032014175738_6001486 | 2226657
Elong International USA Inc. | Green Watt | G-L3-A1930-9W-27 | G-L3-A1930-9W-27 |  | A19 | General Purpose Replacement | E26 (Medium) | Omnidirectional | LED | 3 | 60 | 112 | 60.9 |  |  |  | 800 | 9 | 88.9 | No | 25000 | 2700 | 83 | 11 | 0.9 | -20 |  |  |  | Damp Location Rated,Not for Use in Enclosed Fixtures |  |  |  | 2014-11-10 | 2015-04-03 | United States, Canada | ES_1128524_G-L3-A1930-9W-27_04032015021000_1023786 | 2235828
Elong International USA Inc. | Green Watt | G-L3-A19D30-9W-2700 | G-L3-A19D30-9W-2700 |  | A19 | General Purpose Replacement | E26 (Medium) | Omnidirectional | LED | 3 | 60 | 112.3 | 60.9 |  |  |  | 800 | 9.8 | 81.6 | No | 25000 | 2700 | 81 | 5 | 0.9 | -20 | Dimmable | 10% |  | Damp Location Rated,Not for Use in Enclosed Fixtures |  |  |  | 2014-11-10 | 2014-11-10 | United States | ES_1128524_G-L3-A19D30-9W-2700_11102014034440_1023711 | 2224560
Elong International USA Inc. | Green Watt | G-L4-A19D30-6W-27 | G-L4-A19D30-6W-27 |  | A19 | General Purpose Replacement | E26 (Medium) | Omnidirectional | LED | 3 | 40 | 110.3 | 63.6 |  |  |  | 470 | 6 | 78.3 | No | 25000 | 2700 | 83 | 13 | 0.8 | -20 | Dimmable | 10% |  | Damp Location Rated,Not for Use in Enclosed Fixtures |  |  |  | 2014-11-10 | 2015-07-21 | United States, Canada | ES_1128524_G-L4-A19D30-6W-27_07232015062220_1023860 | 2244407
Elong International USA Inc. | Green Watt | G-L4-A19D30-6W-50 | G-L4-A19D30-6W-50 |  | A19 | General Purpose Replacement | E26 (Medium) | Omnidirectional | LED | 3 | 40 | 110.3 | 63.6 |  |  |  | 470 | 6 | 78.3 | No | 25000 | 5000 | 83 | 12 | 0.8 | -20 | Dimmable | 10% |  | Damp Location Rated,Not for Use in Enclosed Fixtures |  |  |  | 2014-11-10 | 2015-08-28 | United States, Canada | ES_1128524_G-L4-A19D30-6W-50_08282015035840_1023879 | 2246726
Elong International USA Inc. | Green Watt | G-L4-A19D30-9W-27 | G-L4-A19D30-9W-27 |  | A19 | General Purpose Replacement | E26 (Medium) | Omnidirectional | LED | 3 | 60 | 112.3 | 60.9 |  |  |  | 800 | 9.8 | 81.6 | No | 25000 | 2700 | 81 | 5 | 0.9 | -20 | Dimmable | 10% |  | Damp Location Rated,Not for Use in Enclosed Fixtures |  |  |  | 2014-11-10 | 2015-07-09 | United States, Canada | ES_1128524_G-L4-A19D30-9W-27_07092015114551_1023850 | 2242943
Elong International USA Inc. | Green Watt | G-L4-A19D30-9W-50 | G-L4-A19D30-9W-50 |  | A19 | General Purpose Replacement | E26 (Medium) | Omnidirectional | LED | 3 | 60 | 110 | 63.6 |  |  |  | 800 | 9 | 88.9 | No | 25000 | 5000 | 83 | 11 | 0.9 | -20 | Dimmable | 10% |  | Damp Location Rated,Not for Use in Enclosed Fixtures |  |  |  | 2014-11-10 | 2015-09-22 | United States, Canada | ES_1128524_G-L4-A19D30-9W-50_09232015041550_1023902 | 2248359
Elong International USA Inc. | Green Watt | G-L4-A19D30C-9W-27-GU24 | G-L4-A19D30C-9W-27-GU24 |  | A19 | General Purpose Replacement | GU24 | Omnidirectional | LED | 3 | 60 | 111.9 | 63.4 |  |  |  | 800 | 9 | 88.9 | No | 25000 | 2700 | 82 | 8 | 0.9 | -20 | Dimmable | 10% |  | Damp Location Rated,Not for Use in Enclosed Fixtures |  |  |  | 2015-05-25 | 2015-08-28 | United States, Canada | ES_1128524_G-L4-A19D30C-9W-27-GU24_08282015041000_1023879 | 2246727
Elong International USA Inc. | Green Watt | G-L4-A19D30C-9W-50-GU24 | G-L4-A19D30C-9W-50-GU24 |  | A19 | General Purpose Replacement | GU24 | Omnidirectional | LED | 3 | 60 | 111.9 | 63.4 |  |  |  | 800 | 9 | 88.9 | No | 25000 | 5000 | 85 | 18 | 0.9 | -20 | Dimmable | 10% |  | Damp Location Rated,Not for Use in Enclosed Fixtures |  |  |  | 2015-06-10 | 2015-08-28 | United States, Canada | ES_1128524_G-L4-A19D30C-9W-50-GU24_08282015042220_1023879 | 2246728
Elong International USA Inc. | GREENWATT | LED BR LAMP | G-L4-BR30D-11W-27K |  | BR30 | Reflector (Flood/Spot) | E26 (Medium) | Directional | LED | 3 | 65 | 130 | 94.8 |  |  |  | 850 | 11 | 77.3 | No | 25000 | 2700 | 83 | 13 | 1 | -20 | Dimmable | 10% | No | Damp Location Rated | No |  |  | 2016-07-15 | 2016-07-12 | United States, Canada | ES_1128524_G-L4-BR30D-11W-27K_07122016160302_3019400 | 2272549
Elong International USA Inc. | GREENWATT | LED GLOBE LAMP | G-L2-G25D-6W-27K |  | G25 | Globe | E26 (Medium) | Decorative | LED | 3 | 40 | 121.4 | 80 |  |  |  | 450 | 6 | 75 | No | 25000 | 2700 | 83 | 11 | 0.9 | -20 | Dimmable | 10% | No | Damp Location Rated,Not for Use in Recessed Fixtures | No |  |  | 2016-10-20 | 2016-10-20 | United States, Canada | ES_1128524_G-L2-G25D-6W-27K_10202016183001_2348993 | 2282823
Elong International USA Inc. | V-Choice | VC-SP-14W-27-1 | VC-SP-14W-27-1 |  | CFL Bare Spiral | General Purpose Replacement | E26 (Medium) | Omnidirectional | CFL | 11 | 60 | 102.9 | 45.3 |  | 1.8 |  | 900 | 14.2 | 63.4 | No | 12000 | 2700 | 81 | -21 | 0.6 | -15 |  |  |  | Not for Use in Enclosed Fixtures |  |  |  | 2014-08-19 | 2015-05-11 | United States, Canada | ES_1128524_VC-SP-14W-27-1_05112015065110_1023807 | 2239129
Elong International USA Inc. | V-Choice | VC-SP-19W-27-1 | VC-SP-19W-27-1 |  | CFL Bare Spiral | General Purpose Replacement | E26 (Medium) | Omnidirectional | CFL | 2 | 75 | 103.5 | 56.6 |  | 2 |  | 1260 | 19.2 | 65.6 | No | 10000 | 2700 | 81 | -22 | 0.6 | -15 |  |  |  | Not for Use in Enclosed Fixtures |  |  |  | 2014-08-19 | 2015-05-12 | United States, Canada | ES_1128524_VC-SP-19W-27-1_05122015015000_1023808 | 2239186
Elong International USA Inc. | V-Choice | VC-SP-23W-50-1 | VC-SP-23W-50-1 |  | CFL Bare Spiral | General Purpose Replacement | E26 (Medium) | Omnidirectional | CFL | 9 | 100 | 112.8 | 59.9 |  | 2 |  | 1600 | 23.2 | 69 | No | 10000 | 5000 | 82 | 36 | 0.6 | -15 |  |  |  | Not for Use in Enclosed Fixtures |  |  |  | 2014-08-19 | 2015-05-11 | United States, Canada | ES_1128524_VC-SP-23W-50-1_05112015064330_1023807 | 2239128
Emergy, LLC | Emergy | 10W A19 3000K | EA19-10-3 |  | A19 | General Purpose Replacement | E26 (Medium) | Omnidirectional | LED | 5 | 60 | 112 | 60 |  |  |  | 800 | 10.5 | 76.9 | No | 25000 | 3000 | 81 | 3 | 0.9 | -20 | Dimmable | 10% |  | None |  |  |  | 2015-08-01 | 2015-07-31 | United States | ES_1131959_EA19-10-3_08052015133533_9467175 | 2245086
Emergy, LLC | Emergy | 15W BR30 3000K | EBR30-15-3 |  | BR30 | Reflector (Flood/Spot) | E26 (Medium) | Directional | LED | 5 | 75 | 134.6 | 96.5 |  |  | 102 | 1050 | 15 | 70 | No | 30000 | 3000 | 83 | 18 | 1 | -20 | Dimmable | 10% |  | None |  |  |  | 2015-08-01 | 2015-07-31 | United States | ES_1131959_EBR30-15-3_08052015135256_4747594 | 2245115
Emergy, LLC | Emergy | 16W 60 degree PAR38 | EPAR38-16-3 |  | PAR38 | Reflector (Flood/Spot) | E26 (Medium) | Directional | LED | 5 | 90 | 129.5 | 121.9 | 1287 |  | 60 |  | 16 | 65.6 | No | 30000 | 3000 | 87 | 32 | 1 | -20 | Dimmable | 10% |  | None |  |  |  | 2015-08-01 | 2015-07-31 | United States | ES_1131959_EPAR38-16-3_08052015135320_8847633 | 2245113
Emergy, LLC | Emergy | 16W BR40 3000K | EBR40-16-3 |  | BR40 | Reflector (Flood/Spot) | E26 (Medium) | Directional | LED | 5 | 90 | 162.6 | 129.5 |  |  |  | 1300 | 16 | 81 | No | 30000 | 3000 | 83 | 19 | 1 | -20 | Dimmable | 10% |  | None |  |  |  | 2015-08-01 | 2015-07-31 | United States | ES_1131959_EBR40-16-3_08052015135310_2840544 | 2245114
Emergy, LLC | Emergy | 7W A19 3000K | EA19-7-3 |  | A19 | General Purpose Replacement | E26 (Medium) | Omnidirectional | LED | 5 | 40 | 112 | 60 |  |  |  | 450 | 7 | 64.3 | No | 25000 | 3000 | 85 | 16 | 0.9 | -20 | Dimmable | 10% |  | None |  |  |  | 2015-08-01 | 2015-07-31 | United States | ES_1131959_EA19-7-3_08052015133243_7478555 | 2245087
Emergy, LLC | Emergy | 8W BR20 3000K | EBR20-8-3 |  | R20 | Reflector (Flood/Spot) | E26 (Medium) | Directional | LED | 5 | 50 | 99 | 64 |  |  | 101 | 500 | 8 | 62.5 | No | 30000 | 3000 | 85 | 21 | 1 | -20 | Dimmable | 10% |  | None |  |  |  | 2015-08-01 | 2015-07-31 | United States | ES_1131959_EBR20-8-3_08052015135246_1465790 | 2245116
Emergy, LLC | Emergy | 8W G25 2700K | EG25-8-27 |  | G25 | Globe | E26 (Medium) | Decorative | LED | 5 | 60 | 117 | 79 |  |  |  | 550 | 8.5 | 64.4 | No | 40000 | 2700 | 81 | 7 | 0.8 | -20 | Dimmable | 10% |  | None |  |  |  | 2015-08-10 | 2015-08-07 | United States | ES_1131959_EG25-8-27_08142015163645_2268365 | 2246300
Emergy, LLC | Emergy | G4 13W BR40 3000K | EBR40-13-3 |  | BR40 | Reflector (Flood/Spot) | E26 (Medium) | Directional | LED | 5 | 75 | 157 | 124 |  |  | 110 | 940 | 13 | 72.3 | No | 25000 | 3000 | 83 | 8 | 0.9 | -20 | Dimmable | 10% |  | None |  |  |  | 2015-12-20 | 2015-12-22 | United States | ES_1131959_EBR40-13-3_12312015123346_2547485 | 2255713
Emergy, LLC | Emergy | G4 5W CANDLE 3000K | ECAN-5-3 |  | Decorative Candle: Other | Decorative | E12 (Candelabra) | Decorative | LED | 5 | 40 | 110 | 37.5 |  |  |  | 325 | 5.3 | 61.3 | No | 25000 | 3000 | 82 | 7 | 0.9 | -20 | Dimmable | 10% |  | None |  |  |  | 2015-12-20 | 2015-12-22 | United States | ES_1131959_ECAN-5-3_12312015124029_8862296 | 2255730
Emergy, LLC | Emergy | G4 9W BR30 3000K | EBR30-9-3 |  | BR30 | Reflector (Flood/Spot) | E26 (Medium) | Directional | LED | 5 | 65 | 133 | 95 |  |  | 110 | 650 | 9 | 72.2 | No | 25000 | 3000 | 83 | 11 | 0.9 | -20 | Dimmable | 10% |  | None |  |  |  | 2015-12-20 | 2015-12-22 | United States | ES_1131959_EBR30-9-3_12312015123335_5355844 | 2255714
Energetic Lighting Inc. | ANAHEIM | LED Bulb | ELY09D-EOAW-VB |  | A19 | General Purpose Replacement | E26 (Medium) | Omnidirectional | LED | 5 | 60 | 112 | 60 |  |  |  | 800 | 8.7 | 92 | No | 25000 | 2700 | 81 | 5 | 0.9 | -20 | Dimmable | 10% |  | None |  |  |  | 2014-05-01 | 2015-03-18 | United States, Canada | ES_32673_ELY09D-EOAW-VB_03272015163219_1306084 | 2235295
Energetic Lighting Inc. | Energetic | BR30 | E3B310D-827-VB |  | BR30 | Reflector (Flood/Spot) | E26 (Medium) | Directional | LED | 5 | 65 | 127 | 95 |  |  |  | 650 | 10 | 65 | No | 25000 | 2700 | 81 | 6 | 0.9 | -20 | Dimmable | 10% |  | None |  |  |  | 2014-03-01 | 2015-05-14 | United States, Canada | ES_32673_E3B310D-827-VB_05152015144616_7945961 | 2239525
Energetic Lighting Inc. | Energetic | BR30 | E3B310D-830-VB |  | BR30 | Reflector (Flood/Spot) | E26 (Medium) | Directional | LED | 5 | 65 | 127 | 95 |  |  |  | 650 | 10 | 65 | No | 25000 | 3000 | 82 | 6 | 0.9 | -20 | Dimmable | 10% |  | None |  |  |  | 2014-03-01 | 2015-05-14 | United States, Canada | ES_32673_E3B310D-830-VB_05152015144616_6269707 | 2239526
Energetic Lighting Inc. | Energetic | BR30 | L3B310D-827-VB |  | BR30 | Reflector (Flood/Spot) | E26 (Medium) | Directional | LED | 5 | 65 | 127 | 95 |  |  | 120 | 650 | 10 | 65 | No | 25000 | 2700 | 81 | 5 | 0.9 | -20 | Dimmable | 10% |  | None |  |  |  | 2014-03-01 | 2015-05-14 | United States, Canada | ES_32673_L3B310D-827-VB_05152015144909_4142034 | 2239527
Energetic Lighting Inc. | Energetic | BR30 | L3B310D-830-VB |  | BR30 | Reflector (Flood/Spot) | E26 (Medium) | Directional | LED | 5 | 65 | 127 | 95 |  |  | 119 | 650 | 10 | 65 | No | 25000 | 3000 | 82 | 6 | 0.9 | -20 | Dimmable | 10% |  | None |  |  |  | 2014-03-01 | 2015-05-14 | United States, Canada | ES_32673_L3B310D-830-VB_05152015144909_9391192 | 2239528
Energetic Lighting Inc. | Energetic | BR30 CFL | E152-15RW |  | BR30 | Reflector (Flood/Spot) | E26 (Medium) | Directional | CFL | 2 | 65 | 136.5 | 94.5 |  | 2.5 |  | 750 | 15 | 50 | No | 10000 | 2700 | 83 | -4 | 0.6 | -15 |  |  |  | Damp Location Rated,Enclosed Fixtures,Wet Location Rated,Recessed Fixtures |  |  |  | 2014-10-25 | 2014-10-28 | United States, Canada | ES_32673_E152-15RW_10282014155620_5920163 | 2224399
Energetic Lighting Inc. | Energetic | BR40 | E3B414D-827 |  | BR40 | Reflector (Flood/Spot) | E26 (Medium) | Directional | LED | 3 | 85 | 162 | 121 |  |  | 121 | 1100 | 14 | 78.6 | No | 25000 | 2700 | 83 | 13 | 0.9 | -20 | Dimmable | 10% |  | None |  |  |  | 2015-06-10 | 2015-06-10 | United States, Canada | ES_32673_E3B414D-827_06222015154733_7955339 | 2241929
Energetic Lighting Inc. | Energetic | BR40 | E3B414D-830 |  | BR40 | Reflector (Flood/Spot) | E26 (Medium) | Directional | LED | 3 | 85 | 162 | 121 |  |  | 122 | 1100 | 14 | 78.6 | No | 25000 | 3000 | 83 | 8 | 0.9 | -20 | Dimmable | 10% |  | None |  |  |  | 2015-06-10 | 2015-06-10 | United States, Canada | ES_32673_E3B414D-830_06222015154733_6592444 | 2241930
Energetic Lighting Inc. | Energetic | BR40 | L3B414D-827 |  | BR40 | Reflector (Flood/Spot) | E26 (Medium) | Directional | LED | 3 | 85 | 162 | 121 |  |  | 122 | 1100 | 14 | 78.6 | No | 25000 | 2700 | 83 | 13 | 0.9 | -20 | Dimmable | 10% |  | None |  |  |  | 2015-06-10 | 2015-06-10 | United States, Canada | ES_32673_L3B414D-827_06222015154913_1804173 | 2241931
Energetic Lighting Inc. | Energetic | BR40 | L3B414D-830 |  | BR40 | Reflector (Flood/Spot) | E26 (Medium) | Directional | LED | 3 | 85 | 162 | 121 |  |  | 122 | 1100 | 14 | 78.6 | No | 25000 | 3000 | 83 | 8 | 0.9 | -20 | Dimmable | 10% |  | None |  |  |  | 2015-06-10 | 2015-06-10 | United States, Canada | ES_32673_L3B414D-830_06222015154913_5852297 | 2241932
Energetic Lighting Inc. | Energetic | Compact Fluorescent Lamp | E117-15GW-B1 |  | CFL Globe | Globe | E26 (Medium) | Decorative | CFL | 2 | 100 | 110 | 80 |  | 2 |  | 800 | 15.4 | 53.9 | No | 10000 | 2700 | 83 | -14 | 0.6 | -15 |  |  |  | None |  |  |  | 2014-10-03 | 2014-10-24 | United States | ES_32673_E117-15GW-B1_10242014165154_9974217 | 2223741
Energetic Lighting Inc. | Energetic | Compact Fluorescent Lamp | E151M-23SW-B1 |  | CFL Bare Spiral | General Purpose Replacement | E26 (Medium) | Omnidirectional | CFL | 2 | 100 | 132 | 60 |  | 1.5 |  | 1600 | 23.4 | 69.6 | No | 10000 | 2700 | 82 | -7 | 0.6 | -15 |  |  |  | None |  |  |  | 2014-09-30 | 2014-09-29 | United States | ES_32673_E151M-23SW-B1_10012014163552_1655068 | 2221084
Energetic Lighting Inc. | Energetic | Compact Fluorescent Lamp | E151X-19SW-B1 |  | CFL Bare Spiral | General Purpose Replacement | E26 (Medium) | Omnidirectional | CFL | 2 | 75 | 121 | 60 |  | 2 |  | 1250 | 19 | 65.8 | No | 10000 | 2700 | 83 | -7 | 0.5 | -15 |  |  |  | Not for Use in Recessed Fixtures |  |  |  | 2014-09-30 | 2014-09-29 | United States | ES_32673_E151X-19SW-B1_10012014163603_8993783 | 2221083
Energetic Lighting Inc. | Energetic | Compact Fluorescent Lamp | E511-13SW | ,,E511-13SW-B6; ,E511-13SW,E511-13SW-VB10; ,E511-13SW,E511-13SW-VB2 | CFL Bare Spiral | General Purpose Replacement | E26 (Medium) | Omnidirectional | CFL | 2 | 60 | 115 | 46 |  | 2 |  | 825 | 13.7 | 63.5 | No | 10000 | 2700 | 83 | -7 | 0.6 | -15 |  |  |  | Not for Use in Recessed Fixtures,Not for Use in Enclosed Fixtures |  |  |  | 2014-10-30 | 2014-11-04 | United States | ES_32673_E511-13SW_11052014101510_2138581 | 2224367
Energetic Lighting Inc. | Energetic | Compact Fluorescent Lamp | E511-13SW |  | CFL Bare Spiral | General Purpose Replacement | E26 (Medium) | Omnidirectional | CFL | 2 | 60 | 115 | 46 |  | 2 |  | 825 | 13 | 63.5 | No | 10000 | 2700 | 83 | -7 | 0.6 | -15 |  |  |  | Not for Use in Recessed Fixtures |  |  |  | 2014-09-30 | 2014-09-30 | United States | ES_32673_E511-13SW_10012014163755_9585540 | 2221068
Energetic Lighting Inc. | Energetic | Compact Fluorescent Lamp | E518-7CW-B1 |  | CFL Candle | Decorative | E12 (Candelabra) | Decorative | CFL | 2 | 40 | 105 | 40 |  | 2 |  | 350 | 7.2 | 50 | No | 10000 | 2700 | 81 | -5 | 0.6 | -15 |  |  |  | None |  |  |  | 2014-10-03 | 2014-10-24 | United States | ES_32673_E518-7CW-B1_10242014165223_1777371 | 2223736
Energetic Lighting Inc. | Energetic | Compact Fluorescent Lamp | E518-9CW-B1 |  | CFL Candle | Decorative | E12 (Candelabra) | Decorative | CFL | 2 | 40 | 105 | 40 |  | 2 |  | 450 | 9.5 | 50 | No | 10000 | 2700 | 82 | -8 | 0.6 | -15 |  |  |  | None |  |  |  | 2014-10-03 | 2014-10-24 | United States | ES_32673_E518-9CW-B1_10242014165217_2518163 | 2223737
Energetic Lighting Inc. | Energetic | GU24 CFL | E151AGU-23SW-B1 |  | CFL Bare Spiral | General Purpose Replacement | GU24 | Omnidirectional | CFL | 2 | 100 | 113.2 | 60.1 |  | 2.5 |  | 1600 | 23 | 69.6 | No | 10000 | 2700 | 82 | -8 | 0.6 | -15 |  |  |  | Damp Location Rated,Not for Use in Recessed Fixtures,Not for Use in Enclosed Fixtures |  |  |  | 2014-12-10 | 2014-12-09 | United States, Canada | ES_32673_E151AGU-23SW-B1_12092014112122_2346372 | 2229488
Energetic Lighting Inc. | Energetic | LED BR LAMP | ELY12D-BRW-VB |  | BR30 | Reflector (Flood/Spot) | E26 (Medium) | Directional | LED | 3 | 65 | 127 | 95 |  |  |  | 800 | 12.5 | 68 | No | 25000 | 3000 | 83 | 19 | 0.9 | -20 | Dimmable | 10% |  | None |  |  |  | 2014-01-01 | 2014-10-24 | United States, Canada | ES_32673_ELY12D-BRW-VB_10242014164643_2805644 | 2223596
Energetic Lighting Inc. | Energetic | LED BR LAMP | ELY17D-BRW-VB |  | BR40 | Reflector (Flood/Spot) | E26 (Medium) | Directional | LED | 3 | 85 | 162 | 128 | 608 |  |  | 1100 | 17.5 | 62.8 | No | 25000 | 3000 | 82 | 17 | 1 | -20 | Dimmable | 10% |  | None |  |  |  | 2014-01-01 | 2014-10-31 | United States, Canada | ES_32673_ELY17D-BRW-VB_10312014154818_7768369 | 2224046
Energetic Lighting Inc. | Energetic | LED BR LAMP | ELY12D-2BRS9-VB |  | BR30 | Reflector (Flood/Spot) | E26 (Medium) | Directional | LED | 5 | 65 | 126 | 95 | 258 |  |  | 715 | 12 | 59.6 | No | 25000 | 3000 | 94 | 74 | 0.9 | -20 | Dimmable | 10% |  | None |  |  |  | 2014-06-01 | 2014-10-16 | United States, Canada | ES_32673_ELY12D-2BRS9-VB_10222014133900_7721773 | 2223101
Energetic Lighting Inc. | Energetic | LED BR LAMP | ELY12D-2BRS-VB |  | BR30 | Reflector (Flood/Spot) | E26 (Medium) | Directional | LED | 3 | 65 | 126 | 95 |  |  | 120 | 750 | 12 | 62.5 | No | 25000 | 3000 | 82 | 16 | 0.9 | -20 | Dimmable | 10% |  | Damp Location Rated |  |  |  | 2014-03-01 | 2014-05-23 | United States, Canada | ES_32673_ELY12D-2BRS-VB_06052014152928_8054216 | 2212455
Energetic Lighting Inc. | Energetic | LED BR LAMP | ELY12D-2BRW9-VB |  | BR30 | Reflector (Flood/Spot) | E26 (Medium) | Directional | LED | 5 | 65 | 126 | 95 | 242 |  |  | 715 | 12 | 59.6 | No | 25000 | 2700 | 92 | 61 | 0.9 | -20 | Dimmable | 10% |  | None |  |  |  | 2014-06-01 | 2014-10-16 | United States, Canada | ES_32673_ELY12D-2BRW9-VB_10222014133900_2110133 | 2223100
Energetic Lighting Inc. | Energetic | LED BR LAMP | ELY12D-2BRW-VB |  | BR30 | Reflector (Flood/Spot) | E26 (Medium) | Directional | LED | 3 | 65 | 126 | 95 |  |  | 120 | 750 | 12 | 62.5 | No | 25000 | 2700 | 81 | 10 | 0.9 | -20 | Dimmable | 10% |  | Damp Location Rated |  |  |  | 2014-03-01 | 2014-05-23 | United States, Canada | ES_32673_ELY12D-2BRW-VB_06052014152928_2823464 | 2212454
Energetic Lighting Inc. | Energetic | LED BR LAMP | ELY17D-2BRS9-VB |  | BR40 | Reflector (Flood/Spot) | E26 (Medium) | Directional | LED | 5 | 85 | 160 | 121 | 381 |  |  | 1065 | 17.5 | 60.9 | No | 25000 | 3000 | 95 | 75 | 1 | -20 | Dimmable | 10% |  | None |  |  |  | 2014-06-01 | 2014-10-07 | United States, Canada | ES_32673_ELY17D-2BRS9-VB_10092014142553_5371733 | 2222004
Energetic Lighting Inc. | Energetic | LED BR LAMP | ELY17D-2BRS-VB |  | BR40 | Reflector (Flood/Spot) | E26 (Medium) | Directional | LED | 3 | 85 | 160 | 121 |  |  | 120 | 1100 | 17.5 | 62.9 | No | 25000 | 3000 | 82 | 17 | 0.9 | -20 | Dimmable | 10% |  | Damp Location Rated |  |  |  | 2014-03-01 | 2014-05-23 | United States, Canada | ES_32673_ELY17D-2BRS-VB_06052014152944_9284142 | 2212453
Energetic Lighting Inc. | Energetic | LED BR LAMP | ELY17D-2BRW9-VB |  | BR40 | Reflector (Flood/Spot) | E26 (Medium) | Directional | LED | 5 | 85 | 160 | 121 | 347 |  |  | 1065 | 17.5 | 60.9 | No | 25000 | 2700 | 93 | 62 | 0.9 | -20 | Dimmable | 10% |  | None |  |  |  | 2014-06-01 | 2014-10-07 | United States, Canada | ES_32673_ELY17D-2BRW9-VB_10092014142553_7731759 | 2222003
Energetic Lighting Inc. | Energetic | LED BR LAMP | ELY17D-2BRW-VB |  | BR40 | Reflector (Flood/Spot) | E26 (Medium) | Directional | LED | 3 | 85 | 160 | 121 |  |  | 120 | 1100 | 17.5 | 62.9 | No | 25000 | 2700 | 82 | 11 | 0.9 | -20 | Dimmable | 10% |  | Damp Location Rated |  |  |  | 2014-03-01 | 2014-05-23 | United States, Canada | ES_32673_ELY17D-2BRW-VB_06052014152944_4870152 | 2212452
Energetic Lighting Inc. | Energetic | LED BR LAMP | ELYL12D-2BRW-VB |  | BR30 | Reflector (Flood/Spot) | E26 (Medium) | Directional | LED | 3 | 65 | 126 | 95 |  |  | 110 | 650 | 12 | 54.2 | No | 25000 | 2700 | 82 | 9 | 0.9 | -20 | Dimmable | 10% |  | Damp Location Rated |  |  |  | 2014-03-01 | 2014-05-23 | United States | ES_32673_ELYL12D-2BRW-VB_06052014152905_9880334 | 2212457
Energetic Lighting Inc. | Energetic | LED BR LAMP | ELYL17D-2BRW-VB |  | BR40 | Reflector (Flood/Spot) | E26 (Medium) | Directional | LED | 3 | 85 | 160 | 121 |  |  | 110 | 1100 | 17.5 | 62.9 | No | 25000 | 2700 | 82 | 12 | 0.9 | -20 | Dimmable | 10% |  | Damp Location Rated |  |  |  | 2014-03-01 | 2014-05-23 | United States | ES_32673_ELYL17D-2BRW-VB_06052014152917_4271188 | 2212456
Energetic Lighting Inc. | Energetic | LED Bulb | E1TA06D-827-VB |  | A19 | General Purpose Replacement | E26 (Medium) | Omnidirectional | LED | 5 | 40 | 110 | 60 |  |  |  | 450 | 6 | 75 | No | 25000 | 2700 | 83 | 14 | 0.8 | -20 | Dimmable | 10% |  | None |  |  |  | 2015-06-15 | 2015-06-16 | United States, Canada | ES_32673_E1TA06D-827-VB_06232015065226_2431095 | 2242032
Energetic Lighting Inc. | Energetic | LED Bulb | E1TA06D-830-VB |  | A19 | General Purpose Replacement | E26 (Medium) | Omnidirectional | LED | 5 | 40 | 110 | 60 |  |  |  | 450 | 6 | 75 | No | 25000 | 3000 | 83 | 11 | 0.8 | -20 | Dimmable | 10% |  | None |  |  |  | 2015-06-15 | 2015-06-16 | United States, Canada | ES_32673_E1TA06D-830-VB_06232015065226_2588777 | 2242033
Energetic Lighting Inc. | Energetic | LED Bulb | E1TA10D-827-VB |  | A19 | General Purpose Replacement | E26 (Medium) | Omnidirectional | LED | 5 | 60 | 110 | 60 |  |  |  | 800 | 9 | 88.9 | No | 25000 | 2700 | 83 | 14 | 0.9 | -20 | Dimmable | 10% |  | None |  |  |  | 2015-06-15 | 2015-06-16 | United States, Canada | ES_32673_E1TA10D-827-VB_06232015065247_9529361 | 2242037
Energetic Lighting Inc. | Energetic | LED Bulb | E1TA10D-830-VB |  | A19 | General Purpose Replacement | E26 (Medium) | Omnidirectional | LED | 5 | 60 | 110 | 60 |  |  |  | 800 | 9 | 88.9 | No | 25000 | 3000 | 83 | 10 | 0.9 | -20 | Dimmable | 10% |  | None |  |  |  | 2015-06-15 | 2015-06-16 | United States, Canada | ES_32673_E1TA10D-830-VB_06232015065247_8816363 | 2242038
Energetic Lighting Inc. | Energetic | LED Bulb | E3OA09D-827-VB |  | A19 | General Purpose Replacement | E26 (Medium) | Omnidirectional | LED | 5 | 60 | 110 | 60 |  |  |  | 800 | 8.5 | 94.1 | No | 25000 | 2700 | 81 | 8 | 0.9 | -20 | Dimmable | 10% |  | None |  |  |  | 2015-08-20 | 2015-08-26 | United States, Canada | ES_32673_E3OA09D-827-VB_09012015090230_2684110 | 2246844
Energetic Lighting Inc. | Energetic | LED Bulb | E3OA09D-830-VB |  | A19 | General Purpose Replacement | E26 (Medium) | Omnidirectional | LED | 5 | 60 | 110 | 60 |  |  |  | 800 | 8.5 | 94.1 | No | 25000 | 3000 | 82 | 6 | 0.9 | -20 | Dimmable | 10% |  | None |  |  |  | 2015-08-20 | 2015-08-26 | United States, Canada | ES_32673_E3OA09D-830-VB_09012015090230_9264902 | 2246845
Globe Electric Inc. | Globe | T2 S 23W | 68704 |  | CFL Bare Spiral | General Purpose Replacement | E26 (Medium) | Omnidirectional | CFL | 11 | 100 | 117.1 | 60.4 |  | 2.5 |  | 1600 | 23 | 69.6 | No | 12000 | 2700 | 80 | -7 | 0.6 | -10 |  |  |  | None |  |  |  | 2014-09-18 | 2014-09-30 | Canada | ES_1060963_68704_09302014123452_70011241 | 2220754
Energetic Lighting Inc. | Energetic | LED Bulb | E3OA09D-840-VB |  | A19 | General Purpose Replacement | E26 (Medium) | Omnidirectional | LED | 5 | 60 | 110 | 60 |  |  |  | 800 | 8.5 | 94.1 | No | 25000 | 4000 | 85 | 21 | 0.9 | -20 | Dimmable | 10% |  | None |  |  |  | 2015-08-20 | 2015-08-26 | United States, Canada | ES_32673_E3OA09D-840-VB_09012015090230_7434175 | 2246846
Energetic Lighting Inc. | Energetic | LED Bulb | E3OA09D-850-VB |  | A19 | General Purpose Replacement | E26 (Medium) | Omnidirectional | LED | 5 | 60 | 110 | 60 |  |  |  | 800 | 8.5 | 94.1 | No | 25000 | 5000 | 83 | 10 | 0.9 | -20 | Dimmable | 10% |  | None |  |  |  | 2015-08-20 | 2015-08-26 | United States, Canada | ES_32673_E3OA09D-850-VB_09012015090230_9044634 | 2246847
Energetic Lighting Inc. | Energetic | LED Bulb | ELY06D-52OAS-VB |  | A19 | General Purpose Replacement | E26 (Medium) | Omnidirectional | LED | 5 | 40 | 112 | 60 |  |  |  | 450 | 6 | 75 | No | 25000 | 3000 | 84 | 21 | 0.9 | -20 | Dimmable | 10% |  | None |  |  |  | 2015-09-10 | 2015-09-21 | United States, Canada | ES_32673_ELY06D-52OAS-VB_09292015152856_4561931 | 2248613
Energetic Lighting Inc. | Energetic | LED Bulb | ELY06D-5OAN-VB |  | A19 | General Purpose Replacement | E26 (Medium) | Omnidirectional | LED | 5 | 40 | 112 | 60 |  |  |  | 450 | 6 | 75 | No | 25000 | 5000 | 84 | 22 | 0.9 | -20 | Dimmable | 10% |  | None |  |  |  | 2014-05-01 | 2014-07-22 | United States, Canada | ES_32673_ELY06D-5OAN-VB_07252014142528_5767839 | 2216378
Energetic Lighting Inc. | Energetic | LED Bulb | ELY06D-5OAW-VB |  | A19 | General Purpose Replacement | E26 (Medium) | Omnidirectional | LED | 5 | 40 | 112 | 60 |  |  |  | 450 | 6 | 75 | No | 25000 | 2700 | 81 | 7 | 0.9 | -20 | Dimmable | 10% |  | None |  |  |  | 2014-05-01 | 2014-07-22 | United States, Canada | ES_32673_ELY06D-5OAW-VB_07252014142528_1737827 | 2216377
Energetic Lighting Inc. | Energetic | LED Bulb | ELY06D-EOAC2-VB |  | A19 | General Purpose Replacement | E26 (Medium) | Omnidirectional | LED | 5 | 40 | 112 | 60 |  |  |  | 450 | 6 | 76.7 | No | 25000 | 4000 | 85 | 16 | 0.9 | -20 | Dimmable | 10% |  | None |  |  |  | 2014-06-01 | 2014-10-31 | United States, Canada | ES_32673_ELY06D-EOAC2-VB_10312014155057_7053333 | 2224119
Energetic Lighting Inc. | Energetic | LED Bulb | ELY06D-EOAC-VB |  | A19 | General Purpose Replacement | E26 (Medium) | Omnidirectional | LED | 3 | 40 | 112 | 60 |  |  |  | 450 | 6 | 75 | No | 25000 | 4000 | 85 | 22 | 0.9 | -20 | Dimmable | 10% |  | Damp Location Rated |  |  |  | 2014-05-01 | 2014-05-21 | United States, Canada | ES_32673_ELY06D-EOAC-VB_06052014152139_8081016 | 2212504
Energetic Lighting Inc. | Energetic | LED Bulb | ELY06D-EOAN2-VB |  | A19 | General Purpose Replacement | E26 (Medium) | Omnidirectional | LED | 5 | 40 | 112 | 60 |  |  |  | 450 | 6 | 76.7 | No | 25000 | 5000 | 85 | 16 | 0.9 | -20 | Dimmable | 10% |  | None |  |  |  | 2014-06-01 | 2014-10-31 | United States, Canada | ES_32673_ELY06D-EOAN2-VB_10312014155057_9472060 | 2224120
Energetic Lighting Inc. | Energetic | LED Bulb | ELY06D-EOAN-VB |  | A19 | General Purpose Replacement | E26 (Medium) | Omnidirectional | LED | 3 | 40 | 112 | 60 |  |  |  | 450 | 6 | 75 | No | 25000 | 5000 | 83 | 11 | 0.9 | -20 | Dimmable | 10% |  | Damp Location Rated |  |  |  | 2014-05-01 | 2014-05-21 | United States, Canada | ES_32673_ELY06D-EOAN-VB_06052014152139_2253494 | 2212505
Energetic Lighting Inc. | Energetic | LED Bulb | ELY06D-EOAS2-VB |  | A19 | General Purpose Replacement | E26 (Medium) | Omnidirectional | LED | 5 | 40 | 112 | 60 |  |  |  | 450 | 6 | 76.7 | No | 25000 | 3000 | 83 | 10 | 0.9 | -20 | Dimmable | 10% |  | None |  |  |  | 2014-06-01 | 2014-10-31 | United States, Canada | ES_32673_ELY06D-EOAS2-VB_10312014155057_3358128 | 2224118
Energetic Lighting Inc. | Energetic | LED Bulb | ELY06D-EOAS-VB |  | A19 | General Purpose Replacement | E26 (Medium) | Omnidirectional | LED | 3 | 40 | 112 | 60 |  |  |  | 450 | 6 | 75 | No | 25000 | 3000 | 81 | 6 | 0.9 | -20 | Dimmable | 10% |  | Damp Location Rated |  |  |  | 2014-05-01 | 2014-05-21 | United States, Canada | ES_32673_ELY06D-EOAS-VB_06052014152139_7663043 | 2212503
Energetic Lighting Inc. | Energetic | LED Bulb | ELY06D-EOAW2-VB |  | A19 | General Purpose Replacement | E26 (Medium) | Omnidirectional | LED | 5 | 40 | 112 | 60 |  |  |  | 450 | 6 | 76.7 | No | 25000 | 2700 | 82 | 5 | 0.9 | -20 | Dimmable | 10% |  | None |  |  |  | 2014-06-01 | 2014-10-31 | United States, Canada | ES_32673_ELY06D-EOAW2-VB_10312014155057_2593464 | 2224117
Energetic Lighting Inc. | Energetic | LED Bulb | ELY06D-EOAW-VB |  | A19 | General Purpose Replacement | E26 (Medium) | Omnidirectional | LED | 3 | 40 | 112 | 60 |  |  |  | 450 | 6 | 75 | No | 25000 | 2700 | 81 | 6 | 0.9 | -20 | Dimmable | 10% |  | Damp Location Rated |  |  |  | 2014-05-01 | 2014-05-21 | United States, Canada | ES_32673_ELY06D-EOAW-VB_06052014152139_7628143 | 2212502
Energetic Lighting Inc. | Energetic | LED Bulb | ELY07D-2OAN-VB |  | A19 | General Purpose Replacement | E26 (Medium) | Omnidirectional | LED | 3 | 40 | 110 | 60 |  |  |  | 450 | 7 | 64.3 | No | 25000 | 4000 | 85 | 24 | 1 | -20 | Dimmable | 10% |  | Not for Use in Enclosed Fixtures |  |  |  | 2013-04-01 | 2014-11-21 | United States, Canada | ES_32673_ELY07D-2OAN-VB_12032014175001_2463059 | 2226682
Energetic Lighting Inc. | Energetic | LED Bulb | ELY07D-2OAW-VB |  | A19 | General Purpose Replacement | E26 (Medium) | Omnidirectional | LED | 3 | 40 | 110 | 60 |  |  |  | 450 | 7 | 64.3 | No | 25000 | 3000 | 82 | 17 | 1 | -20 | Dimmable | 10% |  | Not for Use in Enclosed Fixtures |  |  |  | 2013-04-01 | 2014-11-21 | United States, Canada | ES_32673_ELY07D-2OAW-VB_12032014175001_8923344 | 2226681
Energetic Lighting Inc. | Energetic | LED Bulb | ELY07D-OAS9-VB |  | A19 | General Purpose Replacement | E26 (Medium) | Omnidirectional | LED | 5 | 40 | 111 | 61 |  |  |  | 450 | 7 | 64.3 | No | 25000 | 3000 | 94 | 73 | 0.9 | -20 | Dimmable | 10% |  | None |  |  |  | 2014-06-01 | 2014-10-07 | United States, Canada | ES_32673_ELY07D-OAS9-VB_10092014144806_2902131 | 2222039
Energetic Lighting Inc. | Energetic | LED Bulb | ELY08D-GSF-VB |  | G25 | Globe | E26 (Medium) | Decorative | LED | 5 | 60 | 114 | 80 |  |  |  | 500 | 8 | 62.5 | No | 25000 | 3000 | 82 | 14 | 0.9 | -20 | Dimmable | 10% |  | Damp Location Rated |  |  |  | 2014-05-01 | 2014-06-24 | United States, Canada | ES_32673_ELY08D-GSF-VB_07092014184605_6521143 | 2214887
Globe Electric Inc. | Globe | T2 S 23W | 68714 |  | CFL Bare Spiral | General Purpose Replacement | E26 (Medium) | Omnidirectional | CFL | 9 | 100 | 118.5 | 59.1 |  | 2.5 |  | 1600 | 23 | 69.6 | No | 10000 | 4100 | 82 | 25 | 0.6 | -10 |  |  |  | None |  |  |  | 2014-09-18 | 2014-09-30 | Canada | ES_1060963_68714_09302014123452_70011241 | 2220755
Energetic Lighting Inc. | Energetic | LED Bulb | ELY08D-GSF-VB |  | G25 | Globe | E26 (Medium) | Decorative | LED | 5 | 60 | 114 | 80 |  |  |  | 520 | 8 | 65 | No | 25000 | 3000 | 82 | 14 | 0.9 | -20 | Dimmable | 46.6% | No | Damp Location Rated | No |  |  | 2014-05-01 | 2016-10-14 | United States, Canada | ES_32673_ELY08D-GSF-VB_10212016145136_1075962 | 2282055
Energetic Lighting Inc. | Energetic | LED Bulb | ELY08D-GWF-VB |  | G25 | Globe | E26 (Medium) | Decorative | LED | 5 | 60 | 114 | 80 |  |  |  | 500 | 8 | 62.5 | No | 25000 | 2700 | 81 | 13 | 0.9 | -20 | Dimmable | 10% |  | Damp Location Rated |  |  |  | 2014-05-01 | 2014-06-24 | United States, Canada | ES_32673_ELY08D-GWF-VB_07092014184605_3892294 | 2214886
Energetic Lighting Inc. | Energetic | LED Bulb | ELY08D-GWF-VB |  | G25 | Globe | E26 (Medium) | Decorative | LED | 5 | 60 | 114 | 80 |  |  |  | 520 | 8 | 65 | No | 25000 | 2700 | 81 | 13 | 0.9 | -20 | Dimmable | 46.6% | No | Damp Location Rated | No |  |  | 2014-05-01 | 2016-10-14 | United States, Canada | ES_32673_ELY08D-GWF-VB_10212016145136_6343443 | 2282054
Energetic Lighting Inc. | Energetic | LED Bulb | ELY09D-5OAN-VB |  | A19 | General Purpose Replacement | E26 (Medium) | Omnidirectional | LED | 5 | 60 | 112 | 60 |  | 0 |  | 800 | 8.5 | 94.1 | No | 25000 | 5000 | 85 | 22 | 0.9 | -20 | Dimmable | 10% |  | None |  |  |  | 2014-05-01 | 2014-07-22 | United States, Canada | ES_32673_ELY09D-5OAN-VB_07252014142544_2666449 | 2216376
Energetic Lighting Inc. | Energetic | LED Bulb | ELY09D-5OAW-VB |  | A19 | General Purpose Replacement | E26 (Medium) | Omnidirectional | LED | 5 | 60 | 112 | 60 |  | 0 |  | 800 | 8.5 | 94.1 | No | 25000 | 2700 | 81 | 6 | 0.9 | -20 | Dimmable | 10% |  | None |  |  |  | 2014-05-01 | 2014-07-22 | United States, Canada | ES_32673_ELY09D-5OAW-VB_07252014142544_5697204 | 2216375
Energetic Lighting Inc. | Energetic | LED Bulb | ELY09D-EOAC2-VB |  | A19 | General Purpose Replacement | E26 (Medium) | Omnidirectional | LED | 5 | 60 | 112 | 60 |  |  |  | 800 | 8.5 | 94.1 | No | 25000 | 4000 | 86 | 21 | 0.9 | -20 | Dimmable | 10% |  | None |  |  |  | 2014-06-01 | 2014-10-31 | United States, Canada | ES_32673_ELY09D-EOAC2-VB_10312014155108_7269568 | 2224115
Energetic Lighting Inc. | Energetic | LED Bulb | ELY09D-EOAC-VB |  | A19 | General Purpose Replacement | E26 (Medium) | Omnidirectional | LED | 3 | 60 | 112 | 60 |  |  |  | 800 | 8.5 | 94.1 | No | 25000 | 4000 | 85 | 23 | 0.9 | -20 | Dimmable | 10% |  | Damp Location Rated |  |  |  | 2014-05-01 | 2014-05-21 | United States, Canada | ES_32673_ELY09D-EOAC-VB_06052014152153_9912948 | 2212500
Energetic Lighting Inc. | Energetic | LED Bulb | ELY09D-EOAN2-VB |  | A19 | General Purpose Replacement | E26 (Medium) | Omnidirectional | LED | 5 | 60 | 112 | 60 |  |  |  | 800 | 8.5 | 94.1 | No | 25000 | 5000 | 84 | 12 | 0.9 | -20 | Dimmable | 10% |  | None |  |  |  | 2014-06-01 | 2014-10-31 | United States, Canada | ES_32673_ELY09D-EOAN2-VB_10312014155108_1467000 | 2224116
Energetic Lighting Inc. | Energetic | LED Bulb | ELY09D-EOAN-VB |  | A19 | General Purpose Replacement | E26 (Medium) | Omnidirectional | LED | 3 | 60 | 112 | 60 |  |  |  | 800 | 8.5 | 94.1 | No | 25000 | 5000 | 83 | 11 | 0.9 | -20 | Dimmable | 10% |  | Damp Location Rated |  |  |  | 2014-05-01 | 2014-05-21 | United States, Canada | ES_32673_ELY09D-EOAN-VB_06052014152153_7703287 | 2212501
Energetic Lighting Inc. | Energetic | LED Bulb | ELY09D-EOAS2-VB |  | A19 | General Purpose Replacement | E26 (Medium) | Omnidirectional | LED | 5 | 60 | 112 | 60 |  |  |  | 800 | 8.5 | 94.1 | No | 25000 | 3000 | 84 | 12 | 0.9 | -20 | Dimmable | 10% |  | None |  |  |  | 2014-06-01 | 2014-10-31 | United States, Canada | ES_32673_ELY09D-EOAS2-VB_10312014155108_9274912 | 2224114
Energetic Lighting Inc. | Energetic | LED Bulb | ELY09D-EOAS-VB |  | A19 | General Purpose Replacement | E26 (Medium) | Omnidirectional | LED | 3 | 60 | 112 | 60 |  |  |  | 800 | 8.5 | 94.1 | No | 25000 | 3000 | 81 | 6 | 0.9 | -20 | Dimmable | 10% |  | Damp Location Rated |  |  |  | 2014-05-01 | 2014-05-21 | United States, Canada | ES_32673_ELY09D-EOAS-VB_06052014152153_9279710 | 2212499
Energetic Lighting Inc. | Energetic | LED Bulb | ELY09D-EOAW2-VB |  | A19 | General Purpose Replacement | E26 (Medium) | Omnidirectional | LED | 5 | 60 | 112 | 60 |  |  |  | 800 | 8.5 | 94.1 | No | 25000 | 2700 | 83 | 8 | 0.9 | -20 | Dimmable | 10% |  | None |  |  |  | 2014-06-01 | 2014-10-31 | United States, Canada | ES_32673_ELY09D-EOAW2-VB_10312014155108_2462116 | 2224113
Energetic Lighting Inc. | Energetic | LED Bulb | ELY09D-EOAW-VB |  | A19 | General Purpose Replacement | E26 (Medium) | Omnidirectional | LED | 3 | 60 | 112 | 60 |  |  |  | 800 | 8.5 | 94.1 | No | 25000 | 2700 | 81 | 5 | 0.9 | -20 | Dimmable | 10% |  | Damp Location Rated |  |  |  | 2014-05-01 | 2014-05-21 | United States, Canada | ES_32673_ELY09D-EOAW-VB_06052014152153_7977101 | 2212498
Energetic Lighting Inc. | Energetic | LED Bulb | ELY12D-OAN-VB |  | A19 | General Purpose Replacement | E26 (Medium) | Omnidirectional | LED | 3 | 60 | 110 | 60 |  |  |  | 800 | 12 | 66.7 | No | 25000 | 5000 | 84 | 18 | 0.9 | -20 | Dimmable | 10% |  | None |  |  |  | 2015-05-15 | 2015-05-19 | United States, Canada | ES_32673_ELY12D-OAN-VB_05202015134114_1933608 | 2240017
Energetic Lighting Inc. | Energetic | LED Bulb | ELY12D-OAS9-VB |  | A19 | General Purpose Replacement | E26 (Medium) | Omnidirectional | LED | 5 | 60 | 111 | 61 |  |  |  | 800 | 12 | 66.7 | No | 25000 | 3000 | 94 | 70 | 1 | -20 | Dimmable | 10% |  | None |  |  |  | 2014-06-01 | 2014-10-07 | United States, Canada | ES_32673_ELY12D-OAS9-VB_10092014144755_2758497 | 2222040
Energetic Lighting Inc. | Energetic | LED Bulb | ELY12D-OAW-B1 |  | A19 | General Purpose Replacement | E26 (Medium) | Omnidirectional | LED | 3 | 60 | 110 | 60 |  |  |  | 800 | 12 | 66.7 | No | 25000 | 3000 | 84 | 21 | 1 | -20 | Dimmable | 10% |  | None |  |  |  | 2015-05-15 | 2015-08-04 | United States, Canada | ES_32673_ELY12D-OAW-B1_08142015154656_4853586 | 2245767
Energetic Lighting Inc. | Energetic | LED Bulb | ELY12D-OAW-VB |  | A19 | General Purpose Replacement | E26 (Medium) | Omnidirectional | LED | 3 | 60 | 110 | 60 |  |  |  | 800 | 12 | 66.7 | No | 25000 | 2700 | 81 | 8 | 0.9 | -20 | Dimmable | 10% |  | None |  |  |  | 2015-05-15 | 2015-05-19 | United States, Canada | ES_32673_ELY12D-OAW-VB_05202015134114_1878307 | 2240016
Energetic Lighting Inc. | Energetic | LED Bulb | ELY13D-2EOAC-VB |  | A19 | General Purpose Replacement | E26 (Medium) | Omnidirectional | LED | 5 | 75 | 116 | 60 |  |  |  | 1100 | 12.5 | 88 | No | 25000 | 4000 | 86 | 24 | 0.9 | -20 | Dimmable | 10% |  | None |  |  |  | 2014-06-01 | 2014-11-12 | United States, Canada | ES_32673_ELY13D-2EOAC-VB_11122014170424_7609013 | 2225265
Energetic Lighting Inc. | Energetic | LED Bulb | ELY13D-2EOAN-VB |  | A19 | General Purpose Replacement | E26 (Medium) | Omnidirectional | LED | 5 | 75 | 116 | 60 |  |  |  | 1100 | 12.5 | 88 | No | 25000 | 5000 | 85 | 14 | 0.9 | -20 | Dimmable | 10% |  | None |  |  |  | 2014-06-01 | 2014-11-12 | United States, Canada | ES_32673_ELY13D-2EOAN-VB_11122014170424_5231233 | 2225266
Energetic Lighting Inc. | Energetic | LED Bulb | ELY13D-2EOAS-VB |  | A19 | General Purpose Replacement | E26 (Medium) | Omnidirectional | LED | 5 | 75 | 116 | 60 |  |  |  | 1100 | 12.5 | 88 | No | 25000 | 3000 | 84 | 14 | 0.9 | -20 | Dimmable | 10% |  | None |  |  |  | 2014-06-01 | 2014-11-12 | United States, Canada | ES_32673_ELY13D-2EOAS-VB_11122014170424_6429152 | 2225264
Energetic Lighting Inc. | Energetic | LED Bulb | ELY13D-2EOAW-VB |  | A19 | General Purpose Replacement | E26 (Medium) | Omnidirectional | LED | 5 | 75 | 116 | 60 |  |  |  | 1100 | 12.5 | 88 | No | 25000 | 2700 | 82 | 10 | 0.9 | -20 | Dimmable | 10% |  | None |  |  |  | 2014-06-01 | 2014-11-12 | United States, Canada | ES_32673_ELY13D-2EOAW-VB_11122014170424_7412766 | 2225263
Energetic Lighting Inc. | Energetic | LED Bulb | ELY17D-2OAN-VB |  | A19 | General Purpose Replacement | E26 (Medium) | Omnidirectional | LED | 3 | 75 | 110 | 60 |  |  |  | 1100 | 16 | 68.8 | No | 25000 | 4000 | 83 | 10 | 0.9 | -20 | Dimmable | 10% |  | None |  |  |  | 2013-04-01 | 2014-11-21 | United States, Canada | ES_32673_ELY17D-2OAN-VB_12032014175011_9104431 | 2226680
Energetic Lighting Inc. | Energetic | LED Bulb | ELY17D-2OAW-VB |  | A19 | General Purpose Replacement | E26 (Medium) | Omnidirectional | LED | 3 | 75 | 110 | 60 |  |  |  | 1100 | 16 | 68.8 | No | 25000 | 3000 | 81 | 16 | 0.9 | -20 | Dimmable | 10% |  | None |  |  |  | 2013-04-01 | 2014-11-21 | United States, Canada | ES_32673_ELY17D-2OAW-VB_12032014175011_6751116 | 2226679
Energetic Lighting Inc. | Energetic | LED Bulb | ELY18D-2EOAC-VB |  | A21 | General Purpose Replacement | E26 (Medium) | Omnidirectional | LED | 5 | 100 | 120 | 65 |  |  |  | 1600 | 17.5 | 91.4 | No | 25000 | 4000 | 83 | 14 | 0.9 | -20 | Dimmable | 10% |  | None |  |  |  | 2014-06-01 | 2014-11-12 | United States, Canada | ES_32673_ELY18D-2EOAC-VB_11122014170437_8803290 | 2225261
Energetic Lighting Inc. | Energetic | LED Bulb | ELY18D-2EOAN-VB |  | A21 | General Purpose Replacement | E26 (Medium) | Omnidirectional | LED | 5 | 100 | 120 | 65 |  |  |  | 1600 | 17.5 | 91.4 | No | 25000 | 5000 | 83 | 7 | 0.9 | -20 | Dimmable | 10% |  | None |  |  |  | 2014-06-01 | 2014-11-12 | United States, Canada | ES_32673_ELY18D-2EOAN-VB_11122014170437_5516421 | 2225262
Energetic Lighting Inc. | Energetic | LED Bulb | ELY18D-2EOAS-VB |  | A21 | General Purpose Replacement | E26 (Medium) | Omnidirectional | LED | 5 | 100 | 120 | 65 |  |  |  | 1600 | 17.5 | 91.4 | No | 25000 | 3000 | 83 | 9 | 0.9 | -20 | Dimmable | 10% |  | None |  |  |  | 2014-06-01 | 2014-11-12 | United States, Canada | ES_32673_ELY18D-2EOAS-VB_11122014170437_8537417 | 2225260
Energetic Lighting Inc. | Energetic | LED Bulb | ELY18D-2EOAW-VB |  | A21 | General Purpose Replacement | E26 (Medium) | Omnidirectional | LED | 5 | 100 | 120 | 65 |  |  |  | 1600 | 17.5 | 91.4 | No | 25000 | 2700 | 81 | 7 | 0.9 | -20 | Dimmable | 10% |  | None |  |  |  | 2014-06-01 | 2014-11-12 | United States, Canada | ES_32673_ELY18D-2EOAW-VB_11122014170437_8475125 | 2225259
Energetic Lighting Inc. | Energetic | LED Bulb | ELY23D-2OAN-VB |  | A19 | General Purpose Replacement | E26 (Medium) | Omnidirectional | LED | 3 | 100 | 110 | 60 |  |  |  | 1600 | 22.5 | 71.1 | No | 25000 | 4000 | 83 | 10 | 0.9 | -20 | Dimmable | 10% |  | None |  |  |  | 2013-04-01 | 2014-11-21 | United States, Canada | ES_32673_ELY23D-2OAN-VB_12032014175020_7528220 | 2226678
Energetic Lighting Inc. | Energetic | LED Bulb | ELY23D-2OAW-VB |  | A19 | General Purpose Replacement | E26 (Medium) | Omnidirectional | LED | 3 | 100 | 110 | 60 |  |  |  | 1600 | 22.5 | 71.1 | No | 25000 | 3000 | 82 | 16 | 0.9 | -20 | Dimmable | 10% |  | None |  |  |  | 2013-04-01 | 2014-11-21 | United States, Canada | ES_32673_ELY23D-2OAW-VB_12032014175020_2716320 | 2226677
Energetic Lighting Inc. | Energetic | LED C35 LAMP | ELY05D-CSCC1-VB | LED C35 LAMP,ELY05D-CSCC-VB,; LED C35 LAMP,ELY05D-CSCE-VB, | Decorative Candle: Other | Decorative | E26 (Medium) | Decorative | LED | 3 | 40 | 101.5 | 38 |  |  |  | 350 | 4.5 | 77.8 | No | 25000 | 3000 | 81 | 8 | 0.9 | -20 | Dimmable | 10% |  | None |  |  |  | 2014-06-01 | 2014-11-12 | United States, Canada | ES_32673_ELY05D-CSCC1-VB_11122014165706_9739150 | 2225633
Energetic Lighting Inc. | Energetic | LED C35 LAMP | ELY05D-CSCE1-VB |  | Decorative Candle: Other | Decorative | E26 (Medium) | Decorative | LED | 3 | 40 | 101.5 | 38 |  |  |  | 350 | 4.5 | 77.8 | No | 25000 | 3000 | 81 | 8 | 0.9 | -20 | Dimmable | 10% |  | None |  |  |  | 2014-06-01 | 2014-11-12 | United States, Canada | ES_32673_ELY05D-CSCE1-VB_11122014165706_1882116 | 2225631
Energetic Lighting Inc. | Energetic | LED C35 LAMP | ELY05D-CWCC1-VB | LED C35 LAMP,ELY05D-CWCC-VB,; LED C35 LAMP,ELY05D-CWCE-VB, | Decorative Candle: Other | Decorative | E26 (Medium) | Decorative | LED | 3 | 40 | 101.5 | 38 |  |  |  | 350 | 4.5 | 77.8 | No | 25000 | 2700 | 81 | 3 | 0.9 | -20 | Dimmable | 10% |  | None |  |  |  | 2014-06-01 | 2014-11-12 | United States, Canada | ES_32673_ELY05D-CWCC1-VB_11122014165706_1351690 | 2225632
Elec-Tech International Co.,Ltd. | Whirpool | LED Lamps | WGU10L27D1C | LED Lamps,532401XX, | PAR16 | Reflector (Flood/Spot) | GU10 | Directional | LED | 5 | 50 | 58 | 49.9 | 1432 |  | 40 | 500 | 7 | 71.4 | No | 25000 | 2700 | 82 | 8 | 0.7 | -20 | Dimmable | 20% |  | None |  |  |  | 2014-10-11 | 2014-12-31 | United States, Canada | ES_1129756_WGU10L27D1C_01022015140438_2449441 | 2230336
Electric Zone Inc. | EZ IN TOUCH WITH TOMORROW | LED | EZ-L24A19D-10W-2700K |  | A19 | General Purpose Replacement | E26 (Medium) | Omnidirectional | LED | 3 | 60 | 112.4 | 60.8 |  |  |  | 800 | 10 | 80 | No | 25000 | 2700 | 80 | 2 | 1 | -20 | Dimmable | 4% | No | None | No |  |  | 2016-05-30 | 2016-07-13 | United States | ES_1128240_EZ-L24A19D-10W-2700K_07212016160947_8160267 | 2272910
Electric Zone Inc. | EZ IN TOUCH WITH TOMORROW | LED | EZ-L24A19D-10W-3000K |  | A19 | General Purpose Replacement | E26 (Medium) | Omnidirectional | LED | 3 | 60 | 112.4 | 60.8 |  |  |  | 800 | 10 | 80 | No | 25000 | 3000 | 81 | 4 | 1 | -20 | Dimmable | 4% | No | None | No |  |  | 2016-05-30 | 2016-07-13 | United States | ES_1128240_EZ-L24A19D-10W-3000K_07212016160947_4012666 | 2272911
Electric Zone Inc. | EZ IN TOUCH WITH TOMORROW | LED | EZ-L24A19D-10W-5000K | LED,EZ-L24A19D-OM-10W, | A19 | General Purpose Replacement | E26 (Medium) | Omnidirectional | LED | 3 | 60 | 112.4 | 60.8 |  |  |  | 800 | 10 | 80 | No | 25000 | 5000 | 85 | 20 | 0.9 | -20 | Dimmable | 4% | No | None | No |  |  | 2016-05-30 | 2016-07-13 | United States | ES_1128240_EZ-L24A19D-10W-5000K_07212016160947_4820245 | 2272912
Electric Zone Inc. | EZ IN TOUCH WITH TOMORROW | LED | EZ-L2BR30D-10W-2700K |  | BR30 | Reflector (Flood/Spot) | E26 (Medium) | Directional | LED | 3 | 65 | 135.1 | 94.6 |  |  | 107 | 750 | 10 | 75 | No | 25000 | 2700 | 82 | 10 | 0.9 | -20 | Dimmable | 5% | No | None | No |  |  | 2016-05-30 | 2016-07-13 | United States | ES_1128240_EZ-L2BR30D-10W-2700K_07212016153436_5728805 | 2272907
Electric Zone Inc. | EZ IN TOUCH WITH TOMORROW | LED | EZ-L2BR30D-10W-3000K |  | BR30 | Reflector (Flood/Spot) | E26 (Medium) | Directional | LED | 3 | 65 | 135.1 | 94.6 |  |  | 108 | 750 | 10 | 75 | No | 25000 | 3000 | 81 | 4 | 0.9 | -20 | Dimmable | 5% | No | None | No |  |  | 2016-05-30 | 2016-07-13 | United States | ES_1128240_EZ-L2BR30D-10W-3000K_07212016153436_2601179 | 2272908
Electric Zone Inc. | EZ IN TOUCH WITH TOMORROW | LED | EZ-L2BR30D-10W-5000K | ,EZ-L2BR30D-10W, | BR30 | Reflector (Flood/Spot) | E26 (Medium) | Directional | LED | 3 | 65 | 135.1 | 94.6 |  |  | 113 | 750 | 10 | 75 | No | 25000 | 5000 | 84 | 15 | 0.9 | -20 | Dimmable | 5% | No | None | No |  |  | 2016-05-30 | 2016-07-13 | United States | ES_1128240_EZ-L2BR30D-10W-5000K_07212016153436_4076663 | 2272909
Elegant Furniture & Lighting, Inc. | Elitco Lighting | CFLE2623 | CFLE2623 |  | CFL Bare Spiral | General Purpose Replacement | E26 (Medium) | Omnidirectional | CFL | 2 | 100 | 113.5 | 60.9 |  | 2 |  | 1600 | 23 | 69.6 | No | 12000 | 2700 | 82 | -3 | 0.6 | -20 |  |  |  | Not for Use in Enclosed Fixtures |  |  |  | 2016-04-15 | 2016-04-27 | United States, Canada | ES_1135709_CFLE2623_04282016052550_1024002 | 2265556
Elegant Furniture & Lighting, Inc. | Elitco Lighting | LED Lamp | E12LED101 |  | B10 | Decorative | E12 (Candelabra) | Decorative | LED | 3 | 40 | 93.7 | 34.3 |  |  |  | 300 | 4 | 75 | No | 15000 | 2700 | 81 | 2 | 0.9 | -20 | Dimmable | 10% | No | Damp Location Rated,Use With Timers,Not for Use in Recessed Fixtures,Use With Photo and/or Motion Sensors | No |  |  | 2016-06-20 | 2016-07-20 | United States, Canada | ES_1135709_E12LED101_07202016163109_3218940 | 2273856
Elegant Furniture & Lighting, Inc. | Elitco Lighting | LED Lamp | E12LED102 |  | BA10 | Decorative | E12 (Candelabra) | Decorative | LED | 3 | 40 | 92.5 | 35 |  |  |  | 300 | 4 | 75 | No | 15000 | 2700 | 81 | 2 | 0.9 | -20 | Dimmable | 10% | No | Damp Location Rated,Use With Timers,Not for Use in Recessed Fixtures,Use With Photo and/or Motion Sensors | No |  |  | 2016-06-20 | 2016-07-20 | United States, Canada | ES_1135709_E12LED102_07202016163131_2319934 | 2273857
Elegant Furniture & Lighting, Inc. | Elitco Lighting | LED LAMP | MR16LED101 |  | MR16 | Reflector (Flood/Spot) | GU5.3 | Directional | LED | 3 | 50 | 50.3 | 50.1 | 1079 |  | 40 | 490 | 7 | 70 | No | 25000 | 3000 | 82 | 5 | 0.9 | -20 | Dimmable | 10% | No | Damp Location Rated,Use With Timers,Use With Photo and/or Motion Sensors | No |  |  | 2016-07-10 | 2016-08-01 | United States, Canada | ES_1135709_MR16LED101_08012016153201_3289149 | 2274334
Elong International USA Inc. | Green Watt | C37 Candle | G-L2-CandleD-5W-27 |  | Decorative Candle: Other | Decorative | E12 (Candelabra) | Decorative | LED | 3 | 40 | 97 | 35 |  |  |  | 325 | 5.3 | 61.3 | No | 25000 | 2700 | 83 | 21 | 0.9 | -20 | Dimmable | 9% |  | None |  |  |  | 2014-05-13 | 2014-05-13 | United States | ES_1128524_G-L2-CandleD-5W-27_05132014045950_1023610 | 2210380
Elong International USA Inc. | Green Watt | G-L2-G25D-6W-27K | G-L2-G25D-6W-27K |  | G25 | Globe | E26 (Medium) | Decorative | LED | 3 | 40 | 121 | 79.9 |  |  |  | 450 | 6.1 | 73.8 | No | 25000 | 2700 | 82 | 7 | 0.9 | -20 | Dimmable | 10% |  | Damp Location Rated,Not for Use in Enclosed Fixtures |  |  |  | 2016-01-25 | 2016-02-01 | United States, Canada | ES_1128524_G-L2-G25D-6W-27K_02012016030440_1023960 | 2257574
Elong International USA Inc. | Green Watt | G-L2-G25D-6W-30 | G-L2-G25D-6W-30 |  | G25 | Globe | E26 (Medium) | Decorative | LED | 3 | 40 | 123 | 79.9 |  |  |  | 450 | 6.3 | 71.4 | No | 25000 | 3000 | 83 | 17 | 0.7 | -20 | Dimmable | 10% |  | Damp Location Rated,Not for Use in Enclosed Fixtures |  |  |  | 2015-04-02 | 2015-04-02 | United States, Canada | ES_1128524_G-L2-G25D-6W-30_04022015023730_1023786 | 2235699
Elong International USA Inc. | Green Watt | G-L2-PAR30D-12W-27-40 | G12396 |  | PAR30 | Reflector (Flood/Spot) | E26 (Medium) | Directional | LED | 3 | 75 | 115.5 | 94.6 | 1976 |  | 40 | 850 | 12 | 70.8 | No | 25000 | 2700 | 81 | 9 | 0.9 | -20 | Dimmable | 10% |  | None,Not for Use in Enclosed Fixtures |  |  |  | 2015-04-03 | 2015-04-13 | United States | ES_1128524_G12396_04132015042440_1023785 | 2236223
Elong International USA Inc. | Green Watt | G-L2-PAR30D-12W-30-40 | G-L2-PAR30D-12W-30-40 |  | PAR30 | Reflector (Flood/Spot) | E26 (Medium) | Directional | LED | 3 | 75 | 115.5 | 94.5 | 2140 |  | 40 | 850 | 12 | 70.8 | No | 25000 | 3000 | 81 | 12 | 0.9 | -20 | Dimmable | 10% |  | Recessed Fixtures |  |  |  | 2014-04-20 | 2014-06-17 | United States | ES_1128524_G-L2-PAR30D-12W-30-40_06182014090840_1023627 | 2213463
ESL Vision LLC | ESL Vision | Dimmable PAR30 | ESL-Par30-13w-24040 |  | PAR30L | Reflector (Flood/Spot) | E26 (Medium) | Directional | LED | 5 | 75 | 115.8 | 94.9 | 2190 |  | 40 | 900 | 13 | 69.2 | No | 25000 | 4000 | 80 | 5 | 0.9 | -20 | Dimmable | 10% |  | Damp Location Rated,Recessed Fixtures,Shatter Resistant |  |  |  | 2015-03-30 | 2015-04-09 | United States, Canada | ES_1120936_ESL-Par30-13w-24040_04092015162653_2098491 | 2237572
ESL Vision LLC | ESL Vision | Dimmable PAR30 | ESL-Par30-13w-25040 |  | PAR30L | Reflector (Flood/Spot) | E26 (Medium) | Directional | LED | 5 | 75 | 117.2 | 94.8 | 1907 |  | 40 | 900 | 13 | 69.2 | No | 25000 | 5000 | 82 | 9 | 0.9 | -20 | Dimmable | 10% |  | Damp Location Rated,Recessed Fixtures,Shatter Resistant |  |  |  | 2015-03-30 | 2015-04-09 | United States, Canada | ES_1120936_ESL-Par30-13w-25040_04092015162701_2098741 | 2237574
ESL Vision LLC | ESL Vision | Dimmable R20 | ESL-BR20-8W-227 |  | R20 | Reflector (Flood/Spot) | E26 (Medium) | Directional | LED | 5 | 50 | 96.6 | 63.1 |  |  |  | 550 | 8 | 68.8 | No | 25000 | 2700 | 82 | 11 | 1 | -20 | Dimmable | 10% |  | Damp Location Rated,Use With Timers,Recessed Fixtures,Shatter Resistant,Not for Use in Enclosed Fixtures,Use With Photo And/Or Motion Sensors |  |  |  | 2015-12-15 | 2016-01-22 | United States, Canada | ES_1120936_ESL-BR20-8W-227_01222016115403_3214556 | 2257358
ESL Vision LLC | ESL Vision | Dimmable R20 | ESL-BR20-8W-230 |  | R20 | Reflector (Flood/Spot) | E26 (Medium) | Directional | LED | 5 | 50 | 96.7 | 63 |  |  |  | 620 | 8 | 77.5 | No | 25000 | 4000 | 83 | 7 | 1 | -20 | Dimmable | 10% |  | Damp Location Rated,Use With Timers,Recessed Fixtures,Shatter Resistant,Not for Use in Enclosed Fixtures,Use With Photo And/Or Motion Sensors |  |  |  | 2015-12-15 | 2016-01-22 | United States, Canada | ES_1120936_ESL-BR20-8W-240_01222016115449_4288201 | 2257360
ESL Vision LLC | ESL Vision | Dimmable R20 | ESL-BR20-8W-230 |  | R20 | Reflector (Flood/Spot) | E26 (Medium) | Directional | LED | 5 | 50 | 96.8 | 62.9 |  |  |  | 580 | 8 | 72.5 | No | 25000 | 3000 | 82 | 12 | 1 | -20 | Dimmable | 10% |  | Damp Location Rated,Use With Timers,Recessed Fixtures,Shatter Resistant,Not for Use in Enclosed Fixtures,Use With Photo And/Or Motion Sensors |  |  |  | 2015-12-15 | 2016-01-22 | United States, Canada | ES_1120936_ESL-BR20-8W-230_01222016115434_5894391 | 2257359
ESL Vision LLC | ESL Vision | ESL-A19-5.5w-227 | ESL-A19-5.5w-227 | ,ESL-A19-5.5w-227,2700K; ,ESL-A19-5.5w-230,3000K; ,ESL-A19-5.5w-240,4000K; ,ESL-A19-5.5w-250,5000K | A19 | General Purpose Replacement | E26 (Medium) | Omnidirectional | LED | 5 | 40 | 111.2 | 60 |  |  |  | 450 | 6 | 81.8 | No | 25000 | 2700 | 81 | 4 | 0.9 | -20 | Dimmable | 10% | No | Damp Location Rated | No |  |  | 2016-01-01 | 2016-10-19 | United States, Canada | ES_1120936_ESL-A19-5.5w-227_09272016142514_4175226 | 2281754
ESL Vision LLC | ESL Vision | ESL-A19-9.5W-227 | ESL-A19-9.5W-227 | ,ESL-A19-9.5W-227,2700K; ,ESL-A19-9.5W-230,3000K; ,ESL-A19-9.5W-240,4000K; ,ESL-A19-9.5W-250,5000K | A19 | General Purpose Replacement | E26 (Medium) | Omnidirectional | LED | 5 | 60 | 111.9 | 60 |  |  |  | 800 | 9.5 | 84.2 | No | 25000 | 2700 | 81 | 3 | 0.9 | -20 | Dimmable | 10% | No | Damp Location Rated,Recessed Fixtures | No |  |  | 2016-01-01 | 2016-10-26 | United States, Canada | ES_1120936_ESL-A19-9.5W-227_09272016142514_4654926 | 2282464
ESL Vision LLC | ESL Vision | ESL-B11-5W-127 | ESL-B11-5W-127 | ,ESL-B11-5W-127,2700K; ,ESL-B11-5W-130,3000K | B10 | Decorative | E12 (Candelabra) | Decorative | LED | 5 | 40 | 100 | 35 |  |  |  | 315 | 4.7 | 67 | No | 25000 | 2700 | 82 | 9 | 0.9 | -20 | Dimmable | 10% | No | Damp Location Rated | No |  |  | 2016-01-01 | 2016-10-26 | United States, Canada | ES_1120936_ESL-B11-5W-127_09272016142514_4425826 | 2282462
ESL Vision LLC | ESL Vision | ESL-B13-6.5W-127 | ESL-B13-6.5W-127 | ,ESL-B13-6.5W-127,2700K; ,ESL-B13-6.5W-130,3000K | B13 | Decorative | E12 (Candelabra) | Decorative | LED | 5 | 60 | 106 | 38 |  |  |  | 500 | 6 | 76.9 | No | 25000 | 2700 | 82 | 9 | 0.9 | -20 | Dimmable | 10% | No | Damp Location Rated | No |  |  | 2016-01-01 | 2016-10-26 | United States, Canada | ES_1120936_ESL-B13-6.5W-127_09272016142514_4456226 | 2282463
ESL Vision LLC | ESL Vision | LED lamps | ESL-GU10-7W-23040 |  | PAR16 | Reflector (Flood/Spot) | GU10 | Directional | LED | 5 | 50 | 53.9 | 50 | 1323 |  | 40 |  | 7 | 77.6 | No | 25000 | 3000 | 93 | 62 | 1 | -20 | Dimmable | 20% |  | None |  |  |  | 2015-08-24 | 2015-08-19 | United States, Canada | ES_1120936_ESL-GU10-7W-23040_09012015085455_1947034 | 2246813
ESL Vision LLC | ESL Vision | ESL-BR20-7W-327 | ESL-BR20-7W-327 | ,ESL-BR20-7W-327,2700K; ,ESL-BR20-7W-330,3000K; ,ESL-BR20-7W-340,4000K; ,ESL-BR20-7W-350,5000K | R20 | Reflector (Flood/Spot) | E26 (Medium) | Directional | LED | 5 | 50 | 95 | 63 |  |  |  | 650 | 8.8 | 73.9 | No | 25000 | 2700 | 82 | 9 | 0.9 | -20 | Dimmable | 10% | No | Damp Location Rated | No |  |  | 2016-01-01 | 2016-10-26 | United States, Canada | ES_1120936_ESL-BR20-7W-327_09272016142514_4177226 | 2282454
ESL Vision LLC | ESL Vision | ESL-BR30-8w-327 | ESL-BR30-8w-327 | ,ESL-BR30-8w-327,2700K; ,ESL-BR30-8w-330,3000K; ,ESL-BR30-8w-340,4000K; ,ESL-BR30-8w-350,5000K | BR30 | Reflector (Flood/Spot) | E26 (Medium) | Directional | LED | 5 | 65 | 133 | 95 |  |  | 120 | 650 | 8.8 | 73.8 | No | 25000 | 2700 | 82 | 9 | 0.9 | -20 | Dimmable | 10% | No | Damp Location Rated | No |  |  | 2016-01-01 | 2016-10-26 | United States, Canada | ES_1120936_ESL-BR30-8w-327_09272016142514_7655226 | 2282458
ESL Vision LLC | ESL Vision | ESL-BR40-15W-327 | ESL-BR40-15W-327 | ,ESL-BR40-15W-327,2700K; ,ESL-BR40-15W-330,3000K | BR40 | Reflector (Flood/Spot) | E26 (Medium) | Directional | LED | 5 | 75 | 158 | 124 |  |  | 120 | 1100 | 15.3 | 71.9 | No | 25000 | 2700 | 81 | 6 | 0.9 | -20 | Dimmable | 10% | No | Damp Location Rated | No |  |  | 2016-01-01 | 2016-10-26 | United States, Canada | ES_1120936_ESL-BR40-15W-327_09272016142514_7635226 | 2282460
ESL Vision LLC | ESL Vision | ESL-G25-7W-127 | ESL-G25-7W-127 | ,ESL-G25-7W-127,2700K; ,ESL-G25-7W-130,3000K | G25 | Globe | E26 (Medium) | Decorative | LED | 5 | 60 | 121 | 80 |  |  |  | 500 | 7 | 71.4 | No | 25000 | 2700 | 82 | 8 | 0.9 | -20 | Dimmable | 10% | No | Damp Location Rated,Not for Use in Recessed Fixtures | No |  |  | 2016-01-01 | 2016-10-26 | United States, Canada | ES_1120936_ESL-G25-7W-127_09272016142514_4142226 | 2282461
ESL Vision LLC | ESL Vision | ESL-GU10-6.5W-22740 | ESL-GU10-6.5W-22740 | ,ESL-GU10-6.5W-22740,2700K,GU10,40°; ,ESL-GU10-6.5W-23040,3000K,GU10,40°; ,ESL-PAR16-7W-22740,2700K,E26,35°; ,ESL-PAR16-7W-23040,3000K,E26,35° | PAR16 | Reflector (Flood/Spot) | GU10 | Directional | LED | 5 | 40 | 47 | 49.5 | 868 |  | 40 | 500 | 6.5 | 76.9 | No | 25000 | 2700 | 84 | 16 | 0.9 | -20 | Dimmable | 10% | Yes | Damp Location Rated | No |  |  | 2016-01-01 | 2016-10-26 | United States, Canada | ES_1120936_ESL-GU10-6.5W-22740_09272016142514_4175226 | 2282468
ESL Vision LLC | ESL Vision | ESL-MR16-6.5W-22740 | ESL-MR16-6.5W-22740 | ,ESL-MR16-6.5W-22740,2700K; ,ESL-MR16-6.5W-23040,3000K | MR16 | Reflector (Flood/Spot) | GU5.3 | Directional | LED | 5 | 50 | 48 | 50 |  |  |  | 500 | 6.5 | 76.9 | No | 25000 | 2700 | 81 | 4 | 0.7 | -20 | Dimmable | 10% | No | Damp Location Rated | No |  |  | 2016-01-01 | 2016-10-26 | United States, Canada | ES_1120936_ESL-MR16-6.5W-22740_09272016142514_4175226 | 2282465
ESL Vision LLC | ESL Vision | ESL-PAR20-7W-32740 | ESL-PAR20-7W-32740 | ,ESL-PAR20-7W-32740,2700K; ,ESL-PAR20-7W-33040,3000K; ,ESL-PAR20-7W-34040,4000K; ,ESL-PAR20-7W-35040,5000K | PAR20 | Reflector (Flood/Spot) | E26 (Medium) | Directional | LED | 5 | 50 | 85 | 63 | 843 |  | 40 | 500 | 7 | 71.4 | No | 25000 | 2700 | 91 | 51 | 0.9 | -20 | Dimmable | 10% | Yes | Damp Location Rated | No |  |  | 2016-01-01 | 2016-10-26 | United States, Canada | ES_1120936_ESL-PAR20-7W-32740_09272016142514_4175426 | 2282330
ESL Vision LLC | ESL Vision | ESL-PAR30-11W-32740 | ESL-PAR30-11W-32740 | ,ESL-PAR30-11W-32740,2700K; ,ESL-PAR30-11W-33040,3000K; ,ESL-PAR30-11W-34040,4000K; ,ESL-PAR30-11W-35040,5000K | PAR30L | Reflector (Flood/Spot) | E26 (Medium) | Directional | LED | 5 | 75 | 119 | 94 | 1468 |  | 40 | 800 | 11 | 72.7 | No | 25000 | 2700 | 91 | 53 | 0.9 | -40 | Dimmable | 10% | No | Damp Location Rated | No |  |  | 2016-01-01 | 2016-10-26 | United States, Canada | ES_1120936_ESL-PAR30-11W-32740_09272016142514_2695226 | 2282332
ESL Vision LLC | ESL Vision | ESL-PAR38-15W-32740 | ESL-PAR38-15W-32740 | ,ESL-PAR38-15W-32740,2700K; ,ESL-PAR38-15W-33040,3000K; ,ESL-PAR38-15W-34040,4000K; ,ESL-PAR38-15W-35040,5000K | PAR38 | Reflector (Flood/Spot) | E26 (Medium) | Directional | LED | 5 | 100 | 130 | 120 | 1908 |  | 40 | 1000 | 15 | 66.7 | No | 25000 | 2700 | 92 | 55 | 0.9 | -20 | Dimmable | 10% | No | Damp Location Rated | No |  |  | 2016-01-01 | 2016-10-26 | United States, Canada | ES_1120936_ESL-PAR38-15W-32740_09272016142514_4565226 | 2282333
ESL Vision LLC | ESL Vision | LED | ESL-B11-5W-127 |  | Decorative Candle: Other | Decorative | E12 (Candelabra) | Decorative | LED | 5 | 40 | 99 | 34 |  |  |  | 315 | 5 | 63 | No | 25000 | 2700 | 91 | 55 | 0.9 | -20 | Dimmable | 10% |  | None |  |  |  | 2015-11-26 | 2015-11-25 | United States | ES_1120936_ESL-B11-5W-127_11252015150310_5938108 | 2253607
ESL Vision LLC | ESL Vision | LED | ESL-B11-5W-130 |  | Decorative Candle: Other | Decorative | E12 (Candelabra) | Decorative | LED | 5 | 40 | 99 | 34 |  |  |  | 315 | 5 | 63 | No | 25000 | 3000 | 93 | 59 | 0.9 | -20 | Dimmable | 10% |  | None |  |  |  | 2015-11-26 | 2015-11-25 | United States | ES_1120936_ESL-B11-5W-130_11252015150319_3901566 | 2253606
ESL Vision LLC | ESL Vision | LED | ESL-B13-6.5W-127 |  | B13 | Decorative | E12 (Candelabra) | Decorative | LED | 5 | 60 | 106 | 38 |  |  |  | 500 | 6.5 | 76.9 | No | 25000 | 2700 | 82 | 9 | 0.9 | -20 | Dimmable | 10% |  | None |  |  |  | 2015-11-26 | 2015-11-25 | United States | ES_1120936_ESL-B13-6.5W-127_11252015150303_5498508 | 2253608
ESL Vision LLC | ESL Vision | LED | ESL-B13-6.5W-130 |  | B13 | Decorative | E12 (Candelabra) | Decorative | LED | 5 | 60 | 106 | 38 |  |  |  | 500 | 6.5 | 76.9 | No | 25000 | 3000 | 83 | 11 | 0.9 | -20 | Dimmable | 10% |  | None |  |  |  | 2015-11-26 | 2015-11-25 | United States | ES_1120936_ESL-B13-6.5W-130_11252015150254_9133805 | 2253609
ESL Vision LLC | ESL Vision | LED | ESL-G25-7W-127 |  | G25 | Globe | E26 (Medium) | Decorative | LED | 5 | 60 | 121 | 80 |  |  |  | 500 | 7 | 71.4 | No | 25000 | 2700 | 82 | 8 | 0.8 | -20 | Dimmable | 10% |  | None |  |  |  | 2015-11-26 | 2015-11-25 | United States | ES_1120936_ESL-G25-7W-127_11252015150326_1828815 | 2253604
ESL Vision LLC | ESL Vision | LED | ESL-G25-7W-130 |  | G25 | Globe | E26 (Medium) | Decorative | LED | 5 | 60 | 121 | 80 |  |  |  | 500 | 7 | 71.4 | No | 25000 | 3000 | 84 | 13 | 0.8 | -20 | Dimmable | 10% |  | None |  |  |  | 2015-11-26 | 2015-11-25 | United States | ES_1120936_ESL-G25-7W-130_11252015150326_7738148 | 2253605
ESL Vision LLC | ESL Vision | LED lamps | ESL-GU10-7W-22740 |  | PAR16 | Reflector (Flood/Spot) | GU10 | Directional | LED | 5 | 50 | 53.9 | 50 | 1114 |  | 40 |  | 7 | 76.2 | No | 25000 | 2700 | 90 | 48 | 1 | -20 | Dimmable | 20% |  | None |  |  |  | 2015-08-24 | 2015-08-19 | United States, Canada | ES_1120936_ESL-GU10-7W-22740_09012015085455_9791312 | 2246812
ESL Vision LLC | ESL Vision | LED lamps | ESL-PAR16-7W-22740 |  | PAR16 | Reflector (Flood/Spot) | E26 (Medium) | Directional | LED | 5 | 50 | 70.3 | 50 | 1114 |  | 40 |  | 7 | 76.2 | No | 25000 | 2700 | 90 | 48 | 1 | -20 | Dimmable | 20% |  | None |  |  |  | 2015-08-24 | 2015-08-19 | United States, Canada | ES_1120936_ESL-PAR16-7W-22740_09012015085455_6678505 | 2246814
ESL Vision LLC | ESL Vision | LED lamps | ESL-PAR16-7W-23040 |  | PAR16 | Reflector (Flood/Spot) | E26 (Medium) | Directional | LED | 5 | 50 | 70.3 | 50 | 1323 |  | 40 |  | 7 | 77.6 | No | 25000 | 3000 | 93 | 62 | 1 | -20 | Dimmable | 20% |  | None |  |  |  | 2015-08-24 | 2015-08-19 | United States, Canada | ES_1120936_ESL-PAR16-7W-23040_09012015085455_1821215 | 2246815
ESL Vision LLC | ESL Vision | Omni LED Lamp A19 | ESL-A19-6W-127 |  | A19 | General Purpose Replacement | E26 (Medium) | Omnidirectional | LED | 3 | 40 | 111.5 | 59.7 |  |  |  | 500 | 6 | 83.3 | No | 25000 | 2700 | 82 | 8 | 0.9 | -20 | Dimmable | 10% |  | Damp Location Rated,Not for Use in Enclosed Fixtures,Recessed Fixtures |  |  |  | 2015-04-20 | 2015-04-21 | United States, Canada | ES_1120936_ESL-A19-6W-127_04212015141812_3878513 | 2238757
ESL Vision LLC | ESL Vision | Omni LED Lamp A19 | ESL-A19-6W-130 |  | A19 | General Purpose Replacement | E26 (Medium) | Omnidirectional | LED | 3 | 40 | 111.3 | 59.8 |  |  |  | 500 | 6 | 83.3 | No | 25000 | 3000 | 85 | 22 | 0.9 | -20 | Dimmable | 10% |  | Damp Location Rated,Not for Use in Enclosed Fixtures,Recessed Fixtures |  |  |  | 2015-04-20 | 2015-04-21 | United States, Canada | ES_1120936_ESL-A19-6W-130_04212015141854_2985760 | 2238758
ESL Vision LLC | ESL Vision | Omni LED Lamp A19 | ESL-A19-6W-140 |  | A19 | General Purpose Replacement | E26 (Medium) | Omnidirectional | LED | 3 | 40 | 111.6 | 59.8 |  |  |  | 500 | 6 | 83.3 | No | 25000 | 4000 | 85 | 19 | 0.9 | -20 | Dimmable | 10% |  | Damp Location Rated,Not for Use in Enclosed Fixtures,Recessed Fixtures |  |  |  | 2015-09-20 | 2015-10-01 | United States, Canada | ES_1120936_ESL-A19-6W-140_10012015154312_8985769 | 2250278
ESL Vision LLC | ESL Vision | Omni LED Lamp A19 | ESL-A19-6W-150 |  | A19 | General Purpose Replacement | E26 (Medium) | Omnidirectional | LED | 3 | 40 | 111.9 | 59.8 |  |  |  | 600 | 6 | 100 | No | 25000 | 5000 | 84 | 15 | 0.9 | -20 | Dimmable | 10% |  | Damp Location Rated,Not for Use in Enclosed Fixtures,Recessed Fixtures |  |  |  | 2015-09-20 | 2015-10-01 | United States, Canada | ES_1120936_ESL-A19-6W-150_10012015154326_7097802 | 2250279
ESL Vision LLC | ESL Vision | Omni LED Lamp A19 | ESL-A19-9.5W-127 |  | A19 | General Purpose Replacement | E26 (Medium) | Omnidirectional | LED | 3 | 60 | 111.7 | 59.6 |  |  |  | 810 | 9.5 | 85.3 | No | 25000 | 2700 | 82 | 6 | 0.9 | -20 | Dimmable | 10% |  | Damp Location Rated,Not for Use in Enclosed Fixtures,Recessed Fixtures |  |  |  | 2015-04-20 | 2015-04-21 | United States, Canada | ES_1120936_ESL-A19-9.5W-127_04212015142712_2984701 | 2238759
ESL Vision LLC | ESL Vision | Omni LED Lamp A19 | ESL-A19-9.5W-130 |  | A19 | General Purpose Replacement | E26 (Medium) | Omnidirectional | LED | 3 | 60 | 111.8 | 59.6 |  |  |  | 810 | 9.5 | 85.3 | No | 25000 | 3000 | 83 | 19 | 0.9 | -20 | Dimmable | 10% |  | Damp Location Rated,Not for Use in Enclosed Fixtures,Recessed Fixtures |  |  |  | 2015-04-20 | 2015-04-21 | United States, Canada | ES_1120936_ESL-A19-9.5W-130_04212015142744_2394878 | 2238760
ESL Vision LLC | ESL Vision | Omni LED Lamp A19 | ESL-A19-9.5W-140 |  | A19 | General Purpose Replacement | E26 (Medium) | Omnidirectional | LED | 3 | 60 | 111.5 | 59.6 |  |  |  | 810 | 9.5 | 85.3 | No | 25000 | 4000 | 85 | 20 | 0.9 | -20 | Dimmable | 10% |  | Damp Location Rated,Not for Use in Enclosed Fixtures,Recessed Fixtures |  |  |  | 2015-04-20 | 2015-04-21 | United States, Canada | ES_1120936_ESL-A19-9.5W-140_04212015142753_3856146 | 2238761
ESL Vision LLC | ESL Vision | Omni LED Lamp A19 | ESL-A19-9.5W-150 |  | A19 | General Purpose Replacement | E26 (Medium) | Omnidirectional | LED | 3 | 60 | 111.2 | 59.8 |  |  |  | 900 | 9.5 | 94.7 | No | 25000 | 5000 | 84 | 17 | 0.9 | -20 | Dimmable | 10% |  | Damp Location Rated,Not for Use in Enclosed Fixtures,Recessed Fixtures |  |  |  | 2015-09-20 | 2015-10-01 | United States, Canada | ES_1120936_ESL-A19-9.5W-150_10012015155152_5987813 | 2250280
Etrilum Light | ETRILUM | BR20 | BR20DF-7W-01-002 |  | R20 | Reflector (Flood/Spot) | E26 (Medium) | Directional | LED | 3 | 40 | 98 | 64 |  |  |  | 550 | 7 | 78.6 | No | 25000 | 3000 | 83 | 17 | 0.9 | -20 | Dimmable | 9% |  | Damp Location Rated |  |  |  | 2014-07-31 | 2014-09-05 | United States, Canada | ES_1129960_BR20DF-7W-01-002_09052014035220_1023664 | 2218741
Euri Lighting | Euri lighting | EA19-1000e-3 | EA19-1000e-3 |  | A19 | General Purpose Replacement | E26 (Medium) | Omnidirectional | LED | 3 | 40 | 118 | 62 |  |  |  | 450 | 7.5 | 60 | No | 25000 | 3000 | 84 | 14 | 0.9 | -25 | Dimmable | 10% |  | Damp Location Rated,Not for Use in Enclosed Fixtures |  |  |  | 2015-01-01 | 2016-05-13 | United States, Canada | ES_1132791_EA19-1000e-3_05052016154026_766107 | 2266642
Euri Lighting | Euri lighting | EA19-2020e-2 | EA19-2020e-2 | ,EA19-2000e-2,3000K; ,EA19-2020e-2,2700K; ,EA19-2050e-2,5000K | A19 | General Purpose Replacement | E26 (Medium) | Omnidirectional | LED | 3 | 60 | 117 | 62 |  |  |  | 800 | 9.5 | 84.2 | No | 25000 | 2700 | 82 | 8 | 0.9 | -25 | Dimmable | 10% |  | Damp Location Rated |  |  |  | 2015-01-01 | 2016-05-13 | United States, Canada | ES_1132791_EA19-2020e-2_05052016155042_5893518 | 2266643
Euri Lighting | Euri lighting | EA19-2020eG | EA19-2020eG | ,EA19-2000eG,3000K; ,EA19-2020eG,2700K; ,EA19-2050eG,5000K | A19 | General Purpose Replacement | GU24 | Omnidirectional | LED | 5 | 60 | 106 | 60 |  |  |  | 810 | 8.5 | 95.3 | No | 25000 | 2700 | 82 | 7 | 0.9 | -20 | Dimmable | 10% | No | Damp Location Rated,Not for Use in Recessed Fixtures | No |  |  | 2016-01-01 | 2016-09-29 | United States | ES_1132791_EA19-2020eG_08232016160817_3703424 | 2280335
Euri Lighting | Euri lighting | EA19-2021e-2 | EA19-2021e-2 | ,EA19-2001e-2,3000K; ,EA19-2021e-2,2700K; ,EA19-2051e-2,5000K | A19 | General Purpose Replacement | E26 (Medium) | Omnidirectional | LED | 3 | 60 | 112 | 60 |  |  |  | 800 | 9.5 | 84.2 | No | 15000 | 2700 | 81 | 3 | 0.8 | -25 | Dimmable | 10% | Yes | Damp Location Rated,Recessed Fixtures | No |  |  | 2016-01-01 | 2016-09-21 | United States | ES_1132791_EA19-2021e-2_09212016151615_9440423 | 2279739
Euri Lighting | Euri lighting | EA21-2021e | EA21-2021e | ,EA21-2001e,3000K; ,EA21-2021e,2700K; ,EA21-2051e,5000K | A21 | General Purpose Replacement | E26 (Medium) | Omnidirectional | LED | 3 | 100 | 131 | 70 |  |  |  | 1600 | 16 | 100 | No | 15000 | 2700 | 83 | 12 | 0.9 | -25 | Dimmable | 10% | No | Damp Location Rated | No |  |  | 2016-01-01 | 2016-09-21 | United States | ES_1132791_EA21-2021e_09212016152015_3644983 | 2279741
Euri Lighting | Euri lighting | EB11-2000e-2 | EB11-2000e-2 | ,EB11-2000e-2,3000K | Decorative: Other | Decorative | E12 (Candelabra) | Decorative | LED | 3 | 40 | 99 | 34 |  |  |  | 315 | 5 | 63 | No | 25000 | 3000 | 93 | 59 | 0.9 | -25 | Dimmable | 10% |  | Damp Location Rated,Not for Use in Enclosed Fixtures |  |  |  | 2015-01-01 | 2016-05-20 | United States, Canada | ES_1132791_EB11-2000e-2_05192016161456_820428 | 2267741
Euri Lighting | Euri lighting | EB40-2020e | EB40-2020e | ,EB40-2000e,; ,EB40-2020e,3000K; ,EB40-2050e,5000K | BR40 | Reflector (Flood/Spot) | E26 (Medium) | Directional | LED | 3 | 85 | 157 | 125 |  |  |  | 1100 | 17 | 64.7 | No | 25000 | 2700 | 82 | 4 | 0.9 | -25 | Dimmable | 10% |  | Damp Location Rated,Not for Use in Enclosed Fixtures |  |  |  | 2015-01-01 | 2016-05-13 | United States, Canada | ES_1132791_EB40-2020e_05052016161610_9976159 | 2266650
Euri Lighting | Euri lighting | EM16-2020ew | EM16-2020ew | ,EM16-2000ew,3000K; ,EM16-2020ew,2700K; ,EM16-2050ew,5000K | MR16 | Reflector (Flood/Spot) | GU5.3 | Directional | LED | 3 | 50 | 48 | 50 | 1323 |  | 35 | 500 | 6.5 | 76.9 | No | 25000 | 2700 | 81 | 4 | 0.7 | -25 | Dimmable | 10% |  | Damp Location Rated,Not for Use in Enclosed Fixtures |  |  |  | 2015-01-01 | 2016-05-13 | United States, Canada | ES_1132791_EM16-2020ew_05052016155634_4850580 | 2266644
Euri Lighting | Euri lighting | EP20-2020ew | EP20-2020ew | ,EP20-2000ew,3000K; ,EP20-2020ew,2700K; ,EP20-2050ew,5000K | PAR20 | Reflector (Flood/Spot) | E26 (Medium) | Directional | LED | 3 | 50 | 85 | 63 | 843 |  | 40 | 500 | 7 | 71.4 | No | 25000 | 2700 | 91 | 51 | 0.9 | -25 | Dimmable |  | No | Damp Location Rated | No |  |  | 2015-01-01 | 2016-05-13 | United States, Canada | ES_1132791_EP20-2020ew_05052016152238_9174768 | 2266638
Euri Lighting | Euri lighting | EP30-2020ew | EP30-2020ew | ,EP30-2000ew,3000K; ,EP30-2050ew,5000K | PAR30L | Reflector (Flood/Spot) | E26 (Medium) | Directional | LED | 3 | 75 | 119 | 94 | 1468 |  | 40 | 800 | 11 | 72.7 | No | 25000 | 2700 | 91 | 53 | 0.9 | -25 | Dimmable |  | No | Damp Location Rated | No |  |  | 2015-01-01 | 2016-05-13 | United States, Canada | ES_1132791_EP30-2020ew_05052016152603_1169244 | 2266639
Euri Lighting | Euri lighting | EP30-2020ews | EP30-2020ews | ,EP30-2000ews,3000K; ,EP30-2020ews,2700K; ,EP30-2050ews,5000K | PAR30 | Reflector (Flood/Spot) | E26 (Medium) | Directional | LED | 3 | 75 | 84 | 94 | 1416 |  | 40 | 800 | 11 | 72.7 | No | 25000 | 2700 | 91 | 53 | 0.9 | -25 | Dimmable |  | No | Damp Location Rated | No |  |  | 2015-01-01 | 2016-05-13 | United States, Canada | ES_1132791_EP30-2020ews_05052016152852_3690149 | 2266640
Euri Lighting | Euri lighting | ER20-2020e | ER20-2020e | ,ER20-2000e,3000K; ,ER20-2020e,2700K; ,ER20-2050e,5000K | R20 | Reflector (Flood/Spot) | E26 (Medium) | Directional | LED | 3 | 50 | 95 | 54 |  |  |  | 500 | 7.5 | 66.7 | No | 25000 | 2700 | 82 | 5 | 0.9 | -25 | Dimmable | 10% |  | Damp Location Rated,Not for Use in Enclosed Fixtures |  |  |  | 2015-01-01 | 2016-05-13 | United States, Canada | ES_1132791_ER20-2020e_05052016160522_9297143 | 2266646
Euri Lighting | Euri lighting | LED | EA21-1000et |  | A21 | General Purpose Replacement | E26 (Medium) | Omnidirectional | LED | 5 | 100 | 136 | 72 |  |  |  | 1600 | 17 | 94.1 | Yes | 25000 | 3000 | 83 | 15 | 1 | -25 |  |  | No | None | No |  |  | 2016-04-23 | 2016-04-26 | United States | ES_1132791_EA21-1000et_05052016114050_5814044 | 2266135
Energetic Lighting Inc. | Energetic | LED C35 LAMP | ELY05D-CWCE1-VB |  | Decorative Candle: Other | Decorative | E26 (Medium) | Decorative | LED | 3 | 40 | 101.5 | 38 |  |  |  | 350 | 4.5 | 77.8 | No | 25000 | 2700 | 81 | 3 | 0.9 | -20 | Dimmable | 10% |  | None |  |  |  | 2014-06-01 | 2014-11-12 | United States, Canada | ES_32673_ELY05D-CWCE1-VB_11122014165706_5915472 | 2225630
Energetic Lighting Inc. | Energetic | LED Decorative Lamp | ELY07D-CSCC1-VB |  | Decorative Candle: Other | Decorative | E12 (Candelabra) | Decorative | LED | 5 | 60 | 110 | 43 |  |  |  | 500 | 7 | 71.4 | No | 25000 | 3000 | 82 | 12 | 0.9 | -20 | Dimmable | 5% |  | None |  |  |  | 2014-12-16 | 2014-12-19 | United States | ES_32673_ELY07D-CSCC1-VB_12222014103635_2053440 | 2229889
Energetic Lighting Inc. | Energetic | LED Decorative Lamp | ELY07D-CSCC-VB |  | Decorative Candle: Other | Decorative | E12 (Candelabra) | Decorative | LED | 5 | 60 | 116 | 43 |  |  |  | 500 | 7 | 71.4 | No | 25000 | 3000 | 82 | 12 | 0.9 | -20 | Dimmable | 5% |  | None |  |  |  | 2014-12-16 | 2014-12-19 | United States | ES_32673_ELY07D-CSCC-VB_12222014103635_2897165 | 2229887
Energetic Lighting Inc. | Energetic | LED Decorative Lamp | ELY07D-CSCE1-VB |  | Decorative Candle: Other | Decorative | E26 (Medium) | Decorative | LED | 5 | 60 | 109 | 43 |  |  |  | 500 | 7 | 71.4 | No | 25000 | 3000 | 82 | 12 | 0.9 | -20 | Dimmable | 5% |  | None |  |  |  | 2014-12-16 | 2014-12-19 | United States | ES_32673_ELY07D-CSCE1-VB_12222014103635_8342320 | 2229890
Energetic Lighting Inc. | Energetic | LED Decorative Lamp | ELY07D-CSCE-VB |  | Decorative Candle: Other | Decorative | E26 (Medium) | Decorative | LED | 5 | 60 | 115 | 43 |  |  |  | 500 | 7 | 71.4 | No | 25000 | 3000 | 82 | 12 | 0.9 | -20 | Dimmable | 5% |  | None |  |  |  | 2014-12-16 | 2014-12-19 | United States | ES_32673_ELY07D-CSCE-VB_12222014103635_3192978 | 2229888
Energetic Lighting Inc. | Energetic | LED Decorative Lamp | ELY07D-CWCC1-VB |  | Decorative Candle: Other | Decorative | E12 (Candelabra) | Decorative | LED | 5 | 60 | 110 | 43 |  |  |  | 500 | 7 | 71.4 | No | 25000 | 2700 | 80 | 1 | 0.9 | -20 | Dimmable | 5% |  | None |  |  |  | 2014-12-16 | 2014-12-19 | United States | ES_32673_ELY07D-CWCC1-VB_12222014103635_9562371 | 2229885
Energetic Lighting Inc. | Energetic | LED Decorative Lamp | ELY07D-CWCC-VB |  | Decorative Candle: Other | Decorative | E12 (Candelabra) | Decorative | LED | 5 | 60 | 116 | 43 |  |  |  | 500 | 7 | 71.4 | No | 25000 | 2700 | 80 | 1 | 0.9 | -20 | Dimmable | 5% |  | None |  |  |  | 2014-12-16 | 2014-12-19 | United States | ES_32673_ELY07D-CWCC-VB_12222014103635_3905731 | 2229883
Energetic Lighting Inc. | Energetic | LED Decorative Lamp | ELY07D-CWCE1-VB |  | Decorative Candle: Other | Decorative | E26 (Medium) | Decorative | LED | 5 | 60 | 109 | 43 |  |  |  | 500 | 7 | 71.4 | No | 25000 | 2700 | 80 | 1 | 0.9 | -20 | Dimmable | 5% |  | None |  |  |  | 2014-12-16 | 2014-12-19 | United States | ES_32673_ELY07D-CWCE1-VB_12222014103635_7161284 | 2229886
Energetic Lighting Inc. | Energetic | LED Decorative Lamp | ELY07D-CWCE-VB |  | Decorative Candle: Other | Decorative | E26 (Medium) | Decorative | LED | 5 | 60 | 115 | 43 |  |  |  | 500 | 7 | 71.4 | No | 25000 | 2700 | 80 | 1 | 0.9 | -20 | Dimmable | 5% |  | None |  |  |  | 2014-12-16 | 2014-12-19 | United States | ES_32673_ELY07D-CWCE-VB_12222014103635_6259515 | 2229884
Energetic Lighting Inc. | Energetic | LED G16.5 LAMP | ELY05D-GSCC-VB |  | G16.5 | Globe | E12 (Candelabra) | Decorative | LED | 5 | 40 | 74 | 49 |  |  |  | 350 | 4.5 | 77.8 | No | 25000 | 3000 | 83 | 11 | 0.9 | -20 | Dimmable | 10% |  | None |  |  |  | 2014-05-05 | 2014-09-30 | United States, Canada | ES_32673_ELY05D-GSCC-VB_10012014162818_9028828 | 2221121
Energetic Lighting Inc. | Energetic | LED G16.5 LAMP | ELY05D-GSCE-VB |  | G16.5 | Globe | E26 (Medium) | Decorative | LED | 5 | 40 | 74 | 49 |  |  |  | 350 | 4.5 | 77.8 | No | 25000 | 3000 | 83 | 11 | 0.9 | -20 | Dimmable | 10% |  | None |  |  |  | 2014-05-05 | 2014-09-30 | United States, Canada | ES_32673_ELY05D-GSCE-VB_10012014162818_3089053 | 2221119
Energetic Lighting Inc. | Energetic | LED G16.5 LAMP | ELY05D-GWCC-VB |  | G16.5 | Globe | E12 (Candelabra) | Decorative | LED | 5 | 40 | 74 | 49 |  |  |  | 350 | 4.5 | 77.8 | No | 25000 | 2700 | 82 | 10 | 0.9 | -20 | Dimmable | 10% |  | None |  |  |  | 2014-05-05 | 2014-09-30 | United States, Canada | ES_32673_ELY05D-GWCC-VB_10012014162818_7321584 | 2221120
Energetic Lighting Inc. | Energetic | LED G16.5 LAMP | ELY05D-GWCE-VB |  | G16.5 | Globe | E26 (Medium) | Decorative | LED | 5 | 40 | 74 | 49 |  |  |  | 350 | 4.5 | 77.8 | No | 25000 | 2700 | 82 | 10 | 0.9 | -20 | Dimmable | 10% |  | None |  |  |  | 2014-05-05 | 2014-09-30 | United States, Canada | ES_32673_ELY05D-GWCE-VB_10012014162818_4702866 | 2221118
Energetic Lighting Inc. | Energetic | LED Omni Bulb | E3OA11D-830-VB |  | A19 | General Purpose Replacement | E26 (Medium) | Omnidirectional | LED | 5 | 75 | 114 | 60 |  |  |  | 1100 | 11 | 100 | No | 25000 | 3000 | 82 | 8 | 0.9 | -20 | Dimmable | 10% | Yes | None | No |  |  | 2016-04-05 | 2016-04-17 | United States, Canada | ES_32673_E3OA11D-830-VB_05022016101028_4244733 | 2265705
Energetic Lighting Inc. | Energetic | LED Omni Bulb | E3OA11D-850-VB |  | A19 | General Purpose Replacement | E26 (Medium) | Omnidirectional | LED | 5 | 75 | 114 | 60 |  |  |  | 1100 | 11 | 100 | No | 25000 | 5000 | 83 | 12 | 0.9 | -20 | Dimmable | 10% | Yes | None | No |  |  | 2016-04-05 | 2016-04-17 | United States, Canada | ES_32673_E3OA11D-850-VB_05022016101028_7226015 | 2265706
Energetic Lighting Inc. | Energetic | LED Omni Bulb | E3OA15D-830-VB |  | A21 | General Purpose Replacement | E26 (Medium) | Omnidirectional | LED | 5 | 100 | 129 | 65 |  |  |  | 1600 | 15 | 106.7 | No | 25000 | 3000 | 82 | 7 | 0.9 | -20 | Dimmable | 10% | Yes | None | No |  |  | 2016-04-05 | 2016-04-17 | United States, Canada | ES_32673_E3OA15D-830-VB_05022016101044_4007098 | 2265703
Energetic Lighting Inc. | Energetic | LED Omni Bulb | E3OA15D-850-VB |  | A21 | General Purpose Replacement | E26 (Medium) | Omnidirectional | LED | 5 | 100 | 129 | 65 |  |  |  | 1600 | 15 | 106.7 | No | 25000 | 5000 | 83 | 12 | 0.9 | -20 | Dimmable | 10% | Yes | None | No |  |  | 2016-04-05 | 2016-04-17 | United States, Canada | ES_32673_E3OA15D-850-VB_05022016101044_6404916 | 2265704
Energetic Lighting Inc. | Energetic | LED Omni Lamp | E1WA18-827-VB |  | A21 | General Purpose Replacement | E26 (Medium) | Omnidirectional | LED | 5 | 100 | 126 | 65 |  |  |  | 1600 | 17 | 94.1 | No | 25000 | 2700 | 82 | 8 | 1 | -20 |  |  |  | None |  |  |  | 2015-07-10 | 2015-07-08 | United States, Canada | ES_32673_E1WA18-827-VB_07132015102048_7475031 | 2243192
Energetic Lighting Inc. | Energetic | LED Omni Lamp | E1WA18-840-VB |  | A21 | General Purpose Replacement | E26 (Medium) | Omnidirectional | LED | 5 | 100 | 126 | 65 |  |  |  | 1600 | 17 | 94.1 | No | 25000 | 4000 | 86 | 23 | 1 | -20 |  |  |  | None |  |  |  | 2015-07-10 | 2015-07-08 | United States, Canada | ES_32673_E1WA18-840-VB_07132015102048_5158779 | 2243193
Energetic Lighting Inc. | Energetic | LED Omni Lamp | E1WA18-850-VB |  | A21 | General Purpose Replacement | E26 (Medium) | Omnidirectional | LED | 5 | 100 | 126 | 65 |  |  |  | 1600 | 17 | 94.1 | No | 25000 | 5000 | 85 | 20 | 1 | -20 |  |  |  | None |  |  |  | 2015-07-10 | 2015-07-08 | United States, Canada | ES_32673_E1WA18-850-VB_07132015102048_1848868 | 2243194
Energetic Lighting Inc. | Energetic | LED Omni Lamp | ELY10D-2EAOA-VB |  | A19 | General Purpose Replacement | E26 (Medium) | Omnidirectional | LED | 5 | 60 | 110 | 61 |  |  |  | 800 | 10.2 | 78.4 | No | 25000 | 3000 | 83 | 14 | 0.9 | -20 | Dimmable | 14% |  | None |  |  |  | 2014-01-10 | 2014-11-12 | United States | ES_32673_ELY10D-2EAOA-VB_11132014141104_3971965 | 2225653
Energetic Lighting Inc. | Energetic | LED Omni Lamp | ELY10D-2EAOC-VB |  | A19 | General Purpose Replacement | E26 (Medium) | Omnidirectional | LED | 5 | 60 | 110 | 61 |  |  |  | 800 | 10.2 | 78.4 | No | 25000 | 4000 | 85 | 24 | 0.9 | -20 | Dimmable | 14% |  | None |  |  |  | 2014-01-10 | 2014-11-12 | United States | ES_32673_ELY10D-2EAOC-VB_11132014141104_1065738 | 2225654
Energetic Lighting Inc. | Energetic | LED Omni Lamp | ELY10D-2EAON-VB |  | A19 | General Purpose Replacement | E26 (Medium) | Omnidirectional | LED | 5 | 60 | 110 | 61 |  |  |  | 800 | 10.3 | 77.8 | No | 25000 | 5000 | 84 | 19 | 0.9 | -20 | Dimmable | 14% |  | None |  |  |  | 2014-01-10 | 2014-11-12 | United States | ES_32673_ELY10D-2EAON-VB_11132014141104_5602673 | 2225655
Energetic Lighting Inc. | Energetic | LED Omni Lamp | ELY10D-2EAOW-VB |  | A19 | General Purpose Replacement | E26 (Medium) | Omnidirectional | LED | 5 | 60 | 110 | 61 |  |  |  | 800 | 10.2 | 78.4 | No | 25000 | 2700 | 82 | 9 | 0.9 | -20 | Dimmable | 14% |  | None |  |  |  | 2014-01-10 | 2014-11-12 | United States | ES_32673_ELY10D-2EAOW-VB_11132014141104_6832672 | 2225652
Energetic Lighting Inc. | Energetic | LED OMNI POP | E4OA06D-827-VB |  | A19 | General Purpose Replacement | E26 (Medium) | Omnidirectional | LED | 5 | 40 | 110 | 60 |  |  |  | 450 | 6 | 75 | No | 25000 | 2700 | 82 | 7 | 0.9 | -18 | Dimmable | 10% | Yes | None | No |  |  | 2016-01-01 | 2016-04-12 | United States, Canada | ES_32673_E4OA06D-827-VB_04142016105315_4801915 | 2264075
Energetic Lighting Inc. | Energetic | LED OMNI POP | E4OA06D-830-VB |  | A19 | General Purpose Replacement | E26 (Medium) | Omnidirectional | LED | 5 | 40 | 110 | 60 |  |  |  | 450 | 6 | 75 | No | 25000 | 3000 | 82 | 6 | 0.9 | -18 | Dimmable | 10% | Yes | None | No |  |  | 2016-01-01 | 2016-04-12 | United States, Canada | ES_32673_E4OA06D-830-VB_04142016105315_1019615 | 2264076
Energetic Lighting Inc. | Energetic | LED OMNI POP | E4OA06D-840-VB |  | A19 | General Purpose Replacement | E26 (Medium) | Omnidirectional | LED | 5 | 40 | 110 | 60 |  |  |  | 450 | 6 | 75 | No | 25000 | 4000 | 83 | 14 | 0.9 | -18 | Dimmable | 10% | Yes | None | No |  |  | 2016-01-01 | 2016-04-12 | United States, Canada | ES_32673_E4OA06D-840-VB_04142016105315_4163469 | 2264077
Energetic Lighting Inc. | Energetic | LED OMNI POP | E4OA06D-850-VB |  | A19 | General Purpose Replacement | E26 (Medium) | Omnidirectional | LED | 5 | 40 | 110 | 60 |  |  |  | 450 | 6 | 75 | No | 25000 | 5000 | 84 | 11 | 0.9 | -18 | Dimmable | 10% | Yes | None | No |  |  | 2016-01-01 | 2016-04-12 | United States, Canada | ES_32673_E4OA06D-850-VB_04142016105315_6090149 | 2264078
Energetic Lighting Inc. | Energetic | LED OMNI POP | E4OA09D-827-VB |  | A19 | General Purpose Replacement | E26 (Medium) | Omnidirectional | LED | 5 | 60 | 110 | 60 |  |  |  | 800 | 8.5 | 94 | No | 25000 | 2700 | 82 | 5 | 0.9 | -18 | Dimmable | 10% | Yes | None | No |  |  | 2016-01-01 | 2016-04-11 | United States, Canada | ES_32673_E4OA09D-827-VB_04122016103106_2787025 | 2263950
Energetic Lighting Inc. | Energetic | LED OMNI POP | E4OA09D-830-VB |  | A19 | General Purpose Replacement | E26 (Medium) | Omnidirectional | LED | 5 | 60 | 110 | 60 |  |  |  | 800 | 8.5 | 94 | No | 25000 | 3000 | 82 | 6 | 0.9 | -18 | Dimmable | 10% | Yes | None | No |  |  | 2016-01-01 | 2016-04-11 | United States, Canada | ES_32673_E4OA09D-830-VB_04122016103106_5874125 | 2263951
Energetic Lighting Inc. | Energetic | LED OMNI POP | E4OA09D-840-VB |  | A19 | General Purpose Replacement | E26 (Medium) | Omnidirectional | LED | 5 | 60 | 110 | 60 |  |  |  | 800 | 8.5 | 94 | No | 25000 | 4000 | 84 | 14 | 0.9 | -18 | Dimmable | 10% | Yes | None | No |  |  | 2016-01-01 | 2016-04-11 | United States, Canada | ES_32673_E4OA09D-840-VB_04122016103106_6110538 | 2263952
Energetic Lighting Inc. | Energetic | LED OMNI POP | E4OA09D-850-VB |  | A19 | General Purpose Replacement | E26 (Medium) | Omnidirectional | LED | 5 | 60 | 110 | 60 |  |  |  | 800 | 8.5 | 94 | No | 25000 | 5000 | 85 | 12 | 0.9 | -18 | Dimmable | 10% | Yes | None | No |  |  | 2016-01-01 | 2016-04-11 | United States, Canada | ES_32673_E4OA09D-850-VB_04122016103106_2253530 | 2263953
Energetic Lighting Inc. | Energetic | LED PAR LAMP | ELY08D-PW15-VB |  | PAR20 | Reflector (Flood/Spot) | E26 (Medium) | Directional | LED | 3 | 50 | 87.9 | 63 | 4396 |  | 15 | 500 | 8 | 62.5 | No | 25000 | 3000 | 82 | 17 | 0.9 | -20 | Dimmable | 10% |  | None |  |  |  | 2014-01-01 | 2014-11-05 | United States, Canada | ES_32673_ELY08D-PW15-VB_11072014103053_6600039 | 2224391
Energetic Lighting Inc. | Energetic | LED PAR LAMP | ELY08D-PW25-VB |  | PAR20 | Reflector (Flood/Spot) | E26 (Medium) | Directional | LED | 3 | 50 | 87.9 | 63 | 4396 |  | 25 | 500 | 8 | 62.5 | No | 25000 | 3000 | 82 | 17 | 0.9 | -20 | Dimmable | 10% |  | None |  |  |  | 2014-01-01 | 2014-11-05 | United States, Canada | ES_32673_ELY08D-PW25-VB_11072014103053_7018888 | 2224392
Energetic Lighting Inc. | Energetic | LED PAR LAMP | ELY08D-PW40-VB |  | PAR20 | Reflector (Flood/Spot) | E26 (Medium) | Directional | LED | 3 | 50 | 87.9 | 63 | 4396 |  | 40 | 500 | 8 | 62.5 | No | 25000 | 3000 | 82 | 17 | 0.9 | -20 | Dimmable | 10% |  | None |  |  |  | 2014-01-01 | 2014-11-05 | United States, Canada | ES_32673_ELY08D-PW40-VB_11072014103053_7973924 | 2224393
Energetic Lighting Inc. | Energetic | LED PAR LAMP | ELY08D-2PC40-VB |  | PAR20 | Reflector (Flood/Spot) | E26 (Medium) | Directional | LED | 5 | 50 | 82 | 63 | 757 |  | 40 |  | 7.5 | 53.3 | No | 25000 | 4000 | 83 | 14 | 0.9 | -20 | Dimmable | 10% |  | None |  |  |  | 2014-05-01 | 2015-01-09 | United States, Canada | ES_32673_ELY08D-2PC40-VB_01132015164957_6880953 | 2230980
Energetic Lighting Inc. | Energetic | LED PAR LAMP | ELY08D-2PS25-VB |  | PAR20 | Reflector (Flood/Spot) | E26 (Medium) | Directional | LED | 5 | 50 | 82 | 63 | 2455 |  | 25 |  | 7.6 | 53.3 | No | 25000 | 3000 | 83 | 12 | 0.9 | -20 | Dimmable | 10% |  | None |  |  |  | 2014-05-01 | 2014-10-28 | United States, Canada | ES_32673_ELY08D-2PS25-VB_10292014163839_5993387 | 2224048
Energetic Lighting Inc. | Energetic | LED PAR LAMP | ELY08D-2PS40-VB |  | PAR20 | Reflector (Flood/Spot) | E26 (Medium) | Directional | LED | 5 | 50 | 82 | 63 | 842 |  | 40 |  | 7.6 | 53.3 | No | 25000 | 3000 | 83 | 12 | 0.9 | -20 | Dimmable | 10% |  | None |  |  |  | 2014-05-01 | 2014-10-28 | United States, Canada | ES_32673_ELY08D-2PS40-VB_10292014163839_1038375 | 2224050
Energetic Lighting Inc. | Energetic | LED PAR LAMP | ELY08D-2PW25-VB |  | PAR20 | Reflector (Flood/Spot) | E26 (Medium) | Directional | LED | 5 | 50 | 82 | 63 | 2346 |  | 25 |  | 7.6 | 53.3 | No | 25000 | 2700 | 82 | 9 | 0.9 | -20 | Dimmable | 10% |  | None |  |  |  | 2014-05-01 | 2014-10-28 | United States, Canada | ES_32673_ELY08D-2PW25-VB_10292014163839_5611551 | 2224047
Energetic Lighting Inc. | Energetic | LED PAR LAMP | ELY08D-2PW40-VB |  | PAR20 | Reflector (Flood/Spot) | E26 (Medium) | Directional | LED | 5 | 50 | 82 | 63 | 786 |  | 40 |  | 7.6 | 53.3 | No | 25000 | 2700 | 82 | 9 | 0.9 | -20 | Dimmable | 10% |  | None |  |  |  | 2014-05-01 | 2014-10-28 | United States, Canada | ES_32673_ELY08D-2PW40-VB_10292014163839_9718849 | 2224049
Energetic Lighting Inc. | Energetic | LED PAR LAMP | ELY11D-2PSS25-VB |  | PAR30 | Reflector (Flood/Spot) | E26 (Medium) | Directional | LED | 5 | 60 | 90 | 94 | 2938 |  | 25 | 600 | 10.5 | 57.1 | No | 25000 | 3000 | 82 | 11 | 0.9 | -20 | Dimmable | 10% |  | None |  |  |  | 2014-05-01 | 2014-08-20 | United States, Canada | ES_32673_ELY11D-2PSS25-VB_08292014154300_2408887 | 2218428
Energetic Lighting Inc. | Energetic | LED PAR LAMP | ELY11D-2PSS40-VB |  | PAR30 | Reflector (Flood/Spot) | E26 (Medium) | Directional | LED | 5 | 60 | 94 | 90 | 1388 |  | 40 | 600 | 10.5 | 57.1 | No | 25000 | 3000 | 84 | 25 | 0.9 | -20 | Dimmable | 10% |  | None |  |  |  | 2014-05-01 | 2014-07-17 | United States, Canada | ES_32673_ELY11D-2PSS40-VB_07182014155929_6686263 | 2215774
Energetic Lighting Inc. | Energetic | LED PAR LAMP | ELY11D-2PSW25-VB |  | PAR30 | Reflector (Flood/Spot) | E26 (Medium) | Directional | LED | 5 | 60 | 90 | 94 | 3132 |  | 25 | 600 | 10.5 | 57.1 | No | 25000 | 2700 | 82 | 8 | 0.9 | -20 | Dimmable | 10% |  | None |  |  |  | 2014-05-01 | 2014-08-20 | United States, Canada | ES_32673_ELY11D-2PSW25-VB_08292014154300_9257338 | 2218427
Energetic Lighting Inc. | Energetic | LED PAR LAMP | ELY11D-2PSW40-VB |  | PAR30 | Reflector (Flood/Spot) | E26 (Medium) | Directional | LED | 5 | 60 | 94 | 90 | 1452 |  | 40 | 600 | 10.5 | 57.1 | No | 25000 | 2700 | 83 | 20 | 0.9 | -20 | Dimmable | 10% |  | None |  |  |  | 2014-05-01 | 2014-07-17 | United States, Canada | ES_32673_ELY11D-2PSW40-VB_07182014155929_9011837 | 2215773
Energetic Lighting Inc. | Energetic | LED PAR LAMP | ELY14D-2PLC25-VB |  | PAR30L | Reflector (Flood/Spot) | E26 (Medium) | Directional | LED | 5 | 75 | 115 | 94 | 4706 |  | 25 |  | 13.5 | 55.6 | No | 25000 | 4000 | 85 | 22 | 0.9 | -20 | Dimmable | 10% |  | None |  |  |  | 2014-05-01 | 2014-10-28 | United States, Canada | ES_32673_ELY14D-2PLC25-VB_10292014163831_3107582 | 2224053
Energetic Lighting Inc. | Energetic | LED PAR LAMP | ELY14D-2PLC40-VB |  | PAR30L | Reflector (Flood/Spot) | E26 (Medium) | Directional | LED | 5 | 75 | 115 | 94 | 1933 |  | 40 | 750 | 13.5 | 55.6 | No | 25000 | 4000 | 85 | 25 | 0.9 | -20 | Dimmable | 10% |  | None |  |  |  | 2014-05-01 | 2014-07-17 | United States, Canada | ES_32673_ELY14D-2PLC40-VB_07182014155914_1271337 | 2215761
Energetic Lighting Inc. | Energetic | LED PAR LAMP | ELY14D-2PLN25-VB |  | PAR30L | Reflector (Flood/Spot) | E26 (Medium) | Directional | LED | 5 | 75 | 115 | 94 | 5073 |  | 25 |  | 13.5 | 55.6 | No | 25000 | 5000 | 82 | 18 | 0.9 | -20 | Dimmable | 10% |  | None |  |  |  | 2014-05-01 | 2014-10-28 | United States, Canada | ES_32673_ELY14D-2PLN25-VB_10292014163831_8720201 | 2224054
Energetic Lighting Inc. | Energetic | LED PAR LAMP | ELY14D-2PLN40-VB |  | PAR30L | Reflector (Flood/Spot) | E26 (Medium) | Directional | LED | 5 | 75 | 115 | 94 | 2003 |  | 40 | 750 | 13.5 | 55.6 | No | 25000 | 5000 | 86 | 25 | 0.9 | -20 | Dimmable | 10% |  | None |  |  |  | 2014-05-01 | 2014-07-17 | United States, Canada | ES_32673_ELY14D-2PLN40-VB_07182014155914_4230456 | 2215762
Energetic Lighting Inc. | Energetic | LED PAR LAMP | ELY14D-2PLS25-VB |  | PAR30L | Reflector (Flood/Spot) | E26 (Medium) | Directional | LED | 5 | 75 | 115 | 94 | 4526 |  | 25 |  | 13.5 | 55.6 | No | 25000 | 3000 | 82 | 10 | 0.9 | -20 | Dimmable | 10% |  | None |  |  |  | 2014-05-01 | 2014-10-28 | United States, Canada | ES_32673_ELY14D-2PLS25-VB_10292014163831_5696349 | 2224052
Energetic Lighting Inc. | Energetic | LED PAR LAMP | ELY14D-2PLS40-VB |  | PAR30L | Reflector (Flood/Spot) | E26 (Medium) | Directional | LED | 5 | 75 | 115 | 94 | 1754 |  | 40 | 750 | 13.5 | 55.6 | No | 25000 | 3000 | 84 | 23 | 0.9 | -20 | Dimmable | 10% |  | None |  |  |  | 2014-05-01 | 2014-07-17 | United States, Canada | ES_32673_ELY14D-2PLS40-VB_07182014155914_2699401 | 2215760
Energetic Lighting Inc. | Energetic | LED PAR LAMP | ELY14D-2PLW25-VB |  | PAR30L | Reflector (Flood/Spot) | E26 (Medium) | Directional | LED | 5 | 75 | 115 | 94 | 4557 |  | 25 |  | 13.7 | 55.6 | No | 25000 | 2700 | 81 | 6 | 0.9 | -20 | Dimmable | 10% |  | None |  |  |  | 2014-05-01 | 2014-10-28 | United States, Canada | ES_32673_ELY14D-2PLW25-VB_10292014163831_6420486 | 2224051
Energetic Lighting Inc. | Energetic | LED PAR LAMP | ELY14D-2PLW40-VB |  | PAR30L | Reflector (Flood/Spot) | E26 (Medium) | Directional | LED | 5 | 75 | 115 | 94 | 1751 |  | 40 | 750 | 13.5 | 55.6 | No | 25000 | 2700 | 83 | 21 | 0.9 | -20 | Dimmable | 10% |  | None |  |  |  | 2014-05-01 | 2014-07-17 | United States, Canada | ES_32673_ELY14D-2PLW40-VB_07182014155914_5729615 | 2215775
Energetic Lighting Inc. | Energetic | LED PAR LAMP | ELY18D-2PC25-VB |  | PAR38 | Reflector (Flood/Spot) | E26 (Medium) | Directional | LED | 5 | 100 | 132 | 121 | 5433 |  | 25 | 1050 | 17.5 | 60 | No | 25000 | 4000 | 87 | 32 | 0.9 | -20 | Dimmable | 10% |  | Other,not for use in enclosed fixtures |  |  |  | 2014-05-01 | 2014-09-11 | United States, Canada | ES_32673_ELY18D-2PC25-VB_09182014113326_5795319 | 2220255
Energetic Lighting Inc. | Energetic | LED PAR LAMP | ELY18D-2PC40-VB |  | PAR38 | Reflector (Flood/Spot) | E26 (Medium) | Directional | LED | 5 | 85 | 132 | 121 | 1760 |  | 40 | 1050 | 17.5 | 60 | No | 25000 | 4000 | 84 | 25 | 0.9 | -20 | Dimmable | 10% |  | None |  |  |  | 2014-05-01 | 2014-07-17 | United States, Canada | ES_32673_ELY18D-2PC40-VB_07182014155817_3859897 | 2215765
Energetic Lighting Inc. | Energetic | LED PAR LAMP | ELY18D-2PN25-VB |  | PAR38 | Reflector (Flood/Spot) | E26 (Medium) | Directional | LED | 5 | 100 | 132 | 121 | 5947 |  | 25 | 1050 | 17.5 | 60 | No | 25000 | 5000 | 83 | 14 | 0.9 | -20 | Dimmable | 10% |  | Other,not for use in enclosed fixtures |  |  |  | 2014-05-01 | 2014-09-11 | United States, Canada | ES_32673_ELY18D-2PN25-VB_09182014113326_9160124 | 2220256
Energetic Lighting Inc. | Energetic | LED PAR LAMP | ELY18D-2PN40-VB |  | PAR38 | Reflector (Flood/Spot) | E26 (Medium) | Directional | LED | 5 | 85 | 132 | 121 | 1699 |  | 40 | 1050 | 17.5 | 60 | No | 25000 | 5000 | 86 | 21 | 0.9 | -20 | Dimmable | 10% |  | None |  |  |  | 2014-05-01 | 2014-07-17 | United States, Canada | ES_32673_ELY18D-2PN40-VB_07182014155817_7304869 | 2215766
Energetic Lighting Inc. | Energetic | LED PAR LAMP | ELY18D-2PS25-VB |  | PAR38 | Reflector (Flood/Spot) | E26 (Medium) | Directional | LED | 5 | 100 | 132 | 121 | 5465 |  | 25 | 1050 | 17.5 | 60 | No | 25000 | 3000 | 83 | 18 | 0.9 | -20 | Dimmable | 10% |  | Other,not for use in enclosed fixtures |  |  |  | 2014-05-01 | 2014-09-11 | United States, Canada | ES_32673_ELY18D-2PS25-VB_09182014113326_9365375 | 2220254
Energetic Lighting Inc. | Energetic | LED PAR LAMP | ELY18D-2PS40-VB |  | PAR38 | Reflector (Flood/Spot) | E26 (Medium) | Directional | LED | 5 | 85 | 132 | 121 | 1566 |  | 40 | 1050 | 17.5 | 60 | No | 25000 | 3000 | 84 | 23 | 0.9 | -20 | Dimmable | 10% |  | None |  |  |  | 2014-05-01 | 2014-07-17 | United States, Canada | ES_32673_ELY18D-2PS40-VB_07182014155817_3851124 | 2215764
Energetic Lighting Inc. | Energetic | LED PAR LAMP | ELY18D-2PW25-VB |  | PAR38 | Reflector (Flood/Spot) | E26 (Medium) | Directional | LED | 5 | 100 | 132 | 121 | 5446 |  | 25 | 1050 | 17.5 | 60 | No | 25000 | 2700 | 81 | 5 | 0.9 | -20 | Dimmable | 10% |  | Other,not for use in enclosed fixtures |  |  |  | 2014-05-01 | 2014-09-11 | United States, Canada | ES_32673_ELY18D-2PW25-VB_09182014113326_2211255 | 2220253
Energetic Lighting Inc. | Energetic | LED PAR LAMP | ELY18D-2PW40-VB |  | PAR38 | Reflector (Flood/Spot) | E26 (Medium) | Directional | LED | 5 | 85 | 132 | 121 | 1561 |  | 40 | 1050 | 17.5 | 60 | No | 25000 | 2700 | 83 | 21 | 1 | -20 | Dimmable | 10% |  | None |  |  |  | 2014-05-01 | 2014-07-17 | United States, Canada | ES_32673_ELY18D-2PW40-VB_07182014155817_6403095 | 2215763
Energetic Lighting Inc. | Energetic | LED PAR LAMP | ELY19D-PW25-VB |  | PAR38 | Reflector (Flood/Spot) | E26 (Medium) | Directional | LED | 3 | 100 | 130 | 121 | 7337 |  | 25 | 1350 | 19 | 71 | No | 25000 | 3000 | 82 | 19 | 1 | -20 | Dimmable | 10% |  | Damp Location Rated |  |  |  | 2014-01-01 | 2014-03-26 | United States | ES_32673_ELY19D-PW25-VB_04022014111318_2858494 | 2207599
Energetic Lighting Inc. | Energetic | LED PAR LAMP | ELYL15D-2PS40-VB |  | PAR38 | Reflector (Flood/Spot) | E26 (Medium) | Directional | LED | 3 | 75 | 128 | 121 | 1220 |  | 40 | 850 | 15 | 56.7 | No | 25000 | 3000 | 83 | 19 | 0.9 | -20 | Dimmable | 10% |  | Damp Location Rated |  |  |  | 2014-03-01 | 2014-05-23 | United States | ES_32673_ELYL15D-2PS40-VB_06052014153008_8653550 | 2212450
Energetic Lighting Inc. | Energetic | LED R LAMP | ELY08D-2BRW-VB |  | R20 | Reflector (Flood/Spot) | E26 (Medium) | Directional | LED | 3 | 45 | 93 | 63 |  |  | 120 | 450 | 8 | 56.3 | No | 25000 | 2700 | 81 | 10 | 0.9 | -20 | Dimmable | 10% |  | Damp Location Rated |  |  |  | 2014-03-01 | 2014-05-23 | United States | ES_32673_ELY08D-2BRW-VB_06052014152956_4399415 | 2212451
Energetic Lighting Inc. | Energetic | MR16-GU5.3 | ELY08D-MR5.3C-VB |  | MR16 | Reflector (Flood/Spot) | GU5.3 | Directional | LED | 5 | 50 | 50 | 50 | 1351 |  | 35 | 500 | 7 | 71.4 | No | 25000 | 4000 | 83 | 13 | 1 | -20 | Dimmable | 10% |  | None |  |  |  | 2014-01-01 | 2015-01-19 | United States, Canada | ES_32673_ELY08D-MR5.3C-VB_01212015114445_3821873 | 2231337
Energetic Lighting Inc. | Energetic | MR16-GU5.3 | ELY08D-MR5.3S-VB |  | MR16 | Reflector (Flood/Spot) | GU5.3 | Directional | LED | 5 | 50 | 50 | 50 | 1347 |  | 35 | 500 | 7 | 71.4 | No | 25000 | 3000 | 81 | 13 | 1 | -20 | Dimmable | 10% |  | None |  |  |  | 2014-01-01 | 2015-01-19 | United States, Canada | ES_32673_ELY08D-MR5.3S-VB_01212015114445_1095397 | 2231339
Energetic Lighting Inc. | Energetic | MR16-GU5.3 | ELY08D-MR5.3W-VB |  | MR16 | Reflector (Flood/Spot) | GU5.3 | Directional | LED | 5 | 50 | 50 | 50 | 1340 |  | 35 | 500 | 7 | 71.4 | No | 25000 | 2700 | 80 | 2 | 1 | -20 | Dimmable | 10% |  | None |  |  |  | 2014-01-01 | 2014-11-05 | United States, Canada | ES_32673_ELY08D-MR5.3W-VB_01212015114445_8327015 | 2231338
Energetic Lighting Inc. | Energetic | PAR16 | ELY07D-MR10S-VB |  | PAR16 | Reflector (Flood/Spot) | GU10 | Directional | LED | 5 | 50 | 59 | 50 | 1477 |  | 35 | 500 | 6.5 | 76.9 | No | 25000 | 3000 | 83 | 15 | 0.9 | -20 | Dimmable | 10% | No | None | No |  |  | 2014-07-01 | 2016-08-19 | United States, Canada | ES_32673_ELY07D-MR10S-VB_08312016153116_8089716 | 2277613
Energetic Lighting Inc. | Energetic | PAR16 | ELY07D-MR10S-VB |  | PAR16 | Reflector (Flood/Spot) | GU10 | Directional | LED | 5 | 50 | 59 | 50 | 1477 |  | 35 | 500 | 6.5 | 76.9 | No | 25000 | 3000 | 83 | 15 | 0.9 | -20 | Dimmable | 10% |  | None |  |  |  | 2014-07-01 | 2015-01-07 | United States, Canada | ES_32673_ELY07D-MR10S-VB_01132015164847_9761012 | 2230959
Energetic Lighting Inc. | Energetic | PAR16 | ELY07D-MR10W-VB |  | PAR16 | Reflector (Flood/Spot) | GU10 | Directional | LED | 5 | 50 | 59 | 50 | 1156 |  | 38 | 500 | 6.5 | 76.9 | No | 25000 | 2700 | 81 | 5 | 0.9 | -20 | Dimmable | 10% | No | None | No |  |  | 2014-07-01 | 2016-08-19 | United States, Canada | ES_32673_ELY07D-MR10W-VB_08312016153116_8771182 | 2277612
Energetic Lighting Inc. | Energetic | PAR16 | ELY07D-MR10W-VB |  | PAR16 | Reflector (Flood/Spot) | GU10 | Directional | LED | 5 | 50 | 59 | 50 | 1156 |  | 38 | 500 | 6.5 | 76.9 | No | 25000 | 2700 | 81 | 5 | 0.9 | -20 | Dimmable | 10% |  | None |  |  |  | 2014-07-01 | 2015-01-07 | United States, Canada | ES_32673_ELY07D-MR10W-VB_01132015164847_3524368 | 2230958
Energetic Lighting Inc. | Energetic | PAR16 | ELY08D-MR5.3S-VB |  | PAR16 | Reflector (Flood/Spot) | GU5.3 | Directional | LED | 5 | 50 | 50 | 50 | 1340 |  | 35 | 500 | 7 | 71.4 | No | 25000 | 3000 | 82 | 13 | 1 | -20 | Dimmable | 19% | Yes | None | No |  |  | 2014-07-01 | 2016-08-30 | United States, Canada | ES_32673_ELY08D-MR5.3S-VB_09092016143301_2400462 | 2278659
Energetic Lighting Inc. | Energetic | PAR16 | ELY08D-MR5.3W-VB |  | PAR16 | Reflector (Flood/Spot) | GU5.3 | Directional | LED | 5 | 50 | 50 | 50 | 1340 |  | 35 | 500 | 7 | 71.4 | No | 25000 | 2700 | 80 | 2 | 1 | -20 | Dimmable | 19% | Yes | None | No |  |  | 2014-07-01 | 2016-08-30 | United States, Canada | ES_32673_ELY08D-MR5.3W-VB_09092016143301_4404079 | 2278658
Energetic Lighting Inc. | Energetic | PAR30-S 40 Degree | ELY11D-2PSC40-VB |  | PAR30 | Reflector (Flood/Spot) | E26 (Medium) | Directional | LED | 5 | 60 | 94 | 90 | 1519 |  | 40 | 600 | 10.5 | 57.1 | No | 25000 | 4000 | 84 | 17 | 0.9 | -20 | Dimmable | 10% |  | None |  |  |  | 2014-05-01 | 2015-01-09 | United States, Canada | ES_32673_ELY11D-2PSC40-VB_01132015164950_3872498 | 2230979
Energetic Lighting Inc. | Energetic | T2 Spiral Lamp | E213-13SW |  | CFL Bare Spiral | General Purpose Replacement | E26 (Medium) | Omnidirectional | CFL | 2 | 60 | 95.1 | 45.5 |  | 2.5 |  | 800 | 13 | 61.5 | No | 10000 | 2700 | 82 | -4 | 0.6 | -15 |  |  |  | Damp Location Rated,Enclosed Fixtures,Not for Use in Recessed Fixtures |  |  |  | 2015-09-12 | 2015-09-21 | United States, Canada | ES_32673_E213-13SW_09212015133421_4078132 | 2249035
EnerGreen Technologies Ltd. | EnerGreen | LED Lamp | EGT-7.0-MR16COB-D-WW |  | MR16 | Reflector (Flood/Spot) | GU5.3 | Directional | LED | 5 | 50 | 50.3 | 50.1 | 1202 |  | 40 | 450 | 7 | 64.3 | No | 25000 | 2700 | 82 | 6 | 0.7 | -20 | Dimmable | 15% |  | Damp Location Rated,Recessed Fixtures,Shatter Resistant |  |  |  | 2015-04-01 | 2015-05-07 | Canada | ES_1124191_EGT-7.0-MR16COB-D-WW_05072015171315_9823901 | 2239201
EnerGreen Technologies Ltd. | EnerGreen | LED Lamp | EGT-7.0-PAR16COB-D-WW |  | PAR16 | Reflector (Flood/Spot) | E26 (Medium) | Directional | LED | 5 | 60 | 70.4 | 50.1 | 1125 |  | 40 | 450 | 7 | 64.3 | No | 25000 | 2700 | 81 | 5 | 0.9 | -20 | Dimmable | 15% |  | Damp Location Rated,Recessed Fixtures,Shatter Resistant,Not for Use in Enclosed Fixtures |  |  |  | 2015-04-01 | 2015-05-07 | Canada | ES_1124191_EGT-7.0-PAR16COB-D-WW_05072015172020_9789471 | 2239202
EnerGreen Technologies Ltd. | EnerGreen | LED Lamp | EGT-PAR20COB-8-D-WW |  | PAR20 | Reflector (Flood/Spot) | E26 (Medium) | Directional | LED | 5 | 50 | 84.8 | 63.2 | 1061 |  | 40 | 535 | 8 | 66.9 | No | 25000 | 2700 | 81 | 6 | 1 | -20 | Dimmable | 10% |  | Damp Location Rated,Enclosed Fixtures,Recessed Fixtures,Shatter Resistant |  |  |  | 2015-05-20 | 2015-06-29 | Canada | ES_1124191_EGT-PAR20COB-8-D-WW_06292015114904_0587261 | 2243230
EnerGreen Technologies Ltd. | EnerGreen Technologies | Directional LED Lamp PAR38 | EGT-PAR38COB-16w-D-2700K |  | PAR38 | Reflector (Flood/Spot) | E26 (Medium) | Directional | LED | 3 | 100 | 133.9 | 120.8 | 2929 |  | 40 | 1120 | 16 | 70 | No | 25000 | 2700 | 81 | 11 | 1 | -20 | Dimmable | 10% | No | Damp Location Rated | No |  |  | 2016-09-30 | 2016-09-26 | Canada | ES_1124191_EGT-PAR38COB-16w-D-2700K_09262016152601_3284992 | 2280880
EnerGreen Technologies Ltd. | EnerGreen Technologies | Directional LED Lamp PAR38 | EGT-PAR38COB-16w-D-3000K |  | PAR38 | Reflector (Flood/Spot) | E26 (Medium) | Directional | LED | 3 | 100 | 134.4 | 120.7 | 2935 |  | 40 | 1120 | 16 | 70 | No | 25000 | 3000 | 81 | 10 | 1 | -20 | Dimmable | 10% | No | Damp Location Rated | No |  |  | 2016-09-30 | 2016-09-26 | Canada | ES_1124191_EGT-PAR38COB-16w-D-3000K_09262016152633_4358791 | 2280881
EnerGreen Technologies Ltd. | EnerGreen Technologies | Directional LED Lamp PAR38 | EGT-PAR38COB-16w-D-4000K |  | PAR38 | Reflector (Flood/Spot) | E26 (Medium) | Directional | LED | 3 | 100 | 134.6 | 121 | 3339 |  | 40 | 1120 | 16 | 70 | No | 25000 | 4000 | 80 | 10 | 1 | -20 | Dimmable | 10% | No | Damp Location Rated | No |  |  | 2016-09-30 | 2016-09-26 | Canada | ES_1124191_EGT-PAR38COB-16w-D-4000K_09262016152640_4328912 | 2280882
EnerGreen Technologies Ltd. | EnerGreen Technologies | Omnidirectional LED Lamp A19 | EGT-A19-10w-2700K |  | A19 | General Purpose Replacement | E26 (Medium) | Omnidirectional | LED | 3 | 60 | 111.2 | 65.8 |  |  |  | 800 | 9.9 | 80.8 | No | 25000 | 2700 | 83 | 11 | 0.8 | -20 | Dimmable | 5% |  | Damp Location Rated,Not for Use in Enclosed Fixtures,Recessed Fixtures |  |  |  | 2015-12-10 | 2015-12-21 | Canada | ES_1124191_EGT-A19-10w-2700K_12212015163432_9489101 | 2256103
EnVision LED Lighting, Inc. | ENVISION LED | LED Spotlight | LED-PAR20-8W-DL-D4-ES |  | PAR20 | Reflector (Flood/Spot) | E26 (Medium) | Directional | LED | 3 | 50 | 85.4 | 62.5 | 988 |  | 40 | 500 | 8 | 62.5 | No | 25000 | 5000 | 84 | 17 | 0.9 | -20 | Dimmable | 10% |  | Damp Location Rated,Recessed Fixtures,Not for Use in Enclosed Fixtures |  |  |  | 2015-09-30 | 2015-10-16 | United States, Canada | ES_1132650_LED-PAR20-8W-DL-D4-ES_10162015175947_7677892 | 2251315
EnVision LED Lighting, Inc. | ENVISION LED | LED Spotlight | LED-PAR20-8W-SW-D4-ES |  | PAR20 | Reflector (Flood/Spot) | E26 (Medium) | Directional | LED | 3 | 50 | 85.6 | 63.2 | 1018 |  | 40 | 500 | 8 | 62.5 | No | 25000 | 2700 | 82 | 2 | 0.9 | -20 | Dimmable | 10% |  | Damp Location Rated,Recessed Fixtures,Not for Use in Enclosed Fixtures |  |  |  | 2015-09-30 | 2015-10-16 | United States, Canada | ES_1132650_LED-PAR20-8W-SW-D4-ES_10162015175902_4388910 | 2251313
EnVision LED Lighting, Inc. | ENVISION LED | LED Spotlight | LED-PAR20-8W-WW-D4-ES |  | PAR20 | Reflector (Flood/Spot) | E26 (Medium) | Directional | LED | 3 | 50 | 85.6 | 63.1 | 1005 |  | 40 | 500 | 8 | 62.5 | No | 25000 | 3000 | 83 | 8 | 0.9 | -20 | Dimmable | 10% |  | Damp Location Rated,Recessed Fixtures,Not for Use in Enclosed Fixtures |  |  |  | 2015-09-30 | 2015-10-16 | United States, Canada | ES_1132650_LED-PAR20-8W-WW-D4-ES_10162015175933_5729876 | 2251314
EnVision LED Lighting, Inc. | ENVISION LED | LED Spotlight | LED-PAR30-13W-DL-DSN4-ES |  | PAR30 | Reflector (Flood/Spot) | E26 (Medium) | Directional | LED | 3 | 75 | 92.3 | 95 | 1496 |  | 40 | 800 | 13 | 61.5 | No | 25000 | 5000 | 89 | 37 | 0.9 | -20 | Dimmable | 10% |  | Damp Location Rated,Recessed Fixtures,Not for Use in Enclosed Fixtures |  |  |  | 2015-09-30 | 2015-10-16 | United States, Canada | ES_1132650_LED-PAR30-13W-DL-DSN4-ES_10162015100356_4326796 | 2251365
EnVision LED Lighting, Inc. | ENVISION LED | LED Spotlight | LED-PAR30-13W-SW-DSN4-ES |  | PAR30 | Reflector (Flood/Spot) | E26 (Medium) | Directional | LED | 3 | 75 | 92 | 95.2 | 1542 |  | 40 | 800 | 13 | 61.5 | No | 25000 | 2700 | 82 | 3 | 0.9 | -20 | Dimmable | 10% |  | Damp Location Rated,Recessed Fixtures,Not for Use in Enclosed Fixtures |  |  |  | 2015-09-30 | 2015-10-16 | United States, Canada | ES_1132650_LED-PAR30-13W-SW-DSN4-ES_10162015100312_4718931 | 2251363
EnVision LED Lighting, Inc. | ENVISION LED | LED Spotlight | LED-PAR30-13W-WW-DSN4-ES |  | PAR30 | Reflector (Flood/Spot) | E26 (Medium) | Directional | LED | 3 | 75 | 91.4 | 95.1 | 1548 |  | 40 | 800 | 13 | 61.5 | No | 25000 | 3000 | 83 | 7 | 0.9 | -20 | Dimmable | 10% |  | Damp Location Rated,Recessed Fixtures,Not for Use in Enclosed Fixtures |  |  |  | 2015-09-30 | 2015-10-16 | United States, Canada | ES_1132650_LED-PAR30-13W-WW-DSN4-ES_10162015100344_6971879 | 2251364
EnVision LED Lighting, Inc. | ENVISION LED | LED Spotlight | LED-PAR38-18W-WW-D4-ES |  | PAR38 | Reflector (Flood/Spot) | E26 (Medium) | Directional | LED | 3 | 100 | 133.2 | 124.6 | 2197 |  | 40 | 1100 | 18 | 61.1 | No | 25000 | 3000 | 83 | 6 | 1 | -20 | Dimmable | 10% |  | Damp Location Rated,Recessed Fixtures,Not for Use in Enclosed Fixtures |  |  |  | 2015-09-30 | 2015-10-16 | United States, Canada | ES_1132650_LED-PAR38-18W-WW-D4-ES_10162015101446_6871209 | 2251367
ESL Vision LLC | ESL Vision | BR30 | ESL-BR30-14W-227 |  | BR30 | Reflector (Flood/Spot) | E26 (Medium) | Directional | LED | 5 | 85 | 133 | 95 |  |  | 105 | 1070 | 14 | 76.4 | No | 25000 | 2700 | 82 | 15 | 1 | -20 | Dimmable | 10% |  | None |  |  |  | 2015-07-01 | 2015-07-27 | United States | ES_1120936_ESL-BR30-14W-227_07272015011840_1023862 | 2244522
ESL Vision LLC | ESL Vision | BR30 | ESL-BR30-14W-230 |  | BR30 | Reflector (Flood/Spot) | E26 (Medium) | Directional | LED | 5 | 85 | 133 | 95 |  |  | 105 | 1070 | 14 | 76.4 | No | 25000 | 3000 | 82 | 11 | 1 | -20 | Dimmable | 10% |  | None |  |  |  | 2015-07-01 | 2015-07-23 | United States | ES_1120936_ESL-BR30-14W-230_07272015012550_1023862 | 2244523
ESL Vision LLC | ESL Vision | BR30 | ESL-BR30-14W-240 |  | BR30 | Reflector (Flood/Spot) | E26 (Medium) | Directional | LED | 5 | 85 | 133 | 95 |  |  | 100 | 1070 | 14 | 76.4 | No | 25000 | 4000 | 83 | 9 | 1 | -20 | Dimmable | 10% |  | None |  |  |  | 2015-07-01 | 2015-07-27 | United States | ES_1120936_ESL-BR30-14W-240_07272015013620_1023862 | 2244524
ESL Vision LLC | ESL Vision | BR30 | ESL-BR30-9W-230 |  | BR30 | Reflector (Flood/Spot) | E26 (Medium) | Directional | LED | 5 | 65 | 133.1 | 95.2 |  |  | 104 | 700 | 9 | 77.8 | No | 25000 | 3000 | 82 | 11 | 1 | -20 | Dimmable | 10% |  | None |  |  |  | 2015-07-01 | 2015-07-27 | United States | ES_1120936_ESL-BR30-9W-230_07272015125621_1023861 | 2244520
ESL Vision LLC | ESL Vision | BR30 | ESL-BR30-9W-240 |  | BR30 | Reflector (Flood/Spot) | E26 (Medium) | Directional | LED | 5 | 65 | 133.1 | 95.2 |  |  | 105 | 750 | 9 | 83.3 | No | 25000 | 4000 | 83 | 7 | 1 | -20 | Dimmable | 10% |  | None |  |  |  | 2015-07-01 | 2015-07-27 | United States | ES_1120936_ESL-BR30-9W-240_07272015010730_1023861 | 2244521
ESL Vision LLC | ESL Vision | BR30 9Watt | ESL-BR30-9W-227 |  | BR30 | Reflector (Flood/Spot) | E26 (Medium) | Directional | LED | 5 | 65 | 133.1 | 95.2 |  |  |  | 680 | 9 | 75.6 | No | 25000 | 2700 | 82 | 15 | 1 | -20 | Dimmable | 10% |  | Damp Location Rated |  |  |  | 2015-07-01 | 2015-07-14 | United States | ES_1120936_ESL-BR30-9W-227_07142015052330_1023853 | 2243310
ESL Vision LLC | ESL Vision | Dimmable BR30 | ESL-BR30-13W-130 |  | BR30 | Reflector (Flood/Spot) | E26 (Medium) | Directional | LED | 5 | 65 | 133.2 | 95.7 |  |  |  | 850 | 13 | 65.4 | No | 25000 | 3000 | 82 | 9 | 0.9 | -20 | Dimmable | 15% |  | Damp Location Rated,Recessed Fixtures,Shatter Resistant |  |  |  | 2015-03-30 | 2015-04-09 | United States, Canada | ES_1120936_ESL-BR30-13W-130_04092015162121_2097641 | 2237563
ESL Vision LLC | ESL Vision | Dimmable MR16 | ESL-MR16-7W-12740 |  | MR16 | Reflector (Flood/Spot) | GU5.3 | Directional | LED | 5 | 50 | 50.3 | 50.1 | 1202 |  | 40 | 450 | 7 | 64.3 | No | 25000 | 2700 | 82 | 6 | 0.7 | -20 | Dimmable | 15% |  | Damp Location Rated,Recessed Fixtures,Shatter Resistant |  |  |  | 2015-03-30 | 2015-04-09 | United States, Canada | ES_1120936_ESL-MR16-7W-12740_04092015162245_8728951 | 2237565
ESL Vision LLC | ESL Vision | Dimmable MR16 | ESL-MR16-7W-13040 |  | MR16 | Reflector (Flood/Spot) | GU5.3 | Directional | LED | 5 | 50 | 50.3 | 50.1 | 1058 |  | 40 | 450 | 7 | 64.3 | No | 25000 | 3000 | 83 | 12 | 0.7 | -20 | Dimmable | 15% |  | Damp Location Rated,Recessed Fixtures,Shatter Resistant |  |  |  | 2015-03-30 | 2015-04-09 | United States, Canada | ES_1120936_ESL-MR16-7W-13040_04092015162222_3987159 | 2237564
ESL Vision LLC | ESL Vision | Dimmable PAR20 | ESL-Par20-8w-22740 |  | PAR20 | Reflector (Flood/Spot) | E26 (Medium) | Directional | LED | 5 | 50 | 84.8 | 63.2 | 1061 |  | 40 | 535 | 8 | 66.9 | No | 25000 | 2700 | 81 | 6 | 1 | -20 | Dimmable | 10% |  | Damp Location Rated,Recessed Fixtures,Shatter Resistant |  |  |  | 2015-03-30 | 2015-04-09 | United States, Canada | ES_1120936_ESL-Par20-8w-22740_04092015162512_3298765 | 2237566
ESL Vision LLC | ESL Vision | Dimmable PAR20 | ESL-Par20-8w-23040 |  | PAR20 | Reflector (Flood/Spot) | E26 (Medium) | Directional | LED | 5 | 50 | 85.1 | 63.6 | 1294 |  | 40 | 580 | 8 | 72.5 | No | 25000 | 3000 | 82 | 9 | 1 | -20 | Dimmable | 10% |  | Damp Location Rated,Recessed Fixtures,Shatter Resistant |  |  |  | 2015-03-30 | 2015-04-09 | United States, Canada | ES_1120936_ESL-Par20-8w-23040_04092015162544_2098741 | 2237567
ESL Vision LLC | ESL Vision | Dimmable PAR20 | ESL-Par20-8w-24040 |  | PAR20 | Reflector (Flood/Spot) | E26 (Medium) | Directional | LED | 5 | 50 | 86.5 | 63.3 | 1388 |  | 40 | 600 | 8 | 75 | No | 25000 | 4000 | 84 | 18 | 1 | -20 | Dimmable | 10% |  | Damp Location Rated,Recessed Fixtures,Shatter Resistant |  |  |  | 2015-03-30 | 2015-04-09 | United States, Canada | ES_1120936_ESL-Par20-8w-24040_04092015162602_3982752 | 2237569
ESL Vision LLC | ESL Vision | Dimmable PAR20 | ESL-Par20-8w-25040 |  | PAR20 | Reflector (Flood/Spot) | E26 (Medium) | Directional | LED | 5 | 50 | 84.7 | 63.2 | 1326 |  | 40 | 600 | 8 | 75 | No | 25000 | 5000 | 83 | 18 | 1 | -20 | Dimmable | 10% |  | Damp Location Rated,Recessed Fixtures,Shatter Resistant |  |  |  | 2015-03-30 | 2015-04-09 | United States, Canada | ES_1120936_ESL-Par20-8w-25040_04092015162558_2987195 | 2237568
ESL Vision LLC | ESL Vision | Dimmable PAR30 | ESL-Par30-13w-22740 |  | PAR30L | Reflector (Flood/Spot) | E26 (Medium) | Directional | LED | 5 | 75 | 115.6 | 94.6 | 1661 |  | 40 | 815 | 13 | 62.7 | No | 25000 | 2700 | 82 | 5 | 0.9 | -20 | Dimmable | 10% |  | Damp Location Rated,Recessed Fixtures,Shatter Resistant |  |  |  | 2015-03-30 | 2015-04-09 | United States, Canada | ES_1120936_ESL-Par30-13w-22740_04092015162615_3286510 | 2237570
ESL Vision LLC | ESL Vision | Dimmable PAR30 | ESL-Par30-13w-23040 |  | PAR30L | Reflector (Flood/Spot) | E26 (Medium) | Directional | LED | 5 | 75 | 116.6 | 94.9 | 2282 |  | 40 | 900 | 13 | 69.2 | No | 25000 | 3000 | 82 | 9 | 0.9 | -20 | Dimmable | 10% |  | Damp Location Rated,Recessed Fixtures,Shatter Resistant |  |  |  | 2015-03-30 | 2015-04-09 | United States, Canada | ES_1120936_ESL-Par30-13w-23040_04092015162647_2387765 | 2237571
Greenlite Lighting Corporation | Greenlite | 11/20/26W/3WAY/27K | 11/20/26W/3WAY/27K |  | CFL Bare Spiral | General Purpose Replacement | E26 (Medium) | Omnidirectional | CFL | 2 | 100 | 185.4 | 59.3 |  | 2 |  | 1700 | 26 | 65.4 | Yes | 10000 | 2700 | 82 | -10 | 0.5 | -18 |  |  |  | Not for Use in Enclosed Fixtures |  |  |  | 2014-10-16 | 2014-10-16 | United States, Canada | ES_31571_11/20/26W/3WAY/27K_10162014041330_1023697 | 2222502
Greenlite Lighting Corporation | Greenlite | 11W/LED/BR30D | 11W/LED/BR30D |  | BR30 | Reflector (Flood/Spot) | E26 (Medium) | Directional | LED | 3 | 65 | 128.9 | 94.7 |  |  | 110 | 850 | 11 | 77.3 | No | 25000 | 3000 | 82 | 9 | 1 | -20 | Dimmable | 10% |  | Damp Location Rated,Not for Use in Enclosed Fixtures |  |  |  | 2015-09-24 | 2015-09-24 | United States, Canada | ES_31571_11W/LED/BR30D_09242015105331_1023903 | 2248487
Greenlite Lighting Corporation | Greenlite | 11W/LED/BR30D/27K | 11W/LED/BR30D/27K |  | BR30 | Reflector (Flood/Spot) | E26 (Medium) | Directional | LED | 3 | 65 | 130 | 95 |  |  | 113 | 800 | 11 | 72.7 | No | 25000 | 2700 | 82 | 14 | 0.9 | -20 | Dimmable | 10% |  | None |  |  |  | 2014-05-02 | 2014-05-02 | United States | ES_31571_11W/LED/BR30D/27K_05022014022550_1023605 | 2209991
Greenlite Lighting Corporation | Greenlite | 11W/LED/BR30D 3000K | 11W/LED/BR30D |  | BR30 | Reflector (Flood/Spot) | E26 (Medium) | Directional | LED | 3 | 65 | 130 | 95 |  |  |  | 850 | 11.1 | 76.6 | No | 25000 | 3000 | 83 | 17 | 0.9 | -20 | Dimmable | 10% |  | Damp Location Rated |  |  |  | 2014-10-13 | 2014-10-13 | United States, Canada | ES_31571_11W/LED/BR30D_10132014044950_1023694 | 2222313
Greenlite Lighting Corporation | Greenlite | 11W/LED/BR30D/40K | 11W/LED/BR30D/40K |  | BR30 | Reflector (Flood/Spot) | E26 (Medium) | Directional | LED | 3 | 65 | 128.9 | 95.7 |  |  | 110 | 850 | 11 | 77.3 | No | 25000 | 4000 | 84 | 16 | 1 | -20 | Dimmable | 10% |  | Damp Location Rated,Not for Use in Enclosed Fixtures |  |  |  | 2015-09-24 | 2015-09-24 | United States, Canada | ES_31571_11W/LED/BR30D/40K_09242015105621_1023903 | 2248488
Greenlite Lighting Corporation | Greenlite | 11W/LED/BR30D/40K | 11W/LED/BR30D/40K |  | BR30 | Reflector (Flood/Spot) | E26 (Medium) | Directional | LED | 3 | 65 | 130 | 95 |  |  |  | 850 | 11 | 77.3 | No | 25000 | 4000 | 85 | 26 | 0.9 | -20 | Dimmable | 10% |  | Damp Location Rated,Not for Use in Recessed Fixtures,Not for Use in Enclosed Fixtures,Recessed Fixtures |  |  |  | 2014-08-10 | 2015-01-26 | United States, Canada | ES_31571_11W/LED/BR30D/40K_01262015054440_1023753 | 2231835
Greenlite Lighting Corporation | Greenlite | 11W/LED/OMNI | 11W/LED/OMNI |  | A19 | General Purpose Replacement | E26 (Medium) | Omnidirectional | LED | 3 | 60 | 108.5 | 61.8 |  |  |  | 800 | 11 | 72.7 | No | 25000 | 3000 | 83 | 10 | 1 | -20 | Dimmable | 4% |  | None |  |  |  | 2014-03-30 | 2014-04-10 | United States, Canada | ES_31571_11W/LED/OMNI_04072014020840_1023595 | 2208223
Greenlite Lighting Corporation | Greenlite | 11W/LED/OMNI/D27K | 11W/LED/OMNI/D27K |  | A19 | General Purpose Replacement | E26 (Medium) | Omnidirectional | LED | 3 | 75 | 111.7 | 59.7 |  |  |  | 1100 | 11 | 100 | No | 25000 | 2700 | 82 | 10 | 0.9 | -20 | Dimmable | 5% | Yes | Damp Location Rated | No |  |  | 2016-07-07 | 2016-07-07 | United States, Canada | ES_31571_11W/LED/OMNI/D27K_07072016064000_1024040 | 2271981
Greenlite Lighting Corporation | Greenlite | 11W/LED/OMNID/27K | 11W/LED/OMNID/27K |  | A19 | General Purpose Replacement | E26 (Medium) | Omnidirectional | LED | 3 | 75 | 112.3 | 63.7 |  |  |  | 1100 | 11 | 100 | No | 25000 | 2700 | 82 | 8 | 0.9 | -20 | Dimmable | 10% |  | Damp Location Rated,Not for Use in Enclosed Fixtures |  |  |  | 2016-02-05 | 2016-02-05 | United States, Canada | ES_31571_11W/LED/OMNID/27K_02112016064330_1023964 | 2259987
Greenlite Lighting Corporation | Greenlite | 11W/LED/OMNI-D 3000K | 11W/LED/OMNI-D | ,11W/LED/OMNI-D/2,2 PACK | A19 | General Purpose Replacement | E26 (Medium) | Omnidirectional | LED | 3 | 60 | 105.9 | 69.5 |  |  |  | 800 | 11 | 72.7 | No | 25000 | 3000 | 84 | 22 | 1 | -20 | Dimmable | 10% |  | Not for Use in Enclosed Fixtures |  |  |  | 2014-11-06 | 2014-11-06 | United States, Switzerland, Europe, Taiwan, Japan, Canada | ES_31571_11W/LED/OMNI-D_11062014025620_1023709 | 2224546
Greenlite Lighting Corporation | Greenlite | 11W/LED/OMNI/D30K | 11W/LED/OMNI/D30K |  | A19 | General Purpose Replacement | E26 (Medium) | Omnidirectional | LED | 3 | 75 | 111.7 | 59.7 |  |  |  | 1100 | 11 | 100 | No | 25000 | 3000 | 81 | 4 | 0.9 | -20 | Dimmable | 5% | Yes | Damp Location Rated | No |  |  | 2016-07-07 | 2016-07-07 | United States, Canada | ES_31571_11W/LED/OMNI/D30K_07072016064000_1024040 | 2271982
Greenlite Lighting Corporation | Greenlite | 11W/LED/OMNID 30K | 11W/LED/OMNID |  | A19 | General Purpose Replacement | E26 (Medium) | Omnidirectional | LED | 3 | 75 | 112.3 | 63.7 |  |  |  | 1100 | 11 | 100 | No | 25000 | 3000 | 83 | 9 | 0.9 | -20 | Dimmable | 10% |  | Damp Location Rated,Not for Use in Enclosed Fixtures |  |  |  | 2015-07-29 | 2015-07-29 | United States, Canada | ES_31571_11W/LED/OMNID 30K_07312015045620_1023864 | 2244760
Greenlite Lighting Corporation | Greenlite | 11W/LED/OMNI-D/C/30K | 11W/LED/OMNI-D/C/30K |  | A19 | General Purpose Replacement | E26 (Medium) | Omnidirectional | LED | 3 | 60 | 110 | 60 |  |  |  | 800 | 11 | 72.7 | No | 25000 | 3000 | 93 | 56 | 0.9 | -20 | Dimmable | 10% |  | Damp Location Rated |  |  |  | 2015-01-01 | 2015-12-10 | United States, Canada | ES_31571_11W/LED/OMNI-D/C/30K_12102015094828_9279443 | 2254528
Greenlite Lighting Corporation | Greenlite | 11W/LED/PAR30-D/C | 11W/LED/PAR30-D/C |  | PAR30L | Reflector (Flood/Spot) | E26 (Medium) | Directional | LED | 4 | 75 | 119 | 94 | 1438 |  | 40 | 800 | 11 | 72.7 | No | 25000 | 3000 | 93 | 65 | 0.9 | -40 | Dimmable | 10% |  | Damp Location Rated,Not for Use in Enclosed Fixtures |  |  |  | 2015-01-01 | 2015-12-30 | United States, Canada | ES_31571_11W/LED/PAR30-D/C_12292015131820_5567895 | 2255791
Greenlite Lighting Corporation | Greenlite | 11W/LED/PAR30-D/C/27K | 11W/LED/PAR30-D/C/27K |  | PAR30L | Reflector (Flood/Spot) | E26 (Medium) | Directional | LED | 4 | 75 | 119 | 94 | 1438 |  | 40 | 800 | 11 | 72.7 | No | 25000 | 2700 | 91 | 53 | 0.9 | -40 | Dimmable | 10% |  | Damp Location Rated,Not for Use in Enclosed Fixtures |  |  |  | 2015-01-01 | 2015-12-30 | United States, Canada | ES_31571_11W/LED/PAR30-D/C/27K_12292015131401_4505273 | 2255790
Greenlite Lighting Corporation | Greenlite | 11W/LED/PAR30-D/C/50K | 11W/LED/PAR30-D/C/50K |  | PAR30L | Reflector (Flood/Spot) | E26 (Medium) | Directional | LED | 3 | 75 | 119 | 94 | 1492 |  | 40 | 800 | 11 | 72.7 | No | 25000 | 5000 | 96 | 94 | 0.9 | -20 | Dimmable |  | No | Damp Location Rated | No |  |  | 2015-01-01 | 2016-06-17 | United States, Canada | ES_31571_11W/LED/PAR30-D/C/50K_06152016165432_7190515 | 2270022
Greenlite Lighting Corporation | Greenlite | 11W/LED/PAR30D/FL | 11W/LED/PAR30D/FL |  | PAR30L | Reflector (Flood/Spot) | E26 (Medium) | Directional | LED | 3 | 75 | 116.8 | 95.1 | 2400 |  | 40 | 850 | 11 | 77.3 | No | 25000 | 3000 | 82 | 7 | 0.9 | -20 | Dimmable | 10% | No | Damp Location Rated | No |  |  | 2016-08-23 | 2016-08-23 | United States, Canada | ES_31571_11W/LED/PAR30D/FL_08232016125731_1024061 | 2276318
Greenlite Lighting Corporation | Greenlite | 11W/LED/PAR30-D/SN/C | 11W/LED/PAR30-D/SN/C |  | PAR30 | Reflector (Flood/Spot) | E26 (Medium) | Directional | LED | 4 | 75 | 84 | 94 | 1499 |  | 40 | 800 | 11 | 72.7 | No | 25000 | 3000 | 92 | 64 | 0.9 | -40 | Dimmable | 10% |  | Damp Location Rated,Not for Use in Enclosed Fixtures |  |  |  | 2015-01-01 | 2015-12-30 | United States, Canada | ES_31571_11W/LED/PAR30-D/SN/C_12292015132620_8132135 | 2255793
Greenlite Lighting Corporation | Greenlite | 11W/LED/PAR30-D/SN/C/27K | 11W/LED/PAR30-D/SN/C/27K |  | PAR30 | Reflector (Flood/Spot) | E26 (Medium) | Directional | LED | 4 | 75 | 84 | 94 | 1416 |  | 40 | 800 | 11 | 72.7 | No | 25000 | 2700 | 91 | 53 | 0.9 | -40 | Dimmable | 10% |  | Damp Location Rated,Not for Use in Enclosed Fixtures |  |  |  | 2015-01-01 | 2015-12-30 | United States, Canada | ES_31571_11W/LED/PAR30-D/SN/C/27K_12292015132405_6930505 | 2255792
Greenlite Lighting Corporation | Greenlite | Omnidirectional LED Lamp | 15W/LED/OMNID/30K |  | A21 | General Purpose Replacement | E26 (Medium) | Omnidirectional | LED | 3 | 100 | 134.3 | 71.8 |  |  |  | 1600 | 15 | 106.7 | No | 25000 | 3000 | 84 | 11 | 0.9 | -20 | Dimmable | 10% | No | Damp Location Rated,Not for Use in Recessed Fixtures | No |  |  | 2016-07-21 | 2016-07-06 | United States, Canada | ES_31571_15W/LED/OMNID/30K_07062016135027_3542909 | 2273169
Greenlite Lighting Corporation | Greenlite | Omnidirectional LED Lamp | 15W/LED/OMNID/50K |  | A21 | General Purpose Replacement | E26 (Medium) | Omnidirectional | LED | 3 | 100 | 134.5 | 72 |  |  |  | 1600 | 15 | 106.7 | No | 25000 | 5000 | 85 | 24 | 0.9 | -20 | Dimmable | 10% | No | Damp Location Rated,Not for Use in Recessed Fixtures | No |  |  | 2016-07-21 | 2016-07-22 | United States, Canada | ES_31571_15W/LED/OMNID/50K_07222016143400_3248994 | 2273182
Greenlite Lighting Corporation | Greenlite | Omnidirectional LED Lamp | 9W/LED/OMNI* |  | A19 | General Purpose Replacement | E26 (Medium) | Omnidirectional | LED | 3 | 60 | 112.4 | 59.7 |  |  |  | 800 | 9 | 88.9 | No | 15000 | 3000 | 83 | 9 | 0.6 | -20 |  |  | No | Damp Location Rated,Use With Timers,Not for Use in Recessed Fixtures,Use With Photo and/or Motion Sensors | No |  |  | 2016-07-21 | 2016-07-14 | United States, Canada | ES_31571_9W/LED/OMNI*_07142016135135_5891903 | 2273177
Greenlite Lighting Corporation | Greenlite | Omnidirectional LED Lamp | 9W/LED/OMNI*/27K |  | A19 | General Purpose Replacement | E26 (Medium) | Omnidirectional | LED | 3 | 60 | 112.6 | 59.7 |  |  |  | 800 | 9 | 88.9 | No | 15000 | 2700 | 82 | 7 | 0.7 | -20 |  |  | No | Damp Location Rated,Use With Timers,Not for Use in Recessed Fixtures,Use With Photo and/or Motion Sensors | No |  |  | 2016-07-21 | 2016-07-14 | United States, Canada | ES_31571_9W/LED/OMNI*/27K_07142016135101_2139879 | 2273175
Greenlite Lighting Corporation | Greenlite | Omnidirectional LED Lamp | 9W/LED/OMNI*/50K |  | A19 | General Purpose Replacement | E26 (Medium) | Omnidirectional | LED | 3 | 60 | 112.4 | 59.7 |  |  |  | 800 | 9 | 88.9 | No | 15000 | 5000 | 84 | 18 | 0.7 | -20 |  |  | No | Damp Location Rated,Use With Timers,Not for Use in Recessed Fixtures,Use With Photo and/or Motion Sensors | No |  |  | 2016-07-21 | 2016-07-14 | United States, Canada | ES_31571_9W/LED/OMNI*/50K_07142016135146_4592900 | 2273180
Greenlite Lighting Corporation | Greenlite | Omnidirectional LED Lamp | 9W/LED/OMNI/GU24/D |  | A19 | General Purpose Replacement | GU24 | Omnidirectional | LED | 3 | 60 | 112 | 60 |  |  |  | 800 | 9 | 88.9 | No | 25000 | 3000 | 83 | 10 | 0.9 | -20 | Dimmable | 10% | Yes | Damp Location Rated,Recessed Fixtures | No |  |  | 2016-07-21 | 2016-07-12 | United States, Canada | ES_31571_9W/LED/OMNI/GU24/D_07122016135045_4598201 | 2273171
GreenTech Environmental | purePower | LED A Lamp | LEDA19E26D2700K9W |  | A19 | General Purpose Replacement | E26 (Medium) | Omnidirectional | LED | 3 | 60 | 112.3 | 64.9 |  |  |  | 800 | 9 | 88.9 | No | 25000 | 2700 | 82 | 7 | 0.9 | -20 | Dimmable | 10% |  | Damp Location Rated,Not for Use in Enclosed Fixtures |  |  |  | 2016-05-06 | 2016-05-06 | United States, Canada | ES_1131090_LEDA19E26D2700K9W_05062016042550_1024008 | 2266268
GreenTech Environmental | purePower | LED BR30 Lamp | LEDBR30E26D2700K11W |  | BR30 | Reflector (Flood/Spot) | E26 (Medium) | Directional | LED | 3 | 65 | 130.8 | 94.8 |  |  | 111 | 850 | 11 | 77.3 | No | 25000 | 2700 | 81 | 3 | 0.9 | -20 | Dimmable | 10% | No | Damp Location Rated | No |  |  | 2016-05-06 | 2016-05-06 | United States, Canada | ES_1131090_LEDBR30E26D2700K11W_05062016043330_1024008 | 2266266
GreenTech Environmental | purePower | LED BR40 Lamp | LEDBR40E26D2700K17W |  | BR40 | Reflector (Flood/Spot) | E26 (Medium) | Directional | LED | 3 | 100 | 159.3 | 120 |  |  | 111 | 1400 | 17 | 82.4 | No | 25000 | 2700 | 81 | 8 | 0.9 | -20 | Dimmable | 10% | No | Damp Location Rated | No |  |  | 2016-05-05 | 2016-05-05 | United States, Canada | ES_1131090_LEDBR40E26D2700K17W_05062016020620_1024008 | 2266184
GreenTech Environmental | purePower | LEDC37E12D3000K5W | LEDC37E12D3000K5W |  | Decorative Candle: Other | Decorative | E12 (Candelabra) | Decorative | LED | 3 | 40 | 97 | 35 |  |  |  | 325 | 5.3 | 61.3 | No | 25000 | 3000 | 82 | 17 | 0.9 | -20 | Dimmable | 9% |  | Damp Location Rated,Not for Use in Enclosed Fixtures |  |  |  | 2015-01-21 | 2015-01-21 | United States | ES_1131090_LEDC37E12D3000K5W_01212015023950_1023749 | 2231569
GreenTech Environmental | purePower | LED Candle | LEDC37E12D2700K5W |  | Decorative Candle: Other | Decorative | E12 (Candelabra) | Decorative | LED | 3 | 40 | 97.2 | 35 |  |  |  | 325 | 5 | 65 | No | 25000 | 2700 | 82 | 7 | 0.9 | -20 | Dimmable | 10% |  | Damp Location Rated,Not for Use in Enclosed Fixtures |  |  |  | 2016-05-11 | 2016-05-11 | United States, Canada | ES_1131090_LEDC37E12D2700K5W_05112016042440_1024010 | 2266565
GreenTech Environmental | purePower | LED G25 | LEDG25E26D2700K6W |  | G25 | Globe | E26 (Medium) | Decorative | LED | 3 | 40 | 121 | 79.9 |  |  |  | 450 | 6.1 | 73.8 | No | 25000 | 2700 | 82 | 7 | 0.9 | -20 | Dimmable | 10% |  | Damp Location Rated,Not for Use in Enclosed Fixtures |  |  |  | 2016-05-11 | 2016-05-11 | United States, Canada | ES_1131090_LEDG25E26D2700K6W_05112016043730_1024010 | 2266566
GreenTech Environmental | purePower | LEDG25E26D3000K6W | LEDG25E26D3000K6W |  | G25 | Globe | E26 (Medium) | Decorative | LED | 3 | 40 | 123 | 79.9 |  |  |  | 450 | 6.3 | 71.4 | No | 25000 | 3000 | 83 | 17 | 0.7 | -20 | Dimmable | 10% |  | Damp Location Rated,Not for Use in Enclosed Fixtures |  |  |  | 2015-01-21 | 2015-01-21 | United States | ES_1131090_LEDG25E26D3000K6W_01212015023620_1023749 | 2231568
GTEK GROUP | GTEK | Candelabra | GES-4.5A-DM |  | Decorative Candle: Other | Decorative | E12 (Candelabra) | Decorative | LED | 3 | 40 | 109.8 | 36.5 |  |  |  | 308 | 4.8 | 64.2 | No | 25000 | 3000 | 84 | 14 | 0.6 | -25 | Dimmable | 10% |  | None |  |  |  | 2015-06-20 | 2015-06-18 | Canada | ES_1123362_GES-4.5A-DM_06232015094659_3546647 | 2242111
GTEK GROUP | GTEK | LED Lamp | GES-15A-DM |  | PAR30 | Reflector (Flood/Spot) | E26 (Medium) | Directional | LED | 3 | 75 | 116.4 | 94.5 | 1583 |  | 38 |  | 15 | 53.6 | No | 25000 | 3000 | 81 | 13 | 1 | -25 | Dimmable | 10% |  | None |  |  |  | 2015-06-20 | 2015-06-18 | Canada | ES_1123362_GES-15A-DM_06232015094400_7560958 | 2242108
GTEK GROUP | GTEK | LED Lamp | GES-19A-DM |  | A19 | General Purpose Replacement | E26 (Medium) | Omnidirectional | LED | 3 | 60 | 112 | 60 |  |  |  | 812 | 9.5 | 85.5 | No | 25000 | 3000 | 82 | 14 | 1 | -25 | Dimmable | 10% |  | None |  |  |  | 2015-06-20 | 2015-06-18 | Canada | ES_1123362_GES-19A-DM_06232015094713_8787490 | 2242112
GTEK GROUP | GTEK | LED Lamp | GES-6.5A-DM |  | PAR16 | Reflector (Flood/Spot) | E26 (Medium) | Directional | LED | 3 | 45 | 79.8 | 52 | 934 |  | 38 |  | 6.5 | 76.4 | No | 25000 | 3000 | 83 | 6 | 0.9 | -25 | Dimmable | 16% |  | None |  |  |  | 2015-06-20 | 2015-06-18 | United States, Canada | ES_1123362_GES-6.5A-DM_06222015155100_8083024 | 2241936
GTEK GROUP | GTEK | LED Lamp | GES-9.5A-DM |  | PAR20 | Reflector (Flood/Spot) | E26 (Medium) | Directional | LED | 3 | 50 | 81.8 | 62.4 | 913 |  | 38 |  | 9.5 | 54.1 | No | 25000 | 3000 | 83 | 17 | 0.9 | -25 | Dimmable | 10% |  | None |  |  |  | 2015-06-20 | 2015-06-18 | Canada | ES_1123362_GES-9.5A-DM_06232015094344_3859107 | 2242107
GTEK GROUP | GTEK GROUP | LED | G.E.S-MR16-3000K |  | MR16 | Reflector (Flood/Spot) | GU5.3 | Directional | LED | 3 | 65 | 49 | 48 | 1380 |  | 38 | 500 | 7.4 | 71.4 | No | 25000 | 3000 | 84 | 23 | 0.7 | -25 | Dimmable | 20% |  | None |  |  |  | 2014-10-20 | 2014-10-29 | Canada | ES_1123362_G.E.S-MR16-3000K_10292014163847_3946718 | 2224044
GTEK GROUP | GTEK GROUP | LED | G.E.S-MR16-3000K |  | MR16 | Reflector (Flood/Spot) | GU5.3 | Directional | LED | 3 | 65 | 49 | 48 | 1380 |  | 38 |  | 7.2 | 69.7 | No | 25000 | 3000 | 84 | 23 | 0.7 | -25 | Dimmable | 20% |  | None |  |  |  | 2014-10-20 | 2015-07-27 | Canada | ES_1123362_G.E.S-MR16-3000K_08142015144803_7527721 | 2245756
Halco Lighting Technologies | ProLED | LED | 83030 | LED,83031, | PAR38 | Reflector (Flood/Spot) | E26 (Medium) | Directional | LED | 5 | 100 | 128.8 | 120 | 4551 |  | 25 | 1200 | 17 | 70.6 | No | 25000 | 2700 | 91 | 52 | 0.9 | -20 | Dimmable | 4% | No | None | No |  |  | 2016-05-28 | 2016-06-08 | United States, Canada | ES_1020184_83030_06132016134134_3809668 | 2269447
Halco Lighting Technologies | ProLED | LED | 83032 |  | PAR38 | Reflector (Flood/Spot) | E26 (Medium) | Directional | LED | 5 | 100 | 128.8 | 120 | 4469 |  | 25 | 1200 | 17 | 70.6 | No | 25000 | 3000 | 92 | 60 | 0.9 | -20 | Dimmable | 4% | No | None | No |  |  | 2016-05-28 | 2016-06-08 | United States, Canada | ES_1020184_83032_06132016134134_8967709 | 2269450
Halco Lighting Technologies | ProLED | LED | 83034 |  | PAR38 | Reflector (Flood/Spot) | E26 (Medium) | Directional | LED | 5 | 100 | 128.8 | 120 | 4721 |  | 25 | 1200 | 17 | 70.6 | No | 25000 | 4000 | 95 | 82 | 0.9 | -20 | Dimmable | 4% | No | None | No |  |  | 2016-05-28 | 2016-06-08 | United States, Canada | ES_1020184_83034_06132016134134_7412676 | 2269453
Halco Lighting Technologies | ProLED | LED | 83035 |  | PAR38 | Reflector (Flood/Spot) | E26 (Medium) | Directional | LED | 5 | 100 | 128.8 | 120 | 4921 |  | 25 | 1200 | 17 | 70.6 | No | 25000 | 5000 | 96 | 93 | 0.9 | -20 | Dimmable | 4% | No | None | No |  |  | 2016-05-28 | 2016-06-08 | United States, Canada | ES_1020184_83035_06132016134134_4512012 | 2269455
Halco Lighting Technologies | ProLED | LED | 83036 |  | PAR38 | Reflector (Flood/Spot) | E26 (Medium) | Directional | LED | 5 | 100 | 130 | 119.4 | 1908 |  | 40 | 1050 | 15 | 70 | No | 25000 | 2700 | 91 | 55 | 0.9 | -20 | Dimmable | 10% | No | None | No |  |  | 2016-05-28 | 2016-06-08 | United States, Canada | ES_1020184_83036_06132016134200_4302745 | 2269442
Halco Lighting Technologies | ProLED | LED | 83037 |  | PAR38 | Reflector (Flood/Spot) | E26 (Medium) | Directional | LED | 5 | 100 | 130 | 119.4 | 1804 |  | 40 | 1050 | 15 | 70 | No | 25000 | 3000 | 93 | 70 | 0.9 | -20 | Dimmable | 10% | No | None | No |  |  | 2016-05-28 | 2016-06-08 | United States, Canada | ES_1020184_83037_06132016134200_8755453 | 2269443
Halco Lighting Technologies | ProLED | LED | 83038 |  | PAR38 | Reflector (Flood/Spot) | E26 (Medium) | Directional | LED | 5 | 100 | 130 | 119.4 | 2050 |  | 40 | 1050 | 15 | 70 | No | 25000 | 4000 | 95 | 81 | 0.9 | -20 | Dimmable | 10% | No | None | No |  |  | 2016-05-28 | 2016-06-08 | United States, Canada | ES_1020184_83038_06132016134200_5041383 | 2269444
Halco Lighting Technologies | ProLED | LED | 83039 |  | PAR38 | Reflector (Flood/Spot) | E26 (Medium) | Directional | LED | 5 | 100 | 130 | 119.4 | 1970 |  | 40 | 1050 | 15 | 70 | No | 25000 | 5000 | 97 | 95 | 0.9 | -20 | Dimmable | 10% | No | None | No |  |  | 2016-05-28 | 2016-06-08 | United States, Canada | ES_1020184_83039_06132016134200_8719461 | 2269445
Halco Lighting Technologies | ProLED | LED | 83042 |  | PAR20 | Reflector (Flood/Spot) | E26 (Medium) | Directional | LED | 5 | 50 | 85 | 63 | 1334 |  | 25 | 500 | 7 | 71.4 | No | 25000 | 2700 | 91 | 51 | 0.9 | -20 | Dimmable | 10% | No | None | No |  |  | 2016-05-28 | 2016-06-28 | United States, Canada | ES_1020184_83042_07212016153503_4016622 | 2272900
Halco Lighting Technologies | ProLED | LED | 83043 | LED,83044, | PAR20 | Reflector (Flood/Spot) | E26 (Medium) | Directional | LED | 5 | 50 | 85 | 63 | 1427 |  | 25 | 500 | 7 | 71.4 | No | 25000 | 3000 | 92 | 63 | 0.9 | -20 | Dimmable | 10% | No | None | No |  |  | 2016-05-28 | 2016-06-28 | United States, Canada | ES_1020184_83043_07212016153503_7796049 | 2272902
Halco Lighting Technologies | ProLED | LED | 83045 |  | PAR20 | Reflector (Flood/Spot) | E26 (Medium) | Directional | LED | 5 | 50 | 85 | 63 | 1444 |  | 25 | 500 | 7.1 | 71.4 | No | 25000 | 4000 | 95 | 82 | 0.9 | -20 | Dimmable | 10% | No | None | No |  |  | 2016-05-28 | 2016-06-28 | United States, Canada | ES_1020184_83045_07212016153503_2568709 | 2272904
Halco Lighting Technologies | ProLED | LED | 83046 |  | PAR20 | Reflector (Flood/Spot) | E26 (Medium) | Directional | LED | 5 | 50 | 85 | 63 | 1377 |  | 25 | 500 | 7 | 71.4 | No | 25000 | 5000 | 96 | 94 | 0.9 | -20 | Dimmable | 10% | No | None | No |  |  | 2016-05-28 | 2016-06-28 | United States, Canada | ES_1020184_83046_07212016153503_3534810 | 2272906
Halco Lighting Technologies | ProLED | LED | 83047 | LED,83048, | PAR20 | Reflector (Flood/Spot) | E26 (Medium) | Directional | LED | 5 | 50 | 85 | 63 | 843 |  | 40 | 500 | 7 | 71.4 | No | 25000 | 2700 | 91 | 51 | 0.9 | -20 | Dimmable | 10% | No | None | No |  |  | 2016-05-28 | 2016-06-28 | United States, Canada | ES_1020184_83047_07212016153503_3393769 | 2272899
Halco Lighting Technologies | ProLED | LED | 83049 | LED,83050, | PAR20 | Reflector (Flood/Spot) | E26 (Medium) | Directional | LED | 5 | 50 | 85 | 63 | 836 |  | 40 | 500 | 7 | 71.4 | No | 25000 | 3000 | 92 | 63 | 0.9 | -20 | Dimmable | 10% | No | None | No |  |  | 2016-05-28 | 2016-06-28 | United States, Canada | ES_1020184_83049_07212016153503_6561117 | 2272901
Halco Lighting Technologies | ProLED | LED | 83051 | LED,83052, | PAR20 | Reflector (Flood/Spot) | E26 (Medium) | Directional | LED | 5 | 50 | 85 | 63 | 865 |  | 40 | 500 | 7.1 | 71.4 | No | 25000 | 4000 | 95 | 82 | 0.9 | -20 | Dimmable | 10% | No | None | No |  |  | 2016-05-28 | 2016-06-28 | United States, Canada | ES_1020184_83051_07212016153503_7583414 | 2272903
Halco Lighting Technologies | ProLED | LED | 83053 |  | PAR20 | Reflector (Flood/Spot) | E26 (Medium) | Directional | LED | 5 | 50 | 85 | 63 | 848 |  | 40 | 500 | 7 | 71.4 | No | 25000 | 5000 | 96 | 94 | 0.9 | -20 | Dimmable | 10% | No | None | No |  |  | 2016-05-28 | 2016-06-28 | United States, Canada | ES_1020184_83053_07212016153503_7212319 | 2272905
Halco Lighting Technologies | ProLED | MR16FL4/830/GU10/LED | MR16FL4/830/GU10/LED | ,80887,retail number | PAR16 | Reflector (Flood/Spot) | GU10 | Directional | LED | 5 | 50 | 55.3 | 50.4 | 654 |  | 40 | 370 | 4.5 | 82.2 | No | 25000 | 3000 | 84 | 13 | 0.9 | -20 | Dimmable | 5% |  | None |  |  |  | 2015-12-02 | 2016-01-13 | United States, Canada | ES_1020184_MR16FL4/830/GU10/LED_01132016043840_1023952 | 2256642
Halco Lighting Technologies | ProLED | MR16FL6/830/GU10/LED | MR16FL6/830/GU10/LED | ,80888,retail number | PAR16 | Reflector (Flood/Spot) | GU10 | Directional | LED | 5 | 50 | 55.2 | 50.2 | 876 |  | 40 | 520 | 6.5 | 80 | No | 25000 | 3000 | 83 | 12 | 1 | -20 | Dimmable | 5% |  | None |  |  |  | 2015-12-02 | 2016-01-13 | United States, Canada | ES_1020184_MR16FL6/830/GU10/LED_01132016043550_1023952 | 2256641
Halco Lighting Technologies | ProLED | MR16FL7/827/LED | 81123 |  | MR16 | Reflector (Flood/Spot) | GU5.3 | Directional | LED | 5 | 50 | 47 | 49.5 | 1117 |  | 40 | 500 | 7 | 71.4 | No | 25000 | 2700 | 82 | 5 | 1 | -20 | Dimmable | 5% |  | Damp Location Rated |  |  |  | 2015-08-24 | 2015-09-16 | United States, Canada | ES_1020184_81123_09172015063000_1023895 | 2248216
Halco Lighting Technologies | ProLED | MR16FL7/830/GU10/LED | 80167 |  | PAR16 | Reflector (Flood/Spot) | GU10 | Directional | LED | 5 | 50 | 54.9 | 50.1 | 1084 |  | 40 | 520 | 7 | 74.3 | No | 25000 | 3000 | 81 | 6 | 0.7 | -20 | Dimmable | 10% |  | None |  |  |  | 2015-01-02 | 2015-01-16 | United States | ES_1020184_80167_01162015105221_1023744 | 2231137
Hangzhou Junction Imp. and Exp. Co., Ltd | THINKLUX LIGHTING | LED Lamp | TKA19608CTD |  | A19 | General Purpose Replacement | E26 (Medium) | Omnidirectional | LED | 3 | 60 | 111.9 | 63.5 |  |  |  | 800 | 9.5 | 84.2 | No | 25000 | 3000 | 83 | 9 | 0.9 | -20 | Dimmable | 10% | No | Damp Location Rated,Use With Timers,Dim to Warm,Not for Use in Recessed Fixtures,Use With Photo and/or Motion Sensors | No |  |  | 2016-10-10 | 2016-10-11 | United States, Canada | ES_1130334_TKA19608CTD_10172016164014_2314090 | 2282233
Hangzhou Junction Imp. and Exp. Co., Ltd | THINKLUX LIGHTING | LED Lamp | TKA1975827D | ,,Retail Number: TKUA19S03-11W-D-827 | A19 | General Purpose Replacement | E26 (Medium) | Omnidirectional | LED | 3 | 75 | 112 | 59.5 |  |  |  | 1100 | 11 | 100 | No | 15000 | 2700 | 81 | 2 | 0.9 | -20 | Dimmable | 20% | No | Damp Location Rated,Use With Timers,Use With Photo and/or Motion Sensors,Recessed Fixtures | No |  |  | 2016-08-12 | 2016-10-07 | United States, Canada | ES_1130334_TKA1975827D_10072016163902_3249800 | 2281715
Hangzhou Junction Imp. and Exp. Co., Ltd | THINKLUX LIGHTING | LED Lamp | TKA1975850D | ,,Retail Number: TKUA19S03-11W-D-850 | A19 | General Purpose Replacement | E26 (Medium) | Omnidirectional | LED | 3 | 75 | 112.1 | 59.8 |  |  |  | 1100 | 11 | 100 | No | 15000 | 5000 | 83 | 6 | 0.9 | -20 | Dimmable | 20% | No | Damp Location Rated,Use With Timers,Use With Photo and/or Motion Sensors,Recessed Fixtures | No |  |  | 2016-08-12 | 2016-10-07 | United States, Canada | ES_1130334_TKA1975850D_10072016163935_2389490 | 2281716
Hangzhou Junction Imp. and Exp. Co., Ltd | THINKLUX LIGHTING | LED Lamp | TKA1975927D |  | A19 | General Purpose Replacement | E26 (Medium) | Omnidirectional | LED | 3 | 75 | 112.3 | 63.8 |  |  |  | 1100 | 12 | 91.7 | No | 25000 | 2700 | 92 | 60 | 0.9 | -20 | Dimmable | 10% | No | Damp Location Rated,Use With Timers,Not for Use in Recessed Fixtures,Use With Photo and/or Motion Sensors | No |  |  | 2016-10-10 | 2016-10-11 | United States, Canada | ES_1130334_TKA1975927D_10112016163902_4523532 | 2282229
Hangzhou Junction Imp. and Exp. Co., Ltd | THINKLUX LIGHTING | LED Lamp | TKA21100927D |  | A21 | General Purpose Replacement | E26 (Medium) | Omnidirectional | LED | 3 | 100 | 133.9 | 71.6 |  |  |  | 1600 | 17 | 94.1 | No | 25000 | 2700 | 91 | 56 | 0.9 | -20 | Dimmable | 10% | No | Damp Location Rated,Use With Timers,Not for Use in Recessed Fixtures,Use With Photo and/or Motion Sensors | No |  |  | 2016-10-10 | 2016-10-11 | United States, Canada | ES_1130334_TKA21100927D_10112016163933_3214899 | 2282232
Hangzhou Junction Imp. and Exp. Co., Ltd | THINKLUX LIGHTING | LED Lamp | TKA214060100827 |  | A21 | General Purpose Replacement | E26d | Omnidirectional | LED | 3 | 100 | 134.8 | 71.7 |  |  |  | 1600 | 15 | 106.7 | Yes | 25000 | 2700 | 83 | 9 | 0.9 | -20 |  |  | No | Damp Location Rated,Use With Timers,Not for Use in Recessed Fixtures,Use With Photo and/or Motion Sensors | No |  |  | 2016-09-02 | 2016-09-13 | United States, Canada | ES_1130334_TKA214060100827_09132016170601_3248792 | 2279725
Hangzhou Junction Imp. and Exp. Co., Ltd | THINKLUX LIGHTING | LED Lamp | TKBR2050927D |  | R20 | Reflector (Flood/Spot) | E26 (Medium) | Directional | LED | 3 | 50 | 97.8 | 63.5 |  |  |  | 525 | 7 | 75 | No | 25000 | 2700 | 91 | 53 | 0.9 | -20 | Dimmable | 10% | No | Damp Location Rated,Use With Timers,Use With Photo and/or Motion Sensors | No |  |  | 2016-07-10 | 2016-08-11 | United States, Canada | ES_1130334_TKBR2050927D_08112016184902_3182747 | 2275210
Hangzhou Junction Imp. and Exp. Co., Ltd | THINKLUX LIGHTING | LED Lamp | TKBR30658CTD |  | BR30 | Reflector (Flood/Spot) | E26 (Medium) | Directional | LED | 3 | 65 | 129.1 | 95.1 |  |  |  | 650 | 9 | 72.2 | No | 25000 | 3000 | 82 | 8 | 0.9 | -20 | Dimmable | 10% | No | Damp Location Rated,Use With Timers,Dim to Warm,Use With Photo and/or Motion Sensors | No |  |  | 2016-10-10 | 2016-10-17 | United States, Canada | ES_1130334_TKBR30658CTD_10172016185632_2438719 | 2282234
Hangzhou Junction Imp. and Exp. Co., Ltd | THINKLUX LIGHTING | LED Lamp | TKBR3065927D |  | BR30 | Reflector (Flood/Spot) | E26 (Medium) | Directional | LED | 3 | 65 | 131.1 | 95 |  |  |  | 800 | 11 | 72.7 | No | 25000 | 2700 | 93 | 66 | 0.9 | -20 | Dimmable | 10% | No | Damp Location Rated,Use With Timers,Use With Photo and/or Motion Sensors | No |  |  | 2016-07-10 | 2016-08-11 | United States, Canada | ES_1130334_TKBR3065927D_08112016185601_3742189 | 2275211
Hangzhou Junction Imp. and Exp. Co., Ltd | THINKLUX LIGHTING | LED Lamp | TKBR4080927D |  | BR40 | Reflector (Flood/Spot) | E26 (Medium) | Directional | LED | 3 | 75 | 158.2 | 120.3 |  |  |  | 1000 | 13 | 76.9 | No | 25000 | 2700 | 91 | 56 | 0.9 | -20 | Dimmable | 10% | No | Damp Location Rated,Use With Timers,Use With Photo and/or Motion Sensors | No |  |  | 2016-07-10 | 2016-08-11 | United States, Canada | ES_1130334_TKBR4080927D_08112016185629_2318493 | 2275212
Hangzhou Junction Imp. and Exp. Co., Ltd | THINKLUX LIGHTING | LED Lamp | TKUA21S03-15W-D-850 | ,,Retail Number: TKA21100850D | A21 | General Purpose Replacement | E26 (Medium) | Omnidirectional | LED | 3 | 100 | 132.2 | 66.2 |  |  |  | 1600 | 15 | 106.7 | No | 15000 | 5000 | 84 | 8 | 0.9 | -20 | Dimmable | 20% | No | Damp Location Rated,Use With Timers,Use With Photo and/or Motion Sensors,Recessed Fixtures | No |  |  | 2016-08-12 | 2016-08-11 | United States, Canada | ES_1130334_TKUA21S03-15W-D-850_08112016184309_3219849 | 2275209
HD Supply Facilities Maintenance | Maintenance Warehouse | LED CFC 300 | 109918 |  | Decorative: Other | Decorative | E12 (Candelabra) | Decorative | LED | 3 | 40 | 107.4 | 37 |  |  |  | 300 | 5 | 60 | No | 25000 | 2700 | 82 | 11 | 0.7 | -25 | Dimmable | 10% |  | None |  |  |  | 2015-02-15 | 2015-02-19 | United States | ES_1048137_109918_02192015143933_8244900 | 2233530
Hangzhou Junction Imp. and Exp. Co., Ltd | THINKLUX LIGHTING | PAR16 | TKUMR16-6.5W-827-GU10 |  | PAR16 | Reflector (Flood/Spot) | GU10 | Directional | LED | 5 | 50 | 59 | 50 | 1156 |  | 38 | 500 | 6.5 | 76.9 | No | 25000 | 2700 | 81 | 5 | 0.9 | -20 | Dimmable | 11% | Yes | Damp Location Rated | No |  |  | 2014-07-01 | 2016-08-31 | United States, Canada | ES_1130334_TKUMR16-6.5W-827-GU10_09092016143332_4254177 | 2278655
Hangzhou Junction Imp. and Exp. Co., Ltd | THINKLUX LIGHTING | PAR16 | TKUMR16-6.5W-830-GU10 |  | PAR16 | Reflector (Flood/Spot) | GU10 | Directional | LED | 5 | 50 | 59 | 50 | 1477 |  | 35 | 500 | 6.5 | 76.9 | No | 25000 | 3000 | 83 | 15 | 0.9 | -20 | Dimmable | 11% | Yes | Damp Location Rated | No |  |  | 2014-07-01 | 2016-08-31 | United States, Canada | ES_1130334_TKUMR16-6.5W-830-GU10_09092016143332_1121887 | 2278656
Hangzhou Junction Imp. and Exp. Co., Ltd | THINKLUX LIGHTING | PAR16 | TKUMR16-7W-827-GU5.3 |  | PAR16 | Reflector (Flood/Spot) | GU5.3 | Directional | LED | 5 | 50 | 50 | 50 | 1340 |  | 35 |  | 7 | 71.4 | No | 25000 | 2700 | 80 | 2 | 0.9 | -20 | Dimmable | 15% | Yes | Other,Continuously Dimmable | No |  |  | 2014-07-01 | 2016-08-31 | United States, Canada | ES_1130334_TKUMR16-7W-827-GU5.3_09092016143347_8758308 | 2278653
Hangzhou Junction Imp. and Exp. Co., Ltd | THINKLUX LIGHTING | PAR16 | TKUMR16-7W-830-GU5.3 |  | PAR16 | Reflector (Flood/Spot) | GU5.3 | Directional | LED | 5 | 50 | 50 | 50 | 1347 |  | 35 |  | 7 | 71.4 | No | 25000 | 3000 | 82 | 13 | 0.9 | -20 | Dimmable | 15% | Yes | Other,Continuously Dimmable | No |  |  | 2014-07-01 | 2016-08-31 | United States, Canada | ES_1130334_TKUMR16-7W-830-GU5.3_09092016143347_2928368 | 2278654
Hangzhou Junction Imp. and Exp. Co., Ltd | THINKLUX LIGHTING | TKUA19S02-11W-D-827 | TKUA19S02-11W-D-827 |  | A19 | General Purpose Replacement | E26 (Medium) | Omnidirectional | LED | 3 | 75 | 112.3 | 63.7 |  |  |  | 1100 | 11 | 100 | No | 25000 | 2700 | 82 | 8 | 0.9 | -20 | Dimmable | 10% |  | Damp Location Rated,Not for Use in Enclosed Fixtures |  |  |  | 2015-12-21 | 2015-12-28 | United States, Canada | ES_1130334_TKUA19S02-11W-D-827_12282015035950_1023945 | 2255600
Hangzhou Junction Imp. and Exp. Co., Ltd | THINKLUX LIGHTING | TKUA21S02-15W-D-827 | TKUA21S02-15W-D-827 |  | A21 | General Purpose Replacement | E26 (Medium) | Omnidirectional | LED | 3 | 100 | 131.7 | 69.8 |  |  |  | 1600 | 15 | 106.7 | No | 25000 | 2700 | 82 | 8 | 1 | -20 | Dimmable | 10% |  | Damp Location Rated,Not for Use in Enclosed Fixtures |  |  |  | 2016-01-15 | 2016-01-15 | United States, Canada | ES_1130334_TKUA21S02-15W-D-827_01152016115621_1023953 | 2256765
Hangzhou Yuzhong Gaohong Lighting Electrical Equipment Co., Ltd | WOOJONG | A19 | WOOJONG A19 40WE aaa 270 | ,,aaa = CCT (W27=2700K, WW=3000K, NW=4000K, N50=5000K) | A19 | General Purpose Replacement | E26 (Medium) | Omnidirectional | LED | 3 | 40 | 117 | 60 |  |  |  | 450 | 6.5 | 69.2 | No | 25000 | 2700 | 80 | 1 | 0.9 | -20 | Dimmable | 10% |  | Not for Use in Enclosed Fixtures |  |  |  | 2015-09-10 | 2015-09-28 | United States, Canada | ES_1058355_xxx A19 40WE W27 cccccc_10052015171502_9841510 | 2249521
Hangzhou Yuzhong Gaohong Lighting Electrical Equipment Co., Ltd | WOOJONG | A19 | WOOJONG A19 40WE aaa 270 | ,,aaa = CCT (W27=2700K, WW=3000K, NW=4000K, N50=5000K) | A19 | General Purpose Replacement | E26 (Medium) | Omnidirectional | LED | 3 | 40 | 117 | 60 |  |  |  | 450 | 6.5 | 69.2 | No | 25000 | 3000 | 84 | 17 | 0.8 | -20 | Dimmable | 10% |  | None |  |  |  | 2015-09-10 | 2015-12-14 | United States, Canada | ES_1058355_WOOJONG A19 40WE aaa 270_02092016101947_2153633 | 2258242
Hangzhou Yuzhong Gaohong Lighting Electrical Equipment Co., Ltd | WOOJONG | A19 | WOOJONG A19 40WE aaa 270 | ,,aaa = CCT (W27=2700K, WW=3000K, NW=4000K, N50=5000K) | A19 | General Purpose Replacement | E26 (Medium) | Omnidirectional | LED | 3 | 40 | 117 | 60 |  |  |  | 450 | 6.5 | 69.2 | No | 25000 | 4000 | 86 | 22 | 0.8 | -20 | Dimmable | 10% |  | None |  |  |  | 2015-09-10 | 2015-12-14 | United States, Canada | ES_1058355_WOOJONG A19 40WE aaa 270_02092016102253_1867942 | 2258243
Hangzhou Yuzhong Gaohong Lighting Electrical Equipment Co., Ltd | WOOJONG | A19 | WOOJONG A19 40WE aaa 270 | ,,aaa = CCT (W27=2700K, WW=3000K, NW=4000K, N50=5000K) | A19 | General Purpose Replacement | E26 (Medium) | Omnidirectional | LED | 3 | 40 | 117 | 60 |  |  |  | 450 | 6.5 | 69.2 | No | 25000 | 5000 | 86 | 24 | 0.8 | -20 | Dimmable | 10% |  | None |  |  |  | 2015-09-10 | 2015-12-14 | United States, Canada | ES_1058355_WOOJONG A19 40WE aaa 270_02092016102349_1283885 | 2258244
Hangzhou Yuzhong Gaohong Lighting Electrical Equipment Co., Ltd | WOOJONG | A19 | WOOJONG A19 60WE aaa 270 | ,,aaa =CCT (W27=2700K, WW=3000K, NW=4000K, N50=5000K) | A19 | General Purpose Replacement | E26 (Medium) | Omnidirectional | LED | 3 | 60 | 117 | 60 |  |  |  | 800 | 9.5 | 84.2 | No | 25000 | 2700 | 82 | 8 | 0.9 | -20 | Dimmable | 10% |  | None |  |  |  | 2015-10-15 | 2015-10-14 | United States, Canada | ES_1058355_xxx A19 60WE aaa cccccc_10152015140919_8235918 | 2250216
Hangzhou Yuzhong Gaohong Lighting Electrical Equipment Co., Ltd | WOOJONG | A19 | WOOJONG A19 60WE aaa 270 | ,,aaa =CCT (W27=2700K, WW=3000K, NW=4000K, N50=5000K) | A19 | General Purpose Replacement | E26 (Medium) | Omnidirectional | LED | 3 | 60 | 117 | 60 |  |  |  | 800 | 9.5 | 84.2 | No | 25000 | 3000 | 83 | 12 | 0.9 | -20 | Dimmable | 10% |  | Not for Use in Enclosed Fixtures |  |  |  | 2015-10-15 | 2016-02-19 | United States, Canada | ES_1058355_WOOJONG A19 60WE aaa 270_03112016094909_9587094 | 2262231
Hangzhou Yuzhong Gaohong Lighting Electrical Equipment Co., Ltd | WOOJONG | A19 | WOOJONG A19 60WE aaa 270 | ,,aaa =CCT (W27=2700K, WW=3000K, NW=4000K, N50=5000K) | A19 | General Purpose Replacement | E26 (Medium) | Omnidirectional | LED | 3 | 60 | 117 | 60 |  |  |  | 800 | 9.5 | 84.2 | No | 25000 | 4000 | 83 | 12 | 0.9 | -20 | Dimmable | 10% |  | Not for Use in Enclosed Fixtures |  |  |  | 2015-10-15 | 2016-02-19 | United States, Canada | ES_1058355_WOOJONG A19 60WE aaa 270_03112016094909_6965483 | 2262232
Hangzhou Yuzhong Gaohong Lighting Electrical Equipment Co., Ltd | WOOJONG | A19 | WOOJONG A19 60WE aaa 270 | ,,aaa =CCT (W27=2700K, WW=3000K, NW=4000K, N50=5000K) | A19 | General Purpose Replacement | E26 (Medium) | Omnidirectional | LED | 3 | 60 | 117 | 60 |  |  |  | 800 | 9.5 | 84.2 | No | 25000 | 5000 | 83 | 13 | 0.9 | -20 | Dimmable | 10% |  | Not for Use in Enclosed Fixtures |  |  |  | 2015-10-15 | 2016-02-19 | United States, Canada | ES_1058355_WOOJONG A19 60WE aaa 270_03112016094909_3858498 | 2262233
Hangzhou Yuzhong Gaohong Lighting Electrical Equipment Co., Ltd | WOOJONG | B11 | WOOJONG B11 40WE aaa 220 | ,,aaa =CCT (W27=2700K, WW=3000K NW=4000K N50= 5000K) | Decorative: Other | Decorative | E12 (Candelabra) | Omnidirectional | LED | 3 | 40 | 130 | 37 |  |  |  | 300 | 5 | 60 | No | 25000 | 2700 | 82 | 10 | 0.9 | -20 | Dimmable | 10% |  | None |  |  |  | 2015-10-18 | 2015-10-13 | United States, Canada | ES_1058355_xxx B11 40WE aaa cccccc_10152015141422_1227022 | 2250218
Hangzhou Yuzhong Gaohong Lighting Electrical Equipment Co., Ltd | WOOJONG | B11 | WOOJONG B11 40WE aaa 220 | ,,aaa =CCT (W27=2700K, WW=3000K NW=4000K N50= 5000K) | Decorative: Other | Decorative | E12 (Candelabra) | Omnidirectional | LED | 3 | 40 | 130 | 37 |  |  |  | 300 | 5 | 60 | No | 25000 | 3000 | 82 | 12 | 0.8 | -20 | Dimmable | 10% |  | None |  |  |  | 2015-12-01 | 2015-12-14 | United States, Canada | ES_1058355_WOOJONG B11 40WE aaa 220_02092016104825_8403824 | 2258245
Hangzhou Yuzhong Gaohong Lighting Electrical Equipment Co., Ltd | WOOJONG | B11 | WOOJONG B11 40WE aaa 220 | ,,aaa =CCT (W27=2700K, WW=3000K NW=4000K N50= 5000K) | Decorative: Other | Decorative | E12 (Candelabra) | Omnidirectional | LED | 3 | 40 | 130 | 37 |  |  |  | 300 | 5 | 60 | No | 25000 | 4000 | 84 | 19 | 0.8 | -20 | Dimmable | 10% |  | None |  |  |  | 2015-12-01 | 2015-12-14 | United States, Canada | ES_1058355_WOOJONG B11 40WE aaa 220_02092016105241_7345323 | 2258246
Hangzhou Yuzhong Gaohong Lighting Electrical Equipment Co., Ltd | WOOJONG | B11 | WOOJONG B11 40WE aaa 220 | ,,aaa =CCT (W27=2700K, WW=3000K NW=4000K N50= 5000K) | Decorative: Other | Decorative | E12 (Candelabra) | Omnidirectional | LED | 3 | 40 | 130 | 37 |  |  |  | 300 | 5 | 60 | No | 25000 | 5000 | 84 | 16 | 0.8 | -20 | Dimmable | 10% |  | None |  |  |  | 2015-12-01 | 2015-12-14 | United States, Canada | ES_1058355_WOOJONG B11 40WE aaa 220_02092016105336_1103968 | 2258247
Hangzhou Yuzhong Gaohong Lighting Electrical Equipment Co., Ltd | WOOJONG | B11 | WOOJONG B11 60WE aaa 220 | ,,(aaa =CCT W27=2700 WW=3000K NW=4000K N50=5000K) | Decorative: Other | Decorative | E12 (Candelabra) | Omnidirectional | LED | 3 | 60 | 130 | 37 |  |  |  | 500 | 6 | 83.3 | No | 25000 | 2700 | 81 | 5 | 0.9 | -20 | Dimmable | 10% |  | None |  |  |  | 2015-10-18 | 2015-10-13 | United States, Canada | ES_1058355_xxx B11 60WE aaa cccccc_10152015141026_5113698 | 2250217
Hangzhou Yuzhong Gaohong Lighting Electrical Equipment Co., Ltd | WOOJONG | B11 | WOOJONG B11 60WE aaa 220 | ,,(aaa =CCT W27=2700 WW=3000K NW=4000K N50=5000K) | Decorative: Other | Decorative | E12 (Candelabra) | Omnidirectional | LED | 3 | 60 | 130 | 37 |  |  |  | 500 | 6 | 83.3 | No | 25000 | 3000 | 83 | 13 | 0.9 | -20 | Dimmable | 10% |  | None |  |  |  | 2015-12-01 | 2015-12-14 | United States, Canada | ES_1058355_WOOJONG B11 60WE aaa 220_02092016105831_2116637 | 2258248
Hangzhou Yuzhong Gaohong Lighting Electrical Equipment Co., Ltd | WOOJONG | B11 | WOOJONG B11 60WE aaa 220 | ,,(aaa =CCT W27=2700 WW=3000K NW=4000K N50=5000K) | Decorative: Other | Decorative | E12 (Candelabra) | Omnidirectional | LED | 3 | 60 | 130 | 37 |  |  |  | 500 | 6 | 83.3 | No | 25000 | 4000 | 82 | 10 | 0.9 | -20 | Dimmable | 10% |  | None |  |  |  | 2015-12-01 | 2015-12-14 | United States, Canada | ES_1058355_WOOJONG B11 60WE aaa 220_02092016105908_6823399 | 2258249
Hangzhou Yuzhong Gaohong Lighting Electrical Equipment Co., Ltd | WOOJONG | B11 | WOOJONG B11 60WE aaa 220 | ,,(aaa =CCT W27=2700 WW=3000K NW=4000K N50=5000K) | Decorative: Other | Decorative | E12 (Candelabra) | Omnidirectional | LED | 3 | 60 | 130 | 37 |  |  |  | 500 | 6 | 83.3 | No | 25000 | 5000 | 83 | 12 | 0.9 | -20 | Dimmable | 10% |  | None |  |  |  | 2015-12-01 | 2015-12-14 | United States, Canada | ES_1058355_WOOJONG B11 60WE aaa 220_02092016105940_8244927 | 2258250
Hangzhou Yuzhong Gaohong Lighting Electrical Equipment Co., Ltd | WOOJONG | BR30 | xxx BR30 65WE aaa cccccc | ,,(XXX = Brand Type , aaa= CCT N50= 5000K, NW=4000K, WW=3000K, W27=2700, cccc = optical information for marketing purpose or blank) | BR30 | Reflector (Flood/Spot) | E26 (Medium) | Directional | LED | 3 | 65 | 133 | 95.6 |  |  |  | 800 | 9.5 | 84.2 | No | 25000 | 2700 | 81 | 6 | 1 | -20 | Dimmable | 10% |  | Not for Use in Recessed Fixtures |  |  |  | 2015-09-10 | 2015-09-28 | United States, Canada | ES_1058355_xxx BR30 65WE aaa cccccc_10052015124940_6748406 | 2249366
Hangzhou Yuzhong Gaohong Lighting Electrical Equipment Co., Ltd | WOOJONG | BR30 | xxx BR30 65WE aaa cccccc | ,,(XXX = Brand Type , aaa= CCT N50= 5000K, NW=4000K, WW=3000K, W27=2700, cccc = optical information for marketing purpose or blank) | BR30 | Reflector (Flood/Spot) | E26 (Medium) | Directional | LED | 3 | 65 | 133 | 95.6 |  |  |  | 800 | 9.5 | 84.2 | No | 25000 | 3000 | 83 | 14 | 1 | -20 | Dimmable | 10% |  | Not for Use in Recessed Fixtures |  |  |  | 2015-09-10 | 2015-09-28 | United States, Canada | ES_1058355_xxx BR30 65WE aaa cccccc_10052015125028_6018810 | 2249367
Hangzhou Yuzhong Gaohong Lighting Electrical Equipment Co., Ltd | WOOJONG | BR30 | xxx BR30 65WE aaa cccccc | ,,(XXX = Brand Type , aaa= CCT N50= 5000K, NW=4000K, WW=3000K, W27=2700, cccc = optical information for marketing purpose or blank) | BR30 | Reflector (Flood/Spot) | E26 (Medium) | Directional | LED | 3 | 65 | 133 | 95.6 |  |  |  | 800 | 9.5 | 84.2 | No | 25000 | 4000 | 84 | 16 | 1 | -20 | Dimmable | 10% |  | Not for Use in Recessed Fixtures |  |  |  | 2015-09-10 | 2015-09-28 | United States, Canada | ES_1058355_xxx BR30 65WE aaa cccccc_10052015125116_5457773 | 2249368
Hangzhou Yuzhong Gaohong Lighting Electrical Equipment Co., Ltd | WOOJONG | BR30 | xxx BR30 65WE aaa cccccc | ,,(XXX = Brand Type , aaa= CCT N50= 5000K, NW=4000K, WW=3000K, W27=2700, cccc = optical information for marketing purpose or blank) | BR30 | Reflector (Flood/Spot) | E26 (Medium) | Directional | LED | 3 | 65 | 133 | 95.6 |  |  |  | 800 | 9.5 | 84.2 | No | 25000 | 5000 | 86 | 25 | 1 | -20 | Dimmable | 10% |  | Not for Use in Recessed Fixtures |  |  |  | 2015-09-10 | 2015-09-28 | United States, Canada | ES_1058355_xxx BR30 65WE aaa cccccc_10052015125216_2322263 | 2249369
Hangzhou Yuzhong Gaohong Lighting Electrical Equipment Co., Ltd | WOOJONG | LED Lamps | WOOJONG A19 40WE aaa ccccc V1 | ,,Where “aaa” denotes CCT and could be W27, WW, NW and N50 which refers to 2700K, 3000K, 4000K and 5000K, “ccccc” denotes optical information for marketing purpose (or Blank) and could be 250D. | A19 | General Purpose Replacement | E26 (Medium) | Omnidirectional | LED | 3 | 40 | 113.5 | 60 |  |  |  | 500 | 6 | 83.3 | No | 25000 | 2700 | 82 | 7 | 0.9 | -20 | Dimmable | 0% | No | None | No |  |  | 2016-03-16 | 2016-05-23 | United States, Canada | ES_1058355_WOOJONG A19 40WE aaa ccccc V1_05252016133608_2960754 | 2267870
Hangzhou Yuzhong Gaohong Lighting Electrical Equipment Co., Ltd | WOOJONG | LED Lamps | WOOJONG A19 40WE aaa ccccc V1 | ,,Where “aaa” denotes CCT and could be W27, WW, NW and N50 which refers to 2700K, 3000K, 4000K and 5000K, “ccccc” denotes optical information for marketing purpose (or Blank) and could be 250D. | A19 | General Purpose Replacement | E26 (Medium) | Omnidirectional | LED | 3 | 40 | 113.5 | 60 |  |  |  | 530 | 6 | 88.3 | No | 25000 | 3000 | 84 | 14 | 0.9 | -20 | Dimmable | 0% | No | None | No |  |  | 2016-03-16 | 2016-05-23 | United States, Canada | ES_1058355_WOOJONG A19 40WE aaa ccccc V1_05252016133641_3714990 | 2267871
Hangzhou Yuzhong Gaohong Lighting Electrical Equipment Co., Ltd | WOOJONG | LED Lamps | WOOJONG A19 40WE aaa ccccc V1 | ,,Where “aaa” denotes CCT and could be W27, WW, NW and N50 which refers to 2700K, 3000K, 4000K and 5000K, “ccccc” denotes optical information for marketing purpose (or Blank) and could be 250D. | A19 | General Purpose Replacement | E26 (Medium) | Omnidirectional | LED | 3 | 40 | 113.5 | 60 |  |  |  | 560 | 6 | 93.3 | No | 25000 | 5000 | 86 | 21 | 0.9 | -20 | Dimmable | 0% | No | None | No |  |  | 2016-03-16 | 2016-05-23 | United States, Canada | ES_1058355_WOOJONG A19 40WE aaa ccccc V1_05252016133743_6156553 | 2267873
Hangzhou Yuzhong Gaohong Lighting Electrical Equipment Co., Ltd | WOOJONG | LED Lamps | WOOJONG A19 40WE aaa ccccc V1 | ,,Where “aaa” denotes CCT and could be W27, WW, NW and N50 which refers to 2700K, 3000K, 4000K and 5000K, “ccccc” denotes optical information for marketing purpose (or Blank) and could be 250D. | A19 | General Purpose Replacement | E26 (Medium) | Omnidirectional | LED | 3 | 40 | 113.5 | 60 |  |  |  | 600 | 6 | 100 | No | 25000 | 4000 | 83 | 7 | 0.9 | -20 | Dimmable | 0% | No | None | No |  |  | 2016-03-16 | 2016-05-23 | United States, Canada | ES_1058355_WOOJONG A19 40WE aaa ccccc V1_05252016133713_7225239 | 2267872
Hangzhou Yuzhong Gaohong Lighting Electrical Equipment Co., Ltd | WOOJONG | LED Lamps | WOOJONG A19 60WE aaa ccccc V1 | ,,Where“aaa” denotes CCT and could be W27, WW, NW and N50 which refers to 2700K, 3000K, 4000K and 5000K, “ccccc” denotes optical information for marketing purpose (or Blank) and could be 250D. | A19 | General Purpose Replacement | E26 (Medium) | Omnidirectional | LED | 3 | 60 | 116.5 | 60 |  |  |  | 800 | 9.5 | 84.2 | No | 25000 | 2700 | 82 | 9 | 1 | -20 | Dimmable | 9% | No | Other, | No |  |  | 2016-05-16 | 2016-05-23 | United States, Canada | ES_1058355_WOOJONG A19 60WE aaa ccccc V1_05252016133936_6846965 | 2267875
Hannaford Bros. Co./ Kash N Karry Food Stores, Inc. | HOME 360 | CF23EL/SPIRAL/RP3/HOME360/YX | 96199 |  | CFL Bare Spiral | General Purpose Replacement | E26 (Medium) | Omnidirectional | CFL | 9 | 100 | 132 | 60 |  | 1.4 |  | 1600 | 23.4 | 68.4 | No | 10000 | 2700 | 82 | -7 | 0.6 | -18 |  |  |  | Not for Use in Recessed Fixtures,Not for Use in Enclosed Fixtures |  |  |  | 2014-03-01 | 2015-01-05 | United States, Canada | ES_1089723_96199_02042015150941_4375405 | 2232760
Hangzhou Yuzhong Gaohong Lighting Electrical Equipment Co., Ltd | WOOJONG | LED Lamps | WOOJONG A19 60WE aaa ccccc V1 | ,,Where“aaa” denotes CCT and could be W27, WW, NW and N50 which refers to 2700K, 3000K, 4000K and 5000K, “ccccc” denotes optical information for marketing purpose (or Blank) and could be 250D. | A19 | General Purpose Replacement | E26 (Medium) | Omnidirectional | LED | 3 | 60 | 116.5 | 60 |  |  |  | 850 | 9.5 | 89.5 | No | 25000 | 3000 | 84 | 14 | 1 | -20 | Dimmable | 9% | No | Other, | No |  |  | 2016-05-16 | 2016-05-23 | United States, Canada | ES_1058355_WOOJONG A19 60WE aaa ccccc V1_05252016134007_4850217 | 2267876
Hangzhou Yuzhong Gaohong Lighting Electrical Equipment Co., Ltd | WOOJONG | LED Lamps | WOOJONG A19 60WE aaa ccccc V1 | ,,Where“aaa” denotes CCT and could be W27, WW, NW and N50 which refers to 2700K, 3000K, 4000K and 5000K, “ccccc” denotes optical information for marketing purpose (or Blank) and could be 250D. | A19 | General Purpose Replacement | E26 (Medium) | Omnidirectional | LED | 3 | 60 | 116.5 | 60 |  |  |  | 940 | 9.5 | 99 | No | 25000 | 5000 | 86 | 22 | 1 | -20 | Dimmable | 9% | No | Other, | No |  |  | 2016-05-16 | 2016-05-23 | United States, Canada | ES_1058355_WOOJONG A19 60WE aaa ccccc V1_05252016134107_4884744 | 2267878
Hangzhou Yuzhong Gaohong Lighting Electrical Equipment Co., Ltd | WOOJONG | LED Lamps | WOOJONG A19 60WE aaa ccccc V1 | ,,Where“aaa” denotes CCT and could be W27, WW, NW and N50 which refers to 2700K, 3000K, 4000K and 5000K, “ccccc” denotes optical information for marketing purpose (or Blank) and could be 250D. | A19 | General Purpose Replacement | E26 (Medium) | Omnidirectional | LED | 3 | 60 | 116.5 | 60 |  |  |  | 1000 | 9.5 | 105.3 | No | 25000 | 4000 | 83 | 9 | 1 | -20 | Dimmable | 9% | No | Other, | No |  |  | 2016-05-16 | 2016-05-23 | United States, Canada | ES_1058355_WOOJONG A19 60WE aaa ccccc V1_05252016134036_7199967 | 2267877
Hangzhou Yuzhong Gaohong Lighting Electrical Equipment Co., Ltd | WOOJONG | LED Lamps | WOOJONG B11 40WE aaa ccccc V1 | ,,Where “aaa” denotes CCT and could be W27 which refers to 2700K, “ccccc” denotes optical information for marketing purpose (or Blank) and could be 220D. | BA10 | Decorative | E12 (Candelabra) | Decorative | LED | 3 | 40 | 125 | 38 |  |  |  | 300 | 4 | 87.5 | No | 25000 | 2700 | 82 | 7 | 0.8 | -20 | Dimmable | 15% | No | Other, | No |  |  | 2016-05-16 | 2016-05-23 | United States, Canada | ES_1058355_WOOJONG B11 40WE aaa ccccc V1_05252016133826_5438543 | 2267874
Hangzhou Yuzhong Gaohong Lighting Electrical Equipment Co., Ltd | WOOJONG | LED Lamps | WOOJONG B11 60WE aaa ccccc V1 | ,,Where “aaa” denotes CCT and could be W27 which refers to 2700K, “ccccc” denotes optical information for marketing purpose (or Blank) and could be 220D. | BA10 | Decorative | E12 (Candelabra) | Decorative | LED | 3 | 60 | 125 | 38 |  |  |  | 550 | 6 | 91.7 | No | 25000 | 2700 | 81 | 6 | 0.8 | -20 | Dimmable | 15% | No | Other, | No |  |  | 2016-05-16 | 2016-05-23 | United States, Canada | ES_1058355_WOOJONG B11 60WE aaa ccccc V1_05252016133408_2529493 | 2267869
Hangzhou Yuzhong Gaohong Lighting Electrical Equipment Co., Ltd | WOOJONG | LED Lamps | WOOJONG R20 45WE aaa ccccc V1 | ,,Where “aaa” denotes CCT and could be W27, WW, NW and N50 which refers to 2700K, 3000K, 4000K and 5000K, “ccccc” denotes optical information for marketing purpose (or Blank) and could be 100D. | R20 | Reflector (Flood/Spot) | E26 (Medium) | Directional | LED | 3 | 45 | 96.3 | 63.5 |  |  | 100 | 460 | 6.5 | 70.8 | No | 25000 | 2700 | 81 | 2 | 0.9 | -20 | Dimmable | 11% | No | None | No |  |  | 2016-06-28 | 2016-07-05 | United States, Canada | ES_1058355_WOOJONG R20 45WE aaa ccccc V1_07262016102420_3873953 | 2273417
Hangzhou Yuzhong Gaohong Lighting Electrical Equipment Co., Ltd | WOOJONG | PAR20 | xxx PAR20 50WE aaa25 | ,,(XXX Brand Type, aaa=CCT N50=5000K, NW= 4000K, WW=3000K,W27=2700K, CCC= optical information for marketing purpose or blank) | PAR20 | Reflector (Flood/Spot) | E26 (Medium) | Directional | LED | 3 | 45 | 85.1 | 63 | 918 |  | 32 |  | 7 | 67.9 | No | 25000 | 3000 | 83 | 13 | 1 | -20 | Dimmable | 10% |  | Not for Use in Recessed Fixtures |  |  |  | 2015-09-10 | 2015-09-28 | United States, Canada | ES_1058355_xxx PAR20 50WE aaa25_10022015125838_8479693 | 2249357
Hangzhou Yuzhong Gaohong Lighting Electrical Equipment Co., Ltd | WOOJONG | PAR20 | xxx PAR20 50WE aaa25 | ,,(XXX Brand Type, aaa=CCT N50=5000K, NW= 4000K, WW=3000K,W27=2700K, CCC= optical information for marketing purpose or blank) | PAR20 | Reflector (Flood/Spot) | E26 (Medium) | Directional | LED | 3 | 45 | 85.1 | 63 | 981 |  | 32 |  | 7 | 67.9 | No | 25000 | 4000 | 84 | 15 | 1 | -20 | Dimmable | 10% |  | Not for Use in Recessed Fixtures |  |  |  | 2015-09-10 | 2015-09-28 | United States, Canada | ES_1058355_xxx PAR20 50WE aaa25_10022015125838_3471677 | 2249358
Hangzhou Yuzhong Gaohong Lighting Electrical Equipment Co., Ltd | WOOJONG | PAR20 | xxx PAR20 50WE aaa25 | ,,(XXX Brand Type, aaa=CCT N50=5000K, NW= 4000K, WW=3000K,W27=2700K, CCC= optical information for marketing purpose or blank) | PAR20 | Reflector (Flood/Spot) | E26 (Medium) | Directional | LED | 3 | 45 | 85.1 | 63 | 1050 |  | 32 |  | 7 | 67.9 | No | 25000 | 5000 | 83 | 13 | 1 | -20 | Dimmable | 10% |  | Not for Use in Recessed Fixtures |  |  |  | 2015-09-10 | 2015-09-28 | United States, Canada | ES_1058355_xxx PAR20 50WE aaa25_10022015125838_7561731 | 2249359
Hangzhou Yuzhong Gaohong Lighting Electrical Equipment Co., Ltd | WOOJONG | PAR20 | xxx PAR20 50WE aaa25 | ,,(XXX Brand Type, aaa=CCT N50=5000K, NW= 4000K, WW=3000K,W27=2700K, CCC= optical information for marketing purpose or blank) | PAR20 | Reflector (Flood/Spot) | E26 (Medium) | Directional | LED | 3 | 45 | 85.1 | 63 | 1153 |  | 25 |  | 7 | 67.9 | No | 25000 | 2700 | 82 | 9 | 1 | -20 | Dimmable | 10% |  | Not for Use in Recessed Fixtures |  |  |  | 2015-09-10 | 2015-09-28 | United States, Canada | ES_1058355_xxx PAR20 50WE aaa25_10022015125838_9321053 | 2249356
Hangzhou Yuzhong Gaohong Lighting Electrical Equipment Co., Ltd | WOOJONG | PAR20 | xxx PAR20 50WE aaa40 | ,,(XXX Brand Type, aaa=CCT N50=5000K, NW= 4000K, WW=3000K,W27=2700K, CCC= optical information for marketing purpose or blank) | PAR20 | Reflector (Flood/Spot) | E26 (Medium) | Directional | LED | 3 | 45 | 85.1 | 63 | 598 |  | 40 |  | 7 | 67.9 | No | 25000 | 2700 | 82 | 9 | 1 | -20 | Dimmable | 10% |  | Not for Use in Recessed Fixtures |  |  |  | 2015-09-10 | 2015-09-28 | United States, Canada | ES_1058355_xxx PAR20 50WE aaa40_10052015122916_8478824 | 2249352
Hangzhou Yuzhong Gaohong Lighting Electrical Equipment Co., Ltd | WOOJONG | PAR20 | xxx PAR20 50WE aaa40 | ,,(XXX Brand Type, aaa=CCT N50=5000K, NW= 4000K, WW=3000K,W27=2700K, CCC= optical information for marketing purpose or blank) | PAR20 | Reflector (Flood/Spot) | E26 (Medium) | Directional | LED | 3 | 45 | 85.1 | 63 | 918 |  | 32 |  | 7 | 67.9 | No | 25000 | 3000 | 83 | 13 | 1 | -20 | Dimmable | 10% |  | Not for Use in Recessed Fixtures |  |  |  | 2015-09-10 | 2015-09-28 | United States, Canada | ES_1058355_xxx PAR20 50WE aaa40_10022015125838_1759969 | 2249353
Hangzhou Yuzhong Gaohong Lighting Electrical Equipment Co., Ltd | WOOJONG | PAR20 | xxx PAR20 50WE aaa40 | ,,(XXX Brand Type, aaa=CCT N50=5000K, NW= 4000K, WW=3000K,W27=2700K, CCC= optical information for marketing purpose or blank) | PAR20 | Reflector (Flood/Spot) | E26 (Medium) | Directional | LED | 3 | 45 | 85.1 | 63 | 981 |  | 32 |  | 7 | 67.9 | No | 25000 | 4000 | 84 | 15 | 1 | -20 | Dimmable | 10% |  | Not for Use in Recessed Fixtures |  |  |  | 2015-09-10 | 2015-09-28 | United States, Canada | ES_1058355_xxx PAR20 50WE aaa40_10022015125838_7454230 | 2249354
Hangzhou Yuzhong Gaohong Lighting Electrical Equipment Co., Ltd | WOOJONG | PAR20 | xxx PAR20 50WE aaa40 | ,,(XXX Brand Type, aaa=CCT N50=5000K, NW= 4000K, WW=3000K,W27=2700K, CCC= optical information for marketing purpose or blank) | PAR20 | Reflector (Flood/Spot) | E26 (Medium) | Directional | LED | 3 | 45 | 85.1 | 63 | 1050 |  | 32 |  | 7 | 67.9 | No | 25000 | 5000 | 83 | 13 | 1 | -20 | Dimmable | 10% |  | Not for Use in Recessed Fixtures |  |  |  | 2015-09-10 | 2015-09-28 | United States, Canada | ES_1058355_xxx PAR20 50WE aaa40_10022015125838_9266048 | 2249355
Hangzhou Yuzhong Gaohong Lighting Electrical Equipment Co., Ltd | WOOJONG | R20 | xxx R20 45WE aaa cccccc | ,,(XXX Brand Type, aaa=CCT N50=5000K, NW= 4000K, WW=3000K,W27=2700K, CCC= optical information for marketing purpose or blank) | R20 | Reflector (Flood/Spot) | E26 (Medium) | Directional | LED | 3 | 45 | 96.3 | 63.5 |  |  |  |  | 6.5 | 73.8 | No | 25000 | 2700 | 82 | 12 | 1 | -20 | Dimmable | 10% |  | Not for Use in Recessed Fixtures |  |  |  | 2015-09-10 | 2015-09-28 | United States, Canada | ES_1058355_xxx R20 45WE aaa cccccc_10052015114514_3667396 | 2249313
Hangzhou Yuzhong Gaohong Lighting Electrical Equipment Co., Ltd | WOOJONG | R20 | xxx R20 45WE aaa cccccc | ,,(XXX Brand Type, aaa=CCT N50=5000K, NW= 4000K, WW=3000K,W27=2700K, CCC= optical information for marketing purpose or blank) | R20 | Reflector (Flood/Spot) | E26 (Medium) | Directional | LED | 3 | 45 | 96.3 | 63.5 |  |  |  |  | 6.5 | 73.8 | No | 25000 | 3000 | 84 | 18 | 1 | -20 | Dimmable | 10% |  | Not for Use in Recessed Fixtures |  |  |  | 2015-09-10 | 2015-09-28 | United States, Canada | ES_1058355_xxx R20 45WE aaa cccccc_10022015125932_6909308 | 2249314
Hangzhou Yuzhong Gaohong Lighting Electrical Equipment Co., Ltd | WOOJONG | R20 | xxx R20 45WE aaa cccccc | ,,(XXX Brand Type, aaa=CCT N50=5000K, NW= 4000K, WW=3000K,W27=2700K, CCC= optical information for marketing purpose or blank) | R20 | Reflector (Flood/Spot) | E26 (Medium) | Directional | LED | 3 | 45 | 96.3 | 63.5 |  |  |  |  | 6.5 | 73.8 | No | 25000 | 4000 | 82 | 10 | 1 | -20 | Dimmable | 10% |  | Not for Use in Recessed Fixtures |  |  |  | 2015-09-10 | 2015-09-28 | United States, Canada | ES_1058355_xxx R20 45WE aaa cccccc_10022015125932_8857038 | 2249315
Hangzhou Yuzhong Gaohong Lighting Electrical Equipment Co., Ltd | WOOJONG | R20 | xxx R20 45WE aaa cccccc | ,,(XXX Brand Type, aaa=CCT N50=5000K, NW= 4000K, WW=3000K,W27=2700K, CCC= optical information for marketing purpose or blank) | R20 | Reflector (Flood/Spot) | E26 (Medium) | Directional | LED | 3 | 45 | 96.3 | 63.5 |  |  |  |  | 6.5 | 73.8 | No | 25000 | 5000 | 84 | 14 | 1 | -20 | Dimmable | 10% |  | Not for Use in Recessed Fixtures |  |  |  | 2015-09-10 | 2015-09-28 | United States, Canada | ES_1058355_xxx R20 45WE aaa cccccc_10022015125932_5329402 | 2249316
Hannaford Bros. Co./ Kash N Karry Food Stores, Inc. | HOME 360 | CF13EL/SPIRAL/RP3/HOME360/HZ | 96197 |  | CFL Bare Spiral | General Purpose Replacement | E26 (Medium) | Omnidirectional | CFL | 9 | 60 | 100.2 | 38.3 |  | 1.5 |  | 850 | 13 | 65.4 | No | 10000 | 2700 | 82 | -9 | 0.6 | -18 |  |  |  | Not for Use in Enclosed Fixtures |  |  |  | 2016-04-15 | 2016-05-10 | United States, Canada | ES_1089723_96197_05242016151856_4986535 | 2268829
Hannaford Bros. Co./ Kash N Karry Food Stores, Inc. | HOME 360 | CF13EL/SPIRAL/RP3/HOME360/YX | 96197 |  | CFL Bare Spiral | General Purpose Replacement | E26 (Medium) | Omnidirectional | CFL | 9 | 60 | 109 | 50 |  | 1.4 |  | 875 | 13 | 67.3 | No | 10000 | 2700 | 83 | -5 | 0.6 | -18 |  |  |  | Not for Use in Enclosed Fixtures |  |  |  | 2014-10-31 | 2015-02-02 | United States, Canada | ES_1089723_96197_05062015165929_1759455 | 2238851
Hannaford Bros. Co./ Kash N Karry Food Stores, Inc. | HOME 360 | CF13EL/SPIRAL/RP/HOME360/HZ | 96196 |  | CFL Bare Spiral | General Purpose Replacement | E26 (Medium) | Omnidirectional | CFL | 9 | 60 | 100.2 | 38.3 |  | 1.5 |  | 850 | 13 | 65.4 | No | 10000 | 2700 | 82 | -9 | 0.6 | -18 |  |  |  | Not for Use in Enclosed Fixtures |  |  |  | 2016-04-15 | 2016-05-10 | United States, Canada | ES_1089723_96196_05242016151856_2168390 | 2268830
Hannaford Bros. Co./ Kash N Karry Food Stores, Inc. | HOME 360 | CF13EL/SPIRAL/RP/HOME360/YX | 96196 |  | CFL Bare Spiral | General Purpose Replacement | E26 (Medium) | Omnidirectional | CFL | 9 | 60 | 109 | 50 |  | 1.4 |  | 875 | 13 | 67.3 | No | 10000 | 2700 | 83 | -5 | 0.6 | -18 |  |  |  | Not for Use in Enclosed Fixtures |  |  |  | 2014-10-31 | 2015-03-05 | United States, Canada | ES_1089723_96196_02172015105453_9406549 | 2234261
Hannaford Bros. Co./ Kash N Karry Food Stores, Inc. | HOME 360 | CF23EL/SPIRAL/RP/HOME360/HZ | 96198 |  | CFL Bare Spiral | General Purpose Replacement | E26 (Medium) | Omnidirectional | CFL | 9 | 100 | 116.7 | 50.9 |  | 2.5 |  | 1600 | 23.2 | 69 | No | 10000 | 2700 | 81 | -13 | 0.6 | -18 |  |  |  | Not for Use in Enclosed Fixtures |  |  |  | 2016-02-15 | 2016-05-09 | United States, Canada | ES_1089723_96198_05242016154105_8083917 | 2268827
Hannaford Bros. Co./ Kash N Karry Food Stores, Inc. | HOME 360 | CF23EL/SPIRAL/RP/HOME360/HZ | 96199 |  | CFL Bare Spiral | General Purpose Replacement | E26 (Medium) | Omnidirectional | CFL | 9 | 100 | 116.7 | 50.9 |  | 2.5 |  | 1600 | 23.2 | 69 | No | 10000 | 2700 | 81 | -13 | 0.6 | -18 |  |  |  | Not for Use in Enclosed Fixtures |  |  |  | 2016-02-15 | 2016-05-09 | United States, Canada | ES_1089723_96199_05272016142231_5442010 | 2268828
Hannaford Bros. Co./ Kash N Karry Food Stores, Inc. | HOME 360 | CF23EL/SPIRAL/RP/HOME360/YX | 96198 |  | CFL Bare Spiral | General Purpose Replacement | E26 (Medium) | Omnidirectional | CFL | 9 | 100 | 132 | 60 |  | 1.4 |  | 1600 | 23.4 | 68.4 | No | 10000 | 2700 | 82 | -7 | 0.6 | -18 |  |  |  | Not for Use in Recessed Fixtures,Not for Use in Enclosed Fixtures |  |  |  | 2014-03-01 | 2015-01-05 | United States, Canada | ES_1089723_96198_02042015150941_2814753 | 2232759
Hanstar Opto Electronic Inc. | HANSTAR LED | Directional LED Lamp | HS-PAR38-25-40 |  | PAR38 | Reflector (Flood/Spot) | E26 (Medium) | Directional | LED | 3 | 100 | 133.9 | 120.9 | 5202 |  | 25 | 1100 | 16 | 68.8 | No | 25000 | 4000 | 80 | 10 | 1 | -20 | Dimmable | 10% |  | Damp Location Rated,Recessed Fixtures,Not for Use in Enclosed Fixtures |  |  |  | 2015-10-26 | 2015-11-09 | Canada | ES_1118910_HS-PAR38-25-40_11092015114412_3129878 | 2252286
HD Supply Facilities Maintenance | FEIT ELECTRIC | LED PAR20 | 109919 | ,PAR20/827/LED/6/HDS, | PAR20 | Reflector (Flood/Spot) | E26 (Medium) | Directional | LED | 3 | 50 | 83.9 | 63.2 | 820 |  | 40 |  | 6 | 75 | No | 25000 | 2700 | 83 | 12 | 0.9 | -25 | Dimmable | 10% |  | None |  |  |  | 2015-05-10 | 2015-05-12 | United States | ES_1048137_109919; PAR20/827/LED/6/HDS_05132015105827_1142291 | 2239252
HD Supply Facilities Maintenance | Maintenance Warehouse | AGOMNI 1100 827 LED | 109914 | ,,AGOM1100827LED/6/HDS | A21 | General Purpose Replacement | E26 (Medium) | Omnidirectional | LED | 3 | 75 | 125.8 | 78 |  |  |  | 1100 | 13 | 84.6 | No | 25000 | 2700 | 89 | 48 | 1 | -25 | Dimmable | 5% |  | None |  |  |  | 2014-01-01 | 2014-12-17 | United States | ES_1048137_109914_12222014183701_8699657 | 2229896
HD Supply Facilities Maintenance | Maintenance Warehouse | AGOMNI 1600 827 LED | 109915 | ,,AGOM1600827LED/6/HDS | A21 | General Purpose Replacement | E26 (Medium) | Omnidirectional | LED | 5 | 100 | 134.6 | 68 |  |  |  | 1600 | 16 | 100 | No | 25000 | 2700 | 81 | 10 | 0.9 | -25 | Dimmable | 5% |  | None |  |  |  | 2014-01-01 | 2014-12-16 | United States | ES_1048137_109915_12222014183637_2908065 | 2229895
HD Supply Facilities Maintenance | Maintenance Warehouse | CFL 13W Twist | 313258 | ,ESL13T/12/HDS, | CFL Bare Spiral | General Purpose Replacement | E26 (Medium) | Omnidirectional | CFL | 2 | 60 | 111.5 | 48.7 |  | 1 |  | 900 | 13.2 | 68.2 | No | 10000 | 2700 | 83 | -4 | 0.6 | -23 |  |  |  | Damp Location Rated,Not for Use in Enclosed Fixtures |  |  |  | 2015-02-05 | 2015-02-12 | United States | ES_1048137_313258_02122015020620_1023762 | 2233056
HD Supply Facilities Maintenance | Maintenance Warehouse | CFL 13W Twist | 313264 | ,ESL13T/41K/12/HDS, | CFL Bare Spiral | General Purpose Replacement | E26 (Medium) | Omnidirectional | CFL | 2 | 60 | 111.4 | 47.4 |  | 1 |  | 900 | 13 | 69.2 | No | 10000 | 4100 | 85 | 32 | 0.6 | -23 |  |  |  | Not for Use in Recessed Fixtures |  |  |  | 2015-02-06 | 2015-02-06 | United States | ES_1048137_313264_02062015031840_1023763 | 2232769
HD Supply Facilities Maintenance | Maintenance Warehouse | CFL 15W BR30 | 313286 | ,ESL15BR30/4/HDS,RETAIL NUMBER | BR30 | Reflector (Flood/Spot) | E26 (Medium) | Directional | CFL | 2 | 65 | 134.8 | 94 |  | 1 |  | 695 | 15 | 46.3 | No | 10000 | 2700 | 84 | -5 | 0.6 | -23 |  |  |  | None |  |  |  | 2015-02-15 | 2015-02-23 | United States | ES_1048137_313286_02232015023950_1023770 | 2233833
HD Supply Facilities Maintenance | Maintenance Warehouse | CFL 23W Twist | 313266 | ,ESL23TM/12/HDS,retail model number | CFL Bare Spiral | General Purpose Replacement | E26 (Medium) | Omnidirectional | CFL | 2 | 100 | 125.6 | 60.2 |  | 0.2 |  | 1600 | 23 | 69.6 | No | 10000 | 2700 | 83 | -8 | 0.5 | -23 |  |  |  | Not for Use in Enclosed Fixtures |  |  |  | 2015-02-15 | 2015-02-23 | United States | ES_1048137_313266_02232015031330_1023770 | 2233832
HD Supply Facilities Maintenance | Maintenance Warehouse | CFL 23W Twist | 313268 | ,ESL23TM/41K/12/HDS, | CFL Bare Spiral | General Purpose Replacement | E26 (Medium) | Omnidirectional | CFL | 2 | 100 | 125.6 | 60.2 |  | 1 |  | 1600 | 23 | 69.6 | No | 10000 | 4100 | 84 | 28 | 0.5 | -23 |  |  |  | Not for Use in Recessed Fixtures |  |  |  | 2015-02-15 | 2015-02-23 | United States | ES_1048137_313268_02232015024550_1023770 | 2233831
HD Supply Facilities Maintenance | Maintenance Warehouse | CFL 27W Twist | 313276 | ,ESL27TM/12/HDS,Retail Number | CFL Bare Spiral | General Purpose Replacement | E26 (Medium) | Omnidirectional | CFL | 2 | 100 | 137.8 | 55.9 |  | 1 |  | 1800 | 27 | 66.7 | No | 10000 | 2700 | 83 | -6 | 0.6 | -20 |  |  |  | Damp Location Rated,Not for Use in Enclosed Fixtures |  |  |  | 2015-02-15 | 2015-02-24 | United States | ES_1048137_313276_02242015042950_1023771 | 2233877
HD Supply Facilities Maintenance | Maintenance Warehouse | CFL 27W Twist | 313284 | ,ESL27TM/41K/12/HDS,Retail Number | CFL Bare Spiral | General Purpose Replacement | E26 (Medium) | Omnidirectional | CFL | 2 | 100 | 138.1 | 58.4 |  | 1 |  | 1800 | 27 | 66.7 | No | 10000 | 4100 | 84 | 31 | 0.6 | -20 |  |  |  | Damp Location Rated,Not for Use in Enclosed Fixtures |  |  |  | 2015-02-15 | 2015-02-24 | United States | ES_1048137_313284_02242015043550_1023771 | 2233913
HD Supply Facilities Maintenance | Maintenance Warehouse | Directional LED Lamp | BR30/650/LED/4/HDS |  | BR30 | Reflector (Flood/Spot) | E26 (Medium) | Directional | LED | 3 | 65 | 128.9 | 94.7 |  |  | 110 | 650 | 10 | 65 | No | 25000 | 2700 | 82 | 17 | 1 | -25 | Dimmable | 5% |  | Damp Location Rated |  |  |  | 2015-02-02 | 2015-02-05 | United States | ES_1048137_BR30/650/LED/4/HDS_02052015035950_1023760 | 2232736
HD Supply Facilities Maintenance | Maintenance Warehouse | LED G25 | 109916 | ,,G25/827/LED/6/HDS | CFL Globe | Globe | E26 (Medium) | Decorative | LED | 3 | 40 | 110.4 | 78.8 |  |  |  | 495 | 8 | 61.9 | No | 25000 | 2700 | 82 | 7 | 0.7 | -25 | Dimmable | 10% |  | None |  |  |  | 2015-02-15 | 2015-02-19 | United States | ES_1048137_109916_02202015102550_7314116 | 2233529
HD Supply Facilities Maintenance | Maintenance Warehouse | Omni 800 827 LED | 109912 | ,,AGOM800/827LED/6/HDS | A19 | General Purpose Replacement | E26 (Medium) | Omnidirectional | LED | 3 | 60 | 116 | 60 |  |  |  | 800 | 9.5 | 84.2 | No | 25000 | 2700 | 82 | 14 | 0.9 | -25 | Dimmable | 5% |  | None |  |  |  | 2015-01-30 | 2015-02-02 | United States | ES_1048137_109912_02202015102946_5296164 | 2233541
HD Supply Facilities Maintenance | Maintenance Warehouse | Omni 800 827 LED | 109913 | ,,AGOM800/841LED/6/HDS | A19 | General Purpose Replacement | E26 (Medium) | Omnidirectional | LED | 3 | 60 | 116.1 | 60.1 |  |  |  | 800 | 9.5 | 84.2 | No | 25000 | 4000 | 84 | 13 | 0.9 | -25 | Dimmable | 5% |  | None |  |  |  | 2015-01-30 | 2015-02-02 | United States | ES_1048137_109913_02202015102946_1985282 | 2233542
Heathfield LED | Heathfield LED | 9W LED Energy Plus A19 | HEA-EPA19-9ES3K |  | A19 | General Purpose Replacement | E26 (Medium) | Omnidirectional | LED | 3 | 60 | 106.9 | 59.8 |  |  |  | 800 | 9 | 88.9 | No | 25000 | 3000 | 82 | 14 | 1 | -20 |  |  |  | Damp Location Rated,Not for Use in Recessed Fixtures,Not for Use in Enclosed Fixtures |  |  |  | 2015-12-20 | 2015-12-21 | United States | ES_1134490_HEA-EPA19-9ES3K_12212015183921_3892113 | 2255236
Heathfield LED | Heathfield LED | 9W LED Energy Plus A19 | HEA-EPA19-9ES4K |  | A19 | General Purpose Replacement | E26 (Medium) | Omnidirectional | LED | 3 | 60 | 106.4 | 59.8 |  |  |  | 800 | 9 | 88.9 | No | 25000 | 4000 | 83 | 6 | 1 | -20 |  |  |  | Damp Location Rated,Not for Use in Recessed Fixtures,Not for Use in Enclosed Fixtures |  |  |  | 2015-12-20 | 2015-12-21 | United States | ES_1134490_HEA-EPA19-9ES4K_12212015183955_1084278 | 2255237
Heathfield LED | Heathfield LED | Energy Saver A19 | HEA-ESA19/9W27K | ,,HEA-ESA19/9W27K | A19 | General Purpose Replacement | E26 (Medium) | Omnidirectional | LED | 3 | 60 | 111.9 | 65 |  |  |  | 840 | 9 | 93.3 | No | 25000 | 2700 | 83 | 7 |  | -20 |  |  |  | None |  |  |  | 2015-03-15 | 2016-03-18 | United States | ES_1134490_HEA-ESA19/9W27K_03232016132240_6053519 | 2262948
Heathfield LED | Heathfield LED | Energy Saver BR30 | HEA-BR30/10W27K | ,,HEA-BR30/10W27K | BR30 | Reflector (Flood/Spot) | E26 (Medium) | Directional | LED | 3 | 65 | 131.4 | 95 |  |  |  | 770 | 10 | 80 | No | 25000 | 2700 | 82 | 3 |  | -20 | Dimmable |  |  | None |  |  |  | 2015-06-20 | 2016-06-30 | United States | ES_1134490_HEA-BR30/10W27K_07012016144130_4059055 | 2271375
Heathfield LED | Heathfield LED | Energy Saver BR30 | HEA-BR30/10W5K | ,,HEA-BR30/10W5K | BR30 | Reflector (Flood/Spot) | E26 (Medium) | Directional | LED | 3 | 65 | 131.4 | 95 |  |  |  | 900 | 10 | 80 | No | 25000 | 5000 | 83 | 11 |  | -20 | Dimmable |  |  | None |  |  |  | 2015-06-20 | 2016-06-30 | United States | ES_1134490_HEA-BR30/10W5K_07012016144201_6325862 | 2271376
Hengdian Group Tospo Lighting Co., Ltd. | Tospo | 712948 | 712948 | ,712948,2700K | R20 | Reflector (Flood/Spot) | E26 (Medium) | Directional | LED | 3 | 50 | 94.7 | 63.1 |  |  |  | 525 | 7.5 | 70 | Yes | 25000 | 2700 | 92 | 58 | 0.9 | 92 | Dimmable | 8% | Yes | Damp Location Rated | No |  |  | 2016-01-01 | 2016-09-09 | United States, Canada | ES_1020320_712948_09012016144458_5581242 | 2278629
Hengdian Group Tospo Lighting Co., Ltd. | Tospo | 722246 | 722246 | ,722246,2700K | A19 | General Purpose Replacement | E26 (Medium) | Omnidirectional | LED | 3 | 60 | 111.8 | 59.5 |  |  |  | 800 | 9.5 | 84.2 | No | 25000 | 2700 | 81 | 3 | 0.8 | -40 | Dimmable | 6% | Yes | Recessed Fixtures | No |  |  | 2016-01-01 | 2016-09-07 | United States, Canada | ES_1020320_722246_09012016144458_5588342 | 2278461
Hengdian Group Tospo Lighting Co., Ltd. | Tospo | 722247 | 722247 |  | A19 | General Purpose Replacement | E26 (Medium) | Omnidirectional | LED | 5 | 60 | 110.3 | 59.2 |  |  |  | 800 | 9.5 | 84.2 | No | 25000 | 3000 | 83 | 9 | 0.8 | -40 | Dimmable | 80% | Yes | Damp Location Rated,Recessed Fixtures | No |  |  | 2016-01-01 | 2016-07-05 | United States, Canada | ES_1020320_722247_06302016163018_67865 | 2271948
Hengdian Group Tospo Lighting Co., Ltd. | Tospo | CFL | 147075 |  | R30 | Reflector (Flood/Spot) | E26 (Medium) | Directional | CFL | 2 | 60 | 138 | 94 |  | 1.5 |  | 650 | 16 | 40.6 | No | 12000 | 2700 | 87 | -4 | 0.6 | -18 |  |  |  | None |  |  |  | 2014-06-10 | 2014-06-24 | United States | ES_1020320_147075_07092014183326_8592004 | 2214855
Hengdian Group Tospo Lighting Co., Ltd. | Tospo | CFL | 152221 |  | R30 | Reflector (Flood/Spot) | E26 (Medium) | Directional | CFL | 2 | 60 | 139 | 94 |  | 1.5 |  | 750 | 16 | 46.9 | No | 10000 | 2700 | 82 | -6 | 0.6 | -18 |  |  |  | None |  |  |  | 2014-06-10 | 2014-06-04 | United States | ES_1020320_152221_07092014183316_9739897 | 2214856
Hengdian Group Tospo Lighting Co., Ltd. | Tospo | CFL | 152716 |  | CFL Reflector | Reflector (Flood/Spot) | E26 (Medium) | Directional | CFL | 2 | 65 | 138 | 94 |  | 1.5 |  | 750 | 16 | 46.9 | No | 10000 | 3000 | 82 | 1 | 0.6 | -18 |  |  |  | None |  |  |  | 2014-08-30 | 2014-08-25 | United States | ES_1020320_152716_08292014154402_8966257 | 2218423
Hengdian Group Tospo Lighting Co., Ltd. | Tospo | CFL | 662557 |  | CFL Bare Spiral | General Purpose Replacement | E26 (Medium) | Omnidirectional | CFL | 2 | 75 | 113 | 56 |  | 1.5 |  | 1250 | 18 | 69.4 | No | 12000 | 2700 | 83 | -10 | 0.6 | -18 |  |  |  | Enclosed Fixtures |  |  |  | 2014-05-18 | 2014-05-30 | United States | ES_1020320_662557_06122014144210_8826713 | 2213619
Hengdian Group Tospo Lighting Co., Ltd. | Tospo | CFL | 662558 |  | CFL Bare Spiral | General Purpose Replacement | E26 (Medium) | Omnidirectional | CFL | 2 | 75 | 115 | 60 |  | 1.5 |  | 1600 | 23 | 69.6 | No | 12000 | 2700 | 82 | -9 | 0.6 | -18 |  |  |  | Other,Not for use in enclosed fixtures |  |  |  | 2014-07-30 | 2014-07-18 | United States | ES_1020320_662558_07212014112717_9921578 | 2216011
Hengdian Group Tospo Lighting Co., Ltd. | Tospo | CFL | 662558 |  | CFL Bare Spiral | General Purpose Replacement | E26 (Medium) | Omnidirectional | CFL | 2 | 75 | 115 | 60 |  | 1.5 |  | 1600 | 23 | 69.6 | No | 12000 | 2700 | 82 | -9 | 0.6 | -18 |  |  |  | Other,Not for use in recessed fixtures |  |  |  | 2014-07-30 | 2014-07-18 | United States | ES_1020320_662558_07212014112717_2300290 | 2216012
Hengdian Group Tospo Lighting Co., Ltd. | Tospo | CFL | 667850 |  | CFL Bare Spiral | General Purpose Replacement | E26 (Medium) | Omnidirectional | CFL | 2 | 40 | 91 | 45 |  | 1.5 |  | 550 | 9 | 61.1 | No | 12000 | 3000 | 84 | 5 | 0.6 | 0 |  |  |  | None |  |  |  | 2014-05-18 | 2014-05-30 | United States | ES_1020320_667850_06122014144127_8360350 | 2213623
Hengdian Group Tospo Lighting Co., Ltd. | Tospo | CFL | 667851 |  | CFL Bare Spiral | General Purpose Replacement | E26 (Medium) | Omnidirectional | CFL | 2 | 60 | 101 | 50 |  | 1.5 |  | 900 | 13 | 69.2 | No | 12000 | 3000 | 83 | 5 | 0.6 | -18 |  |  |  | Enclosed Fixtures |  |  |  | 2014-05-18 | 2014-05-30 | United States | ES_1020320_667851_06122014144137_5383032 | 2213622
Hengdian Group Tospo Lighting Co., Ltd. | Tospo | CFL | 667852 |  | CFL Bare Spiral | General Purpose Replacement | E26 (Medium) | Omnidirectional | CFL | 2 | 75 | 112 | 55 |  | 1.5 |  | 1250 | 18 | 69.4 | No | 12000 | 3000 | 84 | 10 | 0.6 | -18 |  |  |  | Enclosed Fixtures |  |  |  | 2014-05-18 | 2014-05-30 | United States | ES_1020320_667852_06122014144148_5067982 | 2213621
Hengdian Group Tospo Lighting Co., Ltd. | Tospo | CFL | 667853 |  | CFL Bare Spiral | General Purpose Replacement | E26 (Medium) | Omnidirectional | CFL | 2 | 75 | 115 | 61 |  | 1.5 |  | 1600 | 23 | 69.6 | No | 12000 | 3000 | 83 | 3 | 0.6 | -18 |  |  |  | Other,Not for use in enclosed fixtures |  |  |  | 2014-07-30 | 2014-07-22 | United States | ES_1020320_667853_07252014085830_9412195 | 2216350
Hengdian Group Tospo Lighting Co., Ltd. | Tospo | CFL | 669301 |  | CFL A-type | General Purpose Replacement | E26 (Medium) | Decorative | CFL | 2 | 60 | 122 | 60 |  | 1.5 |  | 800 | 14 | 57.1 | No | 10000 | 6500 | 83 | 40 | 0.6 | -18 |  |  |  | None |  |  |  | 2014-07-20 | 2014-07-16 | United States | ES_1020320_669301_07182014134447_6477770 | 2215737
Hengdian Group Tospo Lighting Co., Ltd. | Tospo | CFL | 674302 |  | CFL Bare Spiral | General Purpose Replacement | E26 (Medium) | Omnidirectional | CFL | 2 | 100 | 129 | 60 |  | 2 |  | 1800 | 26 | 69.2 | No | 12000 | 2700 | 82 | -6 | 0.6 | -18 |  |  |  | None |  |  |  | 2014-08-30 | 2014-08-26 | United States | ES_1020320_674302_08292014154901_2685575 | 2218528
Hengdian Group Tospo Lighting Co., Ltd. | Tospo | CFL | 674449 |  | CFL Bare Spiral | General Purpose Replacement | E26 (Medium) | Omnidirectional | CFL | 2 | 40 | 92 | 45 |  | 1.5 |  | 520 | 9 | 57.8 | No | 12000 | 6500 | 85 | 51 | 0.6 | -18 |  |  |  | None |  |  |  | 2014-06-28 | 2014-06-20 | United States | ES_1020320_674449_07092014184901_6350304 | 2214874
Hengdian Group Tospo Lighting Co., Ltd. | Tospo | CFL | 677473 |  | CFL Bare Spiral | General Purpose Replacement | E26 (Medium) | Omnidirectional | CFL | 2 | 100 | 115 | 60 |  | 2 |  | 1600 | 23 | 69.6 | No | 12000 | 2700 | 82 | -7 | 0.5 | -18 |  |  |  | Not for Use in Enclosed Fixtures |  |  |  | 2014-10-20 | 2014-10-22 | United States | ES_1020320_677473_10242014153801_5107945 | 2223727
Hengdian Group Tospo Lighting Co., Ltd. | Tospo | CFL | 680435 |  | CFL Bare Spiral | General Purpose Replacement | E26 (Medium) | Omnidirectional | CFL | 2 | 60 | 102 | 50 |  | 1.5 |  | 900 | 13 | 69.2 | No | 12000 | 3500 | 84 | 17 | 0.6 | -18 |  |  |  | Not for Use in Enclosed Fixtures |  |  |  | 2014-10-20 | 2014-10-22 | United States | ES_1020320_680435_10242014153754_7983289 | 2223728
Hengdian Group Tospo Lighting Co., Ltd. | Tospo | CFL | 680436 |  | CFL Bare Spiral | General Purpose Replacement | E26 (Medium) | Omnidirectional | CFL | 2 | 60 | 102 | 50 |  | 1.5 |  | 900 | 13 | 69.2 | No | 12000 | 4100 | 83 | 23 | 0.6 | -18 |  |  |  | None |  |  |  | 2014-06-28 | 2014-07-07 | United States | ES_1020320_680436_07142014155728_3655998 | 2215321
Hengdian Group Tospo Lighting Co., Ltd. | Tospo | CFL | 680437 |  | CFL Bare Spiral | General Purpose Replacement | E26 (Medium) | Omnidirectional | CFL | 2 | 60 | 102 | 50 |  | 1.5 |  | 860 | 13 | 66.2 | No | 12000 | 5000 | 83 | 31 | 0.6 | -18 |  |  |  | None |  |  |  | 2014-06-28 | 2014-07-07 | United States | ES_1020320_680437_07142014160308_4610403 | 2215320
Hengdian Group Tospo Lighting Co., Ltd. | Tospo | CFL | 680438 |  | CFL Bare Spiral | General Purpose Replacement | E26 (Medium) | Omnidirectional | CFL | 2 | 60 | 102 | 50 |  | 1.5 |  | 860 | 13 | 66.2 | No | 12000 | 6500 | 84 | 46 | 0.6 | -18 |  |  |  | None |  |  |  | 2014-06-28 | 2014-07-07 | United States | ES_1020320_680438_07142014160328_9588052 | 2215319
Hengdian Group Tospo Lighting Co., Ltd. | Tospo | CFL | 680440 |  | CFL Bare Spiral | General Purpose Replacement | E26 (Medium) | Omnidirectional | CFL | 2 | 75 | 111 | 55 |  | 1.5 |  | 1250 | 18 | 69.4 | No | 12000 | 3500 | 84 | 16 | 0.6 | -18 |  |  |  | Other,Not for use in enclosed fixtures |  |  |  | 2014-08-30 | 2014-09-11 | United States | ES_1020320_680440_09182014084326_9673911 | 2219751
Hengdian Group Tospo Lighting Co., Ltd. | Tospo | CFL | 680440 |  | CFL Bare Spiral | General Purpose Replacement | E26 (Medium) | Omnidirectional | CFL | 2 | 75 | 111 | 55 |  | 1.5 |  | 1250 | 18 | 69.4 | No | 12000 | 3500 | 84 | 16 | 0.6 | -18 |  |  |  | Other,Not for use in recessed fixtures |  |  |  | 2014-08-30 | 2014-09-11 | United States | ES_1020320_680440_09182014084326_8009612 | 2219752
Hengdian Group Tospo Lighting Co., Ltd. | Tospo | CFL | 680441 |  | CFL Bare Spiral | General Purpose Replacement | E26 (Medium) | Omnidirectional | CFL | 2 | 75 | 112 | 57 |  | 1.5 |  | 1250 | 18 | 69.4 | No | 12000 | 4100 | 84 | 25 | 0.6 | -18 |  |  |  | Other,Not for use in enclosed fixtures |  |  |  | 2014-08-30 | 2014-09-11 | United States | ES_1020320_680441_09182014084400_4782812 | 2219749
Hengdian Group Tospo Lighting Co., Ltd. | Tospo | CFL | 680441 |  | CFL Bare Spiral | General Purpose Replacement | E26 (Medium) | Omnidirectional | CFL | 2 | 75 | 112 | 57 |  | 1.5 |  | 1250 | 18 | 69.4 | No | 12000 | 4100 | 84 | 25 | 0.6 | -18 |  |  |  | Other,Not for use in recessed fixtures |  |  |  | 2014-08-30 | 2014-09-11 | United States | ES_1020320_680441_09182014084400_3809133 | 2219750
Homelite Technology Co. Ltd | Homelite | CFL | HLT3G09W/2700K |  | CFL Globe | Globe | E26 (Medium) | Decorative | CFL | 2 | 60 | 110 | 80 |  | 2 |  | 500 | 9.3 | 55.5 | No | 10000 | 2700 | 83 | -11 | 0.6 | -18 |  |  |  | None |  |  |  | 2014-12-17 | 2014-12-19 | United States | ES_1070287_HLT3G09W/2700K_12222014103659_7384236 | 2229880
Hengdian Group Tospo Lighting Co., Ltd. | Tospo | CFL | 680442 |  | CFL Bare Spiral | General Purpose Replacement | E26 (Medium) | Omnidirectional | CFL | 2 | 75 | 112 | 56 |  | 1.5 |  | 1200 | 18 | 66.7 | No | 12000 | 6500 | 84 | 44 | 0.6 | -18 |  |  |  | Other,Not for use in enclosed fixtures |  |  |  | 2014-08-30 | 2014-09-11 | United States | ES_1020320_680442_09182014084423_1089232 | 2219747
Hengdian Group Tospo Lighting Co., Ltd. | Tospo | CFL | 680442 |  | CFL Bare Spiral | General Purpose Replacement | E26 (Medium) | Omnidirectional | CFL | 2 | 75 | 112 | 56 |  | 1.5 |  | 1200 | 18 | 66.7 | No | 12000 | 6500 | 84 | 44 | 0.6 | -18 |  |  |  | Other,Not for use in recessed fixtures |  |  |  | 2014-08-30 | 2014-09-11 | United States | ES_1020320_680442_09182014084423_5698757 | 2219748
Hengdian Group Tospo Lighting Co., Ltd. | Tospo | CFL | 680445 |  | CFL Bare Spiral | General Purpose Replacement | E26 (Medium) | Omnidirectional | CFL | 2 | 100 | 113 | 60 |  | 2 |  | 1600 | 23 | 69.6 | No | 12000 | 4100 | 84 | 29 | 0.6 | -18 |  |  |  | Other,Not for use in enclosed fixtures |  |  |  | 2014-09-10 | 2014-09-11 | United States | ES_1020320_680445_09182014084600_1198048 | 2219739
Hengdian Group Tospo Lighting Co., Ltd. | Tospo | CFL | 680445 |  | CFL Bare Spiral | General Purpose Replacement | E26 (Medium) | Omnidirectional | CFL | 2 | 100 | 113 | 60 |  | 2 |  | 1600 | 23 | 69.6 | No | 12000 | 4100 | 84 | 29 | 0.6 | -18 |  |  |  | Other,Not for use in recessed fixtures |  |  |  | 2014-09-10 | 2014-09-11 | United States | ES_1020320_680445_09182014084600_3483077 | 2219740
Hengdian Group Tospo Lighting Co., Ltd. | Tospo | CFL | 680446 |  | CFL Bare Spiral | General Purpose Replacement | E26 (Medium) | Omnidirectional | CFL | 2 | 100 | 113 | 61 |  | 2 |  | 1600 | 23 | 69.6 | No | 12000 | 5000 | 85 | 41 | 0.6 | -18 |  |  |  | Other,Not for use in enclosed fixtures |  |  |  | 2014-09-10 | 2014-09-11 | United States | ES_1020320_680446_09182014084535_5762442 | 2219741
Hengdian Group Tospo Lighting Co., Ltd. | Tospo | CFL | 680446 |  | CFL Bare Spiral | General Purpose Replacement | E26 (Medium) | Omnidirectional | CFL | 2 | 100 | 113 | 61 |  | 2 |  | 1600 | 23 | 69.6 | No | 12000 | 5000 | 85 | 41 | 0.6 | -18 |  |  |  | Other,Not for use in recessed fixtures |  |  |  | 2014-09-10 | 2014-09-11 | United States | ES_1020320_680446_09182014084535_5698321 | 2219742
Hengdian Group Tospo Lighting Co., Ltd. | Tospo | CFL | 680447 |  | CFL Bare Spiral | General Purpose Replacement | E26 (Medium) | Omnidirectional | CFL | 2 | 100 | 113 | 61 |  | 2 |  | 1600 | 23 | 69.6 | No | 12000 | 6500 | 84 | 44 | 0.6 | -18 |  |  |  | Not for Use in Recessed Fixtures,Not for Use in Enclosed Fixtures |  |  |  | 2014-11-30 | 2014-11-19 | United States | ES_1020320_680447_01052015092641_3649657 | 2230505
Hengdian Group Tospo Lighting Co., Ltd. | Tospo | CFL | 689520 |  | CFL A-type | General Purpose Replacement | E12 (Candelabra) | Decorative | CFL | 2 | 40 | 109 | 55 |  | 1.5 |  | 500 | 9.3 | 53.8 | No | 10000 | 2700 | 83 | -9 | 0.6 | -18 |  |  |  | None |  |  |  | 2014-12-20 | 2014-12-30 | United States | ES_1020320_689520_01022015140756_1594058 | 2230440
Hengdian Group Tospo Lighting Co., Ltd. | Tospo | G5 TP120-12/BR30 DIM 2700K | G5 TP120-12/BR30 DIM 2700K | ,G5 TP120-12/BR30 DIM 2700K,2700K | BR30 | Reflector (Flood/Spot) | E26 (Medium) | Directional | LED | 3 | 65 | 133.3 | 94.9 | 258 |  |  | 750 | 12 | 62.5 | Yes | 25000 | 2700 | 91 | 52 | 0.9 | 87 | Dimmable | 8% | Yes | Damp Location Rated | No |  |  | 2016-01-01 | 2016-09-14 | United States, Canada | ES_1020320_G5 TP120-12/BR30 DIM 2700K_09012016144458_5588342 | 2279088
Hengdian Group Tospo Lighting Co., Ltd. | Tospo | LED | 663862 |  | PAR20 | Reflector (Flood/Spot) | E26 (Medium) | Directional | LED | 3 | 50 | 85 | 62 | 1626 |  | 25 | 470 | 8 | 58.8 | No | 40000 | 3000 | 83 | 5 | 0.9 | -40 | Dimmable | 10% |  | None |  |  |  | 2014-07-20 | 2014-07-17 | United States | ES_1020320_663862_07182014155957_2337365 | 2215770
Hengdian Group Tospo Lighting Co., Ltd. | Tospo | LED | 663863 |  | PAR20 | Reflector (Flood/Spot) | E26 (Medium) | Directional | LED | 3 | 50 | 85 | 62 | 882 |  | 40 | 490 | 8 | 61.3 | No | 40000 | 3000 | 83 | 5 | 0.9 | -40 | Dimmable | 10% |  | None |  |  |  | 2014-07-20 | 2014-07-17 | United States | ES_1020320_663863_07182014155957_2904233 | 2215771
Hengdian Group Tospo Lighting Co., Ltd. | Tospo | LED | 663864 |  | PAR30L | Reflector (Flood/Spot) | E26 (Medium) | Directional | LED | 3 | 75 | 118 | 95 | 3025 |  | 25 | 835 | 14 | 59.6 | No | 40000 | 3000 | 83 | 3 | 1 | -40 | Dimmable | 10% |  | Enclosed Fixtures |  |  |  | 2014-06-05 | 2014-05-29 | United States | ES_1020320_663864_06052014164450_9828885 | 2212475
Hengdian Group Tospo Lighting Co., Ltd. | Tospo | LED | 663865 |  | PAR30L | Reflector (Flood/Spot) | E26 (Medium) | Directional | LED | 3 | 75 | 118 | 95 | 1648 |  | 40 | 850 | 14 | 60.7 | No | 40000 | 3000 | 83 | 3 | 1 | -40 | Dimmable | 10% |  | Enclosed Fixtures |  |  |  | 2014-06-05 | 2014-05-29 | United States | ES_1020320_663865_06052014164450_5493083 | 2212474
Hengdian Group Tospo Lighting Co., Ltd. | Tospo | LED | 663866 |  | PAR38 | Reflector (Flood/Spot) | E26 (Medium) | Directional | LED | 3 | 100 | 128 | 120 | 4424 |  | 25 | 1250 | 19 | 65.8 | No | 40000 | 3000 | 83 | 5 | 1 | -40 | Dimmable | 10% |  | Enclosed Fixtures |  |  |  | 2014-06-05 | 2014-05-29 | United States | ES_1020320_663866_06052014164437_6448128 | 2212477
Hengdian Group Tospo Lighting Co., Ltd. | Tospo | LED | 663868 |  | PAR30 | Reflector (Flood/Spot) | E26 (Medium) | Directional | LED | 3 | 75 | 95 | 85 | 3254 |  | 40 | 850 | 14.5 | 58.6 | No | 40000 | 3000 | 83 | 3 | 0.9 | -40 | Dimmable | 10% |  | Enclosed Fixtures |  |  |  | 2014-06-15 | 2014-06-20 | United States | ES_1020320_663868_07092014183338_6532606 | 2214854
Hengdian Group Tospo Lighting Co., Ltd. | Tospo | LED | 663869 |  | PAR30 | Reflector (Flood/Spot) | E26 (Medium) | Directional | LED | 3 | 75 | 95 | 85 | 1332 |  | 40 | 850 | 14.5 | 58.6 | No | 40000 | 3000 | 83 | 3 | 0.9 | -40 | Dimmable | 10% |  | Enclosed Fixtures |  |  |  | 2014-06-15 | 2014-06-20 | United States | ES_1020320_663869_07092014183338_5645125 | 2214853
Hengdian Group Tospo Lighting Co., Ltd. | Tospo | LED | 663870 |  | BR40 | Reflector (Flood/Spot) | E26 (Medium) | Directional | LED | 3 | 75 | 157 | 125 |  |  |  | 1200 | 17 | 70.6 | No | 40000 | 3000 | 83 | 19 | 1 | -40 | Dimmable | 10% |  | Enclosed Fixtures |  |  |  | 2014-06-05 | 2014-05-29 | United States | ES_1020320_663870_06052014164415_5952278 | 2212479
Hengdian Group Tospo Lighting Co., Ltd. | Tospo | LED | 663871 |  | BR40 | Reflector (Flood/Spot) | E26 (Medium) | Directional | LED | 3 | 65 | 160 | 125 |  |  |  | 685 | 10 | 68.5 | No | 40000 | 3000 | 82 | 17 | 0.9 | -40 | Dimmable | 10% |  | Enclosed Fixtures |  |  |  | 2014-06-05 | 2014-05-29 | United States | ES_1020320_663871_06052014164343_4860427 | 2212481
Hengdian Group Tospo Lighting Co., Ltd. | Tospo | LED | 663872 |  | BR30 | Reflector (Flood/Spot) | E26 (Medium) | Directional | LED | 3 | 65 | 133 | 95 |  |  |  | 865 | 12 | 72.1 | No | 40000 | 3000 | 84 | 24 | 0.9 | -40 | Dimmable | 10% |  | Enclosed Fixtures |  |  |  | 2014-06-05 | 2014-05-29 | United States | ES_1020320_663872_06052014164403_6012695 | 2212480
Hengdian Group Tospo Lighting Co., Ltd. | Tospo | LED | 663873 |  | BR30 | Reflector (Flood/Spot) | E26 (Medium) | Directional | LED | 3 | 65 | 133 | 95 |  |  |  | 685 | 10 | 68.5 | No | 40000 | 3000 | 84 | 24 | 0.9 | -40 | Dimmable | 10% |  | None |  |  |  | 2014-06-28 | 2014-06-20 | United States | ES_1020320_663873_07092014184141_3538811 | 2214812
Hengdian Group Tospo Lighting Co., Ltd. | Tospo | LED | 663874 |  | R20 | Reflector (Flood/Spot) | E26 (Medium) | Directional | LED | 3 | 50 | 96 | 64 |  |  |  | 480 | 7.7 | 64 | No | 40000 | 3000 | 82 | 18 | 0.9 | -40 | Dimmable | 10% |  | None |  |  |  | 2014-10-30 | 2014-10-23 | United States | ES_1020320_663874_10242014164707_1134446 | 2223585
Hengdian Group Tospo Lighting Co., Ltd. | Tospo | LED | 664689 |  | PAR38 | Reflector (Flood/Spot) | E26 (Medium) | Directional | LED | 3 | 90 | 128 | 120 | 4617 |  | 25 | 1020 | 16 | 63.8 | No | 40000 | 3000 | 84 | 18 | 0.9 | -40 | Dimmable | 10% |  | Enclosed Fixtures |  |  |  | 2014-06-08 | 2014-05-30 | United States | ES_1020320_664689_06122014143940_4865599 | 2213572
Hengdian Group Tospo Lighting Co., Ltd. | Tospo | LED | 664690 |  | PAR38 | Reflector (Flood/Spot) | E26 (Medium) | Directional | LED | 3 | 90 | 128 | 120 | 1721 |  | 40 | 970 | 16 | 60.6 | No | 40000 | 3000 | 84 | 19 | 0.9 | -40 | Dimmable | 10% |  | Enclosed Fixtures |  |  |  | 2014-06-08 | 2014-05-30 | United States | ES_1020320_664690_06122014143940_3364088 | 2213571
Hengdian Group Tospo Lighting Co., Ltd. | Tospo | LED | 664717 |  | MR16 | Reflector (Flood/Spot) | GU5.3 | Directional | LED | 3 | 50 | 49 | 50 | 1201 |  | 38 | 500 | 8 | 62.5 | No | 40000 | 3000 | 82 | 12 | 0.7 | -40 | Dimmable | 10% |  | Enclosed Fixtures |  |  |  | 2014-06-08 | 2014-05-30 | United States | ES_1020320_664717_06122014143928_8523487 | 2213573
Hengdian Group Tospo Lighting Co., Ltd. | Tospo | LED | 667825 |  | BR30 | Reflector (Flood/Spot) | E26 (Medium) | Directional | LED | 3 | 65 | 134 | 95 |  |  |  | 685 | 10 | 68.5 | No | 40000 | 2700 | 83 | 21 | 0.9 | -40 | Dimmable | 10% |  | Enclosed Fixtures |  |  |  | 2014-06-08 | 2014-05-30 | United States | ES_1020320_667825_06122014143733_9059001 | 2213589
Hengdian Group Tospo Lighting Co., Ltd. | Tospo | LED | 667826 |  | BR30 | Reflector (Flood/Spot) | E26 (Medium) | Directional | LED | 3 | 65 | 133 | 95 |  |  |  | 865 | 12 | 72.1 | No | 40000 | 2700 | 83 | 21 | 1 | -40 | Dimmable | 10% |  | Enclosed Fixtures |  |  |  | 2014-06-05 | 2014-05-29 | United States | ES_1020320_667826_06052014164426_2675129 | 2212478
Hengdian Group Tospo Lighting Co., Ltd. | Tospo | LED | 668450 |  | BR40 | Reflector (Flood/Spot) | E26 (Medium) | Directional | LED | 3 | 75 | 156 | 124 |  |  | 120 | 1000 | 13 | 75 | No | 40000 | 3000 | 83 | 19 | 1 | -40 | Dimmable | 10% |  | Other,Not for use in enclosed fixtures |  |  |  | 2014-07-20 | 2014-07-17 | United States | ES_1020320_668450_07182014155937_3511323 | 2215772
Hengdian Group Tospo Lighting Co., Ltd. | Tospo | LED | 668486 |  | BR30 | Reflector (Flood/Spot) | E26 (Medium) | Directional | LED | 3 | 65 | 133 | 95 |  |  |  | 865 | 13.6 | 64.1 | No | 40000 | 3000 | 92 | 52 | 1 | -40 | Dimmable | 10% |  | None |  |  |  | 2014-10-30 | 2014-10-22 | United States | ES_1020320_668486_10242014153642_6055786 | 2223586
Hengdian Group Tospo Lighting Co., Ltd. | Tospo | LED | 668487 |  | A19 | General Purpose Replacement | E26 (Medium) | Omnidirectional | LED | 3 | 60 | 112 | 60 |  |  |  | 800 | 13 | 61.5 | No | 40000 | 3000 | 93 | 58 | 0.9 | -40 | Dimmable | 10% |  | Enclosed Fixtures |  |  |  | 2014-06-15 | 2014-06-20 | United States | ES_1020320_668487_07092014184554_4890272 | 2214888
Hengdian Group Tospo Lighting Co., Ltd. | Tospo | LED | 668488 |  | A19 | General Purpose Replacement | E26 (Medium) | Omnidirectional | LED | 3 | 60 | 110 | 60 |  |  |  | 800 | 13 | 61.5 | No | 40000 | 2700 | 93 | 54 | 0.9 | -40 | Dimmable | 10% |  | Enclosed Fixtures |  |  |  | 2014-06-15 | 2014-06-20 | United States | ES_1020320_668488_07092014184543_4575221 | 2214889
Hengdian Group Tospo Lighting Co., Ltd. | Tospo | LED | 668492 |  | BR30 | Reflector (Flood/Spot) | E26 (Medium) | Directional | LED | 3 | 65 | 133 | 95 |  |  |  | 700 | 13 | 53.8 | No | 40000 | 3000 | 94 | 61 | 1 | -40 | Dimmable | 10% |  | Enclosed Fixtures |  |  |  | 2014-06-15 | 2014-06-20 | United States | ES_1020320_668492_07092014183359_2336141 | 2214850
Hengdian Group Tospo Lighting Co., Ltd. | Tospo | LED | 668493 |  | BR30 | Reflector (Flood/Spot) | E26 (Medium) | Directional | LED | 3 | 65 | 133 | 95 |  |  |  | 700 | 13 | 53.8 | No | 40000 | 2700 | 93 | 57 | 1 | -40 | Dimmable | 10% |  | Enclosed Fixtures |  |  |  | 2014-05-22 | 2014-05-28 | United States | ES_1020320_668493_06052014161126_2720372 | 2212461
Hengdian Group Tospo Lighting Co., Ltd. | Tospo | LED | 668497 |  | A19 | General Purpose Replacement | E26 (Medium) | Omnidirectional | LED | 3 | 60 | 107 | 56 |  |  |  | 800 | 11.5 | 69.6 | No | 40000 | 2700 | 83 | 18 | 1 | -40 | Dimmable | 10% |  | Other,Not for use in enclosed fixtures |  |  |  | 2013-11-15 | 2014-07-17 | United States | ES_1020320_668497_07182014134553_2638567 | 2215752
Hengdian Group Tospo Lighting Co., Ltd. | Tospo | LED | 670365 |  | PAR38 | Reflector (Flood/Spot) | E26 (Medium) | Directional | LED | 3 | 100 | 128 | 120 | 4256 |  | 25 | 1200 | 19 | 63.2 | No | 40000 | 2700 | 82 | 1 | 1 | -40 | Dimmable | 10% |  | Enclosed Fixtures |  |  |  | 2014-06-05 | 2014-05-29 | United States | ES_1020320_670365_06052014164514_3990638 | 2212471
Hengdian Group Tospo Lighting Co., Ltd. | Tospo | LED | 670582 |  | PAR20 | Reflector (Flood/Spot) | E26 (Medium) | Directional | LED | 3 | 50 | 85 | 62 | 1607 |  | 25 | 460 | 8 | 57.5 | No | 40000 | 2700 | 83 | 4 | 1 | -40 | Dimmable | 10% |  | Recessed Fixtures |  |  |  | 2014-07-20 | 2014-07-07 | United States | ES_1020320_670582_07142014141152_6971284 | 2215301
Hengdian Group Tospo Lighting Co., Ltd. | Tospo | LED | 670583 |  | PAR20 | Reflector (Flood/Spot) | E26 (Medium) | Directional | LED | 3 | 50 | 85 | 62 | 827 |  | 40 | 490 | 8 | 61.3 | No | 25000 | 2700 | 83 | 4 | 1 | -40 | Dimmable | 10% |  | Recessed Fixtures |  |  |  | 2014-07-20 | 2014-07-07 | United States | ES_1020320_670583_07142014141152_2993972 | 2215302
Hengdian Group Tospo Lighting Co., Ltd. | Tospo | LED | 670585 | LED,670584,; LED,670584,; LED,670584,; LED,670584,; LED,670584,; LED,670584, | PAR30 | Reflector (Flood/Spot) | E26 (Medium) | Directional | LED | 3 | 75 | 85 | 95 | 1322 |  | 40 | 800 | 14.5 | 55.2 | No | 40000 | 2700 | 82 | 1 | 0.9 | -40 | Dimmable | 10% |  | None |  |  |  | 2014-07-20 | 2014-07-10 | United States | ES_1020320_670585_07162014143634_2128550 | 2215585
Hengdian Group Tospo Lighting Co., Ltd. | Tospo | LED | 670586 |  | PAR30L | Reflector (Flood/Spot) | E26 (Medium) | Directional | LED | 3 | 75 | 118 | 95 | 3591 |  | 25 | 800 | 14 | 57.1 | No | 40000 | 2700 | 82 | 2 | 1 | -40 | Dimmable | 10% |  | Enclosed Fixtures |  |  |  | 2014-06-05 | 2014-05-29 | United States | ES_1020320_670586_06052014164503_1228978 | 2212473
Hengdian Group Tospo Lighting Co., Ltd. | Tospo | LED | 670587 |  | PAR30L | Reflector (Flood/Spot) | E26 (Medium) | Directional | LED | 3 | 75 | 118 | 95 | 1440 |  | 40 | 800 | 14 | 57.1 | No | 40000 | 2700 | 82 | 2 | 1 | -40 | Dimmable | 10% |  | Enclosed Fixtures |  |  |  | 2014-06-05 | 2014-05-29 | United States | ES_1020320_670587_06052014164503_3937426 | 2212472
Hengdian Group Tospo Lighting Co., Ltd. | Tospo | LED | 670605 |  | PAR38 | Reflector (Flood/Spot) | E26 (Medium) | Directional | LED | 3 | 90 | 128 | 120 | 4319 |  | 25 | 960 | 16 | 60 | No | 40000 | 2700 | 81 | 5 | 0.9 | -40 | Dimmable | 10% |  | Enclosed Fixtures |  |  |  | 2014-06-15 | 2014-06-20 | United States | ES_1020320_670605_07092014183348_2646389 | 2214852
Hengdian Group Tospo Lighting Co., Ltd. | Tospo | LED | 670606 |  | PAR38 | Reflector (Flood/Spot) | E26 (Medium) | Directional | LED | 3 | 90 | 128 | 120 | 1800 |  | 40 | 950 | 16 | 59.4 | No | 40000 | 2700 | 81 | 10 | 0.9 | -40 | Dimmable | 10% |  | Enclosed Fixtures |  |  |  | 2014-06-15 | 2014-06-20 | United States | ES_1020320_670606_07092014183348_9671851 | 2214851
Hengdian Group Tospo Lighting Co., Ltd. | Tospo | LED | 670709 |  | R20 | Reflector (Flood/Spot) | E26 (Medium) | Directional | LED | 3 | 50 | 95 | 64 |  |  |  | 500 | 7.5 | 66.7 | No | 40000 | 2700 | 82 | 16 | 0.9 | -40 | Dimmable | 10% |  | None |  |  |  | 2014-07-20 | 2014-07-08 | United States | ES_1020320_670709_07142014164806_7020863 | 2215347
Hengdian Group Tospo Lighting Co., Ltd. | Tospo | LED | 670710 |  | BR40 | Reflector (Flood/Spot) | E26 (Medium) | Directional | LED | 3 | 65 | 157 | 125 |  |  |  | 685 | 10 | 68.5 | No | 40000 | 2700 | 83 | 19 | 0.9 | -40 | Dimmable | 10% |  | Enclosed Fixtures |  |  |  | 2014-06-08 | 2014-05-30 | United States | ES_1020320_670710_06122014143744_5569256 | 2213588
Hengdian Group Tospo Lighting Co., Ltd. | Tospo | LED | 670711 |  | BR40 | Reflector (Flood/Spot) | E26 (Medium) | Directional | LED | 3 | 75 | 152 | 125 |  |  |  | 1200 | 17 | 70.6 | No | 40000 | 2700 | 83 | 19 | 1 | -40 | Dimmable | 10% |  | None |  |  |  | 2014-06-28 | 2014-06-20 | United States | ES_1020320_670711_07092014184200_5462346 | 2214811
Hengdian Group Tospo Lighting Co., Ltd. | Tospo | LED | 671237 |  | Decorative: Other | Decorative | E12 (Candelabra) | Decorative | LED | 3 | 40 | 103 | 35 |  |  |  | 315 | 4.9 | 64.3 | No | 40000 | 2700 | 82 | 17 | 0.7 | -40 | Dimmable | 10% |  | None |  |  |  | 2013-11-15 | 2014-07-07 | United States | ES_1020320_671237_07142014162558_8951017 | 2215323
Hengdian Group Tospo Lighting Co., Ltd. | Tospo | LED | 671520 |  | PAR20 | Reflector (Flood/Spot) | GU24 | Directional | LED | 3 | 50 | 84 | 62 | 1618 |  | 25 | 500 | 8 | 62.5 | No | 40000 | 3000 | 84 | 6 | 0.9 | -40 | Dimmable | 10% |  | Other,not for enclosed fixture |  |  |  | 2014-01-20 | 2014-08-13 | United States | ES_1020320_671520_08272014070534_2182958 | 2217996
Hengdian Group Tospo Lighting Co., Ltd. | Tospo | LED | 671521 |  | PAR20 | Reflector (Flood/Spot) | GU24 | Directional | LED | 3 | 50 | 84 | 62 | 837 |  | 40 | 500 | 8 | 62.5 | No | 40000 | 3000 | 84 | 6 | 0.9 | -40 | Dimmable | 10% |  | Other,not for enclosed fixture |  |  |  | 2014-01-20 | 2014-08-13 | United States | ES_1020320_671521_08272014070534_7791152 | 2217995
Hengdian Group Tospo Lighting Co., Ltd. | Tospo | LED | 671524 |  | A19 | General Purpose Replacement | E26 (Medium) | Omnidirectional | LED | 3 | 60 | 104 | 54 |  |  |  | 800 | 11.5 | 69.6 | No | 40000 | 3000 | 84 | 22 | 1 | -40 | Dimmable | 10% |  | Not for Use in Enclosed Fixtures |  |  |  | 2014-09-30 | 2014-09-11 | United States | ES_1020320_671524_10012014162739_9838606 | 2221125
Hengdian Group Tospo Lighting Co., Ltd. | Tospo | LED | 671770 |  | PAR38 | Reflector (Flood/Spot) | E26 (Medium) | Directional | LED | 3 | 90 | 128 | 120 | 4617 |  | 40 | 1200 | 16 | 75 | No | 40000 | 4000 | 84 | 18 | 0.9 | -40 | Dimmable | 10% |  | Other,Not for use in enclosed fixtures |  |  |  | 2014-07-15 | 2014-07-24 | United States | ES_1020320_671770_07312014160604_9016162 | 2216869
Hengdian Group Tospo Lighting Co., Ltd. | Tospo | LED | 671772 |  | PAR30L | Reflector (Flood/Spot) | E26 (Medium) | Directional | LED | 3 | 75 | 118 | 95 | 1522 |  | 40 | 950 | 14 | 67.9 | No | 40000 | 4000 | 85 | 13 | 1 | -40 | Dimmable | 10% |  | Other,Not for use in enclosed fixtures |  |  |  | 2014-06-05 | 2014-07-17 | United States | ES_1020320_671772_07212014140700_1163972 | 2216059
Hengdian Group Tospo Lighting Co., Ltd. | Tospo | LED | 672600 |  | PAR16 | Reflector (Flood/Spot) | E26 (Medium) | Directional | LED | 3 | 75 | 72 | 49 | 1130 |  | 38 | 500 | 8 | 62.5 | No | 40000 | 3000 | 82 | 12 | 0.8 | -40 | Dimmable | 10% |  | Other,Not for use in enclosed fixtures |  |  |  | 2014-07-20 | 2014-07-25 | United States | ES_1020320_672600_07292014064256_8310386 | 2216535
Hengdian Group Tospo Lighting Co., Ltd. | Tospo | LED | 672919 | LED,666033, | Decorative: Other | Decorative | E12 (Candelabra) | Decorative | LED | 3 | 40 | 116 | 35 |  |  |  | 315 | 4.9 | 64.3 | No | 40000 | 3000 | 83 | 21 | 0.7 | -40 | Dimmable | 10% |  | None |  |  |  | 2013-11-15 | 2014-07-17 | United States | ES_1020320_672919_07182014134151_9870077 | 2215751
Hengdian Group Tospo Lighting Co., Ltd. | Tospo | LED | 672920 |  | Decorative: Other | Decorative | E12 (Candelabra) | Decorative | LED | 3 | 40 | 116 | 35 |  |  |  | 315 | 4.9 | 64.3 | No | 40000 | 2700 | 82 | 17 | 0.7 | -40 | Dimmable | 10% |  | None |  |  |  | 2013-11-15 | 2014-07-07 | United States | ES_1020320_672920_07142014162558_6182649 | 2215322
Hengdian Group Tospo Lighting Co., Ltd. | Tospo | LED | 673076 |  | PAR20 | Reflector (Flood/Spot) | E26 (Medium) | Directional | LED | 3 | 50 | 85 | 62 | 2033 |  | 25 | 460 | 8 | 57.5 | No | 25000 | 4000 | 83 | 10 | 1 | -40 | Dimmable | 10% |  | Recessed Fixtures |  |  |  | 2014-07-20 | 2014-07-07 | United States | ES_1020320_673076_07142014141152_6850342 | 2215303
Hengdian Group Tospo Lighting Co., Ltd. | Tospo | LED | 673077 |  | PAR38 | Reflector (Flood/Spot) | E26 (Medium) | Directional | LED | 3 | 100 | 128 | 120 | 4424 |  | 25 | 1250 | 19 | 65.8 | No | 40000 | 3000 | 83 | 5 | 1 | -40 | Dimmable | 10% |  | Other,Not for use in enclosed fixtures |  |  |  | 2014-06-05 | 2014-07-17 | United States | ES_1020320_673077_07212014140610_6587220 | 2216057
Hengdian Group Tospo Lighting Co., Ltd. | Tospo | LED | 673776 |  | A19 | General Purpose Replacement | E26 (Medium) | Omnidirectional | LED | 3 | 60 | 106 | 54 |  |  |  | 800 | 11.5 | 69.6 | No | 40000 | 3000 | 84 | 22 | 1 | -40 | Dimmable | 10% |  | Not for Use in Enclosed Fixtures |  |  |  | 2014-09-30 | 2014-09-11 | United States | ES_1020320_673776_10012014162739_6097728 | 2221124
Hengdian Group Tospo Lighting Co., Ltd. | Tospo | LED | 676821 |  | PAR30L | Reflector (Flood/Spot) | E26 (Medium) | Directional | LED | 3 | 75 | 118 | 95 | 3025 |  | 25 | 850 | 14 | 60.7 | No | 40000 | 3000 | 83 | 3 | 1 | -40 | Dimmable | 10% |  | Other,Not for use in enclosed fixtures |  |  |  | 2014-06-05 | 2014-07-17 | United States | ES_1020320_676821_07212014140700_9272456 | 2216060
Hengdian Group Tospo Lighting Co., Ltd. | Tospo | LED | 677233 |  | PAR16 | Reflector (Flood/Spot) | GU10 | Directional | LED | 3 | 60 | 53 | 50 | 822 |  | 38 | 380 | 6.4 | 59.6 | No | 25000 | 3000 | 82 | 19 | 0.7 | -40 | Dimmable | 7% |  | None |  |  |  | 2014-11-30 | 2014-12-04 | United States | ES_1020320_677233_12122014164400_7809578 | 2229416
Hengdian Group Tospo Lighting Co., Ltd. | Tospo | LED | 677234 |  | PAR16 | Reflector (Flood/Spot) | GU10 | Directional | LED | 3 | 60 | 53 | 50 | 849 |  | 38 | 380 | 6.3 | 60.3 | No | 25000 | 2700 | 82 | 16 | 0.7 | -40 | Dimmable | 7% |  | None |  |  |  | 2014-11-30 | 2014-12-04 | United States | ES_1020320_677234_12122014164400_2299635 | 2229415
Hengdian Group Tospo Lighting Co., Ltd. | Tospo | LED | 677718 |  | PAR38 | Reflector (Flood/Spot) | E26 (Medium) | Directional | LED | 3 | 90 | 128 | 120 | 2008 |  | 25 | 1200 | 16 | 75 | No | 40000 | 4000 | 84 | 18 | 0.9 | -40 | Dimmable | 10% |  | Other,Not for use in enclosed fixtures |  |  |  | 2014-07-15 | 2014-07-24 | United States | ES_1020320_677718_07312014160604_8000266 | 2216870
Hengdian Group Tospo Lighting Co., Ltd. | Tospo | LED | 677720 |  | PAR30 | Reflector (Flood/Spot) | E26 (Medium) | Directional | LED | 3 | 75 | 95 | 85 | 3254 |  | 25 | 850 | 14.5 | 58.6 | No | 40000 | 3000 | 83 | 3 | 0.9 | -40 | Dimmable | 10% |  | Other,Not for use in enclosed fixtures |  |  |  | 2014-07-15 | 2014-07-24 | United States | ES_1020320_677720_07312014160951_8791429 | 2216867
Hengdian Group Tospo Lighting Co., Ltd. | Tospo | LED | 677721 |  | PAR30 | Reflector (Flood/Spot) | E26 (Medium) | Directional | LED | 3 | 75 | 95 | 85 | 1386 |  | 40 | 950 | 14.5 | 65.5 | No | 40000 | 4000 | 85 | 12 | 0.9 | -40 | Dimmable | 10% |  | Other,Not for use in enclosed fixtures |  |  |  | 2014-07-15 | 2014-07-24 | United States | ES_1020320_677721_07312014160951_3520903 | 2216866
Hengdian Group Tospo Lighting Co., Ltd. | Tospo | LED | 677745 |  | PAR30L | Reflector (Flood/Spot) | E26 (Medium) | Directional | LED | 3 | 75 | 118 | 95 | 1648 |  | 40 | 850 | 14 | 60.7 | No | 40000 | 3000 | 83 | 3 | 1 | -40 | Dimmable | 10% |  | Other,Not for use in enclosed fixtures |  |  |  | 2014-06-05 | 2014-07-17 | United States | ES_1020320_677745_07212014140700_9159821 | 2216058
Hengdian Group Tospo Lighting Co., Ltd. | Tospo | LED | 677746 |  | PAR30 | Reflector (Flood/Spot) | E26 (Medium) | Directional | LED | 3 | 75 | 95 | 85 | 1332 |  | 40 | 850 | 14.5 | 58.6 | No | 40000 | 3000 | 83 | 3 | 0.9 | -40 | Dimmable | 10% |  | Other,Not for use in enclosed fixtures |  |  |  | 2014-07-15 | 2014-07-24 | United States | ES_1020320_677746_07312014160951_9519539 | 2216864
Hengdian Group Tospo Lighting Co., Ltd. | Tospo | LED | 678660 |  | BR30 | Reflector (Flood/Spot) | E26 (Medium) | Directional | LED | 3 | 65 | 133 | 95 |  |  |  | 650 | 9.5 | 68.4 | No | 40000 | 2700 | 82 | 13 | 1 | -40 | Dimmable | 10% |  | None |  |  |  | 2014-10-30 | 2014-10-23 | United States | ES_1020320_678660_10242014164749_3407296 | 2223573
Globe Electric Inc. | Globe | T2 S 23W | 84336 |  | CFL Bare Spiral | General Purpose Replacement | E26 (Medium) | Omnidirectional | CFL | 11 | 100 | 117.1 | 60.4 |  | 2.5 |  | 1600 | 23 | 69.6 | No | 12000 | 2700 | 80 | -7 | 0.6 | -10 |  |  |  | None |  |  |  | 2014-09-18 | 2014-09-30 | Canada | ES_1060963_84336_09302014123452_70011241 | 2220774
Hengdian Group Tospo Lighting Co., Ltd. | Tospo | LED | 678661 |  | BR30 | Reflector (Flood/Spot) | E26 (Medium) | Directional | LED | 3 | 65 | 133 | 95 |  |  |  | 650 | 9.5 | 68.4 | No | 40000 | 3000 | 84 | 12 | 1 | -40 | Dimmable | 10% |  | None |  |  |  | 2014-10-30 | 2014-10-23 | United States | ES_1020320_678661_10242014164749_7908596 | 2223574
Hengdian Group Tospo Lighting Co., Ltd. | Tospo | LED | 679174 |  | PAR38 | Reflector (Flood/Spot) | E26 (Medium) | Directional | LED | 3 | 100 | 130 | 120 | 4992 |  | 25 | 1250 | 19.3 | 64.9 | No | 25000 | 5000 | 86 | 22 | 0.9 | -40 | Dimmable | 10% |  | None |  |  |  | 2015-06-10 | 2015-06-09 | United States | ES_1020320_679174_06102015080949_9633274 | 2241338
Hengdian Group Tospo Lighting Co., Ltd. | Tospo | LED | 682032 |  | PAR30L | Reflector (Flood/Spot) | E26 (Medium) | Directional | LED | 3 | 75 | 118 | 95 | 1440 |  | 40 | 800 | 14 | 57.1 | No | 40000 | 2700 | 82 | 2 | 1 | -40 | Dimmable | 10% |  | Other,Not for use in enclosed fixtures |  |  |  | 2014-07-15 | 2014-07-17 | United States | ES_1020320_682032_07212014140712_6626479 | 2216053
Hengdian Group Tospo Lighting Co., Ltd. | Tospo | LED | 682062 |  | R20 | Reflector (Flood/Spot) | E26 (Medium) | Directional | LED | 3 | 50 | 95 | 64 |  |  | 114 | 500 | 7.5 | 66.7 | No | 40000 | 2700 | 82 | 5 | 0.9 | -40 | Dimmable | 10% |  | None |  |  |  | 2015-02-12 | 2015-02-18 | United States | ES_1020320_682062_02192015132056_5990208 | 2233424
Hengdian Group Tospo Lighting Co., Ltd. | Tospo | LED | 682063 |  | R20 | Reflector (Flood/Spot) | E26 (Medium) | Directional | LED | 3 | 50 | 95 | 64 |  |  | 114 | 500 | 7.5 | 66.7 | No | 40000 | 3000 | 83 | 6 | 0.9 | -40 | Dimmable | 10% |  | None |  |  |  | 2015-02-12 | 2015-02-18 | United States | ES_1020320_682063_02192015132056_8751749 | 2233425
Hengdian Group Tospo Lighting Co., Ltd. | Tospo | LED | 682064 |  | R20 | Reflector (Flood/Spot) | E26 (Medium) | Directional | LED | 3 | 50 | 95 | 64 |  |  | 115 | 500 | 7.5 | 66.7 | No | 40000 | 4000 | 85 | 14 | 0.9 | -40 | Dimmable | 10% |  | None |  |  |  | 2015-02-12 | 2015-02-18 | United States | ES_1020320_682064_02192015132056_4098120 | 2233426
Hengdian Group Tospo Lighting Co., Ltd. | Tospo | LED | 682065 |  | BR40 | Reflector (Flood/Spot) | E26 (Medium) | Directional | LED | 3 | 65 | 157 | 125 |  |  | 104 | 650 | 10 | 65 | No | 40000 | 2700 | 82 | 6 | 0.9 | -40 | Dimmable | 10% |  | None |  |  |  | 2015-06-10 | 2015-06-09 | United States | ES_1020320_682065_06102015080915_5904539 | 2241339
Hengdian Group Tospo Lighting Co., Ltd. | Tospo | LED | 682066 |  | BR40 | Reflector (Flood/Spot) | E26 (Medium) | Directional | LED | 3 | 65 | 157 | 125 |  |  | 104 | 650 | 10 | 65 | No | 40000 | 3000 | 83 | 9 | 0.9 | -40 | Dimmable | 10% |  | None |  |  |  | 2015-06-10 | 2015-06-09 | United States | ES_1020320_682066_06102015080915_2463485 | 2241340
Hengdian Group Tospo Lighting Co., Ltd. | Tospo | LED | 682067 |  | BR40 | Reflector (Flood/Spot) | E26 (Medium) | Directional | LED | 3 | 65 | 157 | 125 |  |  | 104 | 650 | 10 | 65 | No | 40000 | 4000 | 85 | 15 | 0.9 | -40 | Dimmable | 10% |  | None |  |  |  | 2015-06-10 | 2015-06-09 | United States | ES_1020320_682067_06102015080915_5803227 | 2241341
Hengdian Group Tospo Lighting Co., Ltd. | Tospo | LED | 682068 |  | BR40 | Reflector (Flood/Spot) | E26 (Medium) | Directional | LED | 3 | 85 | 157 | 125 |  |  |  | 1100 | 17 | 64.7 | No | 40000 | 2700 | 82 | 4 | 1 | -40 | Dimmable | 15% |  | None |  |  |  | 2015-06-10 | 2015-06-09 | United States | ES_1020320_682068_06102015080716_9084138 | 2241345
Hengdian Group Tospo Lighting Co., Ltd. | Tospo | LED | 682069 |  | BR40 | Reflector (Flood/Spot) | E26 (Medium) | Directional | LED | 3 | 85 | 157 | 125 |  |  |  | 1100 | 17 | 64.7 | No | 40000 | 3000 | 83 | 8 | 1 | -40 | Dimmable | 15% |  | None |  |  |  | 2015-06-10 | 2015-06-09 | United States | ES_1020320_682069_06102015080716_1779158 | 2241346
Hengdian Group Tospo Lighting Co., Ltd. | Tospo | LED | 682070 |  | BR40 | Reflector (Flood/Spot) | E26 (Medium) | Directional | LED | 3 | 85 | 157 | 125 |  |  |  | 1100 | 17 | 64.7 | No | 40000 | 4000 | 85 | 14 | 1 | -40 | Dimmable | 15% |  | None |  |  |  | 2015-06-10 | 2015-06-09 | United States | ES_1020320_682070_06102015080716_7502280 | 2241347
Hengdian Group Tospo Lighting Co., Ltd. | Tospo | LED | 682074 |  | PAR30L | Reflector (Flood/Spot) | E26 (Medium) | Directional | LED | 3 | 75 | 119 | 94 | 3545 |  | 25 |  | 10 | 75 | No | 40000 | 2700 | 91 | 50 | 0.9 | -40 | Dimmable | 10% |  | None |  |  |  | 2015-02-10 | 2015-02-11 | United States | ES_1020320_682074_02182015135655_3117379 | 2233264
Hengdian Group Tospo Lighting Co., Ltd. | Tospo | LED | 682075 |  | PAR30L | Reflector (Flood/Spot) | E26 (Medium) | Directional | LED | 3 | 75 | 119 | 94 | 2963 |  | 25 |  | 10 | 80 | No | 40000 | 3000 | 91 | 52 | 0.9 | -40 | Dimmable | 10% |  | None |  |  |  | 2015-02-10 | 2015-02-11 | United States | ES_1020320_682075_02182015135655_4341688 | 2233267
Hengdian Group Tospo Lighting Co., Ltd. | Tospo | LED | 682076 |  | PAR30L | Reflector (Flood/Spot) | E26 (Medium) | Directional | LED | 3 | 75 | 119 | 94 | 3012 |  | 25 |  | 10 | 82 | No | 40000 | 4000 | 92 | 52 | 0.9 | -40 | Dimmable | 10% |  | None |  |  |  | 2015-02-10 | 2015-02-11 | United States | ES_1020320_682076_02182015135655_8275043 | 2233270
Hengdian Group Tospo Lighting Co., Ltd. | Tospo | LED | 682077 | LED,696186, | PAR30L | Reflector (Flood/Spot) | E26 (Medium) | Directional | LED | 3 | 75 | 119 | 94 | 1505 |  | 40 |  | 10 | 75 | No | 40000 | 2700 | 91 | 50 | 0.9 | -40 | Dimmable | 10% |  | None |  |  |  | 2015-02-10 | 2015-02-11 | United States | ES_1020320_682077_02182015135655_7898009 | 2233263
Hengdian Group Tospo Lighting Co., Ltd. | Tospo | LED | 682078 | LED,696188, | PAR30L | Reflector (Flood/Spot) | E26 (Medium) | Directional | LED | 3 | 75 | 119 | 94 | 1564 |  | 40 |  | 10 | 80 | No | 40000 | 3000 | 91 | 52 | 0.9 | -40 | Dimmable | 10% |  | None |  |  |  | 2015-02-10 | 2015-02-11 | United States | ES_1020320_682078_02182015135655_3768918 | 2233266
Hengdian Group Tospo Lighting Co., Ltd. | Tospo | LED | 682079 |  | PAR30L | Reflector (Flood/Spot) | E26 (Medium) | Directional | LED | 3 | 75 | 119 | 94 | 1711 |  | 40 |  | 10 | 82 | No | 40000 | 4000 | 92 | 52 | 0.9 | -40 | Dimmable | 10% |  | None |  |  |  | 2015-02-10 | 2015-02-11 | United States | ES_1020320_682079_02182015135655_8497088 | 2233268
Hengdian Group Tospo Lighting Co., Ltd. | Tospo | LED | 682080 |  | PAR30 | Reflector (Flood/Spot) | E26 (Medium) | Directional | LED | 3 | 75 | 87 | 94 | 3707 |  | 25 | 750 | 10.5 | 71.6 | No | 25000 | 2700 | 90 | 45 | 0.9 | -40 | Dimmable | 10% |  | None |  |  |  | 2014-11-30 | 2014-12-09 | United States | ES_1020320_682080_12122014164421_8147737 | 2229404
Hengdian Group Tospo Lighting Co., Ltd. | Tospo | LED | 682081 |  | PAR30 | Reflector (Flood/Spot) | E26 (Medium) | Directional | LED | 3 | 75 | 87 | 94 | 3707 |  | 25 | 820 | 10.5 | 78.2 | No | 25000 | 4000 | 93 | 61 | 0.9 | -40 | Dimmable | 10% |  | None |  |  |  | 2014-11-30 | 2014-12-09 | United States | ES_1020320_682081_12122014164421_6939058 | 2229408
Hengdian Group Tospo Lighting Co., Ltd. | Tospo | LED | 682082 |  | PAR30 | Reflector (Flood/Spot) | E26 (Medium) | Directional | LED | 3 | 75 | 87 | 94 | 1594 |  | 40 | 750 | 10.5 | 71.6 | No | 25000 | 2700 | 90 | 45 | 0.9 | -40 | Dimmable | 10% |  | None |  |  |  | 2014-11-30 | 2014-12-09 | United States | ES_1020320_682082_12122014164421_9150414 | 2229403
Hengdian Group Tospo Lighting Co., Ltd. | Tospo | LED | 682083 |  | PAR30 | Reflector (Flood/Spot) | E26 (Medium) | Directional | LED | 3 | 75 | 87 | 94 | 1657 |  | 40 | 820 | 10.5 | 78.2 | No | 25000 | 4000 | 93 | 61 | 0.9 | -40 | Dimmable | 10% |  | None |  |  |  | 2014-11-30 | 2014-12-09 | United States | ES_1020320_682083_12122014164421_7634682 | 2229407
Hengdian Group Tospo Lighting Co., Ltd. | Tospo | LED | 682096 |  | PAR20 | Reflector (Flood/Spot) | E26 (Medium) | Directional | LED | 3 | 50 | 85 | 63 | 1504 |  | 25 | 460 | 7 | 65.7 | No | 40000 | 2700 | 93 | 53 | 0.8 | -40 | Dimmable | 10% |  | Other,not for use in enclosed fixtures. |  |  |  | 2014-09-10 | 2014-09-11 | United States | ES_1020320_682096_09182014113450_6211599 | 2220230
Hengdian Group Tospo Lighting Co., Ltd. | Tospo | LED | 682097 |  | PAR20 | Reflector (Flood/Spot) | E26 (Medium) | Directional | LED | 3 | 50 | 85 | 63 | 1504 |  | 25 | 460 | 7 | 65.7 | No | 40000 | 2700 | 93 | 53 | 0.8 | -40 | Dimmable | 10% |  | Other,not for use in enclosed fixtures. |  |  |  | 2014-09-10 | 2014-09-11 | United States | ES_1020320_682097_09182014113450_5627449 | 2220232
Hengdian Group Tospo Lighting Co., Ltd. | Tospo | LED | 682098 |  | PAR20 | Reflector (Flood/Spot) | E26 (Medium) | Directional | LED | 3 | 50 | 85 | 63 | 1504 |  | 25 | 460 | 7 | 65.7 | No | 40000 | 2700 | 93 | 53 | 0.8 | -40 | Dimmable | 10% |  | Other,not for use in enclosed fixtures. |  |  |  | 2014-09-10 | 2014-09-11 | United States | ES_1020320_682098_09182014113450_9684550 | 2220234
Hengdian Group Tospo Lighting Co., Ltd. | Tospo | LED | 682099 |  | PAR20 | Reflector (Flood/Spot) | E26 (Medium) | Directional | LED | 3 | 50 | 85 | 63 | 928 |  | 40 | 460 | 7 | 65.7 | No | 40000 | 2700 | 93 | 53 | 0.8 | -40 | Dimmable | 10% |  | Other,not for use in enclosed fixtures. |  |  |  | 2014-09-10 | 2014-09-11 | United States | ES_1020320_682099_09182014113450_3714588 | 2220229
Hengdian Group Tospo Lighting Co., Ltd. | Tospo | LED | 682100 |  | PAR20 | Reflector (Flood/Spot) | E26 (Medium) | Directional | LED | 3 | 50 | 85 | 63 | 1002 |  | 40 | 470 | 7 | 67.1 | No | 40000 | 3000 | 91 | 50 | 8.3 | -40 | Dimmable | 10% |  | Other,not for use in enclosed fixtures. |  |  |  | 2014-09-10 | 2014-09-11 | United States | ES_1020320_682100_09182014113450_5839561 | 2220231
Hengdian Group Tospo Lighting Co., Ltd. | Tospo | LED | 682101 |  | PAR20 | Reflector (Flood/Spot) | E26 (Medium) | Directional | LED | 3 | 50 | 85 | 63 | 1061 |  | 40 | 500 | 7 | 71.4 | No | 40000 | 4000 | 92 | 60 | 0.8 | -40 | Dimmable | 10% |  | Other,not for use in enclosed fixtures. |  |  |  | 2014-09-10 | 2014-09-11 | United States | ES_1020320_682101_09182014113450_4782009 | 2220233
Hengdian Group Tospo Lighting Co., Ltd. | Tospo | LED | 682135 |  | MR16 | Reflector (Flood/Spot) | GU5.3 | Directional | LED | 3 | 45 | 48 | 49 | 2154 |  | 25 | 500 | 7.4 | 67.9 | No | 25000 | 2700 | 94 | 62 | 0.7 | -40 | Dimmable | 15% |  | None |  |  |  | 2015-06-10 | 2015-06-09 | United States | ES_1020320_682135_06102015080758_6746140 | 2241344
Hengdian Group Tospo Lighting Co., Ltd. | Tospo | LED | 682136 |  | MR16 | Reflector (Flood/Spot) | GU5.3 | Directional | LED | 3 | 50 | 48 | 45 | 2081 |  | 25 | 500 | 7.3 | 68.6 | No | 25000 | 3000 | 95 | 70 | 0.7 | -40 | Dimmable | 20% |  | None |  |  |  | 2015-03-25 | 2015-03-25 | United States | ES_1020320_682136_04022015142503_8511794 | 2235656
Hengdian Group Tospo Lighting Co., Ltd. | Tospo | LED | 682138 |  | MR16 | Reflector (Flood/Spot) | GU5.3 | Directional | LED | 3 | 50 | 48 | 49 | 1251 |  | 38 | 500 | 7.4 | 67.9 | No | 25000 | 2700 | 94 | 62 | 0.7 | -40 | Dimmable | 15% |  | None |  |  |  | 2015-06-10 | 2015-06-09 | United States | ES_1020320_682138_06102015080758_3030968 | 2241343
Hengdian Group Tospo Lighting Co., Ltd. | Tospo | LED | 682139 |  | MR16 | Reflector (Flood/Spot) | GU5.3 | Directional | LED | 3 | 50 | 48 | 45 | 1208 |  | 38 |  | 7.4 | 71.4 | No | 25000 | 3000 | 95 | 70 | 0.7 | -40 | Dimmable | 20% |  | None |  |  |  | 2014-10-30 | 2014-10-28 | United States | ES_1020320_682139_10292014164015_6242414 | 2224031
Hengdian Group Tospo Lighting Co., Ltd. | Tospo | LED | 682141 |  | B13 | Decorative | E12 (Candelabra) | Decorative | LED | 3 | 60 | 115 | 43 |  |  |  | 500 | 7.1 | 71.4 | No | 25000 | 2700 | 81 | 13 | 0.7 | -40 | Dimmable | 10% |  | None |  |  |  | 2014-10-20 | 2014-10-22 | United States | ES_1020320_682141_10242014153813_6144770 | 2223719
Hengdian Group Tospo Lighting Co., Ltd. | Tospo | LED | 682142 |  | B13 | Decorative | E12 (Candelabra) | Decorative | LED | 3 | 60 | 115 | 43 |  |  |  | 500 | 7.1 | 71.4 | No | 25000 | 3000 | 82 | 18 | 0.7 | -40 | Dimmable | 10% |  | None |  |  |  | 2014-10-20 | 2014-10-22 | United States | ES_1020320_682142_10242014153813_4375484 | 2223723
Hengdian Group Tospo Lighting Co., Ltd. | Tospo | LED | 682144 |  | B13 | Decorative | E26 (Medium) | Decorative | LED | 3 | 60 | 116 | 43 |  |  |  | 500 | 7.1 | 71.4 | No | 25000 | 2700 | 81 | 13 | 0.7 | -40 | Dimmable | 10% |  | None |  |  |  | 2014-10-20 | 2014-10-22 | United States | ES_1020320_682144_10242014153813_3422784 | 2223720
Hengdian Group Tospo Lighting Co., Ltd. | Tospo | LED | 682145 |  | B13 | Decorative | E26 (Medium) | Decorative | LED | 3 | 60 | 116 | 43 |  |  |  | 500 | 7.1 | 71.4 | No | 25000 | 2700 | 81 | 13 | 0.7 | -40 | Dimmable | 10% |  | None |  |  |  | 2014-10-20 | 2014-10-22 | United States | ES_1020320_682145_10242014153813_8760764 | 2223724
Hengdian Group Tospo Lighting Co., Ltd. | Tospo | LED | 682148 |  | Decorative: Other | Decorative | E26 (Medium) | Decorative | LED | 3 | 40 | 104 | 35 |  |  |  | 300 | 4.7 | 63.8 | No | 25000 | 2700 | 82 | 17 | 0.6 | -40 | Dimmable | 10% |  | Enclosed Fixtures |  |  |  | 2014-08-30 | 2014-09-11 | United States | ES_1020320_682148_09182014112912_5039816 | 2220269
Hengdian Group Tospo Lighting Co., Ltd. | Tospo | LED | 682149 |  | Decorative: Other | Decorative | E26 (Medium) | Decorative | LED | 3 | 40 | 104 | 35 |  |  |  | 300 | 4.7 | 63.8 | No | 25000 | 3000 | 82 | 18 | 0.6 | -40 | Dimmable | 10% |  | Enclosed Fixtures |  |  |  | 2014-08-30 | 2014-09-11 | United States | ES_1020320_682149_09182014112912_8276405 | 2220270
Hengdian Group Tospo Lighting Co., Ltd. | Tospo | LED | 682152 |  | Decorative: Other | Decorative | E12 (Candelabra) | Decorative | LED | 3 | 40 | 104 | 35 |  |  |  | 300 | 4.7 | 63.8 | No | 25000 | 2700 | 82 | 17 | 0.6 | -40 | Dimmable | 10% |  | Enclosed Fixtures |  |  |  | 2014-08-30 | 2014-09-11 | United States | ES_1020320_682152_09182014112912_7246369 | 2220267
Hengdian Group Tospo Lighting Co., Ltd. | Tospo | LED | 682153 |  | Decorative: Other | Decorative | E12 (Candelabra) | Decorative | LED | 3 | 40 | 104 | 35 |  |  |  | 300 | 4.7 | 63.8 | No | 25000 | 3000 | 82 | 18 | 0.6 | -40 | Dimmable | 10% |  | Enclosed Fixtures |  |  |  | 2014-08-30 | 2014-09-11 | United States | ES_1020320_682153_09182014112912_5366436 | 2220268
Hengdian Group Tospo Lighting Co., Ltd. | Tospo | LED | 682559 |  | PAR30 | Reflector (Flood/Spot) | E26 (Medium) | Directional | LED | 3 | 75 | 95 | 85 | 1357 |  | 25 | 850 | 14.5 | 58.6 | No | 40000 | 2700 | 82 | 1 | 1 | -40 | Dimmable | 10% |  | Other,Not for use in enclosed fixtures |  |  |  | 2014-07-15 | 2014-07-24 | United States | ES_1020320_682559_07312014160951_7198193 | 2216865
Hengdian Group Tospo Lighting Co., Ltd. | Tospo | LED | 682762 |  | PAR30 | Reflector (Flood/Spot) | E26 (Medium) | Directional | LED | 3 | 75 | 87 | 94 | 3707 |  | 25 | 800 | 10.5 | 76.3 | No | 25000 | 3000 | 90 | 48 | 0.9 | -40 | Dimmable | 10% |  | None |  |  |  | 2014-11-30 | 2014-12-09 | United States | ES_1020320_682762_12122014164421_3821572 | 2229406
Hengdian Group Tospo Lighting Co., Ltd. | Tospo | LED | 682763 |  | PAR30 | Reflector (Flood/Spot) | E26 (Medium) | Directional | LED | 3 | 75 | 87 | 94 | 1540 |  | 40 | 800 | 10.5 | 76.4 | No | 25000 | 3000 | 90 | 48 | 0.9 | -40 | Dimmable | 10% |  | None |  |  |  | 2014-11-30 | 2014-12-09 | United States | ES_1020320_682763_12122014164421_2053827 | 2229405
Hengdian Group Tospo Lighting Co., Ltd. | Tospo | LED | 683603 |  | PAR16 | Reflector (Flood/Spot) | E26 (Medium) | Directional | LED | 3 | 60 | 72 | 49 | 818 |  | 38 |  | 6.3 | 60.3 | No | 40000 | 2700 | 83 | 22 | 0.7 | -40 | Dimmable | 10% |  | None |  |  |  | 2014-10-20 | 2014-10-28 | United States | ES_1020320_683603_10292014163913_1309364 | 2224039
Hengdian Group Tospo Lighting Co., Ltd. | Tospo | LED | 683605 |  | PAR16 | Reflector (Flood/Spot) | E26 (Medium) | Directional | LED | 3 | 60 | 72 | 49 | 952 |  | 38 |  | 6.3 | 60.3 | No | 40000 | 3000 | 83 | 21 | 0.7 | -40 | Dimmable | 10% |  | None |  |  |  | 2014-10-20 | 2014-10-28 | United States | ES_1020320_683605_10292014163913_1295100 | 2224040
Hengdian Group Tospo Lighting Co., Ltd. | Tospo | LED | 683619 |  | PAR16 | Reflector (Flood/Spot) | E26 (Medium) | Directional | LED | 3 | 75 | 71 | 48 | 1280 |  | 38 |  | 7.4 | 71.4 | No | 25000 | 2700 | 82 | 19 | 0.7 | -40 | Dimmable | 10% |  | None |  |  |  | 2014-10-30 | 2014-10-28 | United States | ES_1020320_683619_10292014164007_3321274 | 2224032
Hengdian Group Tospo Lighting Co., Ltd. | Tospo | LED | 683621 |  | PAR16 | Reflector (Flood/Spot) | E26 (Medium) | Directional | LED | 3 | 75 | 71 | 48 | 1355 |  | 38 |  | 7.4 | 71.4 | No | 25000 | 3000 | 82 | 18 | 0.7 | -40 | Dimmable | 10% |  | None |  |  |  | 2014-10-30 | 2014-10-28 | United States | ES_1020320_683621_10292014164007_9950670 | 2224033
Hengdian Group Tospo Lighting Co., Ltd. | Tospo | LED | 683631 |  | PAR16 | Reflector (Flood/Spot) | GU10 | Directional | LED | 3 | 75 | 54 | 50 | 1315 |  | 38 | 500 | 7.4 | 67.6 | No | 25000 | 2700 | 83 | 19 | 0.7 | -40 | Dimmable | 5% |  | None |  |  |  | 2014-11-30 | 2014-12-04 | United States | ES_1020320_683631_12122014164414_1803543 | 2229411
Hengdian Group Tospo Lighting Co., Ltd. | Tospo | LED | 683633 |  | PAR16 | Reflector (Flood/Spot) | GU10 | Directional | LED | 3 | 75 | 54 | 50 | 1395 |  | 38 | 500 | 7.4 | 67.6 | No | 25000 | 3000 | 82 | 17 | 0.7 | -40 | Dimmable | 5% |  | None |  |  |  | 2014-11-30 | 2014-12-04 | United States | ES_1020320_683633_12122014164414_4194534 | 2229412
Hengdian Group Tospo Lighting Co., Ltd. | Tospo | LED | 683637 |  | PAR16 | Reflector (Flood/Spot) | GU10 | Directional | LED | 3 | 60 | 53 | 50 | 859 |  | 38 | 360 | 6.6 | 54.3 | No | 25000 | 2700 | 95 | 65 | 0.7 | -40 | Dimmable | 8% |  | None |  |  |  | 2014-11-30 | 2014-12-04 | United States | ES_1020320_683637_12122014164407_3646689 | 2229413
Hengdian Group Tospo Lighting Co., Ltd. | Tospo | LED | 683639 |  | PAR16 | Reflector (Flood/Spot) | GU10 | Directional | LED | 3 | 60 | 53 | 50 | 871 |  | 38 | 375 | 6.6 | 56.6 | No | 25000 | 3000 | 95 | 69 | 0.7 | -40 | Dimmable | 8% |  | None |  |  |  | 2014-11-30 | 2014-12-04 | United States | ES_1020320_683639_12122014164407_9632897 | 2229414
Hengdian Group Tospo Lighting Co., Ltd. | Tospo | LED | 683771 |  | MR16 | Reflector (Flood/Spot) | GU5.3 | Directional | LED | 3 | 50 | 49 | 48 | 2463 |  | 25 | 500 | 7.2 | 69 | No | 25000 | 2700 | 83 | 20 | 0.7 | -40 | Dimmable | 20% |  | Not for Use in Enclosed Fixtures |  |  |  | 2015-03-25 | 2015-03-25 | United States | ES_1020320_683771_04022015142453_6027767 | 2235653
Hengdian Group Tospo Lighting Co., Ltd. | Tospo | LED | 683772 |  | MR16 | Reflector (Flood/Spot) | GU5.3 | Directional | LED | 3 | 65 | 49 | 48 | 1378 |  | 38 |  | 7.5 | 68.5 | No | 25000 | 2700 | 83 | 20 | 0.7 | -40 | Dimmable | 20% |  | None |  |  |  | 2014-10-30 | 2014-10-28 | United States | ES_1020320_683772_10292014163957_5417240 | 2224034
Hengdian Group Tospo Lighting Co., Ltd. | Tospo | LED | 683773 |  | MR16 | Reflector (Flood/Spot) | GU5.3 | Directional | LED | 3 | 50 | 49 | 48 | 2512 |  | 25 | 500 | 7.2 | 69 | No | 25000 | 3000 | 84 | 23 | 0.7 | -40 | Dimmable | 20% |  | Not for Use in Enclosed Fixtures |  |  |  | 2015-03-25 | 2015-03-25 | United States | ES_1020320_683773_04022015142453_3889843 | 2235654
Hengdian Group Tospo Lighting Co., Ltd. | Tospo | LED | 683774 |  | MR16 | Reflector (Flood/Spot) | GU5.3 | Directional | LED | 3 | 65 | 49 | 48 | 1380 |  | 38 |  | 7.2 | 69.4 | No | 25000 | 3000 | 84 | 23 | 0.7 | -40 | Dimmable | 20% |  | None |  |  |  | 2014-10-30 | 2014-10-28 | United States | ES_1020320_683774_10292014163957_6616867 | 2224035
Hengdian Group Tospo Lighting Co., Ltd. | Tospo | LED | 683776 |  | MR16 | Reflector (Flood/Spot) | GU5.3 | Directional | LED | 3 | 50 | 49 | 48 | 1447 |  | 38 | 500 | 7.1 | 70.2 | No | 25000 | 4000 | 83 | 23 | 0.7 | -40 | Dimmable | 20% |  | Not for Use in Enclosed Fixtures |  |  |  | 2015-03-25 | 2015-03-25 | United States | ES_1020320_683776_04022015142453_7682333 | 2235652
Hengdian Group Tospo Lighting Co., Ltd. | Tospo | LED | 683778 |  | A19 | General Purpose Replacement | E26 (Medium) | Omnidirectional | LED | 3 | 60 | 111 | 60 |  |  |  | 800 | 9.5 | 84.2 | No | 25000 | 3000 | 83 | 9 | 0.9 | -40 | Dimmable | 10% |  | None |  |  |  | 2014-08-30 | 2014-08-25 | United States | ES_1020320_683778_08292014154914_1129917 | 2218527
Hengdian Group Tospo Lighting Co., Ltd. | Tospo | LED | 683780 |  | A19 | General Purpose Replacement | E26 (Medium) | Omnidirectional | LED | 3 | 40 | 109 | 60 |  |  |  | 480 | 7 | 68.6 | No | 25000 | 2700 | 83 | 9 | 0.9 | -40 | Dimmable | 10% |  | None |  |  |  | 2014-11-30 | 2014-11-19 | United States | ES_1020320_683780_11212014165031_9022197 | 2225664
Hengdian Group Tospo Lighting Co., Ltd. | Tospo | LED | 683781 |  | A19 | General Purpose Replacement | E26 (Medium) | Omnidirectional | LED | 3 | 40 | 109 | 60 |  |  |  | 480 | 7.3 | 65.8 | No | 25000 | 3000 | 84 | 21 | 0.9 | -40 | Dimmable | 10% |  | None |  |  |  | 2014-11-30 | 2014-11-19 | United States | ES_1020320_683781_11212014165031_7676874 | 2225665
Hengdian Group Tospo Lighting Co., Ltd. | Tospo | LED | 683782 |  | A19 | General Purpose Replacement | E26 (Medium) | Omnidirectional | LED | 3 | 40 | 109 | 60 |  |  |  | 480 | 7.3 | 66.1 | No | 25000 | 4000 | 87 | 23 | 0.9 | -40 | Dimmable | 10% |  | None |  |  |  | 2014-11-30 | 2014-11-19 | United States | ES_1020320_683782_11212014165031_8756301 | 2225666
Hengdian Group Tospo Lighting Co., Ltd. | Tospo | LED | 685984 |  | A19 | General Purpose Replacement | E26 (Medium) | Omnidirectional | LED | 3 | 60 | 110 | 56 |  |  |  | 800 | 11.5 | 69.6 | No | 40000 | 4000 | 85 | 28 | 0.9 | -40 | Dimmable | 10% |  | Other,Not for use in enclosed fixtures |  |  |  | 2014-07-20 | 2014-07-17 | United States | ES_1020320_685984_07182014134553_9379304 | 2215753
Hengdian Group Tospo Lighting Co., Ltd. | Tospo | LED | 686429 |  | A19 | General Purpose Replacement | E26 (Medium) | Omnidirectional | LED | 3 | 60 | 111 | 60 |  |  |  | 800 | 8.5 | 94.1 | No | 25000 | 2700 | 81 | 2 | 1 | -40 |  |  |  | None |  |  |  | 2014-11-30 | 2014-12-04 | United States | ES_1020320_686429_12122014164133_2243449 | 2229445
Hengdian Group Tospo Lighting Co., Ltd. | Tospo | LED | 686430 |  | A19 | General Purpose Replacement | E26 (Medium) | Omnidirectional | LED | 3 | 60 | 111 | 60 |  |  |  | 800 | 8.5 | 94.1 | No | 25000 | 3000 | 83 | 7 | 1 | -40 |  |  |  | None |  |  |  | 2014-11-30 | 2014-12-04 | United States | ES_1020320_686430_12122014164133_5092324 | 2229446
Hengdian Group Tospo Lighting Co., Ltd. | Tospo | LED | 686431 |  | A19 | General Purpose Replacement | E26 (Medium) | Omnidirectional | LED | 3 | 60 | 111 | 60 |  |  |  | 800 | 8.5 | 94.1 | No | 25000 | 4000 | 85 | 17 | 1 | -40 |  |  |  | None |  |  |  | 2014-11-30 | 2014-12-04 | United States | ES_1020320_686431_12122014164133_7056573 | 2229447
Hengdian Group Tospo Lighting Co., Ltd. | Tospo | LED | 686432 |  | A19 | General Purpose Replacement | E26 (Medium) | Omnidirectional | LED | 3 | 60 | 111 | 60 |  |  |  | 800 | 8.5 | 94.1 | No | 25000 | 5000 | 85 | 7 | 1 | -40 |  |  |  | None |  |  |  | 2014-11-30 | 2014-12-04 | United States | ES_1020320_686432_12122014164133_9520728 | 2229448
Hengdian Group Tospo Lighting Co., Ltd. | Tospo | LED | 686433 |  | A19 | General Purpose Replacement | E26 (Medium) | Omnidirectional | LED | 3 | 40 | 111 | 60 |  |  |  | 630 | 6.7 | 93.8 | No | 25000 | 2700 | 82 | 7 | 1 | -40 |  |  |  | None |  |  |  | 2014-11-30 | 2014-12-04 | United States | ES_1020320_686433_12122014164142_6887690 | 2229441
Hengdian Group Tospo Lighting Co., Ltd. | Tospo | LED | 686434 |  | A19 | General Purpose Replacement | E26 (Medium) | Omnidirectional | LED | 3 | 40 | 111 | 60 |  |  |  | 650 | 6.8 | 95.9 | No | 25000 | 3000 | 83 | 9 | 1 | -40 |  |  |  | None |  |  |  | 2014-11-30 | 2014-12-04 | United States | ES_1020320_686434_12122014164142_7012023 | 2229442
Hengdian Group Tospo Lighting Co., Ltd. | Tospo | LED | 686435 |  | A19 | General Purpose Replacement | E26 (Medium) | Omnidirectional | LED | 3 | 40 | 111 | 60 |  |  |  | 650 | 6.8 | 96.2 | No | 25000 | 4000 | 86 | 20 | 1 | -40 |  |  |  | None |  |  |  | 2014-11-30 | 2014-12-04 | United States | ES_1020320_686435_12122014164142_9355060 | 2229443
Hengdian Group Tospo Lighting Co., Ltd. | Tospo | LED | 686436 |  | A19 | General Purpose Replacement | E26 (Medium) | Omnidirectional | LED | 3 | 40 | 111 | 60 |  |  |  | 650 | 6.6 | 98.5 | No | 25000 | 5000 | 86 | 20 | 1 | -40 |  |  |  | None |  |  |  | 2014-11-30 | 2014-12-04 | United States | ES_1020320_686436_12122014164142_4310283 | 2229444
Hengdian Group Tospo Lighting Co., Ltd. | Tospo | LED | 686456 |  | BR30 | Reflector (Flood/Spot) | E26 (Medium) | Directional | LED | 3 | 65 | 126 | 90 |  |  |  | 650 | 7.6 | 86.6 | No | 40000 | 2700 | 83 | 9 | 1 | -40 |  |  |  | None |  |  |  | 2014-10-30 | 2014-10-23 | United States | ES_1020320_686456_10242014164735_7036747 | 2223580
Hengdian Group Tospo Lighting Co., Ltd. | Tospo | LED | 686457 |  | BR30 | Reflector (Flood/Spot) | E26 (Medium) | Directional | LED | 3 | 65 | 126 | 90 |  |  |  | 650 | 7.8 | 86.6 | No | 40000 | 3000 | 84 | 13 | 1 | -40 |  |  |  | None |  |  |  | 2014-10-30 | 2014-10-23 | United States | ES_1020320_686457_10242014164735_6872113 | 2223581
Hengdian Group Tospo Lighting Co., Ltd. | Tospo | LED | 686458 |  | BR30 | Reflector (Flood/Spot) | E26 (Medium) | Directional | LED | 3 | 65 | 126 | 90 |  |  |  | 650 | 7.7 | 86.6 | No | 40000 | 4000 | 87 | 24 | 1 | -40 |  |  |  | None |  |  |  | 2014-10-30 | 2014-10-23 | United States | ES_1020320_686458_10242014164735_1891902 | 2223582
Hengdian Group Tospo Lighting Co., Ltd. | Tospo | LED | 687596 |  | BR30 | Reflector (Flood/Spot) | E26 (Medium) | Directional | LED | 3 | 65 | 133 | 95 |  |  |  | 800 | 13.5 | 59.2 | No | 40000 | 3000 | 93 | 62 | 1 | -40 | Dimmable | 10% |  | None |  |  |  | 2014-10-30 | 2014-10-23 | United States | ES_1020320_687596_10242014164713_9286665 | 2223583
Hengdian Group Tospo Lighting Co., Ltd. | Tospo | LED | 687597 |  | BR30 | Reflector (Flood/Spot) | E26 (Medium) | Directional | LED | 3 | 65 | 133 | 95 |  |  |  | 800 | 13.5 | 59.2 | No | 40000 | 4000 | 93 | 62 | 1 | -40 | Dimmable | 10% |  | None |  |  |  | 2014-10-30 | 2014-10-23 | United States | ES_1020320_687597_10242014164713_2347619 | 2223584
Hengdian Group Tospo Lighting Co., Ltd. | Tospo | LED | 689083 |  | R20 | Reflector (Flood/Spot) | E26 (Medium) | Directional | LED | 3 | 50 | 95 | 64 |  |  | 115 | 500 | 7.5 | 66.7 | No | 40000 | 5000 | 85 | 17 | 0.9 | -40 | Dimmable | 10% |  | None |  |  |  | 2015-02-12 | 2015-02-18 | United States | ES_1020320_689083_02192015132056_8716420 | 2233427
Hengdian Group Tospo Lighting Co., Ltd. | Tospo | LED | 689084 |  | BR30 | Reflector (Flood/Spot) | E26 (Medium) | Directional | LED | 3 | 65 | 133 | 95 |  |  |  | 650 | 9.5 | 68.4 | No | 40000 | 4000 | 85 | 12 | 1 | -40 | Dimmable | 10% |  | None |  |  |  | 2014-10-30 | 2014-10-23 | United States | ES_1020320_689084_10242014164749_5066581 | 2223575
Hengdian Group Tospo Lighting Co., Ltd. | Tospo | LED | 689088 |  | A19 | General Purpose Replacement | E26 (Medium) | Omnidirectional | LED | 3 | 40 | 109 | 60 |  |  |  | 500 | 7 | 71.4 | No | 25000 | 5000 | 86 | 20 | 0.9 | -40 | Dimmable | 10% |  | None |  |  |  | 2014-11-30 | 2014-11-19 | United States | ES_1020320_689088_11212014165031_4658981 | 2225667
Hengdian Group Tospo Lighting Co., Ltd. | Tospo | LED | 689095 |  | BR30 | Reflector (Flood/Spot) | E26 (Medium) | Directional | LED | 3 | 65 | 133 | 95 |  |  |  | 650 | 9.5 | 68.4 | No | 40000 | 5000 | 85 | 18 | 1 | -40 | Dimmable | 10% |  | None |  |  |  | 2014-10-30 | 2014-10-23 | United States | ES_1020320_689095_10242014164749_2460408 | 2223576
Hengdian Group Tospo Lighting Co., Ltd. | Tospo | LED | 689834 |  | Decorative: Other | Decorative | E12 (Candelabra) | Decorative | LED | 3 | 40 | 104 | 35 |  |  |  | 300 | 4.7 | 63.8 | No | 25000 | 3000 | 82 | 18 | 0.6 | -40 | Dimmable | 10% |  | Enclosed Fixtures |  |  |  | 2014-08-30 | 2014-09-11 | United States | ES_1020320_689834_09182014112912_6383162 | 2220272
Hengdian Group Tospo Lighting Co., Ltd. | Tospo | LED | 689834 |  | Decorative: Other | Decorative | E12 (Candelabra) | Decorative | LED | 3 | 40 | 119 | 35 |  |  |  | 300 | 4.7 | 63.8 | No | 25000 | 2700 | 82 | 17 | 0.6 | -40 | Dimmable | 10% |  | Enclosed Fixtures |  |  |  | 2014-08-30 | 2014-09-11 | United States | ES_1020320_689834_09182014112912_4523773 | 2220271
Hengdian Group Tospo Lighting Co., Ltd. | Tospo | LED | 689839 |  | Decorative: Other | Decorative | E26 (Medium) | Decorative | LED | 3 | 40 | 104 | 35 |  |  |  | 300 | 4.7 | 63.8 | No | 25000 | 2700 | 82 | 17 | 0.6 | -40 | Dimmable | 10% |  | Enclosed Fixtures |  |  |  | 2014-08-30 | 2014-09-11 | United States | ES_1020320_689839_09182014112912_9148504 | 2220273
Hengdian Group Tospo Lighting Co., Ltd. | Tospo | LED | 689840 |  | Decorative: Other | Decorative | E12 (Candelabra) | Decorative | LED | 3 | 40 | 104 | 35 |  |  |  | 300 | 4.7 | 63.8 | No | 25000 | 3000 | 82 | 18 | 0.6 | -40 | Dimmable | 10% |  | Enclosed Fixtures |  |  |  | 2014-08-30 | 2014-09-11 | United States | ES_1020320_689840_09182014112912_6206653 | 2220274
Hengdian Group Tospo Lighting Co., Ltd. | Tospo | LED | 689844 |  | Decorative Candle: Other | Decorative | E12 (Candelabra) | Decorative | LED | 3 | 60 | 130 | 43 |  |  |  | 500 | 7.1 | 71.4 | No | 25000 | 2700 | 81 | 13 | 0.7 | -40 | Dimmable | 10% |  | None |  |  |  | 2014-10-20 | 2014-10-22 | United States | ES_1020320_689844_10242014153813_1534667 | 2223721
Hengdian Group Tospo Lighting Co., Ltd. | Tospo | LED | 689845 |  | Decorative Candle: Other | Decorative | E12 (Candelabra) | Decorative | LED | 3 | 60 | 129 | 43 |  |  |  | 500 | 7.1 | 71.4 | No | 25000 | 2700 | 81 | 13 | 0.7 | -40 | Dimmable | 10% |  | None |  |  |  | 2014-10-20 | 2014-10-22 | United States | ES_1020320_689845_10242014153813_1163350 | 2223725
Hengdian Group Tospo Lighting Co., Ltd. | Tospo | LED | 689849 |  | Decorative Candle: Other | Decorative | E26 (Medium) | Decorative | LED | 3 | 60 | 130 | 43 |  |  |  | 500 | 7.1 | 71.4 | No | 25000 | 2700 | 81 | 13 | 0.7 | -40 | Dimmable | 10% |  | None |  |  |  | 2014-10-20 | 2014-10-22 | United States | ES_1020320_689849_10242014153813_7518031 | 2223722
Hengdian Group Tospo Lighting Co., Ltd. | Tospo | LED | 689850 |  | Decorative Candle: Other | Decorative | E26 (Medium) | Decorative | LED | 3 | 60 | 130 | 43 |  |  |  | 500 | 7.1 | 71.4 | No | 25000 | 2700 | 81 | 13 | 0.7 | -40 | Dimmable | 10% |  | None |  |  |  | 2014-10-20 | 2014-10-22 | United States | ES_1020320_689850_10242014153813_7055196 | 2223726
Hengdian Group Tospo Lighting Co., Ltd. | Tospo | LED | 691488 |  | BR30 | Reflector (Flood/Spot) | E26 (Medium) | Directional | LED | 3 | 65 | 127 | 90 |  |  |  | 650 | 8.5 | 76.5 | No | 40000 | 3000 | 85 | 16 | 0.9 | -40 | Dimmable | 10% |  | None |  |  |  | 2014-10-30 | 2014-10-23 | United States | ES_1020320_691488_10242014164742_2450957 | 2223578
Hengdian Group Tospo Lighting Co., Ltd. | Tospo | LED | 691489 |  | BR30 | Reflector (Flood/Spot) | E26 (Medium) | Directional | LED | 3 | 65 | 127 | 90 |  |  |  | 650 | 8.6 | 76.5 | No | 40000 | 4000 | 87 | 24 | 0.9 | -40 | Dimmable | 10% |  | None |  |  |  | 2014-10-30 | 2014-10-23 | United States | ES_1020320_691489_10242014164742_3052288 | 2223579
Hengdian Group Tospo Lighting Co., Ltd. | Tospo | LED | 691491 |  | BR30 | Reflector (Flood/Spot) | E26 (Medium) | Directional | LED | 3 | 65 | 127 | 90 |  |  |  | 650 | 8.5 | 76.5 | No | 40000 | 2700 | 83 | 9 | 0.9 | -40 | Dimmable | 10% |  | None |  |  |  | 2014-10-30 | 2014-10-23 | United States | ES_1020320_691491_10242014164742_4504712 | 2223577
Hengdian Group Tospo Lighting Co., Ltd. | Tospo | LED | 691510 |  | BR30 | Reflector (Flood/Spot) | E26 (Medium) | Directional | LED | 3 | 65 | 132 | 95 |  |  |  | 800 | 11 | 72.7 | No | 40000 | 3000 | 93 | 62 | 0.9 | -40 | Dimmable | 10% |  | None |  |  |  | 2015-09-15 | 2015-09-28 | United States | ES_1020320_691510_10022015130038_3305266 | 2249329
Hengdian Group Tospo Lighting Co., Ltd. | Tospo | LED | 691511 |  | BR30 | Reflector (Flood/Spot) | E26 (Medium) | Directional | LED | 3 | 65 | 132 | 95 |  |  |  | 800 | 11 | 72.7 | No | 40000 | 2700 | 92 | 58 | 0.9 | -40 | Dimmable | 10% |  | None |  |  |  | 2015-09-15 | 2015-09-28 | United States | ES_1020320_691511_10022015130038_6448734 | 2249327
Hengdian Group Tospo Lighting Co., Ltd. | Tospo | LED | 691903 |  | PAR20 | Reflector (Flood/Spot) | E26 (Medium) | Directional | LED | 3 | 50 | 85 | 63 | 1062 |  | 40 | 525 | 7 | 75 | No | 40000 | 5000 | 91 | 55 | 0.8 | -40 | Dimmable | 10% |  | None |  |  |  | 2015-02-05 | 2015-02-23 | United States | ES_1020320_691903_02232015145506_6175519 | 2233828
Hengdian Group Tospo Lighting Co., Ltd. | Tospo | LED | 691904 | LED,696884, | PAR20 | Reflector (Flood/Spot) | E26 (Medium) | Directional | LED | 3 | 50 | 85 | 63 | 2192 |  | 25 | 525 | 7 | 75 | No | 40000 | 5000 | 91 | 55 | 0.8 | -40 | Dimmable | 10% |  | None |  |  |  | 2015-02-05 | 2015-02-23 | United States | ES_1020320_691904_02232015145506_9360672 | 2233823
Hengdian Group Tospo Lighting Co., Ltd. | Tospo | LED | 691905 |  | PAR30 | Reflector (Flood/Spot) | E26 (Medium) | Directional | LED | 3 | 75 | 87 | 94 | 1693 |  | 40 | 850 | 10.7 | 79.6 | No | 25000 | 5000 | 91 | 56 | 0.9 | -40 | Dimmable | 10% |  | None |  |  |  | 2014-11-30 | 2014-12-09 | United States | ES_1020320_691905_12122014164421_5513386 | 2229409
Hengdian Group Tospo Lighting Co., Ltd. | Tospo | LED | 691906 |  | PAR30 | Reflector (Flood/Spot) | E26 (Medium) | Directional | LED | 3 | 75 | 87 | 94 | 3707 |  | 25 | 850 | 10.7 | 79.6 | No | 25000 | 5000 | 91 | 56 | 0.9 | -40 | Dimmable | 10% |  | None |  |  |  | 2014-11-30 | 2014-12-09 | United States | ES_1020320_691906_12122014164421_4314069 | 2229410
Hengdian Group Tospo Lighting Co., Ltd. | Tospo | LED | 691907 |  | PAR30L | Reflector (Flood/Spot) | E26 (Medium) | Directional | LED | 3 | 75 | 119 | 94 | 1753 |  | 40 |  | 10.4 | 81.5 | No | 40000 | 5000 | 91 | 55 | 0.9 | -40 | Dimmable | 10% |  | None |  |  |  | 2015-02-10 | 2015-02-11 | United States | ES_1020320_691907_02182015135655_8818684 | 2233271
Hengdian Group Tospo Lighting Co., Ltd. | Tospo | LED | 691908 | LED,696885, | PAR30L | Reflector (Flood/Spot) | E26 (Medium) | Directional | LED | 3 | 75 | 119 | 94 | 3566 |  | 25 |  | 10.4 | 81.5 | No | 40000 | 5000 | 91 | 55 | 0.9 | -40 | Dimmable | 10% |  | None |  |  |  | 2015-02-10 | 2015-02-11 | United States | ES_1020320_691908_02182015135655_2799682 | 2233272
Hengdian Group Tospo Lighting Co., Ltd. | Tospo | LED | 691913 |  | PAR16 | Reflector (Flood/Spot) | GU10 | Directional | LED | 3 | 75 | 54 | 50 | 1293 |  | 38 | 500 | 7 | 71.4 | No | 25000 | 5000 | 83 | 12 | 0.7 | -40 | Dimmable | 10% |  | None |  |  |  | 2015-06-10 | 2015-06-24 | United States | ES_1020320_691913_07102015111010_7401030 | 2242995
Hengdian Group Tospo Lighting Co., Ltd. | Tospo | LED | 696063 |  | BR40 | Reflector (Flood/Spot) | E26 (Medium) | Directional | LED | 3 | 85 | 157 | 125 |  |  |  | 1100 | 17 | 64.7 | No | 40000 | 5000 | 86 | 18 | 1 | -40 | Dimmable | 15% |  | None |  |  |  | 2015-06-10 | 2015-06-09 | United States | ES_1020320_696063_06102015080716_9576456 | 2241348
Hengdian Group Tospo Lighting Co., Ltd. | Tospo | LED | 696175 |  | PAR20 | Reflector (Flood/Spot) | E26 (Medium) | Directional | LED | 3 | 50 | 85 | 63 | 1453 |  | 25 | 470 | 7 | 67.1 | No | 40000 | 3000 | 91 | 50 | 0.8 | -40 | Dimmable | 10% |  | None |  |  |  | 2015-02-05 | 2015-02-23 | United States | ES_1020320_696175_02232015150530_1747476 | 2233826
Hengdian Group Tospo Lighting Co., Ltd. | Tospo | LED | 696179 |  | PAR20 | Reflector (Flood/Spot) | E26 (Medium) | Directional | LED | 3 | 50 | 85 | 63 | 928 |  | 40 | 460 | 7 | 65.7 | No | 40000 | 2700 | 93 | 53 | 0.8 | -40 | Dimmable | 10% |  | None |  |  |  | 2015-02-05 | 2015-02-23 | United States | ES_1020320_696179_02232015150530_9186557 | 2233824
Hengdian Group Tospo Lighting Co., Ltd. | Tospo | LED | 696181 |  | PAR20 | Reflector (Flood/Spot) | E26 (Medium) | Directional | LED | 3 | 50 | 85 | 63 | 1002 |  | 40 | 470 | 7 | 67.1 | No | 40000 | 3000 | 91 | 50 | 0.8 | -40 | Dimmable | 10% |  | None |  |  |  | 2015-02-05 | 2015-02-23 | United States | ES_1020320_696181_02232015150530_9672105 | 2233825
Hengdian Group Tospo Lighting Co., Ltd. | Tospo | LED | 696183 |  | PAR20 | Reflector (Flood/Spot) | E26 (Medium) | Directional | LED | 3 | 50 | 85 | 63 | 1061 |  | 40 | 500 | 7 | 71.4 | No | 40000 | 4000 | 92 | 60 | 0.8 | -40 | Dimmable | 10% |  | None |  |  |  | 2015-02-05 | 2015-02-23 | United States | ES_1020320_696183_02232015150530_8057043 | 2233827
Hengdian Group Tospo Lighting Co., Ltd. | Tospo | LED | 696190 |  | PAR30L | Reflector (Flood/Spot) | E26 (Medium) | Directional | LED | 3 | 75 | 119 | 94 | 1711 |  | 40 |  | 10 | 82 | No | 40000 | 4000 | 92 | 52 | 0.9 | -40 | Dimmable | 10% |  | None |  |  |  | 2015-02-10 | 2015-02-11 | United States | ES_1020320_696190_02182015135655_3560944 | 2233269
Hengdian Group Tospo Lighting Co., Ltd. | Tospo | LED | 696193 |  | PAR30L | Reflector (Flood/Spot) | E26 (Medium) | Directional | LED | 3 | 75 | 119 | 94 | 3545 |  | 25 |  | 10 | 75 | No | 40000 | 2700 | 91 | 50 | 0.9 | -40 | Dimmable | 10% |  | None |  |  |  | 2015-02-10 | 2015-02-11 | United States | ES_1020320_696193_02182015135655_5610557 | 2233265
Hengdian Group Tospo Lighting Co., Ltd. | Tospo | LED | 696199 |  | PAR30 | Reflector (Flood/Spot) | E26 (Medium) | Directional | LED | 3 | 75 | 87 | 94 | 1540 |  | 40 |  | 10.5 | 76.4 | No | 40000 | 3000 | 90 | 48 | 0.9 | -40 | Dimmable | 10% |  | None |  |  |  | 2015-03-30 | 2015-04-03 | United States | ES_1020320_696199_04172015112804_9276072 | 2249639
Hengdian Group Tospo Lighting Co., Ltd. | Tospo | LED | 696201 |  | PAR30 | Reflector (Flood/Spot) | E26 (Medium) | Directional | LED | 3 | 75 | 87 | 94 | 1657 |  | 40 |  | 10.5 | 78.2 | No | 40000 | 4000 | 93 | 61 | 0.9 | -40 | Dimmable | 10% |  | None |  |  |  | 2015-03-30 | 2015-04-03 | United States | ES_1020320_696201_04172015112804_2342541 | 2249206
Hengdian Group Tospo Lighting Co., Ltd. | Tospo | LED | 696204 |  | PAR30 | Reflector (Flood/Spot) | E26 (Medium) | Directional | LED | 3 | 75 | 87 | 94 | 3329 |  | 25 |  | 10.5 | 71.6 | No | 40000 | 2700 | 90 | 45 | 0.9 | -40 | Dimmable | 10% |  | None |  |  |  | 2015-03-30 | 2015-04-03 | United States | ES_1020320_696204_04172015112804_3879314 | 2249638
Hengdian Group Tospo Lighting Co., Ltd. | Tospo | LED | 696206 |  | PAR30 | Reflector (Flood/Spot) | E26 (Medium) | Directional | LED | 3 | 75 | 87 | 94 | 3576 |  | 25 |  | 10.5 | 81.2 | No | 40000 | 3000 | 90 | 48 | 0.9 | -40 | Dimmable | 10% |  | None |  |  |  | 2015-03-30 | 2015-04-03 | United States | ES_1020320_696206_04172015112804_4202371 | 2249640
Hengdian Group Tospo Lighting Co., Ltd. | Tospo | LED | 696527 |  | PAR38 | Reflector (Flood/Spot) | E26 (Medium) | Directional | LED | 3 | 100 | 130 | 120 | 4638 |  | 25 | 1250 | 19.3 | 64.7 | No | 25000 | 3000 | 84 | 7 | 0.9 | -40 | Dimmable | 10% |  | None |  |  |  | 2015-06-10 | 2015-06-09 | United States | ES_1020320_696527_06102015080949_5387338 | 2241336
Hengdian Group Tospo Lighting Co., Ltd. | Tospo | LED | 696886 |  | PAR30 | Reflector (Flood/Spot) | E26 (Medium) | Directional | LED | 3 | 75 | 87 | 94 | 3530 |  | 25 |  | 10.7 | 79.6 | No | 40000 | 5000 | 91 | 56 | 0.9 | -40 | Dimmable | 10% |  | None |  |  |  | 2015-03-30 | 2015-04-03 | United States | ES_1020320_696886_04172015112804_1758121 | 2237440
Hengdian Group Tospo Lighting Co., Ltd. | Tospo | LED | 697221 |  | BR30 | Reflector (Flood/Spot) | GU24 | Directional | LED | 3 | 65 | 132 | 95 |  |  |  | 800 | 11 | 72.7 | No | 40000 | 2700 | 92 | 58 | 0.9 | -40 | Dimmable | 10% |  | None |  |  |  | 2015-09-15 | 2015-09-28 | United States | ES_1020320_697221_10022015130038_9917265 | 2249328
Hengdian Group Tospo Lighting Co., Ltd. | Tospo | LED | 701862 |  | PAR20 | Reflector (Flood/Spot) | E26 (Medium) | Directional | LED | 3 | 50 | 85 | 63 | 1334 |  | 25 |  | 7 | 71 | No | 25000 | 2700 | 90 | 51 | 0.9 | -40 | Dimmable | 10% |  | Not for Use in Enclosed Fixtures |  |  |  | 2015-09-05 | 2015-09-17 | United States | ES_1020320_701862_10012015150841_4938196 | 2249022
Hengdian Group Tospo Lighting Co., Ltd. | Tospo | LED | 701863 |  | PAR20 | Reflector (Flood/Spot) | E26 (Medium) | Directional | LED | 3 | 50 | 85 | 63 | 1427 |  | 25 |  | 7 | 71.1 | No | 25000 | 3000 | 92 | 63 | 0.9 | -40 | Dimmable | 10% |  | Not for Use in Enclosed Fixtures |  |  |  | 2015-09-05 | 2015-09-17 | United States | ES_1020320_701863_10012015150841_4098738 | 2249024
Hengdian Group Tospo Lighting Co., Ltd. | Tospo | LED | 701864 |  | PAR20 | Reflector (Flood/Spot) | E26 (Medium) | Directional | LED | 3 | 50 | 85 | 63 | 1444 |  | 25 |  | 7 | 70.9 | No | 25000 | 4000 | 95 | 82 | 0.9 | -40 | Dimmable | 10% |  | Not for Use in Enclosed Fixtures |  |  |  | 2015-09-05 | 2015-09-17 | United States | ES_1020320_701864_10012015150841_6948712 | 2249026
Hengdian Group Tospo Lighting Co., Ltd. | Tospo | LED | 701865 |  | PAR20 | Reflector (Flood/Spot) | E26 (Medium) | Directional | LED | 3 | 50 | 85 | 63 | 1377 |  | 25 |  | 7 | 71.4 | No | 25000 | 5000 | 96 | 94 | 0.9 | -40 | Dimmable | 10% |  | Not for Use in Enclosed Fixtures |  |  |  | 2015-09-05 | 2015-09-17 | United States | ES_1020320_701865_10012015150841_8267340 | 2249028
Hengdian Group Tospo Lighting Co., Ltd. | Tospo | LED | 701866 |  | PAR20 | Reflector (Flood/Spot) | E26 (Medium) | Directional | LED | 3 | 50 | 85 | 63 | 843 |  | 40 |  | 7 | 71 | No | 25000 | 2700 | 90 | 51 | 0.9 | -40 | Dimmable | 10% |  | Not for Use in Enclosed Fixtures |  |  |  | 2015-09-05 | 2015-09-17 | United States | ES_1020320_701866_10012015150841_9674131 | 2249021
Hengdian Group Tospo Lighting Co., Ltd. | Tospo | LED | 701867 |  | PAR20 | Reflector (Flood/Spot) | E26 (Medium) | Directional | LED | 3 | 50 | 85 | 63 | 836 |  | 40 |  | 7 | 71.1 | No | 25000 | 3000 | 92 | 63 | 0.9 | -40 | Dimmable | 10% |  | Not for Use in Enclosed Fixtures |  |  |  | 2015-09-05 | 2015-09-17 | United States | ES_1020320_701867_10012015150841_1996013 | 2249023
Hengdian Group Tospo Lighting Co., Ltd. | Tospo | LED | 701868 |  | PAR20 | Reflector (Flood/Spot) | E26 (Medium) | Directional | LED | 3 | 50 | 85 | 63 | 865 |  | 40 |  | 7 | 70.9 | No | 25000 | 4000 | 95 | 82 | 0.9 | -40 | Dimmable | 10% |  | Not for Use in Enclosed Fixtures |  |  |  | 2015-09-05 | 2015-09-17 | United States | ES_1020320_701868_10012015150841_4018648 | 2249025
Hengdian Group Tospo Lighting Co., Ltd. | Tospo | LED | 701869 |  | PAR20 | Reflector (Flood/Spot) | E26 (Medium) | Directional | LED | 3 | 50 | 85 | 63 | 848 |  | 40 |  | 7 | 71.4 | No | 25000 | 5000 | 96 | 94 | 0.9 | -40 | Dimmable | 10% |  | Not for Use in Enclosed Fixtures |  |  |  | 2015-09-05 | 2015-09-17 | United States | ES_1020320_701869_10012015150841_8752646 | 2249027
Hengdian Group Tospo Lighting Co., Ltd. | Tospo | LED | 703388 |  | BR30 | Reflector (Flood/Spot) | GU24 | Directional | LED | 3 | 65 | 132 | 95 |  |  |  | 800 | 11 | 72.7 | No | 40000 | 3000 | 93 | 62 | 0.9 | -40 | Dimmable | 10% |  | None |  |  |  | 2015-09-15 | 2015-09-28 | United States | ES_1020320_703388_10022015130038_7917302 | 2249330
Hengdian Group Tospo Lighting Co., Ltd. | Tospo | LED | 712214 |  | A19 | General Purpose Replacement | E26 (Medium) | Omnidirectional | LED | 3 | 60 | 117 | 62 |  |  |  | 800 | 9.4 | 85.5 | No | 25000 | 2700 | 82 | 8 | 0.8 | -20 | Dimmable | 10% |  | None |  |  |  | 2016-04-10 | 2016-04-17 | United States | ES_1020320_712214_05022016101147_5482286 | 2265690
Hengdian Group Tospo Lighting Co., Ltd. | Tospo | LED | 712215 |  | A19 | General Purpose Replacement | E26 (Medium) | Omnidirectional | LED | 3 | 60 | 117 | 62 |  |  |  | 800 | 9.3 | 85.7 | No | 25000 | 3000 | 84 | 15 | 0.8 | -20 | Dimmable | 10% |  | None |  |  |  | 2016-04-10 | 2016-04-17 | United States | ES_1020320_712215_05022016101147_5159290 | 2265691
Hengdian Group Tospo Lighting Co., Ltd. | Tospo | LED | 712216 |  | A19 | General Purpose Replacement | E26 (Medium) | Omnidirectional | LED | 3 | 60 | 117 | 62 |  |  |  | 800 | 9.4 | 85.2 | No | 25000 | 4000 | 84 | 15 | 0.8 | -20 | Dimmable | 10% |  | None |  |  |  | 2016-04-10 | 2016-04-17 | United States | ES_1020320_712216_05022016101147_1628694 | 2265692
Hengdian Group Tospo Lighting Co., Ltd. | Tospo | LED | 712217 |  | A19 | General Purpose Replacement | E26 (Medium) | Omnidirectional | LED | 3 | 60 | 117 | 62 |  |  |  | 800 | 9.4 | 85.1 | No | 25000 | 5000 | 85 | 17 | 0.8 | -20 | Dimmable | 10% |  | None |  |  |  | 2016-04-10 | 2016-04-17 | United States | ES_1020320_712217_05022016101147_6675983 | 2265693
HESHAN GMY LIGHTING AND ELECTRICAL CO.,LTD | GMY | LED Light Bulb | GMY-A19-7-30 |  | A19 | General Purpose Replacement | E26 (Medium) | Omnidirectional | LED | 3 | 40 | 106.8 | 59.2 |  |  |  | 540 | 7 | 77.1 | No | 25000 | 3000 | 84 | 24 | 0.9 | -20 |  |  |  | Enclosed Fixtures,Recessed Fixtures |  |  |  | 2015-09-05 | 2015-10-09 | United States, Canada | ES_1133438_GMY-A19-7-30_10092015151822_4578923 | 2250697
HESHAN GMY LIGHTING AND ELECTRICAL CO.,LTD | GMY | LED Light Bulb | GMY-A19-7-40 |  | A19 | General Purpose Replacement | E26 (Medium) | Omnidirectional | LED | 3 | 40 | 106.9 | 59.7 |  |  |  | 540 | 7 | 77.1 | No | 25000 | 4000 | 85 | 19 | 0.9 | -20 |  |  |  | Enclosed Fixtures,Recessed Fixtures |  |  |  | 2015-09-05 | 2015-10-09 | United States, Canada | ES_1133438_GMY-A19-7-40_10092015151856_7819125 | 2250698
HESHAN GMY LIGHTING AND ELECTRICAL CO.,LTD | GMY | LED Light Bulb | GMY-A19-7-65 |  | A19 | General Purpose Replacement | E26 (Medium) | Omnidirectional | LED | 3 | 40 | 106.7 | 59.3 |  |  |  | 540 | 7 | 77.1 | No | 25000 | 6500 | 85 | 18 | 0.9 | -20 |  |  |  | Enclosed Fixtures,Recessed Fixtures |  |  |  | 2015-09-05 | 2015-10-09 | United States, Canada | ES_1133438_GMY-A19-7-65_10092015151919_4881042 | 2250699
Homelite Technology Co. Ltd | Homelite | A19 Lamp | HTAD04/27K |  | A19 | General Purpose Replacement | E26 (Medium) | Omnidirectional | LED | 5 | 60 | 114 | 61 |  |  |  | 800 | 9.4 | 84.8 | No | 25000 | 2700 | 81 | 4 | 0.9 | -20 | Dimmable | 10% |  | None |  |  |  | 2015-12-27 | 2015-12-31 | United States | ES_1070287_HTAD04/27K_01052016140423_7671794 | 2255997
Homelite Technology Co. Ltd | Homelite | A19 Lamp | HTAD04/30K |  | A19 | General Purpose Replacement | E26 (Medium) | Omnidirectional | LED | 5 | 60 | 114 | 61 |  |  |  | 800 | 9.2 | 87 | No | 25000 | 3000 | 82 | 6 | 0.9 | -20 | Dimmable | 10% |  | None |  |  |  | 2015-12-27 | 2015-12-31 | United States | ES_1070287_HTAD04/30K_01052016140423_7061533 | 2255996
Homelite Technology Co. Ltd | Homelite | A19 Lamp | HTAD04/40K |  | A19 | General Purpose Replacement | E26 (Medium) | Omnidirectional | LED | 5 | 60 | 114 | 61 |  |  |  | 800 | 9.1 | 87.5 | No | 25000 | 4000 | 83 | 9 | 0.9 | -20 | Dimmable | 10% |  | None |  |  |  | 2015-12-27 | 2015-12-31 | United States | ES_1070287_HTAD04/40K_01052016140423_2291273 | 2255998
Homelite Technology Co. Ltd | Homelite | A19 Lamp | HTAD04/50K |  | A19 | General Purpose Replacement | E26 (Medium) | Omnidirectional | LED | 5 | 60 | 114 | 61 |  |  |  | 800 | 9.1 | 87.6 | No | 25000 | 5000 | 83 | 6 | 0.9 | -20 | Dimmable | 10% |  | None |  |  |  | 2015-12-27 | 2015-12-31 | United States | ES_1070287_HTAD04/50K_01052016140423_7524091 | 2255999
Homelite Technology Co. Ltd | Homelite | A19 Lamp | HTADGU04/27K |  | A19 | General Purpose Replacement | GU24 | Omnidirectional | LED | 5 | 60 | 109 | 61 |  |  |  | 800 | 9.4 | 84.8 | No | 25000 | 2700 | 81 | 4 | 0.9 | -20 | Dimmable | 10% |  | None |  |  |  | 2015-12-27 | 2015-12-31 | United States | ES_1070287_HTADGU04/27K_01052016140423_7168448 | 2256001
Homelite Technology Co. Ltd | Homelite | A19 Lamp | HTADGU04/30K |  | A19 | General Purpose Replacement | GU24 | Omnidirectional | LED | 5 | 60 | 109 | 61 |  |  |  | 800 | 9.2 | 87 | No | 25000 | 3000 | 82 | 6 | 0.9 | -20 | Dimmable | 10% |  | None |  |  |  | 2015-12-27 | 2015-12-31 | United States | ES_1070287_HTADGU04/30K_01052016140423_1992407 | 2256000
Homelite Technology Co. Ltd | Homelite | A19 Lamp | HTADGU04/40K |  | A19 | General Purpose Replacement | GU24 | Omnidirectional | LED | 5 | 60 | 109 | 61 |  |  |  | 800 | 9.1 | 87.5 | No | 25000 | 4000 | 83 | 9 | 0.9 | -20 | Dimmable | 10% |  | None |  |  |  | 2015-12-27 | 2015-12-31 | United States | ES_1070287_HTADGU04/40K_01052016140423_2596806 | 2256002
Homelite Technology Co. Ltd | Homelite | A19 Lamp | HTADGU04/50K |  | A19 | General Purpose Replacement | GU24 | Omnidirectional | LED | 5 | 60 | 109 | 61 |  |  |  | 800 | 9.1 | 87.6 | No | 25000 | 5000 | 83 | 6 | 0.9 | -20 | Dimmable | 10% |  | None |  |  |  | 2015-12-27 | 2015-12-31 | United States | ES_1070287_HTADGU04/50K_01052016140423_8160390 | 2256003
Homelite Technology Co. Ltd | Homelite | BR30 Lamp | HTRD1503 | BR30 Lamp,HTRD1503/27K, | BR30 | Reflector (Flood/Spot) | E26 (Medium) | Directional | LED | 3 | 75 | 134.6 | 96.5 |  |  | 110 | 1000 | 15 | 66.7 | No | 30000 | 3000 | 83 | 18 | 1 | -20 | Dimmable | 10% |  | Enclosed Fixtures,Recessed Fixtures |  |  |  | 2014-03-10 | 2014-03-05 | United States | ES_1070287_HTRD1503_03112014111246_9476720 | 2206146
Homelite Technology Co. Ltd | Homelite | BR30 Lamp | HTRD1503-C27K |  | BR30 | Reflector (Flood/Spot) | E26 (Medium) | Directional | LED | 3 | 75 | 134.6 | 96.5 |  |  | 110 | 1000 | 15 | 66.7 | No | 30000 | 2700 | 95 | 57 | 1 | -20 | Dimmable | 15% |  | None |  |  |  | 2014-03-05 | 2014-02-26 | United States | ES_1070287_HTRD1503-C27K_03032014091016_2470035 | 2205615
Homelite Technology Co. Ltd | Homelite | BR30 Lamp | HTRD3004 |  | BR30 | Reflector (Flood/Spot) | E26 (Medium) | Directional | LED | 5 | 65 | 133 | 95 |  |  | 110 | 650 | 9 | 72.2 | No | 25000 | 3000 | 83 | 11 | 0.9 | -30 | Dimmable | 10% |  | None |  |  |  | 2015-12-05 | 2015-12-11 | United States | ES_1070287_HTRD3004_12232015131249_6133322 | 2255453
Homelite Technology Co. Ltd | Homelite | BR30 Lamp | HTRD3004/30K |  | BR30 | Reflector (Flood/Spot) | E26 (Medium) | Directional | LED | 5 | 65 | 133 | 95 |  |  | 110 | 650 | 9 | 72.2 | No | 25000 | 3000 | 83 | 11 | 0.9 | -30 | Dimmable | 10% |  | Damp Location Rated |  |  |  | 2015-11-20 | 2015-11-13 | United States | ES_1070287_HTRD3004/30K_11242015125519_8646831 | 2253280
Homelite Technology Co. Ltd | Homelite | BR30 Lamp | HTRD3004/40K |  | BR30 | Reflector (Flood/Spot) | E26 (Medium) | Directional | LED | 5 | 65 | 133 | 95 |  |  | 110 | 650 | 9.4 | 69.1 | No | 25000 | 4000 | 82 | 5 | 0.9 | -30 | Dimmable | 10% |  | Damp Location Rated |  |  |  | 2015-11-20 | 2015-11-13 | United States | ES_1070287_HTRD3004/40K_11242015125519_3524106 | 2253281
Homelite Technology Co. Ltd | Homelite | BR30 Lamp | HTRD3004/50K |  | BR30 | Reflector (Flood/Spot) | E26 (Medium) | Directional | LED | 5 | 65 | 133 | 95 |  |  | 110 | 650 | 9.4 | 69.1 | No | 25000 | 5000 | 83 | 11 | 0.9 | -30 | Dimmable | 10% |  | None |  |  |  | 2015-12-05 | 2015-12-11 | United States | ES_1070287_HTRD3004/50K_12232015131249_8693410 | 2255452
Homelite Technology Co. Ltd | Homelite | BR30 Lamp | HTRDH3004/90 |  | BR30 | Reflector (Flood/Spot) | E26 (Medium) | Directional | LED | 5 | 75 | 132.7 | 95.3 |  |  | 110 | 900 | 12 | 75 | No | 25000 | 3000 | 92 | 58 | 1 | -22 | Dimmable | 5% | Yes | None | No |  |  | 2016-08-05 | 2016-08-04 | United States | ES_1070287_HTRDH3004/90_08162016170941_5669190 | 2275384
Homelite Technology Co. Ltd | Homelite | BR30 Lamp | HTRDH3004/9050 |  | BR30 | Reflector (Flood/Spot) | E26 (Medium) | Directional | LED | 5 | 75 | 132.7 | 95.3 |  |  | 110 | 900 | 12.5 | 72 | No | 25000 | 5000 | 95 | 93 | 1 | -22 | Dimmable | 5% | Yes | None | No |  |  | 2016-08-05 | 2016-08-04 | United States | ES_1070287_HTRDH3004/9050_08162016170941_4974107 | 2275385
Homelite Technology Co. Ltd | Homelite | BR40 Lamp | HTRD1603 | BR40 Lamp,HTRD1603/27K, | BR40 | Reflector (Flood/Spot) | E26 (Medium) | Directional | LED | 3 | 90 | 162.6 | 129.5 |  |  | 110 | 1300 | 16 | 81.3 | No | 30000 | 3000 | 83 | 19 | 1 | -20 | Dimmable | 10% |  | Enclosed Fixtures,Recessed Fixtures |  |  |  | 2014-03-10 | 2014-03-05 | United States | ES_1070287_HTRD1603_03112014111415_7079107 | 2206138
Homelite Technology Co. Ltd | Homelite | BR40 Lamp | HTRD4004/30K |  | BR40 | Reflector (Flood/Spot) | E26 (Medium) | Directional | LED | 5 | 75 | 157 | 124 |  |  | 110 | 950 | 12 | 79.2 | No | 25000 | 3000 | 83 | 8 | 0.9 | -30 | Dimmable | 10% |  | None |  |  |  | 2015-11-20 | 2015-11-13 | United States | ES_1070287_HTRD4004/30K_11242015125538_4196423 | 2253277
Homelite Technology Co. Ltd | Homelite | BR40 Lamp | HTRD4004/40K |  | BR40 | Reflector (Flood/Spot) | E26 (Medium) | Directional | LED | 5 | 75 | 157 | 124 |  |  | 110 | 950 | 12 | 79.2 | No | 25000 | 4000 | 85 | 14 | 0.9 | -30 | Dimmable | 10% |  | None |  |  |  | 2015-11-20 | 2015-11-13 | United States | ES_1070287_HTRD4004/40K_11242015125538_4995479 | 2253278
Homelite Technology Co. Ltd | Homelite | BR40 Lamp | HTRD4004/50K |  | BR40 | Reflector (Flood/Spot) | E26 (Medium) | Directional | LED | 5 | 75 | 157 | 124 |  |  | 110 | 950 | 12 | 79.2 | No | 25000 | 5000 | 85 | 18 | 0.9 | -30 | Dimmable | 10% |  | None |  |  |  | 2015-11-20 | 2015-11-13 | United States | ES_1070287_HTRD4004/50K_11242015125538_8581660 | 2253279
Homelite Technology Co. Ltd | Homelite | BR40 Lamp | HTRDH4004/90 |  | BR40 | Reflector (Flood/Spot) | E26 (Medium) | Directional | LED | 5 | 85 | 156.8 | 123.7 |  |  | 110 | 1300 | 15 | 86.7 | No | 25000 | 3000 | 92 | 59 | 1 | -22 | Dimmable | 9% | Yes | None | No |  |  | 2016-08-05 | 2016-08-04 | United States | ES_1070287_HTRDH4004/90_08162016170956_3393194 | 2275382
Homelite Technology Co. Ltd | Homelite | BR40 Lamp | HTRDH4004/9050 |  | BR40 | Reflector (Flood/Spot) | E26 (Medium) | Directional | LED | 5 | 85 | 156.8 | 123.7 |  |  | 110 | 1300 | 15 | 86.7 | No | 25000 | 5000 | 96 | 94 | 1 | -22 | Dimmable | 9% | Yes | None | No |  |  | 2016-08-05 | 2016-08-04 | United States | ES_1070287_HTRDH4004/9050_08162016170956_2605760 | 2275383
Homelite Technology Co. Ltd | Homelite | Candle Lamp | HTCDL04/30K |  | Decorative Candle: Other | Decorative | E12 (Candelabra) | Decorative | LED | 3 | 40 | 110 | 37.5 |  |  |  | 300 | 5.3 | 56.6 | No | 25000 | 3000 | 82 | 7 | 0.9 | -20 | Dimmable | 10% |  | None |  |  |  | 2015-11-15 | 2015-11-13 | United States | ES_1070287_HTCDL04/30K_11242015125939_8342651 | 2253292
Homelite Technology Co. Ltd | Homelite | Candle Lamp | HTCDL04/50K |  | Decorative Candle: Other | Decorative | E12 (Candelabra) | Decorative | LED | 3 | 40 | 110 | 37.5 |  |  |  | 300 | 5.4 | 55.6 | No | 25000 | 5000 | 84 | 16 | 0.9 | -20 | Dimmable | 10% |  | None |  |  |  | 2015-11-15 | 2015-11-13 | United States | ES_1070287_HTCDL04/50K_11242015125939_6776922 | 2253293
Homelite Technology Co. Ltd | Homelite | CFL | HLT2GU13W/2700K |  | CFL Bare Spiral | General Purpose Replacement | GU24 | Omnidirectional | CFL | 2 | 60 | 92.7 | 48 |  | 2.8 |  | 900 | 13 | 69.2 | No | 12000 | 2700 | 82 | -6 | 0.6 | -20 |  |  |  | None |  |  |  | 2014-03-18 | 2014-02-07 | United States | ES_1070287_HLT2GU13W/2700K_07102014121604_5869583 | 2214899
Homelite Technology Co. Ltd | Homelite | CFL | HLT2GU13W/4100K |  | CFL Bare Spiral | General Purpose Replacement | GU24 | Omnidirectional | CFL | 2 | 60 | 92.7 | 48 |  | 2.8 |  | 900 | 13 | 69.2 | No | 12000 | 4100 | 81 | -11 | 0.6 | -20 |  |  |  | None |  |  |  | 2014-03-18 | 2014-02-07 | United States | ES_1070287_HLT2GU13W/4100K_06132014154851_1113062 | 2214897
Homelite Technology Co. Ltd | Homelite | CFL | HLT2GU18W/2700K |  | CFL Bare Spiral | General Purpose Replacement | GU24 | Omnidirectional | CFL | 3 | 75 | 97 | 60 |  | 2.8 |  | 1200 | 18.2 | 66.1 | No | 12000 | 2700 | 81 | -2 | 0.6 | -18 |  |  |  | Not for Use in Enclosed Fixtures |  |  |  | 2014-12-20 | 2014-12-30 | United States | ES_1070287_HLT2GU18W/2700K_01022015140732_6911364 | 2230448
Homelite Technology Co. Ltd | Homelite | CFL | HLT2GU23W/2700K |  | CFL Bare Spiral | General Purpose Replacement | GU24 | Omnidirectional | CFL | 2 | 100 | 100 | 60 |  | 2.5 |  | 1600 | 23 | 69.6 | No | 12000 | 2700 | 81 | -6 | 0.6 | -18 |  |  |  | None |  |  |  | 2014-12-17 | 2014-12-19 | United States | ES_1070287_HLT2GU23W/2700K_12222014103715_7899827 | 2229877
Homelite Technology Co. Ltd | Homelite | CFL | HLT2S09W/A2700K | CFL,HLT2S09W/2700K, | CFL Bare Spiral | General Purpose Replacement | E26 (Medium) | Omnidirectional | CFL | 2 | 40 | 90 | 48 |  | 2 |  | 550 | 9.3 | 59.4 | No | 12000 | 2700 | 83 | -7 | 0.5 | -18 |  |  |  | None |  |  |  | 2014-12-17 | 2014-12-19 | United States | ES_1070287_HLT2S09W/A2700K_12222014103722_7984185 | 2229871
Homelite Technology Co. Ltd | Homelite | CFL | HLT2S13W/2700K |  | CFL Bare Spiral | General Purpose Replacement | E26 (Medium) | Omnidirectional | CFL | 2 | 60 | 101.7 | 48.2 |  | 2.8 |  | 900 | 13 | 69.2 | No | 12000 | 2700 | 82 | -6 | 0.6 | -20 |  |  |  | None |  |  |  | 2014-03-18 | 2014-02-07 | United States | ES_1070287_HLT2S13W/2700K_06132014154851_7051607 | 2214896
Homelite Technology Co. Ltd | Homelite | CFL | HLT2S13W/4100K |  | CFL Bare Spiral | General Purpose Replacement | E26 (Medium) | Omnidirectional | CFL | 2 | 60 | 101.7 | 48.2 |  | 2.8 |  | 800 | 13 | 61.5 | No | 12000 | 4100 | 81 | -11 | 0.6 | -20 |  |  |  | None |  |  |  | 2014-03-18 | 2014-02-07 | United States | ES_1070287_HLT2S13W/4100K_06132014154851_4187486 | 2214895
Homelite Technology Co. Ltd | Homelite | CFL | HLT2S18W/A2700K |  | CFL Bare Spiral | General Purpose Replacement | E26 (Medium) | Omnidirectional | CFL | 2 | 75 | 112 | 60 |  | 2.8 |  | 1200 | 18.2 | 66.1 | No | 12000 | 2700 | 81 | -2 | 0.6 | -18 |  |  |  | Not for Use in Enclosed Fixtures |  |  |  | 2014-12-20 | 2014-12-30 | United States | ES_1070287_HLT2S18W/A2700K_01022015140732_1213179 | 2230447
Homelite Technology Co. Ltd | Homelite | CFL | HLT2S23W/2700K |  | CFL Bare Spiral | General Purpose Replacement | E26 (Medium) | Omnidirectional | CFL | 2 | 100 | 116 | 60 |  | 2.5 |  | 1600 | 23 | 69.6 | No | 12000 | 2700 | 81 | -6 | 0.6 | -18 |  |  |  | None |  |  |  | 2014-12-17 | 2014-12-19 | United States | ES_1070287_HLT2S23W/2700K_12222014103715_9066194 | 2229876
Homelite Technology Co. Ltd | Homelite | CFL | HLT2S23W/5000K |  | CFL Bare Spiral | General Purpose Replacement | E26 (Medium) | Omnidirectional | CFL | 2 | 100 | 116 | 60 |  | 2.5 |  | 1600 | 23.1 | 69.2 | No | 12000 | 5000 | 82 | -24 | 0.6 | -18 |  |  |  | None |  |  |  | 2014-12-17 | 2014-12-19 | United States | ES_1070287_HLT2S23W/5000K_12222014103715_8233931 | 2229874
Homelite Technology Co. Ltd | Homelite | CFL | HLT3A09W/2700K |  | CFL A-type | General Purpose Replacement | E26 (Medium) | Decorative | CFL | 2 | 40 | 103 | 56 |  | 2 |  | 500 | 9.1 | 54.8 | No | 10000 | 2700 | 83 | -13 | 0.6 | -18 |  |  |  | None |  |  |  | 2015-01-03 | 2015-01-02 | United States | ES_1070287_HLT3A09W/2700K_01062015125734_7614074 | 2230673
Homelite Technology Co. Ltd | Homelite | CFL | HLT3A1319W/B2700K |  | CFL A-type | General Purpose Replacement | E26 (Medium) | Decorative | CFL | 2 | 75 | 149 | 70 |  | 2.5 |  | 1200 | 21.7 | 63.2 | No | 10000 | 2700 | 82 | 13 | 0.6 | -18 |  |  |  | None |  |  |  | 2014-11-10 | 2014-11-12 | United States | ES_1070287_HLT3A1319W/B2700K_11132014141238_8504528 | 2225231
Homelite Technology Co. Ltd | Homelite | CFL | HLT3A14W/2700K |  | CFL A-type | General Purpose Replacement | E26 (Medium) | Decorative | CFL | 2 | 60 | 123 | 60 |  | 2 |  | 800 | 14 | 57.1 | No | 10000 | 2700 | 83 | -9 | 0.6 | -18 |  |  |  | None |  |  |  | 2014-07-15 | 2014-07-25 | United States | ES_1070287_HLT3A14W/2700K_07282014162017_7391658 | 2216482
Homelite Technology Co. Ltd | Homelite | CFL | HLT3C07W/E12/2700K |  | CFL Candle | Decorative | E12 (Candelabra) | Decorative | CFL | 2 | 40 | 119 | 36 |  | 2 |  | 310 | 6.3 | 49.4 | No | 10000 | 2700 | 82 | -9 | 0.5 | -18 |  | 0% |  | Other,Table Use |  |  |  | 2014-06-02 | 2014-06-24 | United States, Canada | ES_1070287_HLT3C07W/E12/2700K_07092014184518_3454091 | 2214891
Homelite Technology Co. Ltd | Homelite | CFL | HLT3C07W/E26/B2700K |  | CFL Candle | Decorative | E12 (Candelabra) | Decorative | CFL | 2 | 40 | 115 | 36 |  | 2 |  | 310 | 6.3 | 49.4 | No | 10000 | 2700 | 82 | -9 | 0.5 | -18 |  | 0% |  | Other,Table Use |  |  |  | 2014-06-02 | 2014-06-24 | United States, Canada | ES_1070287_HLT3C07W/E26/B2700K_07092014184518_1480716 | 2214892
Homelite Technology Co. Ltd | Homelite | CFL | HLT3G14W/B2700K |  | CFL Globe | Globe | E26 (Medium) | Decorative | CFL | 2 | 100 | 110 | 80 |  | 2 |  | 800 | 14 | 57.1 | No | 10000 | 2700 | 83 | -5 | 0.6 | -18 |  |  |  | Other,Not for use in enclosed fixtures |  |  |  | 2014-07-15 | 2014-07-16 | United States | ES_1070287_HLT3G14W/B2700K_07182014134516_2949250 | 2215730
Homelite Technology Co. Ltd | Homelite | CFL | HLT3GU13W/2700K |  | CFL Bare Spiral | General Purpose Replacement | GU24 | Omnidirectional | CFL | 3 | 60 | 98 | 45 |  | 2 |  | 900 | 13 | 69.2 | No | 12000 | 2700 | 82 | -7 | 0.6 | -18 |  |  |  | None |  |  |  | 2014-07-15 | 2014-07-17 | United States | ES_1070287_HLT3GU13W/2700K_07182014134541_9700509 | 2215725
Homelite Technology Co. Ltd | Homelite | CFL | HLT3GU20W/2700K |  | CFL Bare Spiral | General Purpose Replacement | GU24 | Omnidirectional | CFL | 3 | 75 | 120 | 60 |  | 2.5 |  | 1300 | 20 | 65 | No | 10000 | 2700 | 82 | -5 | 0.6 | -18 |  |  |  | Not for Use in Enclosed Fixtures |  |  |  | 2014-12-05 | 2014-12-04 | United States | ES_1070287_HLT3GU20W/2700K_12122014164149_3059435 | 2229440
Homelite Technology Co. Ltd | Homelite | CFL | HLT3GU23W/2700K |  | CFL Bare Spiral | General Purpose Replacement | GU24 | Omnidirectional | CFL | 2 | 100 | 120 | 60 |  | 2.5 |  | 1600 | 23 | 69.6 | No | 12000 | 2700 | 83 | -6 | 0.5 | -18 |  |  |  | None |  |  |  | 2014-11-20 | 2014-11-07 | United States | ES_1070287_HLT3GU23W/2700K_11102014165405_9295438 | 2225244
Homelite Technology Co. Ltd | Homelite | CFL | HLT3GU26W/2700K |  | CFL Bare Spiral | General Purpose Replacement | GU24 | Omnidirectional | CFL | 3 | 100 | 126 | 60 |  | 2.5 |  | 1700 | 26 | 65.4 | No | 10000 | 2700 | 82 | -11 | 0.6 | -18 |  |  |  | Not for Use in Enclosed Fixtures |  |  |  | 2015-01-05 | 2015-01-07 | United States | ES_1070287_HLT3GU26W/2700K_01132015165110_8331353 | 2231028
Homelite Technology Co. Ltd | Homelite | CFL | HLT3R14W/B2700K |  | CFL Reflector | Reflector (Flood/Spot) | E26 (Medium) | Directional | CFL | 3 | 60 | 135 | 94 |  | 2 |  | 700 | 14.8 | 47.4 | No | 10000 | 2700 | 83 | -7 | 0.6 | -18 |  |  |  | None |  |  |  | 2015-01-03 | 2015-01-02 | United States | ES_1070287_HLT3R14W/B2700K_01062015130309_2678903 | 2230598
Homelite Technology Co. Ltd | Homelite | CFL | HLT3S09W/2700K |  | CFL Bare Spiral | General Purpose Replacement | E26 (Medium) | Omnidirectional | CFL | 2 | 40 | 105 | 46 |  | 2 |  | 550 | 9.3 | 59.4 | No | 10000 | 2700 | 82 | -11 | 0.5 | -18 |  |  |  | None |  |  |  | 2015-01-03 | 2015-01-02 | United States | ES_1070287_HLT3S09W/2700K_01062015125726_1754450 | 2230676
Homelite Technology Co. Ltd | Homelite | CFL | HLT3S13W/2700K | CFL,HLT3S13W/A2700K, | CFL Bare Spiral | General Purpose Replacement | E26 (Medium) | Omnidirectional | CFL | 2 | 60 | 119 | 46 |  | 2 |  | 900 | 13 | 69.2 | No | 12000 | 2700 | 82 | -7 | 0.6 | -18 |  |  |  | None |  |  |  | 2014-07-15 | 2014-07-17 | United States | ES_1070287_HLT3S13W/2700K_07182014134541_8955308 | 2215724
Homelite Technology Co. Ltd | Homelite | CFL | HLT3S13W/B4100K |  | CFL Bare Spiral | General Purpose Replacement | E26 (Medium) | Omnidirectional | CFL | 2 | 60 | 119 | 46 |  | 2 |  | 800 | 13 | 61.5 | No | 12000 | 4100 | 83 | -5 | 0.6 | -18 |  |  |  | None |  |  |  | 2014-07-15 | 2014-07-17 | United States | ES_1070287_HLT3S13W/B4100K_07182014134541_4382865 | 2215726
Homelite Technology Co. Ltd | Homelite | CFL | HLT3S20W/B2700K |  | CFL Bare Spiral | General Purpose Replacement | E26 (Medium) | Omnidirectional | CFL | 2 | 75 | 120 | 60 |  | 2.5 |  | 1300 | 20 | 65 | No | 10000 | 2700 | 82 | -5 | 0.6 | -18 |  |  |  | Not for Use in Enclosed Fixtures |  |  |  | 2014-12-05 | 2014-12-04 | United States | ES_1070287_HLT3S20W/B2700K_12122014164149_6493039 | 2229439
Homelite Technology Co. Ltd | Homelite | CFL | HLT3S23W/2700K |  | CFL Bare Spiral | General Purpose Replacement | E26 (Medium) | Omnidirectional | CFL | 2 | 100 | 131 | 60 |  | 2.5 |  | 1600 | 23 | 69.6 | No | 12000 | 2700 | 83 | -6 | 0.5 | -18 |  |  |  | None |  |  |  | 2014-11-20 | 2014-11-07 | United States | ES_1070287_HLT3S23W/2700K_11102014165405_7392768 | 2225243
Homelite Technology Co. Ltd | Homelite | CFL | HLT3S23W/4100K |  | CFL Bare Spiral | General Purpose Replacement | E26 (Medium) | Omnidirectional | CFL | 2 | 100 | 131 | 60 |  | 2.5 |  | 1600 | 23.6 | 67.7 | No | 12000 | 4100 | 85 | 12 | 0.6 | -18 |  |  |  | None |  |  |  | 2014-11-20 | 2014-11-07 | United States | ES_1070287_HLT3S23W/4100K_11102014165405_5575904 | 2225245
Homelite Technology Co. Ltd | Homelite | CFL | HLT3SD09W/2700K |  | CFL Bare Spiral | General Purpose Replacement | E12 (Candelabra) | Omnidirectional | CFL | 2 | 40 | 90 | 48 |  | 2 |  | 550 | 9 | 61.1 | No | 10000 | 2700 | 82 | 4 | 0.6 | -18 |  |  |  | None |  |  |  | 2015-01-03 | 2015-01-02 | United States | ES_1070287_HLT3SD09W/2700K_01062015125817_4690157 | 2230671
Homelite Technology Co. Ltd | Homelite | Covered- reflector R30 | HLT3R16W/F2700K |  | R30 | Reflector (Flood/Spot) | E26 (Medium) | Directional | CFL | 3 | 65 | 147 | 94 |  | 2 |  | 750 | 16 | 46.9 | No | 10000 | 2700 | 81 | -9 | 0.6 | -18 |  |  |  | None |  |  |  | 2014-04-30 | 2014-05-28 | United States | ES_1070287_HLT3R16W/F2700K_06122014143352_8685966 | 2213609
Homelite Technology Co. Ltd | Homelite | Covered- reflector R40 | HLT3R23W/4100K |  | CFL Reflector | Reflector (Flood/Spot) | E26 (Medium) | Directional | CFL | 3 | 85 | 160 | 120 |  | 2.5 |  | 1200 | 23 | 52.2 | No | 10000 | 4100 | 84 | 21 | 0.6 | -18 |  |  |  | None |  |  |  | 2014-08-15 | 2014-08-12 | United States | ES_1070287_HLT3R23W/4100K_08272014071813_3809882 | 2217985
Homelite Technology Co. Ltd | Homelite | Dimmable, 120v 6w 3000k 300Lm 36degree | HTGUD0636/3000K |  | PAR16 | Reflector (Flood/Spot) | GU10 | Directional | LED | 3 | 60 | 54 | 50 | 871 |  | 36 | 300 | 6 | 50 | No | 50000 | 3000 | 82 | 14 | 0.8 | -20 | Dimmable | 10% |  | None |  |  |  | 2014-11-25 | 2014-11-24 | United States | ES_1070287_HTGUD0636/3000K_12032014175754_2559926 | 2226555
Homelite Technology Co. Ltd | Homelite | Dimmable, 120v 6w 3000k 300Lm 36degree | HTPD0636/3000K |  | PAR16 | Reflector (Flood/Spot) | E26 (Medium) | Directional | LED | 3 | 60 | 71 | 50 | 871 |  | 36 | 300 | 6 | 50 | No | 50000 | 3000 | 82 | 14 | 0.8 | -20 | Dimmable | 10% |  | None |  |  |  | 2014-11-25 | 2014-11-24 | United States | ES_1070287_HTPD0636/3000K_12032014175754_8026945 | 2226554
Homelite Technology Co. Ltd | Homelite | Dimmable, PAR16 120v 6w 3000k 300Lm 36degree | HTPD0636 |  | PAR16 | Reflector (Flood/Spot) | E26 (Medium) | Directional | LED | 3 | 60 | 71 | 50 | 930 |  | 36 | 300 | 6 | 50 | No | 50000 | 3000 | 83 | 8 | 0.7 | -20 | Dimmable | 10% |  | None |  |  |  | 2014-05-15 | 2014-05-28 | United States | ES_1070287_HTPD0636_06052014161053_1902748 | 2212466
Homelite Technology Co. Ltd | Homelite | Dimmable PAR16S 120v 6w 3000k 300Lm 36degree | HTPDSN0636 |  | PAR16 | Reflector (Flood/Spot) | E26 (Medium) | Directional | LED | 3 | 60 | 70 | 50 | 964 |  | 36 | 300 | 6 | 67 | No | 25000 | 3000 | 82 | 17 | 0.8 | -20 | Dimmable | 10% |  | Enclosed Fixtures,Recessed Fixtures |  |  |  | 2014-03-20 | 2014-03-17 | United States | ES_1070287_HTPDSN0636_03192014163251_7438428 | 2206653
Homelite Technology Co. Ltd | Homelite | Dimming Compact Fluorescent Lamp | HLFD23W/2700K |  | CFL Bare Spiral | General Purpose Replacement | E26 (Medium) | Omnidirectional | CFL | 3 | 100 | 142 | 60 |  | 2.5 |  | 1600 | 23 | 69.6 | No | 10000 | 2700 | 83 | -11 | 1 | -18 | Dimmable | 4% |  | None |  |  |  | 2015-01-03 | 2015-01-02 | United States | ES_1070287_HLFD23W/2700K_01062015125718_2350339 | 2230677
Homelite Technology Co. Ltd | Homelite | G25-8W 2700K | HLGD08/27K |  | G25 | Globe | E26 (Medium) | Decorative | LED | 3 | 60 | 79 | 117 |  |  |  | 550 | 8 | 68.8 | No | 40000 | 2700 | 81 | 7 | 0.8 | -20 | Dimmable | 10% |  | None |  |  |  | 2014-03-01 | 2014-02-25 | United States | ES_1070287_HLGD08/27K_02252014165553_8735614 | 2205606
Homelite Technology Co. Ltd | Homelite | G25 Lamp | HTGDH04/27K |  | G25 | Globe | E26 (Medium) | Decorative | LED | 5 | 60 | 115 | 80 |  |  |  | 500 | 8 | 62.5 | No | 25000 | 2700 | 83 | 10 | 0.9 | -20 | Dimmable | 10% |  | None |  |  |  | 2015-12-20 | 2015-12-28 | United States | ES_1070287_HTGDH04/27K_12312015124051_6438867 | 2255729
Homelite Technology Co. Ltd | Homelite | G25 Lamp | HTGDH04/30K |  | G25 | Globe | E26 (Medium) | Decorative | LED | 5 | 60 | 115 | 80 |  |  |  | 500 | 8 | 62.5 | No | 25000 | 3000 | 83 | 19 | 0.9 | -20 | Dimmable | 10% |  | None |  |  |  | 2015-12-20 | 2015-12-28 | United States | ES_1070287_HTGDH04/30K_12312015124051_2837806 | 2255728
Homelite Technology Co. Ltd | Homelite | Omni directional A19 12w 120v 2700k 800Lm | HTAD1204-C27K |  | A19 | General Purpose Replacement | E26 (Medium) | Omnidirectional | LED | 3 | 60 | 111.8 | 66 |  |  |  | 800 | 12 | 66.7 | No | 30000 | 2700 | 94 | 57 | 1 | -20 | Dimmable | 10% |  | None |  |  |  | 2014-02-25 | 2014-02-21 | United States | ES_1070287_HTAD1204-C27K_02252014134506_2520397 | 2205002
Homelite Technology Co. Ltd | Homelite | Omni Directional, A19 12w 120v 800Lm, Dimmable | HTAD1206 |  | A19 | General Purpose Replacement | E26 (Medium) | Omnidirectional | LED | 3 | 60 | 112 | 60 |  |  |  | 800 | 12 | 66.7 | No | 25000 | 3000 | 81 | 3 | 0.9 | -20 | Dimmable | 10% |  | None |  |  |  | 2014-10-10 | 2014-10-21 | United States | ES_1070287_HTAD1206_10222014133608_8175047 | 2223152
Homelite Technology Co. Ltd | Homelite | Omni Directional, A19 12w 120v 800Lm, Dimmable | HTAD1206/40K |  | A19 | General Purpose Replacement | E26 (Medium) | Omnidirectional | LED | 3 | 60 | 112 | 60 |  |  |  | 800 | 12 | 66.7 | No | 25000 | 4000 | 83 | 9 | 0.9 | -20 | Dimmable | 10% |  | None |  |  |  | 2014-10-10 | 2014-10-21 | United States | ES_1070287_HTAD1206/40K_10222014133608_7474239 | 2223153
Homelite Technology Co. Ltd | Homelite | Omni Directional, A19 12w 120v 800Lm, Dimmable | HTAD1206/50K |  | A19 | General Purpose Replacement | E26 (Medium) | Omnidirectional | LED | 3 | 60 | 112 | 60 |  |  |  | 800 | 12 | 66.7 | No | 25000 | 5000 | 84 | 14 | 0.9 | -20 | Dimmable | 10% |  | None |  |  |  | 2015-06-20 | 2015-07-07 | United States | ES_1070287_HTAD1206/50K_07102015133018_5283675 | 2243022
Homelite Technology Co. Ltd | Homelite | Omni Directional, A19 7w 120v 450Lm,Dimmable | HTAD0706 |  | A19 | General Purpose Replacement | E26 (Medium) | Omnidirectional | LED | 3 | 40 | 112 | 60 |  |  |  | 450 | 7 | 64.3 | No | 25000 | 3000 | 85 | 16 | 0.9 | -20 | Dimmable | 10% |  | None |  |  |  | 2014-10-10 | 2014-10-21 | United States | ES_1070287_HTAD0706_10222014133559_9515825 | 2223154
Homelite Technology Co. Ltd | Homelite | PAR16 DIM Lamp | HTGUD4004/C30K |  | PAR16 | Reflector (Flood/Spot) | GU10 | Directional | LED | 5 | 60 | 55 | 50 | 1031 |  | 40 | 500 | 8 | 62.5 | No | 25000 | 3000 | 94 | 70 | 0.9 | -30 | Dimmable | 10% | Yes | None | No |  |  | 2016-06-10 | 2016-07-11 | United States | ES_1070287_HTGUD4004/C30K_07212016153541_4177148 | 2272898
Homelite Technology Co. Ltd | Homelite | PAR20 Lamp | HTPD082503 |  | PAR20 | Reflector (Flood/Spot) | E26 (Medium) | Directional | LED | 3 | 50 | 86.4 | 63.5 | 1568 |  | 25 | 500 | 8 | 62.5 | No | 30000 | 3000 | 86 | 30 | 1 | -20 | Dimmable | 1% |  | Enclosed Fixtures,Recessed Fixtures |  |  |  | 2014-03-15 | 2014-02-07 | United States | ES_1070287_HTPD082503_03142014162442_2285539 | 2206650
Homelite Technology Co. Ltd | Homelite | PAR20 Lamp | HTPD082503/L27K |  | PAR20 | Reflector (Flood/Spot) | E26 (Medium) | Directional | LED | 3 | 50 | 86.4 | 63.5 | 1568 |  | 25 | 500 | 8 | 62.5 | No | 30000 | 3000 | 86 | 30 | 1 | -20 | Dimmable | 1% |  | Enclosed Fixtures,Recessed Fixtures |  |  |  | 2014-03-15 | 2014-02-07 | United States | ES_1070287_HTPD082503/L27K_06132014144649_3961773 | 2213613
Homelite Technology Co. Ltd | Homelite | PAR20 Lamp | HTPD084003 |  | PAR20 | Reflector (Flood/Spot) | E26 (Medium) | Directional | LED | 3 | 50 | 86.4 | 63.5 | 953 |  | 40 | 500 | 8 | 62.5 | No | 30000 | 3000 | 86 | 30 | 1 | -20 | Dimmable | 1% |  | Enclosed Fixtures,Recessed Fixtures |  |  |  | 2014-03-15 | 2014-02-07 | United States | ES_1070287_HTPD084003_03142014162442_5594652 | 2206651
Homelite Technology Co. Ltd | Homelite | PAR20 Lamp | HTPD084003/L27K |  | PAR20 | Reflector (Flood/Spot) | E26 (Medium) | Directional | LED | 3 | 50 | 86.4 | 63.5 | 1568 |  | 25 | 500 | 8 | 62.5 | No | 30000 | 3000 | 86 | 30 | 1 | -20 | Dimmable | 1% |  | Enclosed Fixtures,Recessed Fixtures |  |  |  | 2014-03-15 | 2014-02-07 | United States | ES_1070287_HTPD084003/L27K_06132014144649_5667657 | 2213614
Homelite Technology Co. Ltd | Homelite | PAR20 Lamp | HTPD086003 |  | PAR20 | Reflector (Flood/Spot) | E26 (Medium) | Directional | LED | 3 | 50 | 86.4 | 63.5 | 669 |  | 60 | 500 | 8 | 62.5 | No | 30000 | 3000 | 86 | 30 | 1 | -20 | Dimmable | 1% |  | Enclosed Fixtures,Recessed Fixtures |  |  |  | 2014-03-15 | 2014-02-07 | United States | ES_1070287_HTPD086003_03142014162442_1667742 | 2206652
Homelite Technology Co. Ltd | Homelite | PAR20 Lamp | HTPD086003/L27K |  | PAR20 | Reflector (Flood/Spot) | E26 (Medium) | Directional | LED | 3 | 50 | 86.4 | 63.5 | 1568 |  | 25 | 500 | 8 | 62.5 | No | 30000 | 3000 | 86 | 30 | 1 | -20 | Dimmable | 1% |  | Enclosed Fixtures,Recessed Fixtures |  |  |  | 2014-03-15 | 2014-02-07 | United States | ES_1070287_HTPD086003/L27K_06132014144649_1717647 | 2213615
Homelite Technology Co. Ltd | Homelite | PAR30 Lamp | HTPD152503 |  | PAR30L | Reflector (Flood/Spot) | E26 (Medium) | Directional | LED | 3 | 75 | 114.3 | 96.5 | 3431 |  | 25 | 800 | 15 | 53.3 | No | 30000 | 3000 | 86 | 28 | 1 | -20 | Dimmable | 10% |  | Enclosed Fixtures,Recessed Fixtures |  |  |  | 2014-03-10 | 2014-03-05 | United States | ES_1070287_HTPD152503_03142014161719_8125949 | 2206149
Homelite Technology Co. Ltd | Homelite | PAR30 Lamp | HTPD152503/L27K |  | PAR30L | Reflector (Flood/Spot) | E26 (Medium) | Directional | LED | 3 | 75 | 114.3 | 96.5 | 3780 |  | 25 | 800 | 15 | 53.3 | No | 30000 | 2700 | 84 | 21 | 1 | -20 | Dimmable | 10% |  | None |  |  |  | 2014-06-02 | 2014-06-24 | United States | ES_1070287_HTPD152503/L27K_07092014182702_6352372 | 2214728
Homelite Technology Co. Ltd | Homelite | PAR30 Lamp | HTPD154003 |  | PAR30L | Reflector (Flood/Spot) | E26 (Medium) | Directional | LED | 3 | 75 | 114.3 | 96.5 | 1890 |  | 40 | 800 | 15 | 53.3 | No | 30000 | 3000 | 86 | 28 | 1 | -20 | Dimmable | 10% |  | Enclosed Fixtures,Recessed Fixtures |  |  |  | 2014-03-10 | 2014-03-05 | United States | ES_1070287_HTPD154003_03142014161719_7204253 | 2206150
Homelite Technology Co. Ltd | Homelite | PAR30 Lamp | HTPD154003/L27K |  | PAR30L | Reflector (Flood/Spot) | E26 (Medium) | Directional | LED | 3 | 75 | 114.3 | 96.5 | 1890 |  | 25 | 800 | 15 | 53.3 | No | 30000 | 2700 | 84 | 21 | 1 | -20 | Dimmable | 10% |  | None |  |  |  | 2014-06-02 | 2014-06-24 | United States | ES_1070287_HTPD154003/L27K_07092014182702_4042008 | 2214727
Homelite Technology Co. Ltd | Homelite | PAR30 Lamp | HTPD156003 |  | PAR30L | Reflector (Flood/Spot) | E26 (Medium) | Directional | LED | 3 | 75 | 114.3 | 96.5 | 1231 |  | 60 | 800 | 15 | 53.3 | No | 30000 | 3000 | 86 | 28 | 1 | -20 | Dimmable | 10% |  | Enclosed Fixtures,Recessed Fixtures |  |  |  | 2014-03-10 | 2014-03-05 | United States | ES_1070287_HTPD156003_03142014161719_4606223 | 2206151
Homelite Technology Co. Ltd | Homelite | PAR30 Lamp | HTPD156003/L27K |  | PAR30L | Reflector (Flood/Spot) | E26 (Medium) | Directional | LED | 3 | 75 | 114.3 | 96.5 | 1231 |  | 25 | 800 | 15 | 53.3 | No | 30000 | 2700 | 84 | 21 | 1 | -20 | Dimmable | 10% |  | None |  |  |  | 2014-06-02 | 2014-06-24 | United States | ES_1070287_HTPD156003/L27K_07092014182702_2219582 | 2214729
Homelite Technology Co. Ltd | Homelite | PAR30 Lamp | HTPD304004/C30K |  | PAR30 | Reflector (Flood/Spot) | E26 (Medium) | Directional | LED | 5 | 75 | 116 | 93.7 | 1577 |  | 40 | 800 | 10.5 | 76.2 | No | 25000 | 3000 | 95 | 68 | 0.9 | -22 | Dimmable | 4% | Yes | None | No |  |  | 2016-08-05 | 2016-08-03 | United States | ES_1070287_HTPD304004/C30K_08162016170914_8100425 | 2275388
Homelite Technology Co. Ltd | Homelite | PAR30 Lamp | HTPD304004/C50K |  | PAR30 | Reflector (Flood/Spot) | E26 (Medium) | Directional | LED | 5 | 75 | 116 | 93.7 | 1577 |  | 40 | 800 | 10.5 | 76.2 | No | 25000 | 5000 | 94 | 80 | 1 | -22 | Dimmable | 4% | Yes | None | No |  |  | 2016-08-05 | 2016-08-03 | United States | ES_1070287_HTPD304004/C50K_08162016170914_8088087 | 2275389
Homelite Technology Co. Ltd | Homelite | PAR30 Lamp | HTPD306004/27K |  | PAR30L | Reflector (Flood/Spot) | E26 (Medium) | Directional | LED | 5 | 75 | 116 | 95 | 931 |  | 60 |  | 10 | 80 | No | 25000 | 2700 | 81 | 10 | 0.9 | -30 | Dimmable | 10% |  | None |  |  |  | 2015-12-10 | 2015-12-11 | United States | ES_1070287_HTPD306004/27K_12222015140018_5460663 | 2255258
Homelite Technology Co. Ltd | Homelite | PAR30 Lamp | HTPD306004/30K |  | PAR30L | Reflector (Flood/Spot) | E26 (Medium) | Directional | LED | 5 | 75 | 116 | 95 | 931 |  | 60 |  | 10 | 80 | No | 25000 | 3000 | 81 | 4 | 0.9 | -30 | Dimmable | 10% |  | None |  |  |  | 2015-12-10 | 2015-12-11 | United States | ES_1070287_HTPD306004/30K_12222015140018_6812941 | 2255256
Homelite Technology Co. Ltd | Homelite | PAR30 Lamp | HTPD306004/50K |  | PAR30L | Reflector (Flood/Spot) | E26 (Medium) | Directional | LED | 5 | 75 | 116 | 95 | 931 |  | 60 |  | 10 | 80 | No | 25000 | 5000 | 84 | 13 | 0.9 | -30 | Dimmable | 10% |  | None |  |  |  | 2015-12-10 | 2015-12-11 | United States | ES_1070287_HTPD306004/50K_12222015140018_6756017 | 2255257
Homelite Technology Co. Ltd | Homelite | PAR38 Lamp | HTPD162503 |  | PAR38 | Reflector (Flood/Spot) | E26 (Medium) | Directional | LED | 3 | 90 | 129.5 | 121.9 | 3714 |  | 25 | 950 | 16 | 59.4 | No | 30000 | 3000 | 87 | 32 | 1 | -20 | Dimmable | 10% |  | Enclosed Fixtures,Recessed Fixtures |  |  |  | 2014-03-10 | 2014-03-05 | United States | ES_1070287_HTPD162503_03142014161445_9811784 | 2206141
Homelite Technology Co. Ltd | Homelite | PAR38 Lamp | HTPD162503/L27K |  | PAR38 | Reflector (Flood/Spot) | E26 (Medium) | Directional | LED | 3 | 90 | 129.5 | 121.9 | 4066 |  | 25 | 950 | 16 | 59.4 | No | 30000 | 2700 | 84 | 21 | 1 | -20 | Dimmable | 10% |  | None |  |  |  | 2014-06-02 | 2014-06-24 | United States | ES_1070287_HTPD162503/L27K_07092014160138_9530735 | 2214722
Homelite Technology Co. Ltd | Homelite | PAR38 Lamp | HTPD164003 |  | PAR38 | Reflector (Flood/Spot) | E26 (Medium) | Directional | LED | 3 | 90 | 129.5 | 121.9 | 1824 |  | 40 | 950 | 16 | 59.4 | No | 30000 | 3000 | 87 | 32 | 1 | -20 | Dimmable | 10% |  | Enclosed Fixtures,Recessed Fixtures |  |  |  | 2014-03-10 | 2014-03-05 | United States | ES_1070287_HTPD164003_03142014161445_1456586 | 2206142
Homelite Technology Co. Ltd | Homelite | PAR38 Lamp | HTPD164003/L27K |  | PAR38 | Reflector (Flood/Spot) | E26 (Medium) | Directional | LED | 3 | 90 | 129.5 | 121.9 | 1824 |  | 40 | 950 | 16 | 59.4 | No | 30000 | 2700 | 84 | 21 | 1 | -20 | Dimmable | 10% |  | None |  |  |  | 2014-06-02 | 2014-06-24 | United States | ES_1070287_HTPD164003/L27K_07092014160138_4276456 | 2214723
Homelite Technology Co. Ltd | Homelite | PAR38 Lamp | HTPD166003 |  | PAR38 | Reflector (Flood/Spot) | E26 (Medium) | Directional | LED | 3 | 90 | 129.5 | 121.9 | 1287 |  | 60 | 950 | 16 | 59.4 | No | 30000 | 3000 | 87 | 32 | 1 | -20 | Dimmable | 10% |  | Enclosed Fixtures,Recessed Fixtures |  |  |  | 2014-03-10 | 2014-03-05 | United States | ES_1070287_HTPD166003_03142014161445_8134816 | 2206143
Homelite Technology Co. Ltd | Homelite | PAR38 Lamp | HTPD166003/L27K |  | PAR38 | Reflector (Flood/Spot) | E26 (Medium) | Directional | LED | 3 | 90 | 129.5 | 121.9 | 1287 |  | 60 | 950 | 16 | 59.4 | No | 30000 | 2700 | 84 | 21 | 1 | -20 | Dimmable | 10% |  | None |  |  |  | 2014-06-02 | 2014-06-24 | United States | ES_1070287_HTPD166003/L27K_07092014160138_5839859 | 2214724
Homelite Technology Co. Ltd | Homelite | PAR38 Lamp | HTPDH384004/C30K |  | PAR38 | Reflector (Flood/Spot) | E26 (Medium) | Directional | LED | 5 | 100 | 134.5 | 118.9 | 2435 |  | 40 | 1200 | 15 | 80 | No | 25000 | 3000 | 93 | 57 | 1 | -22 | Dimmable | 4% | Yes | None | No |  |  | 2016-08-05 | 2016-08-04 | United States | ES_1070287_HTPDH384004/C30K_08162016170929_9685472 | 2275386
Homelite Technology Co. Ltd | Homelite | PAR38 Lamp | HTPDH384004/C50K |  | PAR38 | Reflector (Flood/Spot) | E26 (Medium) | Directional | LED | 5 | 100 | 134.5 | 118.9 | 2435 |  | 40 | 1200 | 15 | 80 | No | 25000 | 5000 | 94 | 78 | 1 | -22 | Dimmable | 4% | Yes | None | No |  |  | 2016-08-05 | 2016-08-04 | United States | ES_1070287_HTPDH384004/C50K_08162016170929_9668672 | 2275387
Homelite Technology Co. Ltd | Homelite | R20 Lamp | HTRD0803 | R20 Lamp,HTR0803/27K, | R20 | Reflector (Flood/Spot) | E26 (Medium) | Directional | LED | 3 | 50 | 99.1 | 63.5 |  |  | 110 | 500 | 8 | 62.5 | No | 30000 | 3000 | 85 | 21 | 1 | -20 | Dimmable | 1% |  | Enclosed Fixtures,Recessed Fixtures |  |  |  | 2014-03-15 | 2014-02-07 | United States | ES_1070287_HTRD0803_03112014111140_4331584 | 2206153
HONGKONG CHITE TRADE CO., LTD | BATEC | LED Lamps | LT-US-A1910W2278-03 |  | A19 | General Purpose Replacement | E26 (Medium) | Omnidirectional | LED | 3 | 60 | 112.2 | 59.8 |  |  |  | 810 | 10 | 81 | No | 25000 | 2700 | 81 | 3 | 1 | -20 | Dimmable | 17% | No | Not for Use in Recessed Fixtures | No |  |  | 2016-05-23 | 2016-05-24 | United States, Canada | ES_1124874_LT-US-A1910W2278-03_06022016112745_8147346 | 2268748
HONGKONG CHITE TRADE CO., LTD | BATEC | LED Lamps | LT-US-A1910W2508-03 |  | A19 | General Purpose Replacement | E26 (Medium) | Omnidirectional | LED | 3 | 60 | 112.2 | 59.8 |  |  |  | 810 | 10 | 81 | No | 25000 | 5000 | 86 | 19 | 1 | -20 | Dimmable | 17% | No | Not for Use in Recessed Fixtures | No |  |  | 2016-05-23 | 2016-05-24 | United States, Canada | ES_1124874_LT-US-A1910W2508-03_06022016112745_3127938 | 2268749
HONGKONG CHITE TRADE CO., LTD | BATEC | LED Lamps | LT-US-A197W2278-03 |  | A19 | General Purpose Replacement | E26 (Medium) | Omnidirectional | LED | 3 | 40 | 112.4 | 59.6 |  |  |  | 480 | 7 | 68.6 | No | 25000 | 2700 | 83 | 15 | 0.8 | -20 | Dimmable | 17% | No | Not for Use in Recessed Fixtures | No |  |  | 2016-05-23 | 2016-05-24 | United States, Canada | ES_1124874_LT-US-A197W2278-03_06022016112622_4996853 | 2268755
HONGKONG CHITE TRADE CO., LTD | BATEC | LED Lamps | LT-US-A197W2508-03 |  | A19 | General Purpose Replacement | E26 (Medium) | Omnidirectional | LED | 3 | 40 | 112.4 | 59.6 |  |  |  | 480 | 7 | 68.6 | No | 25000 | 5000 | 85 | 18 | 0.8 | -20 | Dimmable | 17% | No | Not for Use in Recessed Fixtures | No |  |  | 2016-05-23 | 2016-05-24 | United States, Canada | ES_1124874_LT-US-A197W2508-03_06022016112622_6276718 | 2268756
HONGKONG CHITE TRADE CO., LTD | BATEC | LED Lamps | LT-US-A198W2278-03 |  | A19 | General Purpose Replacement | E26 (Medium) | Omnidirectional | LED | 3 | 40 | 112.3 | 59.6 |  |  |  | 550 | 8 | 68.8 | No | 25000 | 2700 | 83 | 15 |  | -20 | Dimmable | 16% | No | Not for Use in Recessed Fixtures | No |  |  | 2016-05-23 | 2016-05-27 | United States, Canada | ES_1124874_LT-US-A198W2278-03_06022016112708_4451527 | 2268751
HONGKONG CHITE TRADE CO., LTD | Li-Tech | Integral LED Lamp | LT-US-A1910.5W5308E-01 |  | A19 | General Purpose Replacement | E26 (Medium) | Omnidirectional | LED | 3 | 75 | 112.1 | 60 |  |  |  | 1100 | 10.5 | 104.8 | No | 25000 | 3000 | 81 | 2 | 1 | -20 | Dimmable | 5% | No | Damp Location Rated,Not for Use in Recessed Fixtures,Shatter Resistant,Vibration Service | No |  |  | 2016-05-01 | 2016-05-19 | United States, Canada | ES_1124874_LT-US-A1910.5W5308E-01_05192016153907_2348992 | 2281149
HONGKONG CHITE TRADE CO., LTD | Li-Tech | Integral LED Lamp | LT-US-A1910.5W5508E-01 |  | A19 | General Purpose Replacement | E26 (Medium) | Omnidirectional | LED | 3 | 75 | 112.1 | 60 |  |  |  | 1100 | 10.5 | 104.8 | No | 25000 | 5000 | 83 | 3 | 1 | -20 | Dimmable | 5% | No | Damp Location Rated,Not for Use in Recessed Fixtures,Shatter Resistant,Vibration Service | No |  |  | 2016-05-01 | 2016-05-19 | United States, Canada | ES_1124874_LT-US-A1910.5W5508E-01_05192016153935_5894912 | 2281150
HONGKONG CHITE TRADE CO., LTD | Li-Tech | Integral LED Lamp | LT-US-A199.5W3278-01 |  | A19 | General Purpose Replacement | E26 (Medium) | Omnidirectional | LED | 3 | 60 | 114.4 | 60 |  |  |  | 800 | 9.5 | 84.2 | No | 25000 | 2700 | 82 | 9 | 1 | -20 | Dimmable | 5% | No | Damp Location Rated,Not for Use in Recessed Fixtures | No |  |  | 2016-09-07 | 2016-09-21 | United States, Canada | ES_1124874_LT-US-A199.5W3278-01_09212016173003_4329859 | 2280399
HONGKONG CHITE TRADE CO., LTD | Li-Tech | Integral LED Lamp | LT-US-A2117W3278E-01 |  | A21 | General Purpose Replacement | E26 (Medium) | Omnidirectional | LED | 3 | 100 | 134.2 | 71.7 |  |  |  | 1600 | 17 | 94.1 | No | 25000 | 2700 | 81 | 1 | 1 | -20 | Dimmable | 5% | No | Damp Location Rated,Not for Use in Recessed Fixtures | No |  |  | 2016-08-15 | 2016-09-19 | United States, Canada | ES_1124874_LT-US-A2117W3278E-01_09192016153902_5981992 | 2280387
HONGKONG CHITE TRADE CO., LTD | Li-Tech | Integral LED Lamp | LT-US-A2117W3308E-01 |  | A21 | General Purpose Replacement | E26 (Medium) | Omnidirectional | LED | 3 | 100 | 134.2 | 71.8 |  |  |  | 1600 | 17 | 94.1 | No | 25000 | 3000 | 82 | 4 | 1 | -20 | Dimmable | 5% | No | Damp Location Rated,Not for Use in Recessed Fixtures | No |  |  | 2016-08-15 | 2016-09-19 | United States, Canada | ES_1124874_LT-US-A2117W3308E-01_09192016153930_4589913 | 2280388
HONGKONG CHITE TRADE CO., LTD | Li-Tech | Integral LED Lamp | LT-US-BR308W2278E-V2 |  | BR30 | Reflector (Flood/Spot) | E26 (Medium) | Directional | LED | 3 | 50 | 133 | 94.7 |  |  |  | 610 | 8 | 76.3 | No | 25000 | 2700 | 86 | 27 | 0.8 | -20 | Dimmable | 5% | No | Damp Location Rated | No |  |  | 2016-09-07 | 2016-09-19 | United States, Canada | ES_1124874_LT-US-BR308W2278E-V2_09192016154202_4578991 | 2280398
HONGKONG CHITE TRADE CO., LTD | Li-Tech | Integral LED Lamp | LT-US-BR308W2308E-V2 |  | BR30 | Reflector (Flood/Spot) | E26 (Medium) | Directional | LED | 3 | 65 | 132.2 | 95.1 |  |  |  | 650 | 8 | 81.3 | No | 25000 | 3000 | 84 | 17 | 0.8 | -20 | Dimmable | 5% | No | Damp Location Rated | No |  |  | 2016-10-25 | 2016-10-19 | United States, Canada | ES_1124874_LT-US-BR308W2308E-V2_10192016172101_2348799 | 2282253
HONGKONG CHITE TRADE CO., LTD | Li-Tech | Integral LED Lamp | LT-US-BR308W2508E-V2 |  | BR30 | Reflector (Flood/Spot) | E26 (Medium) | Directional | LED | 3 | 65 | 132.9 | 94.6 |  |  |  | 650 | 8 | 81.3 | No | 25000 | 5000 | 85 | 21 | 0.9 | -20 | Dimmable | 5% | No | Damp Location Rated | No |  |  | 2016-09-30 | 2016-10-10 | United States, Canada | ES_1124874_LT-US-BR308W2508E-V2_10102016154235_2319901 | 2281151
HONGKONG CHITE TRADE CO., LTD | Li-Tech | Integral LED Lamp | LT-US-BR309.5W2278E-V2 |  | BR30 | Reflector (Flood/Spot) | E26 (Medium) | Directional | LED | 3 | 65 | 132.4 | 95 |  |  |  | 750 | 9.5 | 78.9 | No | 25000 | 2700 | 86 | 31 | 0.9 | -20 | Dimmable | 5% | No | Damp Location Rated,Shatter Resistant,Vibration Service | No |  |  | 2016-05-01 | 2016-05-23 | United States, Canada | ES_1124874_LT-US-BR309.5W2278E-V2_05232016153901_3249893 | 2281147
HONGKONG CHITE TRADE CO., LTD | Li-Tech | Integral LED Lamp | LT-US-BR309.5W2308E-V2 |  | BR30 | Reflector (Flood/Spot) | E26 (Medium) | Directional | LED | 3 | 65 | 132.2 | 95.1 |  |  |  | 750 | 9.5 | 78.9 | No | 25000 | 3000 | 84 | 18 | 0.9 | -20 | Dimmable | 5% | No | Damp Location Rated,Shatter Resistant,Vibration Service | No |  |  | 2016-05-01 | 2016-05-23 | United States, Canada | ES_1124874_LT-US-BR309.5W2308E-V2_05232016153933_4578823 | 2281148
HONGKONG CHITE TRADE CO., LTD | Li-Tech | Integral LED Lamp | LT-US-GU106.5W3278-01 |  | PAR16 | Reflector (Flood/Spot) | GU10 | Directional | LED | 3 | 50 | 54.7 | 49.6 | 853 |  | 40 | 500 | 6.5 | 76.9 | No | 25000 | 2700 | 81 | 2 | 0.8 | -20 | Dimmable | 5% | No | Damp Location Rated | No |  |  | 2016-08-15 | 2016-09-19 | United States, Canada | ES_1124874_LT-US-GU106.5W3278-01_09192016153933_5698192 | 2280389
HONGKONG CHITE TRADE CO., LTD | Li-Tech | Integral LED Lamp | LT-US-GU106.5W3308-01 |  | PAR16 | Reflector (Flood/Spot) | GU10 | Directional | LED | 3 | 50 | 53.9 | 49.6 | 853 |  | 40 | 500 | 6.5 | 76.9 | No | 25000 | 3000 | 83 | 9 | 0.8 | -20 | Dimmable | 5% | No | Damp Location Rated | No |  |  | 2016-08-15 | 2016-09-19 | United States, Canada | ES_1124874_LT-US-GU106.5W3308-01_09192016153935_3249891 | 2280390
HONGKONG CHITE TRADE CO., LTD | Li-Tech | Integral LED Lamp | LT-US-PAR207W3278E-01 |  | PAR20 | Reflector (Flood/Spot) | E26 (Medium) | Directional | LED | 3 | 50 | 87.6 | 64.3 | 953 |  | 40 | 540 | 7 | 77.1 | No | 25000 | 2700 | 81 | 4 | 0.9 | -20 | Dimmable | 5% | No | Damp Location Rated | No |  |  | 2016-08-15 | 2016-09-19 | United States, Canada | ES_1124874_LT-US-PAR207W3278E-01_09192016154001_4873298 | 2280391
HONGKONG CHITE TRADE CO., LTD | Li-Tech | Integral LED Lamp | LT-US-PAR207W3308E-01 |  | PAR20 | Reflector (Flood/Spot) | E26 (Medium) | Directional | LED | 3 | 50 | 87.4 | 64 | 996 |  | 40 | 540 | 7 | 77.1 | No | 25000 | 3000 | 82 | 3 | 0.9 | -20 | Dimmable | 5% | No | Damp Location Rated | No |  |  | 2016-08-15 | 2016-09-19 | United States, Canada | ES_1124874_LT-US-PAR207W3308E-01_09192016154033_5981932 | 2280392
HONGKONG CHITE TRADE CO., LTD | Li-Tech | Integral LED Lamp | LT-US-PAR3011W3278E-01 |  | PAR30L | Reflector (Flood/Spot) | E26 (Medium) | Directional | LED | 3 | 75 | 114 | 98.2 | 1652 |  | 40 | 900 | 11 | 81.8 | No | 25000 | 2700 | 82 | 8 | 1 | -20 | Dimmable | 5% | No | Damp Location Rated | No |  |  | 2016-08-15 | 2016-09-19 | United States, Canada | ES_1124874_LT-US-PAR3011W3278E-01_09192016154046_4359891 | 2280393
HONGKONG CHITE TRADE CO., LTD | Li-Tech | Integral LED Lamp | LT-US-PAR3011W3308E-01 |  | PAR30L | Reflector (Flood/Spot) | E26 (Medium) | Directional | LED | 3 | 75 | 113.9 | 98.2 | 1641 |  | 40 | 900 | 11 | 81.8 | No | 25000 | 3000 | 83 | 12 | 0.9 | -20 | Dimmable | 5% | No | Damp Location Rated | No |  |  | 2016-08-15 | 2016-09-19 | United States, Canada | ES_1124874_LT-US-PAR3011W3308E-01_09192016154111_4924347 | 2280395
HONGKONG CHITE TRADE CO., LTD | Li-Tech | Integral LED Lamp | LT-US-PAR3813W3278E-01 |  | PAR38 | Reflector (Flood/Spot) | E26 (Medium) | Directional | LED | 3 | 100 | 128 | 114.4 | 1845 |  | 40 | 1050 | 13 | 80.8 | No | 25000 | 2700 | 83 | 9 | 1 | -20 | Dimmable | 5% | No | Damp Location Rated | No |  |  | 2016-08-15 | 2016-09-19 | United States, Canada | ES_1124874_LT-US-PAR3813W3278E-01_09192016154124_4798123 | 2280396
HRS-Global | RCA | LED Lamp | RLB270 5000K |  | PAR20 | Reflector (Flood/Spot) | E26 (Medium) | Directional | LED | 3 | 50 | 81.9 | 65.4 | 693 |  | 35 | 560 | 8 | 70 | No | 25000 | 5000 | 85 | 21 | 0.9 | -20 | Dimmable | 550% | No | Damp Location Rated | No |  |  | 2015-10-16 | 2016-09-27 | United States, Canada | ES_1059975_RLB270 5000K_10042016125419_1421217 | 2280624
HONGKONG CHITE TRADE CO., LTD | Li-Tech | Integral LED Lamp | LT-US-PAR3813W3308E-01 |  | PAR38 | Reflector (Flood/Spot) | E26 (Medium) | Directional | LED | 3 | 100 | 128.4 | 114.2 | 1916 |  | 40 | 1050 | 13 | 80.8 | No | 25000 | 3000 | 84 | 13 | 1 | -20 | Dimmable | 5% | No | Damp Location Rated | No |  |  | 2016-08-15 | 2016-09-19 | United States, Canada | ES_1124874_LT-US-PAR3813W3308E-01_09192016154155_6899812 | 2280397
HONGKONG CHITE TRADE CO., LTD | Li-Tech | LED Lamps | LT-US-A1910W2278-03 |  | A19 | General Purpose Replacement | E26 (Medium) | Omnidirectional | LED | 3 | 60 | 112.2 | 59.8 |  |  |  | 810 | 10 | 81 | No | 25000 | 2700 | 81 | 3 | 1 | -20 | Dimmable | 17% | No | Not for Use in Recessed Fixtures | No |  |  | 2016-05-23 | 2016-05-24 | United States, Canada | ES_1124874_LT-US-A1910W2278-03_06022016112745_3450739 | 2268746
HONGKONG CHITE TRADE CO., LTD | Li-Tech | LED Lamps | LT-US-A1910W2508-03 |  | A19 | General Purpose Replacement | E26 (Medium) | Omnidirectional | LED | 3 | 60 | 112.2 | 59.8 |  |  |  | 810 | 10 | 81 | No | 25000 | 5000 | 86 | 19 | 1 | -20 | Dimmable | 17% | No | Not for Use in Recessed Fixtures | No |  |  | 2016-05-23 | 2016-05-24 | United States, Canada | ES_1124874_LT-US-A1910W2508-03_06022016112745_3890664 | 2268747
HONGKONG CHITE TRADE CO., LTD | Li-Tech | LED Lamps | LT-US-A197W2278-03 |  | A19 | General Purpose Replacement | E26 (Medium) | Omnidirectional | LED | 3 | 40 | 112.4 | 59.6 |  |  |  | 480 | 7 | 68.6 | No | 25000 | 2700 | 83 | 15 | 0.8 | -20 | Dimmable | 17% | No | Not for Use in Recessed Fixtures | No |  |  | 2016-05-23 | 2016-05-24 | United States, Canada | ES_1124874_LT-US-A197W2278-03_06022016112622_9718955 | 2268753
HONGKONG CHITE TRADE CO., LTD | Li-Tech | LED Lamps | LT-US-A197W2508-03 |  | A19 | General Purpose Replacement | E26 (Medium) | Omnidirectional | LED | 3 | 40 | 112.4 | 59.6 |  |  |  | 480 | 7 | 68.6 | No | 25000 | 5000 | 85 | 18 | 0.8 | -20 | Dimmable | 17% | No | Not for Use in Recessed Fixtures | No |  |  | 2016-05-23 | 2016-05-24 | United States, Canada | ES_1124874_LT-US-A197W2508-03_06022016112622_6203583 | 2268754
HONGKONG CHITE TRADE CO., LTD | Li-Tech | LED Lamps | LT-US-A198.5W2308-03 |  | A19 | General Purpose Replacement | E26 (Medium) | Omnidirectional | LED | 3 | 60 | 111.7 | 59.8 |  |  |  | 810 | 8.5 | 95.2 | No | 25000 | 3000 | 84 | 11 | 1 | -20 | Dimmable | 16% | No | Not for Use in Recessed Fixtures | No |  |  | 2016-05-23 | 2016-05-27 | United States, Canada | ES_1124874_LT-US-A198.5W2308-03_06022016112651_3949361 | 2268752
HONGKONG CHITE TRADE CO., LTD | Li-Tech | LED Lamps | LT-US-A198.5W2308-03 |  | A19 | General Purpose Replacement | E26 (Medium) | Omnidirectional | LED | 3 | 60 | 111.7 | 59.8 |  |  |  | 810 | 8.5 | 95.2 | No | 25000 | 3000 | 84 | 11 | 1 | -20 | Dimmable | 16% | No | Not for Use in Recessed Fixtures | No |  |  | 2016-05-23 | 2016-05-27 | United States, Canada | ES_1124874_LT-US-A198.5W2308-03_06022016131542_7697628 | 2268771
HONGKONG CHITE TRADE CO., LTD | Li-Tech | LED Lamps | LT-US-A199.5W2278-03 |  | A19 | General Purpose Replacement | E26 (Medium) | Omnidirectional | LED | 3 | 60 | 112.2 | 59.6 |  |  |  | 810 | 9.5 | 85.3 | No | 25000 | 2700 | 82 | 4 | 1 | -20 | Dimmable | 16% | No | Not for Use in Recessed Fixtures | No |  |  | 2016-05-23 | 2016-05-24 | United States, Canada | ES_1124874_LT-US-A199.5W2278-03_06022016112728_9100404 | 2268750
HONGKONG CHITE TRADE CO., LTD | Li-Tech | LED Lamps | LT-US-A199.5W2278-03 |  | A19 | General Purpose Replacement | E26 (Medium) | Omnidirectional | LED | 3 | 60 | 112.2 | 59.6 |  |  |  | 810 | 9.5 | 85.3 | No | 25000 | 2700 | 82 | 4 | 1 | -20 | Dimmable | 16% | No | Not for Use in Recessed Fixtures | No |  |  | 2016-05-23 | 2016-05-24 | United States, Canada | ES_1124874_LT-US-A199.5W2278-03_06022016130712_4265959 | 2268769
HORIZON LED ENERGY SOLUTIONS INC. | Horizon LED ENERGY SOLUTIONS | LED Lamps | LED-13PAR30/3000/LN/40° |  | PAR30L | Reflector (Flood/Spot) | E26 (Medium) | Directional | LED | 3 | 75 | 115.9 | 94.7 | 1647 |  | 40 | 950 | 13 | 73.1 | No | 25000 | 3000 | 82 | 7 | 1 | 25 | Dimmable | 20% | No | None | No |  |  | 2016-08-18 | 2016-08-17 | United States, Canada | ES_1137704_LED-13PAR30/3000/LN/40°_08312016153016_6678036 | 2277616
HORIZON LED ENERGY SOLUTIONS INC. | Horizon LED ENERGY SOLUTIONS | LED Lamps | LED-13PAR30/3000/SN/40° |  | PAR30S | Reflector (Flood/Spot) | E26 (Medium) | Directional | LED | 3 | 75 | 89.3 | 95 | 1361 |  | 40 | 950 | 13 | 73.1 | No | 25000 | 3000 | 82 | 8 | 1 | 25 | Dimmable | 20% | No | None | No |  |  | 2016-08-18 | 2016-08-17 | United States, Canada | ES_1137704_LED-13PAR30/3000/SN/40°_08312016153033_1006512 | 2277615
HORIZON LED ENERGY SOLUTIONS INC. | Horizon LED ENERGY SOLUTIONS | LED Lamps | LED-18PAR38/3000/40° |  | PAR38 | Reflector (Flood/Spot) | E26 (Medium) | Directional | LED | 3 | 100 | 132.3 | 121.4 | 1759 |  | 40 | 1400 | 18 | 77.8 | No | 25000 | 3000 | 82 | 8 | 1 | 25 | Dimmable | 20% | No | None | No |  |  | 2016-08-18 | 2016-08-17 | United States, Canada | ES_1137704_LED-18PAR38/3000/40°_08312016153054_3000998 | 2277614
HRS-Global | RCA | LED Lamp | RLB10-25 3000K |  | B10 | Decorative | E12 (Candelabra) | Decorative | LED | 3 | 40 | 104.1 | 38 |  |  |  | 360 | 4.5 | 80 | No | 25000 | 3000 | 82 | 4 | 0.9 | -20 | Dimmable | 340% | No | Damp Location Rated | No |  |  | 2016-08-25 | 2016-09-27 | United States, Canada | ES_1059975_RLB10-25 3000K_10042016125922_7701478 | 2280630
HRS-Global | RCA | LED Lamp | RLB10-25 5000K |  | B10 | Decorative | E12 (Candelabra) | Decorative | LED | 3 | 40 | 104.1 | 38 |  |  |  | 360 | 4.5 | 80 | No | 25000 | 5000 | 84 | 12 | 0.9 | -20 | Dimmable | 340% | No | Damp Location Rated | No |  |  | 2016-08-25 | 2016-09-27 | United States, Canada | ES_1059975_RLB10-25 5000K_10042016125922_5613638 | 2280631
HRS-Global | RCA | LED Lamp | RLB270 3000K |  | PAR20 | Reflector (Flood/Spot) | E26 (Medium) | Directional | LED | 3 | 50 | 81.9 | 65.4 | 687 |  | 35 | 560 | 8 | 70 | No | 25000 | 3000 | 82 | 11 | 0.9 | -20 | Dimmable | 550% | No | Damp Location Rated | No |  |  | 2015-10-16 | 2016-09-27 | United States, Canada | ES_1059975_RLB270 3000K_10042016125419_1375259 | 2280623
HRS-Global | RCA | LED Lamp | RLB272 3000K |  | PAR30 | Reflector (Flood/Spot) | E26 (Medium) | Directional | LED | 3 | 85 | 115.2 | 97.3 | 1748 |  | 40 | 1300 | 16 | 81.3 | No | 25000 | 3000 | 83 | 13 | 0.9 | -20 | Dimmable | 1270% | No | Damp Location Rated | No |  |  | 2016-08-25 | 2016-09-27 | United States, Canada | ES_1059975_RLB272 3000K_10042016125436_9612837 | 2280621
HRS-Global | RCA | LED Lamp | RLB272 5000K |  | PAR30 | Reflector (Flood/Spot) | E26 (Medium) | Directional | LED | 3 | 85 | 115.2 | 97.3 | 1877 |  | 40 | 1300 | 16 | 81.3 | No | 25000 | 5000 | 86 | 26 | 0.9 | -20 | Dimmable | 1270% | No | Damp Location Rated | No |  |  | 2016-08-25 | 2016-09-27 | United States, Canada | ES_1059975_RLB272 5000K_10042016125436_2135529 | 2280622
HRS-Global | RCA | LED Lamp | RLB-40 3000K |  | A19 | General Purpose Replacement | E26 (Medium) | Omnidirectional | LED | 3 | 40 | 108.5 | 59.9 |  |  |  | 560 | 7 | 80 | No | 25000 | 3000 | 82 | 6 |  | -20 | Dimmable | 570% | No | Damp Location Rated | No |  |  | 2016-08-22 | 2016-09-27 | United States, Canada | ES_1059975_RLB-40 3000K_10042016125849_1354242 | 2280634
HRS-Global | RCA | LED Lamp | RLB-40 5000K |  | A19 | General Purpose Replacement | E26 (Medium) | Omnidirectional | LED | 3 | 40 | 108.5 | 59.9 |  |  |  | 560 | 7 | 80 | No | 25000 | 5000 | 84 | 9 |  | -20 | Dimmable | 570% | No | Damp Location Rated | No |  |  | 2016-08-22 | 2016-09-27 | United States, Canada | ES_1059975_RLB-40 5000K_10042016125849_5139464 | 2280635
HRS-Global | RCA | LED Lamp | RLB-60 3000K |  | A19 | General Purpose Replacement | E26 (Medium) | Omnidirectional | LED | 3 | 60 | 108.1 | 60 |  |  |  | 890 | 11 | 81 | No | 25000 | 3000 | 83 | 17 | 0.9 | -20 | Dimmable | 810% | No | Damp Location Rated | No |  |  | 2016-08-22 | 2016-09-27 | United States, Canada | ES_1059975_RLB-60 3000K_10042016125906_9515734 | 2280632
HRS-Global | RCA | LED Lamp | RLB-60 5000K |  | A19 | General Purpose Replacement | E26 (Medium) | Omnidirectional | LED | 3 | 60 | 108.1 | 60 |  |  |  | 890 | 11 | 81 | No | 25000 | 5000 | 85 | 20 | 0.9 | -20 | Dimmable | 810% | No | Damp Location Rated | No |  |  | 2016-08-22 | 2016-09-27 | United States, Canada | ES_1059975_RLB-60 5000K_10042016125906_2039779 | 2280633
HRS-Global | RCA | LED Lamps | RLB263 |  | MR16 | Reflector (Flood/Spot) | GX5.3 | Directional | LED | 3 | 40 | 42.1 | 50.4 | 928 |  | 35 | 470 | 6 | 78.3 | No | 25000 | 3000 | 82 | 5 | 0.9 | -10 | Dimmable | 20% | Yes | None | No |  |  | 2016-04-25 | 2016-09-20 | United States, Canada | ES_1059975_RLB263_05162016070304_2184469 | 2266775
Hui Zhou TCL Light Electrical Appliances Co., Ltd | TCL | Directional LED Bulb Type PAR20 | PAR38 20-B/RD24 |  | PAR38 | Reflector (Flood/Spot) | E26 (Medium) | Directional | LED | 3 | 100 | 132.5 | 120 | 5434 |  |  |  | 20 | 70 | No | 25000 | 2700 | 82 | 12 | 1 | -20 | Dimmable |  |  | None |  |  |  | 2015-12-15 | 2015-08-21 | United States, Canada | ES_31798_PAR38 20-B/RD24_09012015085231_8128258 | 2246824
Hui Zhou TCL Light Electrical Appliances Co., Ltd | TCL | Directional LED Bulb Type PAR20 | PAR38 20-B/RL24 |  | PAR38 | Reflector (Flood/Spot) | E26 (Medium) | Directional | LED | 3 | 100 | 132.5 | 120 | 6673 |  |  |  | 20 | 88 | No | 25000 | 4000 | 84 | 12 | 1 | -20 | Dimmable |  |  | None |  |  |  | 2015-12-15 | 2015-08-21 | United States, Canada | ES_31798_PAR38 20-B/RL24_09012015085231_1362822 | 2246826
Hui Zhou TCL Light Electrical Appliances Co., Ltd | TCL | Directional LED Bulb Type PAR20 | PAR38 20-B/RN24 |  | PAR38 | Reflector (Flood/Spot) | E26 (Medium) | Directional | LED | 3 | 100 | 132.5 | 120 | 5455 |  |  |  | 20 | 70 | No | 25000 | 3000 | 85 | 27 | 1 | -20 | Dimmable |  |  | None |  |  |  | 2015-12-15 | 2015-08-21 | United States, Canada | ES_31798_PAR38 20-B/RN24_09012015085231_5919569 | 2246825
Hui Zhou TCL Light Electrical Appliances Co., Ltd | TCL | Directional LED Bulb Type PAR20 | PAR38 20-B/RZ24 |  | PAR38 | Reflector (Flood/Spot) | E26 (Medium) | Directional | LED | 3 | 100 | 132.5 | 120 | 6917 |  |  |  | 20 | 88 | No | 25000 | 5000 | 84 | 11 | 1 | -20 | Dimmable |  |  | None |  |  |  | 2015-12-15 | 2015-08-21 | United States, Canada | ES_31798_PAR38 20-B/RZ24_09012015085231_8796814 | 2246827
Hui Zhou TCL Light Electrical Appliances Co., Ltd | TCL | Directional LED Bulb, Type PAR20 | PAR20 8.5-B/RD36 |  | PAR20 | Reflector (Flood/Spot) | E26 (Medium) | Directional | LED | 3 | 50 | 84.1 | 62.9 | 1772 |  | 36 |  | 8.5 | 71 | No | 25000 | 2700 | 81 | 9 | 0.8 | -20 | Dimmable |  |  | None |  |  |  | 2015-12-15 | 2015-08-21 | United States, Canada | ES_31798_PAR20 8.5-B/RD36_09012015085159_7702303 | 2246833
Hui Zhou TCL Light Electrical Appliances Co., Ltd | TCL | Directional LED Bulb, Type PAR20 | PAR20 8.5-B/RN36 |  | PAR20 | Reflector (Flood/Spot) | E26 (Medium) | Directional | LED | 3 | 50 | 84.1 | 62.9 | 1791 |  | 36 |  | 8.5 | 71 | No | 25000 | 3000 | 84 | 20 | 0.8 | -20 | Dimmable |  |  | None |  |  |  | 2015-12-15 | 2015-08-21 | United States, Canada | ES_31798_PAR20 8.5-B/RN36_09012015085159_2365153 | 2246834
HY LED LIGHTING INC | HY LED | DE26-6TS6L(50K60) | DE26-6TS6L(50K60) |  | PAR16 | Reflector (Flood/Spot) | E26 (Medium) | Directional | LED | 5 | 50 | 70.1 | 49.6 | 409 |  | 60 | 450 | 6 | 75 | No | 25000 | 5000 | 80 | 1 | 0.9 | -20 | Dimmable | 10% | Yes | Damp Location Rated | No |  |  | 2015-09-06 | 2016-07-28 | United States, Canada | ES_1137373_DE26-6TS6L(50K60)_07292016015927_7567594 | 2273746
HY LED LIGHTING INC | HY LED | DE26-6TS6L(65K60) | DE26-6TS6L(65K60) |  | PAR16 | Reflector (Flood/Spot) | E26 (Medium) | Directional | LED | 5 | 50 | 70.1 | 49.5 | 419 |  | 60 | 450 | 6 | 75 | No | 25000 | 6500 | 83 | 12 | 0.8 | -20 | Dimmable | 10% | Yes | Damp Location Rated | No |  |  | 2015-09-06 | 2016-07-28 | United States, Canada | ES_1137373_DE26-6TS6L(65K60)_07292016015943_7583792 | 2273747
HY LED LIGHTING INC | HY LED | DGU10-5TC6L(3000K) | DGU10-5TC6L(3000K) |  | PAR16 | Reflector (Flood/Spot) | GU10 | Directional | LED | 5 | 45 | 58.7 | 49.8 | 363 |  | 60 | 450 | 5 | 90 | No | 25000 | 3000 | 82 | 2 | 0.8 | -20 | Dimmable | 20% | Yes | Damp Location Rated | No |  |  | 2015-07-15 | 2016-07-28 | United States, Canada | ES_1137373_DGU10-5TC6L(3000K)_07292016005433_3673230 | 2273736
HY LED LIGHTING INC | HY LED | DGU10-5TC6L(4000K) | DGU10-5TC6L(4000K) |  | PAR16 | Reflector (Flood/Spot) | GU10 | Directional | LED | 5 | 45 | 58.8 | 49.7 | 373 |  | 60 | 450 | 5 | 90 | No | 25000 | 4000 | 83 | 7 | 0.8 | -20 | Dimmable | 20% | Yes | Damp Location Rated | No |  |  | 2015-07-15 | 2016-07-28 | United States, Canada | ES_1137373_DGU10-5TC6L(4000K)_07292016005454_3694175 | 2273737
HY LED LIGHTING INC | HY LED | DGU10-5TC6L(5000K) | DGU10-5TC6L(5000K) |  | PAR16 | Reflector (Flood/Spot) | GU10 | Directional | LED | 5 | 45 | 58.8 | 49.6 | 383 |  | 60 | 450 | 5 | 90 | No | 25000 | 5000 | 84 | 9 | 0.8 | -20 | Dimmable | 20% | Yes | Damp Location Rated | No |  |  | 2015-07-15 | 2016-07-28 | United States, Canada | ES_1137373_DGU10-5TC6L(5000K)_07292016005513_3713399 | 2273738
HY LED LIGHTING INC | HY LED | DGU10-5TC6L(6500K) | DGU10-5TC6L(6500K) |  | PAR16 | Reflector (Flood/Spot) | GU10 | Directional | LED | 5 | 45 | 58.8 | 49.7 | 390 |  | 60 | 450 | 5 | 90 | No | 25000 | 6500 | 84 | 9 | 0.8 | -20 | Dimmable | 20% | Yes | Damp Location Rated | No |  |  | 2015-07-15 | 2016-07-28 | United States, Canada | ES_1137373_DGU10-5TC6L(6500K)_07292016005538_3738315 | 2273739
HY LED LIGHTING INC | HY LED | DGU10-6TS3L(30K30) | DGU10-6TS3L(30K30) |  | PAR16 | Reflector (Flood/Spot) | GU10 | Directional | LED | 5 | 50 | 58.5 | 49.4 | 817 |  | 30 | 450 | 6 | 75 | No | 25000 | 3000 | 83 | 10 | 0.8 | -20 | Dimmable | 10% | Yes | Damp Location Rated | No |  |  | 2015-09-06 | 2016-07-28 | United States, Canada | ES_1137373_DGU10-6TS3L(30K30)_07292016015737_7457684 | 2273748
HY LED LIGHTING INC | HY LED | DGU10-6TS3L(40K30) | DGU10-6TS3L(40K30) |  | PAR16 | Reflector (Flood/Spot) | GU10 | Directional | LED | 5 | 50 | 58.6 | 49.6 | 811 |  | 30 | 450 | 6 | 75 | No | 25000 | 4000 | 83 | 10 | 0.8 | -20 | Dimmable | 10% | Yes | Damp Location Rated | No |  |  | 2015-09-06 | 2016-07-28 | United States, Canada | ES_1137373_DGU10-6TS3L(40K30)_07292016015756_7476312 | 2273749
HY LED LIGHTING INC | HY LED | DGU10-6TS3L(50K30) | DGU10-6TS3L(50K30) |  | PAR16 | Reflector (Flood/Spot) | GU10 | Directional | LED | 5 | 50 | 58.8 | 49.6 | 831 |  | 30 | 450 | 6 | 75 | No | 25000 | 5000 | 81 | 1 | 0.9 | -20 | Dimmable | 10% | Yes | Damp Location Rated | No |  |  | 2015-09-06 | 2016-07-28 | United States, Canada | ES_1137373_DGU10-6TS3L(50K30)_07292016015814_7494763 | 2273750
HY LED LIGHTING INC | HY LED | DGU10-6TS3L(65K30) | DGU10-6TS3L(65K30) |  | PAR16 | Reflector (Flood/Spot) | GU10 | Directional | LED | 5 | 50 | 58.5 | 49.5 | 910 |  | 30 | 450 | 6 | 75 | No | 25000 | 6500 | 85 | 20 | 0.8 | -20 | Dimmable | 10% | Yes | Damp Location Rated | No |  |  | 2015-09-06 | 2016-07-28 | United States, Canada | ES_1137373_DGU10-6TS3L(65K30)_07292016015834_7514245 | 2273751
HY LED LIGHTING INC | HY LED | DGU10-6TS6L(30K60) | DGU10-6TS6L(30K60) |  | PAR16 | Reflector (Flood/Spot) | GU10 | Directional | LED | 5 | 50 | 58.5 | 49.4 | 452 |  | 60 | 450 | 6 | 75 | No | 25000 | 3000 | 83 | 9 | 0.8 | -20 | Dimmable | 10% | Yes | Damp Location Rated | No |  |  | 2015-09-06 | 2016-07-28 | United States, Canada | ES_1137373_DGU10-6TS6L(30K60)_07292016015605_7365487 | 2273752
HY LED LIGHTING INC | HY LED | DGU10-6TS6L(40K60) | DGU10-6TS6L(40K60) |  | PAR16 | Reflector (Flood/Spot) | GU10 | Directional | LED | 5 | 50 | 58.6 | 49.6 | 404 |  | 60 | 450 | 6 | 75 | No | 25000 | 4000 | 82 | 7 | 0.8 | -20 | Dimmable | 10% | Yes | Damp Location Rated | No |  |  | 2015-09-06 | 2016-07-28 | United States, Canada | ES_1137373_DGU10-6TS6L(40K60)_07292016015623_7383364 | 2273753
HY LED LIGHTING INC | HY LED | DGU10-6TS6L(50K60) | DGU10-6TS6L(50K60) |  | PAR16 | Reflector (Flood/Spot) | GU10 | Directional | LED | 5 | 50 | 58.8 | 49.6 | 409 |  | 60 | 450 | 6 | 75 | No | 25000 | 5000 | 80 | 1 | 0.9 | -20 | Dimmable | 10% | Yes | Damp Location Rated | No |  |  | 2015-09-06 | 2016-07-28 | United States, Canada | ES_1137373_DGU10-6TS6L(50K60)_07292016015649_7409177 | 2273754
HY LED LIGHTING INC | HY LED | DGU10-6TS6L(65K60) | DGU10-6TS6L(65K60) |  | PAR16 | Reflector (Flood/Spot) | GU10 | Directional | LED | 5 | 50 | 58.5 | 49.5 | 419 |  | 60 | 450 | 6 | 75 | No | 25000 | 6500 | 83 | 12 | 0.8 | -20 | Dimmable | 10% | Yes | Damp Location Rated | No |  |  | 2015-09-06 | 2016-07-28 | United States, Canada | ES_1137373_DGU10-6TS6L(65K60)_07292016015710_7430778 | 2273755
Hyperikon Inc. | Hyperikon | Directional LED Lamp PAR20 | Hyperpar201-27 |  | PAR20 | Reflector (Flood/Spot) | E26 (Medium) | Directional | LED | 3 | 50 | 85.6 | 63.2 | 1018 |  | 40 | 500 | 8 | 62.5 | No | 25000 | 2700 | 82 | 2 | 0.9 | -20 | Dimmable | 10% |  | Damp Location Rated,Recessed Fixtures,Not for Use in Enclosed Fixtures |  |  |  | 2015-03-25 | 2015-04-08 | United States | ES_1130573_Hyperpar201-27_04082015151044_2875015 | 2237554
Hyperikon Inc. | Hyperikon | Directional LED Lamp PAR20 | Hyperpar201-30 |  | PAR20 | Reflector (Flood/Spot) | E26 (Medium) | Directional | LED | 3 | 50 | 85.6 | 63.1 | 1005 |  | 40 | 500 | 8 | 62.5 | No | 25000 | 3000 | 83 | 8 | 0.9 | -20 | Dimmable | 10% |  | Damp Location Rated,Recessed Fixtures,Not for Use in Enclosed Fixtures |  |  |  | 2015-03-25 | 2015-04-08 | United States | ES_1130573_Hyperpar201-30_04082015151125_3287551 | 2237555
Hyperikon Inc. | Hyperikon | Directional LED Lamp PAR20 | Hyperpar201-40 |  | PAR20 | Reflector (Flood/Spot) | E26 (Medium) | Directional | LED | 3 | 50 | 85.2 | 62.5 | 1010 |  | 40 | 500 | 8 | 62.5 | No | 25000 | 4000 | 84 | 17 | 0.9 | -20 | Dimmable | 10% |  | Damp Location Rated,Recessed Fixtures,Not for Use in Enclosed Fixtures |  |  |  | 2015-10-10 | 2015-10-14 | United States | ES_1130573_Hyperpar201-40_10142015153821_5981984 | 2251052
Hyperikon Inc. | Hyperikon | Directional LED Lamp PAR30 | Hyperpar302-27 |  | PAR30L | Reflector (Flood/Spot) | E26 (Medium) | Directional | LED | 3 | 75 | 115.4 | 96.1 | 1584 |  | 40 | 800 | 13 | 61.5 | No | 25000 | 2700 | 82 | 2 | 0.9 | -20 | Dimmable | 10% |  | Damp Location Rated,Recessed Fixtures,Not for Use in Enclosed Fixtures |  |  |  | 2015-03-25 | 2015-04-08 | United States | ES_1130573_Hyperpar302-27_04082015151224_2876515 | 2237559
Hyperikon Inc. | Hyperikon | Directional LED Lamp PAR30 | Hyperpar302-30 |  | PAR30L | Reflector (Flood/Spot) | E26 (Medium) | Directional | LED | 3 | 75 | 115.4 | 95.8 | 1680 |  | 40 | 800 | 13 | 61.5 | No | 25000 | 3000 | 83 | 6 | 0.9 | -20 | Dimmable | 10% |  | Damp Location Rated,Recessed Fixtures,Not for Use in Enclosed Fixtures |  |  |  | 2015-03-25 | 2015-04-08 | United States | ES_1130573_Hyperpar302-30_04082015151251_9277951 | 2237560
Hyperikon Inc. | Hyperikon | Directional LED Lamp PAR38 | Hyperpar381-30 |  | PAR38 | Reflector (Flood/Spot) | E26 (Medium) | Directional | LED | 3 | 100 | 133.2 | 124.6 | 2197 |  | 40 | 1100 | 18 | 61.1 | No | 25000 | 3000 | 83 | 6 | 1 | -20 | Dimmable | 10% |  | Damp Location Rated,Recessed Fixtures,Not for Use in Enclosed Fixtures |  |  |  | 2015-03-25 | 2015-04-08 | United States | ES_1130573_Hyperpar381-30_04082015151346_1579145 | 2237562
Hui Zhou TCL Light Electrical Appliances Co., Ltd | TCL | Directional LED Bulb, Type PAR20 | PAR20 8.5-B/RZ36 |  | PAR20 | Reflector (Flood/Spot) | E26 (Medium) | Directional | LED | 3 | 50 | 84.1 | 62.9 | 1642 |  | 36 |  | 8.5 | 81 | No | 25000 | 5000 | 82 | 5 | 0.8 | -20 | Dimmable |  |  | None |  |  |  | 2015-12-15 | 2015-08-21 | United States, Canada | ES_31798_PAR20 8.5-B/RZ36_09012015085159_6403018 | 2246835
Hui Zhou TCL Light Electrical Appliances Co., Ltd | TCL | Directional LED Bulb Type Par30 | PAR30 15-B/RD36 |  | PAR30 | Reflector (Flood/Spot) | E26 (Medium) | Directional | LED | 3 | 100 | 117.2 | 94.4 | 3139 |  | 36 |  | 15 | 70 | No | 25000 | 2700 | 82 | 13 | 1 | -20 | Dimmable |  |  | None |  |  |  | 2015-12-15 | 2015-08-21 | United States, Canada | ES_31798_PAR30 15-B/RD36_09012015085219_2388204 | 2246832
Hui Zhou TCL Light Electrical Appliances Co., Ltd | TCL | Directional LED Bulb Type PAR38 | PAR38 20-B/RD36 |  | PAR38 | Reflector (Flood/Spot) | E26 (Medium) | Directional | LED | 3 | 100 | 132.5 | 120 | 3519 |  |  |  | 20 | 70 | No | 25000 | 2700 | 81 | 11 | 1 | -20 | Dimmable |  |  | None |  |  |  | 2015-12-15 | 2015-08-21 | United States, Canada | ES_31798_PAR38 20-B/RD36_09012015085231_9844791 | 2246828
Hui Zhou TCL Light Electrical Appliances Co., Ltd | TCL | Directional LED Bulb Type PAR38 | PAR38 20-B/RL36 |  | PAR38 | Reflector (Flood/Spot) | E26 (Medium) | Directional | LED | 3 | 100 | 132.5 | 120 | 4166 |  |  |  | 20 | 88 | No | 25000 | 4000 | 84 | 10 | 1 | -20 | Dimmable |  |  | None |  |  |  | 2015-12-15 | 2015-08-21 | United States, Canada | ES_31798_PAR38 20-B/RL36_09012015085231_2221372 | 2246830
Hui Zhou TCL Light Electrical Appliances Co., Ltd | TCL | Directional LED Bulb Type PAR38 | PAR38 20-B/RN36 |  | PAR38 | Reflector (Flood/Spot) | E26 (Medium) | Directional | LED | 3 | 100 | 132.5 | 120 | 3516 |  |  |  | 20 | 70 | No | 25000 | 3000 | 85 | 24 | 1 | -20 | Dimmable |  |  | None |  |  |  | 2015-12-15 | 2015-08-21 | United States, Canada | ES_31798_PAR38 20-B/RN36_09012015085231_2066189 | 2246829
Hui Zhou TCL Light Electrical Appliances Co., Ltd | TCL | Directional LED Bulb Type PAR38 | PAR38 20-B/RZ36 |  | PAR38 | Reflector (Flood/Spot) | E26 (Medium) | Directional | LED | 3 | 100 | 132.5 | 120 | 4223 |  |  |  | 20 | 88 | No | 25000 | 5000 | 84 | 11 | 1 | -20 | Dimmable |  |  | None |  |  |  | 2015-12-15 | 2015-08-21 | United States, Canada | ES_31798_PAR38 20-B/RZ36_09012015085231_4035434 | 2246831
Hui Zhou TCL Light Electrical Appliances Co., Ltd | TCL | GU10 07-A/RL24 | GU10 07-A/RL24 |  | PAR16 | Reflector (Flood/Spot) | GU10 | Directional | LED | 3 | 60 | 54.2 | 46.6 | 1486 |  | 24 | 500 | 7 | 65 | No | 25000 | 4000 | 82 | 8 | 0.9 | -35 | Dimmable | 20% |  | Damp Location Rated,Enclosed Fixtures,Recessed Fixtures |  |  |  | 2016-06-30 | 2014-11-06 | United States, Canada | ES_31798_GU10 07-A/RL24_11122014091230_3550051 | 2224670
Hui Zhou TCL Light Electrical Appliances Co., Ltd | TCL | GU10 07-A/RL36 | GU10 07-A/RL36 |  | PAR16 | Reflector (Flood/Spot) | GU10 | Directional | LED | 3 | 60 | 54.2 | 46.6 | 893 |  | 36 | 500 | 7 | 65 | No | 25000 | 4000 | 82 | 8 | 0.9 | -35 | Dimmable | 20% |  | Damp Location Rated,Enclosed Fixtures,Recessed Fixtures |  |  |  | 2016-06-30 | 2014-11-06 | United States, Canada | ES_31798_GU10 07-A/RL36_11122014091210_3530424 | 2224671
Hui Zhou TCL Light Electrical Appliances Co., Ltd | TCL | GU10 07-A/RN24 | GU10 07-A/RN24 |  | PAR16 | Reflector (Flood/Spot) | GU10 | Directional | LED | 3 | 60 | 54.2 | 46.6 | 1545 |  | 24 | 490 | 7 | 65 | No | 25000 | 3000 | 81 | 1 | 0.9 | -35 | Dimmable | 20% |  | Damp Location Rated,Enclosed Fixtures,Recessed Fixtures |  |  |  | 2016-06-30 | 2014-11-06 | United States, Canada | ES_31798_GU10 07-A/RN24_11122014091254_3574490 | 2224672
Hui Zhou TCL Light Electrical Appliances Co., Ltd | TCL | GU10 07-A/RN36 | GU10 07-A/RN36 |  | PAR16 | Reflector (Flood/Spot) | GU10 | Directional | LED | 3 | 60 | 54.2 | 46.6 | 878 |  | 36 | 490 | 7 | 65 | No | 25000 | 3000 | 81 | 1 | 0.9 | -35 | Dimmable | 20% |  | Damp Location Rated,Enclosed Fixtures,Recessed Fixtures |  |  |  | 2016-06-30 | 2014-11-06 | United States, Canada | ES_31798_GU10 07-A/RN36_11122014091148_3508650 | 2224673
Hui Zhou TCL Light Electrical Appliances Co., Ltd | TCL | GU10 07-A/RZ24 | GU10 07-A/RZ24 |  | PAR16 | Reflector (Flood/Spot) | GU10 | Directional | LED | 3 | 60 | 54.2 | 46.6 | 1491 |  | 24 | 500 | 7 | 65 | No | 25000 | 5000 | 83 | 11 | 0.9 | -35 | Dimmable | 20% |  | Damp Location Rated,Enclosed Fixtures,Recessed Fixtures |  |  |  | 2016-06-30 | 2014-11-06 | United States, Canada | ES_31798_GU10 07-A/RZ24_11122014091320_3600946 | 2224675
Hui Zhou TCL Light Electrical Appliances Co., Ltd | TCL | GU10 07-A/RZ36 | GU10 07-A/RZ36 |  | PAR16 | Reflector (Flood/Spot) | GU10 | Directional | LED | 3 | 60 | 54.2 | 46.6 | 872 |  | 36 | 500 | 7 | 65 | No | 25000 | 5000 | 83 | 11 | 0.9 | -35 | Dimmable | 20% |  | Damp Location Rated,Enclosed Fixtures,Recessed Fixtures |  |  |  | 2016-06-30 | 2014-11-06 | United States, Canada | ES_31798_GU10 07-A/RZ36_11122014091130_3490099 | 2224674
Hui Zhou TCL Light Electrical Appliances Co., Ltd | TCL | LED BR LAMP | BR30 12-A/RD |  | BR30 | Reflector (Flood/Spot) | E26 (Medium) | Directional | LED | 3 | 75 | 132 | 95 |  |  |  | 940 | 12 | 78.3 | No | 25000 | 2700 | 83 | 17 | 1 | -20 | Dimmable | 20% |  | None |  |  |  | 2015-08-31 | 2014-12-04 | United States | ES_31798_BR30 12-A/RD_12122014164346_1682070 | 2229419
Hui Zhou TCL Light Electrical Appliances Co., Ltd | TCL | LED BR LAMP | BR40 15-A/RD |  | BR40 | Reflector (Flood/Spot) | E26 (Medium) | Directional | LED | 3 | 90 | 155 | 120 |  |  |  |  | 15 | 84 | No | 25000 | 2700 | 83 | 18 | 1 | -20 | Dimmable | 13% |  | None |  |  |  | 2015-08-31 | 2014-12-04 | United States | ES_31798_BR40 15-A/RD_12122014164339_5102485 | 2229421
Hui Zhou TCL Light Electrical Appliances Co., Ltd | TCL | LED Lamps | B11 3.5-A/RN |  | Decorative Candle: Other | Decorative | E12 (Candelabra) | Decorative | LED | 3 | 40 | 96 | 36.8 |  |  |  | 320 | 3.8 | 89.2 | No | 25000 | 3000 | 85 | 16 | 0.7 | -35 | Dimmable |  |  | None |  |  |  | 2015-05-20 | 2015-03-25 | United States | ES_31798_B11 3.5-A/RN_03302015100340_3058688 | 2235392
Hui Zhou TCL Light Electrical Appliances Co., Ltd | TCL | PAR16 07-A/RL24 | PAR16 07-A/RL24 |  | PAR16 | Reflector (Flood/Spot) | E26 (Medium) | Directional | LED | 3 | 60 | 57.7 | 46.6 | 1486 |  | 24 | 500 | 7 | 65 | No | 25000 | 4000 | 82 | 8 | 0.9 | -35 | Dimmable | 20% |  | Damp Location Rated,Enclosed Fixtures,Recessed Fixtures |  |  |  | 2016-06-30 | 2016-04-07 | United States, Canada | ES_31798_PAR16 07-A/RL24_11122014091003_3403137 | 2224676
Hui Zhou TCL Light Electrical Appliances Co., Ltd | TCL | PAR16 07-A/RL36 | PAR16 07-A/RL36 |  | PAR16 | Reflector (Flood/Spot) | E26 (Medium) | Directional | LED | 3 | 60 | 57.7 | 46.6 | 893 |  | 36 | 500 | 7 | 65 | No | 25000 | 4000 | 82 | 8 | 0.9 | -35 | Dimmable | 20% |  | Damp Location Rated,Enclosed Fixtures,Recessed Fixtures |  |  |  | 2016-06-30 | 2016-04-07 | United States, Canada | ES_31798_PAR16 07-A/RL36_11122014090943_3383584 | 2224668
Hui Zhou TCL Light Electrical Appliances Co., Ltd | TCL | PAR16 07-A/RN24 | PAR16 07-A/RN24 |  | PAR16 | Reflector (Flood/Spot) | E26 (Medium) | Directional | LED | 3 | 60 | 57.7 | 46.6 | 1545 |  | 24 | 490 | 7 | 65 | No | 25000 | 3000 | 81 | 1 | 0.9 | -35 | Dimmable | 20% |  | Damp Location Rated,Enclosed Fixtures,Recessed Fixtures |  |  |  | 2016-06-30 | 2016-04-07 | United States, Canada | ES_31798_PAR16 07-A/RN24_11122014091019_3419616 | 2224679
Hui Zhou TCL Light Electrical Appliances Co., Ltd | TCL | PAR30 15-A/RZ36 | PAR30 15-A/RZ36 |  | PAR30 | Reflector (Flood/Spot) | E26 (Medium) | Directional | LED | 3 | 100 | 118 | 95 | 2896 |  | 36 | 1000 | 15.9 | 76 | No | 25000 | 5000 | 83 | 12 | 1 | -35 | Dimmable | 20% |  | Damp Location Rated,Enclosed Fixtures,Recessed Fixtures |  |  |  | 2016-06-30 | 2016-04-07 | United States, Canada | ES_31798_PAR30 15-A/RZ36_09282014090053_4853186 | 2220707
Hui Zhou TCL Light Electrical Appliances Co., Ltd | TCL | PAR38 20-A/RD24 | PAR38 20-A/RD24 |  | PAR38 | Reflector (Flood/Spot) | E26 (Medium) | Directional | LED | 3 | 100 | 131 | 120 | 4920 |  | 24 | 1300 | 20.7 | 67 | No | 25000 | 2700 | 83 | 19 | 0.9 | -35 | Dimmable | 20% |  | Damp Location Rated,Enclosed Fixtures,Recessed Fixtures |  |  |  | 2016-06-30 | 2016-04-07 | United States, Canada | ES_31798_PAR38 20-A/RD24_09282014090452_5092561 | 2220718
Hui Zhou TCL Light Electrical Appliances Co., Ltd | TCL | PAR38 20-A/RL24 | PAR38 20-A/RL24 |  | PAR38 | Reflector (Flood/Spot) | E26 (Medium) | Directional | LED | 3 | 100 | 131 | 120 | 5342 |  | 24 | 1400 | 20.4 | 77 | No | 25000 | 4000 | 83 | 12 | 0.9 | -35 | Dimmable | 20% |  | Damp Location Rated,Enclosed Fixtures,Recessed Fixtures |  |  |  | 2016-06-30 | 2016-04-07 | United States, Canada | ES_31798_PAR38 20-A/RL24_09282014090534_5134481 | 2220720
Hui Zhou TCL Light Electrical Appliances Co., Ltd | TCL | PAR38 20-A/RN24 | PAR38 20-A/RN24 |  | PAR38 | Reflector (Flood/Spot) | E26 (Medium) | Directional | LED | 3 | 100 | 131 | 120 | 5006 |  | 24 | 1300 | 20.8 | 69 | No | 25000 | 3000 | 82 | 10 | 0.9 | -35 | Dimmable | 20% |  | Damp Location Rated,Enclosed Fixtures,Recessed Fixtures |  |  |  | 2016-06-30 | 2016-04-07 | United States, Canada | ES_31798_PAR38 20-A/RN24_09282014090513_5113273 | 2220722
Hui Zhou TCL Light Electrical Appliances Co., Ltd | TCL | PAR38 20-A/RZ24 | PAR38 20-A/RZ24 |  | PAR38 | Reflector (Flood/Spot) | E26 (Medium) | Directional | LED | 3 | 100 | 131 | 120 | 5476 |  | 24 | 1400 | 20.5 | 78 | No | 25000 | 5000 | 84 | 15 | 0.9 | -35 | Dimmable | 20% |  | Damp Location Rated,Enclosed Fixtures,Recessed Fixtures |  |  |  | 2016-06-30 | 2016-04-07 | United States, Canada | ES_31798_PAR38 20-A/RZ24_09282014090557_5157719 | 2220713
HYD Lighting, Limited | HYD Lighting | A19-07120-27 | A19-07120-27 |  | A19 | General Purpose Replacement | E26 (Medium) | Omnidirectional | LED | 3 | 40 | 108 | 61 |  |  |  | 500 | 7 | 71.4 | No | 25000 | 2700 | 81 | 13 | 1 | -20 | Dimmable | 20% |  | Enclosed Fixtures,Recessed Fixtures |  |  |  | 2014-09-30 | 2014-10-17 | United States | ES_1128916_A19-07120-27_10222014022016_4416751 | 2223002
HYD Lighting, Limited | HYD Lighting | G10-07036-27 | G10-07036-27 |  | PAR16 | Reflector (Flood/Spot) | GU10 | Directional | LED | 3 | 50 | 56 | 50 | 1299 |  | 36 | 525 | 7 | 75 | No | 25000 | 2700 | 82 | 18 | 0.9 | -20 | Dimmable | 20% |  | Enclosed Fixtures,Recessed Fixtures |  |  |  | 2014-09-30 | 2014-10-17 | United States | ES_1128916_G10-07036-27_10222014020304_3384901 | 2223992
HYD Lighting, Limited | HYD Lighting | G10-07036-40 | G10-07036-40 |  | PAR16 | Reflector (Flood/Spot) | GU10 | Directional | LED | 3 | 50 | 56 | 50 | 1175 |  | 36 | 525 | 7 | 75 | No | 25000 | 4000 | 83 | 24 | 0.9 | -20 | Dimmable | 20% |  | Enclosed Fixtures,Recessed Fixtures |  |  |  | 2014-09-30 | 2015-05-19 | United States | ES_1128916_G10-07036-40_05192015120424_7064657 | 2239700
HYD Lighting, Limited | HYD Lighting | G25-07120-27 | G25-07120-27 |  | G25 | Globe | E26 (Medium) | Decorative | LED | 3 | 60 | 110.3 | 79.2 |  |  |  | 550 | 7 | 78.6 | No | 25000 | 2700 | 82 | 19 | 0.9 | -20 | Dimmable | 20% |  | Enclosed Fixtures,Recessed Fixtures |  |  |  | 2014-10-30 | 2014-11-10 | United States | ES_1128916_G25-07120-27_11122014082142_0502342 | 2224999
HYD Lighting, Limited | HYD Lighting | M16-07025-27 | M16-07025-27 |  | MR16 | Reflector (Flood/Spot) | GU5.3 | Directional | LED | 3 | 50 | 44.2 | 49.5 | 2472 |  | 25 | 550 | 7 | 78.6 | No | 25000 | 2700 | 81 | 15 | 1 | -20 | Dimmable | 20% |  | Enclosed Fixtures,Recessed Fixtures |  |  |  | 2014-10-30 | 2014-11-10 | United States | ES_1128916_M16-07025-27_11122014082750_0870284 | 2224667
HYD Lighting, Limited | HYD Lighting | M16-07036-27 | M16-07036-27 |  | MR16 | Reflector (Flood/Spot) | GU5.3 | Directional | LED | 3 | 50 | 50 | 47 | 1261 |  |  | 550 | 7 | 80 | No | 25000 | 2700 | 81 | 15 | 1 | -20 | Dimmable | 20% |  | Enclosed Fixtures,Recessed Fixtures |  |  |  | 2014-06-14 | 2016-02-29 | United States | ES_1128916_M16-07036-27_07142014022740_4860813 | 2216284
HYD Lighting, Limited | HYD Lighting | M16-07036-40 | M16-07036-40 |  | MR16 | Reflector (Flood/Spot) | GU5.3 | Directional | LED | 3 | 50 | 50 | 47 | 1094 |  | 36 | 550 | 7 | 80 | No | 25000 | 4000 | 83 | 22 | 1 | -20 | Dimmable | 20% |  | Enclosed Fixtures,Recessed Fixtures |  |  |  | 2014-08-01 | 2015-05-19 | United States | ES_1128916_M16-07036-40_05192015120939_7379325 | 2239705
HYD Lighting, Limited | HYD Lighting | OMNI-A19-0727 | OMNI-A19-0727 |  | A19 | General Purpose Replacement | E26 (Medium) | Omnidirectional | LED | 3 | 40 | 110 | 60 |  |  |  | 450 | 7 | 64.3 | No | 25000 | 2700 | 83 | 23 | 0.9 | -20 | Dimmable | 20% |  | Damp Location Rated,Recessed Fixtures |  |  |  | 2014-07-01 | 2016-02-29 | United States | ES_1128916_OMNI-A19-0727_08272014070651_3211186 | 2217969
HYD Lighting, Limited | HYD Lighting | OMNI-A19-0727G24 | OMNI-A19-0727G24 |  | A19 | General Purpose Replacement | GU24 | Omnidirectional | LED | 3 | 40 | 110 | 60 |  |  |  | 450 | 7 | 64.3 | No | 25000 | 2700 | 83 | 23 | 0.9 | -20 | Dimmable | 20% |  | Damp Location Rated,Recessed Fixtures |  |  |  | 2014-07-01 | 2016-03-04 | United States | ES_1128916_OMNI-A19-0727G24_08272014071600_3760467 | 2217968
HYD Lighting, Limited | HYD Lighting | OMNI-A19-0730 | OMNI-A19-0730 |  | A19 | General Purpose Replacement | E26 (Medium) | Omnidirectional | LED | 3 | 40 | 110 | 60 |  |  |  | 450 | 7 | 64.3 | No | 25000 | 3000 | 84 | 22 | 0.9 | -20 | Dimmable | 20% |  | Damp Location Rated,Recessed Fixtures |  |  |  | 2014-07-01 | 2016-03-04 | United States | ES_1128916_OMNI-A19-0730_11212014080347_7027476 | 2225569
Hyperikon Inc. | Hyperikon | LED | HyperBR30-501 | ,,302010404 | BR30 | Reflector (Flood/Spot) | E26 (Medium) | Directional | LED | 5 | 75 | 135 | 95 |  |  | 110 | 960 | 15 | 64 | No | 25000 | 5000 | 85 | 16 | 1 | -30 | Dimmable | 10% |  | None |  |  |  | 2015-11-01 | 2015-10-30 | United States | ES_1130573_HyperBR30-501_11062015144911_8042787 | 2252055
Hyperikon Inc. | Hyperikon | LED | HyperBR30-503 | ,,302010404 | BR30 | Reflector (Flood/Spot) | E26 (Medium) | Directional | LED | 5 | 75 | 133 | 95 |  |  | 110 | 960 | 12.1 | 79.3 | No | 25000 | 5000 | 95 | 93 | 1 | -30 | Dimmable | 10% |  | None |  |  |  | 2015-12-20 | 2015-12-22 | United States | ES_1130573_HyperBR30-503_12312015132753_5583320 | 2255718
Hyperikon Inc. | Hyperikon | LED | HyperBR40-271 | ,,402000401 | BR40 | Reflector (Flood/Spot) | E26 (Medium) | Directional | LED | 5 | 90 | 162 | 129 |  |  | 110 | 1260 | 16 | 78.8 | No | 25000 | 2700 | 82 | 4 | 1 | -30 | Dimmable | 10% |  | None |  |  |  | 2015-11-01 | 2015-10-30 | United States | ES_1130573_HyperBR40-271_11062015144611_5140366 | 2252049
Hyperikon Inc. | Hyperikon | LED | HyperBR40-272 | ,,402000401 | BR40 | Reflector (Flood/Spot) | E26 (Medium) | Directional | LED | 5 | 85 | 157 | 124 |  |  | 110 | 1245 | 16 | 77.8 | No | 25000 | 2700 | 93 | 59 | 1 | -30 | Dimmable | 10% |  | None |  |  |  | 2015-11-06 | 2015-11-04 | United States | ES_1130573_HyperBR40-272_11062015142401_1843705 | 2252010
Hyperikon Inc. | Hyperikon | LED | HyperBR40-301 | ,,402000402 | BR40 | Reflector (Flood/Spot) | E26 (Medium) | Directional | LED | 5 | 90 | 162 | 129 |  |  | 110 | 1340 | 16 | 83.8 | No | 25000 | 3000 | 81 | 5 | 1 | -30 | Dimmable | 10% |  | None |  |  |  | 2015-11-01 | 2015-10-30 | United States | ES_1130573_HyperBR40-301_11062015144536_7517895 | 2252048
Hyperikon Inc. | Hyperikon | LED | HyperBR40-302 | ,,402000402 | BR40 | Reflector (Flood/Spot) | E26 (Medium) | Directional | LED | 5 | 90 | 157 | 124 |  |  | 110 | 1300 | 16 | 81.3 | No | 25000 | 3000 | 92 | 59 | 1 | -30 | Dimmable | 10% |  | None |  |  |  | 2015-11-06 | 2015-11-04 | United States | ES_1130573_HyperBR40-302_11062015142304_7864308 | 2252009
Hyperikon Inc. | Hyperikon | LED | HyperBR40-401 | ,,402000403 | BR40 | Reflector (Flood/Spot) | E26 (Medium) | Directional | LED | 5 | 90 | 162 | 129 |  |  | 110 | 1360 | 16 | 85 | No | 25000 | 4000 | 85 | 14 | 1 | -30 | Dimmable | 10% |  | None |  |  |  | 2015-11-01 | 2015-10-30 | United States | ES_1130573_HyperBR40-401_11062015144648_8239409 | 2252050
Globe Electric Inc. | Globe | T2 S 23W | 84337 |  | CFL Bare Spiral | General Purpose Replacement | E26 (Medium) | Omnidirectional | CFL | 9 | 100 | 118.5 | 59.1 |  | 2.5 |  | 1600 | 23 | 69.6 | No | 10000 | 4100 | 82 | 25 | 0.6 | -10 |  |  |  | None |  |  |  | 2014-09-18 | 2014-09-30 | Canada | ES_1060963_84337_09302014123452_70011241 | 2220761
Hyperikon Inc. | Hyperikon | LED | HyperBR40-402 | ,,402000403 | BR40 | Reflector (Flood/Spot) | E26 (Medium) | Directional | LED | 5 | 90 | 157 | 124 |  |  | 110 | 1340 | 16 | 83.8 | No | 25000 | 4000 | 94 | 74 | 1 | -30 | Dimmable | 10% |  | None |  |  |  | 2015-11-06 | 2015-11-04 | United States | ES_1130573_HyperBR40-402_11062015142435_6736620 | 2252011
Hyperikon Inc. | Hyperikon | LED | HyperBR40-501 | ,,402000404 | BR40 | Reflector (Flood/Spot) | E26 (Medium) | Directional | LED | 5 | 90 | 162 | 129 |  |  | 110 | 1300 | 16.2 | 80.2 | No | 25000 | 5000 | 86 | 18 | 1 | -30 | Dimmable | 10% |  | None |  |  |  | 2015-11-01 | 2015-10-30 | United States | ES_1130573_HyperBR40-501_11062015144718_6839187 | 2252051
Hyperikon Inc. | Hyperikon | LED | HyperBR40-502 | ,,402000404 | BR40 | Reflector (Flood/Spot) | E26 (Medium) | Directional | LED | 5 | 90 | 157 | 124 |  |  | 110 | 1355 | 15 | 90.3 | No | 25000 | 5000 | 96 | 94 | 1 | -30 | Dimmable | 10% |  | None |  |  |  | 2015-12-16 | 2015-12-22 | United States | ES_1130573_HyperBR40-502_01052016131754_4023545 | 2255956
Hyperikon Inc. | Hyperikon | LED | HyperGU10-27 | ,,161070205 | PAR16 | Reflector (Flood/Spot) | GU10 | Directional | LED | 5 | 60 | 55 | 50 | 960 |  | 40 | 480 | 7.4 | 65 | No | 25000 | 2700 | 92 | 57 | 0.9 | -30 | Dimmable | 10% | Yes | None | No |  |  | 2016-02-25 | 2016-03-04 | United States | ES_1130573_HyperGU10-27_03072016125500_6536208 | 2261825
Hyperikon Inc. | Hyperikon | LED | HyperGU10-30 | ,,161070206 | PAR16 | Reflector (Flood/Spot) | GU10 | Directional | LED | 5 | 60 | 55 | 50 | 1031 |  | 40 | 450 | 7.3 | 61.3 | No | 25000 | 3000 | 94 | 70 | 0.9 | -30 | Dimmable | 10% | Yes | None | No |  |  | 2016-02-25 | 2016-03-04 | United States | ES_1130573_HyperGU10-30_03072016125427_2017270 | 2261824
Hyperikon Inc. | Hyperikon | LED | HyperGU10-40 | ,,161070207 | PAR16 | Reflector (Flood/Spot) | GU10 | Directional | LED | 5 | 60 | 55 | 50 | 1124 |  | 40 | 470 | 7.6 | 62.2 | No | 25000 | 4000 | 94 | 79 | 0.9 | -30 | Dimmable | 10% | Yes | None | No |  |  | 2016-02-25 | 2016-03-04 | United States | ES_1130573_HyperGU10-40_03072016125537_2881368 | 2261826
Hyperikon Inc. | Hyperikon | LED | HyperGU10-50 | ,,161070208 | PAR16 | Reflector (Flood/Spot) | GU10 | Directional | LED | 5 | 60 | 55 | 50 | 1033 |  | 40 | 490 | 7.4 | 66 | No | 25000 | 5000 | 93 | 79 | 0.9 | -30 | Dimmable | 10% | Yes | None | No |  |  | 2016-02-25 | 2016-03-04 | United States | ES_1130573_HyperGU10-50_03072016125615_7480361 | 2261827
Hyperikon Inc. | Hyperikon | LED | HyperGU24-27 | ,,192120804 | A19 | General Purpose Replacement | GU24 | Omnidirectional | LED | 5 | 60 | 108 | 56 |  |  |  | 800 | 13.6 | 58.8 | No | 50000 | 2700 | 83 | 13 | 0.8 | -30 | Dimmable | 10% |  | None |  |  |  | 2015-10-30 | 2015-10-22 | United States | ES_1130573_HyperGU24-27_10282015143100_9393291 | 2251392
Hyperikon Inc. | Hyperikon | LED | HyperGU24-30 | ,,192120805 | A19 | General Purpose Replacement | GU24 | Omnidirectional | LED | 5 | 60 | 108 | 56 |  |  |  | 820 | 12 | 68.3 | No | 50000 | 3000 | 81 | 7 | 0.8 | -30 | Dimmable | 10% |  | None |  |  |  | 2015-10-30 | 2015-10-22 | United States | ES_1130573_HyperGU24-30_10282015143133_9198554 | 2251393
Hyperikon Inc. | Hyperikon | LED | HyperGU24-40 | ,,192120806 | A19 | General Purpose Replacement | GU24 | Omnidirectional | LED | 5 | 60 | 108 | 56 |  |  |  | 840 | 12.3 | 68.3 | No | 50000 | 4000 | 83 | 7 | 0.8 | -30 | Dimmable | 10% |  | None |  |  |  | 2015-10-30 | 2015-10-22 | United States | ES_1130573_HyperGU24-40_10282015143207_4693569 | 2251394
Hyperikon Inc. | Hyperikon | LED | HyperMR16-27 | ,,161070105 | MR16 | Reflector (Flood/Spot) | GU5.3 | Directional | LED | 5 | 50 | 50.5 | 50 | 1108 |  | 40 | 490 | 7.4 | 66 | No | 25000 | 2700 | 91 | 55 | 1 | -30 | Dimmable | 10% | Yes | None | No |  |  | 2016-04-10 | 2016-04-18 | United States | ES_1130573_HyperMR16-27_05022016122817_7745183 | 2265701
Hyperikon Inc. | Hyperikon | LED | HyperMR16-27 | ,,161070105 | MR16 | Reflector (Flood/Spot) | GU5.3 | Directional | LED | 5 | 50 | 50.5 | 50 | 1112 |  | 40 | 490 | 7.4 | 66 | No | 25000 | 2700 | 91 | 55 | 0.9 | -30 | Dimmable | 10% | Yes | None | No |  |  | 2016-04-10 | 2016-04-18 | United States | ES_1130573_HyperMR16-27_05022016122613_7489887 | 2265698
Hyperikon Inc. | Hyperikon | LED | HyperMR16-30 | ,,161070106 | MR16 | Reflector (Flood/Spot) | GU5.3 | Directional | LED | 5 | 50 | 50.5 | 50 | 1089 |  | 40 | 490 | 7.5 | 65.6 | No | 25000 | 3000 | 93 | 61 | 0.9 | -30 | Dimmable | 10% | Yes | None | No |  |  | 2016-04-10 | 2016-04-18 | United States | ES_1130573_HyperMR16-30_05022016122523_6840771 | 2265697
Hyperikon Inc. | Hyperikon | LED | HyperMR16-30 | ,,161070106 | MR16 | Reflector (Flood/Spot) | GU5.3 | Directional | LED | 5 | 50 | 50.5 | 50 | 1116 |  | 40 | 490 | 7.5 | 65.6 | No | 25000 | 3000 | 92 | 60 | 1 | -30 | Dimmable | 10% | Yes | None | No |  |  | 2016-04-10 | 2016-04-18 | United States | ES_1130573_HyperMR16-30_05022016122748_8485219 | 2265700
Hyperikon Inc. | Hyperikon | LED | HyperMR16-40 | ,,161070107 | MR16 | Reflector (Flood/Spot) | GU5.3 | Directional | LED | 5 | 50 | 50.5 | 50 | 1077 |  | 40 | 490 | 7.7 | 63.9 | No | 25000 | 4000 | 94 | 75 | 0.9 | -30 | Dimmable | 10% | Yes | None | No |  |  | 2016-04-10 | 2016-04-18 | United States | ES_1130573_HyperMR16-40_05022016122719_9150067 | 2265699
Hyperikon Inc. | Hyperikon | LED | HyperMR16-40 | ,,161070107 | MR16 | Reflector (Flood/Spot) | GU5.3 | Directional | LED | 5 | 50 | 50.5 | 50 | 1085 |  | 40 | 490 | 7.7 | 63.9 | No | 25000 | 4000 | 94 | 75 | 1 | -30 | Dimmable | 10% | Yes | None | No |  |  | 2016-04-10 | 2016-04-18 | United States | ES_1130573_HyperMR16-40_05022016122845_6971702 | 2265702
Hyperikon Inc. | Hyperikon | LED | HyperPAR16-27 | ,,151170401 | PAR16 | Reflector (Flood/Spot) | E26 (Medium) | Directional | LED | 5 | 60 | 73 | 50 | 960 |  | 40 | 480 | 7.4 | 65 | No | 25000 | 2700 | 92 | 57 | 0.9 | -30 | Dimmable | 10% | Yes | None | No |  |  | 2016-02-25 | 2016-03-04 | United States | ES_1130573_HyperPAR16-27_03072016125711_7969669 | 2261829
Hyperikon Inc. | Hyperikon | LED | HyperPAR16-30 | ,,151170402 | PAR16 | Reflector (Flood/Spot) | E26 (Medium) | Directional | LED | 5 | 60 | 73 | 50 | 1031 |  | 40 | 520 | 8 | 65 | No | 25000 | 3000 | 94 | 70 | 0.9 | -30 | Dimmable | 10% | Yes | None | No |  |  | 2016-02-25 | 2016-03-04 | United States | ES_1130573_HyperPAR16-30_03072016125644_6765838 | 2261828
Hui Zhou TCL Light Electrical Appliances Co., Ltd | TCL | PAR16 07-A/RN36 | PAR16 07-A/RN36 |  | PAR16 | Reflector (Flood/Spot) | E26 (Medium) | Directional | LED | 3 | 60 | 57.7 | 46.6 | 878 |  | 36 | 490 | 7 | 65 | No | 25000 | 3000 | 81 | 1 | 0.9 | -35 | Dimmable | 20% |  | Damp Location Rated,Enclosed Fixtures,Recessed Fixtures |  |  |  | 2016-06-30 | 2016-04-07 | United States, Canada | ES_31798_PAR16 07-A/RN36_11122014090926_3366573 | 2224669
Hui Zhou TCL Light Electrical Appliances Co., Ltd | TCL | PAR16 07-A/RZ24 | PAR16 07-A/RZ24 |  | PAR16 | Reflector (Flood/Spot) | E26 (Medium) | Directional | LED | 3 | 60 | 57.7 | 46.6 | 1491 |  | 24 | 500 | 7 | 65 | No | 25000 | 5000 | 83 | 11 | 0.9 | -35 | Dimmable | 20% |  | Damp Location Rated,Enclosed Fixtures,Recessed Fixtures |  |  |  | 2016-06-30 | 2016-04-07 | United States, Canada | ES_31798_PAR16 07-A/RZ24_11122014091049_3449134 | 2224678
Hui Zhou TCL Light Electrical Appliances Co., Ltd | TCL | PAR16 07-A/RZ36 | PAR16 07-A/RZ36 |  | PAR16 | Reflector (Flood/Spot) | E26 (Medium) | Directional | LED | 3 | 60 | 57.7 | 46.6 | 872 |  | 36 | 500 | 7 | 65 | No | 25000 | 5000 | 83 | 11 | 0.9 | -35 | Dimmable | 20% |  | Damp Location Rated,Enclosed Fixtures,Recessed Fixtures |  |  |  | 2016-06-30 | 2016-04-07 | United States, Canada | ES_31798_PAR16 07-A/RZ36_11122014091104_3464860 | 2224677
Hui Zhou TCL Light Electrical Appliances Co., Ltd | TCL | PAR20 8.5-A/RD24 | PAR20 8.5-A/RD24 |  | PAR20 | Reflector (Flood/Spot) | E26 (Medium) | Directional | LED | 3 | 50 | 86 | 63 | 2385 |  | 24 | 500 | 8.7 | 64 | No | 25000 | 2700 | 83 | 18 | 0.8 | -35 | Dimmable | 20% |  | Damp Location Rated,Enclosed Fixtures,Recessed Fixtures |  |  |  | 2016-06-30 | 2016-04-07 | United States, Canada | ES_31798_PAR20 8.5-A/RD24_09282014090754_5274562 | 2220710
Hui Zhou TCL Light Electrical Appliances Co., Ltd | TCL | PAR20 8.5-A/RD36 | PAR20 8.5-A/RD36 |  | PAR20 | Reflector (Flood/Spot) | E26 (Medium) | Directional | LED | 3 | 50 | 86 | 63 | 1556 |  | 36 | 500 | 8.7 | 68 | No | 25000 | 2700 | 83 | 18 | 0.8 | -35 | Dimmable | 20% |  | Damp Location Rated,Enclosed Fixtures,Recessed Fixtures |  |  |  | 2016-06-30 | 2016-04-07 | United States, Canada | ES_31798_PAR20 8.5-A/RD36_09282014090620_5180361 | 2220711
Hui Zhou TCL Light Electrical Appliances Co., Ltd | TCL | PAR20 8.5-A/RL24 | PAR20 8.5-A/RL24 |  | PAR20 | Reflector (Flood/Spot) | E26 (Medium) | Directional | LED | 3 | 50 | 86 | 63 | 2733 |  | 24 | 550 | 8.7 | 76 | No | 25000 | 4000 | 82 | 10 | 0.8 | -35 | Dimmable | 20% |  | Damp Location Rated,Enclosed Fixtures,Recessed Fixtures |  |  |  | 2016-06-30 | 2016-04-07 | United States, Canada | ES_31798_PAR20 8.5-A/RL24_09282014090837_5317735 | 2220714
Hui Zhou TCL Light Electrical Appliances Co., Ltd | TCL | PAR20 8.5-A/RL36 | PAR20 8.5-A/RL36 |  | PAR20 | Reflector (Flood/Spot) | E26 (Medium) | Directional | LED | 3 | 50 | 86 | 63 | 1610 |  | 36 | 550 | 8.7 | 71 | No | 25000 | 4000 | 82 | 10 | 0.8 | -35 | Dimmable | 20% |  | Damp Location Rated,Enclosed Fixtures,Recessed Fixtures |  |  |  | 2016-06-30 | 2016-04-07 | United States, Canada | ES_31798_PAR20 8.5-A/RL36_09282014090709_5229097 | 2220715
Hui Zhou TCL Light Electrical Appliances Co., Ltd | TCL | PAR20 8.5-A/RN24 | PAR20 8.5-A/RN24 |  | PAR20 | Reflector (Flood/Spot) | E26 (Medium) | Directional | LED | 3 | 50 | 86 | 63 | 2233 |  | 24 | 500 | 8.5 | 65 | No | 25000 | 3000 | 82 | 9 | 0.8 | -35 | Dimmable | 20% |  | Damp Location Rated,Enclosed Fixtures,Recessed Fixtures |  |  |  | 2016-06-30 | 2016-04-07 | United States, Canada | ES_31798_PAR20 8.5-A/RN24_09282014090815_5295964 | 2220716
Hui Zhou TCL Light Electrical Appliances Co., Ltd | TCL | PAR20 8.5-A/RN36 | PAR20 8.5-A/RN36 |  | PAR20 | Reflector (Flood/Spot) | E26 (Medium) | Directional | LED | 3 | 50 | 86 | 63 | 1411 |  | 36 | 500 | 8.6 | 64 | No | 25000 | 3000 | 82 | 9 | 0.8 | -35 | Dimmable | 20% |  | Damp Location Rated,Enclosed Fixtures,Recessed Fixtures |  |  |  | 2016-06-30 | 2016-04-07 | United States, Canada | ES_31798_PAR20 8.5-A/RN36_09282014090642_5202372 | 2220708
Hui Zhou TCL Light Electrical Appliances Co., Ltd | TCL | PAR20 8.5-A/RZ24 | PAR20 8.5-A/RZ24 |  | PAR20 | Reflector (Flood/Spot) | E26 (Medium) | Directional | LED | 3 | 50 | 86 | 63 | 1928 |  | 24 | 550 | 8.7 | 63 | No | 25000 | 5000 | 83 | 11 | 0.8 | -35 | Dimmable | 20% |  | Damp Location Rated,Enclosed Fixtures,Recessed Fixtures |  |  |  | 2016-06-30 | 2016-04-07 | United States, Canada | ES_31798_PAR20 8.5-A/RZ24_09282014090911_5351753 | 2220709
Hui Zhou TCL Light Electrical Appliances Co., Ltd | TCL | PAR20 8.5-A/RZ36 | PAR20 8.5-A/RZ36 |  | PAR20 | Reflector (Flood/Spot) | E26 (Medium) | Directional | LED | 3 | 50 | 86 | 63 | 1411 |  | 36 | 550 | 8.5 | 63 | No | 25000 | 5000 | 83 | 11 | 0.8 | -35 | Dimmable | 20% |  | Damp Location Rated,Enclosed Fixtures,Recessed Fixtures |  |  |  | 2016-06-30 | 2016-04-07 | United States, Canada | ES_31798_PAR20 8.5-A/RZ36_09282014090734_5254706 | 2220717
Hui Zhou TCL Light Electrical Appliances Co., Ltd | TCL | PAR30 15-A/RD24 | PAR30 15-A/RD24 |  | PAR30 | Reflector (Flood/Spot) | E26 (Medium) | Directional | LED | 3 | 75 | 118 | 95 | 3308 |  | 24 | 900 | 15.8 | 63 | No | 25000 | 2700 | 82 | 14 | 1 | -35 | Dimmable | 20% |  | Damp Location Rated,Enclosed Fixtures,Recessed Fixtures |  |  |  | 2016-06-30 | 2016-04-07 | United States, Canada | ES_31798_PAR30 15-A/RD24_09282014090117_4877270 | 2220700
Hui Zhou TCL Light Electrical Appliances Co., Ltd | TCL | PAR30 15-A/RD36 | PAR30 15-A/RD36 |  | PAR30 | Reflector (Flood/Spot) | E26 (Medium) | Directional | LED | 3 | 100 | 118 | 95 | 2644 |  | 36 | 900 | 15.7 | 66 | No | 25000 | 2700 | 82 | 14 | 1 | -35 | Dimmable | 20% |  | Damp Location Rated,Enclosed Fixtures,Recessed Fixtures |  |  |  | 2016-06-30 | 2016-04-07 | United States, Canada | ES_31798_PAR30 15-A/RD36_09282014085934_4774093 | 2220701
Hui Zhou TCL Light Electrical Appliances Co., Ltd | TCL | PAR30 15-A/RL24 | PAR30 15-A/RL24 |  | PAR30 | Reflector (Flood/Spot) | E26 (Medium) | Directional | LED | 3 | 75 | 118 | 95 | 4183 |  | 24 | 1000 | 15.8 | 75 | No | 25000 | 4000 | 81 | 10 | 1 | -35 | Dimmable | 20% |  | Damp Location Rated,Enclosed Fixtures,Recessed Fixtures |  |  |  | 2016-06-30 | 2016-04-07 | United States, Canada | ES_31798_PAR30 15-A/RL24_09282014090216_4936932 | 2220702
Hui Zhou TCL Light Electrical Appliances Co., Ltd | TCL | PAR30 15-A/RL36 | PAR30 15-A/RL36 |  | PAR30 | Reflector (Flood/Spot) | E26 (Medium) | Directional | LED | 3 | 100 | 118 | 95 | 3020 |  | 36 | 1000 | 15.8 | 72 | No | 25000 | 4000 | 81 | 10 | 1 | -35 | Dimmable | 20% |  | Damp Location Rated,Enclosed Fixtures,Recessed Fixtures |  |  |  | 2016-06-30 | 2016-04-07 | United States, Canada | ES_31798_PAR30 15-A/RL36_09282014090030_4830089 | 2220703
Hui Zhou TCL Light Electrical Appliances Co., Ltd | TCL | PAR30 15-A/RN24 | PAR30 15-A/RN24 |  | PAR30 | Reflector (Flood/Spot) | E26 (Medium) | Directional | LED | 3 | 75 | 118 | 95 | 3724 |  | 24 | 900 | 15.8 | 68 | No | 25000 | 3000 | 82 | 9 | 1 | -35 | Dimmable | 20% |  | Damp Location Rated,Enclosed Fixtures,Recessed Fixtures |  |  |  | 2016-06-30 | 2016-04-07 | United States, Canada | ES_31798_PAR30 15-A/RN24_09282014090141_4901130 | 2220705
Hui Zhou TCL Light Electrical Appliances Co., Ltd | TCL | PAR30 15-A/RN36 | PAR30 15-A/RN36 |  | PAR30 | Reflector (Flood/Spot) | E26 (Medium) | Directional | LED | 3 | 100 | 118 | 95 | 2948 |  | 36 | 900 | 15.7 | 74 | No | 25000 | 3000 | 82 | 9 | 1 | -35 | Dimmable | 20% |  | Damp Location Rated,Enclosed Fixtures,Recessed Fixtures |  |  |  | 2016-06-30 | 2016-04-07 | United States, Canada | ES_31798_PAR30 15-A/RN36_09282014090003_4803139 | 2220704
Hui Zhou TCL Light Electrical Appliances Co., Ltd | TCL | PAR30 15-A/RZ24 | PAR30 15-A/RZ24 |  | PAR30 | Reflector (Flood/Spot) | E26 (Medium) | Directional | LED | 3 | 75 | 118 | 95 | 4091 |  | 24 | 1000 | 16.5 | 71 | No | 25000 | 5000 | 83 | 12 | 1 | -35 | Dimmable | 20% |  | Damp Location Rated,Enclosed Fixtures,Recessed Fixtures |  |  |  | 2016-06-30 | 2016-04-07 | United States, Canada | ES_31798_PAR30 15-A/RZ24_09282014090303_4983984 | 2220706
HYD Lighting, Limited | HYD Lighting | OMNI-A19-1027 | OMNI-A19-1027 |  | A19 | General Purpose Replacement | E26 (Medium) | Omnidirectional | LED | 3 | 60 | 110 | 60 |  |  |  | 800 | 10 | 80 | No | 25000 | 2700 | 84 | 24 | 0.9 | -20 | Dimmable | 20% |  | Damp Location Rated,Recessed Fixtures |  |  |  | 2014-07-01 | 2016-02-29 | United States | ES_1128916_OMNI-A19-1027_08272014071458_3698351 | 2217967
HYD Lighting, Limited | HYD Lighting | OMNI-A19-1027G24 | OMNI-A19-1027G24 |  | A19 | General Purpose Replacement | GU24 | Omnidirectional | LED | 3 | 60 | 110 | 60 |  |  |  | 800 | 10 | 80 | No | 25000 | 2700 | 84 | 24 | 0.9 | -20 | Dimmable | 20% |  | Damp Location Rated,Recessed Fixtures |  |  |  | 2014-07-01 | 2016-02-29 | United States | ES_1128916_OMNI-A19-1027G24_08272014071404_3644741 | 2217966
HYD Lighting, Limited | HYD Lighting | OMNI-A19-1030 | OMNI-A19-1030 |  | A19 | General Purpose Replacement | E26 (Medium) | Omnidirectional | LED | 3 | 60 | 110 | 60 |  |  |  | 800 | 10 | 80 | No | 25000 | 3000 | 84 | 26 | 0.9 | -20 | Dimmable | 20% |  | Damp Location Rated,Recessed Fixtures |  |  |  | 2014-07-01 | 2016-02-29 | United States | ES_1128916_OMNI-A19-1030_11212014080406_7046611 | 2225570
HYD Lighting, Limited | HYD Lighting | P20-07040-30 | P20-07040-30 |  | PAR20 | Reflector (Flood/Spot) | E26 (Medium) | Directional | LED | 3 | 50 | 86 | 63 | 798 |  | 40 | 525 | 7 | 75 | No | 25000 | 3000 | 84 | 11 | 0.9 | -20 | Dimmable | 20% |  | Enclosed Fixtures,Recessed Fixtures |  |  |  | 2014-07-01 | 2016-02-29 | United States | ES_1128916_P20-07040-30_09012014071827_5907343 | 2218257
HYD Lighting, Limited | HYD Lighting | P30-12040-30 | P30-12040-30 |  | PAR30 | Reflector (Flood/Spot) | E26 (Medium) | Directional | LED | 3 | 75 | 118 | 95 | 1763 |  | 40 | 950 | 12 | 79.2 | No | 25000 | 3000 | 83 | 6 | 0.9 | -20 | Dimmable | 20% |  | Enclosed Fixtures,Recessed Fixtures |  |  |  | 2014-07-01 | 2016-02-29 | United States | ES_1128916_P30-12040-30_09012014072656_6416429 | 2218256
HYD Lighting, Limited | HYD Lighting | P30-12040S-30 | P30-12040S-30 |  | PAR30 | Reflector (Flood/Spot) | E26 (Medium) | Directional | LED | 3 | 75 | 91 | 95 | 1678 |  | 40 | 950 | 12 | 79.2 | No | 25000 | 3000 | 84 | 11 | 0.9 | -20 | Dimmable | 20% |  | Enclosed Fixtures,Recessed Fixtures |  |  |  | 2014-07-01 | 2016-02-29 | United States | ES_1128916_P30-12040S-30_09122014065848_5128600 | 2219139
HYD Lighting, Limited | HYD Lighting | R20-07120-27 | R20-07120-27 |  | R20 | Reflector (Flood/Spot) | E26 (Medium) | Directional | LED | 3 | 45 | 95 | 64 |  |  | 120 | 500 | 7 | 71.4 | No | 25000 | 2700 | 82 | 19 | 1 | -20 | Dimmable | 20% |  | Enclosed Fixtures,Recessed Fixtures |  |  |  | 2014-07-01 | 2016-02-29 | United States | ES_1128916_R20-07120-27_09012014072442_6282919 | 2218254
HYD Lighting, Limited | HYD Lighting | R20-07120-40 | R20-07120-40 |  | R20 | Reflector (Flood/Spot) | E26 (Medium) | Directional | LED | 3 | 45 | 95 | 64 |  |  |  | 500 | 7 | 70 | No | 25000 | 4000 | 82 | 19 |  | -20 | Dimmable | 20% |  | Enclosed Fixtures,Recessed Fixtures |  |  |  | 2014-07-01 | 2015-05-19 | United States | ES_1128916_R20-07120-40_05192015121229_7549386 | 2239699
HYD Lighting, Limited | HYD Lighting | R30-12120-27 | R30-12120-27 |  | BR30 | Reflector (Flood/Spot) | E26 (Medium) | Directional | LED | 3 | 75 | 132 | 96 |  |  |  | 950 | 12.7 | 80 | No | 25000 | 2700 | 81 | 14 | 1 | -20 | Dimmable | 20% |  | Enclosed Fixtures,Recessed Fixtures |  |  |  | 2014-06-14 | 2016-02-29 | United States | ES_1128916_R30-12120-27_07142014022707_4827411 | 2216285
HYD Lighting, Limited | HYD Lighting | R40-16120-27 | R40-16120-27 |  | BR40 | Reflector (Flood/Spot) | E26 (Medium) | Directional | LED | 3 | 85 | 158 | 125 |  |  | 120 | 1200 | 16 | 75 | No | 25000 | 2700 | 82 | 18 | 1 | -20 | Dimmable | 20% |  | Enclosed Fixtures,Wet Location Rated,Recessed Fixtures |  |  |  | 2014-07-01 | 2016-02-29 | United States | ES_1128916_R40-16120-27_09122014065915_5155033 | 2219138
HY LED LIGHTING INC | HY LED | DE26-5TC6L(3000K) | DE26-5TC6L(3000K) |  | PAR16 | Reflector (Flood/Spot) | E26 (Medium) | Directional | LED | 5 | 45 | 70.4 | 49.3 | 363 |  | 60 | 450 | 5 | 90 | No | 25000 | 3000 | 82 | 2 | 0.8 | -20 | Dimmable | 20% | Yes | Damp Location Rated | No |  |  | 2015-07-15 | 2016-07-28 | United States, Canada | ES_1137373_DE26-5TC6L(3000K)_07292016005602_3762547 | 2273732
HY LED LIGHTING INC | HY LED | DE26-5TC6L(4000K) | DE26-5TC6L(4000K) |  | PAR16 | Reflector (Flood/Spot) | E26 (Medium) | Directional | LED | 5 | 45 | 70.2 | 49.4 | 373 |  | 60 | 450 | 5 | 90 | No | 25000 | 4000 | 83 | 7 | 0.8 | -20 | Dimmable | 20% | Yes | Damp Location Rated | No |  |  | 2015-07-15 | 2016-07-28 | United States, Canada | ES_1137373_DE26-5TC6L(4000K)_07292016005631_3791545 | 2273733
HY LED LIGHTING INC | HY LED | DE26-5TC6L(5000K) | DE26-5TC6L(5000K) |  | PAR16 | Reflector (Flood/Spot) | E26 (Medium) | Directional | LED | 5 | 45 | 70.2 | 49.5 | 383 |  | 60 | 450 | 5 | 90 | No | 25000 | 5000 | 84 | 9 | 0.8 | -20 | Dimmable | 20% | Yes | Damp Location Rated | No |  |  | 2015-07-15 | 2016-07-28 | United States, Canada | ES_1137373_DE26-5TC6L(5000K)_07292016005655_3815932 | 2273734
HY LED LIGHTING INC | HY LED | DE26-5TC6L(6500K) | DE26-5TC6L(6500K) |  | PAR16 | Reflector (Flood/Spot) | E26 (Medium) | Directional | LED | 5 | 45 | 70.1 | 49.4 | 390 |  | 60 | 450 | 5 | 90 | No | 25000 | 6500 | 84 | 9 | 0.8 | -20 | Dimmable | 20% | Yes | Damp Location Rated | No |  |  | 2015-07-15 | 2016-07-28 | United States, Canada | ES_1137373_DE26-5TC6L(6500K)_07292016005718_3838401 | 2273735
HY LED LIGHTING INC | HY LED | DE26-6TS3L(30K30) | DE26-6TS3L(30K30) |  | PAR16 | Reflector (Flood/Spot) | E26 (Medium) | Directional | LED | 5 | 50 | 70.1 | 49.4 | 817 |  | 30 | 450 | 6 | 75 | No | 25000 | 3000 | 83 | 10 | 0.8 | -20 | Dimmable | 10% | Yes | Damp Location Rated | No |  |  | 2015-09-06 | 2016-07-28 | United States, Canada | ES_1137373_DE26-6TS3L(30K30)_07292016020005_7605691 | 2273740
HY LED LIGHTING INC | HY LED | DE26-6TS3L(40K30) | DE26-6TS3L(40K30) |  | PAR16 | Reflector (Flood/Spot) | E26 (Medium) | Directional | LED | 5 | 50 | 70 | 49.6 | 811 |  | 30 | 450 | 6 | 75 | No | 25000 | 4000 | 83 | 10 | 0.8 | -20 | Dimmable | 10% | Yes | Damp Location Rated | No |  |  | 2015-09-06 | 2016-07-28 | United States, Canada | ES_1137373_DE26-6TS3L(40K30)_07292016020026_7626709 | 2273741
HY LED LIGHTING INC | HY LED | DE26-6TS3L(50K30) | DE26-6TS3L(50K30) |  | PAR16 | Reflector (Flood/Spot) | E26 (Medium) | Directional | LED | 5 | 50 | 70.1 | 49.6 | 831 |  | 30 | 450 | 6 | 75 | No | 25000 | 5000 | 81 | 1 | 0.9 | -20 | Dimmable | 10% | Yes | Damp Location Rated | No |  |  | 2015-09-06 | 2016-07-28 | United States, Canada | ES_1137373_DE26-6TS3L(50K30)_07292016020050_7650276 | 2273742
HY LED LIGHTING INC | HY LED | DE26-6TS3L(65K30) | DE26-6TS3L(65K30) |  | PAR16 | Reflector (Flood/Spot) | E26 (Medium) | Directional | LED | 5 | 50 | 70.1 | 49.5 | 910 |  | 30 | 450 | 6 | 75 | No | 25000 | 6500 | 85 | 20 | 0.8 | -20 | Dimmable | 10% | Yes | Damp Location Rated | No |  |  | 2015-09-06 | 2016-07-28 | United States, Canada | ES_1137373_DE26-6TS3L(65K30)_07292016020106_7666700 | 2273743
HY LED LIGHTING INC | HY LED | DE26-6TS6L(30K60) | DE26-6TS6L(30K60) |  | PAR16 | Reflector (Flood/Spot) | E26 (Medium) | Directional | LED | 5 | 50 | 70.1 | 49.4 | 452 |  | 60 | 450 | 6 | 75 | No | 25000 | 3000 | 83 | 9 | 0.8 | -20 | Dimmable | 10% | Yes | Damp Location Rated | No |  |  | 2015-09-06 | 2016-07-28 | United States, Canada | ES_1137373_DE26-6TS6L(30K60)_07292016015853_7533027 | 2273744
HY LED LIGHTING INC | HY LED | DE26-6TS6L(40K60) | DE26-6TS6L(40K60) |  | PAR16 | Reflector (Flood/Spot) | E26 (Medium) | Directional | LED | 5 | 50 | 70 | 49.6 | 404 |  | 60 | 450 | 6 | 75 | No | 25000 | 4000 | 82 | 7 | 0.8 | -20 | Dimmable | 10% | Yes | Damp Location Rated | No |  |  | 2015-09-06 | 2016-07-28 | United States, Canada | ES_1137373_DE26-6TS6L(40K60)_07292016015909_7549887 | 2273745
Hyperikon Inc. | Hyperikon | LED | HyperA19-274 |  | A19 | General Purpose Replacement | E26 (Medium) | Omnidirectional | LED | 5 | 60 | 114 | 61 |  |  |  | 800 | 9.9 | 80.8 | No | 25000 | 2700 | 93 | 59 | 0.9 | -20 | Dimmable | 10% | No | None | No |  |  | 2016-05-20 | 2016-05-19 | United States | ES_1130573_HyperA19-274_05202016112158_2378121 | 2267543
Hyperikon Inc. | Hyperikon | LED | HyperA19-304 |  | A19 | General Purpose Replacement | E26 (Medium) | Omnidirectional | LED | 5 | 60 | 114 | 61 |  |  |  | 820 | 9.8 | 83.7 | No | 25000 | 3000 | 95 | 76 | 0.9 | -20 | Dimmable | 10% | No | None | No |  |  | 2016-05-20 | 2016-05-19 | United States | ES_1130573_HyperA19-304_05202016112158_5507706 | 2267544
Hyperikon Inc. | Hyperikon | LED | HyperA19-404 |  | A19 | General Purpose Replacement | E26 (Medium) | Omnidirectional | LED | 5 | 60 | 114 | 61 |  |  |  | 840 | 9.8 | 85.7 | No | 25000 | 4000 | 92 | 66 | 0.9 | -20 | Dimmable | 10% | No | None | No |  |  | 2016-05-20 | 2016-05-19 | United States | ES_1130573_HyperA19-404_05202016112158_9045092 | 2267545
Hyperikon Inc. | Hyperikon | LED | HyperA19-504 |  | A19 | General Purpose Replacement | E26 (Medium) | Omnidirectional | LED | 5 | 60 | 114 | 61 |  |  |  | 860 | 9.6 | 89.6 | No | 25000 | 5000 | 94 | 89 | 0.9 | -20 | Dimmable | 10% | No | None | No |  |  | 2016-05-20 | 2016-05-19 | United States | ES_1130573_HyperA19-504_05202016112158_3338762 | 2267546
Hyperikon Inc. | Hyperikon | LED | HyperA19-7W27 |  | A19 | General Purpose Replacement | E26 (Medium) | Omnidirectional | LED | 5 | 40 | 110 | 60 |  |  |  | 500 | 7 | 71.4 | No | 25000 | 2700 | 92 | 53 | 1 | -20 | Dimmable | 10% | No | None | No |  |  | 2016-05-20 | 2016-05-19 | United States | ES_1130573_HyperA19-7W27_05202016112141_7435821 | 2267547
Hyperikon Inc. | Hyperikon | LED | HyperA19-7W30 |  | A19 | General Purpose Replacement | E26 (Medium) | Omnidirectional | LED | 5 | 40 | 110 | 60 |  |  |  | 520 | 7 | 74.3 | No | 25000 | 3000 | 93 | 64 | 1 | -20 | Dimmable | 10% | No | None | No |  |  | 2016-05-20 | 2016-05-19 | United States | ES_1130573_HyperA19-7W30_05202016112141_8130745 | 2267548
Hyperikon Inc. | Hyperikon | LED | HyperA19-7W40 |  | A19 | General Purpose Replacement | E26 (Medium) | Omnidirectional | LED | 5 | 40 | 110 | 60 |  |  |  | 540 | 7 | 77.1 | No | 25000 | 4000 | 91 | 64 | 1 | -20 | Dimmable | 10% | No | None | No |  |  | 2016-05-20 | 2016-05-19 | United States | ES_1130573_HyperA19-7W40_05202016112141_9809957 | 2267549
Hyperikon Inc. | Hyperikon | LED | HyperA19-7W50 |  | A19 | General Purpose Replacement | E26 (Medium) | Omnidirectional | LED | 5 | 40 | 110 | 60 |  |  |  | 550 | 7 | 78.6 | No | 25000 | 5000 | 95 | 91 | 1 | -20 | Dimmable | 10% | No | None | No |  |  | 2016-05-20 | 2016-05-19 | United States | ES_1130573_HyperA19-7W50_05202016112141_6426597 | 2267550
Hyperikon Inc. | Hyperikon | LED | HyperBR20-271 | ,,202000401 | R20 | Reflector (Flood/Spot) | E26 (Medium) | Directional | LED | 5 | 50 | 99 | 64 |  |  | 110 | 500 | 8 | 62.5 | No | 30000 | 2700 | 82 | 13 | 1 | -30 | Dimmable | 10% |  | None |  |  |  | 2015-11-01 | 2015-10-30 | United States | ES_1130573_HyperBR20-271_11062015145024_9730698 | 2252057
Hyperikon Inc. | Hyperikon | LED | HyperBR20-272 | ,,202000401 | R20 | Reflector (Flood/Spot) | E26 (Medium) | Directional | LED | 5 | 50 | 99 | 64 |  |  | 110 | 500 | 8 | 62.5 | No | 25000 | 2700 | 92 | 56 | 0.9 | -30 | Dimmable | 10% |  | None |  |  |  | 2015-11-06 | 2015-11-04 | United States | ES_1130573_HyperBR20-272_11062015142914_4550062 | 2252016
Hyperikon Inc. | Hyperikon | LED | HyperBR20-301 | ,,202000402 | R20 | Reflector (Flood/Spot) | E26 (Medium) | Directional | LED | 5 | 50 | 99 | 64 |  |  | 110 | 520 | 8 | 65 | No | 30000 | 3000 | 85 | 21 | 1 | -30 | Dimmable | 10% |  | None |  |  |  | 2015-11-01 | 2015-10-30 | United States | ES_1130573_HyperBR20-301_11062015144957_7712572 | 2252056
Hyperikon Inc. | Hyperikon | LED | HyperBR20-302 | ,,202000402 | R20 | Reflector (Flood/Spot) | E26 (Medium) | Directional | LED | 5 | 50 | 99 | 64 |  |  | 110 | 520 | 8 | 65 | No | 25000 | 3000 | 91 | 57 | 0.9 | -30 | Dimmable | 10% |  | None |  |  |  | 2015-11-06 | 2015-11-04 | United States | ES_1130573_HyperBR20-302_11062015142842_9838687 | 2252015
Hyperikon Inc. | Hyperikon | LED | HyperBR20-401 | ,,202000403 | R20 | Reflector (Flood/Spot) | E26 (Medium) | Directional | LED | 5 | 50 | 99 | 64 |  |  | 110 | 540 | 8.1 | 66.7 | No | 30000 | 4000 | 87 | 23 | 0.9 | -30 | Dimmable | 10% |  | None |  |  |  | 2015-11-01 | 2015-10-30 | United States | ES_1130573_HyperBR20-401_11062015145051_6976397 | 2252058
Hyperikon Inc. | Hyperikon | LED | HyperBR20-402 | ,,202000403 | R20 | Reflector (Flood/Spot) | E26 (Medium) | Directional | LED | 5 | 50 | 99 | 64 |  |  | 110 | 540 | 8 | 67.5 | No | 25000 | 4000 | 95 | 74 | 0.9 | -30 | Dimmable | 10% |  | None |  |  |  | 2015-11-06 | 2015-11-04 | United States | ES_1130573_HyperBR20-402_11062015142951_6884790 | 2252017
Hyperikon Inc. | Hyperikon | LED | HyperBR20-501 | ,,202000404 | R20 | Reflector (Flood/Spot) | E26 (Medium) | Directional | LED | 5 | 50 | 99 | 64 |  |  | 110 | 560 | 8.1 | 69.1 | No | 30000 | 5000 | 87 | 34 | 0.9 | -30 | Dimmable | 10% |  | None |  |  |  | 2015-11-01 | 2015-10-30 | United States | ES_1130573_HyperBR20-501_11062015145128_2499755 | 2252059
Hyperikon Inc. | Hyperikon | LED | HyperBR20-502 | ,,202000404 | R20 | Reflector (Flood/Spot) | E26 (Medium) | Directional | LED | 5 | 50 | 99 | 64 |  |  | 110 | 560 | 8 | 70 | No | 25000 | 5000 | 96 | 93 | 0.9 | -30 | Dimmable | 10% |  | None |  |  |  | 2015-12-16 | 2015-12-28 | United States | ES_1130573_HyperBR20-502_01052016131351_1405359 | 2255955
Hyperikon Inc. | Hyperikon | LED | HyperBR30-271 | ,,302010401 | BR30 | Reflector (Flood/Spot) | E26 (Medium) | Directional | LED | 5 | 75 | 135 | 95 |  |  | 110 | 900 | 15 | 60 | No | 25000 | 2700 | 82 | 8 | 1 | -30 | Dimmable | 10% |  | None |  |  |  | 2015-11-01 | 2015-10-30 | United States | ES_1130573_HyperBR30-271_11062015144821_2403269 | 2252053
Hyperikon Inc. | Hyperikon | LED | HyperBR30-272 | ,,302000401 | BR30 | Reflector (Flood/Spot) | E26 (Medium) | Directional | LED | 5 | 65 | 133 | 95 |  |  | 110 | 700 | 10 | 70 | No | 25000 | 2700 | 92 | 58 | 0.9 | -30 | Dimmable | 10% |  | None |  |  |  | 2015-11-06 | 2015-11-04 | United States | ES_1130573_HyperBR30-272_11062015142629_7610054 | 2252013
Hyperikon Inc. | Hyperikon | LED | HyperBR30-273 | ,,302010401 | BR30 | Reflector (Flood/Spot) | E26 (Medium) | Directional | LED | 5 | 75 | 133 | 95 |  |  | 110 | 920 | 12 | 76.7 | No | 25000 | 2700 | 92 | 58 | 1 | -30 | Dimmable | 10% |  | None |  |  |  | 2015-12-20 | 2015-12-22 | United States | ES_1130573_HyperBR30-273_12312015132640_6947983 | 2255716
Hyperikon Inc. | Hyperikon | LED | HyperBR30-301 | ,,302010402 | BR30 | Reflector (Flood/Spot) | E26 (Medium) | Directional | LED | 5 | 75 | 135 | 95 |  |  | 110 | 920 | 15 | 61.3 | No | 25000 | 3000 | 82 | 8 | 1 | -30 | Dimmable | 10% |  | None |  |  |  | 2015-11-01 | 2015-10-30 | United States | ES_1130573_HyperBR30-301_11062015144753_3588459 | 2252052
Hyperikon Inc. | Hyperikon | LED | HyperBR30-302 | ,,302000402 | BR30 | Reflector (Flood/Spot) | E26 (Medium) | Directional | LED | 5 | 65 | 133 | 95 |  |  | 110 | 720 | 9.3 | 77.4 | No | 25000 | 3000 | 92 | 58 | 0.9 | -30 | Dimmable | 10% |  | None |  |  |  | 2015-11-06 | 2015-11-04 | United States | ES_1130573_HyperBR30-302_11062015142551_6611858 | 2252012
Hyperikon Inc. | Hyperikon | LED | HyperBR30-303 | ,,302010402 | BR30 | Reflector (Flood/Spot) | E26 (Medium) | Directional | LED | 5 | 75 | 133 | 95 |  |  | 110 | 900 | 12 | 75 | No | 25000 | 3000 | 92 | 58 | 1 | -30 | Dimmable | 10% |  | None |  |  |  | 2015-12-20 | 2015-12-22 | United States | ES_1130573_HyperBR30-303_12312015132559_5340562 | 2255715
Hyperikon Inc. | Hyperikon | LED | HyperBR30-401 | ,,302010403 | BR30 | Reflector (Flood/Spot) | E26 (Medium) | Directional | LED | 5 | 75 | 135 | 95 |  |  | 110 | 940 | 15 | 62.7 | No | 25000 | 4000 | 82 | 6 | 1 | -30 | Dimmable | 10% |  | None |  |  |  | 2015-11-01 | 2015-10-30 | United States | ES_1130573_HyperBR30-401_11062015144846_5291307 | 2252054
Hyperikon Inc. | Hyperikon | LED | HyperBR30-402 | ,,302000403 | BR30 | Reflector (Flood/Spot) | E26 (Medium) | Directional | LED | 5 | 65 | 133 | 95 |  |  | 110 | 740 | 9.9 | 74.7 | No | 25000 | 4000 | 95 | 74 | 0.9 | -30 | Dimmable | 10% |  | None |  |  |  | 2015-11-06 | 2015-11-04 | United States | ES_1130573_HyperBR30-402_11062015142709_1865119 | 2252014
Hyperikon Inc. | Hyperikon | LED | HyperBR30-403 | ,,302010403 | BR30 | Reflector (Flood/Spot) | E26 (Medium) | Directional | LED | 5 | 75 | 133 | 95 |  |  | 110 | 940 | 12 | 78.3 | No | 25000 | 4000 | 94 | 78 | 1 | -30 | Dimmable | 10% |  | None |  |  |  | 2015-12-20 | 2015-12-22 | United States | ES_1130573_HyperBR30-403_12312015132727_4562214 | 2255717
Green Creative | Green Creative | LED B10 | 3.5FB10DIM/827 |  | B10 | Decorative | E12 (Candelabra) | Decorative | LED | 3 | 40 | 89.9 | 31.9 |  |  |  | 320 | 3.5 | 91 | No | 15000 | 2700 | 82 | 7 | 1 | -20 | Dimmable |  |  | Damp Location Rated,Recessed Fixtures |  |  |  | 2015-02-20 | 2016-03-17 | United States, Canada | ES_1111662_3.5FB10DIM/827_03182016091452_2492092 | 2262610
Green Creative | Green Creative | LED B11 | 5B11DIM/8CCTD |  | B10 | Decorative | E12 (Candelabra) | Decorative | LED | 3 | 40 | 104.2 | 37.7 |  |  |  | 300 | 5 | 65 | No | 25000 | 2700 | 81 | 5 | 1 | -25 | Dimmable | 9% | No | Damp Location Rated | No |  |  | 2016-02-20 | 2016-03-17 | United States, Canada | ES_1111662_5B11DIM/8CCTD_03182016061956_1996629 | 2263387
Green Creative | Green Creative | LED lamp | 18.5PAR38G4DIM/927NF25/B |  | PAR38 | Reflector (Flood/Spot) | E26 (Medium) | Directional | LED | 5 | 100 | 129.5 | 119.5 | 6256 |  | 25 | 950 | 18.5 | 51.4 | No | 25000 | 2700 | 91 | 52 | 1 | -20 | Dimmable | 10% |  | Enclosed Fixtures,Wet Location Rated,Recessed Fixtures |  |  |  | 2015-03-20 | 2016-03-02 | United States, Canada | ES_1111662_18.5PAR38G4DIM/927NF25/B_08102015015120_1480402 | 2245375
Green Creative | Green Creative | LED lamp | 18.5PAR38G4DIM/927NF25/GU24 |  | PAR38 | Reflector (Flood/Spot) | E26 (Medium) | Directional | LED | 5 | 100 | 129.5 | 119.5 | 6256 |  | 25 | 950 | 18.5 | 51.4 | No | 25000 | 2700 | 91 | 52 | 1 | -20 | Dimmable | 10% |  | Enclosed Fixtures,Wet Location Rated,Recessed Fixtures |  |  |  | 2015-03-20 | 2016-03-01 | United States, Canada | ES_1111662_18.5PAR38G4DIM/927NF25/GU24_08102015015137_1497552 | 2245361
Green Creative | Green Creative | LED lamp | 18.5PAR38G4DIM/927NF25/GU24/B |  | PAR38 | Reflector (Flood/Spot) | E26 (Medium) | Directional | LED | 5 | 100 | 129.5 | 119.5 | 6256 |  | 25 | 950 | 18.5 | 51.4 | No | 25000 | 2700 | 91 | 52 | 1 | -20 | Dimmable | 10% |  | Enclosed Fixtures,Wet Location Rated,Recessed Fixtures |  |  |  | 2015-03-20 | 2016-03-01 | United States, Canada | ES_1111662_18.5PAR38G4DIM/927NF25/GU24/B_08102015015212_1532873 | 2245362
Green Creative | Green Creative | LED Lamp | 10BR30G3DIM/827 | ,,40604 | BR30 | Reflector (Flood/Spot) | E26 (Medium) | Directional | LED | 5 | 65 | 134 | 95 |  |  |  | 650 | 10 | 65 | No | 40000 | 2700 | 83 | 21 | 0.9 | -20 | Dimmable | 10% |  | None |  |  |  | 2014-06-18 | 2014-06-11 | United States | ES_1111662_10BR30G3DIM/827_06232014204444_6354545 | 2213553
Green Creative | Green Creative | LED Lamp | 10BR30G3DIM/830 | ,,40605 | BR30 | Reflector (Flood/Spot) | E26 (Medium) | Directional | LED | 5 | 65 | 133 | 95 |  |  |  | 685 | 10 | 69 | No | 40000 | 3000 | 84 | 24 | 0.9 | -20 | Dimmable | 10% |  | None |  |  |  | 2014-06-18 | 2014-06-11 | United States | ES_1111662_10BR30G3DIM/830; 40605_06132014154744_4338182 | 2213554
Green Creative | Green Creative | LED Lamp | 10BR40G3DIM/827 | ,,40609 | BR40 | Reflector (Flood/Spot) | E26 (Medium) | Directional | LED | 5 | 65 | 157 | 125 |  |  |  | 705 | 10 | 71 | No | 40000 | 2700 | 83 | 19 | 0.9 | -20 | Dimmable | 10% |  | None |  |  |  | 2014-06-18 | 2014-06-19 | United States | ES_1111662_10BR40G3DIM/827_07102014105127_2121873 | 2214818
Green Creative | Green Creative | LED Lamp | 11A19G4DIM/927/GU24 |  | A19 | General Purpose Replacement | GU24 | Omnidirectional | LED | 3 | 60 | 112.6 | 59.9 |  |  |  | 800 | 11 | 72.7 | No | 25000 | 2700 | 95 | 73 | 1 | -20 | Dimmable | 10% |  | Damp Location Rated,Not for Use in Enclosed Fixtures,Recessed Fixtures |  |  |  | 2015-03-20 | 2016-03-07 | United States, Canada | ES_1111662_11A19G4DIM/927/GU24_05202015103101_7861128 | 2239762
Green Creative | Green Creative | LED Lamp | 11BR30G4DIM/927/GU24 |  | BR30 | Reflector (Flood/Spot) | GU24 | Directional | LED | 5 | 65 | 132 | 95 |  |  | 110 | 750 | 11 | 68.2 | No | 25000 | 2700 | 92 | 58 | 1 | -20 | Dimmable | 67% | Yes | Damp Location Rated | No |  |  | 2015-05-13 | 2016-10-20 | United States, Canada | ES_1111662_11BR30G4DIM/927/GU24_05132015111137_5497822 | 2282106
Green Creative | Green Creative | LED Lamp | 11PAR30SNG4DIM/927FL40 |  | PAR30 | Reflector (Flood/Spot) | E26 (Medium) | Directional | LED | 5 | 75 | 85 | 94.3 | 1751 |  | 40 | 705 | 11 | 64.1 | No | 25000 | 2700 | 90 | 43 | 0.9 | -20 | Dimmable | 10% |  | Enclosed Fixtures,Wet Location Rated,Recessed Fixtures |  |  |  | 2015-03-20 | 2016-03-02 | United States, Canada | ES_1111662_11PAR30SNG4DIM/927FL40_06252015064818_4898047 | 2242210
Green Creative | Green Creative | LED Lamp | 11PAR30SNG4DIM/927FL40/B |  | PAR30 | Reflector (Flood/Spot) | E26 (Medium) | Directional | LED | 5 | 75 | 85 | 94.3 | 1751 |  | 40 | 705 | 11 | 64.1 | No | 25000 | 2700 | 90 | 43 | 0.9 | -20 | Dimmable | 10% |  | Enclosed Fixtures,Wet Location Rated,Recessed Fixtures |  |  |  | 2015-03-20 | 2015-08-10 | United States, Canada | ES_1111662_11PAR30SNG4DIM/927FL40/B_08102015014840_1320717 | 2245364
Green Creative | Green Creative | LED Lamp | 11PAR30SNG4DIM/927NF25 |  | PAR30 | Reflector (Flood/Spot) | E26 (Medium) | Directional | LED | 5 | 75 | 85 | 94.3 | 3084 |  | 25 | 705 | 11 | 64.1 | No | 25000 | 2700 | 90 | 43 | 0.9 | -20 | Dimmable | 10% |  | Enclosed Fixtures,Wet Location Rated,Recessed Fixtures |  |  |  | 2015-03-20 | 2016-03-02 | United States, Canada | ES_1111662_11PAR30SNG4DIM/927NF25_06252015064833_4913372 | 2242211
Green Creative | Green Creative | LED Lamp | 11PAR30SNG4DIM/927NF25/B |  | PAR30 | Reflector (Flood/Spot) | E26 (Medium) | Directional | LED | 5 | 75 | 85 | 94.3 | 3084 |  | 25 | 705 | 11 | 64.1 | No | 25000 | 2700 | 90 | 43 | 0.9 | -20 | Dimmable | 10% |  | Enclosed Fixtures,Wet Location Rated,Recessed Fixtures |  |  |  | 2015-03-20 | 2016-03-01 | United States, Canada | ES_1111662_11PAR30SNG4DIM/927NF25/B_08102015014855_1335707 | 2245365
Green Creative | Green Creative | LED Lamp | 11PAR30SNG4DIM/930FL40, 11PAR30SNG4DIM/930FL40/B |  | PAR30 | Reflector (Flood/Spot) | E26 (Medium) | Directional | LED | 5 | 75 | 85 | 94.3 | 1867 |  | 40 | 740 | 11 | 67.3 | No | 25000 | 3000 | 91 | 50 | 0.9 | -20 | Dimmable | 10% |  | Enclosed Fixtures,Wet Location Rated,Recessed Fixtures |  |  |  | 2015-03-20 | 2016-03-02 | United States, Canada | ES_1111662_11PAR30SNG4DIM/930FL40_06252015064925_4965277 | 2242212
Green Creative | Green Creative | LED Lamp | 11PAR30SNG4DIM/930NF25, 11PAR30SNG4DIM/930NF25/B |  | PAR30 | Reflector (Flood/Spot) | E26 (Medium) | Directional | LED | 5 | 75 | 85 | 94.3 | 3284 |  | 25 | 740 | 11 | 67.3 | No | 25000 | 3000 | 91 | 50 | 0.9 | -20 | Dimmable | 10% |  | Enclosed Fixtures,Wet Location Rated,Recessed Fixtures |  |  |  | 2015-03-20 | 2016-03-02 | United States, Canada | ES_1111662_11PAR30SNG4DIM/930NF25_06252015065022_5022827 | 2242213
Green Creative | Green Creative | LED Lamp | 11PAR30SNG4DIM/940FL40 |  | PAR30 | Reflector (Flood/Spot) | E26 (Medium) | Directional | LED | 5 | 75 | 85 | 94.3 | 1814 |  | 40 | 780 | 11 | 70.9 | No | 25000 | 4000 | 93 | 65 | 0.9 | -20 | Dimmable | 10% |  | Enclosed Fixtures,Wet Location Rated,Recessed Fixtures |  |  |  | 2015-03-20 | 2016-03-02 | United States, Canada | ES_1111662_11PAR30SNG4DIM/940FL40_06252015065057_5057301 | 2242214
Green Creative | Green Creative | LED Lamp | 11PAR30SNG4DIM/940NF25 |  | PAR30 | Reflector (Flood/Spot) | E26 (Medium) | Directional | LED | 5 | 75 | 86.2 | 95.7 | 3411 |  | 25 | 780 | 11 | 70.9 | No | 25000 | 4000 | 93 | 65 | 0.9 | -20 | Dimmable | 10% |  | Enclosed Fixtures,Wet Location Rated,Recessed Fixtures |  |  |  | 2015-03-20 | 2016-03-02 | United States, Canada | ES_1111662_11PAR30SNG4DIM/940NF25_06252015065110_5070040 | 2242215
Green Creative | Green Creative | LED Lamp | 12.5PAR30G4DIM/927FL40 |  | PAR30 | Reflector (Flood/Spot) | E26 (Medium) | Directional | LED | 5 | 75 | 116.8 | 94.7 | 1887 |  | 40 | 815 | 12.5 | 65.2 | No | 25000 | 2700 | 91 | 48 | 0.9 | -20 | Dimmable | 10% |  | Enclosed Fixtures,Wet Location Rated,Recessed Fixtures |  |  |  | 2015-03-15 | 2016-03-02 | United States, Canada | ES_1111662_12.5PAR30G4DIM/927FL40_06032015103952_7992185 | 2240848
Green Creative | Green Creative | LED Lamp | 12.5PAR30G4DIM/927FL40/B |  | PAR30 | Reflector (Flood/Spot) | E26 (Medium) | Directional | LED | 5 | 75 | 116.8 | 94.7 | 1887 |  | 40 | 815 | 12.5 | 65.2 | No | 25000 | 2700 | 91 | 48 | 0.9 | -20 | Dimmable | 10% |  | Enclosed Fixtures,Wet Location Rated,Recessed Fixtures |  |  |  | 2015-03-15 | 2016-03-01 | United States, Canada | ES_1111662_12.5PAR30G4DIM/927FL40/B_08102015014913_1353325 | 2245366
Greenlite Lighting Corporation | Greenlite | 11W/LED/PAR30/FL/D | 11W/LED/PAR30/FL/D |  | PAR30L | Reflector (Flood/Spot) | E26 (Medium) | Directional | LED | 3 | 75 | 116.4 | 94.8 | 1502 |  | 40 | 750 | 11 | 68.2 | No | 25000 | 3000 | 83 | 15 | 1 | -20 | Dimmable | 4% |  | None |  |  |  | 2014-04-27 | 2014-05-07 | United States | ES_31571_11W/LED/PAR30/FL/D_05072014014110_1023607 | 2210161
Greenlite Lighting Corporation | Greenlite | 12W/LED/BR30/WD 30K | 12W/LED/BR30/WD |  | BR30 | Reflector (Flood/Spot) | E26 (Medium) | Directional | LED | 3 | 75 | 132 | 95.1 |  |  |  | 950 | 12.4 | 76.6 | No | 25000 | 3000 | 85 | 33 |  | -20 | Dimmable | 10% |  | Damp Location Rated,Not for Use in Enclosed Fixtures |  |  |  | 2015-09-08 | 2015-09-21 | United States, Canada | ES_31571_12W/LED/BR30/WD_09212015031950_1023888 | 2248271
Greenlite Lighting Corporation | Greenlite | 12W/LED/OMNI/D/C | 12W/LED/OMNI/D/C | ,12W/LED/OMNI/D/C/2, | A19 | General Purpose Replacement | E26 (Medium) | Omnidirectional | LED | 5 | 60 | 112.5 | 59.9 |  |  |  | 800 | 12 | 66.7 | No | 25000 | 2700 | 92 | 63 | 1 | -20 | Dimmable | 5% |  | Damp Location Rated,Enclosed Fixtures |  |  |  | 2014-08-21 | 2014-09-04 | United States | ES_31571_12W/LED/OMNI/D/C_09042014031550_1023663 | 2218701
Greenlite Lighting Corporation | Greenlite | 12W/LED/PAR30D/FL | 12W/LED/PAR30D/FL |  | PAR30L | Reflector (Flood/Spot) | E26 (Medium) | Directional | LED | 3 | 75 | 116 | 95.1 | 1673 |  | 40 | 850 | 12 | 70.8 | No | 25000 | 3000 | 81 | 10 | 1 | -20 | Dimmable | 10% |  | Damp Location Rated,Not for Use in Enclosed Fixtures |  |  |  | 2014-07-23 | 2015-07-15 | United States, Canada | ES_31571_12W/LED/PAR30D/FL_07242014095000_1023642 | 2216352
Greenlite Lighting Corporation | Greenlite | 12W/LED/PAR30D/FL/27K | 12W/LED/PAR30D/FL/27K |  | PAR30L | Reflector (Flood/Spot) | E26 (Medium) | Directional | LED | 3 | 75 | 116 | 95.1 | 1606 |  | 40 | 800 | 12 | 70.8 | No | 25000 | 2700 | 81 | 11 | 0.9 | -20 | Dimmable | 10% |  | Damp Location Rated,Not for Use in Enclosed Fixtures |  |  |  | 2014-07-23 | 2015-07-16 | United States, Canada | ES_31571_12W/LED/PAR30D/FL/27K_07242014095840_1023642 | 2216353
Greenlite Lighting Corporation | Greenlite | 12W/LED/PAR30D/FL/SN | 12W/LED/PAR30D/FL/SN |  | PAR30 | Reflector (Flood/Spot) | E26 (Medium) | Directional | LED | 3 | 75 | 92.2 | 95.3 | 2024 |  | 40 | 850 | 12.3 | 69.1 | No | 25000 | 3000 | 80 | 8 | 0.9 | -20 | Dimmable | 10% |  | Damp Location Rated |  |  |  | 2015-02-04 | 2015-02-05 | United States, Canada | ES_31571_12W/LED/PAR30D/FL/SN_02052015041440_1023762 | 2232738
Greenlite Lighting Corporation | Greenlite | 12W/LED/PAR30D/FL/SN/27K | 12W/LED/PAR30D/FL/SN/27K |  | PAR30 | Reflector (Flood/Spot) | E26 (Medium) | Directional | LED | 3 | 75 | 92.2 | 95.3 | 1680 |  | 40 | 850 | 12.3 | 69.1 | No | 25000 | 2700 | 81 | 9 | 0.9 | -20 | Dimmable | 10% |  | Damp Location Rated |  |  |  | 2015-02-04 | 2015-02-05 | United States, Canada | ES_31571_12W/LED/PAR30D/FL/SN/27K_02052015040950_1023762 | 2232737
Greenlite Lighting Corporation | Greenlite | 13W/ELS-GU | 13W/ELS-GU |  | CFL Bare Spiral | General Purpose Replacement | GU24 | Omnidirectional | CFL | 2 | 60 | 92.5 | 46.6 |  | 1.8 |  | 900 | 13 | 69.2 | No | 10000 | 2700 | 83 | -19 | 0.6 | -15 |  |  |  | Damp Location Rated |  |  |  | 2014-10-14 | 2015-11-06 | United States, Canada | ES_31571_13W/ELS-GU_10142014044840_1023695 | 2222404
Greenlite Lighting Corporation | Greenlite | 13W/ELS/GU | 13W/ELS/GU |  | CFL Bare Spiral | General Purpose Replacement | GU24 | Omnidirectional | CFL | 2 | 60 | 93.8 | 46.5 |  | 1.6 |  | 840 | 13 | 64.6 | No | 10000 | 2700 | 83 | -2 | 0.6 | -15 |  |  |  | Damp Location Rated |  |  |  | 2014-06-30 | 2014-09-17 | United States | ES_31571_13W/ELS/GU_09172014031000_1023671 | 2219675
Greenlite Lighting Corporation | Greenlite | 13W/ELSU 2700K | 13W/ELSU/27K | ,13W/ELSU/27K/2,2 PACK; ,13W/ELSU/27K/4,4 PACK | CFL Bare Spiral | General Purpose Replacement | E26 (Medium) | Omnidirectional | CFL | 2 | 60 | 105.9 | 47.6 |  | 1.6 |  | 900 | 13 | 69.2 | No | 10000 | 2700 | 83 | -2 | 0.6 | -15 |  |  |  | None |  |  |  | 2014-07-20 | 2014-09-25 | United States | ES_31571_13W/ELSU/27K_09252014044330_1023678 | 2220353
Greenlite Lighting Corporation | Greenlite | 13W/ELSU/27K | 13W/ELSU/27K |  | CFL Bare Spiral | General Purpose Replacement | E26 (Medium) | Omnidirectional | CFL | 2 | 60 | 102 | 50 |  | 2.5 |  | 900 | 13 | 69.2 | No | 10000 | 2700 | 83 | -5 | 0.6 | -15 |  |  |  | Damp Location Rated |  |  |  | 2015-01-01 | 2016-01-25 | United States, Canada | ES_31571_13W/ELSU/27K_01222016163404_1632806 | 2257565
Greenlite Lighting Corporation | Greenlite | 13W/ELS-U/27K 2700K | 13W/ELS-U/27K | ,13W/ELS-U/27K/2,2 pack; ,13W/ELS-U/27K/4,4 pack | CFL Bare Spiral | General Purpose Replacement | E26 (Medium) | Omnidirectional | CFL | 2 | 60 | 103.9 | 46.1 |  | 1.2 |  | 900 | 13 | 69.2 | No | 10000 | 2700 | 83 | -19 | 0.6 | -15 |  |  |  | Not for Use in Enclosed Fixtures |  |  |  | 2014-10-16 | 2015-06-30 | United States, Canada | ES_31571_13W/ELS-U/27K_10162014023620_1023696 | 2222500
Greenlite Lighting Corporation | Greenlite | 13W/ELSU/27K/4 | 13W/ELSU/27K/4 |  | CFL Bare Spiral | General Purpose Replacement | E26 (Medium) | Omnidirectional | CFL | 2 | 60 | 102 | 50 |  | 2.5 |  | 900 | 13 | 69.2 | No | 10000 | 2700 | 83 | -5 | 0.6 | -15 |  |  |  | Damp Location Rated |  |  |  | 2015-01-01 | 2016-04-14 | United States, Canada | ES_31571_13W/ELSU/27K/4_04082016155325_7524377 | 2264221
Greenlite Lighting Corporation | Greenlite | 13W/ELSU/50K | 13W/ELSU/50K |  | CFL Bare Spiral | General Purpose Replacement | E26 (Medium) | Omnidirectional | CFL | 2 | 60 | 102 | 50 |  | 2.5 |  | 900 | 13 | 69.2 | No | 10000 | 5000 | 83 | 31 | 0.6 | -15 |  |  |  | Damp Location Rated |  |  |  | 2015-01-01 | 2016-01-25 | United States, Canada | ES_31571_13W/ELSU/50K_01222016163732_5789758 | 2257555
Greenlite Lighting Corporation | Greenlite | 14W/ELX 2700K | 14W/ELX | ,14W/ELX/2,; ,14W/ELX/4, | A19 | General Purpose Replacement | E26 (Medium) | Omnidirectional | CFL | 2 | 60 | 117.1 | 58.2 |  | 1.6 |  | 800 | 14 | 57.1 | No | 10000 | 2700 | 82 | -18 | 0.6 | 15 |  |  |  | Not for Use in Enclosed Fixtures |  |  |  | 2014-09-14 | 2014-09-17 | United States | ES_31571_14W/ELX_09172014032840_1023672 | 2219677
Greenlite Lighting Corporation | Greenlite | 14W/LED/BR40-D/S 30K | 14W/LED/BR40-D/S |  | BR40 | Reflector (Flood/Spot) | E26 (Medium) | Directional | LED | 3 | 85 | 156.9 | 125.2 |  |  |  | 1100 | 14 | 78.6 | No | 25000 | 3000 | 85 | 18 | 1 | -20 | Dimmable | 10% |  | Damp Location Rated,Not for Use in Enclosed Fixtures |  |  |  | 2015-06-16 | 2015-06-16 | United States, Canada | ES_31571_14W/LED/BR40-D/S_06172015020220_1023832 | 2241749
Greenlite Lighting Corporation | Greenlite | 15W/LED/OMNI/D30K | 15W/LED/OMNI/D30K |  | A19 | General Purpose Replacement | E26 (Medium) | Omnidirectional | LED | 3 | 100 | 118.1 | 64.6 |  |  |  | 1600 | 15 | 106.7 | No | 25000 | 3000 | 82 | 6 | 1 | -20 | Dimmable | 5% | Yes | Damp Location Rated | No |  |  | 2016-07-07 | 2016-07-07 | United States, Canada | ES_31571_15W/LED/OMNI/D30K_07072016054220_1024040 | 2271980
Greenlite Lighting Corporation | Greenlite | 15W/LED/OMNID 30K | 15W/LED/OMNID |  | A21 | General Purpose Replacement | E26 (Medium) | Omnidirectional | LED | 3 | 100 | 131.7 | 69.8 |  |  |  | 1600 | 15 | 106.7 | No | 25000 | 3000 | 82 | 7 | 1 | -20 | Dimmable | 10% |  | Damp Location Rated,Not for Use in Enclosed Fixtures |  |  |  | 2015-07-29 | 2015-07-29 | United States, Canada | ES_31571_15W/LED/OMNID 30K_07312015051000_1023864 | 2244761
Greenlite Lighting Corporation | Greenlite | 15W/LED/OMNI/D50K | 15W/LED/OMNI/D50K |  | A19 | General Purpose Replacement | E26 (Medium) | Omnidirectional | LED | 3 | 100 | 118.1 | 64.6 |  |  |  | 1600 | 15 | 106.7 | No | 25000 | 5000 | 85 | 19 | 1 | -20 | Dimmable | 5% | Yes | Damp Location Rated | No |  |  | 2016-10-11 | 2016-10-11 | United States, Canada | ES_31571_15W/LED/OMNI/D50K_10112016025730_1024080 | 2281111
GTEK GROUP | GTEK GROUP | LED | GES-OMNI-3000K |  | A19 | General Purpose Replacement | E26 (Medium) | Omnidirectional | LED | 3 | 75 | 113 | 60 |  |  |  | 1100 | 13 | 84.6 | No | 25000 | 3000 | 83 | 14 | 1 | -25 | Dimmable | 10% |  | Not for Use in Enclosed Fixtures |  |  |  | 2015-09-10 | 2015-09-21 | Canada | ES_1123362_GES-OMNI-3000K_10012015151941_9527724 | 2249528
GTEK GROUP | GTEK GROUP | LED | GES-PAR16-3000K |  | PAR16 | Reflector (Flood/Spot) | E26 (Medium) | Directional | LED | 3 | 50 | 72 | 50 | 1176 |  | 38 |  | 6.5 | 76.9 | No | 25000 | 3000 | 84 | 17 | 0.9 | -25 | Dimmable | 10% |  | None |  |  |  | 2015-09-10 | 2015-09-21 | Canada | ES_1123362_GES-PAR16-3000K_10012015151014_6170194 | 2249006
GTEK GROUP | GTEK GROUP | LED | GES-PAR20-3000K |  | PAR20 | Reflector (Flood/Spot) | E26 (Medium) | Directional | LED | 3 | 50 | 85 | 63 | 836 |  | 40 |  | 7 | 71.4 | No | 25000 | 3000 | 92 | 63 | 0.9 | -25 | Dimmable | 10% |  | Not for Use in Enclosed Fixtures |  |  |  | 2015-09-10 | 2015-09-21 | Canada | ES_1123362_GES-PAR20-3000K_10012015151034_3897450 | 2249005
Guangdong Foreign Trade Imp. & Exp. Corp. | Lamp-Light | LED lamps | HTA19-450DO |  | A19 | General Purpose Replacement | E26 (Medium) | Omnidirectional | LED | 3 | 40 | 109 | 60.3 |  |  |  | 450 | 7.3 | 61.4 | No | 25000 | 2700 | 80 | 1 | 0.9 | -20 | Dimmable | 18% |  | None |  |  |  | 2014-10-25 | 2014-12-22 | United States, Canada | ES_1122220_HTA19-450DO_12292014171222_2238088 | 2230451
Guangdong Foreign Trade Imp. & Exp. Corp. | Lamp-Light | LED lamps | HTA19-800DO |  | A19 | General Purpose Replacement | E26 (Medium) | Omnidirectional | LED | 3 | 60 | 109.4 | 59.7 |  |  |  | 800 | 10 | 80 | No | 25000 | 2700 | 80 | 1 | 0.9 | -20 | Dimmable | 20% |  | None |  |  |  | 2014-10-25 | 2014-12-22 | United States, Canada | ES_1122220_HTA19-800DO_12292014171229_8097033 | 2230450
Halco Lighting Technologies | Halco | A19FR9/827/OMNI/LED | A19FR9/827/OMNI/LED | ,,80967 | A19 | General Purpose Replacement | E26 (Medium) | Omnidirectional | LED | 5 | 60 | 110.8 | 59.8 |  |  |  | 800 | 9 | 88.9 | No | 25000 | 2700 | 82 | 8 | 0.9 | -20 | Dimmable | 5% |  | Damp Location Rated,Enclosed Fixtures,Recessed Fixtures |  |  |  | 2016-01-20 | 2016-01-22 | United States, Canada | ES_1020184_A19FR9/827/OMNI/LED_01222016023550_1023954 | 2257241
Halco Lighting Technologies | Halco | A19FR9/830/OMNI/LED | A19FR9/830/OMNI/LED | ,,80968 | A19 | General Purpose Replacement | E26 (Medium) | Omnidirectional | LED | 5 | 60 | 110.8 | 59.8 |  |  |  | 830 | 9 | 92.2 | No | 25000 | 3000 | 84 | 16 | 0.9 | -20 | Dimmable | 5% |  | Damp Location Rated,Enclosed Fixtures,Recessed Fixtures |  |  |  | 2016-01-20 | 2016-01-22 | United States, Canada | ES_1020184_A19FR9/830/OMNI/LED_01222016023550_1023954 | 2257243
Halco Lighting Technologies | Halco | A19FR9/840/OMNI/LED | A19FR9/840/OMNI/LED | ,,80969 | A19 | General Purpose Replacement | E26 (Medium) | Omnidirectional | LED | 5 | 60 | 110.8 | 59.8 |  |  |  | 840 | 9 | 93.3 | No | 25000 | 4000 | 85 | 20 | 0.9 | -20 | Dimmable | 5% |  | Damp Location Rated,Enclosed Fixtures,Recessed Fixtures |  |  |  | 2016-01-20 | 2016-01-22 | United States, Canada | ES_1020184_A19FR9/840/OMNI/LED_01222016023550_1023954 | 2257242
Halco Lighting Technologies | Halco | A19FR9/850/OMNI/LED | A19FR9/850/OMNI/LED | ,,80970 | A19 | General Purpose Replacement | E26 (Medium) | Omnidirectional | LED | 5 | 60 | 110.8 | 59.8 |  |  |  | 900 | 9 | 100 | No | 25000 | 5000 | 83 | 15 | 0.9 | -20 | Dimmable | 5% |  | Damp Location Rated,Enclosed Fixtures,Recessed Fixtures |  |  |  | 2016-01-20 | 2016-01-22 | United States, Canada | ES_1020184_A19FR9/850/OMNI/LED_01222016023550_1023954 | 2257244
Halco Lighting Technologies | ProLED | 81127 | 81127 |  | PAR16 | Reflector (Flood/Spot) | E26 (Medium) | Directional | LED | 5 | 40 | 72 | 49 | 818 |  | 38 | 380 | 6.3 | 63.3 | No | 40000 | 3000 | 83 | 21 | 0.7 | -20 | Dimmable | 10% |  | Damp Location Rated,Not for Use in Enclosed Fixtures |  |  |  | 2015-01-01 | 2016-02-29 | United States, Canada | ES_1020184_81127_02262016144739_2060052 | 2261020
Halco Lighting Technologies | ProLED | 81128 | 81128 |  | A19 | General Purpose Replacement | E26 (Medium) | Omnidirectional | LED | 3 | 40 | 101 | 60 |  |  |  | 450 | 4.9 | 91.8 | No | 15000 | 2700 | 81 | 2 | 0.9 | -20 | Dimmable | 10% | No | Damp Location Rated | No |  |  | 2016-01-01 | 2016-08-02 | United States, Canada | ES_1020184_81128_07272016172416_6392328 | 2273947
Halco Lighting Technologies | ProLED | 81130 | 81130 |  | B10 | Decorative | E26 (Medium) | Decorative | LED | 3 | 40 | 91.1 | 31.7 |  |  |  | 330 | 4 | 82.5 | No | 15000 | 2700 | 82 | 7 | 0.9 | -20 | Dimmable | 10% | No | Damp Location Rated | No |  |  | 2016-01-01 | 2016-08-02 | United States, Canada | ES_1020184_81130_07272016172906_4997217 | 2273949
Halco Lighting Technologies | ProLED | 81131 | 81131 |  | G25 | Globe | E26 (Medium) | Decorative | LED | 3 | 40 | 112 | 80 |  |  |  | 450 | 4.7 | 95.7 | No | 15000 | 2700 | 82 | 3 | 0.9 | -20 | Dimmable | 10% | No | Damp Location Rated,Not for Use in Recessed Fixtures | No |  |  | 2016-01-01 | 2016-08-02 | United States, Canada | ES_1020184_81131_07272016173619_1760370 | 2273954
Halco Lighting Technologies | ProLED | 81132 | 81132 |  | ST | ST | E26 (Medium) | Decorative | LED | 3 | 40 | 141.6 | 64 |  |  |  | 330 | 5 | 66 | No | 15000 |  | 81 | 8 | 0.9 | -20 | Dimmable | 10% | No | Damp Location Rated | No |  |  | 2016-01-01 | 2016-08-02 | United States, Canada | ES_1020184_81132_07272016173832_6508600 | 2273958
Halco Lighting Technologies | ProLED | 81134 | 81134 |  | B10 | Decorative | E26 (Medium) | Decorative | LED | 3 | 40 | 100 | 60 |  |  |  | 320 | 4 | 87.5 | No | 15000 | 2700 | 82 | 4 | 0.9 | -20 | Dimmable | 10% | No | Damp Location Rated,Recessed Fixtures | No |  |  | 2016-01-01 | 2016-08-02 | United States, Canada | ES_1020184_81134_07272016174217_4367792 | 2273959
Halco Lighting Technologies | ProLED | 81137 | 81137 |  | BA10 | Decorative | E26 (Medium) | Decorative | LED | 3 | 40 | 102.3 | 31.8 |  |  |  | 330 | 4 | 82.5 | No | 15000 | 2700 | 82 | 7 | 0.9 | -20 | Dimmable | 10% | No | Damp Location Rated | No |  |  | 2016-01-01 | 2016-08-02 | United States, Canada | ES_1020184_81137_07272016173333_2186242 | 2273953
Halco Lighting Technologies | ProLED | 82000 | 82000 |  | PAR20 | Reflector (Flood/Spot) | E26 (Medium) | Directional | LED | 5 | 50 | 84.3 | 62.7 | 1358 |  | 25 | 460 | 7 | 65.7 | No | 25000 | 2700 | 93 | 53 | 0.8 | -20 | Dimmable | 10% |  | Wet Location Rated,Not for Use in Enclosed Fixtures |  |  |  | 2015-01-27 | 2015-01-29 | United States, Canada | ES_1020184_82000_01292015114441_1023754 | 2231967
Halco Lighting Technologies | ProLED | 82001 | 82001 |  | PAR20 | Reflector (Flood/Spot) | E26 (Medium) | Directional | LED | 5 | 50 | 84.3 | 62.7 | 1453 |  | 25 | 470 | 7 | 67.1 | No | 25000 | 3000 | 91 | 50 | 0.8 | -20 | Dimmable | 10% |  | Wet Location Rated,Not for Use in Enclosed Fixtures |  |  |  | 2015-01-27 | 2015-01-29 | United States, Canada | ES_1020184_82001_01292015115111_1023755 | 2231968
Halco Lighting Technologies | ProLED | 82003 | 82003 |  | PAR20 | Reflector (Flood/Spot) | E26 (Medium) | Directional | LED | 5 | 50 | 84.3 | 62.7 | 1453 |  | 25 | 470 | 7 | 67.1 | No | 25000 | 3000 | 91 | 50 | 0.8 | -20 | Dimmable | 10% |  | Wet Location Rated,Not for Use in Enclosed Fixtures |  |  |  | 2015-01-27 | 2015-01-29 | United States, Canada | ES_1020184_82003_01292015115731_1023755 | 2231969
Halco Lighting Technologies | ProLED | 82004 | 82004 |  | PAR20 | Reflector (Flood/Spot) | E26 (Medium) | Directional | LED | 5 | 50 | 84.3 | 62.7 | 1504 |  | 25 | 500 | 7 | 71.4 | No | 25000 | 4000 | 92 | 60 | 0.8 | -20 | Dimmable | 10% |  | Wet Location Rated,Not for Use in Enclosed Fixtures |  |  |  | 2015-01-28 | 2015-01-30 | United States, Canada | ES_1020184_82004_01302015044950_1023756 | 2232194
Halco Lighting Technologies | ProLED | 82005 | 82005 |  | PAR20 | Reflector (Flood/Spot) | E26 (Medium) | Directional | LED | 5 | 50 | 84.3 | 62.7 | 1062 |  | 40 | 525 | 7 | 75 | No | 25000 | 5000 | 91 | 55 | 0.8 | -20 | Dimmable | 10% |  | Wet Location Rated,Not for Use in Enclosed Fixtures |  |  |  | 2015-01-28 | 2015-01-30 | United States, Canada | ES_1020184_82005_01302015050000_1023757 | 2232195
Halco Lighting Technologies | ProLED | 82006 | 82006 |  | PAR20 | Reflector (Flood/Spot) | E26 (Medium) | Directional | LED | 5 | 50 | 84.3 | 62.7 | 928 |  | 40 | 460 | 7 | 65.7 | No | 25000 | 2700 | 93 | 53 | 0.8 | -20 | Dimmable | 10% |  | Wet Location Rated,Not for Use in Enclosed Fixtures |  |  |  | 2015-01-28 | 2015-01-30 | United States, Canada | ES_1020184_82006_01302015051220_1023757 | 2232196
Halco Lighting Technologies | ProLED | MR16FL7/830/LED | 81124 |  | MR16 | Reflector (Flood/Spot) | GU5.3 | Directional | LED | 5 | 50 | 47 | 49.5 | 1281 |  | 40 | 520 | 7.4 | 70.3 | No | 25000 | 3000 | 83 | 20 | 1 | -20 | Dimmable | 5% |  | Damp Location Rated |  |  |  | 2015-08-24 | 2015-09-16 | United States, Canada | ES_1020184_81124_09172015063550_1023895 | 2248218
Halco Lighting Technologies | ProLED | MR16FL8/830/LED | 81042 |  | MR16 | Reflector (Flood/Spot) | GU5.3 | Directional | LED | 5 | 50 | 48.7 | 49.9 | 1201 |  | 38 | 500 | 8 | 62.5 | No | 25000 | 3000 | 82 | 12 | 0.7 | -20 | Dimmable | 10% |  | Not for Use in Enclosed Fixtures |  |  |  | 2014-11-08 | 2014-11-13 | United States | ES_1020184_81042_11132014042000_1023711 | 2225094
Halco Lighting Technologies | ProLED | PAR16FL6/827/W/LED | PAR16FL6/827/W/LED | ,81038,Retail Number | PAR16 | Reflector (Flood/Spot) | E26 (Medium) | Directional | LED | 5 | 60 | 72 | 49 | 818 |  | 40 | 380 | 6.3 | 60.3 | No | 25000 | 2700 | 83 | 22 | 0.7 | -20 | Dimmable | 10% |  | Damp Location Rated,Not for Use in Enclosed Fixtures |  |  |  | 2016-06-01 | 2016-06-29 | United States | ES_1020184_PAR16FL6/827/W/LED_06292016100331_1024035 | 2271221
Halco Lighting Technologies | ProLED | PAR20FL7/827/ECO/LED | 80963 |  | PAR20 | Reflector (Flood/Spot) | E26 (Medium) | Directional | LED | 5 | 50 | 77.9 | 62.9 | 701 |  | 40 | 500 | 7 | 71.4 | No | 25000 | 2700 | 82 | 10 | 0 | -20 | Dimmable | 10% |  | Wet Location Rated,Not for Use in Enclosed Fixtures |  |  |  | 2016-03-30 | 2016-04-05 | United States | ES_1020184_80963_04052016050840_1023987 | 2263696
Halco Lighting Technologies | ProLED | PAR20FL7/830/ECO/LED | 80964 |  | PAR20 | Reflector (Flood/Spot) | E26 (Medium) | Directional | LED | 5 | 50 | 77.9 | 62.9 | 776 |  | 40 | 500 | 7 | 71.4 | No | 25000 | 3000 | 81 | 7 | 0.9 | -20 | Dimmable | 10% |  | Wet Location Rated,Not for Use in Enclosed Fixtures |  |  |  | 2016-03-30 | 2016-04-05 | United States | ES_1020184_80964_04052016052330_1023988 | 2263791
Halco Lighting Technologies | ProLED | PAR20FL7/927/W/LED | PAR20FL7/927/W/LED | ,82006,Retail Number (white finish); ,82007,Retail Number (black finish); ,PAR20FL7/927/B/LED,Black Finish | PAR20 | Reflector (Flood/Spot) | E26 (Medium) | Directional | LED | 5 | 50 | 84.3 | 62.7 | 928 |  | 40 | 460 | 7 | 65.7 | No | 40000 | 2700 | 93 | 53 | 0.8 | -20 | Dimmable | 10% | No | Wet Location Rated | No |  |  | 2016-05-04 | 2016-07-19 | United States, Canada | ES_1020184_PAR20FL7/927/W/LED_07212016072730_1024046 | 2272932
Halco Lighting Technologies | ProLED | PAR20FL7/930/W/LED | PAR20FL7/930/W/LED | ,82008,Retail Number (white finish); ,82009,Retail Number (black finish); ,PAR20FL7/930/B/LED,Black Finish | PAR20 | Reflector (Flood/Spot) | E26 (Medium) | Directional | LED | 5 | 50 | 84.3 | 62.7 | 1002 |  | 40 | 470 | 7 | 67.1 | No | 40000 | 3000 | 91 | 50 | 0.8 | -20 | Dimmable | 10% | No | Wet Location Rated | No |  |  | 2016-05-04 | 2016-07-19 | United States, Canada | ES_1020184_PAR20FL7/930/W/LED_07212016072730_1024046 | 2272940
Halco Lighting Technologies | ProLED | PAR20FL7/940/W/LED | PAR20FL7/940/W/LED | ,82010,Retail Number (white finish); ,82011,Retail Number (black finish); ,PAR20FL7/940/B/LED,Black Finish | PAR20 | Reflector (Flood/Spot) | E26 (Medium) | Directional | LED | 5 | 50 | 84.3 | 62.7 | 1061 |  | 40 | 500 | 7 | 71.4 | No | 40000 | 4000 | 92 | 60 | 0.8 | -20 | Dimmable | 10% | No | Wet Location Rated | No |  |  | 2016-05-04 | 2016-07-19 | United States, Canada | ES_1020184_PAR20FL7/940/W/LED_07212016072730_1024047 | 2272941
Halco Lighting Technologies | ProLED | PAR20FL7/950/W/LED | PAR20FL7/950/W/LED | ,82060,Retail Number | PAR20 | Reflector (Flood/Spot) | E26 (Medium) | Directional | LED | 5 | 50 | 84.3 | 62.7 | 1062 |  | 40 | 525 | 7 | 75 | No | 40000 | 5000 | 91 | 55 | 0.8 | -20 | Dimmable | 10% | No | Wet Location Rated | No |  |  | 2016-05-04 | 2016-07-19 | United States, Canada | ES_1020184_PAR20FL7/950/W/LED_07212016072730_1024047 | 2272942
Halco Lighting Technologies | ProLED | PAR20FL8/827/W/LED | 81033 |  | PAR20 | Reflector (Flood/Spot) | E26 (Medium) | Directional | LED | 5 | 50 | 85.1 | 61.9 | 827 |  | 40 | 460 | 8.1 | 56.7 | No | 25000 | 2700 | 83 | 4 | 1 | -20 | Dimmable | 10% |  | Damp Location Rated,Not for Use in Enclosed Fixtures |  |  |  | 2014-11-08 | 2014-11-11 | United States | ES_1020184_81033_11112014031000_1023712 | 2224611
Halco Lighting Technologies | ProLED | PAR20FL8/830/W/LED | 81035 |  | PAR20 | Reflector (Flood/Spot) | E26 (Medium) | Directional | LED | 5 | 50 | 85.1 | 61.5 | 882 |  | 40 | 490 | 8 | 61.3 | No | 25000 | 3000 | 83 | 5 | 0.9 | -20 | Dimmable | 10% |  | Not for Use in Enclosed Fixtures |  |  |  | 2014-11-08 | 2014-11-14 | United States | ES_1020184_81035_11142014013840_1023715 | 2225200
Halco Lighting Technologies | ProLED | PAR20NFL7/927/W/LED | PAR20NFL7/927/W/LED | ,82000,Retail Number | PAR20 | Reflector (Flood/Spot) | E26 (Medium) | Directional | LED | 5 | 50 | 84.3 | 62.7 | 1358 |  | 25 | 460 | 7 | 65.7 | No | 40000 | 2700 | 93 | 53 | 0.8 | -20 | Dimmable | 10% | No | Wet Location Rated | No |  |  | 2016-05-04 | 2016-10-12 | United States | ES_1020184_PAR20NFL7/927/W/LED_10122016023550_1024080 | 2281195
Halco Lighting Technologies | ProLED | PAR20NFL7/930/W/LED | PAR20NFL7/930/W/LED | ,82001,Retail Number; ,82003,Black Finish Retail Number; ,PAR20NFL7/930/B/LED,Black Finish | PAR20 | Reflector (Flood/Spot) | E26 (Medium) | Directional | LED | 5 | 50 | 84.3 | 62.7 | 1453 |  | 25 | 470 | 7 | 67.1 | No | 40000 | 3000 | 91 | 50 | 0.8 | -20 | Dimmable | 10% | No | Wet Location Rated | No |  |  | 2016-05-04 | 2016-10-12 | United States | ES_1020184_PAR20NFL7/930/W/LED_10122016023550_1024080 | 2281196
Halco Lighting Technologies | ProLED | PAR20NFL7/940/W/LED | PAR20NFL7/940/W/LED | ,82004,Retail Number | PAR20 | Reflector (Flood/Spot) | E26 (Medium) | Directional | LED | 5 | 50 | 84.3 | 62.7 | 1504 |  | 25 | 500 | 7 | 71.4 | No | 40000 | 4000 | 92 | 60 | 0.8 | -20 | Dimmable | 10% | No | Wet Location Rated | No |  |  | 2016-05-04 | 2016-10-12 | United States | ES_1020184_PAR20NFL7/940/W/LED_10122016023550_1024080 | 2281197
Halco Lighting Technologies | ProLED | PAR20NFL7/950/W/LED | PAR20NFL7/950/W/LED | ,82005,Retail Number | PAR20 | Reflector (Flood/Spot) | E26 (Medium) | Directional | LED | 5 | 50 | 84.3 | 62.7 | 2192 |  | 25 | 525 | 7 | 75 | No | 40000 | 5000 | 91 | 55 | 0.8 | -20 | Dimmable | 10% | No | Wet Location Rated | No |  |  | 2016-05-04 | 2016-10-12 | United States | ES_1020184_PAR20NFL7/950/W/LED_10122016023550_1024080 | 2281198
Halco Lighting Technologies | ProLED | PAR20NFL8/827/W/LED | 81032 |  | PAR20 | Reflector (Flood/Spot) | E26 (Medium) | Directional | LED | 5 | 50 | 85.1 | 61.9 | 1607 |  | 25 | 460 | 8.1 | 56.7 | No | 25000 | 2700 | 83 | 4 | 1 | -20 | Dimmable | 10% |  | Damp Location Rated,Not for Use in Enclosed Fixtures |  |  |  | 2014-11-08 | 2014-11-11 | United States | ES_1020184_81032_11112014030550_1023712 | 2224610
Halco Lighting Technologies | ProLED | PAR20NFL8/830/W/LED | 81034 |  | PAR20 | Reflector (Flood/Spot) | E26 (Medium) | Directional | LED | 5 | 50 | 85.1 | 61.5 | 1626 |  | 25 | 470 | 8 | 58.8 | No | 25000 | 3000 | 83 | 5 | 0.9 | -20 | Dimmable | 10% |  | Not for Use in Enclosed Fixtures |  |  |  | 2014-11-08 | 2014-11-14 | United States | ES_1020184_81034_11142014114621_1023715 | 2225198
Halco Lighting Technologies | ProLED | PAR30FL10L/827/ECO/LED | 80958 |  | PAR30 | Reflector (Flood/Spot) | E26 (Medium) | Directional | LED | 5 | 50 | 116.1 | 94.9 | 1308 |  | 40 | 800 | 10.6 | 75.5 | No | 25000 | 2700 | 82 | 6 | 0.9 | -20 | Dimmable | 10% |  | Wet Location Rated,Not for Use in Enclosed Fixtures |  |  |  | 2016-03-30 | 2016-04-12 | United States, Canada | ES_1020184_80958_04132016035440_1023993 | 2264045
Halco Lighting Technologies | ProLED | PAR30FL10L/830/ECO/LED | 80959 |  | PAR30L | Reflector (Flood/Spot) | E26 (Medium) | Directional | LED | 5 | 50 | 116.1 | 94.9 | 1424 |  | 40 | 800 | 10.7 | 74.8 | No | 25000 | 3000 | 81 | 7 | 0.9 | -20 | Dimmable | 10% |  | Wet Location Rated,Not for Use in Enclosed Fixtures |  |  |  | 2016-03-30 | 2016-04-12 | United States, Canada | ES_1020184_80959_04132016043620_1023994 | 2264046
Green Creative | Green Creative | LED Lamp | 12.5PAR30G4DIM/927FL40/GU24 |  | PAR30 | Reflector (Flood/Spot) | GU24 | Directional | LED | 5 | 75 | 116.8 | 94.7 | 1887 |  | 40 | 815 | 12.5 | 65.2 | No | 25000 | 2700 | 91 | 48 | 0.9 | -20 | Dimmable | 10% |  | Enclosed Fixtures,Wet Location Rated,Recessed Fixtures |  |  |  | 2015-03-15 | 2016-03-02 | United States, Canada | ES_1111662_12.5PAR30G4DIM/927FL40/GU24_06032015104007_8007299 | 2240849
Green Creative | Green Creative | LED Lamp | 12.5PAR30G4DIM/927FL40/GU24/B |  | PAR30 | Reflector (Flood/Spot) | GU24 | Directional | LED | 5 | 75 | 116.8 | 94.7 | 1887 |  | 40 | 815 | 12.5 | 65.2 | No | 25000 | 2700 | 91 | 48 | 0.9 | -20 | Dimmable | 10% |  | Enclosed Fixtures,Wet Location Rated,Recessed Fixtures |  |  |  | 2015-03-15 | 2016-03-02 | United States, Canada | ES_1111662_12.5PAR30G4DIM/927FL40/GU24/B_08102015014943_1383203 | 2245367
Green Creative | Green Creative | LED Lamp | 12.5PAR30G4DIM/927NF25 |  | PAR30 | Reflector (Flood/Spot) | E26 (Medium) | Directional | LED | 5 | 75 | 116.8 | 94.7 | 3010 |  | 25 | 815 | 12.5 | 65.2 | No | 25000 | 2700 | 91 | 48 | 0.9 | -20 | Dimmable | 10% |  | Enclosed Fixtures,Wet Location Rated,Recessed Fixtures |  |  |  | 2015-03-15 | 2016-03-02 | United States, Canada | ES_1111662_12.5PAR30G4DIM/927NF25_06032015104022_8022150 | 2240850
Green Creative | Green Creative | LED Lamp | 12.5PAR30G4DIM/927NF25/B |  | PAR30 | Reflector (Flood/Spot) | E26 (Medium) | Directional | LED | 5 | 75 | 116.8 | 94.7 | 3010 |  | 25 | 815 | 12.5 | 65.2 | No | 25000 | 2700 | 91 | 48 | 0.9 | -20 | Dimmable | 10% |  | Enclosed Fixtures,Wet Location Rated,Recessed Fixtures |  |  |  | 2015-03-15 | 2016-03-01 | United States, Canada | ES_1111662_12.5PAR30G4DIM/927NF25/B_08102015014956_1396973 | 2245359
Green Creative | Green Creative | LED Lamp | 12.5PAR30G4DIM/930FL40 |  | PAR30 | Reflector (Flood/Spot) | E26 (Medium) | Directional | LED | 5 | 75 | 116.8 | 94.7 | 2017 |  | 40 | 850 | 12.5 | 68 | No | 25000 | 3000 | 91 | 48 | 0.9 | -20 | Dimmable | 10% |  | Enclosed Fixtures,Wet Location Rated,Recessed Fixtures |  |  |  | 2015-03-15 | 2016-03-02 | United States, Canada | ES_1111662_12.5PAR30G4DIM/930FL40_06032015104046_8046525 | 2241676
Green Creative | Green Creative | LED Lamp | 12.5PAR30G4DIM/930FL40/GU24 |  | PAR30 | Reflector (Flood/Spot) | GU24 | Directional | LED | 5 | 75 | 116.8 | 94.7 | 2017 |  | 40 | 850 | 12.5 | 68 | No | 25000 | 3000 | 91 | 48 | 0.9 | -20 | Dimmable | 10% |  | Enclosed Fixtures,Wet Location Rated,Recessed Fixtures |  |  |  | 2015-03-15 | 2016-03-02 | United States, Canada | ES_1111662_12.5PAR30G4DIM/930FL40/GU24_06032015104108_8068853 | 2240851
Green Creative | Green Creative | LED Lamp | 12.5PAR30G4DIM/930FL40/GU24/B |  | PAR30 | Reflector (Flood/Spot) | GU24 | Directional | LED | 5 | 75 | 116.8 | 94.7 | 2017 |  | 40 | 850 | 12.5 | 68 | No | 25000 | 3000 | 91 | 48 | 0.9 | -20 | Dimmable | 10% |  | Enclosed Fixtures,Wet Location Rated,Recessed Fixtures |  |  |  | 2015-03-15 | 2016-03-01 | United States, Canada | ES_1111662_12.5PAR30G4DIM/930FL40/GU24/B_08102015015011_1411572 | 2245358
Green Creative | Green Creative | LED Lamp | 12.5PAR30G4DIM/930NF25 |  | PAR30 | Reflector (Flood/Spot) | E26 (Medium) | Directional | LED | 5 | 75 | 115.7 | 92.8 | 3145 |  | 25 | 850 | 12.5 | 68 | No | 25000 | 3000 | 91 | 48 | 0.9 | -20 | Dimmable | 10% |  | Enclosed Fixtures,Wet Location Rated,Recessed Fixtures |  |  |  | 2015-03-15 | 2016-03-02 | United States, Canada | ES_1111662_12.5PAR30G4DIM/930NF25_06032015104124_8084896 | 2241677
Green Creative | Green Creative | LED Lamp | 12.5PAR30G4DIM/940FL40 |  | PAR30 | Reflector (Flood/Spot) | E26 (Medium) | Directional | LED | 5 | 75 | 116.8 | 94.7 | 2002 |  | 40 | 900 | 12.5 | 72 | No | 25000 | 4000 | 91 | 56 | 0.9 | -20 | Dimmable | 10% |  | Enclosed Fixtures,Wet Location Rated,Recessed Fixtures |  |  |  | 2015-03-15 | 2016-03-02 | United States, Canada | ES_1111662_12.5PAR30G4DIM/940FL40_06032015104157_8117270 | 2240852
Green Creative | Green Creative | LED Lamp | 13A19G3DIM/927 | ,40640, | A19 | General Purpose Replacement | E26 (Medium) | Omnidirectional | LED | 5 | 60 | 110 | 60 |  |  |  | 800 | 13.5 | 61.5 | No | 40000 | 2700 | 93 | 54 | 0.9 | -20 | Dimmable | 10% |  | Other,not for use in enclosed fixture |  |  |  | 2014-08-30 | 2014-09-11 | United States | ES_1111662_13A19G3DIM/927; 40640_09182014084013_8736962 | 2219753
Green Creative | Green Creative | LED Lamp | 13BR30G3DIM/927 | ,,40642 | BR30 | Reflector (Flood/Spot) | E26 (Medium) | Directional | LED | 5 | 65 | 133 | 95 |  |  |  | 700 | 13 | 54 | No | 40000 | 2700 | 93 | 57 | 1 | -20 | Dimmable | 10% |  | None |  |  |  | 2014-06-18 | 2014-06-11 | United States | ES_1111662_13BR30G3DIM/927_06232014204224_5707673 | 2213552
Green Creative | Green Creative | LED Lamp | 14.5PAR30G4DIM/927SP15 |  | PAR30L | Reflector (Flood/Spot) | E26 (Medium) | Directional | LED | 5 | 75 | 117.1 | 94.8 | 6654 |  | 15 | 725 | 14.5 | 58 | No | 25000 | 2700 | 91 | 52 | 1 | -20 | Dimmable | 10% |  | Enclosed Fixtures,Wet Location Rated,Recessed Fixtures |  |  |  | 2015-03-20 | 2016-03-02 | United States, Canada | ES_1111662_14.5PAR30G4DIM/927SP15_06032015104211_8131019 | 2240847
Green Creative | Green Creative | LED Lamp | 14.5PAR30G4DIM/930SP15 |  | PAR30L | Reflector (Flood/Spot) | E26 (Medium) | Directional | LED | 5 | 75 | 118.7 | 96.2 | 6595 |  | 15 | 760 | 14.5 | 59.2 | No | 25000 | 3000 | 92 | 56 | 1 | -20 | Dimmable | 10% |  | Enclosed Fixtures,Wet Location Rated,Recessed Fixtures |  |  |  | 2015-03-20 | 2016-03-02 | United States, Canada | ES_1111662_14.5PAR30G4DIM/930SP15_06032015104226_8146522 | 2241682
Green Creative | Green Creative | LED Lamp | 14.5PAR30SNG3DIM/827FL40 | ,,40661 | PAR30 | Reflector (Flood/Spot) | E26 (Medium) | Directional | LED | 5 | 75 | 85 | 95 | 1322 |  | 40 | 800 | 14.7 | 55.2 | No | 40000 | 2700 | 82 | 1 | 0.9 | -20 | Dimmable | 10% |  | Other,Not for use in enclosed fixtures |  |  |  | 2014-08-30 | 2014-09-11 | United States | ES_1111662_14.5PAR30SNG3DIM/827FL40_09252014125954_6425322 | 2220257
Green Creative | Green Creative | LED Lamp | 14.5PAR30SNG3DIM/827NF25 | ,,40660 | PAR30 | Reflector (Flood/Spot) | E26 (Medium) | Directional | LED | 5 | 75 | 85 | 95 | 3028 |  | 25 | 800 | 14.7 | 55.2 | No | 40000 | 2700 | 82 | 1 | 0.9 | -20 | Dimmable | 10% |  | Other,Not for use in enclosed fixtures |  |  |  | 2014-08-30 | 2014-09-11 | United States | ES_1111662_14.5PAR30SNG3DIM/827NF25_09252014125954_4271133 | 2220258
Green Creative | Green Creative | LED Lamp | 14BR40G4DIM/827 |  | BR40 | Reflector (Flood/Spot) | E26 (Medium) | Directional | LED | 3 | 85 | 156.9 | 125.2 |  |  |  | 1065 | 14 | 76.1 | No | 25000 | 2700 | 83 | 11 | 0.9 | -20 | Dimmable | 10% |  | Damp Location Rated,Enclosed Fixtures,Recessed Fixtures |  |  |  | 2015-04-25 | 2016-03-08 | United States, Canada | ES_1111662_14BR40G4DIM/827_05132015111150_5510853 | 2239222
Green Creative | Green Creative | LED Lamp | 14BR40G4DIM/830 |  | BR40 | Reflector (Flood/Spot) | E26 (Medium) | Directional | LED | 3 | 85 | 156.9 | 125.2 |  |  |  | 1100 | 14 | 78.6 | No | 25000 | 3000 | 83 | 11 | 0.9 | -20 | Dimmable | 10% |  | Damp Location Rated,Enclosed Fixtures,Recessed Fixtures |  |  |  | 2015-04-25 | 2016-03-08 | United States, Canada | ES_1111662_14BR40G4DIM/830_05132015111204_5524332 | 2239223
Green Creative | Green Creative | LED Lamp | 14PAR30G3DIM/827FL40 | ,,40621 | PAR30L | Reflector (Flood/Spot) | E26 (Medium) | Directional | LED | 5 | 75 | 118 | 95 | 1440 |  | 40 | 800 | 14 | 56 | No | 40000 | 2700 | 82 | 2 | 1 | -20 | Dimmable | 10% |  | None |  |  |  | 2014-06-20 | 2014-06-24 | United States | ES_1111662_14PAR30G3DIM/827FL40_07102014110928_8156622 | 2214838
Green Creative | Green Creative | LED Lamp | 14PAR30G3DIM/827NF25 |  | PAR30L | Reflector (Flood/Spot) | E26 (Medium) | Directional | LED | 5 | 75 | 118 | 95 | 3591 |  | 25 | 800 | 14 | 56 | No | 40000 | 2700 | 82 | 2 | 1 | -20 | Dimmable | 10% |  | None |  |  |  | 2014-06-20 | 2014-06-24 | United States | ES_1111662_14PAR30G3DIM/827NF25_07102014110928_7241243 | 2214839
Green Creative | Green Creative | LED Lamp | 14PAR30G3DIM/830FL40 | ,,40623 | PAR30L | Reflector (Flood/Spot) | E26 (Medium) | Directional | LED | 5 | 75 | 118 | 95 | 1648 |  | 40 | 850 | 14 | 60 | No | 40000 | 3000 | 83 | 3 | 1 | -20 | Dimmable | 10% |  | None |  |  |  | 2014-06-20 | 2014-07-07 | United States | ES_1111662_14PAR30G3DIM/830FL40_07142014143138_4419879 | 2215304
Greenlite Lighting Corporation | Greenlite | 16W/LED/OMNI/TL | 16W/LED/OMNI/TL | ,16W/LED/OMNI/3W, | A21 | General Purpose Replacement | E26d | Omnidirectional | LED | 3 | 100 | 139.1 | 67 |  |  |  | 1650 | 16 | 103.1 | Yes | 25000 | 3000 | 83 | 11 | 1 | -20 |  |  |  | Damp Location Rated,Enclosed Fixtures |  |  |  | 2015-11-30 | 2015-12-22 | United States, Canada | ES_31571_16W/LED/OMNI/TL_12222015071950_1023945 | 2255359
Greenlite Lighting Corporation | Greenlite | 17W/LED/BR40D | 17W/LED/BR40D |  | BR40 | Reflector (Flood/Spot) | E26 (Medium) | Directional | LED | 3 | 100 | 160.1 | 119.9 |  |  | 120 | 1400 | 17 | 82.4 | No | 25000 | 3000 | 83 | 17 | 0.9 | -20 | Dimmable | 10% |  | Damp Location Rated |  |  |  | 2014-06-24 | 2014-06-24 | United States, Canada | ES_31571_17W/LED/BR40D_06242014015730_1023631 | 2214138
Greenlite Lighting Corporation | Greenlite | 17W/LED/OMNI-D/50K | 17W/LED/OMNI-D/50K |  | A21 | General Purpose Replacement | E26 (Medium) | Omnidirectional | LED | 3 | 100 | 135 | 73 |  |  |  | 1600 | 17 | 94.1 | No | 25000 | 5000 | 84 | 12 | 0.9 | -20 | Dimmable | 10% |  | Damp Location Rated,Not for Use in Enclosed Fixtures |  |  |  | 2015-01-01 | 2015-12-01 | United States, Canada | ES_31571_17W/LED/OMNI-D/50K_11242015164711_7706567 | 2254105
Greenlite Lighting Corporation | Greenlite | 17W/LED/PAR38D 3000K | 17W/LED/PAR38D/FL |  | PAR38 | Reflector (Flood/Spot) | E26 (Medium) | Directional | LED | 3 | 90 | 130.8 | 120.1 | 3256 |  | 40 | 1300 | 17 | 76.5 | No | 25000 | 3000 | 80 | 10 | 0.9 | -20 | Dimmable | 10% |  | Damp Location Rated,Wet Location Rated,Not for Use in Enclosed Fixtures |  |  |  | 2014-10-10 | 2014-10-10 | United States, Canada | ES_31571_17W/LED/PAR38D/FL_10102014043330_1023693 | 2222122
Greenlite Lighting Corporation | Greenlite | 17W/LED/PAR38-D/C | 17W/LED/PAR38-D/C |  | PAR38 | Reflector (Flood/Spot) | E26 (Medium) | Directional | LED | 4 | 100 | 130 | 120 | 1956 |  | 40 | 1200 | 17 | 70.6 | No | 25000 | 3000 | 92 | 60 | 0.9 | -40 | Dimmable | 10% |  | Damp Location Rated,Not for Use in Enclosed Fixtures |  |  |  | 2015-01-01 | 2016-01-19 | United States, Canada | ES_31571_17W/LED/PAR38-D/C_01182016104148_2648279 | 2256972
Greenlite Lighting Corporation | Greenlite | 17W/LED/PAR38-D/C/27K | 17W/LED/PAR38-D/C/27K |  | PAR38 | Reflector (Flood/Spot) | E26 (Medium) | Directional | LED | 4 | 100 | 130 | 120 | 1939 |  | 40 | 1200 | 17 | 70.6 | No | 25000 | 2700 | 91 | 52 | 0.9 | -40 | Dimmable | 10% |  | Damp Location Rated,Not for Use in Enclosed Fixtures |  |  |  | 2015-01-01 | 2016-01-19 | United States, Canada | ES_31571_17W/LED/PAR38-D/C/27K_01182016111023_3041955 | 2256971
Greenlite Lighting Corporation | Greenlite | 17W/LED/PAR38/FL/D | 17W/LED/PAR38/FL/D |  | PAR38 | Reflector (Flood/Spot) | E26 (Medium) | Directional | LED | 3 | 90 | 133.3 | 120.8 | 2387 |  | 40 | 1200 | 17 | 70.6 | No | 25000 | 3000 | 83 | 15 | 1 | -20 | Dimmable | 4% |  | Damp Location Rated |  |  |  | 2014-04-27 | 2014-05-01 | United States | ES_31571_17W/LED/PAR38/FL/D_05012014105001_1023604 | 2209990
Greenlite Lighting Corporation | Greenlite | 18W/ELS-U 2700K | 18W/ELS-U |  | CFL Bare Spiral | General Purpose Replacement | E26 (Medium) | Omnidirectional | CFL | 2 | 75 | 117.5 | 54.9 |  | 1.6 |  | 1200 | 18.4 | 65.2 | No | 10000 | 2700 | 83 | -3 | 0.6 | -15 |  |  |  | None |  |  |  | 2015-12-06 | 2015-12-22 | United States, Canada | ES_31571_18W/ELS-U_12222015072840_1023946 | 2255360
Greenlite Lighting Corporation | Greenlite | 18W/ELX1 2700K | 18W/ELX1 | ,18W/ELX/4, | CFL A-type | General Purpose Replacement | E26 (Medium) | Omnidirectional | CFL | 2 | 75 | 128.8 | 65.7 |  | 1.8 |  | 1170 | 18 | 65 | No | 10000 | 2700 | 82 | -6 | 0.6 | -18 |  |  |  | Damp Location Rated |  |  |  | 2014-09-19 | 2014-09-24 | United States | ES_31571_18W/ELX1_09242014031330_1023674 | 2220186
Greenlite Lighting Corporation | Greenlite | 18W/LED/OMNI/D 30K | 18W/LED/OMNI/D |  | A21 | General Purpose Replacement | E26 (Medium) | Omnidirectional | LED | 3 | 100 | 134.7 | 71.6 |  |  |  | 1600 | 18.1 | 88.4 | No | 25000 | 3000 | 84 | 16 | 1 | -20 | Dimmable | 5% |  | Damp Location Rated,Not for Use in Enclosed Fixtures |  |  |  | 2015-02-04 | 2015-02-04 | United States, Canada | ES_31571_18W/LED/OMNI/D_02042015041730_1023762 | 2232717
Greenlite Lighting Corporation | Greenlite | 18W/LED/OMNI/D/50K | 18W/LED/OMNI/D/50K |  | A21 | General Purpose Replacement | E26 (Medium) | Omnidirectional | LED | 3 | 100 | 134.8 | 71.7 |  |  |  | 1600 | 18.1 | 88.4 | No | 25000 | 5000 | 86 | 16 | 1 | -20 | Dimmable | 10% |  | Damp Location Rated,Not for Use in Enclosed Fixtures |  |  |  | 2015-05-12 | 2015-05-21 | United States, Canada | ES_31571_18W/LED/OMNI/D/50K_05212015055000_1023808 | 2240068
Greenlite Lighting Corporation | Greenlite | 19W/ELS-U/27K | 19W/ELS-U/27K | ,19W/ELS-U/27K/4,4 pack | CFL Bare Spiral | General Purpose Replacement | E26 (Medium) | Omnidirectional | CFL | 2 | 75 | 103.5 | 56.6 |  | 2 |  | 1250 | 19.2 | 65.1 | No | 12000 | 2700 | 81 | -22 | 0.6 | -15 |  |  |  | Not for Use in Enclosed Fixtures |  |  |  | 2014-10-23 | 2014-10-23 | United States, Canada | ES_31571_19W/ELS-U/27K_10242014103221_1023685 | 2223505
Greenlite Lighting Corporation | Greenlite | 23W/ELS-U 2700K | 23W/ELS-U |  | CFL Bare Spiral | General Purpose Replacement | E26 (Medium) | Omnidirectional | CFL | 2 | 100 | 126 | 55 |  | 1.6 |  | 1600 | 23.5 | 68.1 | No | 10000 | 2700 | 82 | -5 | 0.6 | -15 |  |  |  | Enclosed Fixtures |  |  |  | 2015-12-17 | 2015-12-17 | United States, Canada | ES_31571_23W/ELS-U_12172015024620_1023944 | 2255137
Greenlite Lighting Corporation | Greenlite | 23W/ELS-U/27K | 23W/ELS-U/27K | ,23W/ELS-U/27K/4,4 pack | CFL Bare Spiral | General Purpose Replacement | E26 (Medium) | Omnidirectional | CFL | 2 | 100 | 112.1 | 60.7 |  | 2 |  | 1600 | 23.2 | 69 | No | 12000 | 2700 | 81 | -23 | 0.6 | -15 |  |  |  | None |  |  |  | 2014-10-15 | 2014-10-15 | United States, Canada | ES_31571_23W/ELS-U/27K_10152014042550_1023695 | 2222497
Greenlite Lighting Corporation | Greenlite | 4.5W/LED/CTC/D | 4.5W/LED/CTC/D | ,4.5W/LED/CFC/D,4 Pack; ,4.5W/LED/CTC/D/4, | Decorative: Other | Decorative | E12 (Candelabra) | Decorative | LED | 3 | 40 | 102.5 | 35.8 |  |  |  | 300 | 4.5 | 66.7 | No | 25000 | 2700 | 82 | 11 |  | -20 | Dimmable | 13% |  | Damp Location Rated |  |  |  | 2014-05-02 | 2014-05-02 | United States | ES_31571_4.5W/LED/CTC/D_05022014020840_1023605 | 2209992
Greenlite Lighting Corporation | Greenlite | 4.5W/LED/CTC/D 2700K | 4.5W/LED/CTC/D/27K | ,4.5W/LED/CTC/D/27K/4,4-pack | Decorative Candle: Other | Decorative | E12 (Candelabra) | Decorative | LED | 3 | 40 | 97 | 34.8 |  |  |  | 300 | 4.5 | 66.7 | No | 25000 | 2700 | 82 | 10 | 0.9 | -20 | Dimmable | 5% |  | Damp Location Rated |  |  |  | 2015-09-28 | 2015-10-13 | United States | ES_31571_4.5W/LED/CTC/D 27K_10162015033950_1023914 | 2250635
Greenlite Lighting Corporation | Greenlite | 4.5W/LEDX/GLOBE/D/CL | 4.5W/LEDX/GLOBE/D/CL |  | G25 | Globe | E26 (Medium) | Decorative | LED | 3 | 40 | 112 | 80 |  |  |  | 450 | 4.7 | 95.7 | No | 15000 | 2700 | 82 | 3 | 0.9 | -20 | Dimmable |  | No | Damp Location Rated,Not for Use in Recessed Fixtures | No |  |  | 2015-01-01 | 2016-05-13 | United States, Canada | ES_31571_4.5W/LEDX/GLOBE/D/CL_05132016093515_3413507 | 2266657
Greenlite Lighting Corporation | Greenlite | 4.5W/LEDX/GLOBED/CL | 4.5W/LEDX/GLOBED/CL | 4.5W/LEDX/GLOBED/CL/2,4.5W/LEDX/GLOBED/CL/2,2-PK; 4.5W/LEDX/GLOBED/CL/4,4.5W/LEDX/GLOBED/CL/4,4-PK | G25 | Globe | E26 (Medium) | Decorative | LED | 3 | 40 | 114.1 | 79.1 |  |  |  | 450 | 4.5 | 100 | No | 15000 | 2700 | 82 | 8 | 0.9 | -20 | Dimmable | 10% | Yes | Damp Location Rated | No |  |  | 2016-07-07 | 2016-08-03 | United States, Canada | ES_31571_4.5W/LEDX/GLOBED/CL_07082016015550_1024040 | 2272047
Halco Lighting Technologies | ProLED | 82007 | 82007 |  | PAR20 | Reflector (Flood/Spot) | E26 (Medium) | Directional | LED | 5 | 50 | 84.3 | 62.7 | 928 |  | 40 | 460 | 7 | 65.7 | No | 25000 | 2700 | 93 | 53 | 0.8 | -20 | Dimmable | 10% |  | Wet Location Rated,Not for Use in Enclosed Fixtures |  |  |  | 2015-01-28 | 2015-01-30 | United States, Canada | ES_1020184_82007_01302015052620_1023757 | 2232197
Halco Lighting Technologies | ProLED | 82008 | 82008 |  | PAR20 | Reflector (Flood/Spot) | E26 (Medium) | Directional | LED | 5 | 50 | 84.3 | 62.7 | 1002 |  | 40 | 470 | 7 | 67.1 | No | 25000 | 3000 | 91 | 50 | 0.8 | -20 | Dimmable | 10% |  | Wet Location Rated,Not for Use in Enclosed Fixtures |  |  |  | 2015-01-29 | 2015-01-30 | United States, Canada | ES_1020184_82008_01302015053330_1023757 | 2232198
Halco Lighting Technologies | ProLED | 82009 | 82009 |  | PAR20 | Reflector (Flood/Spot) | E26 (Medium) | Directional | LED | 5 | 50 | 84.3 | 62.7 | 1002 |  | 40 | 470 | 7 | 67.1 | No | 25000 | 3000 | 91 | 50 | 0.8 | -20 | Dimmable | 10% |  | Wet Location Rated,Not for Use in Enclosed Fixtures |  |  |  | 2015-01-29 | 2015-01-30 | United States, Canada | ES_1020184_82009_01302015053840_1023757 | 2232199
Halco Lighting Technologies | ProLED | 82010 | 82010 |  | PAR20 | Reflector (Flood/Spot) | E26 (Medium) | Directional | LED | 5 | 50 | 84.3 | 62.7 | 1061 |  | 40 | 500 | 7 | 71.4 | No | 25000 | 4000 | 92 | 60 | 0.8 | -20 | Dimmable | 10% |  | Wet Location Rated,Not for Use in Enclosed Fixtures |  |  |  | 2015-01-29 | 2015-01-30 | United States, Canada | ES_1020184_82010_01302015054330_1023758 | 2232200
Halco Lighting Technologies | ProLED | 82011 | 82011 |  | PAR20 | Reflector (Flood/Spot) | E26 (Medium) | Directional | LED | 5 | 50 | 84.3 | 62.7 | 1061 |  | 40 | 500 | 7 | 71.4 | No | 25000 | 4000 | 92 | 60 | 0.8 | -20 | Dimmable | 10% |  | Wet Location Rated,Not for Use in Enclosed Fixtures |  |  |  | 2015-01-29 | 2015-01-30 | United States, Canada | ES_1020184_82011_01302015054950_1023758 | 2232201
Halco Lighting Technologies | ProLED | 82012 | 82012 |  | PAR30L | Reflector (Flood/Spot) | E26 (Medium) | Directional | LED | 5 | 75 | 119 | 93.8 | 1505 |  | 40 | 750 | 10 | 75 | No | 25000 | 2700 | 91 | 50 | 0.9 | -20 | Dimmable | 10% |  | Wet Location Rated,Not for Use in Enclosed Fixtures |  |  |  | 2015-01-27 | 2015-01-30 | United States, Canada | ES_1020184_82012_01302015111621_1023754 | 2232176
Halco Lighting Technologies | ProLED | 82013 | 82013 |  | PAR30L | Reflector (Flood/Spot) | E26 (Medium) | Directional | LED | 5 | 75 | 119 | 93.8 | 1505 |  | 40 | 750 | 10 | 75 | No | 25000 | 2700 | 91 | 50 | 0.9 | -20 | Dimmable | 10% |  | Wet Location Rated,Not for Use in Enclosed Fixtures |  |  |  | 2015-01-27 | 2015-01-30 | United States, Canada | ES_1020184_82013_01302015112331_1023754 | 2232177
Halco Lighting Technologies | ProLED | 82014 | 82014 |  | PAR30L | Reflector (Flood/Spot) | E26 (Medium) | Directional | LED | 5 | 75 | 119 | 93.8 | 1564 |  | 40 | 800 | 10 | 80 | No | 25000 | 3000 | 91 | 52 | 0.9 | -20 | Dimmable | 10% |  | Wet Location Rated,Not for Use in Enclosed Fixtures |  |  |  | 2015-01-27 | 2015-01-30 | United States, Canada | ES_1020184_82014_01302015113001_1023755 | 2232178
Halco Lighting Technologies | ProLED | 82015 | 82015 |  | PAR30L | Reflector (Flood/Spot) | E26 (Medium) | Directional | LED | 5 | 75 | 119 | 93.8 | 1564 |  | 40 | 800 | 10 | 80 | No | 25000 | 3000 | 91 | 52 | 0.9 | -20 | Dimmable | 10% |  | Wet Location Rated,Not for Use in Enclosed Fixtures |  |  |  | 2015-01-27 | 2015-01-30 | United States, Canada | ES_1020184_82015_01302015113731_1023755 | 2232179
Halco Lighting Technologies | ProLED | 82016 | 82016 |  | PAR30L | Reflector (Flood/Spot) | E26 (Medium) | Directional | LED | 5 | 75 | 119 | 93.8 | 1711 |  | 40 | 820 | 10 | 82 | No | 25000 | 4000 | 92 | 52 | 0.9 | -20 | Dimmable | 10% |  | Wet Location Rated,Not for Use in Enclosed Fixtures |  |  |  | 2015-01-27 | 2015-01-30 | United States, Canada | ES_1020184_82016_01302015114331_1023755 | 2232180
Halco Lighting Technologies | ProLED | 82017 | 82017 |  | PAR30 | Reflector (Flood/Spot) | E26 (Medium) | Directional | LED | 5 | 75 | 119 | 93.8 | 1711 |  | 40 | 820 | 10 | 82 | No | 25000 | 4000 | 92 | 52 | 0.9 | -20 | Dimmable | 10% |  | Wet Location Rated,Not for Use in Enclosed Fixtures |  |  |  | 2015-01-27 | 2015-01-30 | United States, Canada | ES_1020184_82017_01302015115001_1023756 | 2232181
Halco Lighting Technologies | ProLED | 82018 | 82018 |  | PAR30L | Reflector (Flood/Spot) | E26 (Medium) | Directional | LED | 5 | 75 | 119 | 93.8 | 1753 |  | 40 | 850 | 10.4 | 81.7 | No | 25000 | 5000 | 91 | 55 | 0.9 | -20 | Dimmable | 10% |  | Wet Location Rated,Not for Use in Enclosed Fixtures |  |  |  | 2015-01-28 | 2015-01-30 | United States, Canada | ES_1020184_82018_01302015115841_1023756 | 2232182
Halco Lighting Technologies | ProLED | 82019 | 82019 |  | PAR30L | Reflector (Flood/Spot) | E26 (Medium) | Directional | LED | 5 | 75 | 119 | 93.8 | 3545 |  | 25 | 750 | 10 | 75 | No | 25000 | 2700 | 91 | 50 | 0.9 | -20 | Dimmable | 10% |  | Wet Location Rated,Not for Use in Enclosed Fixtures |  |  |  | 2015-01-28 | 2015-01-30 | United States, Canada | ES_1020184_82019_01302015120441_1023756 | 2232183
Halco Lighting Technologies | ProLED | 82020 | 82020 |  | PAR30L | Reflector (Flood/Spot) | E26 (Medium) | Directional | LED | 5 | 75 | 119 | 93.8 | 3545 |  | 25 | 750 | 10 | 75 | No | 25000 | 2700 | 91 | 50 | 0.9 | -20 | Dimmable | 10% |  | Wet Location Rated,Not for Use in Enclosed Fixtures |  |  |  | 2015-01-28 | 2015-01-30 | United States, Canada | ES_1020184_82020_01302015020620_1023756 | 2232186
Halco Lighting Technologies | ProLED | 82021 | 82021 |  | PAR30L | Reflector (Flood/Spot) | E26 (Medium) | Directional | LED | 5 | 75 | 119 | 93.8 | 2963 |  | 25 | 800 | 10 | 80 | No | 25000 | 3000 | 91 | 52 | 0.9 | -20 | Dimmable | 10% |  | Wet Location Rated,Not for Use in Enclosed Fixtures |  |  |  | 2015-01-28 | 2015-01-30 | United States, Canada | ES_1020184_82021_01302015021440_1023756 | 2232187
Halco Lighting Technologies | ProLED | 82024 | 82024 |  | PAR30L | Reflector (Flood/Spot) | E26 (Medium) | Directional | LED | 5 | 75 | 119 | 93.8 | 3566 |  | 25 | 850 | 10.4 | 81.7 | No | 25000 | 5000 | 91 | 55 | 0.9 | -20 | Dimmable | 10% |  | Wet Location Rated,Not for Use in Enclosed Fixtures |  |  |  | 2015-01-28 | 2015-01-30 | United States, Canada | ES_1020184_82024_01302015023550_1023757 | 2232190
Halco Lighting Technologies | ProLED | 82025 | 82025 |  | PAR30 | Reflector (Flood/Spot) | E26 (Medium) | Directional | LED | 5 | 75 | 86.6 | 93.5 | 1594 |  | 40 | 750 | 10.5 | 71.4 | No | 25000 | 2700 | 90 | 45 | 0.9 | -20 | Dimmable | 10% |  | Wet Location Rated,Not for Use in Enclosed Fixtures |  |  |  | 2015-01-23 | 2015-01-26 | United States, Canada | ES_1020184_82025_01262015011620_1023750 | 2231816
Halco Lighting Technologies | ProLED | 82026 | 82026 |  | PAR30 | Reflector (Flood/Spot) | E26 (Medium) | Directional | LED | 5 | 75 | 86.6 | 93.5 | 1594 |  | 40 | 750 | 10.5 | 71.4 | No | 25000 | 2700 | 90 | 45 | 0.9 | -20 | Dimmable | 10% |  | Wet Location Rated,Not for Use in Enclosed Fixtures |  |  |  | 2015-01-23 | 2015-01-26 | United States, Canada | ES_1020184_82026_01262015012220_1023751 | 2231817
Halco Lighting Technologies | ProLED | 82027 | 82027 |  | PAR30 | Reflector (Flood/Spot) | E26 (Medium) | Directional | LED | 5 | 75 | 86.6 | 93.5 | 1540 |  | 40 | 800 | 10.5 | 76.2 | No | 25000 | 3000 | 90 | 48 | 0.9 | -20 | Dimmable | 10% |  | Wet Location Rated,Not for Use in Enclosed Fixtures |  |  |  | 2015-01-23 | 2015-01-26 | United States, Canada | ES_1020184_82027_01262015012840_1023751 | 2231818
Halco Lighting Technologies | ProLED | 82028 | 82028 |  | PAR30 | Reflector (Flood/Spot) | E26 (Medium) | Directional | LED | 5 | 75 | 86.6 | 93.5 | 1540 |  | 40 | 800 | 10.5 | 76.2 | No | 25000 | 3000 | 90 | 48 | 0.9 | -20 | Dimmable | 10% |  | Wet Location Rated,Not for Use in Enclosed Fixtures |  |  |  | 2015-01-23 | 2015-01-26 | United States, Canada | ES_1020184_82028_01262015013730_1023751 | 2231819
Halco Lighting Technologies | ProLED | 82029 | 82029 |  | PAR30 | Reflector (Flood/Spot) | E26 (Medium) | Directional | LED | 5 | 75 | 86.6 | 93.5 | 1657 |  | 40 | 820 | 10.5 | 78.1 | No | 25000 | 4000 | 93 | 61 | 0.9 | -20 | Dimmable | 10% |  | Wet Location Rated,Not for Use in Enclosed Fixtures |  |  |  | 2015-01-26 | 2015-01-26 | United States, Canada | ES_1020184_82029_01262015014330_1023752 | 2231820
Halco Lighting Technologies | ProLED | PAR30FL10L/840/ECO/LED | 80960 |  | PAR30L | Reflector (Flood/Spot) | E26 (Medium) | Directional | LED | 5 | 50 | 116.1 | 94.9 | 1470 |  | 40 | 800 | 10.6 | 75.5 | No | 25000 | 4000 | 83 | 13 | 0.9 | -20 | Dimmable | 10% |  | Wet Location Rated,Not for Use in Enclosed Fixtures |  |  |  | 2016-03-30 | 2016-04-13 | United States, Canada | ES_1020184_80960_04132016044550_1023994 | 2264047
Halco Lighting Technologies | ProLED | PAR30FL10L/927/W/LED | PAR30FL10L/927/W/LED | ,82012,Retail Number; ,82013,Black Finish Retail Number; ,PAR30FL10L/927/B/LED,Black Finish | PAR30L | Reflector (Flood/Spot) | E26 (Medium) | Directional | LED | 5 | 75 | 119 | 93.8 | 1505 |  | 40 | 750 | 10 | 75 | No | 40000 | 2700 | 91 | 50 | 0.9 | -20 | Dimmable | 5% | No | Wet Location Rated | No |  |  | 2016-05-04 | 2016-10-13 | United States | ES_1020184_PAR30FL10L/927/W/LED_10132016043620_1024081 | 2281385
Halco Lighting Technologies | ProLED | PAR30FL10L/930/W/LED | PAR30FL10L/930/W/LED | ,82014,Retail Number; ,82015,Black Finish Retail Number; ,PAR30FL10L/930/B/LED,Black Finish | PAR30L | Reflector (Flood/Spot) | E26 (Medium) | Directional | LED | 5 | 75 | 119 | 93.8 | 1564 |  | 40 | 800 | 10 | 80 | No | 40000 | 3000 | 91 | 52 | 0.9 | -20 | Dimmable | 5% | No | Wet Location Rated | No |  |  | 2016-05-04 | 2016-10-13 | United States | ES_1020184_PAR30FL10L/930/W/LED_10132016043620_1024081 | 2281386
Halco Lighting Technologies | ProLED | PAR30FL10L/940/W/LED | PAR30FL10L/940/W/LED | ,82016,Retail Number; ,82017,Black Finish Retail Number; ,PAR30FL10L/940/B/LED,Black Finish | PAR30L | Reflector (Flood/Spot) | E26 (Medium) | Directional | LED | 5 | 75 | 119 | 93.8 | 1711 |  | 40 | 820 | 10 | 82 | No | 40000 | 4000 | 92 | 60 | 0.9 | -20 | Dimmable | 5% | No | Wet Location Rated | No |  |  | 2016-05-04 | 2016-10-13 | United States | ES_1020184_PAR30FL10L/940/W/LED_10132016043620_1024081 | 2281387
Halco Lighting Technologies | ProLED | PAR30FL10L/950/W/LED | PAR30FL10L/950/W/LED | ,82018,Retail Number | PAR30L | Reflector (Flood/Spot) | E26 (Medium) | Directional | LED | 5 | 75 | 119 | 93.8 | 1753 |  | 40 | 850 | 10.4 | 81.7 | No | 40000 | 5000 | 91 | 55 | 0.9 | -20 | Dimmable | 5% | No | Wet Location Rated | No |  |  | 2016-05-04 | 2016-10-13 | United States | ES_1020184_PAR30FL10L/950/W/LED_10132016043620_1024081 | 2281388
Halco Lighting Technologies | ProLED | PAR30FL10S/827/ECO/LED | 80961 |  | PAR30 | Reflector (Flood/Spot) | E26 (Medium) | Directional | LED | 5 | 45 | 92.1 | 94.7 | 733 |  | 40 | 800 | 10 | 80 | No | 25000 | 2700 | 82 | 7 | 0.9 | -20 | Dimmable | 10% |  | Wet Location Rated,Not for Use in Enclosed Fixtures |  |  |  | 2016-03-30 | 2016-04-13 | United States, Canada | ES_1020184_80961_04132016045550_1023994 | 2264048
Halco Lighting Technologies | ProLED | PAR30FL10S/830/ECO/LED | 80962 |  | PAR30 | Reflector (Flood/Spot) | E26 (Medium) | Directional | LED | 5 | 45 | 92.1 | 94.7 | 783 |  | 40 | 800 | 10 | 80 | No | 25000 | 3000 | 82 | 8 | 0.9 | -20 | Dimmable | 10% |  | Wet Location Rated,Not for Use in Enclosed Fixtures |  |  |  | 2016-03-30 | 2016-04-13 | United States, Canada | ES_1020184_80962_04132016050220_1023994 | 2264049
Halco Lighting Technologies | ProLED | PAR30FL10S/927/W/LED | PAR30FL10S/927/W/LED | ,82025,White finish retail number; ,82026,Black Finish retail number; ,PAR30FL10S/927/B/LED,Black Finish | PAR30S | Reflector (Flood/Spot) | E26 (Medium) | Directional | LED | 5 | 75 | 88.6 | 93.5 | 1594 |  | 40 | 750 | 10.5 | 71.4 | No | 40000 | 2700 | 90 | 45 | 0.9 | -20 | Dimmable | 5% | No | Wet Location Rated | No |  |  | 2016-05-04 | 2016-07-13 | United States, Canada | ES_1020184_PAR30FL10S/927/W/LED_07142016012620_1024043 | 2272525
Halco Lighting Technologies | ProLED | PAR30FL10S/930/W/LED | PAR30FL10S/930/W/LED | ,82027,White finish retail number; ,82028,Black Finish retail number; ,PAR30FL10S/930/B/LED,Black Finish | PAR30S | Reflector (Flood/Spot) | E26 (Medium) | Directional | LED | 5 | 75 | 88.6 | 93.5 | 1594 |  | 40 | 800 | 10.5 | 76.2 | No | 40000 | 3000 | 90 | 48 | 0.9 | -20 | Dimmable | 5% | No | Wet Location Rated | No |  |  | 2016-05-04 | 2016-07-13 | United States, Canada | ES_1020184_PAR30FL10S/930/W/LED_07142016012620_1024043 | 2272531
Halco Lighting Technologies | ProLED | PAR30FL10S/940/W/LED | PAR30FL10S/940/W/LED | ,82029,White finish retail number; ,82030,Black finish retail number; ,PAR30FL10S/940/B/LED,Black finish | PAR30S | Reflector (Flood/Spot) | E26 (Medium) | Directional | LED | 5 | 75 | 88.6 | 93.5 | 1594 |  | 40 | 820 | 10.5 | 78.1 | No | 40000 | 4000 | 93 | 61 | 0.9 | -20 | Dimmable | 5% | No | Wet Location Rated | No |  |  | 2016-05-04 | 2016-07-13 | United States, Canada | ES_1020184_PAR30FL10S/940/W/LED_07142016012620_1024043 | 2272532
Halco Lighting Technologies | ProLED | PAR30FL10S/950/W/LED | PAR30FL10S/950/W/LED | ,82031,Retail Number | PAR30S | Reflector (Flood/Spot) | E26 (Medium) | Directional | LED | 5 | 75 | 88.6 | 93.5 | 1594 |  | 40 | 850 | 10.7 | 79.4 | No | 40000 | 5000 | 91 | 56 | 0.9 | -20 | Dimmable | 5% | No | Wet Location Rated | No |  |  | 2016-05-04 | 2016-07-13 | United States, Canada | ES_1020184_PAR30FL10S/950/W/LED_07142016012620_1024044 | 2272533
Halco Lighting Technologies | ProLED | PAR30FL14L/827/W/LED | 81017 |  | PAR30L | Reflector (Flood/Spot) | E26 (Medium) | Directional | LED | 5 | 75 | 117.4 | 95.9 | 1440 |  | 40 | 800 | 14.5 | 55.2 | No | 25000 | 2700 | 82 | 2 | 1 | -20 | Dimmable | 10% |  | Wet Location Rated,Not for Use in Enclosed Fixtures |  |  |  | 2014-11-07 | 2014-11-10 | United States | ES_1020184_81017_11102014020110_1023710 | 2224553
Halco Lighting Technologies | ProLED | PAR30FL14L/830/W/LED | 81019 |  | PAR30L | Reflector (Flood/Spot) | E26 (Medium) | Directional | LED | 5 | 75 | 117.6 | 94.9 | 1648 |  | 40 | 835 | 14.2 | 59.6 | No | 25000 | 3000 | 83 | 3 | 1 | -20 | Dimmable | 10% |  | Wet Location Rated,Not for Use in Enclosed Fixtures |  |  |  | 2014-11-04 | 2014-11-05 | United States | ES_1020184_81019_11052014085550_1023707 | 2224332
Halco Lighting Technologies | ProLED | PAR30FL14S/827/W/LED | 81024 |  | PAR30 | Reflector (Flood/Spot) | E26 (Medium) | Directional | LED | 5 | 75 | 85.2 | 95.1 | 1322 |  | 40 | 800 | 15 | 53.3 | No | 25000 | 2700 | 82 | 1 | 0.9 | -20 | Dimmable | 10% |  | Damp Location Rated,Not for Use in Enclosed Fixtures |  |  |  | 2014-11-08 | 2014-11-12 | United States | ES_1020184_81024_11122014015220_1023712 | 2224906
Halco Lighting Technologies | ProLED | PAR30FL14S/830/W/LED | 81026 |  | PAR30 | Reflector (Flood/Spot) | E26 (Medium) | Directional | LED | 5 | 75 | 95 | 85.2 | 1332 |  | 40 | 850 | 14.7 | 57.8 | No | 25000 | 3000 | 83 | 3 | 0.9 | -20 | Dimmable | 10% |  | Damp Location Rated,Not for Use in Enclosed Fixtures |  |  |  | 2014-11-04 | 2014-11-05 | United States | ES_1020184_81026_11052014093000_1023708 | 2224333
Halco Lighting Technologies | ProLED | PAR30FL14S/830/W/LED | 81027 |  | PAR30 | Reflector (Flood/Spot) | E26 (Medium) | Directional | LED | 5 | 75 | 95 | 85 | 3254 |  | 25 | 850 | 14.7 | 57.8 | No | 25000 | 3000 | 83 | 3 | 0.9 | -20 | Dimmable | 10% |  | Damp Location Rated,Not for Use in Enclosed Fixtures |  |  |  | 2014-11-05 | 2014-11-05 | United States | ES_1020184_81027_11062014090440_1023708 | 2224335
Halco Lighting Technologies | ProLED | PAR30NFL10L/927/W/LED | PAR30NFL10L/927/W/LED | ,82019,Retail Number | PAR30L | Reflector (Flood/Spot) | E26 (Medium) | Directional | LED | 5 | 75 | 119 | 93.8 | 3545 |  | 25 | 750 | 10 | 75 | No | 40000 | 2700 | 91 | 50 | 0.9 | -20 | Dimmable | 5% | No | Wet Location Rated | No |  |  | 2016-05-04 | 2016-07-08 | United States | ES_1020184_PAR30NFL10L/927/W/LED_07142016123441_1024040 | 2272524
Halco Lighting Technologies | ProLED | PAR30NFL10L/930/W/LED | PAR30NFL10L/930/W/LED | ,82021,Retail Number | PAR30L | Reflector (Flood/Spot) | E26 (Medium) | Directional | LED | 5 | 75 | 119 | 93.8 | 3545 |  | 25 | 800 | 10 | 80 | No | 40000 | 3000 | 91 | 52 | 0.9 | -20 | Dimmable | 5% | No | Wet Location Rated | No |  |  | 2016-05-04 | 2016-07-08 | United States | ES_1020184_PAR30NFL10L/930/W/LED_07142016123441_1024041 | 2272529
Green Creative | Green Creative | LED Lamp | 14PAR30G3DIM/830NF25 | ,,40622 | PAR30L | Reflector (Flood/Spot) | E26 (Medium) | Directional | LED | 5 | 75 | 118 | 95 | 3025 |  | 25 | 850 | 14 | 61 | No | 40000 | 3000 | 83 | 3 | 1 | -20 | Dimmable | 10% |  | None |  |  |  | 2014-06-20 | 2014-07-07 | United States | ES_1111662_14PAR30G3DIM/830NF25_07142014143318_4158632 | 2215305
Green Creative | Green Creative | LED Lamp | 14PAR38DIM/827FL40 |  | PAR38 | Reflector (Flood/Spot) | E26 (Medium) | Directional | LED | 3 | 90 | 132 | 120 | 2870 |  | 40 | 1000 | 14 | 71.4 | No | 25000 | 2700 | 81 | 2 | 0.9 | -20 | Dimmable | 10% |  | Wet Location Rated,Not for Use in Enclosed Fixtures |  |  |  | 2015-11-08 | 2016-04-06 | United States, Canada | ES_1111662_14PAR38DIM/827FL40_11252015062653_2813331 | 2253524
Green Creative | Green Creative | LED Lamp | 14PAR38DIM/830FL40 |  | PAR38 | Reflector (Flood/Spot) | E26 (Medium) | Directional | LED | 3 | 90 | 132 | 120 | 2870 |  | 40 | 1050 | 14 | 75 | No | 25000 | 3000 | 82 | 8 | 0.9 | -20 | Dimmable | 10% |  | Wet Location Rated,Not for Use in Enclosed Fixtures |  |  |  | 2015-11-08 | 2016-04-06 | United States, Canada | ES_1111662_14PAR38DIM/830FL40_11252015062513_2713938 | 2253525
Green Creative | Green Creative | LED Lamp | 16PAR38G3DIM/827FL40 | ,,40651 | PAR38 | Reflector (Flood/Spot) | E26 (Medium) | Directional | LED | 5 | 90 | 128 | 120 | 1800 |  | 40 | 950 | 16 | 53 | No | 40000 | 2700 | 81 | 10 | 0.9 | -20 | Dimmable | 10% |  | None |  |  |  | 2014-06-20 | 2014-06-24 | United States | ES_1111662_16PAR38G3DIM/827FL40_07102014110723_3152245 | 2214836
Green Creative | Green Creative | LED Lamp | 16PAR38G3DIM/827NF25 | ,,40650 | PAR38 | Reflector (Flood/Spot) | E26 (Medium) | Directional | LED | 5 | 90 | 128 | 120 | 4319 |  | 25 | 950 | 16 | 53 | No | 40000 | 2700 | 81 | 5 | 0.9 | -20 | Dimmable | 10% |  | None |  |  |  | 2014-06-20 | 2014-06-24 | United States | ES_1111662_16PAR38G3DIM/827NF52_07102014110821_9453014 | 2214837
Green Creative | Green Creative | LED Lamp | 16PAR38G3DIM/830FL40 |  | PAR38 | Reflector (Flood/Spot) | E26 (Medium) | Directional | LED | 5 | 90 | 128 | 120 | 1721 |  | 40 | 970 | 16 | 55 | No | 40000 | 3000 | 84 | 19 | 0.9 | -20 | Dimmable | 10% |  | None |  |  |  | 2014-07-20 | 2014-07-08 | United States | ES_1111662_16PAR38G3DIM/830FL40_07142014165858_1316893 | 2215345
Green Creative | Green Creative | LED Lamp | 16PAR38G3DIM/830NF25 |  | PAR38 | Reflector (Flood/Spot) | E26 (Medium) | Directional | LED | 5 | 90 | 128 | 120 | 4617 |  | 25 | 1020 | 16 | 55 | No | 40000 | 3000 | 84 | 18 | 0.9 | -20 | Dimmable | 10% |  | None |  |  |  | 2014-07-20 | 2014-07-08 | United States | ES_1111662_16PAR38G3DIM/830NF25_07142014173000_4171473 | 2215346
Green Creative | Green Creative | LED Lamp | 17BR40G3DIM/830 | ,,40610 | BR40 | Reflector (Flood/Spot) | E26 (Medium) | Directional | LED | 5 | 75 | 157 | 125 |  |  |  | 1200 | 17 | 71 | No | 40000 | 3000 | 83 | 19 | 1 | -20 | Dimmable | 10% |  | None |  |  |  | 2014-06-18 | 2014-06-19 | United States | ES_1111662_17BR40G3DIM/830_07102014105306_6149434 | 2214819
Greenlite Lighting Corporation | Greenlite | 4.5W/LEDX/GLOBE/D/CL/2 | 4.5W/LEDX/GLOBE/D/CL/2 | ,4.5W/LEDX/GLOBE/D/CL/2,2 pack; ,4.5W/LEDX/GLOBE/D/CL/4,4 pack | G25 | Globe | E26 (Medium) | Decorative | LED | 3 | 40 | 112 | 80 |  |  |  | 450 | 4.7 | 95.7 | No | 15000 | 2700 | 82 | 3 | 0.9 | -20 | Dimmable | 45% | No | Damp Location Rated,Not for Use in Recessed Fixtures | No |  |  | 2015-01-01 | 2016-08-10 | United States, Canada | ES_31571_4.5W/LEDX/GLOBE/D/CL/2_08042016143134_4542199 | 2274522
Greenlite Lighting Corporation | Greenlite | 4W/LED/CTC-D/FIL | 4W/LED/CTC-D/FIL |  | B10 | Decorative | E12 (Candelabra) | Decorative | LED | 3 | 40 | 91.1 | 31.7 |  |  |  | 330 | 4 | 82.5 | No | 15000 | 2700 | 82 | 7 | 0.9 | -20 | Dimmable | 10% |  | Damp Location Rated,Not for Use in Enclosed Fixtures |  |  |  | 2015-01-01 | 2016-02-01 | United States, Canada | ES_31571_4W/LED/CTC-D/FIL_01292016170332_1463281 | 2257569
Greenlite Lighting Corporation | Greenlite | 4W/LED/CTC-D/FIL | 4W/LED/CTC-D/FIL |  | B10 | Decorative | E12 (Candelabra) | Decorative | LED | 3 | 40 | 91.1 | 31.7 |  |  |  | 330 | 4 | 82.5 | No | 15000 | 2700 | 82 | 7 | 0.9 | -20 | Dimmable | 33% | No | Damp Location Rated | No |  |  | 2015-01-01 | 2016-07-26 | United States, Canada | ES_31571_4W/LED/CTC-D/FIL_01292016170332_1463281 | 2273329
Greenlite Lighting Corporation | Greenlite | 4W/LED/CTC-D/FIL/4 | 4W/LED/CTC-D/FIL/4 |  | B10 | Decorative | E12 (Candelabra) | Decorative | LED | 3 | 40 | 91.1 | 31.7 |  |  |  | 330 | 4 | 82.5 | No | 15000 | 2700 | 82 | 7 | 0.9 | -20 | Dimmable | 10% |  | Damp Location Rated,Not for Use in Enclosed Fixtures |  |  |  | 2015-01-01 | 2016-02-01 | United States, Canada | ES_31571_4W/LED/CTC-D/FIL/4_01292016170332_811579 | 2257568
Greenlite Lighting Corporation | Greenlite | 4W/LED/CTC-D/FIL/4 | 4W/LED/CTC-D/FIL/4 |  | B10 | Decorative | E12 (Candelabra) | Decorative | LED | 3 | 40 | 91.1 | 31.7 |  |  |  | 330 | 4 | 82.5 | No | 15000 | 2700 | 82 | 7 | 0.9 | -20 | Dimmable | 33% | No | Damp Location Rated | No |  |  | 2015-01-01 | 2016-07-26 | United States, Canada | ES_31571_4W/LED/CTC-D/FIL/4_01292016170332_811579 | 2273330
Greenlite Lighting Corporation | Greenlite | 4W/LEDX/CTCD/CL | 4W/LEDX/CTCD/CL |  | B10 | Decorative | E12 (Candelabra) | Decorative | LED | 3 | 40 | 93.7 | 34.3 |  |  |  | 330 | 4 | 82.5 | No | 15000 | 2700 | 82 | 2 | 0.9 | -20 | Dimmable | 10% | Yes | Damp Location Rated | No |  |  | 2016-09-14 | 2016-09-14 | United States, Canada | ES_31571_4W/LEDX/CTCD/CL_09142016040220_1024072 | 2279118
Greenlite Lighting Corporation | Greenlite | 4W/LEDX/CTF/D | 4W/LEDX/CTF/D |  | B10 | Decorative | E12 (Candelabra) | Decorative | LED | 3 | 40 | 91.1 | 31.7 |  |  |  | 300 | 4 | 75 | No | 15000 | 2700 | 82 | 7 | 0.9 | -20 | Dimmable | 30% | No | Damp Location Rated | No |  |  | 2015-01-01 | 2016-08-11 | United States, Canada | ES_31571_4W/LEDX/CTF/D_01292016170332_1463281 | 2274675
Greenlite Lighting Corporation | Greenlite | 4W/LEDX/ETC/D/CL | 4W/LEDX/ETC/D/CL |  | B10 | Decorative | E26 (Medium) | Decorative | LED | 3 | 40 | 100 | 60 |  |  |  | 320 | 4 | 75 | No | 15000 | 2700 | 82 | 4 | 0.9 | -20 | Dimmable | 32% | No | Damp Location Rated,Recessed Fixtures | No |  |  | 2016-01-01 | 2016-07-22 | United States, Canada | ES_31571_4W/LEDX/ETC/D/CL_07222016094733_2799341 | 2272996
Greenlite Lighting Corporation | Greenlite | 4W/LEDX/ETCD/CL | 4W/LEDX/ETCD/CL |  | C9 | Decorative | E26 (Medium) | Decorative | LED | 3 | 40 | 92.6 | 36 |  |  |  | 300 | 4 | 75 | No | 15000 | 2700 | 82 | 3 | 0.8 | -20 | Dimmable | 10% | Yes | Damp Location Rated,Recessed Fixtures | No |  |  | 2016-10-21 | 2016-10-21 | United States, Canada | ES_31571_4W/LEDX/ETCD/CL_10212016034440_1024084 | 2282094
Greenlite Lighting Corporation | Greenlite | 5W/LED/Globe/D/E12 | 5W/LED/Globe/D/E12 |  | G16.5 | Globe | E12 (Candelabra) | Decorative | LED | 3 | 40 | 74.3 | 48.9 |  |  |  | 350 | 5 | 70 | No | 25000 | 3000 | 82 | 8 | 1 | -20 | Dimmable | 5% |  | Not for Use in Enclosed Fixtures |  |  |  | 2015-01-20 | 2015-01-21 | United States, Canada | ES_31571_5W/LED/Globe/D/E12_01212015012440_1023747 | 2231567
Greenlite Lighting Corporation | Greenlite | 5W/LEDX/OMNI/D | 5W/LEDX/OMNI/D |  | A19 | General Purpose Replacement | E26 (Medium) | Omnidirectional | LED | 3 | 40 | 101 | 60 |  |  |  | 450 | 5 | 90 | No | 15000 | 2700 | 81 | 2 | 0.9 | -20 | Dimmable | 45% | No | Damp Location Rated,Not for Use in Recessed Fixtures | No |  |  | 2016-01-01 | 2016-08-11 | United States, Canada | ES_31571_5W/LEDX/OMNI/D_08042016142815_5976373 | 2274682
Greenlite Lighting Corporation | Greenlite | 5W/LEDX/OMNI/D/2 | 5W/LEDX/OMNI/D/2 | ,5W/LEDX/OMNI/D/2,2 pack; ,5W/LEDX/OMNI/D/4,4 pack | A19 | General Purpose Replacement | E26 (Medium) | Omnidirectional | LED | 3 | 40 | 101 | 60 |  |  |  | 450 | 5 | 90 | No | 15000 | 2700 | 81 | 2 | 0.9 | -20 | Dimmable | 45% | No | Damp Location Rated,Not for Use in Recessed Fixtures | No |  |  | 2016-01-01 | 2016-08-09 | United States, Canada | ES_31571_5W/LEDX/OMNI/D/2_08042016142815_5976373 | 2274427
Greenlite Lighting Corporation | Greenlite | 5W/LEDX/OMNI/D 27K | 5W/LEDX/OMNI/D | ,5W/LEDX/OMNI/D/2,Retail Number 2 pack; ,5W/LEDX/OMNI/D/4,Retail Number 4 pack | A19 | General Purpose Replacement | E26 (Medium) | Omnidirectional | LED | 3 | 40 | 100.7 | 59.8 |  |  |  | 450 | 5 | 90 | No | 15000 | 2700 | 83 | 16 | 0.9 | -20 | Dimmable | 20% | Yes | Damp Location Rated | No |  |  | 2016-09-27 | 2016-09-27 | United States, Canada | ES_31571_5W/LEDX/OMNI/D_09282016070330_1024077 | 2280253
Greenlite Lighting Corporation | Greenlite | 5W/LEDX/OMNI/D/A15/CL | 5W/LEDX/OMNI/D/A15/CL |  | A15 | General Purpose Replacement | E26 (Medium) | Omnidirectional | LED | 3 | 40 | 86.8 | 50 |  |  |  | 450 | 5 | 90 | No | 15000 | 2700 | 84 | 12 | 0.9 | -20 | Dimmable | 20% | Yes | Damp Location Rated,None | No |  |  | 2016-10-24 | 2016-10-24 | United States, Canada | ES_31571_5W/LEDX/OMNI/D/A15/CL_10242016012950_1024085 | 2282139
Greenlite Lighting Corporation | Greenlite | 5W/LEDX/OMNI/D/CL | 5W/LEDX/OMNI/D/CL |  | A19 | General Purpose Replacement | E26 (Medium) | Omnidirectional | LED | 3 | 40 | 101 | 60 |  |  |  | 450 | 5 | 90 | No | 15000 | 2700 | 81 | 2 | 0.9 | -20 | Dimmable |  | No | Damp Location Rated,Not for Use in Recessed Fixtures | No |  |  | 2015-01-01 | 2016-05-13 | United States, Canada | ES_31571_5W/LEDX/OMNI/D/CL_05132016092804_6959955 | 2266654
Greenlite Lighting Corporation | Greenlite | 5W/LEDX/OMNID/CL | 5W/LEDX/OMNID/CL |  | A19 | General Purpose Replacement | E26 (Medium) | Omnidirectional | LED | 3 | 40 | 101 | 60 |  |  |  | 450 | 5 | 90 | No | 15000 | 2700 | 81 | 2 | 0.9 | -20 | Dimmable | 10% | No | Damp Location Rated,Not for Use in Recessed Fixtures | No |  |  | 2016-01-01 | 2016-10-25 | United States, Canada | ES_31571_5W/LEDX/OMNID/CL_08042016142815_4526359 | 2282197
Greenlite Lighting Corporation | Greenlite | 6W/LED/GLOBE | 6W/LED/GLOBE | ,6W/LED/GLOBE/4,4 pack retail number; ,6W/LED/GLOBE/430K,4 pack | G25 | Globe | E26 (Medium) | Decorative | LED | 3 | 40 | 120.7 | 79.9 |  |  |  | 450 | 6.3 | 71.4 | No | 25000 | 3000 | 83 | 17 | 0.7 | -20 |  |  |  | Not for Use in Enclosed Fixtures |  |  |  | 2015-01-20 | 2015-02-12 | United States, Canada | ES_31571_6W/LED/GLOBE_02122015013440_1023765 | 2233055
Greenlite Lighting Corporation | Greenlite | 6W/LED/GLOBE/27K | 6W/LED/GLOBE/27K |  | G25 | Globe | E26 (Medium) | Decorative | LED | 3 | 40 | 123 | 79.9 |  |  |  | 450 | 6.1 | 73.8 | No | 25000 | 2700 | 82 | 16 | 0.7 | -20 |  |  |  | Damp Location Rated |  |  |  | 2014-12-10 | 2014-12-10 | United States, Canada | ES_31571_6W/LED/GLOBE/27K_12102014031110_1023723 | 2229135
Greenlite Lighting Corporation | Greenlite | 6W/LED/GLOBED | 6W/LED/GLOBED |  | G25 | Globe | E26 (Medium) | Omnidirectional | LED | 3 | 40 | 123 | 79.9 |  |  |  | 450 | 6.3 | 71.4 | No | 25000 | 3000 | 83 | 17 | 0.7 | -20 | Dimmable | 10% |  | Damp Location Rated |  |  |  | 2014-09-17 | 2014-09-17 | United States, Canada | ES_31571_6W/LED/GLOBED_09172014032000_1023671 | 2219676
Halco Lighting Technologies | ProLED | 82030 | 82030 |  | PAR30 | Reflector (Flood/Spot) | E26 (Medium) | Directional | LED | 5 | 75 | 86.6 | 93.5 | 1657 |  | 40 | 820 | 10.5 | 78.1 | No | 25000 | 4000 | 93 | 61 | 0.9 | -20 | Dimmable | 10% |  | Wet Location Rated,Not for Use in Enclosed Fixtures |  |  |  | 2015-01-26 | 2015-01-26 | United States, Canada | ES_1020184_82030_01262015014840_1023752 | 2231821
Halco Lighting Technologies | ProLED | 82031 | 82031 |  | PAR30 | Reflector (Flood/Spot) | E26 (Medium) | Directional | LED | 5 | 75 | 86.6 | 93.5 | 1693 |  | 40 | 850 | 10.7 | 79.4 | No | 25000 | 5000 | 91 | 56 | 0.9 | -20 | Dimmable | 10% |  | Wet Location Rated,Not for Use in Enclosed Fixtures |  |  |  | 2015-01-26 | 2015-01-26 | United States, Canada | ES_1020184_82031_01262015020550_1023752 | 2231822
Halco Lighting Technologies | ProLED | 82032 | 82032 |  | PAR30 | Reflector (Flood/Spot) | E26 (Medium) | Directional | LED | 5 | 75 | 86.6 | 93.5 | 3329 |  | 25 | 750 | 10.5 | 71.4 | No | 25000 | 2700 | 90 | 45 | 0.9 | -20 | Dimmable | 10% |  | Wet Location Rated,Not for Use in Enclosed Fixtures |  |  |  | 2015-01-26 | 2015-01-26 | United States, Canada | ES_1020184_82032_01262015021220_1023753 | 2231823
Halco Lighting Technologies | ProLED | 82033 | 82033 |  | PAR30 | Reflector (Flood/Spot) | E26 (Medium) | Directional | LED | 5 | 75 | 86.6 | 93.5 | 3329 |  | 25 | 750 | 10.5 | 71.4 | No | 25000 | 2700 | 90 | 45 | 0.9 | -20 | Dimmable | 10% |  | Wet Location Rated,Not for Use in Enclosed Fixtures |  |  |  | 2015-01-26 | 2015-01-28 | United States, Canada | ES_1020184_82033_01282015035110_1023753 | 2231898
Halco Lighting Technologies | ProLED | 82034 | 82034 |  | PAR30 | Reflector (Flood/Spot) | E26 (Medium) | Directional | LED | 5 | 75 | 86.6 | 93.5 | 3576 |  | 25 | 800 | 10.5 | 76.2 | No | 25000 | 3000 | 90 | 48 | 0.9 | -20 | Dimmable | 10% |  | Wet Location Rated,Not for Use in Enclosed Fixtures |  |  |  | 2015-01-26 | 2015-01-28 | United States, Canada | ES_1020184_82034_01282015035620_1023753 | 2231899
Halco Lighting Technologies | ProLED | 82035 | 82035 |  | PAR30 | Reflector (Flood/Spot) | E26 (Medium) | Directional | LED | 5 | 75 | 86.6 | 93.5 | 3576 |  | 25 | 800 | 10.5 | 80 | No | 25000 | 3000 | 90 | 48 | 0.9 | -20 | Dimmable | 10% |  | Wet Location Rated |  |  |  | 2015-01-26 | 2015-01-28 | United States | ES_1020184_82035_01282015040730_1023753 | 2231900
Halco Lighting Technologies | ProLED | 82036 | 82036 |  | PAR30 | Reflector (Flood/Spot) | E26 (Medium) | Directional | LED | 5 | 75 | 86.6 | 93.5 | 3707 |  | 25 | 820 | 10.5 | 78.1 | No | 25000 | 4000 | 93 | 61 | 0.9 | -20 | Dimmable | 10% |  | Wet Location Rated |  |  |  | 2015-01-26 | 2015-01-26 | United States, Canada | ES_1020184_82036_01262015032330_1023753 | 2231830
Halco Lighting Technologies | ProLED | 82038 | 82038 |  | PAR38 | Reflector (Flood/Spot) | E26 (Medium) | Directional | LED | 5 | 90 | 129.5 | 119 | 2249 |  | 40 | 950 | 15 | 66.3 | No | 25000 | 2700 | 91 | 46 | 0.9 | -20 | Dimmable | 10% |  | Wet Location Rated |  |  |  | 2015-01-26 | 2015-01-26 | United States, Canada | ES_1020184_82038_01262015031730_1023752 | 2231829
Halco Lighting Technologies | ProLED | 82039 | 82039 |  | PAR38 | Reflector (Flood/Spot) | E26 (Medium) | Directional | LED | 5 | 90 | 129.5 | 119 | 2280 |  | 40 | 1000 | 15 | 66.7 | No | 25000 | 3000 | 91 | 50 | 0.9 | -20 | Dimmable | 10% |  | Wet Location Rated |  |  |  | 2015-01-26 | 2015-01-26 | United States, Canada | ES_1020184_82039_01262015031000_1023752 | 2231828
Halco Lighting Technologies | ProLED | 82040 | 82040 |  | PAR38 | Reflector (Flood/Spot) | E26 (Medium) | Directional | LED | 5 | 90 | 129.5 | 119 | 2351 |  | 40 | 1020 | 15 | 68 | No | 25000 | 4000 | 93 | 63 | 0.9 | -20 | Dimmable | 10% |  | Wet Location Rated |  |  |  | 2015-01-23 | 2015-01-26 | United States, Canada | ES_1020184_82040_01262015030550_1023751 | 2231827
Halco Lighting Technologies | ProLED | 82041 | 82041 |  | PAR38 | Reflector (Flood/Spot) | E26 (Medium) | Directional | LED | 5 | 90 | 129.5 | 119 | 2397 |  | 40 | 1050 | 15 | 70 | No | 25000 | 5000 | 91 | 57 | 0.9 | -20 | Dimmable | 10% |  | Wet Location Rated |  |  |  | 2015-01-23 | 2015-01-26 | United States, Canada | ES_1020184_82041_01262015025950_1023751 | 2231826
Halco Lighting Technologies | ProLED | 82042 | 82042 |  | PAR38 | Reflector (Flood/Spot) | E26 (Medium) | Directional | LED | 5 | 90 | 129.5 | 119 | 4564 |  | 25 | 950 | 15 | 63.3 | No | 25000 | 2700 | 91 | 46 | 0.9 | -20 | Dimmable | 10% |  | Wet Location Rated |  |  |  | 2015-01-23 | 2015-01-26 | United States, Canada | ES_1020184_82042_01262015025220_1023751 | 2231825
Halco Lighting Technologies | ProLED | 82043 | 82043 |  | PAR38 | Reflector (Flood/Spot) | E26 (Medium) | Directional | LED | 5 | 90 | 129.5 | 119 | 4525 |  | 25 | 1000 | 15 | 66.7 | No | 25000 | 3000 | 91 | 50 | 0.9 | -20 | Dimmable | 20% |  | Wet Location Rated |  |  |  | 2015-01-23 | 2015-01-26 | United States, Canada | ES_1020184_82043_01262015024550_1023751 | 2231824
Halco Lighting Technologies | ProLED | PAR30NFL10L/950/W/LED | PAR30NFL10L/950/W/LED | ,82024,Retail Number | PAR30L | Reflector (Flood/Spot) | E26 (Medium) | Directional | LED | 5 | 75 | 119 | 93.8 | 3545 |  | 25 | 850 | 10.4 | 81.7 | No | 40000 | 5000 | 91 | 55 | 0.9 | -20 | Dimmable | 5% | No | Wet Location Rated | No |  |  | 2016-05-04 | 2016-07-08 | United States | ES_1020184_PAR30NFL10L/950/W/LED_07142016123441_1024041 | 2272530
Halco Lighting Technologies | ProLED | PAR30NFL10S/927/W/LED | PAR30NFL10S/927/W/LED | ,82032,Retail Number | PAR30S | Reflector (Flood/Spot) | E26 (Medium) | Directional | LED | 5 | 75 | 86.6 | 93.5 | 3329 |  | 25 | 750 | 10.5 | 71.4 | No | 40000 | 2700 | 90 | 45 | 0.9 | -20 | Dimmable | 5% | No | Wet Location Rated | No |  |  | 2016-05-04 | 2016-07-18 | United States, Canada | ES_1020184_PAR30NFL10S/927/W/LED_07212016054330_1024045 | 2272929
Halco Lighting Technologies | ProLED | PAR30NFL10S/930/W/LED | PAR30NFL10S/930/W/LED | ,82034,Retail Number; ,82035,Retail Number (black finish); ,PAR30NFL10S/930/B/LED,Black Finish | PAR30S | Reflector (Flood/Spot) | E26 (Medium) | Directional | LED | 5 | 75 | 86.6 | 93.5 | 3576 |  | 25 | 800 | 10.5 | 76.2 | No | 40000 | 3000 | 90 | 48 | 0.9 | -20 | Dimmable | 5% | No | Wet Location Rated | No |  |  | 2016-05-04 | 2016-07-18 | United States, Canada | ES_1020184_PAR30NFL10S/930/W/LED_07212016054330_1024045 | 2272933
Halco Lighting Technologies | ProLED | PAR30NFL10S/940/W/LED | PAR30NFL10S/940/W/LED | ,82036,Retail Number | PAR30S | Reflector (Flood/Spot) | E26 (Medium) | Directional | LED | 5 | 75 | 86.6 | 93.5 | 3707 |  | 25 | 820 | 10.5 | 78.1 | No | 40000 | 4000 | 93 | 61 | 0.9 | -20 | Dimmable | 5% | No | Wet Location Rated | No |  |  | 2016-05-04 | 2016-07-18 | United States, Canada | ES_1020184_PAR30NFL10S/940/W/LED_07212016054330_1024045 | 2272934
Halco Lighting Technologies | ProLED | PAR30NFL14L/827/W/LED | 81016 |  | PAR30L | Reflector (Flood/Spot) | E26 (Medium) | Directional | LED | 5 | 75 | 117.4 | 95.9 | 3591 |  | 25 | 800 | 14.5 | 55.2 | No | 25000 | 2700 | 82 | 2 | 1 | -20 | Dimmable | 10% |  | Wet Location Rated,Not for Use in Enclosed Fixtures |  |  |  | 2014-11-07 | 2014-11-10 | United States | ES_1020184_81016_11102014015550_1023710 | 2224552
Halco Lighting Technologies | ProLED | PAR30NFL14L/830/W/LED | 81018 |  | PAR30 | Reflector (Flood/Spot) | E26 (Medium) | Directional | LED | 5 | 75 | 118 | 95 | 3025 |  | 25 | 835 | 14.2 | 60.7 | No | 25000 | 3000 | 83 | 3 | 1 | -20 | Dimmable | 10% |  | Wet Location Rated,Not for Use in Enclosed Fixtures |  |  |  | 2014-11-04 | 2014-11-05 | United States | ES_1020184_81018_11052014084110_1023707 | 2224331
Halco Lighting Technologies | ProLED | PAR30NFL14S/827/W/LED | 81025 |  | PAR30 | Reflector (Flood/Spot) | E26 (Medium) | Directional | LED | 5 | 75 | 85.2 | 95.1 | 3028 |  | 25 | 800 | 15 | 53.3 | No | 25000 | 2700 | 82 | 1 | 0.9 | -20 | Dimmable | 10% |  | Damp Location Rated,Not for Use in Enclosed Fixtures |  |  |  | 2014-11-08 | 2014-11-12 | United States | ES_1020184_81025_11122014015730_1023712 | 2224907
Halco Lighting Technologies | ProLED | PAR38FL15/827/ECO/LED | 80953 |  | PAR38 | Reflector (Flood/Spot) | E26 (Medium) | Directional | LED | 5 | 90 | 131.7 | 121.7 | 1886 |  | 40 | 1200 | 15.2 | 78.9 | No | 25000 | 2700 | 82 | 11 | 1 | -20 | Dimmable | 10% |  | Wet Location Rated,Not for Use in Enclosed Fixtures |  |  |  | 2016-03-30 | 2016-04-04 | United States | ES_1020184_80953_04042016071000_1023987 | 2263690
Halco Lighting Technologies | ProLED | PAR38FL15/830/ECO/LED | 80954 |  | PAR38 | Reflector (Flood/Spot) | E26 (Medium) | Directional | LED | 5 | 90 | 131.7 | 121.7 | 1903 |  | 40 | 1200 | 15.1 | 79.5 | No | 25000 | 3000 | 84 | 21 | 1 | -20 | Dimmable | 10% |  | Wet Location Rated,Not for Use in Enclosed Fixtures |  |  |  | 2016-03-30 | 2016-04-04 | United States | ES_1020184_80954_04052016035730_1023987 | 2263691
Halco Lighting Technologies | ProLED | PAR38FL15/840/ECO/LED | 80955 |  | PAR38 | Reflector (Flood/Spot) | E26 (Medium) | Directional | LED | 5 | 90 | 131.7 | 121.7 | 2047 |  | 40 | 1200 | 15 | 80 | No | 25000 | 4000 | 83 | 13 | 1 | -20 | Dimmable | 10% |  | Wet Location Rated,Not for Use in Enclosed Fixtures |  |  |  | 2016-03-30 | 2016-04-04 | United States | ES_1020184_80955_04052016030000_1023987 | 2263692
Halco Lighting Technologies | ProLED | PAR38FL15/850/ECO/LED | 80956 |  | PAR38 | Reflector (Flood/Spot) | E26 (Medium) | Directional | LED | 5 | 90 | 131.7 | 121.7 | 2185 |  | 40 | 1200 | 15 | 80 | No | 25000 | 5000 | 83 | 9 | 1 | -20 | Dimmable | 10% |  | Wet Location Rated,Not for Use in Enclosed Fixtures |  |  |  | 2016-03-30 | 2016-04-04 | United States | ES_1020184_80956_04052016030550_1023987 | 2263693
Halco Lighting Technologies | ProLED | PAR38FL15/927/W/LED | PAR38FL15/927/W/LED | ,82038,Retail Number | PAR38 | Reflector (Flood/Spot) | E26 (Medium) | Directional | LED | 5 | 90 | 129.5 | 119 | 2249 |  | 40 | 950 | 15 | 63.3 | No | 40000 | 2700 | 91 | 46 | 0.9 | -20 | Dimmable | 5% | No | Wet Location Rated | No |  |  | 2016-05-04 | 2016-07-18 | United States, Canada | ES_1020184_PAR38FL15/927/W/LED_07212016062620_1024046 | 2272930
Halco Lighting Technologies | ProLED | PAR38FL15/930/W/LED | PAR38FL15/930/W/LED | ,82039,Retail Number | PAR38 | Reflector (Flood/Spot) | E26 (Medium) | Directional | LED | 5 | 90 | 129.5 | 119 | 2280 |  | 40 | 1000 | 15 | 66.7 | No | 40000 | 3000 | 91 | 50 | 0.9 | -20 | Dimmable | 5% | No | Wet Location Rated | No |  |  | 2016-05-04 | 2016-07-18 | United States, Canada | ES_1020184_PAR38FL15/930/W/LED _07212016062620_1024046 | 2272935
Halco Lighting Technologies | ProLED | PAR38FL15/940/W/LED | PAR38FL15/940/W/LED | ,82040,Retail Number | PAR38 | Reflector (Flood/Spot) | E26 (Medium) | Directional | LED | 5 | 90 | 129.5 | 119 | 2351 |  | 40 | 1020 | 15 | 68 | No | 40000 | 4000 | 93 | 63 | 0.9 | -20 | Dimmable | 5% | No | Wet Location Rated | No |  |  | 2016-05-04 | 2016-07-18 | United States, Canada | ES_1020184_PAR38FL15/940/W/LED_07212016062620_1024046 | 2272937
Halco Lighting Technologies | ProLED | PAR38FL15/950/W/LED | PAR38FL15/950/W/LED | ,82041,Retail Number | PAR38 | Reflector (Flood/Spot) | E26 (Medium) | Directional | LED | 5 | 90 | 129.5 | 119 | 2397 |  | 40 | 1050 | 15 | 70 | No | 40000 | 5000 | 91 | 57 | 1 | -20 | Dimmable | 5% | No | Wet Location Rated | No |  |  | 2016-05-04 | 2016-07-18 | United States, Canada | ES_1020184_PAR38FL15/950/W/LED_07212016062620_1024046 | 2272936
Halco Lighting Technologies | ProLED | PAR38FL16/827/W/LED | 81001 |  | PAR38 | Reflector (Flood/Spot) | E26 (Medium) | Directional | LED | 5 | 75 | 127.9 | 119.4 | 1800 |  | 40 | 950 | 18 | 52.8 | No | 25000 | 2700 | 81 | 10 | 0.9 | -20 | Dimmable | 10% |  | Wet Location Rated,Not for Use in Enclosed Fixtures |  |  |  | 2014-11-06 | 2014-11-06 | United States | ES_1020184_81001_11062014015620_1023703 | 2224338
Halco Lighting Technologies | ProLED | PAR38FL16/830/W/LED | 81003 |  | PAR38 | Reflector (Flood/Spot) | E26 (Medium) | Directional | LED | 5 | 75 | 127.9 | 119.4 | 1721 |  | 40 | 970 | 18 | 53.9 | No | 25000 | 3000 | 84 | 19 | 0.9 | -20 | Dimmable | 10% |  | Wet Location Rated |  |  |  | 2014-11-06 | 2014-11-06 | United States | ES_1020184_81003_11062014020730_1023707 | 2224350
Green Creative | Green Creative | LED Lamp | 5.5PAR20DIM/827FL40 |  | PAR20 | Reflector (Flood/Spot) | E26 (Medium) | Directional | LED | 3 | 50 | 80.5 | 60 | 1022 |  | 40 | 450 | 5.5 | 81.8 | No | 25000 | 2700 | 81 | 4 | 0.9 | -20 | Dimmable | 10% |  | Damp Location Rated,Not for Use in Enclosed Fixtures |  |  |  | 2015-11-08 | 2016-04-06 | United States, Canada | ES_1111662_5.5PAR20DIM/827FL40_11252015025822_0302123 | 2253502
Green Creative | Green Creative | LED Lamp | 18.5PAR38G4DIM/927SP15 |  | PAR38 | Reflector (Flood/Spot) | E26 (Medium) | Directional | LED | 5 | 100 | 129.5 | 119.5 | 13280 |  | 15 | 950 | 18.5 | 51.4 | No | 25000 | 2700 | 91 | 52 | 1 | -20 | Dimmable | 10% |  | Enclosed Fixtures,Wet Location Rated,Recessed Fixtures |  |  |  | 2015-03-20 | 2016-03-02 | United States, Canada | ES_1111662_18.5PAR38G4DIM/927SP15_06032015104452_8292700 | 2240846
Green Creative | Green Creative | LED Lamp | 18.5PAR38G4DIM/927SP15/B |  | PAR38 | Reflector (Flood/Spot) | E26 (Medium) | Directional | LED | 5 | 100 | 129.5 | 119.5 | 13280 |  | 15 | 950 | 18.5 | 51.4 | No | 25000 | 2700 | 91 | 52 | 1 | -20 | Dimmable | 10% |  | Enclosed Fixtures,Wet Location Rated,Recessed Fixtures |  |  |  | 2015-03-20 | 2016-03-01 | United States, Canada | ES_1111662_18.5PAR38G4DIM/927SP15/B_08102015015226_1546024 | 2245374
Green Creative | Green Creative | LED Lamp | 18.5PAR38G4DIM/930NF25/GU24 |  | PAR38 | Reflector (Flood/Spot) | E26 (Medium) | Directional | LED | 5 | 100 | 129.5 | 119.5 | 6323 |  | 25 | 1000 | 18.5 | 54.1 | No | 25000 | 3000 | 92 | 56 | 1 | -20 | Dimmable | 10% |  | Enclosed Fixtures,Wet Location Rated,Recessed Fixtures |  |  |  | 2015-03-20 | 2016-03-01 | United States, Canada | ES_1111662_18.5PAR38G4DIM/930NF25/GU24_08102015015239_1559079 | 2245368
Green Creative | Green Creative | LED Lamp | 18.5PAR38G4DIM/930NF25/GU24/B |  | PAR38 | Reflector (Flood/Spot) | E26 (Medium) | Directional | LED | 5 | 100 | 129.5 | 119.5 | 6323 |  | 25 | 1000 | 18.5 | 54.1 | No | 25000 | 3000 | 92 | 56 | 1 | -20 | Dimmable | 10% |  | Enclosed Fixtures,Wet Location Rated,Recessed Fixtures |  |  |  | 2015-03-20 | 2016-03-01 | United States, Canada | ES_1111662_18.5PAR38G4DIM/930NF25/GU24/B_08102015015252_1572218 | 2245360
Green Creative | Green Creative | LED Lamp | 18.5PAR38G4DIM/930SP15 |  | PAR38 | Reflector (Flood/Spot) | E26 (Medium) | Directional | LED | 5 | 100 | 129.5 | 119.5 | 13190 |  | 15 | 1000 | 18.5 | 54.1 | No | 25000 | 3000 | 92 | 56 | 1 | -20 | Dimmable | 10% |  | Enclosed Fixtures,Wet Location Rated,Recessed Fixtures |  |  |  | 2015-03-20 | 2016-03-02 | United States, Canada | ES_1111662_18.5PAR38G4DIM/930SP15_06032015104523_8323312 | 2241681
Green Creative | Green Creative | LED Lamp | 19PAR38G3DIM/827NF25 |  | PAR38 | Reflector (Flood/Spot) | E26 (Medium) | Directional | LED | 5 | 100 | 128 | 120 | 4256 |  | 25 | 1200 | 19 | 59 | No | 40000 | 2700 | 82 | 1 | 1 | -20 | Dimmable | 10% |  | None |  |  |  | 2014-06-20 | 2014-07-08 | United States | ES_1111662_19PAR38G3DIM/827NF25_07142014173204_4734315 | 2215350
Green Creative | Green Creative | LED Lamp | 19PAR38G3DIM/830NF25 | ,,40632 | PAR38 | Reflector (Flood/Spot) | E26 (Medium) | Directional | LED | 5 | 100 | 128 | 120 | 4424 |  | 25 | 1250 | 19 | 60 | No | 40000 | 3000 | 83 | 5 | 1 | -20 | Dimmable | 10% |  | Other,Not for use for Enclosed fixtures |  |  |  | 2014-06-20 | 2014-07-22 | United States | ES_1111662_19PAR38G3DIM/830NF25; 40632_07252014165104_6718573 | 2216424
Green Creative | Green Creative | LED Lamp | 4.5B11DIM/827 |  | Decorative Candle: Other | Decorative | E12 (Candelabra) | Decorative | LED | 3 | 40 | 104.4 | 37.9 |  |  |  | 300 | 4.5 | 66.7 | No | 25000 | 2700 | 81 | 4 |  | -20 | Dimmable | 10% |  | Damp Location Rated,Not for Use in Enclosed Fixtures |  |  |  | 2015-10-30 | 2015-11-27 | United States, Canada | ES_1111662_4.5B11DIM/827_12042015050302_5382135 | 2254186
Green Creative | Green Creative | LED Lamp | 4.5B11DIM/827/E26 |  | Decorative Candle: Other | Decorative | E26 (Medium) | Decorative | LED | 3 | 40 | 100.3 | 37.8 |  |  |  | 300 | 4.5 | 66.7 | No | 25000 | 2700 | 81 | 4 |  | -20 | Dimmable | 10% |  | Damp Location Rated,Not for Use in Enclosed Fixtures |  |  |  | 2015-10-30 | 2015-11-27 | United States, Canada | ES_1111662_4.5B11DIM/827/E26_12042015050331_5411123 | 2254187
Green Creative | Green Creative | LED Lamp | 5.5B11DIM/827 |  | Decorative Candle: Other | Decorative | E12 (Candelabra) | Decorative | LED | 3 | 60 | 107.5 | 38.1 |  |  |  | 500 | 5.5 | 90.9 | No | 25000 | 2700 | 81 | 3 | 1 | -20 | Dimmable | 10% |  | Damp Location Rated,Not for Use in Enclosed Fixtures |  |  |  | 2015-10-30 | 2016-04-06 | United States, Canada | ES_1111662_5.5B11DIM/827_12042015050359_5439296 | 2254188
Green Creative | Green Creative | LED Lamp | 5.5B11DIM/827/E26 |  | Decorative Candle: Other | Decorative | E26 (Medium) | Decorative | LED | 3 | 60 | 104.5 | 38.3 |  |  |  | 500 | 5.5 | 90.9 | No | 25000 | 2700 | 81 | 3 | 1 | -20 | Dimmable | 10% |  | Damp Location Rated,Not for Use in Enclosed Fixtures |  |  |  | 2015-10-30 | 2016-04-06 | United States, Canada | ES_1111662_5.5B11DIM/827/E26_12042015050426_5466288 | 2254189
Halco Lighting Technologies | ProLED | B11CL5/827/LED | 80820 |  | Decorative: Other | Decorative | E12 (Candelabra) | Decorative | LED | 5 | 40 | 95.7 | 33.3 |  |  |  | 300 | 5 | 60 | No | 25000 | 2700 | 82 | 18 | 0.7 | -20 | Dimmable | 5% |  | Damp Location Rated |  |  |  | 2014-06-16 | 2014-06-17 | United States | ES_1020184_80820_06182014092110_1023627 | 2213468
Green Creative | Green Creative | LED Lamp | 5.5PAR20DIM/830FL40 |  | PAR20 | Reflector (Flood/Spot) | E26 (Medium) | Directional | LED | 3 | 50 | 80.5 | 60 | 1022 |  | 40 | 500 | 5.5 | 90.9 | No | 25000 | 3000 | 82 | 9 | 0.9 | -20 | Dimmable | 10% |  | Damp Location Rated,Not for Use in Enclosed Fixtures |  |  |  | 2015-11-08 | 2016-04-06 | United States, Canada | ES_1111662_5.5PAR20DIM/830FL40_11252015025842_0322734 | 2253503
Green Creative | Green Creative | LED Lamp | 5B11G3DIM/827WB | ,,40690 | Decorative: Other | Decorative | E12 (Candelabra) | Decorative | LED | 5 | 40 | 103.7 | 34.8 |  |  |  | 315 | 5 | 62 | No | 40000 | 2700 | 82 | 17 | 0.7 | -20 | Dimmable | 10% |  | Damp Location Rated |  |  |  | 2014-03-05 | 2014-02-28 | United States | ES_1111662_5B11G3DIM/827WB; 40690_03052014104744_4061258 | 2205612
Green Creative | Green Creative | LED Lamp | 6.5R20G4DIM/827 |  | R20 | Reflector (Flood/Spot) | E26 (Medium) | Directional | LED | 3 | 45 | 99.4 | 62.8 |  |  |  | 500 | 6.5 | 76.9 | No | 25000 | 2700 | 82 | 9 | 0.9 | -20 | Dimmable | 10% |  | Damp Location Rated,Enclosed Fixtures,Recessed Fixtures |  |  |  | 2015-04-25 | 2016-03-08 | United States, Canada | ES_1111662_6.5R20G4DIM/827_05132015111215_5535951 | 2239221
Green Creative | Green Creative | LED Lamp | 6A19DIM/827/R |  | A19 | General Purpose Replacement | E26 (Medium) | Omnidirectional | LED | 3 | 40 | 110 | 60 |  |  |  | 480 | 6 | 80 | No | 25000 | 2700 | 82 | 7 | 0.9 | -20 | Dimmable | 20% | No | Damp Location Rated,Recessed Fixtures | No |  | 0 | 2016-04-02 | 2016-05-06 | United States, Canada | ES_1111662_6A19DIM/827/R_05102016083036_9036544 | 2266342
Green Creative | Green Creative | LED Lamp | 6A19DIM/830/R |  | A19 | General Purpose Replacement | E26 (Medium) | Omnidirectional | LED | 3 | 40 | 110 | 60 |  |  |  | 480 | 6 | 80 | No | 25000 | 3000 | 82 | 7 | 0.9 | -20 | Dimmable | 20% | No | Damp Location Rated,Recessed Fixtures | No |  | 0 | 2016-04-02 | 2016-05-06 | United States, Canada | ES_1111662_6A19DIM/830/R_05102016083100_9060807 | 2266343
Greenlite Lighting Corporation | Greenlite | 6W/LED/GlobeD/27K | 6W/LED/GlobeD/27K |  | G25 | Globe | E26 (Medium) | Decorative | LED | 3 | 40 | 123 | 79.9 |  |  |  | 450 | 6.1 | 73.8 | No | 25000 | 2700 | 82 | 16 | 0.7 | -20 | Dimmable | 10% |  | Damp Location Rated,Not for Use in Enclosed Fixtures |  |  |  | 2014-12-09 | 2014-12-09 | United States, Canada | ES_31571_6W/LED/GlobeD/27K_12102014030620_1023723 | 2229134
Greenlite Lighting Corporation | Greenlite | 6W/LED/OMNID | 6W/LED/OMNID |  | A19 | General Purpose Replacement | E26 (Medium) | Omnidirectional | LED | 3 | 40 | 108.5 | 59.8 |  |  |  | 450 | 6 | 75 | No | 25000 | 3000 | 84 | 20 | 0.9 | -20 | Dimmable | 10% |  | Damp Location Rated,Not for Use in Enclosed Fixtures |  |  |  | 2016-02-09 | 2016-02-09 | United States | ES_31571_6W/LED/OMNID_02112016060440_1023966 | 2259986
Greenlite Lighting Corporation | Greenlite | 6W/LED/OMNI/D 3000K | 6W/LED/OMNI/D/30K |  | A19 | General Purpose Replacement | E26 (Medium) | Omnidirectional | LED | 3 | 40 | 110.5 | 59.8 |  |  |  | 450 | 6 | 75 | No | 25000 | 3000 | 84 | 15 | 0.8 | -20 | Dimmable | 5% |  | Damp Location Rated,Enclosed Fixtures |  |  |  | 2016-01-13 | 2016-05-16 | United States, Canada | ES_31571_6W/LED/OMNI/D/30K_05162016123001_1024011 | 2266846
Greenlite Lighting Corporation | Greenlite | 6W/LED/OMNI/D 30K | 6W/LED/OMNI/D | ,6W/LED/OMNI/D/2,; ,6W/LED/OMNI/D/4,4 PACK | A19 | General Purpose Replacement | E26 (Medium) | Omnidirectional | LED | 3 | 40 | 110.4 | 60 |  |  |  | 450 | 6 | 75 | No | 25000 | 3000 | 82 | 6 | 0.9 | -20 | Dimmable | 5% |  | Damp Location Rated |  |  |  | 2015-02-23 | 2015-02-24 | United States, Canada | ES_31571_6W/LED/OMNI/D_02242015091950_1023770 | 2233874
Greenlite Lighting Corporation | Greenlite | 6W/LED/OMNID/* 30K | 6W/LED/OMNID/* |  | A19 | General Purpose Replacement | E26 (Medium) | Omnidirectional | LED | 3 | 40 | 109.5 | 59.8 |  |  |  | 480 | 6 | 80 | No | 15000 | 3000 | 83 | 9 | 0.9 | -20 | Dimmable | 10% | No | Damp Location Rated,Shatter Resistant | No |  |  | 2016-06-28 | 2016-06-28 | United States, Canada | ES_31571_6W/LED/OMNID/*_06282016021000_1024034 | 2271053
Greenlite Lighting Corporation | Greenlite | 6W/LED/OMNID/30K | 6W/LED/OMNID/30K |  | A19 | General Purpose Replacement | E26 (Medium) | Omnidirectional | LED | 3 | 40 | 112.2 | 63.6 |  |  |  | 470 | 6 | 78.3 | No | 25000 | 3000 | 83 | 10 | 0.9 | -20 | Dimmable | 10% |  | Damp Location Rated,Not for Use in Enclosed Fixtures |  |  |  | 2016-02-10 | 2016-02-10 | United States, Canada | ES_31571_6W/LED/OMNID/30K_06262015085330_1023841 | 2242329
Greenlite Lighting Corporation | Greenlite | 7W/LED/BR20D | 7W/LED/BR20D |  | R20 | Reflector (Flood/Spot) | E26 (Medium) | Directional | LED | 3 | 50 | 98 | 63.2 |  |  | 109 | 550 | 7 | 78.6 | No | 25000 | 3000 | 82 | 6 | 0.9 | -20 | Dimmable | 10% |  | Damp Location Rated,Not for Use in Enclosed Fixtures |  |  |  | 2015-09-24 | 2015-09-24 | United States, Canada | ES_31571_7W/LED/BR20D_09242015110001_1023903 | 2248489
Greenlite Lighting Corporation | Greenlite | 7W/LED/BR20D | 7W/LED/BR20D |  | R20 | Reflector (Flood/Spot) | E26 (Medium) | Directional | LED | 3 | 50 | 98 | 64 |  |  |  | 550 | 7.4 | 74.3 | No | 25000 | 3000 | 83 | 17 | 0.9 | -20 | Dimmable | 9% |  | Damp Location Rated |  |  |  | 2014-09-17 | 2014-09-17 | United States, Canada | ES_31571_7W/LED/BR20D_09172014032330_1023671 | 2219679
Greenlite Lighting Corporation | Greenlite | 7W/LED/BR20D/27K | 7W/LED/BR20D/27K |  | R20 | Reflector (Flood/Spot) | E26 (Medium) | Directional | LED | 3 | 50 | 96.2 | 63.3 |  |  | 109 | 550 | 7.2 | 76.4 | No | 25000 | 2700 | 82 | 8 | 0.9 | -20 | Dimmable | 10% |  | Damp Location Rated,Not for Use in Enclosed Fixtures |  |  |  | 2015-09-24 | 2015-09-24 | United States, Canada | ES_31571_7W/LED/BR20D/27K_09242015111221_1023903 | 2248490
Greenlite Lighting Corporation | Greenlite | 7W/LED/BR20D/27K | 7W/LED/BR20D/27K |  | R20 | Reflector (Flood/Spot) | E26 (Medium) | Directional | LED | 3 | 50 | 98 | 64 |  |  | 107 | 550 | 7 | 78.6 | No | 25000 | 2700 | 82 | 13 | 0.9 | -20 | Dimmable | 9% |  | Damp Location Rated |  |  |  | 2014-06-19 | 2014-06-19 | United States, Canada | ES_31571_7W/LED/BR20D/27K_06202014083000_1023629 | 2213486
Greenlite Lighting Corporation | Greenlite | 7W/LED/ETC/D | 7W/LED/ETC/D | ,7W/LED/CTC/D,E12 Base | Decorative Candle: Other | Decorative | E26 (Medium) | Decorative | LED | 3 | 60 | 108.6 | 40.3 |  |  |  | 500 | 7 | 71.4 | No | 25000 | 2700 | 81 | 5 | 1 | -20 | Dimmable | 5% |  | Damp Location Rated,Not for Use in Enclosed Fixtures |  |  |  | 2015-01-08 | 2015-01-09 | United States, Canada | ES_31571_7W/LED/ETC/D_01092015030330_1023743 | 2230799
Greenlite Lighting Corporation | Greenlite | 7W/LED/GU10D | 7W/LED/GU10D |  | PAR16 | Reflector (Flood/Spot) | GU10 | Directional | LED | 3 | 50 | 54.2 | 50.2 | 1139 |  | 40 | 450 | 7 | 64.3 | No | 25000 | 3000 | 82 | 18 | 0.7 | -20 | Dimmable | 10% |  | Damp Location Rated,Not for Use in Recessed Fixtures,Not for Use in Enclosed Fixtures |  |  |  | 2014-11-22 | 2014-11-24 | United States, Canada | ES_31571_7W/LED/GU10D_11242014042620_1023716 | 2225847
Greenlite Lighting Corporation | Greenlite | 7W/LED/GU10/D 3000K 40° | 7W/LED/GU10/D |  | PAR16 | Reflector (Flood/Spot) | GU10 | Directional | LED | 3 | 50 | 54.9 | 50.1 | 1084 |  | 40 | 520 | 7 | 74.3 | No | 25000 | 3000 | 81 | 6 | 0.7 | -20 | Dimmable | 10% |  | Damp Location Rated |  |  |  | 2015-01-02 | 2015-02-04 | United States | ES_31571_7W/LED/GU10/D_02042015043220_1023761 | 2232719
Greenlite Lighting Corporation | Greenlite | 7W/LED/MR16/D 2700K | 7W/LED/MR16/D/27K |  | MR16 | Reflector (Flood/Spot) | GU5.3 | Directional | LED | 3 | 50 | 45.5 | 50.1 | 1219 |  | 40 | 500 | 7 | 71.4 | No | 25000 | 2700 | 83 | 14 | 1 | -20 | Dimmable | 5% | Yes | Damp Location Rated | No |  |  | 2016-08-29 | 2016-09-27 | United States, Canada | ES_31571_7W/LED/MR16/D/27K_09282016070730_1024077 | 2280255
Greenlite Lighting Corporation | Greenlite | 7W/LED/MR16/D 2700K 40° | 7W/LED/MR16/D/27K |  | MR16 | Reflector (Flood/Spot) | E26 (Medium) | Directional | LED | 3 | 50 | 47 | 49.5 | 1117 |  | 40 | 500 | 7 | 71.4 | No | 25000 | 2700 | 82 | 5 | 1 | -20 | Dimmable | 5% |  | Damp Location Rated |  |  |  | 2015-01-14 | 2015-02-04 | United States | ES_31571_7W/LED/MR16/D/27K_02042015042330_1023761 | 2232718
Greenlite Lighting Corporation | Greenlite | 7W/LED/MR16/D 3000K | 7W/LED/MR16/D/30K |  | MR16 | Reflector (Flood/Spot) | GU5.3 | Directional | LED | 3 | 50 | 45.5 | 50.1 | 1068 |  | 40 | 520 | 7 | 74.3 | No | 25000 | 3000 | 83 | 10 | 1 | -20 | Dimmable | 5% | Yes | Damp Location Rated | No |  |  | 2016-08-29 | 2016-09-15 | United States, Canada | ES_31571_7W/LED/MR16/D/30K_09152016032840_1024072 | 2279141
Greenlite Lighting Corporation | Greenlite | 7W/LED/MR16/D 3000K 40° | 7W/LED/MR16/D |  | MR16 | Reflector (Flood/Spot) | GU5.3 | Directional | LED | 3 | 50 | 47 | 49.5 | 1281 |  | 40 | 520 | 7.4 | 70.3 | No | 25000 | 3000 | 83 | 20 | 1 | -20 | Dimmable | 5% |  | Damp Location Rated |  |  |  | 2014-09-09 | 2014-09-22 | United States | ES_31571_7W/LED/MR16/D_09222014015000_1023675 | 2219987
Greenlite Lighting Corporation | Greenlite | 7W/LED/OMNI/A15/D | 7W/LED/OMNI/A15/D |  | A15 | General Purpose Replacement | E26 (Medium) | Omnidirectional | LED | 3 | 40 | 88.7 | 47.8 |  |  |  | 475 | 7 | 67.9 | No | 25000 | 3000 | 82 | 9 | 1 | -20 | Dimmable | 5% |  | Damp Location Rated,Not for Use in Enclosed Fixtures |  |  |  | 2015-01-08 | 2015-01-08 | United States, Canada | ES_31571_7W/LED/OMNI/A15/D_01082015023950_1023743 | 2230798
Halco Lighting Technologies | ProLED | 82060 | 82060 |  | PAR20 | Reflector (Flood/Spot) | E26 (Medium) | Directional | LED | 5 | 50 | 84.3 | 62.7 | 1062 |  | 40 | 525 | 7 | 75 | No | 25000 | 5000 | 91 | 55 | 0.8 | -20 | Dimmable | 10% |  | Wet Location Rated |  |  |  | 2015-01-30 | 2015-01-30 | United States, Canada | ES_1020184_82060_01302015034110_1023759 | 2232192
Halco Lighting Technologies | ProLED | A19FR10/827/OMNI/LED | 80857 |  | A19 | General Purpose Replacement | E26 (Medium) | Omnidirectional | LED | 5 | 60 | 116.4 | 69.8 |  |  |  | 810 | 9.5 | 85.3 | No | 25000 | 2700 | 82 | 5 | 1 | -20 | Dimmable | 10% |  | None |  |  |  | 2014-08-01 | 2015-07-21 | United States | ES_1020184_80857_09042014032950_1023663 | 2218702
Halco Lighting Technologies | ProLED | A19FR10/830/OMNI/LED | 80864 |  | A19 | General Purpose Replacement | E26 (Medium) | Omnidirectional | LED | 5 | 60 | 116.1 | 59.7 |  |  |  | 820 | 9.5 | 86.3 | No | 25000 | 3000 | 83 | 12 | 1 | -20 | Dimmable | 10% |  | None |  |  |  | 2014-09-05 | 2015-07-21 | United States | ES_1020184_80864_09052014031950_1023664 | 2218734
Halco Lighting Technologies | ProLED | A19FR10/840/OMNI/LED | 80865 |  | A19 | General Purpose Replacement | E26 (Medium) | Omnidirectional | LED | 5 | 60 | 116.1 | 59.7 |  |  |  | 870 | 9.5 | 91.6 | No | 25000 | 4000 | 83 | 9 | 1 | -20 | Dimmable | 10% |  | None |  |  |  | 2014-09-05 | 2015-07-21 | United States | ES_1020184_80865_09052014032440_1023664 | 2218735
Halco Lighting Technologies | ProLED | A19FR10/850/OMNI/LED | 80870 |  | A19 | General Purpose Replacement | E26 (Medium) | Omnidirectional | LED | 5 | 60 | 116.1 | 59.7 |  |  |  | 880 | 9.5 | 92.6 | No | 25000 | 5000 | 84 | 14 | 1 | -20 | Dimmable | 20% |  | Damp Location Rated,Not for Use in Enclosed Fixtures |  |  |  | 2014-12-01 | 2015-07-21 | United States | ES_1020184_80870_12192014024000_1023733 | 2229655
Halco Lighting Technologies | ProLED | A19FR12/827/OMNI/LED | 80939 |  | A19 | General Purpose Replacement | E26 (Medium) | Omnidirectional | LED | 5 | 75 | 118.2 | 59.9 |  |  |  | 1100 | 12 | 91.7 | No | 25000 | 2700 | 82 | 7 | 1 | -20 | Dimmable | 5% |  | Damp Location Rated |  |  |  | 2015-08-11 | 2015-08-11 | United States | ES_1020184_80939_08112015045730_1023871 | 2245453
Halco Lighting Technologies | ProLED | A19FR12/830/OMNI/LED | 80940 |  | A19 | General Purpose Replacement | E26 (Medium) | Omnidirectional | LED | 5 | 75 | 118.2 | 59.9 |  |  |  | 1140 | 12 | 95 | No | 25000 | 3000 | 83 | 10 | 1 | -20 | Dimmable | 5% |  | Damp Location Rated |  |  |  | 2015-08-11 | 2015-08-11 | United States | ES_1020184_80940_08112015050840_1023872 | 2245454
Halco Lighting Technologies | ProLED | A19FR5/827/OMNI/LED | A19FR5/827/OMNI/LED | ,80965,retail number | A19 | General Purpose Replacement | E26 (Medium) | Omnidirectional | LED | 5 | 40 | 110.5 | 59.8 |  |  |  | 450 | 5.5 | 81.8 | No | 25000 | 2700 | 82 | 8 | 0.8 | -20 | Dimmable | 5% | Yes | Damp Location Rated | No |  |  | 2016-08-25 | 2016-09-08 | United States | ES_1020184_A19FR5/827/OMNI/LED_09082016050440_1024067 | 2278520
Halco Lighting Technologies | ProLED | A19FR5/827/OMNI/LED | A19FR5/827/OMNI/LED | ,80965,retail number | A19 | General Purpose Replacement | E26 (Medium) | Omnidirectional | LED | 5 | 40 | 110.5 | 59.8 |  |  |  | 450 | 5.5 | 81.8 | No | 25000 | 2700 | 82 | 8 | 0.8 | -20 | Dimmable | 5% |  | None |  |  |  | 2016-01-13 | 2016-02-11 | United States, Canada | ES_1020184_A19FR5/827/OMNI/LED_02122016045950_1023968 | 2260057
Halco Lighting Technologies | ProLED | A19FR5/830/OMNI/LED | A19FR5/830/OMNI/LED | ,80966,retail number | A19 | General Purpose Replacement | E26 (Medium) | Omnidirectional | LED | 5 | 40 | 110.5 | 59.8 |  |  |  | 470 | 5.5 | 85.5 | No | 25000 | 3000 | 84 | 15 | 0.8 | -20 | Dimmable | 5% | Yes | Damp Location Rated | No |  |  | 2016-08-25 | 2016-09-08 | United States | ES_1020184_A19FR5/830/OMNI/LED_09082016050440_1024067 | 2278524
Halco Lighting Technologies | ProLED | A19FR5/830/OMNI/LED | A19FR5/830/OMNI/LED | ,80966,retail number | A19 | General Purpose Replacement | E26 (Medium) | Omnidirectional | LED | 5 | 40 | 110.5 | 59.8 |  |  |  | 470 | 5.5 | 85.5 | No | 25000 | 3000 | 84 | 15 | 0.8 | -20 | Dimmable | 5% |  | None |  |  |  | 2016-01-13 | 2016-02-11 | United States, Canada | ES_1020184_A19FR5/830/OMNI/LED_02122016045950_1023968 | 2260058
Halco Lighting Technologies | ProLED | A19FR7/827/OMNI/LED | 80841 |  | A19 | General Purpose Replacement | E26 (Medium) | Omnidirectional | LED | 5 | 40 | 116 | 60 |  |  |  | 470 | 7 | 67.1 | No | 25000 | 2700 | 81 | 9 | 1 | -20 | Dimmable | 10% |  | None |  |  |  | 2014-08-13 | 2014-08-13 | United States | ES_1020184_80841_08132014111731_1023653 | 2217362
Halco Lighting Technologies | ProLED | A19FR7/830/OMNI/LED | 80842 |  | A19 | General Purpose Replacement | E26 (Medium) | Omnidirectional | LED | 5 | 40 | 116 | 60 |  |  |  | 470 | 7 | 67.1 | No | 25000 | 3000 | 83 | 13 | 1 | -20 | Dimmable | 10% |  | None |  |  |  | 2014-08-13 | 2014-08-13 | United States | ES_1020184_80842_08132014112441_1023653 | 2217363
Halco Lighting Technologies | ProLED | A19FR9/827/OMNI/LED | A19FR9/827/OMNI/LED | ,80967,Retail Number | A19 | General Purpose Replacement | E26 (Medium) | Omnidirectional | LED | 5 | 60 | 110.8 | 59.8 |  |  |  | 800 | 9 | 88.9 | No | 25000 | 2700 | 82 | 8 | 0.9 | -20 | Dimmable | 5% | Yes | Damp Location Rated | No |  |  | 2016-08-25 | 2016-09-08 | United States | ES_1020184_A19FR9/827/OMNI/LED_09082016044110_1024067 | 2278519
Halco Lighting Technologies | ProLED | A19FR9/830/OMNI/LED | A19FR9/830/OMNI/LED | ,80968,Retail Number | A19 | General Purpose Replacement | E26 (Medium) | Omnidirectional | LED | 5 | 60 | 110.8 | 59.8 |  |  |  | 830 | 9 | 92.2 | No | 25000 | 3000 | 84 | 16 | 0.9 | -20 | Dimmable | 5% | Yes | Damp Location Rated | No |  |  | 2016-08-25 | 2016-09-08 | United States | ES_1020184_A19FR9/830/OMNI/LED_09082016044110_1024067 | 2278521
Halco Lighting Technologies | ProLED | A19FR9/840/OMNI/LED | A19FR9/840/OMNI/LED | ,80969,Retail Number | A19 | General Purpose Replacement | E26 (Medium) | Omnidirectional | LED | 5 | 60 | 110.8 | 59.8 |  |  |  | 840 | 9 | 93.3 | No | 25000 | 4000 | 85 | 20 | 0.9 | -20 | Dimmable | 5% | Yes | Damp Location Rated | No |  |  | 2016-08-25 | 2016-09-08 | United States | ES_1020184_A19FR9/840/OMNI/LED_09082016044110_1024067 | 2278522
Halco Lighting Technologies | ProLED | A19FR9/850/OMNI/LED | A19FR9/850/OMNI/LED | ,80970,Retail Number | A19 | General Purpose Replacement | E26 (Medium) | Omnidirectional | LED | 5 | 60 | 110.8 | 59.8 |  |  |  | 900 | 9 | 100 | No | 25000 | 5000 | 83 | 15 | 0.9 | -20 | Dimmable | 5% | Yes | Damp Location Rated | No |  |  | 2016-08-25 | 2016-09-08 | United States | ES_1020184_A19FR9/850/OMNI/LED_09082016044110_1024067 | 2278523
Halco Lighting Technologies | ProLED | A21FR16/827/OMNI/LED | A21FR16/827/OMNI/LED | ,80947,Retail Number | A19 | General Purpose Replacement | E26 (Medium) | Omnidirectional | LED | 5 | 100 | 141.3 | 66.7 |  |  |  | 1600 | 16 | 100 | No | 25000 | 2700 | 82 | 9 | 1 | -20 | Dimmable | 5% |  | Damp Location Rated,None,Enclosed Fixtures |  |  |  | 2015-11-18 | 2015-11-24 | United States, Canada | ES_1020184_A21FR16/827/OMNI/LED_11242015114441_1023933 | 2253458
Halco Lighting Technologies | ProLED | PAR38FL19/827/W/LED | 81009 |  | PAR38 | Reflector (Flood/Spot) | E26 (Medium) | Directional | LED | 5 | 90 | 127.8 | 119.9 | 2559 |  | 40 | 1200 | 21 | 57.1 | No | 25000 | 2700 | 82 | 1 | 1 | -20 | Dimmable | 10% |  | Not for Use in Recessed Fixtures,Wet Location Rated,Not for Use in Enclosed Fixtures |  |  |  | 2014-11-08 | 2014-11-11 | United States | ES_1020184_81009_11112014031620_1023711 | 2224612
Halco Lighting Technologies | ProLED | PAR38FL19/830/W/LED | 81011 |  | PAR38 | Reflector (Flood/Spot) | E26 (Medium) | Directional | LED | 5 | 90 | 127.8 | 119.6 | 2665 |  | 40 | 1250 | 21 | 59.5 | No | 25000 | 3000 | 83 | 5 | 1 | -20 | Dimmable | 10% |  | Not for Use in Recessed Fixtures,Wet Location Rated,Not for Use in Enclosed Fixtures |  |  |  | 2014-11-08 | 2014-11-11 | United States | ES_1020184_81011_11112014025840_1023711 | 2224609
Halco Lighting Technologies | ProLED | PAR38NFL15/830/ECO/LED | 80957 |  | PAR38 | Reflector (Flood/Spot) | E26 (Medium) | Directional | LED | 5 | 90 | 131.7 | 121.7 | 3981 |  | 25 | 1200 | 15.1 | 79.5 | No | 25000 | 3000 | 84 | 21 | 1 | -20 | Dimmable | 10% |  | Wet Location Rated,Not for Use in Enclosed Fixtures |  |  |  | 2016-03-30 | 2016-04-05 | United States | ES_1020184_80957_04052016035220_1023987 | 2263695
Halco Lighting Technologies | ProLED | PAR38NFL16/827/W/LED | 81000 |  | PAR38 | Reflector (Flood/Spot) | E26 (Medium) | Directional | LED | 5 | 75 | 127.9 | 119.4 | 4319 |  | 25 | 950 | 18 | 52.8 | No | 25000 | 2700 | 81 | 10 | 0.9 | -20 | Dimmable | 10% |  | Wet Location Rated,Not for Use in Enclosed Fixtures |  |  |  | 2014-11-06 | 2014-11-06 | United States | ES_1020184_81000_11062014014840_1023703 | 2224337
Halco Lighting Technologies | ProLED | PAR38NFL16/830/W/LED | 81002 |  | PAR38 | Reflector (Flood/Spot) | E26 (Medium) | Directional | LED | 5 | 75 | 127.9 | 119.4 | 4617 |  | 25 | 970 | 18 | 53.9 | No | 25000 | 3000 | 84 | 19 | 0.9 | -20 | Dimmable | 10% |  | Wet Location Rated,Not for Use in Enclosed Fixtures |  |  |  | 2014-11-06 | 2014-11-06 | United States | ES_1020184_81002_11062014020330_1023703 | 2224349
Halco Lighting Technologies | ProLED | PAR38NFL19/827/W/LED | 81008 |  | PAR38 | Reflector (Flood/Spot) | E26 (Medium) | Directional | LED | 5 | 90 | 127.8 | 119.9 | 4256 |  | 25 | 1200 | 21 | 57.1 | No | 25000 | 2700 | 82 | 1 | 1 | -20 | Dimmable | 10% |  | Not for Use in Recessed Fixtures,Wet Location Rated,Not for Use in Enclosed Fixtures |  |  |  | 2014-11-08 | 2014-11-11 | United States | ES_1020184_81008_11112014024110_1023711 | 2224607
Halco Lighting Technologies | ProLED | PAR38NFL19/830/W/LED | 81010 |  | PAR38 | Reflector (Flood/Spot) | E26 (Medium) | Directional | LED | 5 | 90 | 127.8 | 119.6 | 4424 |  | 25 | 1250 | 21 | 59.5 | No | 25000 | 3000 | 83 | 5 | 1 | -20 | Dimmable | 10% |  | Not for Use in Recessed Fixtures,Wet Location Rated,Not for Use in Enclosed Fixtures |  |  |  | 2014-11-08 | 2014-11-11 | United States | ES_1020184_81010_11112014025330_1023709 | 2224608
Halco Lighting Technologies | ProLED | R20FL6/827/LED | R20FL6/827/LED | ,80989,retail number | R20 | Reflector (Flood/Spot) | E26 (Medium) | Directional | LED | 5 | 50 | 99.8 | 63.7 |  |  | 107 | 525 | 6.5 | 80.8 | No | 25000 | 2700 | 83 | 11 | 0.9 | -20 | Dimmable | 5% | Yes | Damp Location Rated | No |  |  | 2016-03-22 | 2016-04-11 | United States, Canada | ES_1020184_R20FL6/827/LED_04132016031110_1023992 | 2264044
Halco Lighting Technologies | ProLED | R20FL6/830/LED | R20FL6/830/LED | ,80986,retail number | R20 | Reflector (Flood/Spot) | E26 (Medium) | Directional | LED | 5 | 50 | 99.8 | 63.7 |  |  | 107 | 540 | 6.5 | 83.1 | No | 25000 | 3000 | 83 | 9 | 0.9 | -20 | Dimmable | 5% | Yes | Damp Location Rated | No |  |  | 2016-03-22 | 2016-04-11 | United States, Canada | ES_1020184_R20FL6/830/LED_04132016030220_1023992 | 2264050
Halco Lighting Technologies | ProLED | LED | 83002 | LED,83003, | PAR30L | Reflector (Flood/Spot) | E26 (Medium) | Directional | LED | 5 | 75 | 118.6 | 93.7 | 1438 |  | 40 | 800 | 11 | 72.7 | No | 25000 | 3000 | 93 | 65 | 0.9 | -20 | Dimmable | 10% | No | None | No |  |  | 2016-05-28 | 2016-06-08 | United States, Canada | ES_1020184_83002_06132016134007_1191805 | 2269467
Halco Lighting Technologies | ProLED | R20FL6/850/LED | R20FL6/850/LED | ,80987,retail number | R20 | Reflector (Flood/Spot) | E26 (Medium) | Directional | LED | 5 | 50 | 99.8 | 63.7 |  |  | 107 | 580 | 6.5 | 89.2 | No | 25000 | 5000 | 85 | 17 | 0.9 | -20 | Dimmable | 5% | Yes | Damp Location Rated | No |  |  | 2016-03-22 | 2016-04-11 | United States, Canada | ES_1020184_R20FL6/850/LED_04132016030840_1023992 | 2264043
Halco Lighting Technologies | ProLED | R20FL6/POOL/LED | R20FL6/POOL/LED |  | R20 | Reflector (Flood/Spot) | E26 (Medium) | Directional | LED | 5 | 50 | 99.8 | 63.7 |  |  | 109 | 600 | 6.5 | 92.3 | No | 25000 | 6500 | 85 | 21 | 0.9 | -20 | Dimmable | 5% | Yes | None | No |  |  | 2016-07-09 | 2016-08-12 | United States | ES_1020184_R20FL6/POOL/LED_08152016085330_1024058 | 2275300
Halco Lighting Technologies | ProLED | R20FL8/827/LED | 80818 |  | R20 | Reflector (Flood/Spot) | E26 (Medium) | Directional | LED | 5 | 50 | 99.3 | 63 |  |  |  | 525 | 7 | 75 | No | 25000 | 2700 | 80 | 4 | 1 | -20 | Dimmable | 5% |  | None |  |  |  | 2014-05-14 | 2014-09-26 | United States | ES_1020184_80818_09262014105551_1023679 | 2220574
Green Creative | Green Creative | LED Lamp | 6G25DIM/827 | LED Lamp,6G25DIM/827,; LED Lamp,97729, | G25 | Globe | E26 (Medium) | Decorative | LED | 3 | 40 | 121 | 79.9 |  |  |  | 450 | 6 | 75 | No | 25000 | 2700 | 82 | 7 | 0.9 | -20 | Dimmable | 10% |  | Damp Location Rated,None,Use With Timers,Enclosed Fixtures,Not for Use in Recessed Fixtures,Other,Audio Capabilities,Wet Location Rated,Not for Use in Enclosed Fixtures,Recessed Fixtures,Shatter Resistant,Wireless Control,Use With Photo And/Or Motion Sensors,Vibration Service,Capable of Changing CCT |  |  |  | 2015-07-20 | 2015-07-23 | United States, Canada | ES_1111662_6G25DIM/827_08242015053526_4526749 | 2251130
Green Creative | Green Creative | LED Lamp | 7.5R20G3DIM/827 | ,,40601 | R20 | Reflector (Flood/Spot) | E26 (Medium) | Directional | LED | 5 | 50 | 95 | 64 |  |  |  | 500 | 7.8 | 66.7 | No | 40000 | 2700 | 82 | 16 | 0.9 | -20 | Dimmable | 10% |  | Other,not for use in enclosed fixture |  |  |  | 2014-08-30 | 2014-09-11 | United States | ES_1111662_7.5R20G3DIM/827; 40601_09182014080000_8940623 | 2219732
Green Creative | Green Creative | LED Lamp | 7PAR20G4DIM/927FL40 |  | PAR20 | Reflector (Flood/Spot) | E26 (Medium) | Directional | LED | 5 | 50 | 84.1 | 62.8 | 623 |  | 40 | 460 | 7 | 65.7 | No | 25000 | 2700 | 90 | 46 | 0.9 | -20 | Dimmable | 10% |  | Enclosed Fixtures,Wet Location Rated,Recessed Fixtures |  |  |  | 2015-03-20 | 2015-05-29 | United States, Canada | ES_1111662_7PAR20G4DIM/927FL40_06032015104537_8337729 | 2240843
Green Creative | Green Creative | LED Lamp | 7PAR20G4DIM/927FL40/B |  | PAR20 | Reflector (Flood/Spot) | E26 (Medium) | Directional | LED | 5 | 50 | 84.1 | 62.8 | 623 |  | 40 | 460 | 7 | 65.7 | No | 25000 | 2700 | 90 | 46 | 0.9 | -20 | Dimmable | 10% |  | Enclosed Fixtures,Wet Location Rated,Recessed Fixtures |  |  |  | 2015-03-20 | 2016-03-01 | United States, Canada | ES_1111662_7PAR20G4DIM/927FL40/B_08102015015307_1587105 | 2245369
Green Creative | Green Creative | LED Lamp | 7PAR20G4DIM/930FL40 |  | PAR20 | Reflector (Flood/Spot) | E26 (Medium) | Directional | LED | 5 | 50 | 84.1 | 62.8 | 762 |  | 40 | 480 | 7 | 68.6 | No | 25000 | 3000 | 90 | 46 | 0.9 | -20 | Dimmable | 10% |  | Enclosed Fixtures,Wet Location Rated,Recessed Fixtures |  |  |  | 2015-03-20 | 2016-03-02 | United States, Canada | ES_1111662_7PAR20G4DIM/930FL40_06032015104551_8351790 | 2241683
Green Creative | Green Creative | LED Lamp | 7PAR20G4DIM/940FL40 |  | PAR20 | Reflector (Flood/Spot) | E26 (Medium) | Directional | LED | 5 | 50 | 84.1 | 62.8 | 747 |  | 40 | 505 | 7 | 72.1 | No | 25000 | 4000 | 92 | 56 | 0.9 | -20 | Dimmable | 10% |  | Enclosed Fixtures,Wet Location Rated,Recessed Fixtures |  |  |  | 2015-03-20 | 2015-05-29 | United States, Canada | ES_1111662_7PAR20G4DIM/940FL40_06032015104604_8364484 | 2240844
Green Creative | Green Creative | LED Lamp | 8.5A19DIM/827/R |  | A19 | General Purpose Replacement | E26 (Medium) | Omnidirectional | LED | 3 | 60 | 110 | 60 |  |  |  | 800 | 8.5 | 94.1 | No | 25000 | 2700 | 82 | 5 | 0.9 | -20 | Dimmable | 20% | No | Damp Location Rated,Recessed Fixtures | No |  | 0 | 2016-04-02 | 2016-05-06 | United States, Canada | ES_1111662_8.5A19DIM/827/R_05102016083123_9083616 | 2266344
Green Creative | Green Creative | LED Lamp | 8.5A19DIM/830/R |  | A19 | General Purpose Replacement | E26 (Medium) | Omnidirectional | LED | 3 | 60 | 110 | 60 |  |  |  | 800 | 8.5 | 94.1 | No | 25000 | 3000 | 82 | 5 | 0.9 | -20 | Dimmable | 20% | No | Damp Location Rated,Recessed Fixtures | No |  | 0 | 2016-04-02 | 2016-05-06 | United States, Canada | ES_1111662_8.5A19DIM/830/R_05102016083140_9100370 | 2266345
Green Creative | Green Creative | LED Lamp | 8.5A19DIM/840/R |  | A19 | General Purpose Replacement | E26 (Medium) | Omnidirectional | LED | 3 | 60 | 110 | 60 |  |  |  | 800 | 8.5 | 94.1 | No | 25000 | 4000 | 82 | 5 | 0.9 | -20 | Dimmable | 20% | No | Damp Location Rated,Recessed Fixtures | No |  | 0 | 2016-04-02 | 2016-05-06 | United States, Canada | ES_1111662_8.5A19DIM/840/R_05102016083157_9117699 | 2266346
Green Creative | Green Creative | LED Lamp | 8.5PAR30DIM/827FL40 |  | PAR30L | Reflector (Flood/Spot) | E26 (Medium) | Directional | LED | 3 | 75 | 86.6 | 94.4 | 2300 |  | 40 | 650 | 8.5 | 76.5 | No | 25000 | 2700 | 81 | 4 | 0.9 | -20 | Dimmable | 10% |  | Wet Location Rated,Not for Use in Enclosed Fixtures |  |  |  | 2015-11-08 | 2016-04-06 | United States, Canada | ES_1111662_8.5PAR30DIM/827FL40_11262015082913_6553123 | 2253681
Green Creative | Green Creative | LED Lamp | 8.5PAR30DIM/830FL40 |  | PAR30L | Reflector (Flood/Spot) | E26 (Medium) | Directional | LED | 3 | 75 | 86.6 | 94.4 | 2300 |  | 40 | 700 | 8.5 | 82.4 | No | 25000 | 3000 | 83 | 11 | 0.9 | -20 | Dimmable | 10% |  | Wet Location Rated,Not for Use in Enclosed Fixtures |  |  |  | 2015-11-08 | 2016-04-06 | United States, Canada | ES_1111662_8.5PAR30DIM/830FL40_11262015082930_6570254 | 2253682
Green Creative | Green Creative | LED Lamp | 8G25DIM/827 | ,,95348 | G25 | Globe | E26 (Medium) | Decorative | LED | 3 | 60 | 79 | 117 |  |  |  | 550 | 8.5 | 68.8 | No | 40000 | 2700 | 81 | 7 | 0.8 | -20 | Dimmable | 10% |  | None |  |  |  | 2014-08-05 | 2014-08-05 | United States | ES_1111662_8G25DIM/827;95348_08272014131043_6014515 | 2217999
Green Creative | Green Creative | LED Lamp | 8PAR20G3DIM/827FL40 | ,,40615 | PAR20 | Reflector (Flood/Spot) | E26 (Medium) | Directional | LED | 5 | 50 | 85 | 62 | 827 |  | 40 | 490 | 8 | 61.3 | No | 40000 | 2700 | 83 | 4 | 1 | -20 | Dimmable | 10% |  | Other,not for use in enclosed fixtures. |  |  |  | 2014-08-30 | 2014-09-11 | United States | ES_1111662_8PAR20G3DIM/827FL40; 40615_09182014075901_2144248 | 2219733
Green Creative | Green Creative | LED Lamp | 8PAR20G3DIM/830FL40 | ,,40617 | PAR20 | Reflector (Flood/Spot) | E26 (Medium) | Directional | LED | 5 | 50 | 85 | 62 | 882 |  | 40 | 490 | 8 | 61.3 | No | 25000 | 3000 | 83 | 5 | 1 | -20 | Dimmable | 10% |  | Other,not for use in enclosed fixtures |  |  |  | 2014-08-30 | 2014-09-11 | United States | ES_1111662_8PAR20G3DIM/830FL40_09252014125558_9003427 | 2220260
Green Creative | Green Creative | LED Lamp | 8PAR20G3DIM/830NF25 | ,,40616 | PAR20 | Reflector (Flood/Spot) | E26 (Medium) | Directional | LED | 5 | 50 | 85 | 62 | 1626 |  | 25 | 470 | 8 | 58.8 | No | 40000 | 3000 | 83 | 5 | 1 | -20 | Dimmable | 10% |  | Other,not for use in enclosed fixtures |  |  |  | 2014-08-30 | 2014-09-11 | United States | ES_1111662_8PAR20G3DIM/830NF25_09252014125558_2947130 | 2220259
Green Creative | Green Creative | LED Lamp | 9A19DIM/827/GU24 |  | A19 | General Purpose Replacement | GU24 | Omnidirectional | LED | 3 | 60 | 105.6 | 59.8 |  |  |  | 800 | 9 | 89 | No | 25000 | 2700 | 82 | 12 | 0.9 | -20 | Dimmable | 10% |  | Damp Location Rated,Not for Use in Recessed Fixtures,Not for Use in Enclosed Fixtures |  |  |  | 2015-10-15 | 2015-11-05 | United States, Canada | ES_1111662_9A19DIM/827/GU24_11062015081946_7986382 | 2251998
Green Creative | Green Creative | LED Lamp | 9A19DIM/830/GU24 |  | A19 | General Purpose Replacement | GU24 | Omnidirectional | LED | 3 | 60 | 105.6 | 59.8 |  |  |  | 800 | 9 | 89 | No | 25000 | 3000 | 84 | 19 | 0.9 | -20 | Dimmable | 10% |  | Damp Location Rated,Not for Use in Recessed Fixtures,Not for Use in Enclosed Fixtures |  |  |  | 2015-10-15 | 2015-11-05 | United States, Canada | ES_1111662_9A19DIM/830/GU24_11062015081839_7919583 | 2251999
Green Creative | Green Creative | LED Lamp | 9A19DIM/840/GU24 |  | A19 | General Purpose Replacement | GU24 | Omnidirectional | LED | 3 | 60 | 105.6 | 59.8 |  |  |  | 850 | 9 | 94 | No | 25000 | 4000 | 82 | 9 | 0.9 | -20 | Dimmable | 10% |  | Damp Location Rated,Not for Use in Recessed Fixtures,Not for Use in Enclosed Fixtures |  |  |  | 2015-10-15 | 2015-11-05 | United States, Canada | ES_1111662_9A19DIM/840/GU24_11062015081804_7884151 | 2252000
Green Creative | Green Creative | LED Lamp | 9A19G4DIM/927 |  | A19 | General Purpose Replacement | E26 (Medium) | Omnidirectional | LED | 3 | 60 | 112.6 | 59.7 |  |  |  | 800 | 9 | 88.9 | No | 25000 | 2700 | 91 | 51 | 1 | -20 | Dimmable | 20% |  | Damp Location Rated,Not for Use in Recessed Fixtures,Not for Use in Enclosed Fixtures |  |  |  | 2015-03-20 | 2016-03-08 | United States, Canada | ES_1111662_9A19G4DIM/927_05202015103039_7839281 | 2239761
Greenlite Lighting Corporation | Greenlite | 7W/LED/OMNI-D/30K | 7W/LED/OMNI-D/30K |  | A19 | General Purpose Replacement | E26 (Medium) | Omnidirectional | LED | 3 | 40 | 113.3 | 59.8 |  |  |  | 520 | 7.4 | 70.3 | No | 25000 | 3000 | 84 | 12 | 1 | -20 | Dimmable | 10% |  | Damp Location Rated,Not for Use in Enclosed Fixtures |  |  |  | 2015-06-15 | 2015-06-15 | United States, Canada | ES_31571_7W/LED/OMNI-D/30K_06172015011840_1023831 | 2241750
Greenlite Lighting Corporation | Greenlite | 7W/LED/OMNI/D 30K | 7W/LED/OMNI/D |  | A19 | General Purpose Replacement | E26 (Medium) | Omnidirectional | LED | 3 | 40 | 112.4 | 61 |  |  |  | 470 | 7 | 67.1 | No | 25000 | 3000 | 83 | 15 | 0.9 | -20 | Dimmable | 10% |  | Damp Location Rated |  |  |  | 2015-01-14 | 2015-01-16 | United States, Canada | ES_31571_7W/LED/OMNI/D_01162015105951_1023745 | 2231156
Greenlite Lighting Corporation | Greenlite | 7W/LED/PAR16-D/FL 3000K | 7W/LED/GU10-D/FL |  | PAR16 | Reflector (Flood/Spot) | GU10 | Directional | LED | 3 | 50 | 54 | 50 | 1166 |  | 40 | 520 | 7 | 74.3 | No | 25000 | 3000 | 82 | 11 | 1 | -20 | Dimmable | 5% |  | Damp Location Rated,Not for Use in Enclosed Fixtures |  |  |  | 2016-05-09 | 2016-05-09 | United States, Canada | ES_31571_7W/LED/GU10-D/FL_05112016115001_1024009 | 2266445
Greenlite Lighting Corporation | Greenlite | 7W/LED/PAR16-D/FL 3000K | 7W/LED/PAR16-D/FL |  | PAR16 | Reflector (Flood/Spot) | E26 (Medium) | Directional | LED | 3 | 75 | 54 | 50 | 1166 |  | 40 | 500 | 7 | 71.4 | No | 25000 | 3000 | 82 | 11 | 1 | -20 | Dimmable | 5% |  | Damp Location Rated,Not for Use in Enclosed Fixtures |  |  |  | 2016-05-09 | 2016-05-09 | United States, Canada | ES_31571_7W/LED/PAR16-D/FL_05112016115001_1024009 | 2266444
Greenlite Lighting Corporation | Greenlite | 7W/LED/PAR20-D/C | 7W/LED/PAR20-D/C |  | PAR20 | Reflector (Flood/Spot) | E26 (Medium) | Directional | LED | 4 | 50 | 85 | 63 | 836 |  | 40 | 470 | 7 | 67.1 | No | 25000 | 3000 | 92 | 63 | 0.9 | -40 | Dimmable | 10% |  | Damp Location Rated,Not for Use in Enclosed Fixtures |  |  |  | 2015-01-01 | 2016-02-22 | United States, Canada | ES_31571_7W/LED/PAR20-D/C_02222016110309_2171594 | 2260499
Greenlite Lighting Corporation | Greenlite | 7W/LED/PAR20-D/C/27K | 7W/LED/PAR20-D/C/27K |  | PAR20 | Reflector (Flood/Spot) | E26 (Medium) | Directional | LED | 4 | 50 | 85 | 63 | 843 |  | 40 | 470 | 7 | 67.1 | No | 25000 | 2700 | 91 | 51 | 0.9 | -40 | Dimmable | 10% |  | Damp Location Rated,Not for Use in Enclosed Fixtures |  |  |  | 2015-01-01 | 2016-02-22 | United States, Canada | ES_31571_7W/LED/PAR20-D/C/27K_02222016105804_7694055 | 2260498
Greenlite Lighting Corporation | Greenlite | 7W/LED/PAR20-D/C/50K | 7W/LED/PAR20-D/C/50K |  | PAR20 | Reflector (Flood/Spot) | E26 (Medium) | Directional | LED | 10 | 50 | 85 | 63 | 848 |  | 40 | 500 | 7 | 71.4 | No | 25000 | 5000 | 96 | 94 | 0.9 | -20 | Dimmable | 50% | No | Damp Location Rated | No |  |  | 2016-01-01 | 2016-07-11 | United States, Canada | ES_31571_7W/LED/PAR20-D/C/50K_07072016145847_3499261 | 2272100
Greenlite Lighting Corporation | Greenlite | 7W/LED/PAR20D/FL 30K | 7W/LED/PAR20D/FL |  | PAR20 | Reflector (Flood/Spot) | E26 (Medium) | Directional | LED | 3 | 50 | 81.1 | 62.9 | 1496 |  | 40 | 500 | 7 | 71.4 | No | 25000 | 3000 | 82 | 7 | 0.9 | -20 | Dimmable | 10% | No | Damp Location Rated | No |  |  | 2016-08-11 | 2016-08-12 | United States, Canada | ES_31571_7W/LED/PAR20D/FL_08122016021730_1024056 | 2275270
Greenlite Lighting Corporation | Greenlite | 7W/LED/PAR20D/NFL | 7W/LED/PAR20D/NFL |  | PAR20 | Reflector (Flood/Spot) | E26 (Medium) | Directional | LED | 3 | 50 | 84 | 63 | 1750 |  | 25 | 470 | 7 | 67.1 | No | 25000 | 3000 | 92 | 12 | 0.9 | -20 | Dimmable | 10% |  | Damp Location Rated |  |  |  | 2014-06-23 | 2014-07-02 | United States, Canada | ES_31571_7W/LED/PAR20D/NFL_07022014085730_1023631 | 2214550
Greenlite Lighting Corporation | Greenlite | 7W/LED/PAR20D/NFL/27K | 7W/LED/PAR20D/NFL/27K |  | PAR20 | Reflector (Flood/Spot) | E26 (Medium) | Directional | LED | 3 | 50 | 84 | 63 | 1526 |  | 25 | 470 | 7 | 67.1 | No | 25000 | 2700 | 81 | 8 | 0.9 | -20 | Dimmable | 10% |  | Damp Location Rated |  |  |  | 2014-05-02 | 2014-05-02 | United States | ES_31571_7W/LED/PAR20D/NFL/27K_06162014033730_1023605 | 2213085
Greenlite Lighting Corporation | Greenlite | 7W/LED/R20-D/S | 7W/LED/R20-D/S | ,7W/LED/R20-D/S/2, | R20 | Reflector (Flood/Spot) | E26 (Medium) | Directional | LED | 3 | 50 | 99.4 | 62.8 |  |  |  | 550 | 7 | 78.6 | No | 25000 | 3000 | 84 | 14 | 0.9 | -20 | Dimmable | 10% |  | Damp Location Rated,Not for Use in Enclosed Fixtures |  |  |  | 2015-05-22 | 2015-05-22 | United States, Canada | ES_31571_7W/LED/R20-D/S_05262015012840_1023817 | 2240183
Greenlite Lighting Corporation | Greenlite | 7W/LED/R20/D/S 30K | 7W/LED/R20/D/S | ,7W/LED/R20/D/S/2,2 PACK | R20 | Reflector (Flood/Spot) | E26 (Medium) | Directional | LED | 3 | 50 | 97.5 | 63.5 |  |  | 116 | 550 | 7 | 78.6 | No | 25000 | 3000 | 83 | 9 | 0.8 | -20 | Dimmable | 10% | No | Damp Location Rated | No |  |  | 2016-09-29 | 2016-09-29 | United States, Canada | ES_31571_7W/LED/R20/D/S_09292016044730_1024078 | 2280467
Greenlite Lighting Corporation | Greenlite | 7W/LEDX/OMNI/D | 7W/LEDX/OMNI/D |  | A19 | General Purpose Replacement | E26 (Medium) | Omnidirectional | LED | 3 | 60 | 100 | 60 |  |  |  | 800 | 7.2 | 111.1 | No | 15000 | 2700 | 81 | 1 | 0.9 | -20 | Dimmable | 80% | No | Damp Location Rated | No |  |  | 2016-01-01 | 2016-08-15 | United States, Canada | ES_31571_7W/LEDX/OMNI/D_08042016142815_5976373 | 2275271
Greenlite Lighting Corporation | Greenlite | 7W/LEDX/OMNI/D/2 | 7W/LEDX/OMNI/D/2 | ,7W/LEDX/OMNI/D/2,2 pack; ,7W/LEDX/OMNI/D/4,4 pack | A19 | General Purpose Replacement | E26 (Medium) | Omnidirectional | LED | 3 | 60 | 100 | 60 |  |  |  | 800 | 7.2 | 111.1 | No | 15000 | 2700 | 81 | 1 | 0.9 | -20 | Dimmable | 80% | No | Damp Location Rated | No |  |  | 2016-01-01 | 2016-08-08 | United States, Canada | ES_31571_7W/LEDX/OMNI/D/2_08042016143014_8145563 | 2274357
Greenlite Lighting Corporation | Greenlite | 7W/LEDX/OMNI/D/CL | 7W/LEDX/OMNI/D/CL | ,7W/LEDX/OMNI/D/CL,1 pack; ,7W/LEDX/OMNI/D/CL/4,1 pack | A19 | General Purpose Replacement | E26 (Medium) | Omnidirectional | LED | 3 | 60 | 100 | 60 |  |  |  | 800 | 7.2 | 111.1 | No | 15000 | 2700 | 81 | 1 | 0.9 | -20 | Dimmable | 80% | No | Damp Location Rated | No |  |  | 2016-01-01 | 2016-07-22 | United States, Canada | ES_31571_7W/LEDX/OMNI/D/CL_07222016095017_5832177 | 2272997
Greenlite Lighting Corporation | Greenlite | 7W/LEDX/OMNI/D/CL | 7W/LEDX/OMNI/D/CL |  | A19 | General Purpose Replacement | E26 (Medium) | Omnidirectional | LED | 3 | 60 | 100 | 60 |  |  |  | 800 | 7.2 | 111.1 | No | 15000 | 2700 | 81 | 1 | 0.9 | -20 | Dimmable |  | No | Damp Location Rated | No |  |  | 2016-01-01 | 2016-06-02 | United States, Canada | ES_31571_7W/LEDX/OMNI/D/CL_06012016142330_7609063 | 2268855
Greenlite Lighting Corporation | Greenlite | 7W/LEDX/OMNID/CL | 7W/LEDX/OMNID/CL | ,7W/LEDX/OMNID/CL,1 pack; ,7W/LEDX/OMNID/CL/2,1 pack; ,7W/LEDX/OMNID/CL/4,1 pack | A19 | General Purpose Replacement | E26 (Medium) | Omnidirectional | LED | 3 | 60 | 102 | 60 |  |  |  | 800 | 7 | 114.3 | No | 15000 | 2700 | 82 | 7 | 0.9 | -20 | Dimmable | 10% | Yes | Damp Location Rated,Recessed Fixtures | No |  |  | 2016-01-01 | 2016-10-24 | United States, Canada | ES_31571_7W/LEDX/OMNID/CL_10212016162002_3664819 | 2282117
Greenlite Lighting Corporation | Greenlite | 7W/LEDX/OMNI/D/CL/2 | 7W/LEDX/OMNI/D/CL/2 |  | A19 | General Purpose Replacement | E26 (Medium) | Omnidirectional | LED | 3 | 60 | 100 | 60 |  |  |  | 800 | 7.2 | 111.1 | No | 15000 | 2700 | 81 | 1 | 0.9 | -20 | Dimmable | 80% | No | Damp Location Rated | No |  |  | 2016-01-01 | 2016-07-11 | United States, Canada | ES_31571_7W/LEDX/OMNI/D/CL/2_07072016150921_7633020 | 2272102
Greenlite Lighting Corporation | Greenlite | 8W/LED/BR20/D | 8W/LED/BR20/D |  | R20 | Reflector (Flood/Spot) | E26 (Medium) | Directional | LED | 3 | 50 | 99.3 | 63.2 |  |  |  | 540 | 8 | 67.5 | No | 25000 | 3000 | 82 | 15 | 0.7 | -20 | Dimmable | 5% |  | Damp Location Rated |  |  |  | 2014-06-02 | 2014-06-10 | United States | ES_31571_8W/LED/BR20/D_06102014032950_1023622 | 2212738
Greenlite Lighting Corporation | Greenlite | 8W/LED/BR30 | 8W/LED/BR30 |  | BR30 | Reflector (Flood/Spot) | E26 (Medium) | Directional | LED | 3 | 65 | 127.8 | 94.8 |  |  | 109 | 650 | 8 | 81.3 | No | 25000 | 3000 | 83 | 17 | 0.9 | -20 | Dimmable | 10% |  | Damp Location Rated |  |  |  | 2014-08-19 | 2014-08-19 | United States | ES_31571_8W/LED/BR30_08202014111441_1023655 | 2217697
Halco Lighting Technologies | ProLED | A21FR16/830/OMNI/LED | A21FR16/830/OMNI/LED |  | A21 | General Purpose Replacement | E26 (Medium) | Omnidirectional | LED | 5 | 100 | 141.3 | 66.7 |  |  |  | 1650 | 16 | 103.1 | No | 25000 | 3000 | 82 | 6 | 1 | -20 | Dimmable | 5% |  | Damp Location Rated,Enclosed Fixtures |  |  |  | 2016-03-16 | 2016-03-16 | United States | ES_1020184_A21FR16/830/OMNI/LED_03162016044330_1023980 | 2262488
Halco Lighting Technologies | ProLED | A21FR16/840/OMNI/LED | A21FR16/840/OMNI/LED |  | A21 | General Purpose Replacement | E26 (Medium) | Omnidirectional | LED | 5 | 100 | 141.3 | 66.7 |  |  |  | 1720 | 16 | 107.5 | No | 25000 | 4000 | 85 | 20 | 1 | -20 | Dimmable | 5% |  | Damp Location Rated,Enclosed Fixtures |  |  |  | 2016-03-16 | 2016-03-16 | United States | ES_1020184_A21FR16/840/OMNI/LED_03162016051840_1023980 | 2262489
Halco Lighting Technologies | ProLED | A21FR16/850/OMNI/LED | A21FR16/850/OMNI/LED |  | A21 | General Purpose Replacement | E26 (Medium) | Omnidirectional | LED | 5 | 100 | 141.3 | 66.7 |  |  |  | 1800 | 16 | 112.5 | No | 25000 | 5000 | 84 | 14 | 1 | -20 | Dimmable | 5% |  | Damp Location Rated,Enclosed Fixtures |  |  |  | 2016-03-16 | 2016-03-16 | United States | ES_1020184_A21FR16/850/OMNI/LED_03162016052110_1023980 | 2262490
Halco Lighting Technologies | ProLED | B11CL5/827/E26/LED | 80168 |  | Decorative Candle: Other | Decorative | E26 (Medium) | Decorative | LED | 5 | 40 | 95.7 | 33.3 |  |  |  | 300 | 5 | 60 | No | 26000 | 2700 | 83 | 19 | 0.7 | -20 | Dimmable | 5% |  | None |  |  |  | 2014-06-16 | 2014-06-23 | United States | ES_1020184_80168_06232014022550_1023630 | 2213542
Halco Lighting Technologies | ProLED | B11CL5/827/E26/LED | 80168 |  | Decorative Candle: Other | Decorative | E26 (Medium) | Decorative | LED | 5 | 40 | 97 | 34.8 |  |  |  | 300 | 4.5 | 66.7 | No | 25000 | 2700 | 82 | 10 | 0.9 | -20 | Dimmable | 5% |  | None |  |  |  | 2015-09-28 | 2015-10-14 | United States, Canada | ES_1020184_80168_10162015040950_1023915 | 2250636
Halco Lighting Technologies | ProLED | B11CL5/827/LED | 80820 |  | Decorative Candle: Other | Decorative | E12 (Candelabra) | Decorative | LED | 5 | 40 | 97 | 34.8 |  |  |  | 300 | 4.5 | 66.7 | No | 25000 | 2700 | 82 | 10 | 0.9 | -20 | Dimmable | 5% |  | None |  |  |  | 2015-09-28 | 2015-10-14 | United States, Canada | ES_1020184_80820_10162015040220_1023915 | 2250637
Halco Lighting Technologies | ProLED | BR30FL10/827/LED | BR30FL10/827/LED | ,80976,retail number | BR30 | Reflector (Flood/Spot) | E26 (Medium) | Directional | LED | 5 | 65 | 130.2 | 95.8 |  |  | 106 | 750 | 9.5 | 78.9 | No | 25000 | 2700 | 82 | 11 | 0.9 | -20 | Dimmable | 5% | No | None | No |  |  | 2016-08-01 | 2016-08-18 | United States | ES_1020184_BR30FL10/827/LED_08192016015440_1024060 | 2276177
Halco Lighting Technologies | ProLED | BR30FL10/827/LED | BR30FL10/827/LED | ,80976,RETAIL NUMBER | BR30 | Reflector (Flood/Spot) | E26 (Medium) | Directional | LED | 5 | 65 | 130.2 | 95.8 |  |  |  | 750 | 9.5 | 78.9 | No | 25000 | 2700 | 82 | 11 | 0.9 | -20 | Dimmable | 5% |  | Not for Use in Enclosed Fixtures |  |  |  | 2016-02-03 | 2016-02-11 | United States, Canada | ES_1020184_BR30FL10/827/LED_02122016055620_1023968 | 2260060
Halco Lighting Technologies | ProLED | BR30FL10/830/LED | BR30FL10/830/LED | ,80977,retail number | BR30 | Reflector (Flood/Spot) | E26 (Medium) | Directional | LED | 5 | 65 | 130.2 | 95.8 |  |  | 106 | 770 | 9.5 | 81.1 | No | 25000 | 3000 | 83 | 10 | 0.9 | -20 | Dimmable | 5% | No | None | No |  |  | 2016-08-01 | 2016-08-18 | United States | ES_1020184_BR30FL10/830/LED_08192016015440_1024060 | 2276180
Halco Lighting Technologies | ProLED | BR30FL10/830/LED | BR30FL10/830/LED | ,80977,RETAIL NUMBER | BR30 | Reflector (Flood/Spot) | E26 (Medium) | Directional | LED | 5 | 65 | 130.2 | 95.8 |  |  |  | 770 | 9.5 | 81.1 | No | 25000 | 3000 | 83 | 10 | 0.9 | -20 | Dimmable | 5% |  | Not for Use in Enclosed Fixtures |  |  |  | 2016-02-03 | 2016-02-11 | United States, Canada | ES_1020184_BR30FL10/830/LED_02122016055620_1023968 | 2260062
Halco Lighting Technologies | ProLED | BR30FL10/840/LED | BR30FL10/840/LED | ,80978,retail number | BR30 | Reflector (Flood/Spot) | E26 (Medium) | Directional | LED | 5 | 65 | 130.2 | 94.1 |  |  |  | 800 | 9.5 | 84.2 | No | 25000 | 4000 | 82 | 9 | 0.9 | -20 | Dimmable | 5% |  | Not for Use in Enclosed Fixtures |  |  |  | 2016-02-03 | 2016-03-14 | United States, Canada | ES_1020184_BR30FL10/840/LED_03142016044000_1023980 | 2262326
Halco Lighting Technologies | ProLED | BR30FL10/840/LED | BR30FL10/840/LED | ,80978,retail number | BR30 | Reflector (Flood/Spot) | E26 (Medium) | Directional | LED | 5 | 65 | 130.2 | 95.8 |  |  | 106 | 800 | 9.5 | 84.2 | No | 25000 | 4000 | 83 | 9 | 0.9 | -20 | Dimmable | 5% | No | None | No |  |  | 2016-08-01 | 2016-08-18 | United States | ES_1020184_BR30FL10/840/LED_08192016015440_1024060 | 2276181
Halco Lighting Technologies | ProLED | BR30FL10/850/LED | BR30FL10/850/LED | ,80979,retail number | BR30 | Reflector (Flood/Spot) | E26 (Medium) | Directional | LED | 5 | 65 | 130.2 | 95.8 |  |  | 106 | 830 | 9.5 | 87.4 | No | 25000 | 5000 | 81 | 3 | 0.9 | -20 | Dimmable | 5% | No | None | No |  |  | 2016-08-01 | 2016-08-18 | United States | ES_1020184_BR30FL10/850/LED_08192016015440_1024060 | 2276182
Halco Lighting Technologies | ProLED | BR30FL10/850/LED | BR30FL10/850/LED | ,80979,retail number | BR30 | Reflector (Flood/Spot) | E26 (Medium) | Directional | LED | 5 | 65 | 130.2 | 95.8 |  |  | 107 | 830 | 9.5 | 87.4 | No | 25000 | 5000 | 81 | 3 | 0.9 | -20 | Dimmable | 5% |  | Not for Use in Enclosed Fixtures |  |  |  | 2016-02-03 | 2016-06-02 | United States, Canada | ES_1020184_BR30FL10/850/LED_06022016032620_1024019 | 2268833
Halco Lighting Technologies | ProLED | BR30FL10/927/LED | 80856 |  | BR30 | Reflector (Flood/Spot) | E26 (Medium) | Directional | LED | 5 | 65 | 131.8 | 94.5 |  |  | 107 | 650 | 10 | 65 | No | 25000 | 2700 | 95 | 77 | 1 | -20 | Dimmable | 5% |  | None |  |  |  | 2014-06-17 | 2014-06-27 | United States | ES_1020184_80856_06272014101551_1023631 | 2214221
Halco Lighting Technologies | ProLED | BR30FL11/827/LED | 80086 |  | BR30 | Reflector (Flood/Spot) | E26 (Medium) | Directional | LED | 5 | 65 | 130.3 | 95.1 |  |  | 108 | 750 | 10 | 75 | No | 25000 | 2700 | 82 | 13 | 1 | -20 | Dimmable | 5% |  | None |  |  |  | 2014-07-16 | 2014-07-23 | United States | ES_1020184_80086_07242014093550_1023642 | 2216351
Halco Lighting Technologies | ProLED | BR30FL11/827/LED | 80181 |  | BR30 | Reflector (Flood/Spot) | E26 (Medium) | Directional | LED | 5 | 65 | 130.3 | 95.1 |  |  |  | 750 | 10.3 | 72.8 | No | 25000 | 2700 | 82 | 13 | 1 | -20 | Dimmable | 10% |  | Not for Use in Enclosed Fixtures |  |  |  | 2015-01-26 | 2015-01-28 | United States, Canada | ES_1020184_80181_01282015030950_1023753 | 2231894
Halco Lighting Technologies | ProLED | BR30FL11/830/LED | 80088 |  | BR30 | Reflector (Flood/Spot) | E26 (Medium) | Directional | LED | 5 | 65 | 130.3 | 95.1 |  |  |  | 770 | 10 | 77 | No | 25000 | 3000 | 83 | 17 | 1 | -20 | Dimmable | 5% |  | None |  |  |  | 2014-09-01 | 2014-09-08 | United States | ES_1020184_80088_09082014101001_1023665 | 2218783
Halco Lighting Technologies | ProLED | BR30FL11/840/LED | 80090 |  | BR30 | Reflector (Flood/Spot) | E26 (Medium) | Directional | LED | 5 | 65 | 130.3 | 95.1 |  |  |  | 780 | 10 | 78 | No | 25000 | 4000 | 83 | 15 | 1 | -20 | Dimmable | 5% |  | None |  |  |  | 2014-09-03 | 2014-09-23 | United States | ES_1020184_80090_09232014043330_1023676 | 2220097
Halco Lighting Technologies | ProLED | BR30FL11/850/LED | 80092 |  | BR30 | Reflector (Flood/Spot) | E26 (Medium) | Directional | LED | 3 | 65 | 130.3 | 95.1 |  |  | 108 | 830 | 10.3 | 86 | No | 25000 | 5000 | 85 | 17 | 1 | -20 | Dimmable | 5% |  | Recessed Fixtures |  |  |  | 2014-10-02 | 2014-10-01 | United States | ES_1020184_80092_10012014015620_1023682 | 2221153
Halco Lighting Technologies | ProLED | BR30FL8/827/ECO/LED | BR30FL8/827/ECO/LED | ,80990,retail number | BR30 | Reflector (Flood/Spot) | E26 (Medium) | Directional | LED | 5 | 65 | 130.2 | 95.2 |  |  | 106 | 650 | 8 | 81.3 | No | 25000 | 2700 | 83 | 16 | 0.9 | -20 | Dimmable | 5% | No | None | No |  |  | 2016-08-01 | 2016-08-18 | United States, Canada | ES_1020184_BR30FL8/827/ECO/LED_08192016030840_1024060 | 2276178
Halco Lighting Technologies | ProLED | R20FL8/830/LED | 80112 |  | R20 | Reflector (Flood/Spot) | E26 (Medium) | Directional | LED | 5 | 50 | 99.3 | 63 |  |  | 108 | 540 | 7 | 77.1 | No | 25000 | 3000 | 80 | 1 | 1 | -20 | Dimmable | 5% |  | Damp Location Rated |  |  |  | 2014-12-12 | 2014-12-22 | United States | ES_1020184_80112_10022014111441_1023683 | 2221148
Halco Lighting Technologies | ProLED | R20FL8/850/LED | 80114 |  | R20 | Reflector (Flood/Spot) | E26 (Medium) | Directional | LED | 5 | 50 | 99.6 | 62.3 |  |  | 108 | 580 | 7 | 82.9 | No | 25000 | 5000 | 84 | 20 | 0.9 | -20 | Dimmable | 5% |  | Damp Location Rated |  |  |  | 2014-12-09 | 2014-12-22 | United States | ES_1020184_80114_12222014022950_1023735 | 2229789
Halco Lighting Technologies | ProLED | R40FL16/POOL/LED | R40FL16/POOL/LED |  | BR40 | Reflector (Flood/Spot) | E26 (Medium) | Directional | LED | 5 | 85 | 164 | 127 |  |  | 106 | 1400 | 16.5 | 84.8 | No | 25000 | 6500 | 85 | 82 | 0.9 | -20 | Dimmable | 5% | No | Other, | No |  |  | 2016-07-09 | 2016-08-12 | United States | ES_1020184_R40FL16/POOL/LED_08152016084110_1024058 | 2275299
Halco Lighting Technologies | Prolume | CFL13/27/GU24 | 46506 |  | CFL Bare Spiral | General Purpose Replacement | GU24 | Omnidirectional | CFL | 3 | 60 | 93.8 | 46.5 |  | 1.6 |  | 800 | 13 | 61.5 | No | 10000 | 2700 | 83 | -2 | 0.6 | -18 |  |  |  | None |  |  |  | 2014-06-30 | 2014-07-01 | United States | ES_1020184_46506_07012014112621_1023633 | 2214551
Halco Lighting Technologies | Prolume | CFL13/27/T2 | 45049 |  | CFL Bare Spiral | General Purpose Replacement | E26 (Medium) | Omnidirectional | CFL | 2 | 60 | 105.9 | 47.6 |  | 1.6 |  | 900 | 13 | 69.2 | No | 12000 | 2700 | 83 | -2 | 0.6 | -15 |  |  |  | None |  |  |  | 2014-07-20 | 2014-07-23 | United States | ES_1020184_45049_07242014092950_1023642 | 2216338
Halco Lighting Technologies | Prolume | CFL13/35/T2 | 45054 |  | CFL Bare Spiral | General Purpose Replacement | E26 (Medium) | Omnidirectional | CFL | 2 | 60 | 105.9 | 47.6 |  | 1.6 |  | 900 | 13 | 69.2 | No | 10000 | 3500 | 83 | 20 | 0.6 | -15 |  |  |  | None |  |  |  | 2014-07-22 | 2014-07-28 | United States | ES_1020184_45054_07282014035440_1023645 | 2216600
Halco Lighting Technologies | Prolume | CFL13/41/T2 | 45056 | ,45073, | CFL Bare Spiral | General Purpose Replacement | E26 (Medium) | Omnidirectional | CFL | 2 | 60 | 105.9 | 47.6 |  | 1.6 |  | 850 | 13 | 65.4 | No | 10000 | 4100 | 84 | 32 | 0.6 | -15 |  |  |  | None |  |  |  | 2014-07-22 | 2014-07-28 | United States | ES_1020184_45056_07282014035000_1023645 | 2216599
Halco Lighting Technologies | Prolume | CFL13/50/T2 | 45058 |  | CFL Bare Spiral | General Purpose Replacement | E26 (Medium) | Omnidirectional | CFL | 2 | 60 | 105.9 | 47.6 |  | 1.6 |  | 850 | 13 | 65.4 | No | 10000 | 5000 | 84 | 37 | 0.6 | -15 |  |  |  | None |  |  |  | 2014-07-22 | 2014-07-28 | United States | ES_1020184_45058_07282014035730_1023645 | 2216601
Halco Lighting Technologies | Prolume | CFL14/27/A19 | 45738 |  | A19 | General Purpose Replacement | E26 (Medium) | Omnidirectional | CFL | 2 | 60 | 117.1 | 58.2 |  | 1.6 |  | 800 | 14 | 57.1 | No | 10000 | 2700 | 82 | -18 | 0.6 | -17 |  |  |  | None |  |  |  | 2014-09-14 | 2014-09-22 | United States | ES_1020184_45738_09222014022220_1023671 | 2219986
Halco Lighting Technologies | Prolume | CFL15/27/G28 | 45713 |  | G30 | Globe | E26 (Medium) | Decorative | CFL | 2 | 100 | 119.4 | 87 |  | 1.6 |  | 850 | 15 | 56.7 | No | 10000 | 2700 | 84 | 0 | 0.6 | -15 |  |  |  | None |  |  |  | 2014-09-30 | 2014-11-11 | United States | ES_1020184_45713_11112014032110_1023711 | 2224613
Halco Lighting Technologies | Prolume | CFL15/27/R30/GU24 | 46538 |  | BR30 | Reflector (Flood/Spot) | GU24 | Directional | CFL | 2 | 65 | 121.5 | 94.8 |  | 1.6 |  | 700 | 15.2 | 46 | No | 10000 | 2700 | 83 | -2 | 0.6 | -18 |  |  |  | Damp Location Rated,Not for Use in Enclosed Fixtures |  |  |  | 2014-10-02 | 2014-10-01 | United States | ES_1020184_46538_10012014020550_1023682 | 2221152
Halco Lighting Technologies | Prolume | CFL16/27/R30 | 46100 |  | BR30 | Reflector (Flood/Spot) | E26 (Medium) | Directional | CFL | 2 | 65 | 139 | 94 |  |  |  | 750 | 16 | 46.9 | No | 10000 | 2700 | 82 | -6 | 0.6 | -18 |  |  |  | Wet Location Rated |  |  |  | 2015-04-28 | 2015-05-13 | United States, Canada | ES_1020184_46100_05132015050110_1023803 | 2239312
Halco Lighting Technologies | Prolume | CFL16/30/R30/ES | 46101 |  | CFL Reflector | Reflector (Flood/Spot) | E26 (Medium) | Directional | CFL | 2 | 65 | 138 | 94 |  | 1.5 |  | 750 | 16 | 46.9 | No | 10000 | 3000 | 82 | 1 | 0.6 | -17 |  |  |  | Wet Location Rated,Not for Use in Enclosed Fixtures |  |  |  | 2014-11-14 | 2014-11-14 | United States | ES_1020184_46101_11142014020440_1023712 | 2225201
Halco Lighting Technologies | Prolume | CFL18/27/GU24 | 46512 |  | CFL Bare Spiral | General Purpose Replacement | GU24 | Omnidirectional | CFL | 3 | 75 | 105.8 | 54.4 |  | 1.6 |  | 1200 | 18 | 66.7 | No | 10000 | 2700 | 83 | -3 | 0.6 | -18 |  |  |  | None |  |  |  | 2014-09-09 | 2014-09-11 | United States | ES_1020184_46512_09122014094620_1023668 | 2219262
Halco Lighting Technologies | Prolume | CFL18/27/T2 | 45062 |  | CFL Bare Spiral | General Purpose Replacement | E26 (Medium) | Omnidirectional | CFL | 2 | 75 | 117.5 | 54.9 |  | 1.6 |  | 1200 | 18 | 66.7 | No | 10000 | 2700 | 83 | -3 | 0.6 | -15 |  |  |  | None |  |  |  | 2014-08-20 | 2014-08-20 | United States | ES_1020184_45062_08202014013550_1023656 | 2217700
Halco Lighting Technologies | Prolume | CFL23/27/GU24 | 46518 |  | CFL Bare Spiral | General Purpose Replacement | GU24 | Omnidirectional | CFL | 3 | 100 | 114.7 | 53.8 |  | 1.6 |  | 1600 | 23 | 69.6 | No | 10000 | 2700 | 83 | -4 | 0.6 | -15 |  |  |  | None |  |  |  | 2014-08-12 | 2014-08-25 | United States | ES_1020184_46518_08252014043330_1023658 | 2217947
Halco Lighting Technologies | Prolume | CFL23/27/T2 | 45075 |  | CFL Bare Spiral | General Purpose Replacement | E26 (Medium) | Omnidirectional | CFL | 2 | 100 | 126 | 55 |  | 1.6 |  | 1600 | 23 | 69.6 | No | 12000 | 2700 | 82 | -5 | 0.6 | -15 |  |  |  | None |  |  |  | 2014-07-20 | 2014-07-23 | United States | ES_1020184_45075_07242014092440_1023642 | 2216337
Halco Lighting Technologies | Prolume | CFL23/41/T2 | 45077 |  | CFL Bare Spiral | General Purpose Replacement | E26 (Medium) | Omnidirectional | CFL | 2 | 100 | 126 | 55 |  | 1.6 |  | 1600 | 23 | 69.6 | No | 10000 | 4100 | 83 | 25 | 0.6 | -15 |  |  |  | None |  |  |  | 2014-08-20 | 2014-08-25 | United States | ES_1020184_45077_08252014044330_1023659 | 2217949
Halco Lighting Technologies | Prolume | CFL23/50/T2 | 45079 |  | CFL Bare Spiral | General Purpose Replacement | E26 (Medium) | Omnidirectional | CFL | 2 | 100 | 126 | 55 |  | 1.6 |  | 1600 | 23 | 69.6 | No | 10000 | 5000 | 84 | 35 | 0.6 | -18 |  |  |  | Enclosed Fixtures,Recessed Fixtures |  |  |  | 2014-08-20 | 2014-08-26 | United States | ES_1020184_45079_08262014021330_1023659 | 2217950
Halco Lighting Technologies | Prolume | CFL26/27/GU24 | 46528 |  | CFL Bare Spiral | General Purpose Replacement | GU24 | Omnidirectional | CFL | 3 | 100 | 133.7 | 55.3 |  | 1.6 |  | 1750 | 26 | 67.3 | No | 10000 | 2700 | 84 | -3 | 0.6 | -15 |  |  |  | None |  |  |  | 2014-08-12 | 2014-08-25 | United States | ES_1020184_46528_08252014043620_1023658 | 2217948
Halco Lighting Technologies | Prolume | CFL9/27/A19 | 45734 |  | A19 | General Purpose Replacement | E26 (Medium) | Omnidirectional | CFL | 2 | 40 | 108.2 | 55.3 |  | 1.6 |  | 546 | 9.2 | 59.3 | No | 10000 | 2700 | 83 | -3 | 0.6 | -18 |  |  |  | Damp Location Rated |  |  |  | 2014-09-18 | 2014-09-30 | United States | ES_1020184_45734_10012014020110_1023681 | 2221133
Halco Lighting Technologies | Prolume | CFL9/27/G25/ES | 45703 |  | G25 | Globe | E26 (Medium) | Decorative | CFL | 2 | 60 | 108.4 | 80 |  | 1.6 |  | 500 | 9 | 55.6 | No | 10000 | 2700 | 84 | 0 | 0.6 | -20 |  |  |  | None |  |  |  | 2014-09-30 | 2014-11-20 | United States | ES_1020184_45703_11202014034620_1023717 | 2225552
Green Creative | Green Creative | LED Lamp | 9BR40G4DIM/827 |  | BR40 | Reflector (Flood/Spot) | E26 (Medium) | Directional | LED | 3 | 65 | 153.3 | 124.4 |  |  |  | 700 | 9 | 77.7 | No | 25000 | 2700 | 83 | 11 | 0.9 | -20 | Dimmable | 10% |  | Damp Location Rated,Enclosed Fixtures,Recessed Fixtures |  |  |  | 2015-04-25 | 2016-03-08 | United States, Canada | ES_111662_9BR40G4DIM/827_05132015111227_5547847 | 2239337
Green Creative | Green Creative | LED MR16 Lamp | 8.5MR16DIM/927FL35 |  | MR16 | Reflector (Flood/Spot) | GU5.3 | Directional | LED | 3 | 75 | 41 | 49 | 1690 |  | 35 | 550 | 8.5 | 65 | No | 25000 | 2700 | 93 | 63 | 0.9 | -20 | Dimmable | 12% | Yes | Damp Location Rated | No |  |  | 2016-09-22 | 2016-10-14 | United States, Canada | ES_1111662_8.5MR16DIM/927FL35_10142016071610_9370972 | 2281418
Green Creative | Green Creative | LED MR16 Lamp | 8.5MR16DIM/927NF25 |  | MR16 | Reflector (Flood/Spot) | GU5.3 | Directional | LED | 3 | 75 | 41 | 49 | 2979 |  | 25 | 550 | 8.5 | 65 | No | 25000 | 2700 | 93 | 63 | 0.9 | -20 | Dimmable | 12% | Yes | Damp Location Rated | No |  |  | 2016-09-22 | 2016-10-14 | United States, Canada | ES_1111662_8.5MR16DIM/927NF25_10142016071551_9351725 | 2281419
Green Creative | Green Creative | LED MR16 Lamp | 8.5MR16DIM/927SP15 |  | MR16 | Reflector (Flood/Spot) | GU5.3 | Directional | LED | 3 | 75 | 41 | 49 | 6367 |  | 15 | 550 | 8.5 | 65 | No | 25000 | 2700 | 93 | 63 | 0.9 | -20 | Dimmable | 12% | Yes | Damp Location Rated | No |  |  | 2016-09-22 | 2016-10-14 | United States, Canada | ES_1111662_8.5MR16DIM/927SP15_10142016071534_9334988 | 2281420
Green Creative | Green Creative | LED MR16 Lamp | 8.5MR16DIM/930FL35 |  | MR16 | Reflector (Flood/Spot) | GU5.3 | Directional | LED | 3 | 75 | 41 | 49 | 1798 |  | 35 | 580 | 8.5 | 65 | No | 25000 | 3000 | 93 | 65 | 0.9 | -20 | Dimmable | 12% | Yes | Damp Location Rated | No |  |  | 2016-09-22 | 2016-10-14 | United States, Canada | ES_1111662_8.5MR16DIM/930FL35_10142016071719_9439492 | 2281421
Green Creative | Green Creative | LED MR16 Lamp | 8.5MR16DIM/930NF25 |  | MR16 | Reflector (Flood/Spot) | GU5.3 | Directional | LED | 3 | 75 | 41 | 49 | 3153 |  | 25 | 580 | 8.5 | 65 | No | 25000 | 3000 | 93 | 65 | 0.9 | -20 | Dimmable | 12% | Yes | Damp Location Rated | No |  |  | 2016-09-22 | 2016-10-14 | United States, Canada | ES_1111662_8.5MR16DIM/930NF25_10142016071700_9420894 | 2281422
Green Creative | Green Creative | LED MR16 Lamp | 8.5MR16DIM/930SP15 |  | MR16 | Reflector (Flood/Spot) | GU5.3 | Directional | LED | 3 | 75 | 41 | 49 | 6765 |  | 15 | 580 | 8.5 | 65 | No | 25000 | 3000 | 93 | 65 | 0.9 | -20 | Dimmable | 12% | Yes | Damp Location Rated | No |  |  | 2016-09-22 | 2016-10-14 | United States, Canada | ES_1111662_8.5MR16DIM/930SP15_10142016071642_9402880 | 2281423
Green Creative | Green Creative | LED MR16 Lamp | 8.5MR16DIM/940FL35 |  | MR16 | Reflector (Flood/Spot) | GU5.3 | Directional | LED | 3 | 75 | 41 | 49 | 1832 |  | 35 | 600 | 8.5 | 65 | No | 25000 | 4000 | 94 | 74 | 0.9 | -20 | Dimmable | 12% | Yes | Damp Location Rated | No |  |  | 2016-09-22 | 2016-10-14 | United States, Canada | ES_1111662_8.5MR16DIM/940FL35_10142016071821_9501422 | 2281424
Green Creative | Green Creative | LED MR16 Lamp | 8.5MR16DIM/940NF25 |  | MR16 | Reflector (Flood/Spot) | GU5.3 | Directional | LED | 3 | 75 | 41 | 49 | 3717 |  | 25 | 600 | 8.5 | 65 | No | 25000 | 4000 | 94 | 74 | 0.9 | -20 | Dimmable | 12% | Yes | Damp Location Rated | No |  |  | 2016-09-22 | 2016-10-14 | United States, Canada | ES_1111662_8.5MR16DIM/940NF25_10142016071755_9475986 | 2281425
Green Creative | Green Creative | LED MR16 Lamp | 8.5MR16DIM/940SP15 |  | MR16 | Reflector (Flood/Spot) | GU5.3 | Directional | LED | 3 | 75 | 41 | 49 | 6671 |  | 15 | 600 | 8.5 | 65 | No | 25000 | 4000 | 94 | 74 | 0.9 | -20 | Dimmable | 12% | Yes | Damp Location Rated | No |  |  | 2016-09-22 | 2016-10-14 | United States, Canada | ES_1111662_8.5MR16DIM/940SP15_10142016071737_9457888 | 2281426
Green Creative | Green Creative | LED Omnidirectional | 17A21G4/827/3WAY |  | A21 | General Purpose Replacement | E26d | Omnidirectional | LED | 3 | 100 | 125.6 | 64.4 |  |  |  | 1600 | 17 | 94.1 | Yes | 25000 | 2700 | 82 | 8 | 1 | -20 |  |  |  | Damp Location Rated,Use With Timers,Not for Use in Enclosed Fixtures,Recessed Fixtures,Shatter Resistant,Use With Photo And/Or Motion Sensors |  |  |  | 2015-07-25 | 2015-08-13 | United States, Canada | ES_1111662_17A21G4/827/3WAY_08132015163741_3264921 | 2245873
Greenlite Lighting Corporation | Greenlite | 8W/LED/BR30/D | 8W/LED/BR30/D |  | BR30 | Reflector (Flood/Spot) | E26 (Medium) | Directional | LED | 3 | 65 | 131.3 | 95 |  |  | 106 | 670 | 8.1 | 84 | No | 25000 | 3000 | 81 | 3 | 0.9 | -20 | Dimmable | 10% |  | Damp Location Rated |  |  |  | 2015-02-11 | 2015-02-11 | United States, Canada | ES_31571_8W/LED/BR30/D_02112015040840_1023765 | 2233002
Greenlite Lighting Corporation | Greenlite | 8W/LED/BR30/D 3000K | 8W/LED/BR30/D | ,8W/LED/BR30/D/2,2 pack | BR30 | Reflector (Flood/Spot) | E26 (Medium) | Directional | LED | 3 | 65 | 130.2 | 95.2 |  |  | 106 | 670 | 8 | 83.8 | No | 25000 | 3000 | 83 | 9 | 0.9 | -20 | Dimmable | 5% | Yes | Damp Location Rated | No |  |  | 2016-07-13 | 2016-07-20 | United States, Canada | ES_31571_8W/LED/BR30/D_07222016041550_1024048 | 2273161
Greenlite Lighting Corporation | Greenlite | 8W/LED/BR30D 30K | 8W/LED/BR30D | ,8W/LED/BR30D/2,2 PACK | BR30 | Reflector (Flood/Spot) | E26 (Medium) | Directional | LED | 3 | 65 | 130 | 94.8 |  |  | 106 | 670 | 8 | 83.8 | No | 25000 | 3000 | 84 | 14 | 1 | -20 | Dimmable | 10% | No | Damp Location Rated | No |  |  | 2016-10-26 | 2016-10-26 | United States, Canada | ES_31571_8W/LED/BR30D_10262016035550_1024086 | 2282489
Greenlite Lighting Corporation | Greenlite | 8W/LED/BR30D 30K | 8W/LED/BR30D |  | BR30 | Reflector (Flood/Spot) | E26 (Medium) | Directional | LED | 3 | 65 | 127.8 | 94.8 |  |  | 109 | 650 | 8 | 81.3 | No | 25000 | 3000 | 83 | 17 | 0.9 | -20 | Dimmable | 10% |  | Damp Location Rated |  |  |  | 2014-08-11 | 2014-08-11 | United States, Canada | ES_31571_8W/LED/BR30D_08122014100731_1023652 | 2217305
Greenlite Lighting Corporation | Greenlite | 8W/LED/BR30-D/S 3000K | 8W/LED/BR30-D/S | ,8W/LED/BR30-D/S/2,2PK | BR30 | Reflector (Flood/Spot) | E26 (Medium) | Directional | LED | 3 | 65 | 126.4 | 90.1 |  |  |  | 650 | 8.5 | 76.5 | No | 25000 | 3000 | 85 | 16 | 0.9 | -20 | Dimmable | 10% |  | Damp Location Rated |  |  |  | 2014-09-30 | 2014-09-30 | United States, Canada | ES_31571_8W/LED/BR30-D/S_09302014031730_1023681 | 2220891
Greenlite Lighting Corporation | Greenlite | 8W/LED/BR30/D/S 30K | 8W/LED/BR30/D/S | ,8W/LED/BR30/D/S/2,2 Pack | BR30 | Reflector (Flood/Spot) | E26 (Medium) | Directional | LED | 3 | 65 | 131.8 | 95.1 |  |  |  | 650 | 8.2 | 78.9 | No | 25000 | 3000 | 85 | 15 |  | -20 | Dimmable | 10% |  | Damp Location Rated,Not for Use in Enclosed Fixtures |  |  |  | 2016-03-01 | 2016-03-01 | United States, Canada | ES_31571_8W/LED/BR30/D/S_03012016031840_1023975 | 2261116
Greenlite Lighting Corporation | Greenlite | 9W/ELC1 | 9W/ELC1 |  | CFL Candle | Decorative | E12 (Candelabra) | Decorative | CFL | 2 | 40 | 112 | 40 |  | 2 |  | 420 | 9 | 46.7 | No | 12000 | 2700 | 82 | -3 | 0.6 | -15 |  |  |  | Damp Location Rated,Not for Use in Enclosed Fixtures |  |  |  | 2014-09-18 | 2014-09-18 | United States, Canada | ES_31571_9W/ELC1_09222014014440_1023673 | 2219982
Greenlite Lighting Corporation | Greenlite | 9W/ELG1 2700K | 9W/ELG1 |  | G25 | Globe | E26 (Medium) | Decorative | CFL | 3 | 60 | 108.6 | 80.1 |  | 1.5 |  | 500 | 9.1 | 54.9 | No | 10000 | 2700 | 84 | -3 | 0.6 | -18 |  |  |  | Not for Use in Enclosed Fixtures |  |  |  | 2014-10-16 | 2014-10-16 | United States, Canada | ES_31571_9W/ELG1_10162014041730_1023696 | 2222503
Greenlite Lighting Corporation | Greenlite | 9W/ELS-U/1 2700K | 9W/ELS-U/1 |  | CFL Bare Spiral | General Purpose Replacement | E26 (Medium) | Omnidirectional | CFL | 2 | 40 | 91.5 | 43.2 |  | 1.8 |  | 550 | 9 | 61.1 | No | 10000 | 2700 | 82 | -21 | 0.6 | -18 |  |  |  | Not for Use in Enclosed Fixtures |  |  |  | 2014-10-17 | 2014-10-17 | United States, Canada | ES_31571_9W/ELS-U/1_10172014100621_1023697 | 2222685
Greenlite Lighting Corporation | Greenlite | 9W/ELSU/27K | 9W/ELSU/27K |  | CFL Bare Spiral | General Purpose Replacement | E26 (Medium) | Omnidirectional | CFL | 2 | 40 | 91 | 45 |  | 2.5 |  | 550 | 9.1 | 60.4 | No | 10000 | 2700 | 82 | -8 | 0.6 | -15 |  |  |  | Damp Location Rated |  |  |  | 2015-01-01 | 2016-01-25 | United States, Canada | ES_31571_9W/ELSU/27K_01222016162600_7562524 | 2257398
Greenlite Lighting Corporation | Greenlite | 9W/ELX 2700K | 9W/ELX | ,9W/ELX/4, | A19 | General Purpose Replacement | E26 (Medium) | Omnidirectional | CFL | 2 | 40 | 108.2 | 55.3 |  | 1.6 |  | 546 | 9.2 | 59.3 | No | 10000 | 2700 | 83 | -3 | 0.6 | -15 |  |  |  | Damp Location Rated |  |  |  | 2014-09-01 | 2014-09-17 | United States | ES_31571_9W/ELX_09172014030220_1023671 | 2219674
Greenlite Lighting Corporation | Greenlite | 9W/LED/BR30/D | 9W/LED/BR30/D | ,9W/LED/BR30/D/2,2 pk | BR30 | Reflector (Flood/Spot) | E26 (Medium) | Directional | LED | 3 | 65 | 130.8 | 94.8 |  |  |  | 670 | 9 | 74.4 | No | 25000 | 3000 | 83 | 20 |  | -20 | Dimmable | 2% |  | Damp Location Rated |  |  |  | 2014-04-11 | 2014-04-14 | United States | ES_31571_9W/LED/BR30/D_04142014025000_1023596 | 2208836
Greenlite Lighting Corporation | Greenlite | 9W/LED/BR30/D/C 2700K | 9W/LED/BR30/D/C | ,9W/LED/BR30/D/C/2,2 pack packaging | BR30 | Reflector (Flood/Spot) | E26 (Medium) | Directional | LED | 5 | 65 | 131.2 | 94.7 |  |  | 105 | 650 | 9.2 | 70.7 | No | 25000 | 2700 | 93 | 65 | 0.9 | -20 | Dimmable | 5% |  | Damp Location Rated,Not for Use in Enclosed Fixtures |  |  |  | 2016-02-25 | 2016-02-29 | United States, Canada | ES_31571_9W/LED/BR30/D/C_03012016013440_1023975 | 2261115
Greenlite Lighting Corporation | Greenlite | 9W/LED/BR30/D/C 2700K | 9W/LED/BR30/D/C |  | BR30 | Reflector (Flood/Spot) | E26 (Medium) | Directional | LED | 5 | 65 | 131.2 | 94.7 |  |  | 105 | 650 | 9.2 | 70.7 | No | 25000 | 2700 | 93 | 65 | 0.9 | -20 | Dimmable | 5% | Yes | Damp Location Rated | No |  |  | 2016-10-25 | 2016-10-25 | United States, Canada | ES_31571_9W/LED/BR30/D/C_10252016123111_1024085 | 2282205
Greenlite Lighting Corporation | Greenlite | 9W/LED/OMNI/*/27K | 9W/LED/OMNI/*/27K |  | A19 | General Purpose Replacement | E26 (Medium) | Omnidirectional | LED | 3 | 60 | 111.8 | 59.9 |  |  |  | 800 | 9 | 88.9 | No | 15000 | 2700 | 80 | 9 | 0.9 | -20 |  |  | Yes | Damp Location Rated | No |  |  | 2016-10-20 | 2016-10-20 | United States, Canada | ES_31571_9W/LED/OMNI/*/27K_10212016124441_1024083 | 2282013
Greenlite Lighting Corporation | Greenlite | 9W/LED/OMNI 3000K | 9W/LED/OMNI |  | A19 | General Purpose Replacement | E26 (Medium) | Omnidirectional | LED | 3 | 60 | 110.3 | 59.9 |  |  |  | 800 | 9.2 | 87 | No | 15000 | 3000 | 83 | 10 | 0.6 | -20 |  |  | Yes | Damp Location Rated | No |  |  | 2016-08-23 | 2016-10-14 | United States, Canada | ES_31571_9W/LED/OMNI_10142016015000_1024081 | 2281480
Greenlite Lighting Corporation | Greenlite | 9W/LED/OMNI* 3000K | 9W/LED/OMNI* | ,9W/LED/OMNI*/2,2 pack; ,9W/LED/OMNI*/4,4 pack | A19 | General Purpose Replacement | E26 (Medium) | Omnidirectional | LED | 3 | 60 | 110.3 | 59.9 |  |  |  | 800 | 9.2 | 88.9 | No | 15000 | 3000 | 83 | 10 | 0.6 | -20 |  |  | Yes | Damp Location Rated | No |  |  | 2016-10-21 | 2016-10-21 | United States, Canada | ES_31571_9W/LED/OMNI*_10212016021110_1024084 | 2282092
Greenlite Lighting Corporation | Greenlite | 9W/LED/OMNI/* 30K | 9W/LED/OMNI/* | ,9W/LED/OMNI/*/2,2 pack; ,9W/LED/OMNI/*/4,4 pack | A19 | General Purpose Replacement | E26 (Medium) | Omnidirectional | LED | 3 | 60 | 111.8 | 59.9 |  |  |  | 800 | 9 | 88.9 | No | 15000 | 3000 | 83 | 9 | 0.9 | -20 |  |  | Yes | Damp Location Rated | No |  |  | 2016-10-20 | 2016-10-20 | United States, Canada | ES_31571_9W/LED/OMNI/*_10212016124441_1024084 | 2282014
Greenlite Lighting Corporation | Greenlite | 9W/LED/OMNI/*/40K | 9W/LED/OMNI/*/40K |  | A19 | General Purpose Replacement | E26 (Medium) | Omnidirectional | LED | 3 | 60 | 111.8 | 59.9 |  |  |  | 800 | 9 | 88.9 | No | 15000 | 4000 | 84 | 14 | 0.9 | -20 |  |  | Yes | Damp Location Rated | No |  |  | 2016-10-20 | 2016-10-20 | United States, Canada | ES_31571_9W/LED/OMNI/*/40K_10212016124441_1024084 | 2282015
Greenlite Lighting Corporation | Greenlite | 9W/LED/OMNI*/4 30K | 9W/LED/OMNI*/4 | 9W/LED/OMNI*/2 30K,9W/LED/OMNI*/2,2-pack | A19 | General Purpose Replacement | E26 (Medium) | Omnidirectional | LED | 3 | 60 | 112.4 | 59.7 |  |  |  | 800 | 9 | 88.9 | No | 15000 | 3000 | 83 | 9 | 0.6 | -20 |  |  | No | Damp Location Rated | No |  |  | 2016-07-19 | 2016-07-20 | United States, Canada | ES_31571_9W/LED/OMNI*/4_07202016021440_1024047 | 2272816
Halco Lighting Technologies | ProLED | BR30FL8/827/ECO/LED | BR30FL8/827/ECO/LED | ,80990,retail number | BR30 | Reflector (Flood/Spot) | E26 (Medium) | Directional | LED | 5 | 65 | 130.2 | 95.2 |  |  |  | 650 | 8 | 81.3 | No | 25000 | 2700 | 83 | 16 | 0.9 | -20 | Dimmable | 5% |  | Not for Use in Enclosed Fixtures |  |  |  | 2016-02-02 | 2016-02-11 | United States, Canada | ES_1020184_BR30FL8/827/ECO/LED_02122016053550_1023968 | 2260059
Halco Lighting Technologies | ProLED | BR30FL8/827/LED | BR30FL8/827/LED | ,80876,retail number | BR30 | Reflector (Flood/Spot) | E26 (Medium) | Directional | LED | 5 | 65 | 131.3 | 95 |  |  | 106 | 650 | 8.5 | 76.5 | No | 25000 | 2700 | 81 | 3 | 1 | -20 | Dimmable | 10% |  | Damp Location Rated,Not for Use in Enclosed Fixtures |  |  |  | 2015-09-29 | 2015-09-29 | United States | ES_1020184_BR30FL8/827/LED_09292015051110_1023905 | 2248638
Halco Lighting Technologies | ProLED | BR30FL8/830/ECO/LED | BR30FL8/830/ECO/LED | ,80991,retail number | BR30 | Reflector (Flood/Spot) | E26 (Medium) | Directional | LED | 5 | 65 | 130.2 | 95.2 |  |  | 106 | 670 | 8 | 83.8 | No | 25000 | 3000 | 83 | 9 | 0.9 | -20 | Dimmable | 5% | No | None | No |  |  | 2016-08-01 | 2016-08-18 | United States, Canada | ES_1020184_BR30FL8/830/ECO/LED_08192016030840_1024060 | 2276183
Halco Lighting Technologies | ProLED | BR30FL8/830/ECO/LED | BR30FL8/830/ECO/LED | ,80991,retail number | BR30 | Reflector (Flood/Spot) | E26 (Medium) | Directional | LED | 5 | 65 | 130.2 | 95.2 |  |  |  | 670 | 8 | 93.8 | No | 25000 | 3000 | 83 | 9 | 0.9 | -20 | Dimmable | 5% |  | Not for Use in Enclosed Fixtures |  |  |  | 2016-02-02 | 2016-02-11 | United States, Canada | ES_1020184_BR30FL8/830/ECO/LED_02122016053550_1023968 | 2260061
Halco Lighting Technologies | ProLED | BR30FL8/830/LED | BR30FL8/830/LED | ,80877,retail number | BR30 | Reflector (Flood/Spot) | E26 (Medium) | Directional | LED | 5 | 65 | 131.3 | 95 |  |  | 106 | 670 | 8.5 | 78.8 | No | 25000 | 3000 | 81 | 3 | 0.9 | -20 | Dimmable | 10% |  | Damp Location Rated,Not for Use in Enclosed Fixtures |  |  |  | 2015-07-04 | 2015-09-29 | United States | ES_1020184_BR30FL8/830/LED_09302015125001_1023905 | 2248706
Halco Lighting Technologies | ProLED | BR30FL8/840/LED | BR30FL8/840/LED | ,80878,Retail Number | BR30 | Reflector (Flood/Spot) | E26 (Medium) | Directional | LED | 5 | 65 | 131.2 | 95 |  |  | 106 | 700 | 8.5 | 82.4 | No | 25000 | 4000 | 83 | 13 | 1 | -20 | Dimmable | 10% |  | Damp Location Rated,Not for Use in Enclosed Fixtures,Recessed Fixtures |  |  |  | 2015-08-16 | 2015-09-14 | United States | ES_1020184_BR30FL8/840/LED_09152015013220_1023892 | 2248067
Halco Lighting Technologies | ProLED | BR30FL8/850/LED | BR30FL8/850/LED | ,80879,retail number | BR30 | Reflector (Flood/Spot) | E26 (Medium) | Directional | LED | 5 | 65 | 131.3 | 95 |  |  | 106 | 730 | 8.5 | 85.9 | No | 25000 | 5000 | 83 | 12 | 0.9 | -20 | Dimmable | 10% |  | Damp Location Rated,Not for Use in Enclosed Fixtures |  |  |  | 2015-07-04 | 2015-09-29 | United States | ES_1020184_ BR30FL8/850/LED _09302015123951_1023905 | 2248705
Halco Lighting Technologies | ProLED | BR30FL9/830/LED | 80160 |  | BR30 | Reflector (Flood/Spot) | E26 (Medium) | Directional | LED | 5 | 65 | 130.8 | 94.8 |  |  | 107 | 670 | 9 | 74.4 | No | 25000 | 3000 | 83 | 20 | 1 | -20 | Dimmable | 2% |  | Damp Location Rated |  |  |  | 2014-04-22 | 2014-07-23 | United States | ES_1020184_80160_07242014100841_1023642 | 2216354
Halco Lighting Technologies | ProLED | BR40FL11/827/LED | BR40FL11/827/LED | ,80981,RETAIL NUMBER | BR40 | Reflector (Flood/Spot) | E26 (Medium) | Directional | LED | 5 | 75 | 164.6 | 126.7 |  |  | 103 | 940 | 11.5 | 81.7 | No | 25000 | 2700 | 83 | 12 | 0.9 | -20 | Dimmable | 5% | No | Damp Location Rated | No |  |  | 2016-03-22 | 2016-04-11 | United States, Canada | ES_1020184_BR40FL11/827/LED_04132016022220_1023992 | 2264039
Halco Lighting Technologies | ProLED | BR40FL11/830/LED | BR40FL11/830/LED | ,80980,retail number | BR40 | Reflector (Flood/Spot) | E26 (Medium) | Directional | LED | 5 | 75 | 164.6 | 126.7 |  |  | 103 | 970 | 11.5 | 84.4 | No | 25000 | 3000 | 83 | 9 | 0.9 | -20 | Dimmable | 5% | No | Damp Location Rated | No |  |  | 2016-03-22 | 2016-04-08 | United States | ES_1020184_BR40FL11/830/LED_04132016113221_1023992 | 2264038
Halco Lighting Technologies | ProLED | BR40FL13/827/LED | 80116 |  | BR40 | Reflector (Flood/Spot) | E26 (Medium) | Directional | LED | 5 | 65 | 162.3 | 127 |  |  | 105 | 900 | 12 | 75 | No | 25000 | 2700 | 81 | 2 | 1 | -20 | Dimmable | 5% |  | Not for Use in Enclosed Fixtures |  |  |  | 2014-05-18 | 2014-10-02 | United States | ES_1020184_80116_10022014112221_1023683 | 2221149
Halco Lighting Technologies | ProLED | BR40FL13/830/LED | 80118 |  | BR40 | Reflector (Flood/Spot) | E26 (Medium) | Directional | LED | 5 | 65 | 162.3 | 127 |  |  | 105 | 930 | 12 | 77.5 | No | 25000 | 3000 | 81 | 4 | 1 | -20 | Dimmable | 5% |  | Not for Use in Enclosed Fixtures |  |  |  | 2014-05-28 | 2014-09-25 | United States | ES_1020184_80118_09252014043620_1023678 | 2220361
Halco Lighting Technologies | ProLED | BR40FL16/827/LED | BR40FL16/827/LED | ,80983,RETAIL NUMBER | BR40 | Reflector (Flood/Spot) | E26 (Medium) | Directional | LED | 5 | 85 | 164 | 127 |  |  | 103 | 1200 | 16.5 | 72.7 | No | 25000 | 2700 | 82 | 10 | 0.9 | -20 | Dimmable | 5% | No | Damp Location Rated | No |  |  | 2016-03-22 | 2016-04-11 | United States, Canada | ES_1020184_BR40FL16/827/LED_04132016024620_1023992 | 2264041
Halco Lighting Technologies | ProLED | BR40FL16/830/LED | BR40FL16/830/LED | ,80982,retail number | BR40 | Reflector (Flood/Spot) | E26 (Medium) | Directional | LED | 5 | 85 | 164 | 127 |  |  | 103 | 1230 | 16.5 | 74.5 | No | 25000 | 3000 | 82 | 8 | 0.9 | -20 | Dimmable | 5% | No | Damp Location Rated | No |  |  | 2016-03-22 | 2016-04-11 | United States, Canada | ES_1020184_BR40FL16/830/LED_04132016023730_1023992 | 2264040
Halco Lighting Technologies | ProLED | BR40FL16/840/LED | BR40FL16/840/LED | ,80984,retail number | BR40 | Reflector (Flood/Spot) | E26 (Medium) | Directional | LED | 5 | 85 | 164 | 127 |  |  | 103 | 1280 | 16.5 | 77.6 | No | 25000 | 4000 | 82 | 8 | 0.9 | -20 | Dimmable | 5% | No | Damp Location Rated | No |  |  | 2016-03-22 | 2016-04-11 | United States, Canada | ES_1020184_BR40FL16/840/LED_04132016025220_1023992 | 2264051
Halco Lighting Technologies | ProLED | BR40FL16/850/LED | BR40FL16/850/LED | ,80985,retail number | BR40 | Reflector (Flood/Spot) | E26 (Medium) | Directional | LED | 5 | 85 | 164 | 127 |  |  | 103 | 1320 | 16.5 | 80 | No | 25000 | 5000 | 84 | 17 | 0.9 | -20 | Dimmable | 5% | No | Damp Location Rated | No |  |  | 2016-03-22 | 2016-04-11 | United States, Canada | ES_1020184_BR40FL16/850/LED_04132016025620_1023992 | 2264042
Halco Lighting Technologies | ProLED | BR40FL18/827/LED | 80124 |  | BR40 | Reflector (Flood/Spot) | E26 (Medium) | Directional | LED | 5 | 85 | 163.5 | 127.3 |  |  | 105 | 1200 | 17 | 70.6 | No | 25000 | 2700 | 81 | 2 | 1 | -20 | Dimmable | 10% |  | Not for Use in Recessed Fixtures |  |  |  | 2014-04-29 | 2014-09-23 | United States | ES_1020184_80124_09232014043730_1023676 | 2220098
Halco Lighting Technologies | ProLED | BR40FL18/830/LED | 80126 |  | BR40 | Reflector (Flood/Spot) | E26 (Medium) | Directional | LED | 5 | 85 | 163.5 | 127.3 |  |  | 103 | 1230 | 17 | 72.4 | No | 25000 | 3000 | 81 | 5 | 0.9 | -20 | Dimmable | 10% |  | Damp Location Rated,Not for Use in Enclosed Fixtures,Recessed Fixtures |  |  |  | 2014-12-12 | 2014-12-16 | United States | ES_1020184_80126_09252014043220_1023678 | 2220360
Halco Lighting Technologies | ProLED | BR40FL18/830/LED | 80182 |  | BR40 | Reflector (Flood/Spot) | E26 (Medium) | Directional | LED | 5 | 85 | 163.5 | 127.3 |  |  |  | 1230 | 17 | 72.4 | No | 25000 | 3000 | 81 | 5 | 1 | -20 | Dimmable | 10% |  | Not for Use in Enclosed Fixtures |  |  |  | 2015-01-26 | 2015-01-28 | United States, Canada | ES_1020184_80182_01282015031330_1023753 | 2231895
Halco Lighting Technologies | ProLED | BR40FL18/840/LED | 80128 |  | BR40 | Reflector (Flood/Spot) | E26 (Medium) | Directional | LED | 5 | 85 | 163.5 | 127.3 |  |  | 105 | 1280 | 17 | 75.3 | No | 25000 | 4000 | 82 | 12 | 1 | -20 | Dimmable | 10% |  | Damp Location Rated |  |  |  | 2014-12-12 | 2014-12-16 | United States | ES_1020184_80128_12162014094840_1023728 | 2229497
Hangzhou Eboylamp Electronics Co., Ltd. | EBOY | CFL | EBS-91 |  | CFL Bare Spiral | General Purpose Replacement | E26 (Medium) | Omnidirectional | CFL | 2 | 100 | 113.6 | 60.1 |  | 2 |  | 1650 | 23 | 71.7 | No | 10000 | 2700 | 83 | -12 | 0.6 | -18 |  |  |  | Damp Location Rated |  |  |  | 2014-12-20 | 2015-03-18 | United States, Canada | ES_1020569_EBS-91_03262015092417_1857014 | 2235126
Hangzhou Junction Imp. and Exp. Co., Ltd | AETHLUX | LED Decorative Lamp | TKUC38S01-7W-D-827-E12 |  | Decorative Candle: Other | Decorative | E12 (Candelabra) | Decorative | LED | 3 | 60 | 110 | 43 |  |  |  | 500 | 7 | 71.4 | No | 25000 | 2700 | 80 | 1 | 0.9 | -20 | Dimmable | 10% |  | None |  |  |  | 2015-02-10 | 2015-02-19 | United States | ES_1130334_TKUC38S01-7W-D-827-E12_02192015143958_2882446 | 2233512
Hangzhou Junction Imp. and Exp. Co., Ltd | AETHLUX | LED Decorative Lamp | TKUC38S01-7W-D-827-E26 |  | Decorative Candle: Other | Decorative | E26 (Medium) | Decorative | LED | 3 | 60 | 109 | 43 |  |  |  | 500 | 7 | 71.4 | No | 25000 | 2700 | 80 | 1 | 0.9 | -20 | Dimmable | 10% |  | None |  |  |  | 2015-02-10 | 2015-02-19 | United States | ES_1130334_TKUC38S01-7W-D-827-E26_02192015143958_7312205 | 2233513
Hangzhou Junction Imp. and Exp. Co., Ltd | AETHLUX | LED Decorative Lamp | TKUC38S01-7W-D-830-E12 |  | Decorative Candle: Other | Decorative | E12 (Candelabra) | Decorative | LED | 3 | 60 | 110 | 43 |  |  |  | 500 | 7 | 71.4 | No | 25000 | 3000 | 82 | 12 | 0.9 | -20 | Dimmable | 10% |  | None |  |  |  | 2015-02-10 | 2015-02-19 | United States | ES_1130334_TKUC38S01-7W-D-830-E12_02192015143958_1303037 | 2233516
Hangzhou Junction Imp. and Exp. Co., Ltd | AETHLUX | LED Decorative Lamp | TKUC38S01-7W-D-830-E26 |  | Decorative Candle: Other | Decorative | E26 (Medium) | Decorative | LED | 3 | 60 | 109 | 43 |  |  |  | 500 | 7 | 71.4 | No | 25000 | 3000 | 82 | 12 | 0.9 | -20 | Dimmable | 10% |  | None |  |  |  | 2015-02-10 | 2015-02-19 | United States | ES_1130334_TKUC38S01-7W-D-830-E26_02192015143958_1831990 | 2233517
Hangzhou Junction Imp. and Exp. Co., Ltd | AETHLUX | LED Decorative Lamp | TKUCA38S01-7W-D-827-E12 |  | Decorative Candle: Other | Decorative | E12 (Candelabra) | Decorative | LED | 3 | 60 | 126 | 43 |  |  |  | 500 | 7 | 71.4 | No | 25000 | 2700 | 80 | 1 | 0.9 | -20 | Dimmable | 10% |  | None |  |  |  | 2015-02-10 | 2015-02-19 | United States | ES_1130334_TKUCA38S01-7W-D-827-E12_02192015143958_7941516 | 2233510
Hangzhou Junction Imp. and Exp. Co., Ltd | AETHLUX | LED Decorative Lamp | TKUCA38S01-7W-D-827-E26 |  | Decorative Candle: Other | Decorative | E26 (Medium) | Decorative | LED | 3 | 60 | 125 | 43 |  |  |  | 500 | 7 | 71.4 | No | 25000 | 2700 | 80 | 1 | 0.9 | -20 | Dimmable | 10% |  | None |  |  |  | 2015-02-10 | 2015-02-19 | United States | ES_1130334_TKUCA38S01-7W-D-827-E26_02192015143958_8900704 | 2233511
Hangzhou Junction Imp. and Exp. Co., Ltd | AETHLUX | LED Decorative Lamp | TKUCA38S01-7W-D-830-E12 |  | Decorative Candle: Other | Decorative | E12 (Candelabra) | Decorative | LED | 3 | 60 | 126 | 43 |  |  |  | 500 | 7 | 71.4 | No | 25000 | 3000 | 82 | 12 | 0.9 | -20 | Dimmable | 10% |  | None |  |  |  | 2015-02-10 | 2015-02-19 | United States | ES_1130334_TKUCA38S01-7W-D-830-E12_02192015143958_9775017 | 2233514
Hangzhou Junction Imp. and Exp. Co., Ltd | AETHLUX | LED Decorative Lamp | TKUCA38S01-7W-D-830-E26 |  | Decorative Candle: Other | Decorative | E26 (Medium) | Decorative | LED | 3 | 60 | 125 | 43 |  |  |  | 500 | 7 | 71.4 | No | 25000 | 3000 | 82 | 12 | 0.9 | -20 | Dimmable | 10% |  | None |  |  |  | 2015-02-10 | 2015-02-19 | United States | ES_1130334_TKUCA38S01-7W-D-830-E26_02192015143958_3506407 | 2233515
Hangzhou Junction Imp. and Exp. Co., Ltd | THINKLUX LIGHTING | LED Decorative Lamp | TKUC38S01-7W-D-827-E12 |  | Decorative Candle: Other | Decorative | E12 (Candelabra) | Decorative | LED | 3 | 60 | 110 | 43 |  |  |  | 500 | 7 | 71.4 | No | 25000 | 2700 | 80 | 1 | 0.9 | -20 | Dimmable | 10% |  | None |  |  |  | 2015-02-10 | 2015-02-19 | United States | ES_1130334_TKUC38S01-7W-D-827-E12_02192015143958_5935162 | 2233504
Hangzhou Junction Imp. and Exp. Co., Ltd | THINKLUX LIGHTING | LED Decorative Lamp | TKUC38S01-7W-D-827-E26 |  | Decorative Candle: Other | Decorative | E26 (Medium) | Decorative | LED | 3 | 60 | 109 | 43 |  |  |  | 500 | 7 | 71.4 | No | 25000 | 2700 | 80 | 1 | 0.9 | -20 | Dimmable | 10% |  | None |  |  |  | 2015-02-10 | 2015-02-19 | United States | ES_1130334_TKUC38S01-7W-D-827-E26_02192015143958_8428689 | 2233505
Hangzhou Junction Imp. and Exp. Co., Ltd | THINKLUX LIGHTING | LED Decorative Lamp | TKUC38S01-7W-D-830-E12 |  | Decorative Candle: Other | Decorative | E12 (Candelabra) | Decorative | LED | 3 | 60 | 110 | 43 |  |  |  | 500 | 7 | 71.4 | No | 25000 | 3000 | 82 | 12 | 0.9 | -20 | Dimmable | 10% |  | None |  |  |  | 2015-02-10 | 2015-02-19 | United States | ES_1130334_TKUC38S01-7W-D-830-E12_02192015143958_7104905 | 2233508
Hangzhou Junction Imp. and Exp. Co., Ltd | THINKLUX LIGHTING | LED Decorative Lamp | TKUC38S01-7W-D-830-E26 |  | Decorative Candle: Other | Decorative | E26 (Medium) | Decorative | LED | 3 | 60 | 109 | 43 |  |  |  | 500 | 7 | 71.4 | No | 25000 | 3000 | 82 | 12 | 0.9 | -20 | Dimmable | 10% |  | None |  |  |  | 2015-02-10 | 2015-02-19 | United States | ES_1130334_TKUC38S01-7W-D-830-E26_02192015143958_8659623 | 2233509
Hangzhou Junction Imp. and Exp. Co., Ltd | THINKLUX LIGHTING | LED Decorative Lamp | TKUCA38S01-7W-D-827-E12 |  | Decorative Candle: Other | Decorative | E12 (Candelabra) | Decorative | LED | 3 | 60 | 126 | 43 |  |  |  | 500 | 7 | 71.4 | No | 25000 | 2700 | 80 | 1 | 0.9 | -20 | Dimmable | 10% |  | None |  |  |  | 2015-02-10 | 2015-02-19 | United States | ES_1130334_TKUCA38S01-7W-D-827-E12_02192015143958_1468021 | 2233502
Hangzhou Junction Imp. and Exp. Co., Ltd | THINKLUX LIGHTING | LED Decorative Lamp | TKUCA38S01-7W-D-827-E26 |  | Decorative Candle: Other | Decorative | E26 (Medium) | Decorative | LED | 3 | 60 | 125 | 43 |  |  |  | 500 | 7 | 71.4 | No | 25000 | 2700 | 80 | 1 | 0.9 | -20 | Dimmable | 10% |  | None |  |  |  | 2015-02-10 | 2015-02-19 | United States | ES_1130334_TKUCA38S01-7W-D-827-E26_02192015143958_9088527 | 2233503
Hangzhou Junction Imp. and Exp. Co., Ltd | THINKLUX LIGHTING | LED Decorative Lamp | TKUCA38S01-7W-D-830-E12 |  | Decorative Candle: Other | Decorative | E12 (Candelabra) | Decorative | LED | 3 | 60 | 126 | 43 |  |  |  | 500 | 7 | 71.4 | No | 25000 | 3000 | 82 | 12 | 0.9 | -20 | Dimmable | 10% |  | None |  |  |  | 2015-02-10 | 2015-02-19 | United States | ES_1130334_TKUCA38S01-7W-D-830-E12_02192015143958_2120806 | 2233506
Hangzhou Junction Imp. and Exp. Co., Ltd | THINKLUX LIGHTING | LED Decorative Lamp | TKUCA38S01-7W-D-830-E26 |  | Decorative Candle: Other | Decorative | E26 (Medium) | Decorative | LED | 3 | 60 | 125 | 43 |  |  |  | 500 | 7 | 71.4 | No | 25000 | 3000 | 82 | 12 | 0.9 | -20 | Dimmable | 10% |  | None |  |  |  | 2015-02-10 | 2015-02-19 | United States | ES_1130334_TKUCA38S01-7W-D-830-E26_02192015143958_8471986 | 2233507
Hangzhou Junction Imp. and Exp. Co., Ltd | THINKLUX LIGHTING | LED JDR | TKPAR1650827D |  | MR16 | Reflector (Flood/Spot) | E26 (Medium) | Directional | LED | 3 | 50 | 75 | 50 | 1363 |  | 35 | 500 | 6.5 | 76.9 | No | 25000 | 2700 | 82 | 14 | 0.9 | -20 | Dimmable | 13% | Yes | None | No |  |  | 2016-04-30 | 2016-09-21 | United States, Canada | ES_1130334_TKPAR1650827D_09272016135013_6895376 | 2280111
Green Creative | GREENCREATIVE | 7MR16G3DIM/827FL36 | 7MR16G3DIM/827FL36 |  | MR16 | Reflector (Flood/Spot) | GU5.3 | Directional | LED | 3 | 50 | 46.1 | 50 | 1256 |  | 36 | 420 | 7 | 60 | No | 25000 | 2700 | 81 | 9 | 0.9 | -20 | Dimmable | 10% |  | Damp Location Rated,Wet Location Rated |  |  |  | 2014-01-01 | 2014-10-20 | United States, Canada | ES_1111662_7MR16G3DIM/827FL36_10222014011533_0533173 | 2222994
Green Creative | GREENCREATIVE | 7MR16G3DIM/827NF25 | 7MR16G3DIM/827NF25 |  | MR16 | Reflector (Flood/Spot) | GU5.3 | Directional | LED | 3 | 50 | 46.1 | 50 | 2330 |  | 25 | 420 | 7 | 60 | No | 25000 | 2700 | 81 | 9 | 0.9 | -20 | Dimmable | 10% |  | Damp Location Rated,Wet Location Rated |  |  |  | 2014-01-01 | 2014-10-20 | United States, Canada | ES_1111662_7MR16G3DIM/827NF25_10222014011251_0371326 | 2222995
Green Creative | GREENCREATIVE | 7MR16G3DIM/830FL36 | 7MR16G3DIM/830FL36 |  | MR16 | Reflector (Flood/Spot) | GU5.3 | Directional | LED | 3 | 50 | 46.1 | 50 | 1276 |  | 36 | 425 | 7 | 60.7 | No | 25000 | 3000 | 84 | 23 | 0.9 | -20 | Dimmable | 10% |  | Damp Location Rated,Wet Location Rated |  |  |  | 2014-01-01 | 2014-10-20 | United States, Canada | ES_1111662_7MR16G3DIM/830FL36_10222014011554_0554941 | 2222996
Green Creative | GREENCREATIVE | 7MR16G3DIM/830NF25 | 7MR16G3DIM/830NF25 |  | MR16 | Reflector (Flood/Spot) | GU5.3 | Directional | LED | 3 | 50 | 46.1 | 50 | 2550 |  | 25 | 425 | 7 | 60.7 | No | 25000 | 3000 | 84 | 23 | 0.9 | -20 | Dimmable | 10% |  | Damp Location Rated,Wet Location Rated |  |  |  | 2014-01-01 | 2014-10-20 | United States, Canada | ES_1111662_7MR16G3DIM/830NF25_10222014011316_0396017 | 2222997
Green Creative | GREENCREATIVE | 7MR16G3DIM/840FL36 | 7MR16G3DIM/840FL36 |  | MR16 | Reflector (Flood/Spot) | GU5.3 | Directional | LED | 3 | 50 | 46.1 | 50 | 1306 |  | 36 | 425 | 7 | 60.7 | No | 25000 | 4000 | 85 | 33 | 0.9 | -20 | Dimmable | 10% |  | Damp Location Rated,Wet Location Rated |  |  |  | 2014-01-01 | 2014-10-20 | United States, Canada | ES_1111662_7MR16G3DIM/840FL36_10222014011633_0593602 | 2222998
Green Creative | GREENCREATIVE | 7MR16G3DIM/840NF25 | 7MR16G3DIM/840NF25 |  | MR16 | Reflector (Flood/Spot) | GU5.3 | Directional | LED | 3 | 50 | 46.1 | 50 | 2335 |  | 25 | 425 | 7 | 60.7 | No | 25000 | 4000 | 85 | 33 | 0.9 | -20 | Dimmable | 10% |  | Damp Location Rated,Wet Location Rated |  |  |  | 2014-01-01 | 2014-10-20 | United States, Canada | ES_1111662_7MR16G3DIM/840NF25_10222014011351_0431451 | 2222999
Green Creative | GREENCREATIVE | 7MR16G3DIM/927FL36 | 7MR16G3DIM/927FL36 |  | MR16 | Reflector (Flood/Spot) | GU5.3 | Directional | LED | 3 | 50 | 46.1 | 50 | 962 |  | 36 | 415 | 7 | 60 | No | 25000 | 2700 | 97 | 92 | 0.9 | -20 | Dimmable | 10% |  | Damp Location Rated,Wet Location Rated |  |  |  | 2014-01-01 | 2014-10-20 | United States, Canada | ES_1111662_7MR16G3DIM/927FL36_10222014011657_0617099 | 2222990
Green Creative | GREENCREATIVE | 7MR16G3DIM/927NF25 | 7MR16G3DIM/927NF25 |  | MR16 | Reflector (Flood/Spot) | GU5.3 | Directional | LED | 3 | 50 | 46.1 | 50 | 1815 |  | 25 | 415 | 7 | 60 | No | 25000 | 2700 | 97 | 92 | 0.9 | -20 | Dimmable | 10% |  | Damp Location Rated,Wet Location Rated |  |  |  | 2014-01-01 | 2014-10-20 | United States, Canada | ES_1111662_7MR16G3DIM/927NF25_10222014011724_0644073 | 2222991
Green Creative | GREENCREATIVE | 7MR16G3DIM/930FL36 | 7MR16G3DIM/930FL36 |  | MR16 | Reflector (Flood/Spot) | GU5.3 | Directional | LED | 3 | 50 | 46.1 | 50 | 1074 |  | 36 | 425 | 7 | 60.7 | No | 25000 | 3000 | 97 | 96 | 0.9 | -20 | Dimmable | 10% |  | Damp Location Rated,Wet Location Rated |  |  |  | 2014-01-01 | 2014-10-20 | United States, Canada | ES_1111662_7MR16G3DIM/930FL36_10222014011752_0672010 | 2222992
Green Creative | GREENCREATIVE | 7MR16G3DIM/930NF25 | 7MR16G3DIM/930NF25 |  | MR16 | Reflector (Flood/Spot) | GU5.3 | Directional | LED | 3 | 50 | 46.1 | 50 | 1920 |  | 25 | 425 | 7 | 60.7 | No | 25000 | 3000 | 97 | 96 | 0.9 | -20 | Dimmable | 10% |  | Damp Location Rated,Wet Location Rated |  |  |  | 2014-01-01 | 2014-10-20 | United States, Canada | ES_1111662_7MR16G3DIM/930NF25_10222014011832_0712217 | 2222993
Green Ignite Inc. | greenignite | A19 | GI-A19OD-W75-ES5 |  | A19 | General Purpose Replacement | E26 (Medium) | Omnidirectional | LED | 6 | 60 | 113.6 | 60.8 |  |  |  | 800 | 10 | 80 | No | 25000 | 3000 | 95 | 76 | 0.9 | -20 | Dimmable | 20% | No | None | No |  |  | 2016-08-10 | 2016-08-04 | United States | ES_1135111_GI-A19OD-W75-ES5_08172016135411_1061092 | 2275506
Green Ignite Inc. | Green Ignite | GI-A19OD-W75-ES4 | GI-A19OD-W75-ES4 |  | A19 | General Purpose Replacement | E26 (Medium) | Omnidirectional | LED | 5 | 60 | 109 | 61 |  |  |  | 800 | 9.2 | 87 | No | 25000 | 3000 | 82 | 6 | 0.9 | -20 | Dimmable | 10% | No | Not for Use in Recessed Fixtures | No |  |  | 2016-02-25 | 2016-01-27 | United States | ES_1135111_GI-A19OD-W75-ES4_03072016121839_2794604 | 2261873
Greenlite Lighting Corporation | Greenlite | 10W/LED/BR30/D | 10W/LED/BR30/D |  | BR30 | Reflector (Flood/Spot) | E26 (Medium) | Directional | LED | 3 | 65 | 130.3 | 95.1 |  |  |  | 770 | 10 | 77 | No | 25000 | 3000 | 83 | 17 | 1 | -20 | Dimmable | 5% |  | Damp Location Rated |  |  |  | 2014-07-09 | 2014-07-09 | United States, Canada | ES_31571_10W/LED/BR30/D_07112014093840_1023634 | 2215173
Greenlite Lighting Corporation | Greenlite | 10W/LED/BR30/D/C | 10W/LED/BR30/D/C | ,10W/LED/BR30/D/C/2, | BR30 | Reflector (Flood/Spot) | E26 (Medium) | Directional | LED | 5 | 65 | 131.8 | 94.5 |  |  |  | 650 | 10 | 65 | No | 25000 | 2700 | 95 | 77 | 1 | -20 | Dimmable | 5% |  | Damp Location Rated |  |  |  | 2014-06-28 | 2014-09-02 | United States | ES_31571_10W/LED/BR30/D/C_09022014032620_1023662 | 2218493
Greenlite Lighting Corporation | Greenlite | 10W/LED/BR30/D/GU 2700K | 10W/LED/BR30/D/GU/27K |  | BR30 | Reflector (Flood/Spot) | GU24 | Directional | LED | 3 | 65 | 127.2 | 94.5 |  |  |  | 650 | 10.3 | 63.1 | No | 25000 | 2700 | 82 | 13 | 1 | -20 | Dimmable | 5% |  | Damp Location Rated,Not for Use in Enclosed Fixtures |  |  |  | 2014-09-09 | 2014-11-06 | United States | ES_31571_10W/LED/BR30/D/GU/27K_11062014030220_1023709 | 2224547
Greenlite Lighting Corporation | Greenlite | 10W/LED/BR30/D/GU/C | 10W/LED/BR30/D/GU/C |  | BR30 | Reflector (Flood/Spot) | GU24 | Directional | LED | 5 | 65 | 126.4 | 94.8 |  |  |  | 650 | 10.7 | 60.7 | No | 25000 | 2700 | 95 | 77 | 1 | -20 | Dimmable | 5% |  | Damp Location Rated,Not for Use in Enclosed Fixtures |  |  |  | 2014-09-09 | 2014-11-06 | United States | ES_31571_10W/LED/BR30/D/GU/C_11062014030620_1023709 | 2224548
Greenlite Lighting Corporation | Greenlite | 10W/LED/OMNI 3000K | 10W/LED/OMNI |  | A19 | General Purpose Replacement | E26 (Medium) | Omnidirectional | LED | 3 | 60 | 112.7 | 61.6 |  |  |  | 800 | 10 | 80 | No | 25000 | 3000 | 82 | 11 | 1 | -20 |  |  |  | Damp Location Rated,Not for Use in Enclosed Fixtures |  |  |  | 2014-08-28 | 2015-06-15 | United States | ES_31571_10W/LED/OMNI_08282014023550_1023661 | 2218096
Greenlite Lighting Corporation | Greenlite | 10W/LED/OMNI/D | 10W/LED/OMNI/D | ,10W/LED/OMNI/D/2, | A19 | General Purpose Replacement | E26 (Medium) | Omnidirectional | LED | 3 | 60 | 112.7 | 61.5 |  |  |  | 800 | 10 | 80 | No | 25000 | 3000 | 82 | 11 | 1 | -20 | Dimmable | 5% |  | Damp Location Rated,Not for Use in Enclosed Fixtures |  |  |  | 2014-07-25 | 2015-03-13 | United States, Canada | ES_31571_10W/LED/OMNI/D_07252014032730_1023643 | 2216458
Greenlite Lighting Corporation | Greenlite | 10W/LED/OMNI/D/C 2700K | 10W/LED/OMNI/D/C | ,10W/LED/OMNI/D/C/2,2 pack | A19 | General Purpose Replacement | E26 (Medium) | Omnidirectional | LED | 3 | 60 | 118.2 | 59.8 |  |  |  | 800 | 10.4 | 80 | No | 25000 | 2700 | 92 | 57 | 0.9 | -20 | Dimmable |  | Yes | Damp Location Rated,Recessed Fixtures | No |  |  | 2016-10-21 | 2016-10-21 | United States, Canada | ES_31571_10W/LED/OMNI/D/C_10212016025110_1024084 | 2282093
Greenlite Lighting Corporation | Greenlite | 9W/LED/OMNI/*/50K | 9W/LED/OMNI/*/50K |  | A19 | General Purpose Replacement | E26 (Medium) | Omnidirectional | LED | 3 | 60 | 111.8 | 59.9 |  |  |  | 800 | 9 | 88.9 | No | 15000 | 5000 | 87 | 30 | 0.9 | -20 |  |  | Yes | Damp Location Rated | No |  |  | 2016-10-20 | 2016-10-20 | United States, Canada | ES_31571_9W/LED/OMNI/*/50K_10212016124441_1024084 | 2282016
Greenlite Lighting Corporation | Greenlite | 9W/LED/OMNI-D/* | 9W/LED/OMNI-D/* |  | A19 | General Purpose Replacement | E26 (Medium) | Omnidirectional | LED | 3 | 60 | 106 | 60 |  |  |  | 800 | 8 | 88.9 | No | 25000 | 3000 | 83 | 8 | 0.9 | -20 | Dimmable | 80% | No | Damp Location Rated | No |  |  | 2016-01-01 | 2016-08-15 | United States, Canada | ES_31571_9W/LED/OMNI-D/*_08042016142815_5976373 | 2275272
Greenlite Lighting Corporation | Greenlite | 9W/LED/OMNI/D | 9W/LED/OMNI/D | ,9W/LED/OMNI/D/2, | A19 | General Purpose Replacement | E26 (Medium) | Omnidirectional | LED | 3 | 60 | 110.8 | 60 |  |  |  | 830 | 9.8 | 84.7 | No | 25000 | 3000 | 81 | 4 | 1 | -20 | Dimmable | 5% |  | Damp Location Rated,Enclosed Fixtures |  |  |  | 2015-03-23 | 2015-04-28 | United States, Canada | ES_31571_9W/LED/OMNI/D_02242015042110_1023771 | 2233876
Greenlite Lighting Corporation | Greenlite | 9W/LED/OMNID | 9W/LED/OMNID |  | A19 | General Purpose Replacement | E26 (Medium) | Omnidirectional | LED | 3 | 60 | 116.1 | 59.7 |  |  |  | 800 | 9 | 88.9 | No | 25000 | 3000 | 83 | 12 | 1 | -20 | Dimmable | 10% |  | Damp Location Rated,Not for Use in Enclosed Fixtures |  |  |  | 2015-04-22 | 2015-04-22 | United States, Canada | ES_31571_9W/LED/OMNID_04222015030110_1023800 | 2237713
Greenlite Lighting Corporation | Greenlite | 9W/LED/OMNI/D 2700K | 9W/LED/OMNI/D/27K |  | A19 | General Purpose Replacement | E26 (Medium) | Omnidirectional | LED | 3 | 60 | 110.8 | 59.8 |  |  |  | 800 | 9 | 88.9 | No | 25000 | 2700 | 82 | 8 | 0.9 | -20 | Dimmable | 5% |  | Damp Location Rated,Enclosed Fixtures |  |  |  | 2016-01-13 | 2016-01-25 | United States, Canada | ES_31571_9W/LED/OMNI/D/27K_01252016062220_1023956 | 2257322
Greenlite Lighting Corporation | Greenlite | 9W/LED/OMNI-D/27K | 9W/LED/OMNI-D/27K | ,9W/LED/OMNI-D/27K/3,3 Pack | A19 | General Purpose Replacement | E26 (Medium) | Omnidirectional | LED | 3 | 60 | 110 | 60 |  |  |  | 800 | 9.3 | 86 | No | 25000 | 2700 | 81 | 3 | 0.9 | -40 | Dimmable | 10% |  | Damp Location Rated,Enclosed Fixtures |  |  |  | 2015-01-06 | 2015-01-06 | United States, Canada | ES_31571_9W/LED/OMNI-D/27K_01062015025730_1023741 | 2230620
Greenlite Lighting Corporation | Greenlite | 9W/LED/OMNI-D 3000K | 9W/LED/OMNI-D | ,9W/LED/OMNI-D/2, | A19 | General Purpose Replacement | E26 (Medium) | Omnidirectional | LED | 3 | 60 | 111 | 60 |  |  |  | 800 | 9 | 88.9 | No | 25000 | 3000 | 83 | 9 | 0.9 | -20 | Dimmable | 10% |  | Damp Location Rated |  |  |  | 2014-09-10 | 2014-09-10 | United States | ES_31571_9W/LED/OMNI-D_09102014070550_1023668 | 2219029
Greenlite Lighting Corporation | Greenlite | 9W/LED/OMNI/D 3000K | 9W/LED/OMNI/D/30K | ,9W/LED/OMNI/D30K/2,Package quantity of two; ,9W/LED/OMNI/D30K/4,Package quantity of four | A19 | General Purpose Replacement | E26 (Medium) | Omnidirectional | LED | 3 | 60 | 110.8 | 59.8 |  |  |  | 830 | 9 | 92.2 | No | 25000 | 3000 | 84 | 16 | 0.9 | -20 | Dimmable | 5% |  | Damp Location Rated,Enclosed Fixtures |  |  |  | 2016-01-13 | 2016-01-25 | United States, Canada | ES_31571_9W/LED/OMNI/D/30K_01252016062220_1023956 | 2257330
Greenlite Lighting Corporation | Greenlite | 9W/LED/OMNI/D 3000K | 9W/LED/OMNI/D/30K |  | A19 | General Purpose Replacement | E26 (Medium) | Omnidirectional | LED | 3 | 60 | 110.4 | 59.9 |  |  |  | 800 | 9.2 | 87 | No | 25000 | 3000 | 82 | 6 | 0.9 | -20 | Dimmable | 5% | Yes | Damp Location Rated | No |  |  | 2016-09-17 | 2016-09-21 | United States, Canada | ES_31571_9W/LED/OMNI/D/30K_09222016021550_1024075 | 2279913
Greenlite Lighting Corporation | Greenlite | 9W/LED/OMNI/D* 30K | 9W/LED/OMNI/D* | ,9W/LED/OMNI/D*/2,2 PACK; ,9W/LED/OMNID*/4,4 PACK | A19 | General Purpose Replacement | E26 (Medium) | Omnidirectional | LED | 3 | 60 | 111.8 | 59.9 |  |  |  | 800 | 9 | 88.9 | No | 15000 | 3000 | 82 | 5 | 0.9 | -20 | Dimmable | 5% | Yes | Damp Location Rated | No |  |  | 2016-09-30 | 2016-09-30 | United States, Canada | ES_31571_9W/LED/OMNI/D*_09302016014220_1024078 | 2280459
Greenlite Lighting Corporation | Greenlite | 9W/LED/OMNI/D30K | 9W/LED/OMNI/D30K |  | A19 | General Purpose Replacement | E26 (Medium) | Omnidirectional | LED | 3 | 60 | 111.2 | 59.9 |  |  |  | 800 | 9 | 88.9 | No | 25000 | 3000 | 82 | 9 | 0.9 | -20 | Dimmable | 10% |  | Damp Location Rated |  |  |  | 2016-04-18 | 2016-04-18 | United States, Canada | ES_31571_9W/LED/OMNI/D30K_04182016044730_1023996 | 2264386
Greenlite Lighting Corporation | Greenlite | 9W/LED/OMNID/* 30K | 9W/LED/OMNID/* | 9W/LED/OMNID/*/2 30K,9W/LED/OMNID/*/2,2-Pack | A19 | General Purpose Replacement | E26 (Medium) | Omnidirectional | LED | 3 | 60 | 112.4 | 59.7 |  |  |  | 800 | 9 | 88.9 | No | 15000 | 3000 | 83 | 19 | 0.9 | -20 | Dimmable | 9% | No | Damp Location Rated,Shatter Resistant | No |  |  | 2016-06-28 | 2016-08-04 | United States, Canada | ES_31571_9W/LED/OMNID/*_06282016022550_1024035 | 2271054
Greenlite Lighting Corporation | Greenlite | 9W/LED/OMNID/30K | 9W/LED/OMNID/30K |  | A19 | General Purpose Replacement | E26 (Medium) | Omnidirectional | LED | 3 | 60 | 112.3 | 64.9 |  |  |  | 800 | 9 | 88.9 | No | 25000 | 3000 | 83 | 9 | 0.9 | -20 | Dimmable | 10% |  | Damp Location Rated,Not for Use in Enclosed Fixtures |  |  |  | 2015-06-26 | 2015-06-26 | United States, Canada | ES_31571_9W/LED/OMNID/30K_06262015092220_1023841 | 2242330
Greenlite Lighting Corporation | Greenlite | 9W/LED/OMNI/D 5000K | 9W/LED/OMNI/D/50K |  | A19 | General Purpose Replacement | E26 (Medium) | Omnidirectional | LED | 3 | 60 | 110.4 | 59.9 |  |  |  | 900 | 9 | 100 | No | 25000 | 5000 | 84 | 17 | 0.9 | -20 | Dimmable | 5% | Yes | Damp Location Rated | No |  |  | 2016-09-17 | 2016-09-21 | United States, Canada | ES_31571_9W/LED/OMNI/D/50K_09222016021550_1024075 | 2279919
Greenlite Lighting Corporation | Greenlite | 9W/LED/OMNI/D 5000K | 9W/LED/OMNI/D/50K |  | A19 | General Purpose Replacement | E26 (Medium) | Omnidirectional | LED | 3 | 60 | 110.8 | 59.8 |  |  |  | 900 | 9 | 100 | No | 25000 | 5000 | 82 | 8 | 0.9 | -20 | Dimmable | 5% |  | Damp Location Rated,Enclosed Fixtures |  |  |  | 2016-01-13 | 2016-01-22 | United States, Canada | ES_31571_9W/LED/OMNI/D/50K_01252016062220_1023956 | 2257329
Greenlite Lighting Corporation | Greenlite | 9W/LED/OMNI/GU/D 2700K | 9W/LED/OMNI/GU/D/27K |  | A19 | General Purpose Replacement | GU24 | Omnidirectional | LED | 3 | 60 | 110.8 | 60 |  |  |  | 800 | 9.9 | 80.8 | No | 25000 | 2700 | 80 | 4 | 1 | -20 | Dimmable | 5% |  | Damp Location Rated,Enclosed Fixtures |  |  |  | 2015-03-02 | 2015-03-06 | United States, Canada | ES_31571_9W/LED/OMNI/GU/D/27K_03062015053730_1023774 | 2234373
Greenlite Lighting Corporation | Greenlite | Directional LED Lamp | 11W/LED/BR30D/30K |  | BR30 | Reflector (Flood/Spot) | E26 (Medium) | Directional | LED | 3 | 65 | 130 | 95 |  |  |  | 850 | 11 | 77.3 | No | 25000 | 3000 | 83 | 9 | 0.9 | -20 | Dimmable | 10% | No | Damp Location Rated | No |  |  | 2016-07-29 | 2016-07-27 | United States, Canada | ES_31571_11W/LED/BR30D/30K_07272016161205_2314899 | 2273854
Greenlite Lighting Corporation | Greenlite | Directional LED Lamp | 7W/LED/R20D |  | R20 | Reflector (Flood/Spot) | E26 (Medium) | Directional | LED | 3 | 50 | 98.1 | 63.1 |  |  |  | 550 | 7 | 78.6 | No | 25000 | 3000 | 83 | 9 | 0.9 | -20 | Dimmable | 10% | No | Damp Location Rated | No |  |  | 2016-07-21 | 2016-07-22 | United States, Canada | ES_31571_7W/LED/R20D_07222016172305_2349790 | 2273624
Greenlite Lighting Corporation | Greenlite | Omnidirectional LED Lamp | 11W/LED/OMNID/30K |  | A19 | General Purpose Replacement | E26 (Medium) | Omnidirectional | LED | 3 | 75 | 112.1 | 63 |  |  |  | 1100 | 11 | 100 | No | 25000 | 3000 | 84 | 11 | 0.9 | -20 | Dimmable | 10% | No | Damp Location Rated,Not for Use in Recessed Fixtures | No |  |  | 2016-07-21 | 2016-07-06 | United States, Canada | ES_31571_11W/LED/OMNID/30K_07062016135002_3214904 | 2273168
Halco Lighting Technologies | ProLED | BR40FL18/850/LED | 80130 |  | BR40 | Reflector (Flood/Spot) | E26 (Medium) | Directional | LED | 5 | 85 | 163.5 | 127.3 |  |  | 105 | 1320 | 17 | 77.6 | No | 25000 | 5000 | 82 | 9 | 1 | -20 | Dimmable | 5% |  | Not for Use in Enclosed Fixtures |  |  |  | 2014-12-08 | 2014-12-16 | United States | ES_1020184_80130_12162014095330_1023729 | 2229491
Halco Lighting Technologies | ProLED | G25/8WW/LED | 80018 |  | G25 | Globe | E26 (Medium) | Omnidirectional | LED | 5 | 40 | 108.9 | 77.8 |  |  |  | 430 | 8 | 53.8 | No | 25000 | 3000 | 84 | 18 | 0.7 | -20 | Dimmable | 5% |  | Damp Location Rated,Not for Use in Enclosed Fixtures |  |  |  | 2014-10-13 | 2014-12-08 | United States | ES_1020184_80018_12082014092840_1023720 | 2226908
Halco Lighting Technologies | ProLED | G25FR6/830/LED | 80180 |  | G25 | Globe | E26 (Medium) | Decorative | LED | 5 | 40 | 83.5 | 79.7 |  |  |  | 470 | 6 | 78.3 | No | 25000 | 3000 | 81 | 6 | 1 | -20 | Dimmable | 10% |  | Damp Location Rated |  |  |  | 2015-03-16 | 2015-06-02 | United States | ES_1020184_80180_06022015021730_1023824 | 2240841
Halco Lighting Technologies | ProLED | LED | 80827 |  | A19 | General Purpose Replacement | E26 (Medium) | Omnidirectional | LED | 5 | 60 | 106.7 | 55.9 |  |  |  | 800 | 11.5 | 69.6 | No | 25000 | 3000 | 84 | 22 | 1 | -20 | Dimmable | 10% |  | None |  |  |  | 2014-04-15 | 2014-04-17 | United States | ES_1020184_80827_04172014155811_1160920 | 2209003
Halco Lighting Technologies | ProLED | LED | 83000 | LED,83001, | PAR30L | Reflector (Flood/Spot) | E26 (Medium) | Directional | LED | 5 | 75 | 118.6 | 93.7 | 1468 |  | 40 | 800 | 11 | 72.7 | No | 25000 | 2700 | 91 | 53 | 0.9 | -20 | Dimmable | 10% | No | None | No |  |  | 2016-05-28 | 2016-06-08 | United States, Canada | ES_1020184_83000_06132016134007_6710187 | 2269466
Halco Lighting Technologies | ProLED | LED | 83004 | LED,83005, | PAR30L | Reflector (Flood/Spot) | E26 (Medium) | Directional | LED | 5 | 75 | 118.6 | 93.7 | 1491 |  | 40 | 800 | 11 | 72.7 | No | 25000 | 4000 | 95 | 82 | 0.9 | -20 | Dimmable | 10% | No | None | No |  |  | 2016-05-28 | 2016-06-08 | United States, Canada | ES_1020184_83004_06132016134007_1168680 | 2269468
Halco Lighting Technologies | ProLED | LED | 83006 |  | PAR30L | Reflector (Flood/Spot) | E26 (Medium) | Directional | LED | 5 | 75 | 118.6 | 93.7 | 1492 |  | 40 | 800 | 11 | 72.7 | No | 25000 | 5000 | 96 | 94 | 0.9 | -20 | Dimmable | 10% | No | None | No |  |  | 2016-05-28 | 2016-06-08 | United States, Canada | ES_1020184_83006_06132016134007_6723024 | 2269469
Halco Lighting Technologies | ProLED | LED | 83007 |  | PAR30L | Reflector (Flood/Spot) | E26 (Medium) | Directional | LED | 5 | 75 | 118.6 | 93.7 | 3066 |  | 25 | 800 | 11 | 72.7 | No | 25000 | 2700 | 91 | 53 | 0.9 | -20 | Dimmable | 10% | No | None | No |  |  | 2016-05-28 | 2016-06-08 | United States, Canada | ES_1020184_83007_06132016134007_4184057 | 2269472
Halco Lighting Technologies | ProLED | LED | 83009 |  | PAR30L | Reflector (Flood/Spot) | E26 (Medium) | Directional | LED | 5 | 75 | 118.6 | 93.7 | 2912 |  | 25 | 800 | 11 | 72.7 | No | 25000 | 3000 | 93 | 65 | 0.9 | -20 | Dimmable | 10% | No | None | No |  |  | 2016-05-28 | 2016-06-08 | United States, Canada | ES_1020184_83009_06132016134007_1436960 | 2269470
Halco Lighting Technologies | ProLED | LED | 83010 |  | PAR30L | Reflector (Flood/Spot) | E26 (Medium) | Directional | LED | 5 | 75 | 118.6 | 93.7 | 3286 |  | 25 | 800 | 11 | 72.7 | No | 25000 | 5000 | 96 | 94 | 0.9 | -20 | Dimmable | 10% | No | None | No |  |  | 2016-05-28 | 2016-06-08 | United States, Canada | ES_1020184_83010_06132016134007_5528890 | 2269471
Halco Lighting Technologies | ProLED | LED | 83011 |  | PAR30S | Reflector (Flood/Spot) | E26 (Medium) | Directional | LED | 5 | 75 | 83.7 | 94.6 | 1417 |  | 40 | 800 | 11 | 72.7 | No | 25000 | 2700 | 91 | 53 | 0.9 | -20 | Dimmable | 10% | No | None | No |  |  | 2016-05-28 | 2016-06-08 | United States, Canada | ES_1020184_83011_06132016134104_6815938 | 2269456
Halco Lighting Technologies | ProLED | LED | 83012 |  | PAR30S | Reflector (Flood/Spot) | E26 (Medium) | Directional | LED | 5 | 75 | 83.7 | 94.6 | 1417 |  | 40 | 800 | 11 | 72.7 | No | 25000 | 2700 | 91 | 53 | 0.9 | -20 | Dimmable | 10% | No | None | No |  |  | 2016-05-28 | 2016-06-08 | United States, Canada | ES_1020184_83012_06132016134104_1500879 | 2269457
Halco Lighting Technologies | ProLED | LED | 83013 | LED,83014, | PAR30S | Reflector (Flood/Spot) | E26 (Medium) | Directional | LED | 5 | 75 | 83.7 | 94.6 | 1499 |  | 40 | 800 | 11 | 72.7 | No | 25000 | 3000 | 92 | 64 | 0.9 | -20 | Dimmable | 10% | No | None | No |  |  | 2016-05-28 | 2016-06-08 | United States, Canada | ES_1020184_83013_06132016134104_8645743 | 2269458
Halco Lighting Technologies | ProLED | LED | 83015 |  | PAR30S | Reflector (Flood/Spot) | E26 (Medium) | Directional | LED | 5 | 75 | 83.7 | 94.6 | 1565 |  | 40 | 800 | 11 | 72.7 | No | 25000 | 4000 | 95 | 82 | 0.9 | -20 | Dimmable | 10% | No | None | No |  |  | 2016-05-28 | 2016-06-08 | United States, Canada | ES_1020184_83015_06132016134104_1750047 | 2269459
Halco Lighting Technologies | ProLED | LED | 83016 |  | PAR30S | Reflector (Flood/Spot) | E26 (Medium) | Directional | LED | 5 | 75 | 83.7 | 94.6 | 1544 |  | 40 | 800 | 11 | 72.7 | No | 25000 | 4000 | 95 | 82 | 0.9 | -20 | Dimmable | 10% | No | None | No |  |  | 2016-05-28 | 2016-06-08 | United States, Canada | ES_1020184_83016_06132016134104_5000468 | 2269463
Halco Lighting Technologies | ProLED | LED | 83017 |  | PAR30S | Reflector (Flood/Spot) | E26 (Medium) | Directional | LED | 5 | 75 | 83.7 | 94.6 | 1544 |  | 40 | 800 | 11 | 72.7 | No | 25000 | 5000 | 96 | 95 | 0.9 | -20 | Dimmable | 10% | No | None | No |  |  | 2016-05-28 | 2016-06-08 | United States, Canada | ES_1020184_83017_06132016134104_1974987 | 2269464
Halco Lighting Technologies | ProLED | LED | 83018 |  | PAR30S | Reflector (Flood/Spot) | E26 (Medium) | Directional | LED | 5 | 75 | 83.7 | 94.6 | 2936 |  | 25 | 800 | 11 | 72.7 | No | 25000 | 2700 | 91 | 53 | 0.9 | -20 | Dimmable | 10% | No | None | No |  |  | 2016-05-28 | 2016-06-08 | United States, Canada | ES_1020184_83018_06132016134104_3345647 | 2269465
Halco Lighting Technologies | ProLED | LED | 83020 |  | PAR30S | Reflector (Flood/Spot) | E26 (Medium) | Directional | LED | 5 | 75 | 83.7 | 94.6 | 2992 |  | 25 | 800 | 11 | 72.7 | No | 25000 | 3000 | 92 | 64 | 0.9 | -20 | Dimmable | 10% | No | None | No |  |  | 2016-05-28 | 2016-06-08 | United States, Canada | ES_1020184_83020_06132016134104_6337947 | 2269460
Halco Lighting Technologies | ProLED | LED | 83021 |  | PAR30S | Reflector (Flood/Spot) | E26 (Medium) | Directional | LED | 5 | 75 | 83.7 | 94.6 | 2992 |  | 25 | 800 | 11 | 72.7 | No | 25000 | 3000 | 92 | 64 | 0.9 | -20 | Dimmable | 10% | No | None | No |  |  | 2016-05-28 | 2016-06-08 | United States, Canada | ES_1020184_83021_06132016134104_8740542 | 2269461
Halco Lighting Technologies | ProLED | LED | 83022 |  | PAR30S | Reflector (Flood/Spot) | E26 (Medium) | Directional | LED | 5 | 75 | 83.7 | 94.6 | 3254 |  | 25 | 800 | 11 | 72.7 | No | 25000 | 4000 | 95 | 82 | 0.9 | -20 | Dimmable | 10% | No | None | No |  |  | 2016-05-28 | 2016-06-08 | United States, Canada | ES_1020184_83022_06132016134104_8849757 | 2269462
Feit Electric | FEIT ELECTRIC | CFL Lamp | ESL23TM/GU24 | ,,Retail Number: BPESL23TM/GU24; ,,Retail Number: BPESL23TM/GU24/6; ,,Retail Number: BPESL23TMGU24/CANADA | CFL Bare Spiral | General Purpose Replacement | GU24 | Omnidirectional | CFL | 2 | 100 | 111.4 | 60.3 |  | 2.5 |  | 1600 | 23 | 69.6 | No | 10000 | 2700 | 83 | -8 | 0.6 | -29 |  |  |  | Damp Location Rated,Enclosed Fixtures,Not for Use in Recessed Fixtures |  |  |  | 2014-12-10 | 2014-12-11 | United States, Canada | ES_1018130_ESL23TM/GU24_12112014110927_5533299 | 2229252
Feit Electric | FEIT ELECTRIC | CFL Lamp | ESL23TM/GU24/30K |  | CFL Bare Spiral | General Purpose Replacement | GU24 | Omnidirectional | CFL | 2 | 100 | 110.7 | 60 |  | 2.5 |  | 1600 | 23 | 69.6 | No | 10000 | 3000 | 83 | -12 | 0.6 | -29 |  |  |  | Damp Location Rated,Enclosed Fixtures,Not for Use in Recessed Fixtures |  |  |  | 2014-12-08 | 2014-12-10 | United States, Canada | ES_1018130_ESL23TM/GU24/30K_12102014104912_5131356 | 2229249
Feit Electric | FEIT ELECTRIC | CFL Lamp | ESL23TM/GU24/35K | ,,Retail Number: BPESL23TM/GU24/35K | CFL Bare Spiral | General Purpose Replacement | GU24 | Omnidirectional | CFL | 2 | 100 | 110.7 | 60.1 |  | 2.5 |  | 1600 | 23 | 69.6 | No | 10000 | 3500 | 85 | 18 | 0.6 | -29 |  |  |  | Damp Location Rated,Enclosed Fixtures,Not for Use in Recessed Fixtures |  |  |  | 2014-12-10 | 2014-12-11 | United States, Canada | ES_1018130_ESL23TM/GU24/35K_12112014110855_6631233 | 2229251
Feit Electric | FEIT ELECTRIC | CFL Lamp | ESL23TM/GU24/41K | ,,Retail Number: BPESL23TM/GU24/41K | CFL Bare Spiral | General Purpose Replacement | GU24 | Omnidirectional | CFL | 2 | 100 | 110.7 | 59.8 |  | 2.5 |  | 1600 | 23 | 69.6 | No | 10000 | 4100 | 84 | 30 | 0.6 | -29 |  |  |  | Damp Location Rated,Enclosed Fixtures,Not for Use in Recessed Fixtures |  |  |  | 2014-12-10 | 2014-12-11 | United States, Canada | ES_1018130_ESL23TM/GU24/41K_12112014110705_6725545 | 2229250
Feit Electric | FEIT ELECTRIC | CFL Lamp | ESL23TM/GU24/65K | ,,Retail Number: BPESL23TM/GU24/D/CAN | CFL Bare Spiral | General Purpose Replacement | GU24 | Omnidirectional | CFL | 2 | 100 | 116 | 60.3 |  | 2.5 |  | 1600 | 23 | 69.6 | No | 10000 | 6500 | 85 | 41 | 0.6 | -29 |  |  |  | Damp Location Rated,Enclosed Fixtures,Not for Use in Recessed Fixtures |  |  |  | 2014-12-08 | 2014-12-10 | United States, Canada | ES_1018130_ESL23TM/GU24/65K_12102014104827_5462144 | 2229248
Feit Electric | FEIT ELECTRIC | CFL Lamp | ESL25TM | ,,Retail Number: BPESL25TA; ,,Retail Number: ESL25TM/ECO | CFL Bare Spiral | General Purpose Replacement | E26 (Medium) | Omnidirectional | CFL | 2 | 100 | 128.3 | 60.1 |  | 2.5 |  | 1800 | 25 | 72 | No | 10000 | 2700 | 82 | -5 | 0.6 | -28 |  |  |  | Damp Location Rated,Enclosed Fixtures,Not for Use in Recessed Fixtures |  |  |  | 2014-11-06 | 2014-11-07 | United States, Canada | ES_1018130_ESL25TM_11072014155558_6555361 | 2226456
Feit Electric | FEIT ELECTRIC | CFL Lamp | ESL27TM | ,,Retail Number: ESL27TM/12 | CFL Bare Spiral | General Purpose Replacement | E26 (Medium) | Omnidirectional | CFL | 2 | 100 | 137.8 | 55.9 |  | 2.5 |  | 1800 | 27 | 66.7 | No | 10000 | 2700 | 83 | -6 | 0.6 | -29 |  |  |  | Damp Location Rated,Not for Use in Recessed Fixtures,Not for Use in Enclosed Fixtures |  |  |  | 2014-12-18 | 2014-12-17 | United States, Canada | ES_1018130_ESL27TM_12172014173045_0818563 | 2230057
Feit Electric | FEIT ELECTRIC | CFL Lamp | ESL27TM/41K | ,,Retail Number: ESL27TM/41K/12 | CFL Bare Spiral | General Purpose Replacement | E26 (Medium) | Omnidirectional | CFL | 2 | 100 | 138.1 | 58.4 |  | 2.5 |  | 1800 | 27 | 66.7 | No | 10000 | 4100 | 84 | 31 | 0.6 | -29 |  |  |  | Damp Location Rated,Not for Use in Recessed Fixtures,Not for Use in Enclosed Fixtures |  |  |  | 2014-12-18 | 2014-12-17 | United States, Canada | ES_1018130_ESL27TM/41K_12172014172311_8493257 | 2230054
Feit Electric | FEIT ELECTRIC | CFL Lamp | ESL27TM/GU24 |  | CFL Bare Spiral | General Purpose Replacement | GU24 | Omnidirectional | CFL | 2 | 100 | 115.5 | 61.5 |  | 2.5 |  | 1800 | 27 | 66.7 | No | 10000 | 2700 | 83 | -20 | 0.6 | -29 |  |  |  | Damp Location Rated,Enclosed Fixtures,Not for Use in Recessed Fixtures |  |  |  | 2015-01-07 | 2015-01-06 | United States, Canada | ES_1018130_ESL27TM/GU24_01062015174514_0388765 | 2233895
Feit Electric | FEIT ELECTRIC | CFL Lamp | ESL27TM/GU24/30K |  | CFL Bare Spiral | General Purpose Replacement | GU24 | Omnidirectional | CFL | 2 | 100 | 113.3 | 60.5 |  | 2.5 |  | 1800 | 27 | 66.7 | No | 10000 | 3000 | 83 | -12 | 0.6 | -29 |  |  |  | Damp Location Rated,Enclosed Fixtures,Not for Use in Recessed Fixtures |  |  |  | 2014-12-11 | 2014-12-17 | United States, Canada | ES_1018130_ESL27TM/GU24/30K_12172014171234_9871252 | 2230053
Feit Electric | FEIT ELECTRIC | CFL Lamp | ESL27TM/GU24/41K | ,,Retail Number: BPESL27TM/GU24/41K | CFL Bare Spiral | General Purpose Replacement | GU24 | Omnidirectional | CFL | 2 | 100 | 120.7 | 60.1 |  | 2.5 |  | 1800 | 27 | 66.7 | No | 10000 | 4100 | 84 | 25 | 0.6 | -29 |  |  |  | Damp Location Rated,Enclosed Fixtures,Not for Use in Recessed Fixtures |  |  |  | 2014-12-11 | 2014-12-17 | United States, Canada | ES_1018130_ESL27TM/GU24/41K_12172014171123_9081451 | 2230052
Feit Electric | FEIT ELECTRIC | CFL Lamp | ESL30/100T | ,,Retail Number: ESL30/100T/ECO | CFL Bare Spiral | General Purpose Replacement | E26 (Medium) | Omnidirectional | CFL | 2 | 100 | 159.3 | 59 |  | 2.5 |  | 1650 | 25 | 66 | Yes | 10000 | 2700 | 83 | -20 | 0.6 | -28 |  |  |  | Damp Location Rated,Recessed Fixtures,Not for Use in Enclosed Fixtures |  |  |  | 2015-04-06 | 2015-04-22 | United States | ES_1018130_ESL30/100T_04222015143759_3285975 | 2238763
Feit Electric | FEIT ELECTRIC | CFL Lamp | ESL30/100T/65K | ,,Retail Number: ESL30/100T/D | CFL Bare Spiral | General Purpose Replacement | E26 (Medium) | Omnidirectional | CFL | 2 | 100 | 160.5 | 59 |  | 2.5 |  | 1650 | 25 | 66 | Yes | 10000 | 6500 | 86 | 43 | 0.6 | -28 |  |  |  | Damp Location Rated,Recessed Fixtures,Not for Use in Enclosed Fixtures |  |  |  | 2015-04-06 | 2015-04-22 | United States | ES_1018130_ESL30/100T/65K_04222015143723_2989104 | 2238762
Feit Electric | FEIT ELECTRIC | CFL Lamp | ESL30T | ,,Retail Number: BPESL30T; ,,Retail Number: BPESL30T/CAN; ,,Retail Number: ESL30T/ECO | CFL Bare Spiral | General Purpose Replacement | E26 (Medium) | Omnidirectional | CFL | 2 | 125 | 140.6 | 61.5 |  | 2.5 |  | 2000 | 30 | 66.7 | No | 10000 | 2700 | 83 | -17 | 0.6 | -29 |  |  |  | Damp Location Rated,Enclosed Fixtures,Not for Use in Recessed Fixtures |  |  |  | 2014-12-23 | 2014-12-23 | United States, Canada | ES_1018130_ESL30T_12232014173721_0801345 | 2230059
Feit Electric | FEIT ELECTRIC | LED Omni75 | OM75/827/LED(N) |  | A19 | General Purpose Replacement | E26 (Medium) | Omnidirectional | LED | 3 | 75 | 111.7 | 59.7 |  |  |  | 1100 | 11 | 100 | No | 25000 | 2700 | 82 | 10 | 0.9 | -25 | Dimmable | 5% | Yes | None | No |  |  | 2016-08-01 | 2016-08-04 | United States | ES_1018130_OM75/827/LED(N)_08172016135323_5538141 | 2275511
Feit Electric | FEIT ELECTRIC | CFL Lamp | ESL30T/41K | ,,Retail Number: ESL30T/ECO/41K | CFL Bare Spiral | General Purpose Replacement | E26 (Medium) | Omnidirectional | CFL | 2 | 125 | 140.5 | 59 |  | 2.5 |  | 2050 | 30 | 68.3 | No | 10000 | 4100 | 84 | 20 | 0.6 | -29 |  |  |  | Damp Location Rated,Enclosed Fixtures,Not for Use in Recessed Fixtures |  |  |  | 2014-12-23 | 2014-12-23 | United States, Canada | ES_1018130_ESL30T/41K_12232014173628_0879253 | 2230058
Feit Electric | FEIT ELECTRIC | LED Omni40 | OM40/850/LEDG2/2 |  | A19 | General Purpose Replacement | E26 (Medium) | Omnidirectional | LED | 3 | 40 | 111.7 | 59.5 |  |  |  | 450 | 5.6 | 80.4 | No | 25000 | 5000 | 84 | 17 | 0.9 | -20 | Dimmable | 5% | Yes | None | No |  |  | 2016-07-30 | 2016-08-11 | United States | ES_1018130_OM40/850/LEDG2/2_08152016114952_4577692 | 2275267
Feit Electric | FEIT ELECTRIC | LED Omni 60 | OM60/850/LED/4 (N) | LED Omni 60,BPOM60/850/LED (N), | A19 | General Purpose Replacement | E26 (Medium) | Omnidirectional | LED | 3 | 60 | 111.1 | 59.5 |  |  |  | 800 | 9.5 | 84 | No | 25000 | 5000 | 84 | 10 | 0.9 | -25 | Dimmable | 5% |  | None |  |  |  | 2016-01-10 | 2016-01-11 | United States | ES_1018130_OM60/850/LED/4 (N)_01132016113038_6179404 | 2257041
Feit Electric | FEIT ELECTRIC | LED Omni 60 | OM60/850/LED/CAN (N) |  | A19 | General Purpose Replacement | E26 (Medium) | Omnidirectional | LED | 3 | 60 | 111.1 | 59.5 |  |  |  | 800 | 9.5 | 84 | No | 25000 | 5000 | 84 | 10 | 0.9 | -25 | Dimmable | 5% |  | None |  |  |  | 2016-01-10 | 2016-01-11 | Canada | ES_1018130_OM60/850/LED/CAN (N)_01202016150153_8250602 | 2257042
Feit Electric | FEIT ELECTRIC | LED Omni60 | BPOM60/830/LED (N) | LED Omni60,OM60/830/LED/4 (N), | A19 | General Purpose Replacement | E26 (Medium) | Omnidirectional | LED | 3 | 60 | 110.6 | 59.3 |  |  |  | 800 | 9.5 | 84 | No | 25000 | 3000 | 82 | 6 | 0.9 | -25 | Dimmable | 5% |  | None |  |  |  | 2015-12-31 | 2016-01-06 | United States | ES_1018130_BPOM60/830/LED (N)_01132016113013_7141201 | 2257039
Feit Electric | FEIT ELECTRIC | LED Omni60 | BPOM60/830/LED (N1) | LED Omni60,OM60/830/LED/4(N1),; LED Omni60,OM60/830/LEDG2/2, | A19 | General Purpose Replacement | E26 (Medium) | Omnidirectional | LED | 3 | 60 | 110.1 | 59.8 |  |  |  | 800 | 9.5 | 84.2 | No | 25000 | 3000 | 81 | 3 | 0.9 | -25 | Dimmable | 4% | Yes | None | No |  |  | 2016-07-30 | 2016-08-05 | United States | ES_1018130_BPOM60/830/LED (N1)_08172016135216_1081513 | 2275493
Feit Electric | FEIT ELECTRIC | LED Omni60 | BPOM60/850/LEDG2(N1) | LED Omni60,OM60/850/LED/4(N1),; LED Omni60,OM60/850/LEDG2/2, | A19 | General Purpose Replacement | E26 (Medium) | Omnidirectional | LED | 3 | 60 | 110.1 | 59.8 |  |  |  | 800 | 9.5 | 84.2 | No | 25000 | 5000 | 84 | 18 | 0.9 | -25 | Dimmable | 4% | Yes | None | No |  |  | 2016-07-30 | 2016-08-05 | United States | ES_1018130_BPOM60/850/LEDG2(N1)_08172016135216_3872655 | 2275495
Feit Electric | FEIT ELECTRIC | LED Omni60 | OM60/827/LED(N) |  | A19 | General Purpose Replacement | E26 (Medium) | Omnidirectional | LED | 3 | 60 | 110.1 | 59.8 |  |  |  | 800 | 9.5 | 84.2 | No | 25000 | 2700 | 81 | 4 | 0.9 | -25 | Dimmable | 4% | Yes | None | No |  |  | 2016-07-30 | 2016-08-05 | United States | ES_1018130_OM60/827/LED(N)_08172016135216_9479480 | 2275492
Feit Electric | FEIT ELECTRIC | LED Omni60 | OM60/830/LED/3/CAN (N2) | LED Omni60,OM60/830/LED/CAN (N2), | A19 | General Purpose Replacement | E26 (Medium) | Omnidirectional | LED | 3 | 60 | 110.1 | 59.8 |  |  |  | 800 | 9.5 | 84.2 | No | 25000 | 3000 | 81 | 3 | 0.9 | -25 | Dimmable | 4% | Yes | None | No |  |  | 2016-07-30 | 2016-08-05 | Canada | ES_1018130_OM60/830/LED/3/CAN (N2)_08172016140427_9184459 | 2275496
Feit Electric | FEIT ELECTRIC | LED Omni60 | OM60/830/LED/CAN (N1) | LED Omni60,OM60/830/LED/3/CAN (N1), | A19 | General Purpose Replacement | E26 (Medium) | Omnidirectional | LED | 3 | 60 | 110.6 | 59.3 |  |  |  | 800 | 9.5 | 84 | No | 25000 | 3000 | 82 | 6 | 0.9 | -25 | Dimmable | 5% |  | None |  |  |  | 2015-12-31 | 2016-01-06 | Canada | ES_1018130_OM60/830/LED/CAN (N1)_01202016145909_9647619 | 2257040
Feit Electric | FEIT ELECTRIC | LED Omni60 | OM60/841/LED(N) |  | A19 | General Purpose Replacement | E26 (Medium) | Omnidirectional | LED | 3 | 60 | 110.1 | 59.8 |  |  |  | 800 | 9.5 | 84.2 | No | 25000 | 4000 | 83 | 11 | 0.9 | -25 | Dimmable | 4% | Yes | None | No |  |  | 2016-07-30 | 2016-08-05 | United States | ES_1018130_OM60/841/LED(N)_08172016135216_3477217 | 2275494
Feit Electric | FEIT ELECTRIC | LED Omni60 | OM60/850/LED/CAN(N1) |  | A19 | General Purpose Replacement | E26 (Medium) | Omnidirectional | LED | 3 | 60 | 110.1 | 59.8 |  |  |  | 800 | 9.5 | 84.2 | No | 25000 | 5000 | 84 | 18 | 0.9 | -25 | Dimmable | 4% | Yes | None | No |  |  | 2016-07-30 | 2016-08-05 | Canada | ES_1018130_OM60/850/LED/CAN(N1)_08172016140539_3607739 | 2275497
Feit Electric | FEIT ELECTRIC | LED Omni75 | BPOM75/830/LEDG2 |  | A19 | General Purpose Replacement | E26 (Medium) | Omnidirectional | LED | 3 | 75 | 111.7 | 59.7 |  |  |  | 1100 | 11 | 100 | No | 25000 | 3000 | 81 | 4 | 0.9 | -25 | Dimmable | 5% | Yes | None | No |  |  | 2016-08-01 | 2016-08-04 | United States | ES_1018130_BPOM75/830/LEDG2_08172016135323_4518899 | 2275512
Feit Electric | FEIT ELECTRIC | LED Omni75 | BPOM75/850/LEDG2 |  | A19 | General Purpose Replacement | E26 (Medium) | Omnidirectional | LED | 3 | 75 | 111.7 | 59.7 |  |  |  | 1100 | 11 | 100 | No | 25000 | 5000 | 86 | 21 | 0.9 | -25 | Dimmable | 5% | Yes | None | No |  |  | 2016-08-01 | 2016-08-04 | United States | ES_1018130_BPOM75/850/LEDG2_08172016135323_4491597 | 2275513
Feit Electric | FEIT ELECTRIC | LED Omni75 | OM75/830/LEDG2 |  | A19 | General Purpose Replacement | E26 (Medium) | Omnidirectional | LED | 3 | 75 | 111.7 | 59.7 |  |  |  | 1100 | 11 | 100 | No | 25000 | 3000 | 81 | 4 | 0.9 | -25 | Dimmable | 5% | Yes | Damp Location Rated | No |  |  | 2016-08-01 | 2016-10-06 | United States | ES_1018130_OM75/830/LEDG2_10122016151719_7609074 | 2281205
Feit Electric | FEIT ELECTRIC | LED Omni75 | OM75/850/LEDG2 |  | A19 | General Purpose Replacement | E26 (Medium) | Omnidirectional | LED | 3 | 75 | 111.2 | 59.9 |  |  |  | 1100 | 11 | 100 | No | 25000 | 5000 | 86 | 21 | 0.9 | -25 | Dimmable | 5% | Yes | Damp Location Rated | No |  |  | 2016-08-01 | 2016-10-06 | United States | ES_1018130_OM75/850/LEDG2_10122016151719_4836032 | 2281206
Feit Electric | FEIT ELECTRIC | LED PAR 20 | PAR20/5K/LEDG9/2/CAN |  | PAR20 | Reflector (Flood/Spot) | E26 (Medium) | Directional | LED | 3 | 50 | 85.5 | 61.6 | 809 |  | 39 | 450 | 8.5 | 79.2 | No | 25000 | 5000 | 87 | 30 | 0.9 | -25 | Dimmable |  |  | None |  |  |  | 2015-08-10 | 2015-08-10 | Canada | ES_1018130_PAR20/5K/LEDG9/2/CAN_08142015163440_6080782 | 2246260
Feit Electric | FEIT ELECTRIC | LED PAR 20 | PAR20/LEDG9/2/CAN |  | PAR20 | Reflector (Flood/Spot) | E26 (Medium) | Directional | LED | 3 | 50 | 85.5 | 61.6 | 808 |  | 38 | 450 | 8.5 | 79.1 | No | 25000 | 2700 | 82 | 7 | 0.8 | -25 | Dimmable |  |  | None |  |  |  | 2015-08-10 | 2015-08-10 | Canada | ES_1018130_PAR20/LEDG9/2/CAN_08142015163440_1508206 | 2246259
Feit Electric | FEIT ELECTRIC | LED PAR20 | PAR20/827/LED |  | PAR20 | Reflector (Flood/Spot) | E26 (Medium) | Directional | LED | 3 | 50 | 83.9 | 63.2 | 820 |  | 40 | 450 | 6 | 75 | No | 25000 | 2700 | 83 | 12 | 0.9 | 25 | Dimmable |  |  | None |  |  |  | 2015-05-01 | 2015-05-04 | United States, Canada | ES_1018130_PAR20/827/LED_05042015154457_9829986 | 2238670
Feit Electric | FEIT ELECTRIC | LED PAR20 | PAR20/930/LEDG11 | ,,Retail Number: PAR20/930/LEDG11/2; ,,Retail Number: PAR20/930/LEDG11/CAN | PAR20 | Reflector (Flood/Spot) | E26 (Medium) | Directional | LED | 5 | 50 | 85.6 | 64 | 750 |  | 38 | 450 | 8 | 56.3 | No | 25000 | 3000 | 93 | 73 | 0.9 | -25 | Dimmable | 5% |  | Damp Location Rated,Use With Timers,Enclosed Fixtures,Recessed Fixtures,Use With Photo And/Or Motion Sensors |  |  |  | 2016-03-15 | 2016-03-23 | United States, Canada | ES_1018130_PAR20/930/LEDG11_03232016141625_4279123 | 2264384
Feit Electric | FEIT ELECTRIC | LED PAR20 | PAR20/LEDG9/3/CAN |  | PAR20 | Reflector (Flood/Spot) | E26 (Medium) | Directional | LED | 3 | 50 | 85.5 | 61.6 | 817 |  | 38 |  | 8.5 | 52 | No | 25000 | 3000 | 82 | 11 | 0.8 | -25 | Dimmable | 10% |  | None |  |  |  | 2015-08-15 | 2015-12-11 | Canada | ES_1018130_PAR20/LEDG9/3/CAN_12232015131237_6526617 | 2255451
Fujian YDJ Light Co., Ltd. | YDJ Light | CFL | 108413-35 |  | CFL Bare Spiral | General Purpose Replacement | E26 (Medium) | Omnidirectional | CFL | 2 | 60 | 100 | 38 |  | 1.5 |  | 820 | 13 | 63.1 | No | 10000 | 3500 | 83 | 13 | 0.6 | -18 |  |  |  | Not for Use in Enclosed Fixtures |  |  |  | 2014-09-30 | 2014-10-16 | United States, Canada | ES_33216_108413-35_10222014133329_3694332 | 2223168
Fujian YDJ Light Co., Ltd. | YDJ Light | CFL | 108720-27 |  | CFL Bare Spiral | General Purpose Replacement | E26 (Medium) | Omnidirectional | CFL | 2 | 75 | 105 | 51.5 |  | 1.5 |  | 1300 | 20 | 65 | No | 10000 | 2700 | 81 | 0 | 0.6 | -18 |  |  |  | Not for Use in Enclosed Fixtures |  |  |  | 2014-09-30 | 2014-09-25 | United States, Canada | ES_33216_108720-27_10012014163306_9260795 | 2221098
Fujian YDJ Light Co., Ltd. | YDJ Light | CFL | 108720-35 |  | CFL Bare Spiral | General Purpose Replacement | E26 (Medium) | Omnidirectional | CFL | 2 | 75 | 105 | 52 |  | 1.5 |  | 1300 | 20 | 65 | No | 10000 | 3500 | 83 | 5 | 0.6 | -18 |  |  |  | Not for Use in Enclosed Fixtures |  |  |  | 2014-10-20 | 2014-10-22 | United States, Canada | ES_33216_108720-35_10242014153741_7912185 | 2223732
Fujian YDJ Light Co., Ltd. | YDJ Light | CFL | 108723-27 |  | CFL Bare Spiral | General Purpose Replacement | E26 (Medium) | Omnidirectional | CFL | 2 | 100 | 113 | 51.5 |  | 1.5 |  | 1640 | 23 | 71.3 | No | 10000 | 2700 | 82 | 16 | 0.6 | -18 |  |  |  | Not for Use in Enclosed Fixtures |  |  |  | 2014-09-30 | 2014-09-30 | United States, Canada | ES_33216_108723-27_10012014163715_5830230 | 2221073
Fujian YDJ Light Co., Ltd. | YDJ Light | CFL | 108723-35 |  | CFL Bare Spiral | General Purpose Replacement | E26 (Medium) | Omnidirectional | CFL | 2 | 100 | 113 | 51.5 |  | 1.5 |  | 1640 | 23 | 71.3 | No | 10000 | 3500 | 83 | 19 | 0.6 | -18 |  |  |  | Not for Use in Enclosed Fixtures |  |  |  | 2014-09-30 | 2014-09-30 | United States, Canada | ES_33216_108723-35_10012014163715_1102738 | 2221074
Fujian YDJ Light Co., Ltd. | YDJ Light | CFL | 12013 |  | CFL Bare Spiral | General Purpose Replacement | E26 (Medium) | Omnidirectional | CFL | 2 | 60 | 94 | 42 |  | 1.5 |  | 825 | 13 | 63.5 | No | 12000 | 2700 | 81 | 9 | 0.6 | -18 |  |  |  | Other,not for use in enclosed fixtures. |  |  |  | 2014-08-10 | 2014-07-25 | United States, Canada | ES_33216_12013_07292014124259_5557850 | 2216560
Fujian YDJ Light Co., Ltd. | YDJ Light | CFL | 12013-30 |  | CFL Bare Spiral | General Purpose Replacement | E26 (Medium) | Omnidirectional | CFL | 2 | 60 | 94 | 42 |  | 1.5 |  | 800 | 13 | 61.5 | No | 12000 | 3000 | 82 | 7 | 0.6 | -18 |  |  |  | None |  |  |  | 2014-08-30 | 2014-08-25 | United States, Canada | ES_33216_12013-30_08292014154811_7740019 | 2218533
Fujian YDJ Light Co., Ltd. | YDJ Light | CFL | 12020 |  | CFL Bare Spiral | General Purpose Replacement | E26 (Medium) | Omnidirectional | CFL | 2 | 75 | 105 | 54.5 |  | 1.5 |  | 1300 | 20 | 65 | No | 12000 | 2700 | 82 | 11 | 0.5 | -18 |  |  |  | Other,not for use in enclosed fixtures. |  |  |  | 2014-08-10 | 2014-07-28 | United States, Canada | ES_33216_12020_07292014124325_4059394 | 2216559
Fujian YDJ Light Co., Ltd. | YDJ Light | CFL | 12023 |  | CFL Bare Spiral | General Purpose Replacement | E26 (Medium) | Omnidirectional | CFL | 2 | 100 | 112 | 54.5 |  | 1.5 |  | 1640 | 23 | 71.3 | No | 12000 | 2700 | 82 | 12 | 0.5 | -18 |  |  |  | Other,not for use in enclosed fixtures |  |  |  | 2014-08-10 | 2014-07-28 | United States, Canada | ES_33216_12023_07292014124348_2979547 | 2216558
Fujian YDJ Light Co., Ltd. | YDJ Light | CFL | 12023-30 |  | CFL Bare Spiral | General Purpose Replacement | E26 (Medium) | Omnidirectional | CFL | 2 | 100 | 112 | 54.5 |  | 1.5 |  | 1640 | 23 | 71.3 | No | 12000 | 3000 | 83 | 12 | 0.6 | -18 |  |  |  | Other,Not for use in enclosed fixtures |  |  |  | 2014-08-30 | 2014-09-11 | United States, Canada | ES_33216_12023-30_09182014084743_6292968 | 2219743
Fujian YDJ Light Co., Ltd. | YDJ Light | CFL | 12026-27 |  | CFL Bare Spiral | General Purpose Replacement | E26 (Medium) | Omnidirectional | CFL | 2 | 100 | 115 | 54.5 |  | 1.5 |  | 1720 | 26 | 66.2 | No | 12000 | 2700 | 82 | 11 | 0.6 | -18 |  |  |  | None |  |  |  | 2014-08-30 | 2014-08-25 | United States, Canada | ES_33216_12026-27_08292014154820_4840196 | 2218532
Fujian YDJ Light Co., Ltd. | YDJ Light | CFL | 12030-35 |  | CFL Bare Spiral | General Purpose Replacement | E26 (Medium) | Omnidirectional | CFL | 2 | 125 | 125 | 68 |  | 3 |  | 2000 | 30 | 66.7 | No | 12000 | 3500 | 82 | 10 | 0.5 | -18 |  |  |  | Not for Use in Enclosed Fixtures |  |  |  | 2014-09-30 | 2014-09-25 | United States, Canada | ES_33216_12030-35_10012014163356_6605246 | 2221094
Fujian YDJ Light Co., Ltd. | YDJ Light | CFL | 12113-27 |  | CFL Bare Spiral | General Purpose Replacement | E26 (Medium) | Omnidirectional | CFL | 2 | 60 | 101 | 39 |  | 1.5 |  | 800 | 13 | 61.5 | No | 12000 | 2700 | 84 | 9 | 0.6 | -18 |  |  |  | Enclosed Fixtures |  |  |  | 2014-06-15 | 2014-06-12 | United States, Canada | ES_33216_12113-27_06132014154905_2622000 | 2213616
Fujian YDJ Light Co., Ltd. | YDJ Light | CFL | 12120-65 |  | CFL Bare Spiral | General Purpose Replacement | E26 (Medium) | Omnidirectional | CFL | 2 | 75 | 105 | 54.5 |  | 1.5 |  | 1300 | 20 | 65 | No | 12000 | 6500 | 81 | 13 | 0.6 | -18 |  |  |  | Other,not for use in enclosed fixtures. |  |  |  | 2014-08-10 | 2014-07-25 | United States, Canada | ES_33216_12120-65_07292014124234_1954108 | 2216561
Fujian YDJ Light Co., Ltd. | YDJ Light | CFL | 12123-65 |  | CFL Bare Spiral | General Purpose Replacement | E26 (Medium) | Omnidirectional | CFL | 2 | 100 | 112 | 54.5 |  | 1.5 |  | 1600 | 23 | 69.6 | No | 12000 | 6500 | 81 | 14 | 0.6 | -18 |  |  |  | Other,not for use in enclised fixtures |  |  |  | 2014-08-10 | 2014-07-28 | United States, Canada | ES_33216_12123-65_07292014123729_4062178 | 2216550
Fujian YDJ Light Co., Ltd. | YDJ Light | CFL | 12413-27 |  | CFL Bare Spiral | General Purpose Replacement | E26 (Medium) | Omnidirectional | CFL | 2 | 60 | 102 | 39 |  | 1.5 |  | 800 | 13 | 61.5 | No | 12000 | 2700 | 81 | -9 | 0.6 | -18 |  |  |  | Not for Use in Enclosed Fixtures |  |  |  | 2014-09-30 | 2014-10-16 | United States, Canada | ES_33216_12413-27_10222014133321_1052029 | 2223170
Fujian YDJ Light Co., Ltd. | YDJ Light | CFL | 128410-27 | CFL,108410-27, | CFL Bare Spiral | General Purpose Replacement | E26 (Medium) | Omnidirectional | CFL | 2 | 40 | 96 | 40 |  | 1.5 |  | 650 | 10 | 65 | No | 12000 | 2700 | 82 | -9 | 0.6 | -18 |  |  |  | Not for Use in Enclosed Fixtures,Recessed Fixtures |  |  |  | 2014-05-23 | 2014-05-21 | United States, Canada | ES_33216_128410-27_06052014152612_8377914 | 2212494
Fujian YDJ Light Co., Ltd. | YDJ Light | CFL | 128413-27 |  | CFL Bare Spiral | General Purpose Replacement | E26 (Medium) | Omnidirectional | CFL | 2 | 60 | 100 | 38 |  | 1.5 |  | 900 | 13 | 69.2 | No | 12000 | 2700 | 82 | 9 | 0.6 | -18 |  |  |  | Not for Use in Enclosed Fixtures |  |  |  | 2014-09-30 | 2014-10-16 | United States, Canada | ES_33216_128413-27_10222014133329_2216412 | 2223167
Fujian YDJ Light Co., Ltd. | YDJ Light | CFL | 128413-27K |  | CFL Bare Spiral | General Purpose Replacement | E26 (Medium) | Omnidirectional | CFL | 2 | 60 | 100.5 | 38.6 |  | 2.5 |  | 900 | 13 | 69.2 | No | 12000 | 2700 | 83 | -18 | 0.6 | -18 |  |  |  | Not for Use in Recessed Fixtures,Not for Use in Enclosed Fixtures |  |  |  | 2014-06-15 | 2014-07-01 | United States, Canada | ES_33216_128413-27K_07152014094352_0298371 | 2236279
Fujian YDJ Light Co., Ltd. | YDJ Light | CFL | 128413-35 |  | CFL Bare Spiral | General Purpose Replacement | E26 (Medium) | Omnidirectional | CFL | 2 | 60 | 100 | 38 |  | 1.5 |  | 820 | 13 | 63.1 | No | 12000 | 3500 | 83 | 13 | 0.6 | -18 |  |  |  | Not for Use in Enclosed Fixtures |  |  |  | 2014-09-30 | 2014-10-16 | United States, Canada | ES_33216_128413-35_10222014133329_5595633 | 2223165
Fujian YDJ Light Co., Ltd. | YDJ Light | CFL | 128413-35K |  | CFL Bare Spiral | General Purpose Replacement | E26 (Medium) | Omnidirectional | CFL | 2 | 60 | 98.9 | 38.7 |  | 2.5 |  | 900 | 13 | 69.2 | No | 12000 | 3500 | 85 | 9 | 0.6 | -18 |  |  |  | Not for Use in Recessed Fixtures,Not for Use in Enclosed Fixtures |  |  |  | 2014-06-15 | 2014-07-01 | United States, Canada | ES_33216_128413-35K_07152014094324_3209851 | 2236278
GE Lighting | GE Lighting | LED10DR303/827W | 74509 | ,96959, LED10DR303E2PCDN,; ,LED10DR303-W/CDN, | BR30 | Reflector (Flood/Spot) | E26 (Medium) | Directional | LED | 5 | 65 | 136.5 | 95.3 |  |  |  | 700 | 10 | 70 | No | 25000 | 2700 | 81 | 2 | 0.9 | -20 | Dimmable | 19% | Yes | Damp Location Rated | No |  |  | 2015-09-15 | 2016-08-19 | Canada | ES_1120172_74509_08192016174205_8525949 | 2276159
GE Lighting | GE Lighting | LED10DR303/827W | 89936 | ,15087, LED10DR303E-W/SC,; ,21907, LED10DR303E-2PK,; ,21940, LED10DR303-2PK3,; ,36851,; ,LED10DR303-S2PK4,; ,LED10DR303-W/TP, | BR30 | Reflector (Flood/Spot) | E26 (Medium) | Directional | LED | 5 | 65 | 136.5 | 95.3 |  |  |  | 700 | 10 | 70 | No | 25000 | 2700 | 81 | 2 | 0.9 | -20 | Dimmable | 19% | Yes | Damp Location Rated | No |  |  | 2015-09-15 | 2016-08-19 | United States | ES_1120172_89936_08192016174540_8740612 | 2276160
GE Lighting | GE Lighting | LED12D38W3827/25 | 92969 |  | PAR38 | Reflector (Flood/Spot) | E26 (Medium) | Directional | LED | 3 | 100 | 135 | 124 | 5522 |  | 25 | 1050 | 12.3 | 85.4 | No | 25000 | 2700 | 82 | 16 | 0.9 | -20 | Dimmable | 20% |  | Damp Location Rated |  |  |  | 2015-03-01 | 2015-06-22 | United States, Canada | ES_1120172_92969_06222015201030_3830854 | 2241977
GE Lighting | GE Lighting | LED10DR303RVLES | 92470 | ,22174, LED10DR303RVL2BL,; LED10DR303RVLCDN,93618, | BR30 | Reflector (Flood/Spot) | E26 (Medium) | Directional | LED | 10 | 65 | 136.5 | 95.3 |  |  |  | 650 | 10 | 60 | No | 25000 | 2700 | 80 | 59 | 0.9 | -20 | Dimmable | 10% |  | Damp Location Rated,Use With Timers,Recessed Fixtures,Use With Photo And/Or Motion Sensors |  |  |  | 2014-12-10 | 2014-12-11 | United States, Canada | ES_1120172_92470_12112014220715_5635684 | 2229141
GE Lighting | GE Lighting | LED10DR30DL9 | 68431 | ,LED10DR30DL9-HT2, | BR30 | Reflector (Flood/Spot) | E26 (Medium) | Directional | LED | 5 | 65 | 136.5 | 95.3 |  |  | 113 | 650 | 10 | 65 | No | 25000 | 5000 | 94 | 79 | 0.9 | -20 | Dimmable | 20% | Yes | Damp Location Rated | No |  |  | 2016-09-21 | 2016-10-11 | United States | ES_1120172_68431_10112016191432_3272707 | 2281078
GE Lighting | GE Lighting | LED10DR30SW9 | 68430 | ,LED10DR30SW9-HT2, | BR30 | Reflector (Flood/Spot) | E26 (Medium) | Directional | LED | 5 | 65 | 136.5 | 95.3 |  |  | 112 | 650 | 10 | 65 | No | 25000 | 2700 | 92 | 56 | 0.9 | -20 | Dimmable | 20% | Yes | Damp Location Rated | No |  |  | 2016-09-21 | 2016-10-11 | United States | ES_1120172_68430_10112016184935_1775798 | 2281077
GE Lighting | GE Lighting | LED10DR30V-S/S | 69151 |  | BR30 | Reflector (Flood/Spot) | E26 (Medium) | Directional | LED | 3 | 65 | 133.3 | 93.8 |  |  |  | 700 | 10.1 | 70 | No | 25000 | 2700 | 81 | 13 | 0.9 | -20 | Dimmable | 10% |  | Damp Location Rated,Use With Timers,Recessed Fixtures,Use With Photo And/Or Motion Sensors |  |  |  | 2013-09-23 | 2013-12-17 | United States, Canada | ES_1120172_69151_03302014125529_4129265 | 2207258
GE Lighting | GE Lighting | LED10DR30V-S/S5 | 69728 |  | BR30 | Reflector (Flood/Spot) | E26 (Medium) | Directional | LED | 3 | 65 | 133.3 | 93.8 |  |  |  | 700 | 10.1 | 70 | No | 25000 | 2700 | 81 | 13 | 0.9 | -20 | Dimmable | 10% |  | Damp Location Rated,Use With Timers,Recessed Fixtures,Use With Photo And/Or Motion Sensors |  |  |  | 2013-09-23 | 2013-12-17 | United States, Canada | ES_1120172_69728_03302014125552_4152835 | 2207255
GE Lighting | GE Lighting | LED10DR30V-S/TP | 69060 |  | BR30 | Reflector (Flood/Spot) | E26 (Medium) | Directional | LED | 3 | 65 | 133.3 | 93.8 |  |  |  | 700 | 10.1 | 70 | No | 25000 | 2700 | 81 | 13 | 0.9 | -20 | Dimmable | 10% |  | Damp Location Rated,Use With Timers,Recessed Fixtures,Use With Photo And/Or Motion Sensors |  |  |  | 2013-09-23 | 2013-12-17 | United States, Canada | ES_1120172_69060_03302014125503_4103122 | 2207254
GE Lighting | GE Lighting | LED10DR30VS/TPSC | 19148 |  | BR30 | Reflector (Flood/Spot) | E26 (Medium) | Directional | LED | 3 | 65 | 133.3 | 93.8 |  |  |  | 700 | 10.1 | 70 | No | 25000 | 2700 | 81 | 13 | 0.9 | -20 | Dimmable | 10% |  | Damp Location Rated,Use With Timers,Recessed Fixtures,Use With Photo And/Or Motion Sensors |  |  |  | 2013-09-23 | 2013-12-17 | United States, Canada | ES_1120172_19148_03302014125650_4210561 | 2207256
GE Lighting | GE Lighting | LED10DR30V-W/KIT | 65854 |  | BR30 | Reflector (Flood/Spot) | E26 (Medium) | Directional | LED | 3 | 65 | 133.3 | 93.8 |  |  |  | 700 | 10.1 | 70 | No | 25000 | 2700 | 81 | 13 | 0.9 | -20 | Dimmable | 10% |  | Damp Location Rated,Use With Timers,Recessed Fixtures,Use With Photo And/Or Motion Sensors |  |  |  | 2013-09-23 | 2013-12-17 | United States, Canada | ES_1120172_65854_03302014125621_4181507 | 2207253
GE Lighting | GE Lighting | LED10DR30V-W/TP | 68158 |  | BR30 | Reflector (Flood/Spot) | E26 (Medium) | Directional | LED | 3 | 65 | 133.3 | 93.8 |  |  |  | 700 | 10.1 | 70 | No | 25000 | 2700 | 81 | 13 | 0.9 | -20 | Dimmable | 10% |  | Damp Location Rated,Use With Timers,Recessed Fixtures,Use With Photo And/Or Motion Sensors |  |  |  | 2013-09-23 | 2013-12-17 | United States, Canada | ES_1120172_68158_03302014125439_4079599 | 2207257
GE Lighting | GE Lighting | LED11DA19/827 | 11328 |  | A19 | General Purpose Replacement | E26 (Medium) | Omnidirectional | LED | 3 | 60 | 112 | 61.5 |  |  |  | 800 | 11 | 72.7 | No | 25000 | 2700 | 81 | 5 | 0.9 | -20 | Dimmable | 20% |  | Damp Location Rated,Use With Timers,Not for Use in Enclosed Fixtures,Use With Photo And/Or Motion Sensors |  |  |  | 2015-04-18 | 2015-05-22 | United States, Canada | ES_1120172_11328_05262015153306_4386221 | 2240169
GE Lighting | GE Lighting | LED11DA19/827 | 33328 | ,LED11DA19GU24CDN, | A19 | General Purpose Replacement | GU24 | Omnidirectional | LED | 10 | 60 | 112 | 61.5 |  |  |  | 800 | 11 | 72.7 | No | 25000 | 2700 | 81 | 5 | 0.9 | -20 | Dimmable | 20% |  | Damp Location Rated,Use With Timers,Not for Use in Enclosed Fixtures,Use With Photo And/Or Motion Sensors |  |  |  | 2015-04-18 | 2015-09-14 | Canada | ES_1120172_33328_09142015173611_2171822 | 2247947
GE Lighting | GE Lighting | LED11DA19/827 | 33846 | ,11301, LED11DA19/827CDN,; ,14173,; ,25037,; ,31682, LED11DA19-4PSC,; ,35653,; ,64379,; ,88134,; ,92763,; ,FAM112LED11A19SP,; ,LED11DA19/2PKCDN,; ,LED11DA19/2SH,; ,LED11DA19/4PSC,; ,LED11DA19/827-4P,; ,LED11DA19/827/BX,; LED11DA19/827/SC,15132, | A19 | General Purpose Replacement | E26 (Medium) | Omnidirectional | LED | 10 | 60 | 112 | 61.5 |  |  |  | 800 | 11 | 72.7 | No | 25000 | 2700 | 81 | 5 | 0.9 | -20 | Dimmable | 20% |  | Damp Location Rated,Use With Timers,Not for Use in Enclosed Fixtures,Use With Photo And/Or Motion Sensors |  |  |  | 2015-04-18 | 2015-05-22 | United States | ES_1120172_33846_04022014172950_9790384 | 2207398
GE Lighting | GE Lighting | LED11DA19/827 | 35647 | ,LED11DA19-S2PK4, | A19 | General Purpose Replacement | E26 (Medium) | Omnidirectional | LED | 5 | 60 | 112 | 61.5 |  |  |  | 800 | 11 | 72.7 | No | 25000 | 2700 | 81 | 5 | 0.9 | -20 | Dimmable | 20% |  | Damp Location Rated,Use With Timers,Not for Use in Enclosed Fixtures,Use With Photo And/Or Motion Sensors |  |  |  | 2015-04-18 | 2015-05-22 | United States | ES_1120172_35647_05222015231913_6753967 | 2240135
GE Lighting | GE Lighting | LED11DA19/827 | 36118 | ,36137, LED11DA195-2PK,; ,36163, LED11DA195-4PK,; ,LED11DA195/BX,; LED11DA19/827,36118, | A19 | General Purpose Replacement | E26 (Medium) | Omnidirectional | LED | 10 | 60 | 112 | 61.5 |  |  |  | 800 | 11 | 72.7 | No | 30000 | 2700 | 81 | 5 | 0.9 | -20 | Dimmable | 20% |  | Damp Location Rated,Use With Timers,Not for Use in Enclosed Fixtures,Use With Photo And/Or Motion Sensors |  |  |  | 2015-04-18 | 2016-01-21 | United States | ES_1120172_36118_01212016154726_1246307 | 2257109
GE Lighting | GE Lighting | LED11DA19/827 | 74357 | ,LED11DA19827GU24, | A19 | General Purpose Replacement | GU24 | Omnidirectional | LED | 3 | 60 | 112 | 61.5 |  |  |  | 800 | 11 | 72.7 | No | 25000 | 2700 | 81 | 5 | 0.9 | -20 | Dimmable | 20% |  | Damp Location Rated,Use With Timers,Not for Use in Enclosed Fixtures,Use With Photo And/Or Motion Sensors |  |  |  | 2015-04-18 | 2015-08-05 | United States, Canada | ES_1120172_74357_08052015205030_7830173 | 2245208
GE Lighting | GE Lighting | LED11DA19/827 | 92286 | ,LED11DA19/GU24TP, | A19 | General Purpose Replacement | GU24 | Omnidirectional | LED | 10 | 60 | 112 | 61.5 |  |  |  | 800 | 11 | 72.7 | No | 25000 | 2700 | 81 | 5 | 0.9 | -20 | Dimmable | 20% |  | Damp Location Rated,Use With Timers,Not for Use in Enclosed Fixtures,Use With Photo And/Or Motion Sensors |  |  |  | 2015-04-18 | 2015-07-08 | United States | ES_1120172_92286_07082015223624_4984054 | 2242936
GE Lighting | GE Lighting | LED11DA19/827/BX | 33846 | FAM112LED11A192P,35653,; LED11DA19-S/2PK4,35647,; LED11DA19/2PKCDN,14173,; LED11DA19/2SH,64379,; LED11DA19/4PSC,88134,; LED11DA19/827,11328,; LED11DA19/827-2P,25037,; LED11DA19/827-4P,92763,; LED11DA19/827-S4,33849,; LED11DA19/827/BX,33846,; LED11DA19/827/SC,15132,; LED11DA19/827CDN,11301, | A19 | General Purpose Replacement | E26 (Medium) | Omnidirectional | LED | 3 | 60 | 111.3 | 59.8 |  |  |  | 800 | 11.6 | 69 | No | 25000 | 2700 | 81 | 14 | 0.9 | -20 | Dimmable | 20% |  | Damp Location Rated,Use With Timers,Use With Photo And/Or Motion Sensors |  |  |  | 2014-09-25 | 2014-11-20 | United States, Canada | ES_1120172_33846_11202014203456_5696956 | 2225554
GE Lighting | GE Lighting | LED11DA19/830 | 71209 |  | A19 | General Purpose Replacement | E26 (Medium) | Omnidirectional | LED | 3 | 60 | 112 | 61.5 |  |  |  | 800 | 11 | 72.7 | No | 25000 | 3000 | 81 | 12 | 0.9 | -20 | Dimmable | 20% |  | Damp Location Rated,Use With Timers,Not for Use in Enclosed Fixtures,Use With Photo And/Or Motion Sensors |  |  |  | 2014-09-25 | 2015-05-22 | United States, Canada | ES_1120172_71209_06062014123235_7955227 | 2212424
GE Lighting | GE Lighting | LED11DA19/850 | 21289 | ,21290,; ,31746, LED11DA19/5K4PSC,; ,36849,; ,LED11DA19/5K-S2P,; ,LED11DA19/5K-S2T,; ,LED11DA19/5K/S2P, | A19 | General Purpose Replacement | E26 (Medium) | Omnidirectional | LED | 5 | 60 | 112 | 61.5 |  |  |  | 900 | 11 | 81.8 | No | 25000 | 5000 | 82 | 4 | 0.9 | -20 | Dimmable | 20% |  | Damp Location Rated,Use With Timers,Not for Use in Enclosed Fixtures,Use With Photo And/Or Motion Sensors |  |  |  | 2015-04-18 | 2015-07-02 | United States | ES_1120172_21289_07022015200139_7299812 | 2242770
GE Lighting | GE Lighting | LED11DA19/850 | 36120 | LED11DA19/850,36120,; LED11DA19/850,36151, LED11DA1955K2POT,; LED11DA19/850,LED11DA1955KBXOT, | A19 | General Purpose Replacement | E26 (Medium) | Omnidirectional | LED | 10 | 60 | 112 | 61.5 |  |  |  | 900 | 11 | 81.8 | No | 30000 | 5000 | 82 | 4 | 0.9 | -20 | Dimmable | 20% |  | Damp Location Rated,Use With Timers,Not for Use in Enclosed Fixtures,Use With Photo And/Or Motion Sensors |  |  |  | 2015-04-18 | 2016-01-21 | United States | ES_1120172_36120_01212016154917_1357130 | 2257110
GE Lighting | GE Lighting | LED11DA19/850 | 42473 | ,88740, LED11DA19/5K4PSC,; ,92245, LED11DA19/5K-2PK,; ,92764,; ,96961, LED11DA19/5KCDN,; ,LED11DA19/5K/BX,; LED11DA19/850,LED11DA19/5K-4PK, | A19 | General Purpose Replacement | E26 (Medium) | Omnidirectional | LED | 10 | 60 | 112 | 61.5 |  |  |  | 900 | 11 | 81.8 | No | 25000 | 5000 | 82 | 4 | 0.9 | -20 | Dimmable | 20% |  | Damp Location Rated,Use With Timers,Not for Use in Enclosed Fixtures,Use With Photo And/Or Motion Sensors |  |  |  | 2014-09-25 | 2015-05-22 | United States | ES_1120172_42473_01062015151700_7420854 | 2230572
GE Lighting | GE Lighting | LED11DA19/850 | 96961 | ,96962, LED11DA19/5K2CDN,; ,LED11DA19/5KCDN, | A19 | General Purpose Replacement | E26 (Medium) | Omnidirectional | LED | 10 | 60 | 112 | 61.5 |  |  |  | 900 | 11 | 81.8 | No | 25000 | 5000 | 82 | 4 | 0.9 | -20 | Dimmable | 20% |  | Damp Location Rated,Use With Timers,Not for Use in Enclosed Fixtures,Use With Photo And/Or Motion Sensors |  |  |  | 2015-04-18 | 2015-05-22 | Canada | ES_1120172_96961_05262015162905_7745771 | 2240173
GE Lighting | GE Lighting | LED11DA19RVLES | 63180 | ,LED11DA19RVLESTP, | A19 | General Purpose Replacement | E26 (Medium) | Omnidirectional | LED | 10 | 60 | 115 | 62 |  |  |  | 800 | 11 | 72.7 | No | 25000 | 2700 | 85 | 41 | 0.9 | -20 | Dimmable | 20% |  | Damp Location Rated,Not for Use in Enclosed Fixtures |  |  |  | 2015-03-01 | 2015-03-07 | United States | ES_1120172_63180_03072015143005_8605968 | 2234378
GE Lighting | GE Lighting | LED11DA19RVLES | 64969 | ,LED11DA19RVESCDN, | A19 | General Purpose Replacement | E26 (Medium) | Omnidirectional | LED | 10 | 60 | 115 | 62 |  |  |  | 800 | 11 | 72.7 | No | 25000 | 2700 | 85 | 41 | 0.9 | -20 | Dimmable | 20% |  | Damp Location Rated,Not for Use in Enclosed Fixtures |  |  |  | 2015-03-10 | 2015-03-17 | Canada | ES_1120172_64969_03172015130619_7579852 | 2234799
GE Lighting | GE Lighting | LED12D30LWW93015 | 32004 |  | PAR30L | Reflector (Flood/Spot) | E26 (Medium) | Directional | LED | 3 | 50 | 120.7 | 95.3 | 6338 |  | 15 | 650 | 12.7 | 51.2 | No | 25000 | 3000 | 91 | 94 | 0.9 | -20 | Dimmable | 20% |  | Damp Location Rated,Not for Use in Enclosed Fixtures |  |  |  | 2015-11-15 | 2015-11-19 | United States, Canada | ES_1120172_32004_11202015173358_0838277 | 2253014
GE Lighting | GE Lighting | LED12D30LWW93025 | 32006 |  | PAR30L | Reflector (Flood/Spot) | E26 (Medium) | Directional | LED | 3 | 50 | 120.7 | 95.3 | 2736 |  | 25 | 650 | 12.7 | 51.2 | No | 25000 | 3000 | 91 | 95 | 0.9 | -20 | Dimmable | 20% |  | Damp Location Rated,Not for Use in Enclosed Fixtures |  |  |  | 2015-11-15 | 2015-11-19 | United States, Canada | ES_1120172_32006_11202015174112_1272217 | 2253015
GE Lighting | GE Lighting | LED12D30WW93015 | 28274 | LED12D30WB93015,28281, | PAR30 | Reflector (Flood/Spot) | E26 (Medium) | Directional | LED | 3 | 50 | 94.9 | 95.3 | 6338 |  | 15 | 650 | 12.7 | 51.2 | No | 25000 | 3000 | 91 | 94 | 0.9 | -20 | Dimmable | 20% |  | Damp Location Rated,Not for Use in Enclosed Fixtures |  |  |  | 2015-11-15 | 2015-11-19 | United States, Canada | ES_1120172_28274_11202015173300_0780705 | 2253012
GE Lighting | GE Lighting | LED12D30WW93025 | 28275 | LED12D30WB93025,28278, | PAR30 | Reflector (Flood/Spot) | E26 (Medium) | Directional | LED | 3 | 50 | 94.9 | 95.3 | 2736 |  | 25 | 650 | 12.7 | 51.2 | No | 25000 | 3000 | 91 | 95 | 0.9 | -20 | Dimmable | 20% |  | Damp Location Rated,Not for Use in Enclosed Fixtures |  |  |  | 2015-11-15 | 2015-11-19 | United States, Canada | ES_1120172_28275_11202015174029_1229715 | 2253013
GE Lighting | GE Lighting | LED12D38OW383040 | 92973 |  | PAR38 | Reflector (Flood/Spot) | E26 (Medium) | Directional | LED | 3 | 100 | 135 | 124 | 2510 |  | 40 | 1050 | 12.2 | 86.1 | No | 25000 | 3000 | 82 | 15 | 0.9 | -20 | Dimmable | 20% |  | Wet Location Rated |  |  |  | 2015-03-01 | 2015-06-22 | United States, Canada | ES_1120172_92973_06222015201401_4041280 | 2241980
GE Lighting | GE Lighting | LED12D38W3827/40 | 92971 |  | PAR38 | Reflector (Flood/Spot) | E26 (Medium) | Directional | LED | 3 | 100 | 135 | 124 | 2341 |  | 40 | 1050 | 12.4 | 84.7 | No | 25000 | 2700 | 81 | 15 | 0.9 | -20 | Dimmable | 20% |  | Damp Location Rated |  |  |  | 2015-03-01 | 2015-06-22 | United States, Canada | ES_1120172_92971_06222015201155_3915345 | 2241978
GE Lighting | GE Lighting | LED12D38W3830/25 | 92972 |  | PAR38 | Reflector (Flood/Spot) | E26 (Medium) | Directional | LED | 3 | 100 | 135 | 124 | 5564 |  | 25 | 1050 | 12.1 | 86.8 | No | 25000 | 3000 | 82 | 16 | 0.9 | -20 | Dimmable | 20% |  | Damp Location Rated |  |  |  | 2015-03-01 | 2015-06-22 | United States, Canada | ES_1120172_92972_06222015201257_3977136 | 2241979
GE Lighting | GE Lighting | LED12D38W927/15 | 84475 |  | PAR38 | Reflector (Flood/Spot) | E26 (Medium) | Directional | LED | 3 | 85 | 135 | 124 | 11000 |  | 15 | 820 | 12.5 | 65.6 | No | 25000 | 2700 | 91 | 77 | 0.9 | -20 | Dimmable | 20% |  | None |  |  |  | 2014-08-31 | 2014-10-10 | United States, Canada | ES_1120172_84475_10192014051942_5982809 | 2222828
GE Lighting | GE Lighting | LED12D38W927/25 | 84476 |  | PAR38 | Reflector (Flood/Spot) | E26 (Medium) | Directional | LED | 3 | 85 | 135 | 124 | 3900 |  | 25 | 820 | 12.5 | 65.6 | No | 25000 | 2700 | 91 | 76 | 0.9 | -20 | Dimmable | 20% |  | None |  |  |  | 2014-08-31 | 2014-10-10 | United States, Canada | ES_1120172_84476_10192014052006_6006200 | 2222829
GE Lighting | GE Lighting | LED12D38W927/40 | 84477 |  | PAR38 | Reflector (Flood/Spot) | E26 (Medium) | Directional | LED | 3 | 85 | 135 | 124 | 1550 |  | 40 | 820 | 12.5 | 65.6 | No | 25000 | 2700 | 91 | 77 | 0.9 | -20 | Dimmable | 20% |  | None |  |  |  | 2014-08-31 | 2014-10-10 | United States, Canada | ES_1120172_84477_10192014052030_6030442 | 2222830
GE Lighting | GE Lighting | LED12D38W930/15 | 84461 |  | PAR38 | Reflector (Flood/Spot) | E26 (Medium) | Directional | LED | 3 | 85 | 135 | 124 | 11400 |  | 15 | 860 | 12.5 | 68.8 | No | 25000 | 3000 | 91 | 78 | 0.9 | -20 | Dimmable | 20% |  | None |  |  |  | 2014-08-31 | 2014-10-10 | United States, Canada | ES_1120172_84461_10192014051711_5831974 | 2222822
GE Lighting | GE Lighting | LED12D38W930/25 | 84463 |  | PAR38 | Reflector (Flood/Spot) | E26 (Medium) | Directional | LED | 3 | 85 | 135 | 124 | 4100 |  | 25 | 860 | 12.5 | 68.8 | No | 25000 | 3000 | 91 | 78 | 0.9 | -20 | Dimmable | 20% |  | None |  |  |  | 2014-08-31 | 2014-10-10 | United States, Canada | ES_1120172_84463_10192014051734_5854231 | 2222823
GE Lighting | GE Lighting | LED12D38W930/40 | 84465 |  | PAR38 | Reflector (Flood/Spot) | E26 (Medium) | Directional | LED | 3 | 85 | 135 | 124 | 1600 |  | 40 | 860 | 12.5 | 68.8 | No | 25000 | 3000 | 91 | 78 | 0.9 | -20 | Dimmable | 20% |  | None |  |  |  | 2014-08-31 | 2014-10-10 | United States, Canada | ES_1120172_84465_10192014051758_5878556 | 2222824
GE Lighting | GE Lighting | LED12DP302/FLCDN | 95181 |  | PAR30 | Reflector (Flood/Spot) | E26 (Medium) | Directional | LED | 5 | 85 | 93 | 95 | 2300 |  | 35 | 850 | 12 | 71 | No | 25000 | 2700 | 81 | 16 | 0.9 | -20 | Dimmable | 20% |  | Damp Location Rated,Use With Timers,Enclosed Fixtures,Recessed Fixtures,Use With Photo And/Or Motion Sensors |  |  |  | 2014-03-31 | 2014-03-31 | United States, Canada | ES_1120172_95181_04072014201734_1854758 | 2207819
GE Lighting | GE Lighting | LED12DP302/FL/TP | 89988 | ,89989,; ,98634,; ,98640,; ,LED-12PAR30/SW/FL BX,; ,LED10/PAR30/L, | PAR30 | Reflector (Flood/Spot) | E26 (Medium) | Directional | LED | 5 | 85 | 93 | 95 | 2300 |  | 35 | 850 | 12 | 71 | No | 25000 | 2700 | 81 | 16 | 0.9 | -20 | Dimmable | 20% |  | Damp Location Rated,Use With Timers,Enclosed Fixtures,Recessed Fixtures,Use With Photo And/Or Motion Sensors |  |  |  | 2014-03-12 | 2014-03-31 | United States, Canada | ES_1120172_89988_03312014151959_9199015 | 2207236
GE Lighting | GE Lighting | LED12DP302W82720 | 94219 | ,94217, | PAR30 | Reflector (Flood/Spot) | E26 (Medium) | Directional | LED | 5 | 85 | 93 | 95 | 6600 |  | 20 | 850 | 12 | 71 | No | 25000 | 3000 | 81 | 14 | 0.9 | -20 | Dimmable | 20% |  | Damp Location Rated,Use With Timers,Enclosed Fixtures,Recessed Fixtures,Use With Photo And/Or Motion Sensors |  |  |  | 2014-03-12 | 2014-03-31 | United States, Canada | ES_1120172_94219_03312014151916_9156682 | 2207221
GE Lighting | GE Lighting | LED12DP302W82735 | 94220 | ,39608,; ,94218, | PAR30 | Reflector (Flood/Spot) | E26 (Medium) | Directional | LED | 5 | 85 | 93 | 95 | 2300 |  | 35 | 850 | 12 | 71 | No | 25000 | 2700 | 81 | 16 | 0.9 | -20 | Dimmable | 20% |  | Damp Location Rated,Use With Timers,Enclosed Fixtures,Recessed Fixtures,Use With Photo And/Or Motion Sensors |  |  |  | 2014-03-12 | 2014-03-31 | United States, Canada | ES_1120172_94220_03312014151938_9178183 | 2207237
GE Lighting | GE Lighting | LED12DP302W83020 | 94215 | ,94212, | PAR30 | Reflector (Flood/Spot) | E26 (Medium) | Directional | LED | 5 | 85 | 93 | 95 | 7300 |  | 20 | 950 | 12 | 79 | No | 25000 | 2700 | 82 | 14 | 0.9 | -20 | Dimmable | 20% |  | Damp Location Rated,Use With Timers,Enclosed Fixtures,Recessed Fixtures,Use With Photo And/Or Motion Sensors |  |  |  | 2014-03-12 | 2014-03-31 | United States, Canada | ES_1120172_94215_03312014151829_9109644 | 2207238
GE Lighting | GE Lighting | LED12DP302W83035 | 94216 | ,94214, | PAR30 | Reflector (Flood/Spot) | E26 (Medium) | Directional | LED | 5 | 85 | 93 | 95 | 2700 |  | 35 | 950 | 12 | 79 | No | 25000 | 3000 | 82 | 16 | 0.9 | -20 | Dimmable | 20% |  | Damp Location Rated,Use With Timers,Enclosed Fixtures,Recessed Fixtures,Use With Photo And/Or Motion Sensors |  |  |  | 2014-03-12 | 2014-03-31 | United States, Canada | ES_1120172_94216_03312014151853_9133508 | 2207222
GE Lighting | GE Lighting | LED12DP303W82735 | 96843 | ,32682, LED12DP303/FL/TP,; LED12DP303W82735,LED12DP303/FL/TP, | PAR30 | Reflector (Flood/Spot) | E26 (Medium) | Directional | LED | 5 | 75 | 93 | 97 | 2530 |  | 35 | 850 | 12 | 70.8 | No | 25000 | 2700 | 83 | 15 | 0.9 | -20 | Dimmable | 20% | Yes | Damp Location Rated,Use With Timers,Use With Photo and/or Motion Sensors | No |  |  | 2016-09-06 | 2016-10-07 | United States, Canada | ES_1120172_96843_10072016172158_0918061 | 2280917
GE Lighting | GE Lighting | LED12DP303W82735 | 96853 | ,LED12DP303/FLCDN, | PAR30 | Reflector (Flood/Spot) | E26 (Medium) | Directional | LED | 5 | 75 | 93 | 97 | 2530 |  | 35 | 850 | 12 | 70.8 | No | 25000 | 2700 | 83 | 15 | 0.9 | -20 | Dimmable | 20% | Yes | Damp Location Rated,Use With Timers,Use With Photo and/or Motion Sensors | No |  |  | 2015-03-24 | 2016-10-07 | Canada | ES_1120172_96853_05112015181216_7936984 | 2280921
GE Lighting | GE Lighting | LED12DP303W85035 | 96849 | ,LED12DP303FL5KTP, | PAR30 | Reflector (Flood/Spot) | E26 (Medium) | Directional | LED | 5 | 75 | 93 | 97 | 2862 |  | 35 | 1000 | 12 | 83.3 | No | 25000 | 5000 | 85 | 20 | 0.9 | -20 | Dimmable | 20% | Yes | Damp Location Rated,Use With Timers,Use With Photo and/or Motion Sensors | No |  |  | 2015-03-24 | 2016-10-07 | United States, Canada | ES_1120172_96849_05112015182631_8791673 | 2280919
GE Lighting | GE Lighting | LED12DP30R92825 | 37119 | ,LED12DP30R928/25,; LED12DP30B928/25,40858, | PAR30 | Reflector (Flood/Spot) | E26 (Medium) | Directional | LED | 3 | 75 | 95 | 96 | 3936 |  | 25 | 900 | 12.6 | 71.4 | No | 25000 | 2700 | 94 | 60 | 0.9 | -20 | Dimmable | 20% |  | Damp Location Rated,Not for Use in Enclosed Fixtures |  |  |  | 2016-01-01 | 2015-12-07 | United States, Canada | ES_1120172_37119_12072015175930_1170104 | 2254331
GE Lighting | GE Lighting | LED12DP30R92925 | 37118 | ,LED12DP30R929/25,; LED12DP30B929/25,40857, | PAR30 | Reflector (Flood/Spot) | E26 (Medium) | Directional | LED | 3 | 75 | 95 | 96 | 3892 |  | 25 | 900 | 12.5 | 72 | No | 25000 | 3000 | 94 | 60 | 0.9 | -20 | Dimmable | 20% |  | Damp Location Rated,Not for Use in Enclosed Fixtures |  |  |  | 2016-01-01 | 2015-12-07 | United States, Canada | ES_1120172_37118_12072015180821_1701801 | 2254332
GE Lighting | GE Lighting | LED12DP30RW82715 | 42132 |  | PAR30 | Reflector (Flood/Spot) | E26 (Medium) | Directional | LED | 3 | 75 | 95.4 | 96 | 12025 |  | 15 | 960 | 12.5 | 76.8 | No | 25000 | 2700 | 80 | 2 | 0.9 | -20 | Dimmable | 20% |  | Damp Location Rated,Not for Use in Enclosed Fixtures |  |  |  | 2015-03-02 | 2015-04-10 | United States, Canada | ES_1120172_42132_04102015192104_3664676 | 2236154
GE Lighting | GE Lighting | LED12DP30RW82725 | 42133 | LED12DP30RA82725,10672,; LED12DP30RB82725,45227,; LED12DP30RS82725,10677, | PAR30 | Reflector (Flood/Spot) | E26 (Medium) | Directional | LED | 3 | 75 | 95.4 | 96 | 4960 |  | 25 | 1000 | 12.3 | 81.3 | No | 25000 | 2700 | 82 | 7 | 0.9 | -20 | Dimmable | 20% |  | Damp Location Rated,Not for Use in Enclosed Fixtures |  |  |  | 2015-03-02 | 2015-04-10 | United States, Canada | ES_1120172_42133 _04102015192521_3921552 | 2236155
GE Lighting | GE Lighting | LED12DP30RW82740 | 42134 | LED12DP30RB82740,73583, | PAR30 | Reflector (Flood/Spot) | E26 (Medium) | Directional | LED | 3 | 75 | 95.4 | 96 | 2712 |  | 40 | 1000 | 12.3 | 81.3 | No | 25000 | 2700 | 82 | 7 | 0.9 | -20 | Dimmable | 20% |  | Damp Location Rated,Not for Use in Enclosed Fixtures |  |  |  | 2015-03-02 | 2015-04-10 | United States, Canada | ES_1120172_42134 _04102015194548_5148571 | 2236156
GE Lighting | GE Lighting | LED12DP30RW83015 | 42129 |  | PAR30 | Reflector (Flood/Spot) | E26 (Medium) | Directional | LED | 3 | 75 | 95.4 | 96 | 12573 |  | 15 | 1000 | 12.4 | 80.6 | No | 25000 | 3000 | 82 | 2 | 0.9 | -20 | Dimmable | 20% |  | Damp Location Rated,Not for Use in Enclosed Fixtures |  |  |  | 2015-03-02 | 2015-04-10 | United States, Canada | ES_1120172_42129_04102015195148_5508509 | 2236157
GE Lighting | GE Lighting | LED12DP30RW83025 | 84384 |  | PAR30 | Reflector (Flood/Spot) | E26 (Medium) | Directional | LED | 3 | 75 | 95.4 | 96 | 5065 |  | 25 | 1050 | 12.3 | 85.4 | No | 25000 | 3000 | 82 | 19 | 0.9 | -20 | Dimmable | 20% |  | Damp Location Rated,Not for Use in Enclosed Fixtures |  |  |  | 2015-03-02 | 2015-04-10 | United States, Canada | ES_1120172_84384_04102015195346_5626220 | 2236158
GE Lighting | GE Lighting | LED12DP30RW83040 | 42131 |  | PAR30 | Reflector (Flood/Spot) | E26 (Medium) | Directional | LED | 3 | 75 | 95.4 | 96 | 2808 |  | 40 | 1050 | 12.3 | 85.4 | No | 25000 | 3000 | 82 | 19 | 0.9 | -20 | Dimmable | 20% |  | Damp Location Rated,Not for Use in Enclosed Fixtures |  |  |  | 2015-03-02 | 2015-04-10 | United States, Canada | ES_1120172_42131_04102015195907_5947248 | 2236159
GE Lighting | GE Lighting | LED12DP30RW83540 | 92881 |  | PAR30 | Reflector (Flood/Spot) | E26 (Medium) | Directional | LED | 3 | 75 | 95.4 | 96 | 2881 |  | 40 | 1100 | 12.3 | 89.4 | No | 25000 | 3500 | 81 | 13 | 0.9 | -20 | Dimmable | 20% |  | Damp Location Rated,Not for Use in Enclosed Fixtures |  |  |  | 2015-03-02 | 2015-04-10 | United States, Canada | ES_1120172_92881_04102015200119_6079901 | 2236160
GE Lighting | GE Lighting | LED12DP30RW92715 | 84386 |  | PAR30 | Reflector (Flood/Spot) | E26 (Medium) | Directional | LED | 3 | 75 | 95.4 | 96 | 10456 |  | 15 | 820 | 12.5 | 65.6 | No | 25000 | 2700 | 93 | 67 | 0.9 | -20 | Dimmable | 20% |  | Damp Location Rated,Not for Use in Enclosed Fixtures |  |  |  | 2015-03-02 | 2015-04-10 | United States, Canada | ES_1120172_84386_04102015200513_6313720 | 2236161
GE Lighting | GE Lighting | LED12DP30RW92725 | 84392 |  | PAR30 | Reflector (Flood/Spot) | E26 (Medium) | Directional | LED | 3 | 75 | 95.4 | 96 | 3801 |  | 25 | 850 | 12.3 | 69.1 | No | 25000 | 2700 | 93 | 58 | 0.9 | -20 | Dimmable | 20% |  | Damp Location Rated,Not for Use in Enclosed Fixtures |  |  |  | 2015-03-02 | 2015-04-10 | United States, Canada | ES_1120172_84392 _04102015200651_6411737 | 2236162
GE Lighting | GE Lighting | LED12DP30RW92740 | 84395 |  | PAR30 | Reflector (Flood/Spot) | E26 (Medium) | Directional | LED | 3 | 75 | 95.4 | 96 | 2079 |  | 40 | 850 | 12.3 | 69.1 | No | 25000 | 2700 | 93 | 58 | 0.9 | -20 | Dimmable | 20% |  | Damp Location Rated,Not for Use in Enclosed Fixtures |  |  |  | 2015-03-02 | 2015-04-10 | United States, Canada | ES_1120172_84395 _04102015200957_6597642 | 2236163
GE Lighting | GE Lighting | LED12DP30RW93015 | 84374 |  | PAR30 | Reflector (Flood/Spot) | E26 (Medium) | Directional | LED | 3 | 75 | 95.4 | 96 | 11324 |  | 15 | 860 | 12.4 | 69.4 | No | 25000 | 3000 | 90 | 60 | 0.9 | -20 | Dimmable | 20% |  | Damp Location Rated,Not for Use in Enclosed Fixtures |  |  |  | 2015-03-02 | 2015-04-10 | United States, Canada | ES_1120172_84374_04102015201309_6789240 | 2236164
GE Lighting | GE Lighting | LED12DP30RW93025 | 84379 |  | PAR30 | Reflector (Flood/Spot) | E26 (Medium) | Directional | LED | 3 | 75 | 95.4 | 96 | 4060 |  | 25 | 900 | 12.4 | 72.6 | No | 25000 | 3000 | 95 | 69 | 0.9 | -20 | Dimmable | 20% |  | Damp Location Rated,Not for Use in Enclosed Fixtures |  |  |  | 2015-03-02 | 2015-04-10 | United States, Canada | ES_1120172_84379 _04102015201437_6877033 | 2236165
GE Lighting | GE Lighting | LED12DP30RW93040 | 84380 |  | PAR30 | Reflector (Flood/Spot) | E26 (Medium) | Directional | LED | 3 | 75 | 95.4 | 96 | 2195 |  | 40 | 900 | 12.4 | 72.6 | No | 25000 | 3000 | 95 | 68 | 0.9 | -20 | Dimmable | 20% |  | Damp Location Rated,Not for Use in Enclosed Fixtures |  |  |  | 2015-03-02 | 2015-04-10 | United States, Canada | ES_1120172_84380 _04102015201612_6972565 | 2236166
GE Lighting | GE Lighting | LED12DP382W82725 | 90132 |  | PAR38 | Reflector (Flood/Spot) | E26 (Medium) | Directional | LED | 5 | 85 | 131 | 121 | 4000 |  | 25 | 850 | 12 | 71 | No | 25000 | 2700 | 84 | 23 | 0.9 | -20 | Dimmable | 20% |  | Use With Timers,Enclosed Fixtures,Wet Location Rated,Recessed Fixtures,Use With Photo And/Or Motion Sensors |  |  |  | 2014-03-05 | 2014-02-26 | United States, Canada | ES_1105798_GE LIGHTING (163438) ¦ 90132_02262014224938_4978639 | 2205197
GE Lighting | GE Lighting | LED12DP382W82735 | 90133 |  | PAR38 | Reflector (Flood/Spot) | E26 (Medium) | Directional | LED | 5 | 85 | 131 | 121 | 2500 |  | 35 | 850 | 12 | 71 | No | 25000 | 2700 | 84 | 23 | 0.9 | -20 | Dimmable | 20% |  | Use With Timers,Enclosed Fixtures,Wet Location Rated,Recessed Fixtures,Use With Photo And/Or Motion Sensors |  |  |  | 2014-03-05 | 2014-02-26 | United States, Canada | ES_1105798_GE LIGHTING (163438) ¦ 90133_02262014225014_5014968 | 2205198
GE Lighting | GE Lighting | LED12DP382W83025 | 90150 |  | PAR38 | Reflector (Flood/Spot) | E26 (Medium) | Directional | LED | 5 | 85 | 131 | 121 | 4400 |  | 25 | 950 | 12 | 79 | No | 25000 | 3000 | 84 | 23 | 0.9 | -20 | Dimmable | 20% |  | Use With Timers,Enclosed Fixtures,Wet Location Rated,Recessed Fixtures,Use With Photo And/Or Motion Sensors |  |  |  | 2014-03-05 | 2014-02-26 | United States, Canada | ES_1105798_GE LIGHTING (163438) ¦ 90150_02262014225108_5068448 | 2205200
GE Lighting | GE Lighting | LED12DP382W83035 | 90151 |  | PAR38 | Reflector (Flood/Spot) | E26 (Medium) | Directional | LED | 5 | 85 | 131 | 121 | 2700 |  | 35 | 950 | 12 | 79 | No | 25000 | 3000 | 84 | 20 | 0.9 | -20 | Dimmable | 20% |  | Use With Timers,Enclosed Fixtures,Wet Location Rated,Recessed Fixtures,Use With Photo And/Or Motion Sensors |  |  |  | 2014-03-05 | 2014-02-26 | United States, Canada | ES_1105798_GE LIGHTING (163438) ¦ 90151_02262014225135_5095352 | 2205201
GE Lighting | GE Lighting | LED12DP382W/FL-S | 95216 |  | PAR38 | Reflector (Flood/Spot) | E26 (Medium) | Directional | LED | 5 | 85 | 131 | 121 | 2700 |  | 35 | 950 | 12 | 79 | No | 25000 | 3000 | 84 | 20 | 0.9 | -20 | Dimmable | 20% |  | Use With Timers,Enclosed Fixtures,Wet Location Rated,Recessed Fixtures,Use With Photo And/Or Motion Sensors |  |  |  | 2014-03-05 | 2014-02-26 | United States, Canada | ES_1105798_GE LIGHTING (163438) ¦ 95216_02262014225233_5153960 | 2205213
GE Lighting | GE Lighting | LED12DP382WFL/TP | 89990 | ,98642,; ,LED-12PAR38/SW/WFL, | PAR38 | Reflector (Flood/Spot) | E26 (Medium) | Directional | LED | 5 | 85 | 131 | 121 | 2700 |  | 35 | 950 | 12 | 79 | No | 25000 | 3000 | 84 | 20 | 0.9 | -20 | Dimmable | 20% |  | Use With Timers,Enclosed Fixtures,Wet Location Rated,Recessed Fixtures,Use With Photo And/Or Motion Sensors |  |  |  | 2014-03-05 | 2014-02-26 | United States, Canada | ES_1105798_GE LIGHTING (163438) ¦ 89990_02262014225201_5121918 | 2205194
GE Lighting | GE Lighting | LED12DP3L2FL5KCD | 11201 | LED12DP3L2FL5KCD,11201, | PAR30L | Reflector (Flood/Spot) | E26 (Medium) | Directional | LED | 5 | 90 | 117 | 95 | 3000 |  | 35 | 1050 | 12 | 83 | No | 25000 | 5000 | 80 | 6 | 0.9 | -20 | Dimmable | 20% |  | Damp Location Rated,Use With Timers,Enclosed Fixtures,Recessed Fixtures,Use With Photo And/Or Motion Sensors |  |  |  | 2014-09-20 | 2014-09-30 | Canada | ES_1120172_11201_09302014172620_7980674 | 2220779
GE Lighting | GE Lighting | LED12DP3L2FL5KTP | 22233 | ,98637,; ,LED-12PAR30L/DAY/FL BX,; LED12DP3L2FL5KTP,22233, | PAR30L | Reflector (Flood/Spot) | E26 (Medium) | Directional | LED | 5 | 75 | 117 | 95 | 3000 |  | 35 | 1050 | 12 | 83 | No | 25000 | 5000 | 80 | 6 | 0.9 | -20 | Dimmable | 20% |  | Damp Location Rated,Use With Timers,Enclosed Fixtures,Recessed Fixtures,Use With Photo And/Or Motion Sensors |  |  |  | 2014-09-20 | 2014-09-30 | United States, Canada | ES_1120172_22233_09302014172541_7941096 | 2220778
GE Lighting | GE Lighting | LED12DP3L2W83535 | 11306 |  | PAR30L | Reflector (Flood/Spot) | E26 (Medium) | Directional | LED | 3 | 85 | 117 | 95 | 2700 |  | 35 | 950 | 12 | 79 | No | 25000 | 3500 | 81 | 12 | 0.9 | -20 | Dimmable | 20% |  | Damp Location Rated,Use With Timers,Enclosed Fixtures,Recessed Fixtures,Use With Photo And/Or Motion Sensors |  |  |  | 2014-11-01 | 2014-11-11 | United States, Canada | ES_1120172_11306_11112014184124_1284368 | 2224591
GE Lighting | GE Lighting | LED12DP3L3W82735 | 96847 | ,32684, LED12DP3L3/FL/TP,; LED12DP3L3W82735,LED12DP3L3/FL/TP, | PAR30L | Reflector (Flood/Spot) | E26 (Medium) | Directional | LED | 5 | 75 | 117 | 97 | 2530 |  | 35 | 850 | 12 | 70.8 | No | 25000 | 2700 | 83 | 15 | 0.9 | -20 | Dimmable | 20% | Yes | Damp Location Rated,Use With Timers,Use With Photo and/or Motion Sensors | No |  |  | 2016-09-06 | 2016-10-07 | United States, Canada | ES_1120172_96847_10072016172725_1245544 | 2280918
GE Lighting | GE Lighting | LED12DP3L3W82735 | 96859 | ,LED12DP3L3/FLCDN, | PAR30L | Reflector (Flood/Spot) | E26 (Medium) | Directional | LED | 5 | 75 | 117 | 97 | 2530 |  | 35 | 850 | 12 | 70.8 | No | 25000 | 2700 | 83 | 15 | 0.9 | -20 | Dimmable | 20% | Yes | Damp Location Rated,Use With Timers,Use With Photo and/or Motion Sensors | No |  |  | 2015-03-24 | 2016-10-07 | Canada | ES_1120172_96859_05112015181334_8014535 | 2280922
GE Lighting | GE Lighting | LED12DP3L3W85035 | 96852 | ,32686, LED12DP3L3FL5KTP,; LED12DP3L3W85035,LED12DP3L3FL5KTP, | PAR30L | Reflector (Flood/Spot) | E26 (Medium) | Directional | LED | 5 | 75 | 117 | 97 | 2862 |  | 35 | 1000 | 12 | 83.3 | No | 25000 | 5000 | 85 | 20 | 0.9 | -20 | Dimmable | 20% | Yes | Damp Location Rated,Use With Timers,Use With Photo and/or Motion Sensors | No |  |  | 2016-09-06 | 2016-10-07 | United States, Canada | ES_1120172_96852_10072016173046_1446517 | 2280920
GE Lighting | GE Lighting | LED12DP3L3W85035 | 96860 | ,LED12DP3L3F5KCDN, | PAR30L | Reflector (Flood/Spot) | E26 (Medium) | Directional | LED | 5 | 75 | 117 | 97 | 2862 |  | 35 | 1000 | 12 | 83.3 | No | 25000 | 5000 | 85 | 20 | 0.9 | -20 | Dimmable | 20% | Yes | Damp Location Rated,Use With Timers,Use With Photo and/or Motion Sensors | No |  |  | 2015-03-24 | 2016-10-07 | United States, Canada | ES_1120172_96860_05112015182906_8946958 | 2280923
GE Lighting | GE Lighting | LED12DP3LRW82715 | 42140 |  | PAR30L | Reflector (Flood/Spot) | E26 (Medium) | Directional | LED | 3 | 75 | 120.7 | 96 | 12426 |  | 15 | 960 | 12.5 | 76.8 | No | 25000 | 2700 | 80 | 1 | 0.9 | -20 | Dimmable | 20% |  | Damp Location Rated,Not for Use in Enclosed Fixtures |  |  |  | 2015-03-02 | 2015-04-10 | United States, Canada | ES_1120172_42140_04102015202142_7302192 | 2236167
GE Lighting | GE Lighting | LED12DP3LRW82725 | 42141 |  | PAR30L | Reflector (Flood/Spot) | E26 (Medium) | Directional | LED | 3 | 75 | 120.7 | 96 | 4924 |  | 25 | 1000 | 12.4 | 80.6 | No | 25000 | 2700 | 82 | 7 | 0.9 | -20 | Dimmable | 20% |  | Damp Location Rated,Not for Use in Enclosed Fixtures |  |  |  | 2015-03-02 | 2015-04-10 | United States, Canada | ES_1120172_42141_04102015202320_7400533 | 2236168
GE Lighting | GE Lighting | LED12DP3LRW82740 | 42144 |  | PAR30L | Reflector (Flood/Spot) | E26 (Medium) | Directional | LED | 3 | 75 | 120.7 | 96 | 2700 |  | 40 | 1000 | 12.4 | 80.6 | No | 25000 | 2700 | 82 | 7 | 0.9 | -20 | Dimmable | 20% |  | Damp Location Rated,Not for Use in Enclosed Fixtures |  |  |  | 2015-03-02 | 2015-04-10 | United States, Canada | ES_1120172_42144_04102015202453_7493848 | 2236169
GE Lighting | GE Lighting | LED12DP3LRW83015 | 42135 |  | PAR30L | Reflector (Flood/Spot) | E26 (Medium) | Directional | LED | 3 | 75 | 120.7 | 96 | 12168 |  | 15 | 1000 | 12.5 | 80 | No | 25000 | 3000 | 82 | 1 | 0.9 | -20 | Dimmable | 20% |  | Damp Location Rated,Not for Use in Enclosed Fixtures |  |  |  | 2015-03-02 | 2015-04-10 | United States, Canada | ES_1120172_42135_04102015204137_8497229 | 2236174
GE Lighting | GE Lighting | LED12DP3LRW83025 | 42136 |  | PAR30L | Reflector (Flood/Spot) | E26 (Medium) | Directional | LED | 3 | 75 | 120.7 | 96 | 5012 |  | 25 | 1050 | 12.3 | 85.4 | No | 25000 | 3000 | 82 | 19 | 0.9 | -20 | Dimmable | 20% |  | Damp Location Rated,Not for Use in Enclosed Fixtures |  |  |  | 2015-03-02 | 2015-04-10 | United States, Canada | ES_1120172_42136_04102015203749_8269380 | 2236172
GE Lighting | GE Lighting | LED12DP3LRW83040 | 42137 |  | PAR30L | Reflector (Flood/Spot) | E26 (Medium) | Directional | LED | 3 | 75 | 120.7 | 96 | 2759 |  | 40 | 1050 | 12.3 | 85.4 | No | 25000 | 3000 | 82 | 19 | 0.9 | -20 | Dimmable | 20% |  | Damp Location Rated,Not for Use in Enclosed Fixtures |  |  |  | 2015-03-02 | 2015-04-10 | United States, Canada | ES_1120172_42137_04102015203941_8381580 | 2236173
GE Lighting | GE Lighting | LED12DP3LRW83540 | 92885 |  | PAR30L | Reflector (Flood/Spot) | E26 (Medium) | Directional | LED | 3 | 75 | 120.7 | 96 | 2870 |  | 40 | 1100 | 12.3 | 89.4 | No | 25000 | 3500 | 81 | 13 | 0.9 | -20 | Dimmable | 20% |  | Damp Location Rated,Not for Use in Enclosed Fixtures |  |  |  | 2015-03-02 | 2015-04-10 | United States, Canada | ES_1120172_92885_04102015204346_8626373 | 2236175
GE Lighting | GE Lighting | LED12DP3LRW92715 | 84401 |  | PAR30L | Reflector (Flood/Spot) | E26 (Medium) | Directional | LED | 3 | 75 | 120.7 | 96 | 10634 |  | 15 | 820 | 12.4 | 66.1 | No | 25000 | 2700 | 93 | 66 | 0.9 | -20 | Dimmable | 20% |  | Damp Location Rated,Not for Use in Enclosed Fixtures |  |  |  | 2015-03-02 | 2015-04-10 | United States, Canada | ES_1120172_84401_04102015204527_8727418 | 2236176
GE Lighting | GE Lighting | LED12DP3LRW92725 | 84403 |  | PAR30L | Reflector (Flood/Spot) | E26 (Medium) | Directional | LED | 3 | 75 | 120.7 | 96 | 3789 |  | 25 | 850 | 12.3 | 69.1 | No | 25000 | 2700 | 93 | 58 | 0.9 | -20 | Dimmable | 20% |  | Damp Location Rated,Not for Use in Enclosed Fixtures |  |  |  | 2015-03-02 | 2015-04-10 | United States, Canada | ES_1120172_84403_04102015204820_8900328 | 2236177
GE Lighting | GE Lighting | LED12DP3LRW92740 | 84407 |  | PAR30L | Reflector (Flood/Spot) | E26 (Medium) | Directional | LED | 3 | 75 | 120.7 | 96 | 2004 |  | 40 | 850 | 12.3 | 69.1 | No | 25000 | 2700 | 93 | 58 | 0.9 | -20 | Dimmable | 20% |  | Damp Location Rated,Not for Use in Enclosed Fixtures |  |  |  | 2015-03-02 | 2015-04-10 | United States, Canada | ES_1120172_84407_04102015205140_9100965 | 2236178
GE Lighting | GE Lighting | LED12DP3LRW93015 | 84398 |  | PAR30L | Reflector (Flood/Spot) | E26 (Medium) | Directional | LED | 3 | 75 | 120.7 | 96 | 11035 |  | 15 | 860 | 12.3 | 69.9 | No | 25000 | 3000 | 90 | 60 | 0.9 | -20 | Dimmable | 20% |  | Damp Location Rated,Not for Use in Enclosed Fixtures |  |  |  | 2015-03-02 | 2015-04-10 | United States, Canada | ES_1120172_84398_04102015205513_9313189 | 2236179
GE Lighting | GE Lighting | LED12DP3LRW93025 | 84399 |  | PAR30L | Reflector (Flood/Spot) | E26 (Medium) | Directional | LED | 3 | 75 | 120.7 | 96 | 4089 |  | 25 | 900 | 12.4 | 72.6 | No | 25000 | 3000 | 95 | 68 | 0.9 | -20 | Dimmable | 20% |  | Damp Location Rated,Not for Use in Enclosed Fixtures |  |  |  | 2015-03-02 | 2015-04-10 | United States, Canada | ES_1120172_84399_04102015205650_9410428 | 2236180
GE Lighting | GE Lighting | LED12DP3LRW93040 | 84400 |  | PAR30L | Reflector (Flood/Spot) | E26 (Medium) | Directional | LED | 3 | 75 | 120.7 | 96 | 2317 |  | 40 | 900 | 12.4 | 72.6 | No | 25000 | 3000 | 95 | 67 | 0.9 | -20 | Dimmable | 20% |  | Damp Location Rated,Not for Use in Enclosed Fixtures |  |  |  | 2015-03-02 | 2015-04-10 | United States, Canada | ES_1120172_84400_04102015205839_9519498 | 2236181
GE Lighting | GE Lighting | LED12LS/DL | 63798 | ,LED12LS5K-2P/OT, | A21 | General Purpose Replacement | E26 (Medium) | Omnidirectional | LED | 5 | 75 | 135 | 46 |  |  |  | 1100 | 12 | 91.7 | No | 15000 | 5000 | 82 | 5 | 0.7 | -20 |  |  | No | Damp Location Rated,Not for Use in Recessed Fixtures | No |  |  | 2016-08-18 | 2016-08-25 | United States | ES_1120172_63798_08252016115018_5818628 | 2276445
GE Lighting | GE Lighting | LED12LS/SW | 63797 | ,LED12LS-2P/OT, | A21 | General Purpose Replacement | E26 (Medium) | Omnidirectional | LED | 5 | 75 | 135 | 46 |  |  |  | 1100 | 12 | 91.7 | No | 15000 | 2700 | 81 | 4 | 0.7 | -20 |  |  | No | Damp Location Rated,Not for Use in Recessed Fixtures | No |  |  | 2016-08-18 | 2016-08-25 | United States | ES_1120172_63797_08252016115005_5805191 | 2276444
GE Lighting | GE Lighting | LED13DA212/827 | 12422 |  | A21 | General Purpose Replacement | E26 (Medium) | Omnidirectional | LED | 10 | 75 | 133.3 | 66.2 |  |  |  | 1100 | 13 | 84.6 | No | 25000 | 2700 | 82 | 7 | 0.9 | -20 | Dimmable | 20% |  | Damp Location Rated,Use With Timers,Not for Use in Enclosed Fixtures,Use With Photo And/Or Motion Sensors |  |  |  | 2015-04-18 | 2015-07-27 | United States, Canada | ES_1120172_12422_07272015164614_5574398 | 2244548
GE Lighting | GE Lighting | LED13DA212/827 | 22684 | ,LED13DA212/827BX, | A21 | General Purpose Replacement | E26 (Medium) | Omnidirectional | LED | 10 | 75 | 133.3 | 66.2 |  |  |  | 1100 | 13 | 84.6 | No | 25000 | 2700 | 82 | 7 | 0.9 | -20 | Dimmable | 20% |  | Damp Location Rated,Use With Timers,Not for Use in Enclosed Fixtures,Use With Photo And/Or Motion Sensors |  |  |  | 2015-04-18 | 2015-06-19 | United States | ES_1120172_22684_06192015155657_9417896 | 2241849
GE Lighting | GE Lighting | LED13DA212/827 | 37091 | ,36309, LED13DA215-2PK,; ,LED13DA215/BX,; LED13DA212/827,37091, | A21 | General Purpose Replacement | E26 (Medium) | Omnidirectional | LED | 10 | 75 | 133.3 | 66.2 |  |  |  | 1100 | 13 | 84.6 | No | 30000 | 2700 | 82 | 7 | 0.9 | -20 | Dimmable | 20% |  | Damp Location Rated,Use With Timers,Not for Use in Enclosed Fixtures,Use With Photo And/Or Motion Sensors |  |  |  | 2015-04-18 | 2016-01-13 | United States | ES_1120172_37091_01132016190213_1733775 | 2256636
GE Lighting | GE Lighting | LED13DA212/850 | 37097 | ,LED13DA2155K-OT,; LED13DA212/850,37097, | A21 | General Purpose Replacement | E26 (Medium) | Omnidirectional | LED | 10 | 75 | 133.3 | 66.2 |  |  |  | 1200 | 13 | 92.3 | No | 30000 | 5000 | 83 | 7 | 0.9 | -20 | Dimmable | 20% |  | Damp Location Rated,Use With Timers,Not for Use in Enclosed Fixtures,Use With Photo And/Or Motion Sensors |  |  |  | 2015-04-18 | 2016-01-13 | United States | ES_1120172_37097_01132016190420_1860425 | 2256637
GE Lighting | GE Lighting | LED13DA212/850 | 92283 | ,LED13DA212/5K/BX, | A21 | General Purpose Replacement | E26 (Medium) | Omnidirectional | LED | 10 | 75 | 133.3 | 66.2 |  |  |  | 1200 | 13 | 92.3 | No | 25000 | 5000 | 83 | 7 | 0.9 | -20 | Dimmable | 20% |  | Damp Location Rated,Use With Timers,Not for Use in Enclosed Fixtures,Use With Photo And/Or Motion Sensors |  |  |  | 2015-04-18 | 2015-06-05 | United States | ES_1120172_92283_06052015155749_9869973 | 2241130
GE Lighting | GE Lighting | LED13DA21/827 | 14075 | LED13DA21/827/BX,13884, | A21 | General Purpose Replacement | E26 (Medium) | Omnidirectional | LED | 3 | 75 | 133.7 | 72.4 |  |  |  | 1100 | 13 | 80 | No | 25000 | 2700 | 81 | 13 | 0.7 | -20 | Dimmable | 20% |  | Damp Location Rated,Use With Timers,Use With Photo And/Or Motion Sensors |  |  |  | 2014-07-15 | 2014-07-22 | United States, Canada | ES_1120172_14075_07222014185150_5110030 | 2216151
GE Lighting | GE Lighting | LED13DBR40/5KCDN | 98597 |  | BR40 | Reflector (Flood/Spot) | E26 (Medium) | Directional | LED | 5 | 85 | 161 | 126 |  |  |  | 1070 | 13.3 | 80.5 | No | 25000 | 5000 | 83 | 4 | 0.9 | -20 | Dimmable | 10% |  | Damp Location Rated,Use With Timers,Enclosed Fixtures,Recessed Fixtures,Use With Photo And/Or Motion Sensors |  |  |  | 2014-07-30 | 2014-08-06 | Canada | ES_1120172_98597_09042015182152_0912564 | 2247378
GE Lighting | GE Lighting | LED13DBR40/5K/TP | 20445 | ,98610,; ,LED13BR40/DAYLT BX, | BR40 | Reflector (Flood/Spot) | E26 (Medium) | Directional | LED | 5 | 85 | 161 | 126 |  |  |  | 1070 | 13.3 | 80.5 | No | 25000 | 5000 | 83 | 4 | 0.9 | -20 | Dimmable | 10% |  | Damp Location Rated,Use With Timers,Enclosed Fixtures,Recessed Fixtures,Use With Photo And/Or Motion Sensors |  |  |  | 2014-07-30 | 2014-08-06 | United States, Canada | ES_1120172_20445_08062014201305_5985920 | 2217098
GE Lighting | GE Lighting | LED13DBR40/827 | 64176 |  | BR40 | Reflector (Flood/Spot) | E26 (Medium) | Directional | LED | 3 | 85 | 161 | 126 |  |  |  | 1070 | 13 | 70 | No | 25000 | 2700 | 81 | 14 | 0.9 | -20 | Dimmable | 10% |  | Damp Location Rated,Use With Timers,Enclosed Fixtures,Recessed Fixtures,Use With Photo And/Or Motion Sensors |  |  |  | 2014-06-30 | 2014-07-23 | United States, Canada | ES_1120172_64176_07232014150153_7713248 | 2216266
GE Lighting | GE Lighting | LED13DBR40/830 | 14708 |  | BR40 | Reflector (Flood/Spot) | E26 (Medium) | Directional | LED | 3 | 85 | 161 | 126 |  |  |  | 1070 | 13 | 70 | No | 25000 | 3000 | 81 | 14 | 0.9 | -20 | Dimmable | 10% |  | Damp Location Rated,Use With Timers,Enclosed Fixtures,Recessed Fixtures,Use With Photo And/Or Motion Sensors |  |  |  | 2014-06-30 | 2014-07-23 | United States, Canada | ES_1120172_14708_07232014150219_7739839 | 2216264
GE Lighting | GE Lighting | LED13DBR40/S6 | 35655 | ,40010,; ,98611,; ,LED13BR40/SW BX,; LED13DBR40/S,93843,; LED13DBR40/TP,89941, | BR40 | Reflector (Flood/Spot) | E26 (Medium) | Directional | LED | 3 | 85 | 161 | 126 |  |  |  | 1070 | 13 | 70 | No | 25000 | 2700 | 81 | 14 | 0.9 | -20 | Dimmable | 10% |  | Damp Location Rated,Use With Timers,Enclosed Fixtures,Recessed Fixtures,Use With Photo And/Or Motion Sensors |  |  |  | 2014-07-30 | 2014-08-06 | United States, Canada | ES_1120172_35655_08062014201400_6040703 | 2217099
GE Lighting | GE Lighting | LED14DA21RVL | 92284 | ,LED14DA21RVL/TP,; LED14DA21RVL,92284, | A21 | General Purpose Replacement | E26 (Medium) | Omnidirectional | LED | 10 | 75 | 135 | 68 |  |  |  | 1100 | 14.6 | 75.3 | No | 25000 | 2700 | 87 | 46 | 0.9 | -20 | Dimmable | 14% |  | Damp Location Rated,Not for Use in Enclosed Fixtures |  |  |  | 2015-11-20 | 2015-11-23 | United States, Canada | ES_1120172_92284_11232015191625_6185892 | 2253176
GE Lighting | GE Lighting | LED15DP38W830/40 | 13187 | ,13193, LED15DP38FL-S,; ,36543,; ,LED15DP38FL,; ,LED15DP38FL/TP, | PAR38 | Reflector (Flood/Spot) | E26 (Medium) | Directional | LED | 5 | 90 | 128 | 124 | 2573 |  | 40 | 1300 | 15 | 86.7 | No | 25000 | 3000 | 84 | 19 | 0.9 | -20 | Dimmable | 20% |  | Wet Location Rated |  |  |  | 2015-12-16 | 2015-12-28 | United States | ES_1120172_13187_12282015180524_5924417 | 2255587
GE Lighting | GE Lighting | LED15DP38W830/40 | 32213 | LED15DP38W830/40,32213, | PAR38 | Reflector (Flood/Spot) | E26 (Medium) | Directional | LED | 3 | 90 | 128 | 124 | 2573 |  | 40 | 1300 | 15 | 86.7 | No | 25000 | 3000 | 84 | 19 | 0.9 | -20 | Dimmable | 20% |  | Wet Location Rated |  |  |  | 2015-12-16 | 2015-12-28 | United States, Canada | ES_1120172_32213_12282015181318_6398072 | 2255588
GE Lighting | GE Lighting | LED15DP38W830/40 | 36795 | ,LED15DP38FL/CDN,; LED15DP38W830/40,36795, | PAR38 | Reflector (Flood/Spot) | E26 (Medium) | Directional | LED | 5 | 90 | 128 | 124 | 2573 |  | 40 | 1300 | 15 | 86.7 | No | 25000 | 3000 | 84 | 19 | 0.9 | -20 | Dimmable | 20% |  | Wet Location Rated |  |  |  | 2015-12-16 | 2015-12-28 | Canada | ES_1120172_36795_12282015181049_6249888 | 2255590
GE Lighting | GE Lighting | LED15DP38W850/40 | 32670 | ,36544,; ,LED15DP38FL5K/OT,; ,LED15DP38FL5K/TP, | PAR38 | Reflector (Flood/Spot) | E26 (Medium) | Directional | LED | 5 | 90 | 128 | 124 | 2594 |  | 40 | 1400 | 15 | 93.3 | No | 25000 | 5000 | 85 | 23 | 0.9 | -20 | Dimmable | 20% |  | Wet Location Rated |  |  |  | 2015-12-16 | 2015-12-28 | United States | ES_1120172_32670_12282015181443_6483697 | 2255589
GE Lighting | GE Lighting | LED15DP38W850/40 | 36797 | ,LED15DP38FL5KCDN,; LED15DP38W850/40,36797, | PAR38 | Reflector (Flood/Spot) | E26 (Medium) | Directional | LED | 5 | 90 | 128 | 124 | 2594 |  | 40 | 1400 | 15 | 93.3 | No | 25000 | 5000 | 85 | 23 | 0.9 | -20 | Dimmable | 20% |  | Wet Location Rated |  |  |  | 2015-12-16 | 2015-12-28 | Canada | ES_1120172_36797_12282015181629_6589859 | 2255591
GE Lighting | GE Lighting | LED16A30/100/827 | 75303 | ,LED16A30/100/CDN, | A21 | General Purpose Replacement | E26 (Medium) | Omnidirectional | LED | 10 | 100 | 133.6 | 66.4 |  |  |  | 1400 | 16.8 | 83.3 | Yes | 25000 | 2700 | 82 | 14 | 0.9 | -20 |  |  | No | Damp Location Rated,Use With Timers,Not for Use in Recessed Fixtures,Use With Photo and/or Motion Sensors | No |  |  | 2016-03-16 | 2016-06-14 | Canada | ES_1120172_75303_06142016224624_4384788 | 2269739
GE Lighting | GE Lighting | LED16A30/100/827 | 92117 | ,37647, LED16A30/100-EC2,; ,LED16A30/100/BX, | A21 | General Purpose Replacement | E26 (Medium) | Omnidirectional | LED | 10 | 100 | 133.6 | 66.4 |  |  |  | 1400 | 16.8 | 83.3 | Yes | 25000 | 2700 | 82 | 14 | 0.9 | -20 |  |  | No | Damp Location Rated,Use With Timers,Not for Use in Recessed Fixtures,Use With Photo and/or Motion Sensors | No |  |  | 2016-03-16 | 2016-06-14 | United States | ES_1120172_92117_06142016224536_4336038 | 2269740
GE Lighting | GE Lighting | LED16A30/100/850 | 92118 | ,LED16A30/100/5KB, | A21 | General Purpose Replacement | E26 (Medium) | Omnidirectional | LED | 10 | 100 | 133.6 | 66.4 |  |  |  | 1400 | 16.5 | 84.8 | Yes | 25000 | 5000 | 83 | 12 | 0.9 | -20 |  |  | No | Damp Location Rated,Use With Timers,Not for Use in Recessed Fixtures,Use With Photo and/or Motion Sensors | No |  |  | 2016-03-16 | 2016-06-14 | United States | ES_1120172_92118_06142016224708_4428612 | 2269741
GE Lighting | GE Lighting | LED16A30/100/850 | 96964 | ,LED16A30/1005KCD, | A21 | General Purpose Replacement | E26 (Medium) | Omnidirectional | LED | 10 | 100 | 133.6 | 66.4 |  |  |  | 1400 | 16.5 | 84.8 | Yes | 25000 | 5000 | 83 | 12 | 0.9 | -20 |  |  | No | Damp Location Rated,Use With Timers,Not for Use in Recessed Fixtures,Use With Photo and/or Motion Sensors | No |  |  | 2016-03-16 | 2016-06-14 | Canada | ES_1120172_96964_06142016224748_4468771 | 2269742
GE Lighting | GE Lighting | LED16DA212/827 | 12349 | LED16DA212/827,12349, | A21 | General Purpose Replacement | E26 (Medium) | Omnidirectional | LED | 10 | 100 | 133.3 | 66.2 |  |  |  | 1600 | 16.4 | 97.6 | No | 25000 | 2700 | 81 | 4 | 0.9 | -20 | Dimmable | 20% |  | Damp Location Rated,Use With Timers,Not for Use in Enclosed Fixtures,Use With Photo And/Or Motion Sensors |  |  |  | 2015-04-18 | 2015-06-19 | United States, Canada | ES_1120172_12349_07272015173036_8236875 | 2244549
GE Lighting | GE Lighting | LED16DA212/827 | 22711 | ,LED16DA212/827BX,; LED16DA212/827,22711, | A21 | General Purpose Replacement | E26 (Medium) | Omnidirectional | LED | 10 | 100 | 133.3 | 66.2 |  |  |  | 1600 | 16.4 | 97.6 | No | 25000 | 2700 | 81 | 4 | 0.9 | -20 | Dimmable | 20% |  | Damp Location Rated,Use With Timers,Not for Use in Enclosed Fixtures,Use With Photo And/Or Motion Sensors |  |  |  | 2015-04-18 | 2015-06-19 | United States | ES_1120172_22711_06192015173741_5461094 | 2242174
GE Lighting | GE Lighting | LED16DA212/827 | 28192 | ,LED16DA212/827CDN,; LED16DA212/827,28192, | A21 | General Purpose Replacement | E26 (Medium) | Omnidirectional | LED | 10 | 100 | 133.3 | 66.2 |  |  |  | 1600 | 16.4 | 97.6 | No | 25000 | 2700 | 81 | 4 | 0.9 | -20 | Dimmable | 20% |  | Damp Location Rated,Use With Timers,Not for Use in Enclosed Fixtures,Use With Photo And/Or Motion Sensors |  |  |  | 2015-04-18 | 2015-06-19 | Canada | ES_1120172_28192_06192015173943_5583500 | 2241853
GE Lighting | GE Lighting | LED16DA212/827 | 37098 | ,36392, LED16DA215-2PK,; ,LED16DA215/BX,; LED16DA212/827,37098, | A21 | General Purpose Replacement | E26 (Medium) | Omnidirectional | LED | 10 | 100 | 133.3 | 66.2 |  |  |  | 1600 | 16.4 | 97.6 | No | 30000 | 2700 | 81 | 4 | 0.9 | -20 | Dimmable | 20% |  | Damp Location Rated,Use With Timers,Not for Use in Enclosed Fixtures,Use With Photo And/Or Motion Sensors |  |  |  | 2005-04-18 | 2016-01-13 | United States | ES_1120172_37098_01132016210424_9064754 | 2256639
GE Lighting | GE Lighting | LED16DA212/830 | 12399 |  | A21 | General Purpose Replacement | E26 (Medium) | Omnidirectional | LED | 3 | 100 | 133.3 | 66.2 |  |  |  | 1600 | 16.4 | 97.6 | No | 25000 | 3000 | 81 | 7 | 0.9 | -20 | Dimmable | 20% |  | Damp Location Rated,Use With Timers,Not for Use in Enclosed Fixtures,Use With Photo And/Or Motion Sensors |  |  |  | 2015-04-18 | 2015-07-23 | United States, Canada | ES_1120172_12399_07272015152038_0438462 | 2244545
GE Lighting | GE Lighting | LED16DA212/850 | 28187 | ,LED16DA212/5KCDN,; LED16DA212/850,28187, | A21 | General Purpose Replacement | E26 (Medium) | Omnidirectional | LED | 10 | 100 | 133.3 | 66.2 |  |  |  | 1700 | 16.4 | 103.7 | No | 25000 | 5000 | 83 | 7 | 0.9 | -20 | Dimmable | 20% |  | Damp Location Rated,Use With Timers,Not for Use in Enclosed Fixtures,Use With Photo And/Or Motion Sensors |  |  |  | 2015-04-18 | 2015-06-19 | Canada | ES_1120172_28187_06192015174328_5808314 | 2241852
GE Lighting | GE Lighting | LED16DA212/850 | 37099 | ,LED16DA2155K-OT,; LED16DA212/850,37099, | A21 | General Purpose Replacement | E26 (Medium) | Omnidirectional | LED | 10 | 100 | 133.3 | 66.2 |  |  |  | 1700 | 16.4 | 103.7 | No | 30000 | 5000 | 83 | 7 | 0.9 | -20 | Dimmable | 20% |  | Damp Location Rated,Use With Timers,Not for Use in Enclosed Fixtures,Use With Photo And/Or Motion Sensors |  |  |  | 2005-04-18 | 2016-01-13 | United States | ES_1120172_37099_01132016210952_9392790 | 2256640
GE Lighting | GE Lighting | LED16DA212/850 | 92271 | ,LED16DA212/5K/BX,; LED16DA212/850,92271, | A21 | General Purpose Replacement | E26 (Medium) | Omnidirectional | LED | 10 | 100 | 133.3 | 66.2 |  |  |  | 1700 | 16.4 | 103.7 | No | 25000 | 5000 | 83 | 7 | 0.9 | -20 | Dimmable | 20% |  | Damp Location Rated,Use With Timers,Not for Use in Enclosed Fixtures,Use With Photo And/Or Motion Sensors |  |  |  | 2015-04-18 | 2015-06-05 | United States | ES_1120172_92271_06052015164103_2463911 | 2241131
GE Lighting | GE Lighting | LED16DA21/827 | 14074 |  | A21 | General Purpose Replacement | E26 (Medium) | Omnidirectional | LED | 3 | 100 | 133.7 | 72.4 |  |  |  | 1600 | 16.8 | 100 | No | 25000 | 2700 | 82 | 16 | 0.9 | -20 | Dimmable | 20% |  | Damp Location Rated,Use With Timers,Use With Photo And/Or Motion Sensors |  |  |  | 2014-05-29 | 2014-06-04 | United States, Canada | ES_1120172_14074_06042014141535_1335005 | 2212336
GE Lighting | GE Lighting | LED16DA21/827/BX | 13909 |  | A21 | General Purpose Replacement | E26 (Medium) | Omnidirectional | LED | 3 | 100 | 133.7 | 72.4 |  |  |  | 1600 | 16.8 | 100 | No | 25000 | 2700 | 82 | 16 | 0.9 | -20 | Dimmable | 20% |  | Damp Location Rated,Use With Timers,Use With Photo And/Or Motion Sensors |  |  |  | 2014-05-29 | 2014-06-04 | United States, Canada | ES_1120172_13909_06042014141452_1292803 | 2212333
GE Lighting | GE Lighting | LED16DA21/827CDN | 66454 |  | A21 | General Purpose Replacement | E26 (Medium) | Omnidirectional | LED | 3 | 100 | 133.7 | 72.4 |  |  |  | 1600 | 16.8 | 100 | No | 25000 | 2700 | 82 | 16 | 0.9 | -20 | Dimmable | 20% |  | Damp Location Rated,Use With Timers,Use With Photo And/Or Motion Sensors |  |  |  | 2014-05-29 | 2014-06-04 | Canada | ES_1120172_66454_06042014142100_1660961 | 2212365
GE Lighting | GE Lighting | LED16DA21/827/G | 92498 | ,LED16DA21827GU24, | A21 | General Purpose Replacement | GU24 | Omnidirectional | LED | 3 | 100 | 133.7 | 72.4 |  |  |  | 1600 | 16.8 | 95.2 | No | 25000 | 2700 | 82 | 16 | 0.9 | -20 | Dimmable | 20% |  | Damp Location Rated,Use With Timers,Not for Use in Enclosed Fixtures,Use With Photo And/Or Motion Sensors |  |  |  | 2015-03-01 | 2015-02-26 | United States, Canada | ES_1120172_92498_02262015141242_9962553 | 2233956
GE Lighting | GE Lighting | LED16DA21/827/S3 | 13917 |  | A21 | General Purpose Replacement | E26 (Medium) | Omnidirectional | LED | 3 | 100 | 133.7 | 72.4 |  |  |  | 1600 | 16.8 | 100 | No | 25000 | 2700 | 82 | 16 | 0.9 | -20 | Dimmable | 20% |  | Damp Location Rated,Use With Timers,Use With Photo And/Or Motion Sensors |  |  |  | 2014-05-29 | 2014-06-04 | United States, Canada | ES_1120172_13917_06042014142026_1626829 | 2212359
GE Lighting | GE Lighting | LED16DA21/827-S8 | 13918 | ,13937,; ,16994,; ,22974, | A21 | General Purpose Replacement | E26 (Medium) | Omnidirectional | LED | 3 | 100 | 133.7 | 72.4 |  |  |  | 1600 | 16.8 | 100 | No | 25000 | 2700 | 82 | 16 | 0.9 | -20 | Dimmable | 20% |  | Damp Location Rated,Use With Timers,Use With Photo And/Or Motion Sensors |  |  |  | 2014-05-29 | 2014-06-04 | United States, Canada | ES_1120172_13918_06042014141709_1429804 | 2212357
GE Lighting | GE Lighting | LED16DA21/830 | 34236 |  | A21 | General Purpose Replacement | E26 (Medium) | Omnidirectional | LED | 3 | 100 | 134.2 | 72.8 |  |  |  | 1600 | 16 | 100 | No | 25000 | 3000 | 82 | 16 | 0.9 | -20 | Dimmable | 20% |  | Damp Location Rated,Use With Timers,Use With Photo And/Or Motion Sensors |  |  |  | 2014-09-01 | 2014-09-12 | United States, Canada | ES_1120172_34236_09122014181237_5557441 | 2219286
GE Lighting | GE Lighting | LED17DP30LW93015 | 20135 |  | PAR30L | Reflector (Flood/Spot) | E26 (Medium) | Directional | LED | 3 | 75 | 123 | 95 | 12788 |  | 15 | 1100 | 17 | 64.7 | No | 25000 | 3000 | 94 | 74 | 0.9 | -20 | Dimmable | 20% |  | Damp Location Rated,Not for Use in Enclosed Fixtures |  |  |  | 2015-07-01 | 2015-07-22 | United States, Canada | ES_1120172_20135_07222015175627_7787695 | 2244254
GE Lighting | GE Lighting | LED17DP30LW93025 | 20151 |  | PAR30L | Reflector (Flood/Spot) | E26 (Medium) | Directional | LED | 3 | 75 | 123 | 95 | 4839 |  | 25 | 1100 | 17 | 64.7 | No | 25000 | 3000 | 94 | 75 | 0.9 | -20 | Dimmable | 20% |  | Damp Location Rated,Not for Use in Enclosed Fixtures |  |  |  | 2015-07-01 | 2015-07-22 | United States, Canada | ES_1120172_20151_07222015181012_8612285 | 2244255
GE Lighting | GE Lighting | LED18D38B830/25 | 94937 |  | PAR38 | Reflector (Flood/Spot) | E26 (Medium) | Directional | LED | 3 | 100 | 133 | 124 | 5161 |  | 25 | 1400 | 18 | 79 | No | 25000 | 3000 | 84 | 84 | 0.9 | -20 | Dimmable | 20% |  | Damp Location Rated,Recessed Fixtures |  |  |  | 2013-12-31 | 2014-06-13 | United States, Canada | ES_1120172_94937_06132014173043_0643490 | 2212922
GE Lighting | GE Lighting | LED18D38W3930/25 | 92933 |  | PAR38 | Reflector (Flood/Spot) | E26 (Medium) | Directional | LED | 3 | 100 | 135 | 124 | 5288 |  | 25 | 1350 | 18 | 75 | No | 25000 | 3000 | 95 | 70 | 0.9 | -20 | Dimmable | 20% |  | Damp Location Rated |  |  |  | 2015-03-01 | 2015-06-22 | United States, Canada | ES_1120172_92933_06222015200548_3548649 | 2241975
GE Lighting | GE Lighting | LED18D38W827/15 | 94906 |  | PAR38 | Reflector (Flood/Spot) | E26 (Medium) | Directional | LED | 5 | 85 | 133 | 124 | 8546 |  | 15 | 1300 | 18 | 72 | No | 25000 | 2700 | 82 | 82 | 0.9 | -20 | Dimmable | 20% |  | Damp Location Rated,Recessed Fixtures |  |  |  | 2013-12-31 | 2013-12-18 | United States, Canada | ES_1120172_94906_03302014201324_0404499 | 2207207
GE Lighting | GE Lighting | LED18D38W827/25 | 94907 |  | PAR38 | Reflector (Flood/Spot) | E26 (Medium) | Directional | LED | 5 | 100 | 133 | 124 | 5001 |  | 25 | 1300 | 18 | 75 | No | 25000 | 2700 | 82 | 82 | 0.9 | -20 | Dimmable | 20% |  | Damp Location Rated,Recessed Fixtures |  |  |  | 2013-12-31 | 2013-12-18 | United States, Canada | ES_1120172_94907_03302014201737_0657306 | 2207208
GE Lighting | GE Lighting | LED18D38W830/15 | 94909 |  | PAR38 | Reflector (Flood/Spot) | E26 (Medium) | Directional | LED | 5 | 85 | 133 | 124 | 9099 |  | 15 | 1400 | 18 | 72 | No | 25000 | 3000 | 84 | 84 | 0.9 | -20 | Dimmable | 20% |  | Damp Location Rated,Recessed Fixtures |  |  |  | 2013-12-31 | 2013-12-18 | United States, Canada | ES_1120172_94909_03302014174642_1602954 | 2207201
GE Lighting | GE Lighting | LED18D38W830/25 | 94549 |  | PAR38 | Reflector (Flood/Spot) | E26 (Medium) | Directional | LED | 5 | 100 | 133 | 124 | 5161 |  | 25 | 1400 | 18 | 79 | No | 25000 | 3000 | 84 | 84 | 0.9 | -20 | Dimmable | 20% |  | Damp Location Rated,Recessed Fixtures |  |  |  | 2013-12-31 | 2013-12-18 | United States, Canada | ES_1120172_94549_03302014193919_8359161 | 2207202
GE Lighting | GE Lighting | LED18D38W927/15 | 94901 |  | PAR38 | Reflector (Flood/Spot) | E26 (Medium) | Directional | LED | 5 | 75 | 133 | 124 | 7803 |  | 15 | 1100 | 18 | 75 | No | 25000 | 2700 | 95 | 96 | 0.9 | -20 | Dimmable | 20% |  | Damp Location Rated,Recessed Fixtures |  |  |  | 2013-12-31 | 2013-12-18 | United States, Canada | ES_1120172_94901_03302014202812_1292825 | 2207210
GE Lighting | GE Lighting | LED4.5DCAC-F/CDN | 14696 |  | Decorative: Other | Decorative | E12 (Candelabra) | Decorative | LED | 5 | 40 | 110 | 36 |  |  |  | 300 | 4.5 | 67 | No | 15000 | 2700 | 82 | 18 | 0.8 | -20 | Dimmable | 20% |  | Damp Location Rated |  |  |  | 2014-06-13 | 2014-06-30 | United States, Canada | ES_1120172_14696_07012014124233_8553433 | 2214355
GE Lighting | GE Lighting | LED18D38W930/15 | 94903 |  | PAR38 | Reflector (Flood/Spot) | E26 (Medium) | Directional | LED | 5 | 75 | 133 | 124 | 8180 |  | 15 | 1200 | 18 | 70 | No | 25000 | 3000 | 95 | 95 | 0.9 | -20 | Dimmable | 20% |  | Damp Location Rated,Recessed Fixtures |  |  |  | 2013-12-31 | 2013-12-18 | United States, Canada | ES_1120172_94903_03302014194748_8868946 | 2207204
GE Lighting | GE Lighting | LED18D38W930/25 | 94904 |  | PAR38 | Reflector (Flood/Spot) | E26 (Medium) | Directional | LED | 5 | 100 | 133 | 124 | 5452 |  | 25 | 1200 | 18 | 72 | No | 25000 | 3000 | 95 | 95 | 0.9 | -20 | Dimmable | 20% |  | Damp Location Rated,Recessed Fixtures |  |  |  | 2013-12-31 | 2013-12-18 | United States, Canada | ES_1120172_94904_03302014195154_9114904 | 2207205
GE Lighting | GE Lighting | LED18DP38S840/25 | 84373 |  | PAR38 | Reflector (Flood/Spot) | E26 (Medium) | Directional | LED | 3 | 100 | 131 | 121 | 8200 |  | 25 | 1400 | 18 | 78 | No | 25000 | 4000 | 84 | 19 | 0.9 | -20 | Dimmable | 20% |  | Use With Timers,Enclosed Fixtures,Wet Location Rated,Recessed Fixtures,Use With Photo And/Or Motion Sensors |  |  |  | 2014-06-10 | 2014-06-13 | United States, Canada | ES_1120172_84373_06132014194623_8783539 | 2212934
GE Lighting | GE Lighting | LED18DP38W827/15 | 90152 |  | PAR38 | Reflector (Flood/Spot) | E26 (Medium) | Directional | LED | 5 | 90 | 131 | 121 | 9500 |  | 15 | 1200 | 18 | 66 | No | 25000 | 2700 | 84 | 20 | 0.9 | -20 | Dimmable | 20% |  | Use With Timers,Enclosed Fixtures,Wet Location Rated,Recessed Fixtures,Use With Photo And/Or Motion Sensors |  |  |  | 2014-03-05 | 2014-02-26 | United States, Canada | ES_1105798_GE LIGHTING (163438) ¦ 90152_02262014212121_9681490 | 2205202
GE Lighting | GE Lighting | LED18DP38W827/25 | 90154 |  | PAR38 | Reflector (Flood/Spot) | E26 (Medium) | Directional | LED | 5 | 100 | 131 | 121 | 7000 |  | 25 | 1200 | 18 | 66 | No | 25000 | 2700 | 84 | 19 | 0.9 | -20 | Dimmable | 20% |  | Use With Timers,Enclosed Fixtures,Wet Location Rated,Recessed Fixtures,Use With Photo And/Or Motion Sensors |  |  |  | 2014-03-05 | 2014-02-26 | United States, Canada | ES_1105798_GE LIGHTING (163438) ¦ 90154_02262014212651_0011976 | 2205203
GE Lighting | GE Lighting | LED18DP38W830/15 | 94484 |  | PAR38 | Reflector (Flood/Spot) | E26 (Medium) | Directional | LED | 5 | 100 | 131 | 121 | 10200 |  | 15 | 1300 | 18 | 72 | No | 25000 | 3000 | 84 | 20 | 0.9 | -20 | Dimmable | 20% |  | Use With Timers,Enclosed Fixtures,Wet Location Rated,Recessed Fixtures,Use With Photo And/Or Motion Sensors |  |  |  | 2014-03-05 | 2014-02-26 | United States, Canada | ES_1105798_GE LIGHTING (163438) ¦ 94484_02262014213318_0398746 | 2205209
GE Lighting | GE Lighting | LED18DP38W830/25 | 90159 |  | PAR38 | Reflector (Flood/Spot) | E26 (Medium) | Directional | LED | 5 | 100 | 131 | 121 | 7600 |  | 25 | 1300 | 18 | 72 | No | 25000 | 3000 | 84 | 22 | 0.9 | -20 | Dimmable | 20% |  | Use With Timers,Enclosed Fixtures,Wet Location Rated,Recessed Fixtures,Use With Photo And/Or Motion Sensors |  |  |  | 2014-03-05 | 2014-02-26 | United States, Canada | ES_1105798_GE LIGHTING (163438) ¦ 90159_02262014213346_0426069 | 2205204
GE Lighting | GE Lighting | LED18DP38W830/40 | 90160 |  | PAR38 | Reflector (Flood/Spot) | E26 (Medium) | Directional | LED | 5 | 100 | 131 | 121 | 2400 |  | 40 | 1300 | 18 | 72 | No | 25000 | 3000 | 84 | 20 | 0.9 | -20 | Dimmable | 20% |  | Use With Timers,Enclosed Fixtures,Wet Location Rated,Recessed Fixtures,Use With Photo And/Or Motion Sensors |  |  |  | 2014-03-05 | 2014-02-26 | United States, Canada | ES_1105798_GE LIGHTING (163438) ¦ 90160_02262014213555_0555926 | 2205205
GE Lighting | GE Lighting | LED18DP38W840/15 | 94490 |  | PAR38 | Reflector (Flood/Spot) | E26 (Medium) | Directional | LED | 5 | 100 | 131 | 121 | 10900 |  | 15 | 1400 | 18 | 78 | No | 25000 | 4000 | 84 | 20 | 0.9 | -20 | Dimmable | 20% |  | Use With Timers,Enclosed Fixtures,Wet Location Rated,Recessed Fixtures,Use With Photo And/Or Motion Sensors |  |  |  | 2014-03-05 | 2014-02-26 | United States, Canada | ES_1105798_GE LIGHTING (163438) ¦ 94490_02262014213706_0626713 | 2205210
GE Lighting | GE Lighting | LED18DP38W840/25 | 90162 |  | PAR38 | Reflector (Flood/Spot) | E26 (Medium) | Directional | LED | 5 | 100 | 131 | 121 | 8200 |  | 25 | 1400 | 18 | 78 | No | 25000 | 4000 | 84 | 19 | 0.9 | -20 | Dimmable | 20% |  | Use With Timers,Enclosed Fixtures,Wet Location Rated,Recessed Fixtures,Use With Photo And/Or Motion Sensors |  |  |  | 2014-03-05 | 2014-02-26 | United States, Canada | ES_1105798_GE LIGHTING (163438) ¦ 90162_02262014213740_0660166 | 2205206
GE Lighting | GE Lighting | LED4.5DCAC-F/TP | 89948 | LED5DCAC-F/TP2P,26758, | Decorative: Other | Decorative | E12 (Candelabra) | Decorative | LED | 5 | 40 | 110 | 36 |  |  |  | 300 | 4.5 | 67 | No | 15000 | 2700 | 82 | 18 | 0.8 | -20 | Dimmable | 20% |  | Damp Location Rated |  |  |  | 2014-06-13 | 2014-06-30 | United States | ES_1120172_89948_07012014124147_8507953 | 2214358
GE Lighting | GE Lighting | LED18DP38W840/40 | 90163 |  | PAR38 | Reflector (Flood/Spot) | E26 (Medium) | Directional | LED | 5 | 100 | 131 | 121 | 2600 |  | 40 | 1400 | 18 | 78 | No | 25000 | 4000 | 84 | 20 | 0.9 | -20 | Dimmable | 20% |  | Use With Timers,Enclosed Fixtures,Wet Location Rated,Recessed Fixtures,Use With Photo And/Or Motion Sensors |  |  |  | 2014-03-05 | 2014-02-26 | United States, Canada | ES_1105798_GE LIGHTING (163438) ¦ 90163_02262014213814_0694486 | 2205207
GE Lighting | GE Lighting | LED18DP38W/FLCDN | 95184 |  | PAR38 | Reflector (Flood/Spot) | E26 (Medium) | Directional | LED | 5 | 100 | 131 | 121 | 2400 |  | 40 | 1300 | 18 | 72 | No | 25000 | 3000 | 84 | 20 | 0.9 | -20 | Dimmable | 20% |  | Use With Timers,Enclosed Fixtures,Wet Location Rated,Recessed Fixtures,Use With Photo And/Or Motion Sensors |  |  |  | 2014-03-05 | 2014-02-26 | United States, Canada | ES_1105798_GE LIGHTING (163438) ¦ 95184_02262014225340_5220495 | 2205212
GE Lighting | GE Lighting | LED18DP38W/FL/TP | 89992 | ,98679,; ,LED-20DP38S840/40, | PAR38 | Reflector (Flood/Spot) | E26 (Medium) | Directional | LED | 5 | 100 | 131 | 121 | 2400 |  | 40 | 1300 | 18 | 72 | No | 25000 | 3000 | 84 | 20 | 0.9 | -20 | Dimmable | 20% |  | Use With Timers,Enclosed Fixtures,Wet Location Rated,Recessed Fixtures,Use With Photo And/Or Motion Sensors |  |  |  | 2014-03-05 | 2014-02-26 | United States, Canada | ES_1105798_GE LIGHTING (163438) ¦ 89992_02262014213625_0585910 | 2205195
GE Lighting | GE Lighting | LED5DG16C-C3 | 26977 | ,LED5DG16-C32PCDN, | G16.5 | Globe | E12 (Candelabra) | Decorative | LED | 5 | 40 | 75 | 53 |  |  |  | 350 | 5 | 70 | No | 15000 | 2700 | 82 | 8 | 0.8 | -20 | Dimmable | 20% |  | Damp Location Rated |  |  |  | 2015-11-15 | 2015-11-24 | Canada | ES_1120172_26977_11242015194909_4549549 | 2253390
GE Lighting | GE Lighting | LED4.5DCACF5KCDN | 11236 |  | Decorative: Other | Decorative | E12 (Candelabra) | Decorative | LED | 5 | 40 | 110 | 36 |  |  |  | 350 | 4.5 | 78 | No | 15000 | 5000 | 84 | 8 | 0.8 | -20 | Dimmable | 20% |  | Damp Location Rated |  |  |  | 2014-06-13 | 2014-06-30 | United States, Canada | ES_1120172_11236_07012014125212_9132789 | 2214353
GE Lighting | GE Lighting | LED4.5DCAC-F5KTP | 22239 | LED5DCAC-F5K/2P,26810, | Decorative: Other | Decorative | E12 (Candelabra) | Decorative | LED | 5 | 40 | 110 | 36 |  |  |  | 350 | 4.5 | 78 | No | 15000 | 5000 | 84 | 8 | 0.8 | -20 | Dimmable | 20% |  | Damp Location Rated |  |  |  | 2014-06-13 | 2014-06-30 | United States | ES_1120172_22239_07012014124715_8835911 | 2214359
GE Lighting | GE Lighting | LED4.5DCAMF5KCDN | 11238 |  | Decorative: Other | Decorative | E26 (Medium) | Decorative | LED | 5 | 40 | 107 | 36 |  |  |  | 350 | 4.5 | 78 | No | 15000 | 5000 | 84 | 8 | 0.8 | -20 | Dimmable | 20% |  | Damp Location Rated |  |  |  | 2014-06-13 | 2014-06-30 | United States, Canada | ES_1120172_11238_07012014125046_9046133 | 2214354
GE Lighting | GE Lighting | LED4.5DCAM-F5KTP | 23706 | LED5DCAM-F5K/2P,26861, | Decorative: Other | Decorative | E26 (Medium) | Decorative | LED | 5 | 40 | 107 | 36 |  |  |  | 350 | 4.5 | 78 | No | 15000 | 5000 | 84 | 8 | 0.8 | -20 | Dimmable | 20% |  | Damp Location Rated |  |  |  | 2014-06-13 | 2014-06-30 | United States | ES_1120172_23706_07012014125013_9013996 | 2214360
GE Lighting | GE Lighting | LED4.5DCAM-F/CDN | 14808 |  | Decorative: Other | Decorative | E26 (Medium) | Decorative | LED | 5 | 40 | 107 | 36 |  |  |  | 300 | 4.5 | 67 | No | 15000 | 2700 | 82 | 18 | 0.8 | -20 | Dimmable | 20% |  | Damp Location Rated |  |  |  | 2014-06-13 | 2014-06-30 | United States, Canada | ES_1120172_14808_07012014124646_8806584 | 2214356
GE Lighting | GE Lighting | LED4.5DCAM-F/TP | 89950 | LED5DCAM-F/TP2P,26767, | Decorative: Other | Decorative | E26 (Medium) | Decorative | LED | 5 | 40 | 107 | 36 |  |  |  | 300 | 4.5 | 67 | No | 15000 | 2700 | 82 | 18 | 0.8 | -20 | Dimmable | 20% |  | Damp Location Rated |  |  |  | 2014-06-13 | 2014-06-30 | United States | ES_1120172_89950_07012014124606_8766785 | 2214351
GE Lighting | GE Lighting | LED4DBC-CDL9 | 68749 | ,LED4DBC-CDL9HT2, | B13 | Decorative | E12 (Candelabra) | Decorative | LED | 5 | 40 | 98 | 36 |  |  |  | 300 | 4 | 75 | No | 15000 | 5000 | 97 | 93 | 0.7 | -20 | Dimmable | 14% | No | Damp Location Rated,Use With Timers,Not for Use in Recessed Fixtures,Use With Photo and/or Motion Sensors | No |  |  | 2016-08-19 | 2016-08-31 | United States | ES_1120172_68749_08312016141256_2776767 | 2277268
GE Lighting | GE Lighting | LED4DBC-CSW9 | 68741 | ,LED4DBC-CSW9HT2, | B13 | Decorative | E12 (Candelabra) | Decorative | LED | 5 | 40 | 98 | 36 |  |  |  | 300 | 4 | 75 | No | 15000 | 2700 | 91 | 48 | 0.7 | -20 | Dimmable | 14% | No | Damp Location Rated,Use With Timers,Not for Use in Recessed Fixtures,Use With Photo and/or Motion Sensors | No |  |  | 2016-08-19 | 2016-08-31 | United States | ES_1120172_68741_08312016141243_2763575 | 2277267
GE Lighting | GE Lighting | LED4DBM-CDL9 | 68761 | ,LED4DBM-CDL9HT2, | B13 | Decorative | E26 (Medium) | Decorative | LED | 5 | 40 | 98 | 36 |  |  |  | 300 | 4 | 75 | No | 15000 | 5000 | 97 | 93 | 0.7 | -20 | Dimmable | 14% | No | Damp Location Rated,Use With Timers,Not for Use in Recessed Fixtures,Use With Photo and/or Motion Sensors | No |  |  | 2016-08-19 | 2016-08-31 | United States | ES_1120172_68761_08312016141325_2805990 | 2277270
GE Lighting | GE Lighting | LED4DBM-CSW9 | 68759 | ,LED4DBM-CSW9HT2, | B13 | Decorative | E26 (Medium) | Decorative | LED | 5 | 40 | 98 | 36 |  |  |  | 300 | 4 | 75 | No | 15000 | 2700 | 91 | 48 | 0.7 | -20 | Dimmable | 14% | No | Damp Location Rated,Use With Timers,Not for Use in Recessed Fixtures,Use With Photo and/or Motion Sensors | No |  |  | 2016-08-19 | 2016-08-31 | United States | ES_1120172_68759_08312016141309_2789923 | 2277269
GE Lighting | GE Lighting | LED4DCAC-C | 89949 | ,26326,; ,35658,; ,92151,; ,LED4DCAC-C/2PK,; ,LED4DCAC-C/2PK-S,; ,LED4DCAC-C/TP,; ,LED4DCAC-COD, | Decorative: Other | Decorative | E12 (Candelabra) | Decorative | LED | 5 | 40 | 110 | 36 |  |  |  | 300 | 4 | 75 | No | 15000 | 2700 | 83 | 19 | 0.8 | -20 | Dimmable | 20% |  | Damp Location Rated |  |  |  | 2014-07-01 | 2014-07-24 | United States | ES_1120172_89949_07242014152750_5670775 | 2216310
GE Lighting | GE Lighting | LED4DCAC-C3 | 17747 | ,32954, LED4DBC-C3-HT,; ,34716, LED4DCAC-C3/OT2P,; ,37161, LED4DBC-C3-OT,; ,37165, LED4DBC-C3-OT2,; ,37507, LED4DCAC-C3-ST3,; ,37589, LED4DCAC-C3-STP3,; ,37865, LED4DCAC-C3/OT,; ,39741, LED4DCAC-C3-OD,; ,LED4DCAC-C3/TP2P, | Decorative Candle: Other | Decorative | E12 (Candelabra) | Decorative | LED | 5 | 40 | 110 | 36 |  |  |  | 300 | 4 | 75 | No | 15000 | 2700 | 82 | 10 | 0.8 | -20 | Dimmable | 20% |  | Damp Location Rated |  |  |  | 2015-11-15 | 2015-11-24 | United States | ES_1120172_17747_11242015185647_1407910 | 2253314
GE Lighting | GE Lighting | LED4DCAC-C3 | 21231 | ,LED4DCAC-C3/827, | Decorative Candle: Other | Decorative | E12 (Candelabra) | Decorative | LED | 3 | 40 | 110 | 36 |  |  |  | 300 | 4 | 75 | No | 15000 | 2700 | 82 | 10 | 0.8 | -20 | Dimmable | 20% |  | Damp Location Rated |  |  |  | 2015-11-15 | 2015-11-24 | United States, Canada | ES_1120172_21231_11242015185704_1424277 | 2253315
GE Lighting | GE Lighting | LED4DCAC-C35K | 37938 | ,32958, LED4DBC-C35K-HT,; ,36708, LED4DCAC-C35KOT2,; ,37152, LED4DBC-C35K-OT,; ,37157, LED4DBC-C35K-OT2,; ,LED4DCAC-C3/850,; ,LED4DCAC-C35K/OT, | Decorative Candle: Other | Decorative | E12 (Candelabra) | Decorative | LED | 5 | 40 | 110 | 36 |  |  |  | 300 | 4 | 75 | No | 15000 | 5000 | 84 | 18 | 0.8 | -20 | Dimmable | 20% |  | Damp Location Rated |  |  |  | 2016-01-29 | 2016-02-02 | United States | ES_1120172_37938_02022016153445_7285353 | 2257628
GE Lighting | GE Lighting | LED4DCAC-C35K | 69109 | ,LED4DCAC-C3/850, | Decorative Candle: Other | Decorative | E12 (Candelabra) | Decorative | LED | 6 | 40 | 110 | 36 |  |  |  | 300 | 4 | 75 | No | 15000 | 5000 | 84 | 18 | 0.8 | -20 | Dimmable | 20% |  | Damp Location Rated |  |  |  | 2016-01-29 | 2016-06-30 | United States, Canada | ES_1120172_69109_06302016103745_3065422 | 2271357
GE Lighting | GE Lighting | LED4DCAC-C/5K/TP | 23691 |  | Decorative: Other | Decorative | E12 (Candelabra) | Decorative | LED | 3 | 40 | 110 | 36 |  |  |  | 350 | 4 | 87.5 | No | 15000 | 5000 | 84 | 12 | 0.8 | -20 | Dimmable | 20% |  | Damp Location Rated |  |  |  | 2014-07-01 | 2014-07-24 | United States, Canada | ES_1120172_23691_07242014160248_7768186 | 2216306
GE Lighting | GE Lighting | LED4DCAC-C/827 | 65654 |  | Decorative: Other | Decorative | E12 (Candelabra) | Decorative | LED | 3 | 40 | 110 | 36 |  |  |  | 300 | 4 | 75 | No | 15000 | 2700 | 83 | 19 | 0.8 | -20 | Dimmable | 20% |  | Damp Location Rated |  |  |  | 2014-07-01 | 2014-07-30 | United States, Canada | ES_1120172_65654_07302014142727_0447471 | 2216660
GE Lighting | GE Lighting | LED4DCAC-C/CDN | 14758 | ,96900, LED4DCAC-C2PKCDN, | Decorative: Other | Decorative | E12 (Candelabra) | Decorative | LED | 5 | 40 | 110 | 36 |  |  |  | 300 | 4 | 75 | No | 15000 | 2700 | 83 | 19 | 0.8 | -20 | Dimmable | 20% |  | Damp Location Rated |  |  |  | 2014-07-01 | 2014-07-24 | Canada | ES_1120172_14758_07242014152811_5691633 | 2216302
GE Lighting | GE Lighting | LED4DCAC-CDL9 | 68727 | ,LED4DCAC-CDL9HT2, | CA10 | Decorative | E12 (Candelabra) | Decorative | LED | 5 | 40 | 110 | 36 |  |  |  | 300 | 4 | 75 | No | 15000 | 5000 | 97 | 93 | 0.7 | -20 | Dimmable | 14% | No | Damp Location Rated,Use With Timers,Not for Use in Recessed Fixtures,Use With Photo and/or Motion Sensors | No |  |  | 2016-08-19 | 2016-08-31 | United States | ES_1120172_68727_08312016141213_2733561 | 2277265
GE Lighting | GE Lighting | LED4DCAC-C/SC | 15068 |  | Decorative: Other | Decorative | E12 (Candelabra) | Decorative | LED | 3 | 40 | 110 | 36 |  |  |  | 300 | 4 | 75 | No | 15000 | 2700 | 83 | 19 | 0.8 | -20 | Dimmable | 20% |  | Damp Location Rated |  |  |  | 2014-07-01 | 2014-07-24 | United States, Canada | ES_1120172_15068_07242014152840_5720459 | 2216304
GE Lighting | GE Lighting | LED4DCAC-CSW9 | 68581 | ,LED4DCAC-CSW9HT2, | CA10 | Decorative | E12 (Candelabra) | Decorative | LED | 5 | 40 | 110 | 36 |  |  |  | 300 | 4 | 75 | No | 15000 | 2700 | 91 | 48 | 0.7 | -20 | Dimmable | 14% | No | Damp Location Rated,Use With Timers,Not for Use in Recessed Fixtures,Use With Photo and/or Motion Sensors | No |  |  | 2016-08-19 | 2016-08-31 | United States | ES_1120172_68581_08312016141147_2707204 | 2277263
GE Lighting | GE Lighting | LED4DCAC-W3 | 17756 | ,34730, LED4DCAC-F3/OT2P,; ,37863, LED4DCAC-W3/OT,; ,LED4DCAC-W3/TP2P, | Decorative Candle: Other | Decorative | E12 (Candelabra) | Decorative | LED | 5 | 40 | 110 | 36 |  |  |  | 300 | 4.1 | 73.2 | No | 15000 | 2700 | 81 | 4 | 0.8 | -20 | Dimmable | 20% |  | Damp Location Rated |  |  |  | 2015-11-15 | 2015-11-24 | United States | ES_1120172_17756_11242015185813_1493092 | 2253316
GE Lighting | GE Lighting | LED4DCAC-W35K | 37937 | ,36730, LED4DCAC-W35KOT2,; ,LED4DCAC-W35K/OT, | Decorative Candle: Other | Decorative | E12 (Candelabra) | Decorative | LED | 5 | 40 | 110 | 36 |  |  |  | 300 | 4 | 75 | No | 15000 | 5000 | 83 | 11 | 0.8 | -20 | Dimmable | 20% |  | Damp Location Rated |  |  |  | 2016-01-29 | 2016-02-02 | United States | ES_1120172_37937_02022016153425_7265187 | 2257627
GE Lighting | GE Lighting | LED4DCAC-WSW9 | 68726 | ,LED4DCAC-WSW9HT2, | CA10 | Decorative | E12 (Candelabra) | Decorative | LED | 5 | 40 | 110 | 36 |  |  |  | 300 | 4 | 75 | No | 15000 | 2700 | 92 | 50 | 0.7 | -20 | Dimmable | 14% | No | Damp Location Rated,Use With Timers,Not for Use in Recessed Fixtures,Use With Photo and/or Motion Sensors | No |  |  | 2016-08-19 | 2016-08-31 | United States | ES_1120172_68726_08312016141200_2720272 | 2277264
GE Lighting | GE Lighting | LED4DCAM-C | 14972 | ,98019, LED4DCAM-C/2PCDN,; ,LED4DCAM-C/CDN, | Decorative: Other | Decorative | E26 (Medium) | Decorative | LED | 5 | 40 | 107 | 36 |  |  |  | 300 | 4 | 75 | No | 15000 | 2700 | 83 | 19 | 0.8 | -20 | Dimmable | 20% |  | Damp Location Rated |  |  |  | 2014-07-01 | 2014-07-24 | Canada | ES_1120172_14972_07242014155322_7202560 | 2216303
GE Lighting | GE Lighting | LED4DCAM-C | 89951 | ,92150,; ,LED4DCAM-C/TP,; ,LED4DCAM-COD,; LED4DCAM-C/2PK,84216, | Decorative: Other | Decorative | E26 (Medium) | Decorative | LED | 5 | 40 | 107 | 36 |  |  |  | 300 | 4 | 75 | No | 15000 | 2700 | 83 | 19 | 0.8 | -20 | Dimmable | 20% |  | Damp Location Rated |  |  |  | 2014-07-01 | 2014-07-24 | United States | ES_1120172_89951_07242014155251_7171742 | 2216311
GE Lighting | GE Lighting | LED4DCAM-C/2PK-S | 35689 |  | Decorative: Other | Decorative | E26 (Medium) | Decorative | LED | 3 | 40 | 107 | 36 |  |  |  | 300 | 4 | 75 | No | 15000 | 2700 | 83 | 19 | 0.8 | -20 | Dimmable | 20% |  | Damp Location Rated |  |  |  | 2014-07-15 | 2014-08-04 | United States, Canada | ES_1120172_35689_08042014150921_4961378 | 2217023
GE Lighting | GE Lighting | LED4DCAM-C3 | 17755 | ,32957, LED4DBM-C3-HT,; ,34732, LED4DCAM-C3/OT2P,; ,37174, LED4DBM-C3-OT,; ,37175, LED4DBM-C3-OT2,; ,37505, LED4DCAM-C3-ST3,; ,37888, LED4DCAM-C3/OT,; ,39743, LED4DCAM-C3-OD,; ,LED4DCAM-C3/TP2P, | Decorative Candle: Other | Decorative | E26 (Medium) | Decorative | LED | 5 | 40 | 107 | 36 |  |  |  | 300 | 4 | 75 | No | 15000 | 2700 | 82 | 10 | 0.8 | -20 | Dimmable | 20% |  | Damp Location Rated |  |  |  | 2015-11-15 | 2015-11-24 | United States | ES_1120172_17755_11242015185724_1444913 | 2253380
GE Lighting | GE Lighting | LED4DCAM-C3 | 21250 | ,LED4DCAM-C3/827, | Decorative Candle: Other | Decorative | E26 (Medium) | Decorative | LED | 3 | 40 | 107 | 36 |  |  |  | 300 | 4 | 75 | No | 15000 | 2700 | 82 | 10 | 0.8 | -20 | Dimmable | 20% |  | Damp Location Rated |  |  |  | 2015-11-15 | 2015-11-24 | United States, Canada | ES_1120172_21250_11242015185753_1473891 | 2253381
GE Lighting | GE Lighting | LED4DCAM-C35K | 37942 | ,32959, LED4DBM-C35K-HT,; ,36709, LED4DCAM-C35KOT2,; ,37171, LED4DBM-C35K-OT,; ,37173, LED4DBM-C35K-OT2,; ,LED4DCAM-C3/850,; ,LED4DCAM-C35K/OT, | Decorative Candle: Other | Decorative | E26 (Medium) | Decorative | LED | 5 | 40 | 107 | 36 |  |  |  | 300 | 4 | 75 | No | 15000 | 5000 | 84 | 18 | 0.8 | -20 | Dimmable | 20% |  | Damp Location Rated |  |  |  | 2016-01-29 | 2016-02-02 | United States | ES_1120172_37942_02022016153507_7307588 | 2257629
GE Lighting | GE Lighting | LED4DCAM-C35K | 69111 | ,LED4DCAM-C3/850, | Decorative Candle: Other | Decorative | E26 (Medium) | Decorative | LED | 3 | 40 | 107 | 36 |  |  |  | 300 | 4 | 75 | No | 15000 | 5000 | 84 | 18 | 0.8 | -20 | Dimmable | 20% |  | Damp Location Rated |  |  |  | 2016-01-29 | 2016-06-30 | United States, Canada | ES_1120172_69111_06302016103042_2642949 | 2271358
GE Lighting | GE Lighting | LED4DCAM-C/5K/TP | 23707 |  | Decorative: Other | Decorative | E26 (Medium) | Decorative | LED | 3 | 40 | 107 | 36 |  |  |  | 350 | 4 | 87.5 | No | 15000 | 5000 | 84 | 12 | 0.8 | -20 | Dimmable | 20% |  | Damp Location Rated |  |  |  | 2014-07-01 | 2014-07-24 | United States, Canada | ES_1120172_23707_07242014160404_7844580 | 2216307
GE Lighting | GE Lighting | LED4DCAM-C/827 | 65655 |  | Decorative: Other | Decorative | E26 (Medium) | Decorative | LED | 3 | 40 | 107 | 36 |  |  |  | 300 | 4 | 75 | No | 15000 | 2700 | 83 | 19 | 0.8 | -20 | Dimmable | 20% |  | Damp Location Rated |  |  |  | 2014-07-01 | 2014-07-30 | United States, Canada | ES_1120172_65655_07302014142754_0474597 | 2216661
GE Lighting | GE Lighting | LED4DCAM-C/SC | 15069 |  | Decorative: Other | Decorative | E26 (Medium) | Decorative | LED | 3 | 40 | 107 | 36 |  |  |  | 300 | 4 | 75 | No | 15000 | 2700 | 83 | 19 | 0.8 | -20 | Dimmable | 20% |  | Damp Location Rated |  |  |  | 2014-07-01 | 2014-07-24 | United States, Canada | ES_1120172_15069_07242014155348_7228399 | 2216308
GE Lighting | GE Lighting | LED4DCAM-CSW9 | 68733 | ,LED4DCAM-CSW9HT2, | CA10 | Decorative | E26 (Medium) | Decorative | LED | 5 | 40 | 110 | 36 |  |  |  | 300 | 4 | 75 | No | 15000 | 2700 | 91 | 48 | 0.7 | -20 | Dimmable | 14% | No | Damp Location Rated,Use With Timers,Not for Use in Recessed Fixtures,Use With Photo and/or Motion Sensors | No |  |  | 2016-08-19 | 2016-08-31 | United States | ES_1120172_68733_08312016141228_2748848 | 2277266
GE Lighting | GE Lighting | LED4DCAM-W3 | 37887 | ,36713, LED4DCAM-W3/OT2,; ,LED4DCAM-W3/OT, | Decorative Candle: Other | Decorative | E26 (Medium) | Decorative | LED | 5 | 40 | 107 | 36 |  |  |  | 300 | 4 | 75 | No | 15000 | 2700 | 81 | 4 | 0.8 | -20 | Dimmable | 20% |  | Damp Location Rated |  |  |  | 2016-01-29 | 2016-02-02 | United States | ES_1120172_37887_02022016153403_7243319 | 2257626
GE Lighting | GE Lighting | LED4DCAM-W35K | 37944 | ,36733, LED4DCAM-W35KOT2,; ,LED4DCAM-W35K/OT, | Decorative Candle: Other | Decorative | E26 (Medium) | Decorative | LED | 5 | 40 | 107 | 36 |  |  |  | 300 | 4 | 75 | No | 15000 | 5000 | 83 | 11 | 0.8 | -20 | Dimmable | 20% |  | Damp Location Rated |  |  |  | 2016-01-29 | 2016-02-02 | United States | ES_1120172_37944_02022016153529_7329756 | 2257630
GE Lighting | GE Lighting | LED5DG16C-C35K | 37179 | ,LED5DG16C-C35KOT, | G16.5 | Globe | E12 (Candelabra) | Decorative | LED | 5 | 40 | 75 | 53 |  |  |  | 350 | 5 | 70 | No | 15000 | 5000 | 84 | 16 | 0.8 | -20 | Dimmable | 20% |  | Damp Location Rated |  |  |  | 2016-01-29 | 2016-02-02 | United States | ES_1120172_37179_02022016155739_8659397 | 2257631
GE Lighting | GE Lighting | LED4D/P16/NFLTP | 26383 |  | PAR16 | Reflector (Flood/Spot) | E26 (Medium) | Directional | LED | 5 | 40 | 70.5 | 50.2 | 550 |  | 35 | 250 | 3.6 | 69.4 | No | 25000 | 3000 | 82 | 13 | 0.8 | -20 | Dimmable | 10% |  | Other,Not for Use in Enclosed Fixtures |  |  |  | 2015-10-01 | 2016-05-10 | United States | ES_1120172_26383_04282015212729_6449423 | 2238137
GE Lighting | GE Lighting | LED4D/P16/NFLTP | 98068 | ,LED4D/P16/NFLCDN, | PAR16 | Reflector (Flood/Spot) | E26 (Medium) | Directional | LED | 5 | 40 | 70.5 | 50.2 | 550 |  | 35 | 250 | 3.6 | 69.4 | No | 25000 | 3000 | 82 | 13 | 0.8 | -20 | Dimmable | 10% |  | Other,Not for Use in Enclosed Fixtures |  |  |  | 2015-10-01 | 2016-05-10 | Canada | ES_1120172_98068_04282015212803_6483077 | 2238138
GE Lighting | GE Lighting | LED5.5LS/DL | 63585 | ,63553, LED5.5LS5K-3P/OT,; ,LED5.5LS5K-2P/OT, | A19 | General Purpose Replacement | E26 (Medium) | Omnidirectional | LED | 5 | 40 | 114 | 38 |  |  |  | 450 | 5.5 | 81.8 | No | 15000 | 5000 | 83 | 8 | 0.6 | -20 |  |  | No | Damp Location Rated,Not for Use in Recessed Fixtures | No |  |  | 2016-08-18 | 2016-08-29 | United States | ES_1120172_63585_08292016173232_1952297 | 2277152
GE Lighting | GE Lighting | LED5.5LS/DL | 65187 | ,LED5.5LS5K-3PCDN, | A19 | General Purpose Replacement | E26 (Medium) | Omnidirectional | LED | 5 | 40 | 114 | 38 |  |  |  | 450 | 5.5 | 81.8 | No | 15000 | 5000 | 83 | 8 | 0.6 | -20 |  |  | No | Damp Location Rated,Not for Use in Recessed Fixtures | No |  |  | 2016-08-18 | 2016-08-29 | Canada | ES_1120172_65187_08292016173347_2027961 | 2277154
GE Lighting | GE Lighting | LED5.5LS/SW | 63577 | ,63551, LED5.5LS-3P/OT,; ,63575, LED5.5LS-5P/OT,; ,LED5.5LS-2P/OT, | A19 | General Purpose Replacement | E26 (Medium) | Omnidirectional | LED | 5 | 40 | 114 | 38 |  |  |  | 450 | 5.5 | 81.8 | No | 15000 | 2700 | 81 | 9 | 0.6 | -20 |  |  | No | Damp Location Rated,Not for Use in Recessed Fixtures | No |  |  | 2016-08-18 | 2016-08-29 | United States | ES_1120172_63577_08292016173211_1931643 | 2277151
GE Lighting | GE Lighting | LED5.5LS/SW | 65186 | ,LED5.5LS-3P/CDN, | A19 | General Purpose Replacement | E26 (Medium) | Omnidirectional | LED | 5 | 40 | 114 | 38 |  |  |  | 450 | 5.5 | 81.8 | No | 15000 | 2700 | 81 | 9 | 0.6 | -20 |  |  | No | Damp Location Rated,Not for Use in Recessed Fixtures | No |  |  | 2016-08-18 | 2016-08-29 | Canada | ES_1120172_65186_08292016173304_1984604 | 2277153
GE Lighting | GE Lighting | LED5DG16C-C3 | 17781 | ,34736, LED5DG16C-C3-OT2,; ,37180, LED5DG16C-C3-OT,; ,38264, LED5DG16C-C3-OT,; ,LED5DG16C-C3/HT2, | G16.5 | Globe | E12 (Candelabra) | Decorative | LED | 5 | 40 | 75 | 53 |  |  |  | 350 | 5 | 70 | No | 15000 | 2700 | 82 | 8 | 0.8 | -20 | Dimmable | 20% |  | Damp Location Rated |  |  |  | 2015-11-15 | 2015-11-24 | United States | ES_1120172_17781_11242015194851_4531930 | 2253389
GE Lighting | GE Lighting | LED5DG16C-CSW9 | 68842 | ,LED5DG16C-CS9HT2, | G16.5 | Globe | E12 (Candelabra) | Decorative | LED | 5 | 40 | 75 | 53 |  |  |  | 350 | 5 | 70 | No | 15000 | 2700 | 92 | 54 | 0.8 | -20 | Dimmable | 12% | No | Damp Location Rated,Use With Timers,Not for Use in Recessed Fixtures,Use With Photo and/or Motion Sensors | No |  |  | 2016-08-18 | 2016-08-31 | United States | ES_1120172_68842_08312016132520_9920790 | 2277252
GE Lighting | GE Lighting | LED5DG16C-W3 | 17793 | ,34739, LED5DG16C-W3/OT2,; ,37892, LED5DG16-W3/OT,; ,LED5DG16-W3/TP2P, | G16.5 | Globe | E12 (Candelabra) | Decorative | LED | 5 | 40 | 75 | 53 |  |  |  | 350 | 5 | 70 | No | 15000 | 2700 | 80 | 2 | 0.8 | -20 | Dimmable | 20% |  | Damp Location Rated |  |  |  | 2015-11-15 | 2015-11-24 | United States | ES_1120172_17793_11242015195730_5050520 | 2253391
GE Lighting | GE Lighting | LED5DG16C-W35K | 39762 | ,LED5DG16C-W35KOT, | G16.5 | Globe | E12 (Candelabra) | Decorative | LED | 5 | 40 | 75 | 53 |  |  |  | 350 | 5 | 70 | No | 15000 | 5000 | 83 | 12 | 0.8 | -20 | Dimmable | 20% |  | Damp Location Rated |  |  |  | 2015-03-15 | 2016-03-15 | United States | ES_1120172_39762_03152016114927_2567401 | 2262358
GE Lighting | GE Lighting | LED5DG16C-W/CDN | 14983 |  | G16.5 | Globe | E12 (Candelabra) | Decorative | LED | 5 | 40 | 75 | 53 |  |  |  | 350 | 5 | 70 | No | 15000 | 2700 | 82 | 17 | 0.8 | -20 | Dimmable | 20% |  | Damp Location Rated |  |  |  | 2014-07-01 | 2014-07-24 | Canada | ES_1120172_14983_07242014145019_3419374 | 2216309
GE Lighting | GE Lighting | LED5DG16C-WSW9 | 68844 | ,LED5DG16C-WS9HT2, | G16.5 | Globe | E12 (Candelabra) | Decorative | LED | 5 | 40 | 75 | 53 |  |  |  | 350 | 5 | 70 | No | 15000 | 2700 | 91 | 49 | 0.8 | -20 | Dimmable | 12% | No | Damp Location Rated,Use With Timers,Not for Use in Recessed Fixtures,Use With Photo and/or Motion Sensors | No |  |  | 2016-08-18 | 2016-08-31 | United States | ES_1120172_68844_08312016132547_9947166 | 2277253
GE Lighting | GE Lighting | LED5DG16C-W/TP | 89952 | LED5DG16C-W/TP2P,26874, | G16.5 | Globe | E12 (Candelabra) | Decorative | LED | 5 | 40 | 75 | 53 |  |  |  | 350 | 5 | 70 | No | 15000 | 2700 | 82 | 17 | 0.8 | -20 | Dimmable | 20% |  | Damp Location Rated |  |  |  | 2014-07-01 | 2014-07-24 | United States | ES_1120172_89952_07242014144954_3394215 | 2216313
GE Lighting | GE Lighting | LED5DG25-C3 | 17800 | ,34743, LED5DG25-C3/OT2P,; ,37189, LED5DG25-C3-OT2,; ,37922, LED5DG25-C3/OT,; ,LED5DG25-C3/TP2P, | G25 | Globe | E26 (Medium) | Decorative | LED | 5 | 40 | 109 | 81 |  |  |  | 350 | 5 | 70 | No | 15000 | 2700 | 83 | 12 | 0.8 | -20 | Dimmable | 20% |  | Damp Location Rated |  |  |  | 2015-11-15 | 2015-11-24 | United States | ES_1120172_17800_11242015203539_7339181 | 2253393
GE Lighting | GE Lighting | LED5DG25-C3 | 27146 | ,LED5DG25-C32PCDN, | G25 | Globe | E26 (Medium) | Decorative | LED | 5 | 40 | 109 | 81 |  |  |  | 350 | 5 | 70 | No | 15000 | 2700 | 83 | 12 | 0.8 | -20 | Dimmable | 20% |  | Damp Location Rated |  |  |  | 2015-11-15 | 2015-11-24 | Canada | ES_1120172_27146_11242015203246_7166816 | 2253394
GE Lighting | GE Lighting | LED5DG25-C35K | 37185 | ,LED5DG25-C35KOT2, | G25 | Globe | E26 (Medium) | Decorative | LED | 5 | 40 | 109 | 81 |  |  |  | 350 | 5 | 70 | No | 15000 | 5000 | 84 | 17 | 0.8 | -20 | Dimmable | 20% |  | Damp Location Rated |  |  |  | 2016-04-01 | 2016-04-25 | United States | ES_1120172_37185_04222016222053_3653538 | 2265225
GE Lighting | GE Lighting | LED5DG25-CSW9 | 68780 | ,LED5DG25-CSW9HT2, | G25 | Globe | E26 (Medium) | Decorative | LED | 5 | 40 | 109 | 81 |  |  |  | 350 | 5 | 70 | No | 15000 | 2700 | 92 | 56 | 0.8 | -20 | Dimmable | 15% | No | Damp Location Rated,Use With Timers,Not for Use in Recessed Fixtures,Use With Photo and/or Motion Sensors | No |  |  | 2016-08-18 | 2016-08-30 | United States | ES_1120172_68780_08302016224626_7186684 | 2277219
GE Lighting | GE Lighting | LED5DG25M-W | 14997 | ,98004,; ,LED5DG25M-W/CDN,; ,LED5DG25M-W2PCDN, | G25 | Globe | E26 (Medium) | Decorative | LED | 5 | 40 | 109 | 81 |  |  |  | 350 | 5 | 70 | No | 15000 | 2700 | 82 | 17 | 0.8 | -20 | Dimmable | 20% |  | Damp Location Rated |  |  |  | 2014-06-13 | 2014-06-30 | Canada | ES_1120172_14997_07012014125359_9239008 | 2214357
GE Lighting | GE Lighting | LED5DG25M-W2PK-S | 35697 | ,64678, | G25 | Globe | E26 (Medium) | Decorative | LED | 3 | 40 | 109 | 81 |  |  |  | 350 | 5 | 70 | No | 15000 | 2700 | 82 | 17 | 0.8 | -20 | Dimmable | 20% |  | Damp Location Rated |  |  |  | 2014-07-15 | 2014-08-04 | United States, Canada | ES_1120172_35697_08042014150944_4984590 | 2217024
GE Lighting | GE Lighting | LED5DG25M-W/TP | 89954 | ,20004, LED5DG25M-W,; LED5DG25M-W/TP2P,26862, | G25 | Globe | E26 (Medium) | Decorative | LED | 5 | 40 | 109 | 81 |  |  |  | 350 | 5 | 70 | No | 15000 | 2700 | 82 | 17 | 0.8 | -20 | Dimmable | 20% |  | Damp Location Rated |  |  |  | 2014-06-13 | 2014-06-30 | United States | ES_1120172_89954_07012014125327_9207379 | 2214352
GE Lighting | GE Lighting | LED5DG25-W3 | 21253 | ,LED5DG25-W3/827, | G25 | Globe | E26 (Medium) | Decorative | LED | 3 | 40 | 109 | 81 |  |  |  | 350 | 5 | 70 | No | 15000 | 2700 | 81 | 6 | 0.8 | -20 | Dimmable | 20% |  | Damp Location Rated |  |  |  | 2015-11-15 | 2015-11-24 | United States, Canada | ES_1120172_21253_11242015204347_7827130 | 2253400
GE Lighting | GE Lighting | LED5DG25-W3 | 27062 | ,LED5DG25M-W, | G25 | Globe | E26 (Medium) | Decorative | LED | 5 | 40 | 109 | 81 |  |  |  | 350 | 5 | 70 | No | 15000 | 2700 | 81 | 6 | 0.8 | -20 | Dimmable | 20% |  | Damp Location Rated |  |  |  | 2015-11-15 | 2015-11-24 | Canada | ES_1120172_27062_11242015204210_7730704 | 2253401
GE Lighting | GE Lighting | LED5DG25-W3 | 34741 | ,17809, LED5DG25-W3/TP2P,; ,37195, LED5DG25-W3OT2,; ,37508, LED5DG25-W3-ST3,; ,37906, LED5DG25-W3/OT,; ,LED5DG25-W3/OT2P, | G25 | Globe | E26 (Medium) | Decorative | LED | 5 | 40 | 109 | 81 |  |  |  | 350 | 5 | 70 | No | 15000 | 2700 | 81 | 6 | 0.8 | -20 | Dimmable | 20% |  | Damp Location Rated |  |  |  | 2015-11-15 | 2015-11-24 | United States | ES_1120172_34741_11242015204532_7932450 | 2253402
GE Lighting | GE Lighting | LED5DG25-W35K | 39764 | ,37194, LED5DG25-W35KOT2,; ,LED5DG25-W35K-OT, | G25 | Globe | E26 (Medium) | Decorative | LED | 5 | 40 | 109 | 81 |  |  |  | 350 | 5 | 70 | No | 15000 | 5000 | 83 | 11 | 0.8 | -20 | Dimmable | 20% |  | Damp Location Rated |  |  |  | 2016-04-01 | 2016-04-25 | United States | ES_1120172_39764_04222016222234_3754783 | 2265226
GE Lighting | GE Lighting | LED5DG25-WSW9 | 68796 | ,LED5DG25-WSW9HT2, | G25 | Globe | E26 (Medium) | Decorative | LED | 5 | 40 | 109 | 81 |  |  |  | 350 | 5 | 70 | No | 15000 | 2700 | 92 | 51 | 0.8 | -20 | Dimmable | 15% | No | Damp Location Rated,Use With Timers,Not for Use in Recessed Fixtures,Use With Photo and/or Motion Sensors | No |  |  | 2016-08-18 | 2016-08-30 | United States | ES_1120172_68796_08302016224830_7310608 | 2277220
GE Lighting | GE Lighting | LED6DA19/827 | 62920 | ,79374, LED6DA19/CDN,; ,79415, LED6DA19/2PK/CDN,; ,LED6DA19/4PK/CDN, | A19 | General Purpose Replacement | E26 (Medium) | Omnidirectional | LED | 5 | 40 | 112 | 60 |  |  |  | 480 | 6 | 80 | No | 15000 | 2700 | 81 | 6 | 0.8 | -20 | Dimmable | 20% | No | Damp Location Rated,Use With Timers,Not for Use in Recessed Fixtures,Use With Photo and/or Motion Sensors | No |  |  | 2016-06-07 | 2016-07-19 | Canada | ES_1120172_62920_07192016163224_5944387 | 2272686
GE Lighting | GE Lighting | LED6DA19/827 | 67500 | ,67572, LED6DA19/2PK,; ,67607, LED6DA19/4PK,; ,LED6DA19/BX, | A19 | General Purpose Replacement | E26 (Medium) | Omnidirectional | LED | 5 | 40 | 112 | 60 |  |  |  | 480 | 6 | 80 | No | 15000 | 2700 | 81 | 6 | 0.8 | -20 | Dimmable | 20% | No | Damp Location Rated,Use With Timers,Not for Use in Recessed Fixtures,Use With Photo and/or Motion Sensors | No |  |  | 2016-06-07 | 2016-07-19 | United States | ES_1120172_67500_07192016163238_5958604 | 2272687
GE Lighting | GE Lighting | LED6DA19/850 | 62921 | ,79443, LED6DA19/5K/CDN,; ,79444, LED6DA19/5K2PCDN,; ,LED6DA19/5K4PCDN, | A19 | General Purpose Replacement | E26 (Medium) | Omnidirectional | LED | 5 | 40 | 112 | 60 |  |  |  | 480 | 6 | 80 | No | 15000 | 5000 | 83 | 8 | 0.8 | -20 | Dimmable | 20% | No | Damp Location Rated,Use With Timers,Not for Use in Recessed Fixtures,Use With Photo and/or Motion Sensors | No |  |  | 2016-06-07 | 2016-07-19 | Canada | ES_1120172_62921_07192016164531_6731944 | 2272691
GE Lighting | GE Lighting | LED6DA19/850 | 67502 | ,67590, LED6DA19/5K/2PK,; ,67614, LED6DA19/5K/4PK,; ,LED6DA19/5K/BX, | A19 | General Purpose Replacement | E26 (Medium) | Omnidirectional | LED | 5 | 40 | 112 | 60 |  |  |  | 480 | 6 | 80 | No | 15000 | 5000 | 83 | 8 | 0.8 | -20 | Dimmable | 20% | No | Damp Location Rated,Use With Timers,Not for Use in Recessed Fixtures,Use With Photo and/or Motion Sensors | No |  |  | 2016-06-07 | 2016-07-19 | United States | ES_1120172_67502_07192016164543_6743844 | 2272692
GE Lighting | GE Lighting | LED6DG25M-W | 26036 | ,LED6DG25M-W/TP, | G25 | Globe | E26 (Medium) | Decorative | LED | 5 | 60 | 106.8 | 79.2 |  |  |  | 500 | 6.5 | 76.9 | No | 15000 | 2700 | 82 | 15 | 0.8 | -20 | Dimmable | 20% |  | Damp Location Rated,Use With Timers,Use With Photo And/Or Motion Sensors |  |  |  | 2015-03-01 | 2015-06-02 | United States | ES_1120172_26036_06022015230843_6523019 | 2240842
GE Lighting | GE Lighting | LED6DG25M-W | 93628 | ,LED6DG25MW/TPCDN, | G25 | Globe | E26 (Medium) | Decorative | LED | 5 | 60 | 106.8 | 79.2 |  |  |  | 500 | 6.5 | 76.9 | No | 15000 | 2700 | 82 | 15 | 0.8 | -20 | Dimmable | 20% |  | Damp Location Rated,Use With Timers,Use With Photo And/Or Motion Sensors |  |  |  | 2015-03-01 | 2015-04-27 | Canada | ES_1120172_93628_04272015202456_6296597 | 2238053
GE Lighting | GE Lighting | LED6DG25M-W5K | 92169 |  | G25 | Globe | E26 (Medium) | Decorative | LED | 5 | 60 | 106.8 | 79.2 |  |  |  | 500 | 6.5 | 76.9 | No | 15000 | 5000 | 83 | 7 | 0.8 | -20 | Dimmable | 20% |  | Damp Location Rated,Use With Timers,Use With Photo And/Or Motion Sensors |  |  |  | 2015-03-01 | 2015-08-07 | United States | ES_1120172_92169_08072015210340_1420616 | 2245345
GE Lighting | GE Lighting | LED6D/GU10/NFLTP | 26346 |  | PAR16 | Reflector (Flood/Spot) | GU10 | Directional | LED | 5 | 50 | 53.7 | 50.2 | 995 |  | 35 | 380 | 5.5 | 69.1 | No | 25000 | 3000 | 83 | 11 | 0.8 | -20 | Dimmable | 12% |  | Not for Use in Enclosed Fixtures |  |  |  | 2015-04-17 | 2015-04-17 | United States | ES_1120172_26346_04172015194934_0174617 | 2237449
GE Lighting | GE Lighting | LED6D/GU10/NFLTP | 93534 | ,LED6D/GU10NFLCDN, | PAR16 | Reflector (Flood/Spot) | GU10 | Directional | LED | 5 | 50 | 53.7 | 50.2 | 995 |  | 35 | 380 | 5.5 | 69.1 | No | 25000 | 3000 | 83 | 11 | 0.8 | -20 | Dimmable | 12% |  | Not for Use in Enclosed Fixtures |  |  |  | 2015-04-17 | 2015-04-17 | Canada | ES_1120172_93534_04172015195450_0490914 | 2237450
GE Lighting | GE Lighting | LED6D/P16/NFLTP | 26384 |  | PAR16 | Reflector (Flood/Spot) | E26 (Medium) | Directional | LED | 5 | 60 | 70.5 | 50.2 | 995 |  | 35 | 380 | 5.5 | 69.1 | No | 25000 | 3000 | 83 | 11 | 0.8 | -20 | Dimmable | 12% |  | Not for Use in Enclosed Fixtures |  |  |  | 2015-04-28 | 2015-04-28 | United States | ES_1120172_26384_04282015212856_6536802 | 2238140
GE Lighting | GE Lighting | LED7DA19/827 | 11332 |  | A19 | General Purpose Replacement | E26 (Medium) | Omnidirectional | LED | 3 | 40 | 111.8 | 61.5 |  |  |  | 450 | 7.4 | 60.8 | No | 25000 | 2700 | 81 | 14 | 0.9 | -20 | Dimmable | 20% |  | Damp Location Rated,Use With Timers,Not for Use in Enclosed Fixtures,Use With Photo And/Or Motion Sensors |  |  |  | 2015-04-18 | 2015-05-20 | United States, Canada | ES_1120172_11332_04202016105826_9906890 | 2264494
GE Lighting | GE Lighting | LED7DA19/827 | 13448 | ,LED7DA19/827/BX, | A19 | General Purpose Replacement | E26 (Medium) | Omnidirectional | LED | 10 | 40 | 111.8 | 61.5 |  |  |  | 450 | 7.4 | 60.8 | No | 25000 | 2700 | 81 | 14 | 0.9 | -20 | Dimmable | 20% |  | Damp Location Rated,Use With Timers,Not for Use in Enclosed Fixtures,Use With Photo And/Or Motion Sensors |  |  |  | 2015-04-18 | 2015-05-20 | United States | ES_1120172_13448_05202015212627_7187870 | 2240023
GE Lighting | GE Lighting | LED7DA19/827 | 36110 | ,36126, LED7DA195-2PK,; ,LED7DA195/BX,; LED7DA19/827,36110, | A19 | General Purpose Replacement | E26 (Medium) | Omnidirectional | LED | 10 | 40 | 111.8 | 61.5 |  |  |  | 450 | 7.4 | 60.8 | No | 30000 | 2700 | 81 | 14 | 0.9 | -20 | Dimmable | 20% |  | Damp Location Rated,Use With Timers,Not for Use in Enclosed Fixtures,Use With Photo And/Or Motion Sensors |  |  |  | 2015-04-18 | 2016-01-20 | United States | ES_1120172_36110_01202016164223_8143116 | 2257003
GE Lighting | GE Lighting | LED7DA19/827/BX | 13448 |  | A19 | General Purpose Replacement | E26 (Medium) | Omnidirectional | LED | 3 | 40 | 111.5 | 59.7 |  |  |  | 450 | 7 | 65 | No | 25000 | 2700 | 82 | 16 | 0.7 | -20 | Dimmable | 20% |  | Damp Location Rated,Use With Timers,Use With Photo And/Or Motion Sensors |  |  |  | 2014-07-01 | 2014-07-25 | United States, Canada | ES_1120172_13448_07252014153651_2611279 | 2216371
GE Lighting | GE Lighting | LED7DA19/827/CDN | 13942 |  | A19 | General Purpose Replacement | E26 (Medium) | Omnidirectional | LED | 3 | 40 | 111.5 | 59.7 |  |  |  | 450 | 7 | 65 | No | 25000 | 2700 | 82 | 16 | 0.7 | -20 | Dimmable | 20% |  | Damp Location Rated,Use With Timers,Use With Photo And/Or Motion Sensors |  |  |  | 2014-07-01 | 2014-07-25 | Canada | ES_1120172_13942_07252014153720_2640754 | 2216372
GE Lighting | GE Lighting | LED7DA19/830 | 71208 |  | A19 | General Purpose Replacement | E26 (Medium) | Omnidirectional | LED | 3 | 40 | 111.8 | 61.5 |  |  |  | 450 | 7.3 | 61.6 | No | 25000 | 3000 | 81 | 13 | 0.8 | -20 | Dimmable | 20% |  | Damp Location Rated,Use With Timers,Not for Use in Enclosed Fixtures,Use With Photo And/Or Motion Sensors |  |  |  | 2015-04-18 | 2015-05-20 | United States, Canada | ES_1120172_71208_04202016110000_0000714 | 2264495
GE Lighting | GE Lighting | LED7DA19RVLES | 63178 | ,LED7DA19RVLESTP, | A19 | General Purpose Replacement | E26 (Medium) | Omnidirectional | LED | 10 | 40 | 115 | 62 |  |  |  | 450 | 7.3 | 61.6 | No | 25000 | 2700 | 84 | 39 | 0.9 | -20 | Dimmable | 20% |  | Damp Location Rated |  |  |  | 2015-03-01 | 2015-03-07 | United States | ES_1120172_63178_03072015143448_8888113 | 2234379
GE Lighting | GE Lighting | LED7DCAC-C3 | 17818 | ,32973, LED7DBC-C3-HT,; ,34724, LED7DCAC-C3/OT2P,; ,36737, LED7DCAC-C3/OT,; ,37220, LED7DBC-C3-OT,; ,37224, LED7DBC-C3-OT2,; ,37580, LED7DCAC-C3-ST3,; ,37590, LED7DCAC-C3-STP3,; ,LED7DCAC-C3/TP2P, | Decorative Candle: Other | Decorative | E12 (Candelabra) | Decorative | LED | 5 | 60 | 121 | 38 |  |  |  | 500 | 6.5 | 76.9 | No | 15000 | 2700 | 82 | 7 | 0.8 | -20 | Dimmable | 20% |  | Damp Location Rated |  |  |  | 2015-11-15 | 2015-11-24 | United States | ES_1120172_17818_11242015210130_8890931 | 2253543
GE Lighting | GE Lighting | LED7DCAC-C3 | 21233 | ,LED7DCAC-C3/827, | Decorative Candle: Other | Decorative | E12 (Candelabra) | Decorative | LED | 3 | 60 | 121 | 38 |  |  |  | 500 | 6.5 | 76.9 | No | 15000 | 2700 | 82 | 7 | 0.8 | -20 | Dimmable | 20% |  | Damp Location Rated |  |  |  | 2015-11-15 | 2015-11-24 | United States, Canada | ES_1120172_21233_11242015210156_8916095 | 2253545
GE Lighting | GE Lighting | LED7DCAC-C35K | 36736 | ,33010, LED7DBC-C35K-HT,; ,36735, LED7DCAC-C35KOT2,; ,37214, LED7DBC-C35K-OT,; ,37219, LED7DBC-C35K-OT2,; ,LED7DCAC-C35K/OT, | Decorative Candle: Other | Decorative | E12 (Candelabra) | Decorative | LED | 5 | 60 | 124 | 38 |  |  |  | 500 | 6.5 | 77 | No | 15000 | 5000 | 85 | 17 | 0.8 | -20 | Dimmable | 20% |  | Damp Location Rated |  |  |  | 2016-01-29 | 2016-02-02 | United States | ES_1120172_36736_02022016160345_9025150 | 2257633
GE Lighting | GE Lighting | LED7DCAC-W3 | 36746 | ,17832, LED7DCAC-W3/TP2P,; ,LED7DCAC-W3/OT, | Decorative Candle: Other | Decorative | E12 (Candelabra) | Decorative | LED | 5 | 60 | 124 | 38 |  |  |  | 500 | 6.5 | 77 | No | 15000 | 2700 | 82 | 7 | 0.8 | -20 | Dimmable | 20% |  | Damp Location Rated |  |  |  | 2016-01-29 | 2016-02-02 | United States | ES_1120172_36746_02022016160444_9084169 | 2257636
GE Lighting | GE Lighting | LED7DCAC-W35K | 36747 | ,36755, LED7DCAC-W35KOT2,; ,LED7DCAC-W35K/OT, | Decorative Candle: Other | Decorative | E12 (Candelabra) | Decorative | LED | 5 | 60 | 124 | 38 |  |  |  | 500 | 6.5 | 77 | No | 15000 | 5000 | 84 | 13 | 0.8 | -20 | Dimmable | 20% |  | Damp Location Rated |  |  |  | 2016-01-29 | 2016-05-24 | United States | ES_1120172_36747_05242016173606_1366488 | 2267778
GE Lighting | GE Lighting | LED7DCAM-C3 | 17831 | ,33004, LED7DBM-C3-HT,; ,34733, LED7DCAM-C3/OT2P,; ,36744, LED7DCAM-C3/OT,; ,37265, LED7DBM-C3-OT,; ,37266, LED7DBM-C3-OT2,; ,LED7DCAM-C3/TP2P, | Decorative Candle: Other | Decorative | E26 (Medium) | Decorative | LED | 5 | 60 | 121 | 38 |  |  |  | 500 | 6.5 | 76.9 | No | 15000 | 2700 | 82 | 7 | 0.8 | -20 | Dimmable | 20% |  | Damp Location Rated |  |  |  | 2015-11-15 | 2015-11-24 | United States | ES_1120172_17831_11242015210217_8937348 | 2253544
GE Lighting | GE Lighting | LED7DCAM-C3 | 21251 | ,LED7DCAM-C3/827, | Decorative Candle: Other | Decorative | E26 (Medium) | Decorative | LED | 3 | 60 | 121 | 38 |  |  |  | 500 | 6.5 | 76.9 | No | 15000 | 2700 | 82 | 7 | 0.8 | -20 | Dimmable | 20% |  | Damp Location Rated |  |  |  | 2015-11-15 | 2015-11-24 | United States, Canada | ES_1120172_21251_11242015210238_8958427 | 2253546
GE Lighting | GE Lighting | LED7DCAM-C35K | 36760 | ,33019, LED7DBM-C35K-HT,; ,37229, LED7DBM-C35K-OT,; ,37238, LED7DBM-C35K-OT2,; ,LED7DCAM-C35KOT2, | Decorative Candle: Other | Decorative | E26 (Medium) | Decorative | LED | 5 | 60 | 124 | 38 |  |  |  | 500 | 6.5 | 77 | No | 15000 | 5000 | 85 | 17 | 0.8 | -20 | Dimmable | 20% |  | Damp Location Rated |  |  |  | 2016-01-29 | 2016-05-24 | United States | ES_1120172_36760_05242016172224_0544333 | 2267779
GE Lighting | GE Lighting | LED7DCAM-W3 | 36740 | ,17842, LED7DCAM-W3/TP2P,; ,36748, LED7DCAM-W3/OTK,; ,LED7DCAM-W3/OT, | Decorative Candle: Other | Decorative | E26 (Medium) | Decorative | LED | 5 | 60 | 124 | 38 |  |  |  | 500 | 6.5 | 77 | No | 15000 | 2700 | 82 | 7 | 0.8 | -20 | Dimmable | 20% |  | Damp Location Rated |  |  |  | 2016-01-29 | 2016-02-02 | United States | ES_1120172_36740_02022016160411_9051876 | 2257634
GE Lighting | GE Lighting | LED7DCAM-W35K | 36745 | ,36763, LED7DCAM-W35KOT2,; ,LED7DCAM-W35K/OT, | Decorative Candle: Other | Decorative | E26 (Medium) | Decorative | LED | 5 | 60 | 124 | 38 |  |  |  | 500 | 6.5 | 77 | No | 15000 | 5000 | 84 | 13 | 0.8 | -20 | Dimmable | 20% |  | Damp Location Rated |  |  |  | 2016-01-29 | 2016-02-02 | United States | ES_1120172_36745_02022016160428_9068341 | 2257635
GE Lighting | GE Lighting | LED7DG25-C3 | 27177 | ,LED7DG25-C32PCDN, | G25 | Globe | E26 (Medium) | Decorative | LED | 5 | 60 | 109 | 81 |  |  |  | 500 | 6.5 | 76.9 | No | 15000 | 2700 | 83 | 12 | 0.8 | -20 | Dimmable | 20% |  | Damp Location Rated |  |  |  | 2016-02-23 | 2016-03-15 | Canada | ES_1120172_27177_03152016121744_4264654 | 2262359
GE Lighting | GE Lighting | LED7DG25-C3 | 37270 | ,17856, LED7DG25-C3/TP2P,; ,34749, LED7DG25-C3/OT2P,; ,37273, LED7DG25-C3-OT2,; ,37278, LED7DG25-C3-OT3,; ,LED7DG25-C3-OT, | G25 | Globe | E26 (Medium) | Decorative | LED | 5 | 60 | 109 | 81 |  |  |  | 500 | 6.5 | 76.9 | No | 15000 | 2700 | 83 | 12 | 0.8 | -20 | Dimmable | 20% |  | Damp Location Rated |  |  |  | 2016-02-23 | 2016-03-15 | United States | ES_1120172_37270_03152016121803_4283821 | 2262360
GE Lighting | GE Lighting | LED7DG25-W3 | 17875 | ,34748, LED7DG25-W3/OT2P,; ,37275, LED7DG25-W3-OT2,; ,37280, LED7DG25-W3-OT3,; ,37945, LED7DG25-W3-OT,; ,LED7DG25-W3/TP2P, | G25 | Globe | E26 (Medium) | Decorative | LED | 5 | 60 | 109 | 81 |  |  |  | 500 | 6.5 | 76.9 | No | 15000 | 2700 | 82 | 8 | 0.8 | -20 | Dimmable | 20% |  | Damp Location Rated |  |  |  | 2015-11-15 | 2015-11-24 | United States | ES_1120172_17875_11252015121806_3886883 | 2253547
GE Lighting | GE Lighting | LED7DG25-W3 | 21255 | ,LED7DG25-W3/827, | G25 | Globe | E26 (Medium) | Decorative | LED | 3 | 60 | 109 | 81 |  |  |  | 500 | 6.5 | 76.9 | No | 15000 | 2700 | 82 | 8 | 0.8 | -20 | Dimmable | 20% |  | Damp Location Rated |  |  |  | 2015-11-15 | 2015-11-24 | United States, Canada | ES_1120172_21255_11252015121454_3694046 | 2253548
GE Lighting | GE Lighting | LED7DG25-W3 | 27147 | ,LED7DG25-W32PCDN, | G25 | Globe | E26 (Medium) | Decorative | LED | 5 | 60 | 109 | 81 |  |  |  | 500 | 6.5 | 76.9 | No | 15000 | 2700 | 82 | 8 | 0.8 | -20 | Dimmable | 20% |  | Damp Location Rated |  |  |  | 2015-11-15 | 2015-11-24 | Canada | ES_1120172_27147_11252015121433_3673827 | 2253549
Torchstar Corporation | TORCHSTAR | LED | DBBR40-17W30D |  | BR40 | Reflector (Flood/Spot) | E26 (Medium) | Directional | LED | 3 | 85 | 157 | 125 |  |  |  | 1100 | 17 | 64.7 | No | 40000 | 3000 | 83 | 8 | 1 | -20 | Dimmable | 15% |  | None |  |  |  | 2015-11-20 | 2015-11-24 | United States | ES_1127338_DBBR40-17W30D_11252015145849_3560258 | 2253595
GE Lighting | GE Lighting | LED7DP202B830/35 | 94422 |  | PAR20 | Reflector (Flood/Spot) | E26 (Medium) | Directional | LED | 5 | 65 | 88.9 | 63 | 1200 |  | 35 | 520 | 7 | 73 | No | 25000 | 3000 | 82 | 18 | 1 | -20 | Dimmable | 10% |  | Damp Location Rated,Use With Timers,Enclosed Fixtures,Recessed Fixtures,Use With Photo And/Or Motion Sensors |  |  |  | 2014-03-27 | 2014-04-03 | United States, Canada | ES_1120172_94422_04042014041933_5173652 | 2207618
GE Lighting | GE Lighting | LED7DP202W830/35 | 94423 |  | PAR20 | Reflector (Flood/Spot) | E26 (Medium) | Directional | LED | 5 | 65 | 88.9 | 63 | 1200 |  | 35 | 520 | 7 | 73 | No | 25000 | 3000 | 82 | 18 | 1 | -20 | Dimmable | 10% |  | Use With Timers,Damp Location Rated,Enclosed Fixtures,Recessed Fixtures,Use With Photo And/Or Motion Sensors |  |  |  | 2014-03-27 | 2014-04-03 | United States, Canada | ES_1120172_94423_04042014042351_5431890 | 2207623
Torchstar Corporation | TORCHSTAR | LED | DBBR40-17W40D |  | BR40 | Reflector (Flood/Spot) | E26 (Medium) | Directional | LED | 3 | 85 | 157 | 125 |  |  |  | 1100 | 17 | 64.7 | No | 40000 | 4000 | 85 | 14 | 1 | -20 | Dimmable | 15% |  | None |  |  |  | 2015-11-20 | 2015-11-24 | United States | ES_1127338_DBBR40-17W40D_11252015145849_3783941 | 2253596
GE Lighting | GE Lighting | LED7DP203OW82720 | 36804 | ,LED7DP202NFL-CDN, | PAR20 | Reflector (Flood/Spot) | E26 (Medium) | Directional | LED | 5 | 50 | 88.9 | 65 | 4000 |  | 20 | 500 | 7 | 71.4 | No | 25000 | 2700 | 83 | 9 | 0.9 | -20 | Dimmable | 10% | Yes | Damp Location Rated,Use With Timers,Use With Photo and/or Motion Sensors,Wet Location Rated | No |  |  | 2016-09-06 | 2016-10-10 | Canada | ES_1120172_36804_12302015203859_7939632 | 2281012
GE Lighting | GE Lighting | LED7DP203OW82720 | 92163 | ,LED7DP202NFL-OD, | PAR20 | Reflector (Flood/Spot) | E26 (Medium) | Directional | LED | 5 | 50 | 88.9 | 65 | 4000 |  | 20 | 500 | 7 | 71.4 | No | 25000 | 2700 | 83 | 9 | 0.9 | -20 | Dimmable | 10% | Yes | Damp Location Rated,Use With Timers,Use With Photo and/or Motion Sensors,Wet Location Rated | No |  |  | 2016-09-06 | 2016-10-10 | United States, Canada | ES_1120172_92163_07222015202942_6982333 | 2281017
GE Lighting | GE Lighting | LED7DP203OW85020 | 21282 | ,LED7DP202NFL5KOD, | PAR20 | Reflector (Flood/Spot) | E26 (Medium) | Directional | LED | 5 | 50 | 88.9 | 65 | 3841 |  | 20 | 550 | 7 | 78.6 | No | 25000 | 5000 | 83 | 15 | 0.9 | -20 | Dimmable | 20% |  | Use With Timers,Other,Wet Location Rated,Recessed Fixtures,Use With Photo And/Or Motion Sensors |  |  |  | 2015-05-05 | 2015-07-22 | United States | ES_1120172_21282_07222015203738_7458307 | 2244342
GE Lighting | GE Lighting | LED7DP203OW85020 | 21282 | ,LED7DP202NFL5KOD, | PAR20 | Reflector (Flood/Spot) | E26 (Medium) | Directional | LED | 5 | 50 | 88.9 | 65 | 4067 |  | 20 | 550 | 7 | 78.6 | No | 25000 | 5000 | 84 | 20 | 0.9 | -20 | Dimmable | 10% | Yes | Damp Location Rated,Use With Timers,Use With Photo and/or Motion Sensors,Wet Location Rated | No |  |  | 2016-09-06 | 2016-10-10 | United States, Canada | ES_1120172_21282_07222015203738_7458307 | 2281011
GE Lighting | GE Lighting | LED7DP203OW85020 | 36806 | ,LED7DP202NFL5CDN, | PAR20 | Reflector (Flood/Spot) | E26 (Medium) | Directional | LED | 5 | 50 | 88.9 | 65 | 4067 |  | 20 | 550 | 7 | 78.6 | No | 25000 | 5000 | 84 | 20 | 0.9 | -20 | Dimmable | 10% | Yes | Damp Location Rated,Use With Timers,Use With Photo and/or Motion Sensors,Wet Location Rated | No |  |  | 2016-09-06 | 2016-10-10 | Canada | ES_1120172_36806_12302015204132_8092681 | 2281013
GE Lighting | GE Lighting | LED7DP203W827/20 | 74374 | ,LED7DP203W/NFLTP, | PAR20 | Reflector (Flood/Spot) | E26 (Medium) | Directional | LED | 10 | 50 | 88.9 | 63 | 4000 |  | 20 | 500 | 7 | 71.4 | No | 25000 | 2700 | 83 | 9 | 0.9 | -20 | Dimmable | 10% | Yes | Damp Location Rated,Use With Timers,Use With Photo and/or Motion Sensors | No |  |  | 2016-09-06 | 2016-10-10 | United States, Canada | ES_1120172_74374_10102016214925_6165144 | 2281014
GE Lighting | GE Lighting | LED7DP203W827/20 | 75678 | ,LED7DP203WNFLCDN, | PAR20 | Reflector (Flood/Spot) | E26 (Medium) | Directional | LED | 10 | 50 | 88.9 | 63 | 4000 |  | 20 | 500 | 7 | 71.4 | No | 25000 | 2700 | 83 | 9 | 0.9 | -20 | Dimmable | 10% | Yes | Damp Location Rated,Use With Timers,Use With Photo and/or Motion Sensors | No |  |  | 2016-09-06 | 2016-10-10 | Canada | ES_1120172_75678_10102016214623_5983945 | 2281015
GE Lighting | GE Lighting | LED7DP203W850/20 | 92121 | ,LED7DP203NFL5KTP, | PAR20 | Reflector (Flood/Spot) | E26 (Medium) | Directional | LED | 10 | 50 | 88.9 | 63 | 4067 |  | 20 | 550 | 7 | 78.6 | No | 25000 | 5000 | 84 | 20 | 0.9 | -20 | Dimmable | 10% | Yes | Damp Location Rated,Use With Timers,Use With Photo and/or Motion Sensors | No |  |  | 2016-09-06 | 2016-10-10 | United States, Canada | ES_1120172_92121_04132015232442_7482500 | 2281016
GE Lighting | GE Lighting | LED7DP20BB827/35 | 70074 |  | PAR20 | Reflector (Flood/Spot) | E26 (Medium) | Directional | LED | 5 | 65 | 88.9 | 63 | 1150 |  | 35 | 500 | 7 | 70 | No | 25000 | 2700 | 81 | 6 | 1 | -20 | Dimmable | 10% |  | Damp Location Rated,Use With Timers,Enclosed Fixtures,Recessed Fixtures,Use With Photo And/Or Motion Sensors |  |  |  | 2014-03-27 | 2014-04-03 | United States, Canada | ES_1120172_70074_05132014212354_6234318 | 2210439
GE Lighting | GE Lighting | LED7DP20BW827/20 | 99644 |  | PAR20 | Reflector (Flood/Spot) | E26 (Medium) | Directional | LED | 5 | 50 | 88.9 | 63 | 3600 |  | 20 | 500 | 7 | 70 | No | 25000 | 2700 | 82 | 11 | 1 | -20 | Dimmable | 10% |  | Damp Location Rated,Use With Timers,Enclosed Fixtures,Recessed Fixtures,Use With Photo And/Or Motion Sensors |  |  |  | 2014-03-29 | 2014-04-03 | United States, Canada | ES_1120172_99644_04042014042536_5536075 | 2207616
GE Lighting | GE Lighting | LED7DP38W830/40 | 13191 | ,36541,; ,LED7DP38FL,; ,LED7DP38FL/TP, | PAR38 | Reflector (Flood/Spot) | E26 (Medium) | Directional | LED | 5 | 45 | 128 | 124 | 1302 |  | 40 | 500 | 7 | 71.4 | No | 25000 | 3000 | 84 | 16 | 0.9 | -20 | Dimmable | 20% |  | Wet Location Rated |  |  |  | 2015-12-16 | 2015-12-28 | United States | ES_1120172_13191_12282015182718_7238887 | 2255594
GE Lighting | GE Lighting | LED7DP38W830/40 | 36801 | ,LED7DP38FL/CDN,; LED7DP38W830/40,36801, | PAR38 | Reflector (Flood/Spot) | E26 (Medium) | Directional | LED | 5 | 45 | 128 | 124 | 1302 |  | 40 | 500 | 7 | 71.4 | No | 25000 | 3000 | 84 | 16 | 0.9 | -20 | Dimmable | 20% |  | Wet Location Rated |  |  |  | 2015-12-16 | 2015-12-28 | Canada | ES_1120172_36801_12282015183124_7484169 | 2255596
GE Lighting | GE Lighting | LED7DP38W850/40 | 13192 | ,LED7DP38FL5K/TP,; LED7DP38W850/40,13192, | PAR38 | Reflector (Flood/Spot) | E26 (Medium) | Directional | LED | 5 | 45 | 128 | 124 | 1321 |  | 40 | 550 | 7 | 78.6 | No | 25000 | 5000 | 83 | 14 | 0.9 | -20 | Dimmable | 20% |  | Wet Location Rated |  |  |  | 2015-12-16 | 2015-12-28 | United States | ES_1120172_13192_12282015183230_7550604 | 2255595
GE Lighting | GE Lighting | LED7DP38W850/40 | 36802 | ,LED7DP38FL5KCDN,; LED7DP38W850/40,36802, | PAR38 | Reflector (Flood/Spot) | E26 (Medium) | Directional | LED | 5 | 45 | 128 | 124 | 1321 |  | 40 | 550 | 7 | 78.6 | No | 25000 | 5000 | 83 | 14 | 0.9 | -20 | Dimmable | 20% |  | Wet Location Rated |  |  |  | 2015-12-16 | 2015-12-28 | Canada | ES_1120172_36802_12282015183338_7618589 | 2255597
GE Lighting | GE Lighting | LED7DR20/827W | 34304 | ,LED7DR20/BX, | R20 | Reflector (Flood/Spot) | E26 (Medium) | Directional | LED | 5 | 45 | 99 | 63 | 127 |  | 120 | 470 | 7.3 | 64.4 | No | 25000 | 2700 | 81 | 4 | 0.8 | -20 | Dimmable | 17% |  | Damp Location Rated,Enclosed Fixtures,Recessed Fixtures |  |  |  | 2015-12-20 | 2015-12-28 | United States | ES_1120172_34304_12282015212451_7891235 | 2255601
GE Lighting | GE Lighting | LED7DR20/827W | 34309 | ,LED7DR20/BX/CDN,; LED7DR20/827W,34309, | R20 | Reflector (Flood/Spot) | E26 (Medium) | Directional | LED | 5 | 45 | 99 | 63 | 127 |  | 120 | 470 | 7.3 | 64.4 | No | 25000 | 2700 | 81 | 4 | 0.8 | -20 | Dimmable | 17% |  | Damp Location Rated,Enclosed Fixtures,Recessed Fixtures |  |  |  | 2015-12-20 | 2015-12-28 | Canada | ES_1120172_34309_12282015212712_8032226 | 2255603
GE Lighting | GE Lighting | LED7DR20/850W | 34305 | ,LED7DR20/5K/BX, | R20 | Reflector (Flood/Spot) | E26 (Medium) | Directional | LED | 5 | 45 | 99 | 63 | 132 |  | 120 | 500 | 7.2 | 69.4 | No | 25000 | 5000 | 83 | 11 | 0.8 | -20 | Dimmable | 17% |  | Damp Location Rated,Enclosed Fixtures,Recessed Fixtures |  |  |  | 2015-12-20 | 2015-12-28 | United States | ES_1120172_34305_12282015211716_7436470 | 2255602
GE Lighting | GE Lighting | LED7DR20/850W | 34310 | ,LED7DR20/5KBXCDN,; LED7DR20/850W,34310, | R20 | Reflector (Flood/Spot) | E26 (Medium) | Directional | LED | 5 | 45 | 99 | 63 | 132 |  | 120 | 500 | 7.2 | 69.4 | No | 25000 | 5000 | 83 | 11 | 0.8 | -20 | Dimmable | 17% |  | Damp Location Rated,Enclosed Fixtures,Recessed Fixtures |  |  |  | 2015-12-20 | 2015-12-28 | Canada | ES_1120172_34310_12282015212844_8124333 | 2255604
GE Lighting | GE Lighting | LED7XDMR16-28335 | 45639 |  | MR16 | Reflector (Flood/Spot) | GU5.3 | Directional | LED | 5 | 50 | 46.5 | 50 | 1563 |  | 35 | 500 | 7 | 71.4 | No | 25000 | 3000 | 83 | 10 | 0.9 | -20 | Dimmable | 20% | No | Damp Location Rated | No |  |  | 2016-05-10 | 2015-10-04 | United States | ES_1120172_45639_06162016221645_5405301 | 2280657
GE Lighting | GE Lighting | LED7XDMR16-28335 | 69442 |  | MR16 | Reflector (Flood/Spot) | GU5.3 | Directional | LED | 5 | 50 | 46.5 | 50 | 1563 |  | 35 | 500 | 7 | 71.4 | No | 25000 | 3000 | 83 | 10 | 0.9 | -20 | Dimmable | 20% | No | Damp Location Rated | No |  |  | 2016-05-10 | 2015-10-04 | Canada | ES_1120172_69442_06162016221758_5478976 | 2280658
GE Lighting | GE Lighting | LED7XDMR16S82725 | 69951 |  | MR16 | Reflector (Flood/Spot) | GU5.3 | Directional | LED | 3 | 50 | 48 | 50 | 2537 |  | 25 | 480 | 7.4 | 64.9 | No | 25000 | 2700 | 81 | 8 | 0.9 | -20 | Dimmable | 20% |  | Damp Location Rated,Recessed Fixtures |  |  |  | 2014-11-30 | 2015-04-13 | United States, Canada | ES_1120172_69951_01132015150000_1200401 | 2230856
GE Lighting | GE Lighting | LED7XDMR16S82735 | 69952 |  | MR16 | Reflector (Flood/Spot) | GU5.3 | Directional | LED | 3 | 50 | 48 | 50 | 1759 |  | 35 | 480 | 7.5 | 64 | No | 25000 | 2700 | 81 | 7 | 0.9 | -20 | Dimmable | 20% |  | Damp Location Rated,Recessed Fixtures |  |  |  | 2014-11-30 | 2015-04-13 | United States, Canada | ES_1120172_69952_01132015150418_1458188 | 2230857
GE Lighting | GE Lighting | LED7XDMR16S83025 | 69949 | ,11051,; ,89947, | MR16 | Reflector (Flood/Spot) | GU5.3 | Directional | LED | 3 | 50 | 48 | 50 | 2636 |  | 25 | 500 | 7.5 | 66.7 | No | 25000 | 3000 | 83 | 13 | 0.9 | -20 | Dimmable | 20% |  | Damp Location Rated,Recessed Fixtures |  |  |  | 2014-11-30 | 2015-04-13 | United States, Canada | ES_1120172_69949_01132015150853_1733099 | 2230858
GE Lighting | GE Lighting | LED7XDMR16S83035 | 69950 |  | MR16 | Reflector (Flood/Spot) | GU5.3 | Directional | LED | 3 | 50 | 48 | 50 | 1796 |  | 35 | 500 | 7.4 | 67.6 | No | 25000 | 3000 | 83 | 13 | 0.9 | -20 | Dimmable | 20% |  | Damp Location Rated,Recessed Fixtures |  |  |  | 2014-11-30 | 2015-04-13 | United States, Canada | ES_1120172_69950_01132015151058_1858598 | 2230859
GE Lighting | GE Lighting | LED9A19 | 61962 | ,61969, LED9A19/2PK,; ,61986, LED9A19/4PK,; ,LED9A19/BX, | A19 | General Purpose Replacement | E26 (Medium) | Omnidirectional | LED | 5 | 60 | 112 | 60 |  |  |  | 800 | 9 | 88.9 | No | 15000 | 2700 | 81 | 9 | 0.6 | -20 |  |  | No | Damp Location Rated,Use With Timers,Not for Use in Recessed Fixtures,Use With Photo and/or Motion Sensors | No |  |  | 2016-10-31 | 2016-10-19 | United States | ES_1120172_61962_10192016212603_2363501 | 2281824
GE Lighting | GE Lighting | LED9A19/5K | 61966 | ,61971, LED9A19/5K/2PK,; ,62010, LED9A19/5K/4PK,; ,LED9A19/5K/BX, | A19 | General Purpose Replacement | E26 (Medium) | Omnidirectional | LED | 5 | 60 | 112 | 60 |  |  |  | 800 | 9 | 88.9 | No | 15000 | 5000 | 84 | 10 | 0.6 | -20 |  |  | No | Damp Location Rated,Use With Timers,Not for Use in Recessed Fixtures,Use With Photo and/or Motion Sensors | No |  |  | 2016-10-31 | 2016-10-19 | United States | ES_1120172_61966_10192016212934_2574517 | 2281825
GE Lighting | GE Lighting | LED9LS/DL | 63781 | ,63592, LED9LS5K-3P/OT,; ,63684, LED9LS5K-2P/OT,; ,63871, LED9LS5K-S6,; ,66436,; ,LED9LS3/5K/96,; ,LED9LS5K-2PDGOT, | A19 | General Purpose Replacement | E26 (Medium) | Omnidirectional | LED | 5 | 60 | 114 | 38 |  |  |  | 800 | 9 | 88.9 | No | 15000 | 5000 | 82 | 4 | 0.6 | -20 |  |  | No | Damp Location Rated,Not for Use in Recessed Fixtures | No |  |  | 2016-08-10 | 2016-08-16 | United States | ES_1120172_63781_08162016164559_5959190 | 2275362
GE Lighting | GE Lighting | LED9LS/DL | 65214 | ,LED9LS5K-3P/CDN, | A19 | General Purpose Replacement | E26 (Medium) | Omnidirectional | LED | 5 | 60 | 114 | 38 |  |  |  | 800 | 9 | 88.9 | No | 15000 | 5000 | 82 | 4 | 0.6 | -20 |  |  | No | Damp Location Rated,Not for Use in Recessed Fixtures | No |  |  | 2016-08-10 | 2016-08-16 | Canada | ES_1120172_65214_08162016164652_6012736 | 2275364
Globe Electric Inc. | CANAC | T2 13W | 109554 |  | CFL Bare Spiral | General Purpose Replacement | E26 (Medium) | Omnidirectional | CFL | 11 | 60 | 100.3 | 47.6 |  | 2 |  | 900 | 13 | 69.2 | No | 12000 | 2700 | 82 | -7 | 0.6 | -10 |  |  |  | Not for Use in Enclosed Fixtures |  |  |  | 2014-08-10 | 2015-02-13 | Canada | ES_31577_109554_02132015081110_1023765 | 2233057
GE Lighting | GE Lighting | LED9LS/SW | 63745 | ,61601, LED9LS-S6,; ,63589, LED9LS-3P/OT,; ,63628, LED9LS-5P/OT,; ,63672, LED9LS-2P/OT,; ,66435,; ,72953, LED9LS8/32,; ,LED9LS-2PDG/OT,; ,LED9LS3/96, | A19 | General Purpose Replacement | E26 (Medium) | Omnidirectional | LED | 5 | 60 | 114 | 38 |  |  |  | 800 | 9 | 88.9 | No | 15000 | 2700 | 81 | 4 | 0.6 | -20 |  |  | No | Damp Location Rated,Not for Use in Recessed Fixtures | No |  |  | 2016-08-10 | 2016-08-16 | United States | ES_1120172_63745_08162016163133_5093236 | 2275361
GE Lighting | GE Lighting | LED9LS/SW | 65213 | ,LED9LS-3PK/CDN, | A19 | General Purpose Replacement | E26 (Medium) | Omnidirectional | LED | 5 | 60 | 114 | 38 |  |  |  | 800 | 9 | 88.9 | No | 15000 | 2700 | 81 | 4 | 0.6 | -20 |  |  | No | Damp Location Rated,Not for Use in Recessed Fixtures | No |  |  | 2016-08-10 | 2016-08-16 | Canada | ES_1120172_65213_08162016164435_5875420 | 2275363
Global Consumer Products, Inc. | Overdrive | 13W/ODT2S 2700K | 62 |  | CFL Bare Spiral | General Purpose Replacement | E26 (Medium) | Omnidirectional | CFL | 2 | 60 | 105.9 | 47.6 |  | 1.6 |  | 825 | 13 | 63.5 | No | 12000 | 2700 | 83 | -2 | 0.6 | -18 |  |  |  | None |  |  |  | 2014-07-20 | 2014-09-15 | United States | ES_1041291_062_09152014033730_1023669 | 2219543
Global Consumer Products, Inc. | Overdrive | 15W/ODA 2700K | 125 |  | A19 | General Purpose Replacement | E26 (Medium) | Omnidirectional | CFL | 2 | 60 | 117.1 | 58.2 |  | 1.6 |  | 959 | 15 | 65 | No | 10000 | 2700 | 82 | -18 | 0.6 | -18 |  |  |  | None |  |  |  | 2014-09-14 | 2014-09-24 | United States | ES_1041291_125_09242014035330_1023677 | 2220187
Global Consumer Products, Inc. | Overdrive | 15W/ODG 2700K | 131 |  | G30 | Globe | E26 (Medium) | Decorative | CFL | 2 | 100 | 119.4 | 87 |  | 1.6 |  | 820 | 15 | 54.7 | No | 10000 | 2700 | 84 | 0 | 0.6 | -18 |  |  |  | None |  |  |  | 2014-09-25 | 2014-10-03 | United States | ES_1041291_131_10032014015950_1023685 | 2221657
Global Consumer Products, Inc. | Overdrive | 18W/ODT2S 2700K | 65 |  | CFL Bare Spiral | General Purpose Replacement | E26 (Medium) | Omnidirectional | CFL | 2 | 75 | 117.5 | 54.9 |  | 1.6 |  | 1200 | 18 | 66.7 | No | 12000 | 2700 | 83 | -3 | 0.6 | -18 |  |  |  | None |  |  |  | 2014-09-16 | 2014-09-16 | United States | ES_1041291_065_09162014031000_1023670 | 2219571
Global Consumer Products, Inc. | Overdrive | 18W/ODT2SGU 2700K | 191 |  | CFL Bare Spiral | General Purpose Replacement | GU24 | Omnidirectional | CFL | 2 | 75 | 105.8 | 54.4 |  | 1.6 |  | 1200 | 18 | 66.7 | No | 10000 | 2700 | 83 | -3 | 0.6 | -18 |  |  |  | None |  |  |  | 2014-09-09 | 2014-09-15 | United States | ES_1041291_191_09152014034620_1023669 | 2219545
Global Consumer Products, Inc. | Overdrive | 23W/ODR40 2700K | 129 |  | BR40 | Reflector (Flood/Spot) | E26 (Medium) | Directional | CFL | 2 | 85 | 162.3 | 126.5 |  | 1.6 |  | 1150 | 23 | 50 | No | 10000 | 2700 | 84 | 0 | 0.6 | -18 |  |  |  | None |  |  |  | 2014-09-17 | 2014-09-24 | United States | ES_1041291_129_09242014035620_1023677 | 2220198
Global Consumer Products, Inc. | Overdrive | 23W/ODT2S 2700K | 68 |  | CFL Bare Spiral | General Purpose Replacement | E26 (Medium) | Omnidirectional | CFL | 2 | 100 | 126 | 95 |  | 1.6 |  | 1600 | 23 | 69.6 | No | 12000 | 2700 | 82 | -5 | 0.6 | -18 |  |  |  | None |  |  |  | 2014-07-20 | 2014-09-15 | United States | ES_1041291_068_09152014034220_1023669 | 2219544
Global Consumer Products, Inc. | Overdrive | 23W/ODT2S 5000K | 70 |  | CFL Bare Spiral | General Purpose Replacement | E26 (Medium) | Omnidirectional | CFL | 2 | 100 | 126 | 55 |  | 1.6 |  | 1600 | 23 | 69.6 | No | 10000 | 5000 | 84 | 35 | 0.6 | -18 |  |  |  | Use With Timers,Use With Photo And/Or Motion Sensors |  |  |  | 2015-04-01 | 2015-04-07 | United States | ES_1041291_070_04072015044220_1023788 | 2236042
Global Consumer Products, Inc. | Overdrive | 23W/ODT2SGU 2700K | 194 |  | CFL Bare Spiral | General Purpose Replacement | GU24 | Omnidirectional | CFL | 2 | 100 | 114.7 | 53.8 |  | 1.6 |  | 1600 | 23 | 69.6 | No | 10000 | 2700 | 83 | -4 | 0.6 | -18 |  |  |  | Damp Location Rated,Enclosed Fixtures,Recessed Fixtures |  |  |  | 2014-08-12 | 2014-09-16 | United States | ES_1041291_194_09162014031620_1023670 | 2219572
Global Consumer Products, Inc. | Overdrive | 26W/ODSGU 2700K | 84 |  | CFL Bare Spiral | General Purpose Replacement | GU24 | Omnidirectional | CFL | 2 | 100 | 133.7 | 55.3 |  | 1.6 |  | 1750 | 26 | 67.3 | No | 10000 | 2700 | 84 | -3 | 0.6 | -18 |  |  |  | None |  |  |  | 2014-08-12 | 2014-09-15 | United States | ES_1041291_084_09152014035330_1023669 | 2219547
Global Consumer Products, Inc. | Overdrive | 9W/ODGS 2700K | 36 |  | G25 | Globe | E26 (Medium) | Decorative | CFL | 2 | 60 | 108.4 | 80 |  | 1.6 |  | 500 | 9 | 55.6 | No | 10000 | 2700 | 84 | 0 | 0.6 | -18 |  |  |  | None |  |  |  | 2014-09-30 | 2014-10-03 | United States | ES_1041291_036_10032014033840_1023685 | 2221658
Global Marketing Associates, Inc. | ULUXUS | U360-07 2700K | U360-07 2700K |  | A19 | General Purpose Replacement | E26 (Medium) | Omnidirectional | LED | 7 | 60 | 114 | 60 |  |  |  | 810 | 7.5 | 108 | No | 25000 | 2700 | 81 | 8 | 0.7 | -20 |  |  |  | Not for Use in Enclosed Fixtures |  |  |  | 2015-10-01 | 2015-10-07 | United States | ES_1132954_U360-07 2700K_10272015030100_4860255 | 2251239
Global Marketing Associates, Inc. | ULUXUS | U360-07 5000K | U360-07 5000K |  | A19 | General Purpose Replacement | E26 (Medium) | Omnidirectional | LED | 7 | 60 | 114 | 60 |  |  |  | 810 | 7.5 | 108 | No | 25000 | 5000 | 85 | 19 | 0.7 | -20 |  |  |  | Not for Use in Enclosed Fixtures |  |  |  | 2015-10-01 | 2015-10-07 | United States | ES_1132954_U360-07 5000K_10272015030035_4835346 | 2251240
Globe Electric Inc. | CANAC | T2 13W | 109546 |  | CFL Bare Spiral | General Purpose Replacement | E26 (Medium) | Omnidirectional | CFL | 11 | 60 | 100.9 | 48 |  | 2 |  | 900 | 13 | 69.2 | No | 12000 | 4100 | 84 | 33 | 0.6 | -10 |  |  |  | Not for Use in Enclosed Fixtures |  |  |  | 2014-08-10 | 2015-02-11 | Canada | ES_31577_109546_02112015024330_1023765 | 2232999
Globe Electric Inc. | Globe | B-7W E12 | 2301 |  | Decorative: Other | Decorative | E12 (Candelabra) | Decorative | CFL | 9 | 40 | 119 | 36 |  | 2.5 |  | 300 | 7 | 44.3 | No | 10000 | 2700 | 82 | -9 | 0.5 | -15 |  |  |  | None |  |  |  | 2014-11-19 | 2014-11-21 | Canada | ES_0031577_02301_02032015115010_2772829 | 2232679
Globe Electric Inc. | CANAC | T2 13W | 111132 |  | CFL Bare Spiral | General Purpose Replacement | E26 (Medium) | Omnidirectional | CFL | 11 | 60 | 100.3 | 47.6 |  | 2 |  | 900 | 13 | 69.2 | No | 12000 | 2700 | 82 | -7 | 0.6 | -10 |  |  |  | Not for Use in Enclosed Fixtures |  |  |  | 2014-08-10 | 2015-02-13 | Canada | ES_31577_111132_02132015083620_1023766 | 2233058
Globe Electric Inc. | CANAC | T2 13W | 112978 |  | CFL Bare Spiral | General Purpose Replacement | E26 (Medium) | Omnidirectional | CFL | 11 | 60 | 100.9 | 48 |  | 2 |  | 900 | 13 | 69.2 | No | 12000 | 4100 | 84 | 33 | 0.6 | -10 |  |  |  | Not for Use in Enclosed Fixtures |  |  |  | 2014-08-10 | 2015-02-13 | Canada | ES_31577_112978_02132015030950_1023766 | 2233081
Globe Electric Inc. | CANAC | T2 S 23W | 109548 |  | CFL Bare Spiral | General Purpose Replacement | E26 (Medium) | Omnidirectional | CFL | 11 | 100 | 118.5 | 59.1 |  | 2 |  | 1600 | 23.4 | 68.4 | No | 12000 | 4100 | 82 | 25 | 0.6 | -10 |  |  |  | Not for Use in Enclosed Fixtures |  |  |  | 2014-08-10 | 2015-02-13 | Canada | ES_31577_109548_02132015032220_1023767 | 2233088
Globe Electric Inc. | CANAC | T2 S 23W | 109550 |  | CFL Bare Spiral | General Purpose Replacement | E26 (Medium) | Omnidirectional | CFL | 11 | 100 | 117.1 | 60.4 |  | 1.6 |  | 1600 | 23 | 69.6 | No | 12000 | 2700 | 80 | -7 | 0.6 | -15 |  |  |  | None |  |  |  | 2014-08-01 | 2014-08-01 | Canada | ES_31577_109550_08012014085550_1023648 | 2216858
Globe Electric Inc. | CANAC | T2 S 9W | 109552 |  | CFL Bare Spiral | General Purpose Replacement | E26 (Medium) | Omnidirectional | CFL | 11 | 40 | 93.2 | 46.1 |  | 2 |  | 550 | 9 | 61.1 | No | 12000 | 2700 | 82 | -22 | 0.6 | -10 |  |  |  | Not for Use in Enclosed Fixtures |  |  |  | 2014-08-10 | 2015-02-11 | Canada | ES_31577_109552_02112015035950_1023765 | 2233000
Globe Electric Inc. | CANAC | T2 S 9W | 115324 |  | CFL Bare Spiral | General Purpose Replacement | E26 (Medium) | Omnidirectional | CFL | 11 | 40 | 93.2 | 46.1 |  | 2 |  | 550 | 9 | 61.1 | No | 12000 | 2700 | 82 | -22 | 0.6 | -10 |  |  |  | Not for Use in Enclosed Fixtures |  |  |  | 2014-08-10 | 2015-02-13 | Canada | ES_31577_115324_02132015031330_1023766 | 2233082
Globe Electric Inc. | CANAC | T2 S 9W | 4131008 | ,4131013,6 pack | CFL Bare Spiral | General Purpose Replacement | E26 (Medium) | Omnidirectional | CFL | 9 | 40 | 93 | 46 |  | 2 |  | 550 | 9 | 61.1 | No | 12000 | 4100 | 84 | 21 | 0.6 | -10 |  |  |  | Not for Use in Enclosed Fixtures |  |  |  | 2014-08-10 | 2015-02-13 | Canada | ES_31577_4131008_02132015032840_1023767 | 2233083
Globe Electric Inc. | Globe | 31815 | 31815 |  | PAR38 | Reflector (Flood/Spot) | E26 (Medium) | Directional | LED | 5 | 90 | 5.1 | 4.7 | 1824 |  | 40 | 950 | 16 | 59.4 | No | 30000 | 3000 | 87 | 32 | 1 | -20 | Dimmable | 10% |  | None |  |  |  | 2013-12-20 | 2014-02-24 | Canada | ES_31577_31815_02262014082000_1023587 | 2206727
Globe Electric Inc. | Globe | 3-intensity 12W/20W/26W, | 1107 |  | CFL Bare Spiral | General Purpose Replacement | E26 (Medium) | Omnidirectional | CFL | 9 | 100 | 155 | 60 |  | 2.5 |  | 1600 | 26 | 61.5 | Yes | 10000 | 2700 | 83 | -8 | 0.5 | -15 |  |  |  | None |  |  |  | 2014-12-19 | 2014-12-22 | Canada | ES_0031577_01107_02032015115010_2772829 | 2232667
Globe Electric Inc. | Globe | A19 8W Dimmable | 31844 |  | A19 | General Purpose Replacement | E26 (Medium) | Omnidirectional | LED | 5 | 60 | 106 | 58.1 |  |  |  | 800 | 8 | 100 | No | 25000 | 5000 | 86 | 22 | 0.9 | -20 | Dimmable | 6% | No | Not for Use in Recessed Fixtures | No |  |  | 2016-09-20 | 2016-09-21 | Canada | ES_0031577_31844_09232016111327_70096923 | 2279960
Globe Electric Inc. | Globe | A-Type 14W | 9 |  | A21 | General Purpose Replacement | E26 (Medium) | Decorative | CFL | 9 | 60 | 123 | 60 |  | 2.5 |  | 800 | 14 | 57.1 | No | 10000 | 2700 | 83 | -9 | 0.6 | -15 |  |  |  | None |  |  |  | 2015-02-09 | 2015-02-13 | Canada | ES_1056386_00009_03102015040215_7001901 | 2234456
Globe Electric Inc. | Globe | A-Type 14W | 13 |  | A21 | General Purpose Replacement | E26 (Medium) | Decorative | CFL | 9 | 60 | 123 | 60 |  | 2.5 |  | 800 | 14 | 57.1 | No | 10000 | 4100 | 85 | 26 | 0.6 | -15 |  |  |  | None |  |  |  | 2015-02-09 | 2015-02-13 | Canada | ES_1056386_00013_03102015040215_7001901 | 2234457
Globe Electric Inc. | Globe | A-Type 15W | 351 |  | A21 | General Purpose Replacement | E26 (Medium) | Decorative | CFL | 9 | 60 | 123 | 60 |  | 2.5 |  | 800 | 15 | 53.3 | No | 10000 | 2700 | 83 | -9 | 0.6 | -15 |  |  |  | None |  |  |  | 2015-02-09 | 2015-02-13 | Canada | ES_1056386_00351_03102015040215_7001901 | 2234458
Globe Electric Inc. | Globe | A-Type 15W | 1109 |  | A21 | General Purpose Replacement | E26 (Medium) | Decorative | CFL | 9 | 60 | 123 | 60 |  | 2.5 |  | 800 | 15 | 53.3 | No | 10000 | 2700 | 83 | -9 | 0.6 | -15 |  |  |  | None |  |  |  | 2015-02-09 | 2015-02-13 | Canada | ES_1056386_01109_03102015040215_7001901 | 2234463
Globe Electric Inc. | Globe | A-type 7W | 1127 |  | A19 | General Purpose Replacement | E26 (Medium) | Omnidirectional | CFL | 9 | 40 | 103 | 56 |  | 2.5 |  | 450 | 7 | 64.3 | No | 10000 | 2700 | 83 | -10 | 0.6 | -15 |  |  |  | None |  |  |  | 2014-12-17 | 2014-12-22 | Canada | ES_0031577_01127_02032015115010_2772829 | 2232678
Globe Electric Inc. | Globe | A-type 7W | 84788 |  | A19 | General Purpose Replacement | E26 (Medium) | Omnidirectional | CFL | 9 | 40 | 103 | 56 |  | 2.5 |  | 450 | 7 | 64.3 | No | 10000 | 2700 | 83 | -10 | 0.6 | -15 |  |  |  | None |  |  |  | 2014-12-17 | 2014-12-22 | Canada | ES_0031577_84788_02032015115010_2772829 | 2232677
Globe Electric Inc. | Globe | B-7W E12 | 25 |  | Decorative: Other | Decorative | E12 (Candelabra) | Decorative | CFL | 9 | 40 | 119 | 36 |  | 2.5 |  | 300 | 7 | 42.9 | No | 10000 | 2700 | 82 | -9 | 0.5 | -15 |  |  |  | None |  |  |  | 2015-01-26 | 2015-02-02 | Canada | ES_1056386_00025_03102015040215_7001901 | 2234448
Globe Electric Inc. | Globe | B-7W E12 | 606 |  | Decorative: Other | Decorative | E12 (Candelabra) | Decorative | CFL | 9 | 40 | 115.1 | 34.9 |  | 2.5 |  | 300 | 7 | 44.3 | No | 10000 | 2700 | 82 | -9 | 0.5 | -15 |  |  |  | None |  |  |  | 2014-12-19 | 2014-12-22 | Canada | ES_0031577_00606_02032015115010_2772829 | 2232659
Globe Electric Inc. | Globe | BR30 9W 2700K | 3902401 |  | BR30 | Reflector (Flood/Spot) | E26 (Medium) | Directional | LED | 5 | 65 | 125.9 | 90.9 |  |  | 110 | 650 | 9 | 72.2 | No | 25000 | 2700 | 81 | 5 | 0.9 | -20 | Dimmable | 8% | No | None | No |  |  | 2016-08-17 | 2016-08-17 | United States | ES_0020877_3902401_08182016044134_70089096 | 2276164
Globe Electric Inc. | Globe | BR30 9W 2700K | LED BR30 9W 33966 |  | BR30 | Reflector (Flood/Spot) | E26 (Medium) | Directional | LED | 5 | 65 | 135.6 | 94.6 |  |  | 105 | 650 | 9 | 72.2 | No | 25000 | 2700 | 82 | 10 | 0.9 | -20 | Dimmable | 4% | No | None | No |  |  | 2016-09-20 | 2016-09-21 | United States | ES_0031577_LED BR30 9W 33966_09232016110545_70096923 | 2279958
Globe Electric Inc. | Globe | CFL | 712 |  | CFL Bare Spiral | General Purpose Replacement | E26 (Medium) | Omnidirectional | CFL | 9 | 60 | 100.5 | 48.5 |  | 1.5 |  | 880 | 13 | 67.7 | No | 12000 | 5000 | 85 | 45 | 0.6 | -15 |  |  |  | None |  |  |  | 2014-02-15 | 2014-03-06 | Canada | ES_31577_00712_04162014070006_1606152 | 2208805
Globe Electric Inc. | Globe | Dimmable BR30 10W | 31865 |  | BR30 | Reflector (Flood/Spot) | E26 (Medium) | Directional | LED | 23 | 65 | 130.3 | 95.1 |  |  | 108 | 750 | 10.3 | 75 | No | 25000 | 2700 | 82 | 13 | 0.9 | -20 | Dimmable |  |  | None |  |  |  | 2014-06-20 | 2016-03-04 | United States, Canada | ES_31577_31865_06302014081411_6051079 | 2214317
Globe Electric Inc. | Globe | Dimmable BR30 8.5W | 33966 |  | BR30 | Reflector (Flood/Spot) | E26 (Medium) | Directional | LED | 5 | 65 | 131.3 | 95 | 246 |  | 106 | 650 | 8.5 | 76.5 | No | 25000 | 2700 | 81 | 3 | 0.9 | -20 | Dimmable | 10% |  | Not for Use in Enclosed Fixtures |  |  |  | 2015-05-13 | 2015-05-13 | Canada | ES_1131203_33966_11192015030549_7002152 | 2252975
Globe Electric Inc. | Globe | Dimmable PAR20 7W | 31863 |  | PAR20 | Reflector (Flood/Spot) | E26 (Medium) | Directional | LED | 5 | 50 | 82.3 | 63.2 | 797 |  | 40 | 415 | 7 | 59.3 | No | 25000 | 3000 | 84 | 23 | 0.9 | -20 | Dimmable | 5% |  | None |  |  |  | 2014-05-20 | 2016-03-04 | Canada | ES_31577_31863_05232014084346_4626182 | 2211214
Globe Electric Inc. | Globe | dimmable spiral 23W | 297 |  | CFL Bare Spiral | General Purpose Replacement | E26 (Medium) | Omnidirectional | CFL | 9 | 100 | 142 | 60 |  | 2.5 |  | 1600 | 23 | 69.6 | No | 10000 | 2700 | 83 | -11 | 0.9 | -15 | Dimmable | 5% |  | None |  |  |  | 2014-12-19 | 2014-12-22 | Canada | ES_0031577_00297_02032015115010_2772829 | 2232665
Globe Electric Inc. | Globe | G25-9W | 501 |  | G25 | Globe | E26 (Medium) | Decorative | CFL | 9 | 40 | 108 | 79.2 |  | 2.5 |  | 500 | 9 | 55.6 | No | 10000 | 2700 | 83 | -11 | 0.6 | -15 |  |  |  | None |  |  |  | 2014-11-19 | 2014-11-21 | Canada | ES_0031577_00501_02032015115010_2772829 | 2232682
Globe Electric Inc. | Globe | Integral LED bulb | 31884 |  | PAR16 | Reflector (Flood/Spot) | GU10 | Directional | LED | 5 | 50 | 48.5 | 50.1 | 757 |  |  | 520 | 6.5 | 80 | No | 25000 | 3000 | 83 | 13 | 0.8 | -20 | Dimmable | 19% | No | None | No |  |  | 2016-10-10 | 2016-10-14 | United States, Canada | ES_31577_31884_10212016144831_2809400 | 2282053
Globe Electric Inc. | Globe | LED | 1803 |  | A19 | General Purpose Replacement | E26 (Medium) | Omnidirectional | LED | 5 | 60 | 111 | 65 |  |  |  | 800 | 13 | 61.5 | No | 30000 | 3000 | 82 | 17 | 0.8 | -20 | Dimmable | 10% |  | None |  |  |  | 2014-08-30 | 2014-09-22 | United States, Canada | ES_31577_01803_09222014041730_1023675 | 2220027
Globe Electric Inc. | Globe | LED | 1804 |  | Decorative Candle: Other | Decorative | E12 (Candelabra) | Decorative | LED | 5 | 40 | 109 | 38 |  |  |  | 300 | 6.2 | 48.4 | No | 50000 | 3000 | 84 | 20 | 0.7 | -20 | Dimmable | 10% |  | None |  |  |  | 2014-08-30 | 2014-09-22 | United States, Canada | ES_31577_01804_09222014042840_1023675 | 2220028
Globe Electric Inc. | Globe | LED | 1805 |  | G25 | Globe | E26 (Medium) | Decorative | LED | 5 | 60 | 117 | 79 |  |  |  | 561 | 8.5 | 48.8 | No | 40000 | 2700 | 81 | 7 | 0.8 | -20 | Dimmable | 10% |  | None |  |  |  | 2014-08-30 | 2014-09-22 | United States, Canada | ES_31577_01805_09222014040730_1023675 | 2220026
Globe Electric Inc. | Globe | LED 6W E26 DIM | 30840 |  | PAR16 | Reflector (Flood/Spot) | E26 (Medium) | Directional | LED | 5 | 60 | 71 | 50 | 930 |  | 36 | 300 | 6.3 | 50 | No | 50000 | 3000 | 83 | 8 | 0.7 | -20 | Dimmable | 10% |  | Recessed Fixtures |  |  |  | 2014-08-18 | 2014-09-11 | Canada | ES_31577_30840_09182014080109_2470359 | 2219730
Globe Electric Inc. | Globe | LED 7W DIM | 30810 |  | PAR16 | Reflector (Flood/Spot) | GU10 | Directional | LED | 3 | 50 | 52.4 | 50.2 | 1197 |  | 36 | 520 | 7 | 74.3 | No | 25000 | 3000 | 83 | 19 | 0.7 | -20 | Dimmable | 1% |  | Not for Use in Recessed Fixtures |  |  |  | 2015-02-28 | 2015-03-12 | Canada | ES_0031577_30810_04032015032649_7002406 | 2235777
Globe Electric Inc. | Globe | LED A15 7W Dimmable | 33882 |  | A15 | General Purpose Replacement | E26 (Medium) | Omnidirectional | LED | 5 | 40 | 88.3 | 47.7 |  |  |  | 450 | 7 | 64.3 | No | 25000 | 2700 | 82 | 8 | 1 | -20 | Dimmable | 5% |  | Not for Use in Enclosed Fixtures |  |  |  | 2015-06-11 | 2015-06-11 | Canada | ES_0031577_33882_10122015120858_7003497 | 2250081
Globe Electric Inc. | Globe | LED A19 11W OMNI DIM | 33893 |  | A19 | General Purpose Replacement | E26 (Medium) | Omnidirectional | LED | 5 | 60 | 108.5 | 59.7 |  |  |  | 800 | 11 | 72.7 | No | 25000 | 2700 | 82 | 14 | 0.9 | -20 | Dimmable | 15% |  | Not for Use in Enclosed Fixtures |  |  |  | 2015-03-15 | 2015-03-12 | Canada | ES_0031577_33893_04032015032102_7002406 | 2235773
Globe Electric Inc. | Globe | LED A19 11W OMNI DIM | 33894 |  | A19 | General Purpose Replacement | E26 (Medium) | Omnidirectional | LED | 5 | 60 | 108.5 | 59.7 |  |  |  | 800 | 11 | 72.7 | No | 25000 | 5000 | 84 | 18 | 0.9 | -20 | Dimmable | 15% |  | Not for Use in Enclosed Fixtures |  |  |  | 2015-03-15 | 2015-03-12 | Canada | ES_0031577_33894_04032015032102_7002406 | 2235774
Globe Electric Inc. | Globe | LED A19 7W DIM | 33891 |  | A19 | General Purpose Replacement | E26 (Medium) | Omnidirectional | LED | 5 | 40 | 108.8 | 59.6 |  |  |  | 470 | 7 | 67.1 | No | 25000 | 2700 | 82 | 14 | 0.9 | -20 | Dimmable | 15% |  | None |  |  |  | 2015-03-15 | 2015-03-12 | Canada | ES_0031577_33891_04032015032102_7002406 | 2235775
Globe Electric Inc. | Globe | LED A19 8.5W 31903 | LED A19 8.5W 31903 |  | A19 | General Purpose Replacement | E26 (Medium) | Omnidirectional | LED | 3 | 60 | 114.3 | 59.8 |  |  |  | 810 | 8.5 | 95.3 | No | 25000 | 3000 | 82 | 2 | 0.9 | -20 | Dimmable | 10% |  | Damp Location Rated,Not for Use in Recessed Fixtures,Not for Use in Enclosed Fixtures |  |  |  | 2016-02-04 | 2016-02-04 | United States, Canada | ES_31577_LED A19 8.5W 31903_02042016090840_1023962 | 2257894
Globe Electric Inc. | Globe | LED A19 8.5W DIM | 31856 |  | A19 | General Purpose Replacement | E26 (Medium) | Omnidirectional | LED | 5 | 60 | 114.3 | 59.8 |  |  |  | 810 | 8.5 | 95.3 | No | 25000 | 3000 | 82 | 2 | 0.8 | -20 | Dimmable | 5% |  | Not for Use in Enclosed Fixtures |  |  |  | 2016-06-28 | 2016-07-04 | Canada | ES_0031577_31856_07062016032937_7008263 | 2271796
Globe Electric Inc. | Globe | LED A19 E26 6.5W | 31899 | ,31912, | A19 | General Purpose Replacement | E26 (Medium) | Omnidirectional | LED | 23 | 40 | 111.8 | 59.6 |  |  |  | 470 | 6.5 | 72.3 | No | 25000 | 2700 | 81 | 6 | 0.9 | -20 |  |  |  | None |  |  |  | 2014-07-30 | 2016-03-04 | United States, Canada | ES_31577_31899_08062014063503_6903438 | 2217071
Globe Electric Inc. | Globe | LED A19 E26 6.8W Dimmable | 31897 |  | A19 | General Purpose Replacement | E26 (Medium) | Omnidirectional | LED | 23 | 40 | 112.1 | 59.9 |  |  |  | 470 | 6.9 | 69.1 | No | 25000 | 2700 | 81 | 9 | 1 | -20 | Dimmable |  |  | None |  |  |  | 2014-07-30 | 2016-03-04 | United States, Canada | ES_31577_31897_08062014064501_7501116 | 2217072
Globe Electric Inc. | Globe | LED A19 E26 8.8W | 31903 |  | A19 | General Purpose Replacement | E26 (Medium) | Omnidirectional | LED | 23 | 60 | 115.9 | 60 |  |  |  | 810 | 8.8 | 92 | No | 25000 | 2700 | 82 | 10 | 0.9 | -20 |  |  |  | None |  |  |  | 2014-07-30 | 2016-03-04 | United States, Canada | ES_31577_31903_08062014064855_7735099 | 2217073
Globe Electric Inc. | Globe | LED A19 E26 9.5W Dimmable | 31901 |  | A19 | General Purpose Replacement | E26 (Medium) | Omnidirectional | LED | 23 | 60 | 115.7 | 59.7 |  |  |  | 810 | 9.5 | 85.2 | No | 25000 | 2700 | 82 | 7 | 0.9 | -20 | Dimmable |  |  | None |  |  |  | 2014-07-30 | 2016-03-04 | United States, Canada | ES_31577_31901_08062014065111_7871860 | 2217074
Globe Electric Inc. | Globe | LED B12 5W Dimmable | 33910 |  | Decorative: Other | Decorative | E12 (Candelabra) | Omnidirectional | LED | 5 | 40 | 35.5 | 98.6 |  |  |  | 300 | 5 | 60 | No | 25000 | 2700 | 82 | 8 | 1 | -20 | Dimmable | 5% |  | Not for Use in Enclosed Fixtures |  |  |  | 2015-06-11 | 2015-06-11 | Canada | ES_0031577_33910_10122015120858_7003497 | 2250082
Globe Electric Inc. | Globe | LED Lamp | 31851 |  | A19 | General Purpose Replacement | E26 (Medium) | Omnidirectional | LED | 5 | 60 | 111.8 | 59.9 |  |  |  | 800 | 10 | 80 | No | 15000 | 3000 | 83 | 11 | 0.6 | -20 | Dimmable | 4% | No | Not for Use in Recessed Fixtures | No |  |  | 2016-10-15 | 2016-10-18 | United States, Canada | ES_31577_31851_10182016170707_4397829 | 2282251
Globe Electric Inc. | Globe | LED Lamps | 33882 |  | A15 | General Purpose Replacement | E26 (Medium) | Omnidirectional | LED | 5 | 40 | 88.4 | 48 |  |  |  | 480 | 6 | 80 | No | 25000 | 2700 | 83 | 12 | 0.9 | -20 | Dimmable |  | No | Damp Location Rated | No |  |  | 2016-09-05 | 2016-09-01 | United States, Canada | ES_31577_33882_09092016143521_4338950 | 2278664
Globe Electric Inc. | Globe | LED Lamps | 39033 |  | PAR16 | Reflector (Flood/Spot) | GU10 | Directional | LED | 5 | 75 | 54 | 50 | 1318 |  | 35 | 560 | 7 | 80 | No | 25000 | 3000 | 82 | 5 | 0.9 | -20 | Dimmable |  | No | Damp Location Rated | No |  |  | 2016-09-05 | 2016-09-01 | United States, Canada | ES_31577_39033_09092016143317_3168276 | 2278657
Globe Electric Inc. | Globe | LED PAR20 8W | 31811 |  | PAR20 | Reflector (Flood/Spot) | E26 (Medium) | Directional | LED | 5 | 50 | 85 | 62 | 669 |  | 60 | 500 | 8 | 62.5 | No | 30000 | 3000 | 86 | 30 | 1 | -20 | Dimmable | 10% |  | None |  |  |  | 2014-08-05 | 2014-08-11 | United States, Canada | ES_31577_31811_08142014190953_6973707 | 2217443
Globe Electric Inc. | Globe | LED PAR30 11W Dimmable | 33899 |  | PAR30 | Reflector (Flood/Spot) | E26 (Medium) | Directional | LED | 5 | 75 | 111.8 | 95.5 | 1714 |  | 38 | 750 | 11 | 69.1 | No | 25000 | 3000 | 81 | 11 | 1 | -20 | Dimmable | 5% |  | Not for Use in Enclosed Fixtures |  |  |  | 2015-06-11 | 2015-06-11 | Canada | ES_0031577_33899_10122015120028_7003497 | 2250078
Globe Electric Inc. | Globe | LED PAR30 15W | 31814 |  | PAR30L | Reflector (Flood/Spot) | E26 (Medium) | Directional | LED | 5 | 75 | 114.3 | 96.5 | 1890 |  | 40 | 800 | 15.3 | 53.3 | No | 30000 | 3000 | 86 | 28 | 1 | -20 | Dimmable | 10% |  | None |  |  |  | 2014-08-05 | 2014-08-11 | United States, Canada | ES_31577_31814_08272014070703_3989789 | 2218181
Globe Electric Inc. | Globe | LED PAR38 13W Dimmable | 33900 |  | PAR38 | Reflector (Flood/Spot) | E26 (Medium) | Directional | LED | 5 | 90 | 128.9 | 119.8 | 2445 |  | 38 | 950 | 13 | 73.1 | No | 25000 | 3000 | 82 | 16 | 0.9 | -20 | Dimmable | 5% |  | Not for Use in Enclosed Fixtures |  |  |  | 2015-06-11 | 2015-06-11 | Canada | ES_0031577_33900_10122015120028_7003497 | 2250079
Globe Electric Inc. | Globe | LED PAR38 16W | 31815 |  | PAR38 | Reflector (Flood/Spot) | E26 (Medium) | Directional | LED | 5 | 90 | 129.5 | 121.9 | 1824 |  | 40 | 950 | 16 | 59.4 | No | 30000 | 3000 | 87 | 32 | 1 | -20 | Dimmable | 10% |  | None |  |  |  | 2014-08-05 | 2014-09-11 | United States, Canada | ES_31577_31815_09182014075817_2870016 | 2219734
Globe Electric Inc. | Globe | R20-11W | 84787 |  | R20 | Reflector (Flood/Spot) | E26 (Medium) | Directional | CFL | 9 | 40 | 106 | 63 |  | 2.5 |  | 450 | 11 | 40.9 | No | 10000 | 2700 | 83 | -13 | 0.6 | -15 |  |  |  | Not for Use in Enclosed Fixtures |  |  |  | 2015-04-01 | 2015-04-27 | Canada | ES_0031577_84787_06172015061237_7002406 | 2242178
Globe Electric Inc. | Globe | R30-15W | 1110 |  | R30 | Reflector (Flood/Spot) | E26 (Medium) | Directional | CFL | 9 | 65 | 132.9 | 94.6 |  | 2.5 |  | 700 | 15 | 46.7 | No | 10000 | 2700 | 83 | -7 | 0.6 | -23 |  |  |  | None |  |  |  | 2014-11-19 | 2014-11-21 | Canada | ES_0031577_01110_02032015114806_2772829 | 2232763
Globe Electric Inc. | Globe | T2 13W | 401 |  | CFL Bare Spiral | General Purpose Replacement | E26 (Medium) | Omnidirectional | CFL | 11 | 60 | 100 | 48 |  | 2.5 |  | 900 | 13 | 69.2 | No | 12000 | 2700 | 82 | -6 | 0.6 | -15 |  |  |  | Not for Use in Enclosed Fixtures |  |  |  | 2014-12-19 | 2014-12-22 | Canada | ES_0031577_00401_02032015115010_2772829 | 2232650
Globe Electric Inc. | Globe | T2 13W | 12902 |  | CFL Bare Spiral | General Purpose Replacement | E26 (Medium) | Omnidirectional | CFL | 11 | 60 | 100.3 | 47.6 |  | 2.5 |  | 900 | 13 | 69.2 | No | 12000 | 2700 | 82 | -7 | 0.6 | -10 |  |  |  | None |  |  |  | 2014-09-18 | 2014-09-30 | Canada | ES_1060963_12902_09302014123452_70011241 | 2220751
Globe Electric Inc. | Globe | T2 13W | 12903 |  | CFL Bare Spiral | General Purpose Replacement | E26 (Medium) | Omnidirectional | CFL | 11 | 60 | 100.9 | 48 |  | 2.5 |  | 900 | 13 | 69.2 | No | 12000 | 4100 | 84 | 33 | 0.6 | -10 |  |  |  | None |  |  |  | 2014-09-18 | 2014-09-30 | Canada | ES_1060963_12903_09302014123452_70011241 | 2220752
Globe Electric Inc. | Globe | T2 13W | 37603 |  | CFL Bare Spiral | General Purpose Replacement | E26 (Medium) | Omnidirectional | CFL | 11 | 60 | 100.3 | 47.6 |  | 2.5 |  | 900 | 13 | 69.2 | No | 12000 | 2700 | 82 | -7 | 0.6 | -10 |  |  |  | None |  |  |  | 2014-09-18 | 2014-09-30 | Canada | ES_1060963_37603_09302014123452_70011241 | 2220746
Globe Electric Inc. | Globe | T2 13W | 38612 |  | CFL Bare Spiral | General Purpose Replacement | E26 (Medium) | Omnidirectional | CFL | 11 | 60 | 100.9 | 48 |  | 2.5 |  | 900 | 13 | 69.2 | No | 12000 | 4100 | 84 | 33 | 0.6 | -10 |  |  |  | None |  |  |  | 2014-09-18 | 2014-09-30 | Canada | ES_1060963_38612_09302014123452_70011241 | 2220747
Globe Electric Inc. | Globe | T2 13W | 68702 |  | CFL Bare Spiral | General Purpose Replacement | E26 (Medium) | Omnidirectional | CFL | 11 | 60 | 100.3 | 47.6 |  | 2.5 |  | 900 | 13 | 69.2 | No | 12000 | 2700 | 82 | -7 | 0.6 | -10 |  |  |  | None |  |  |  | 2014-09-18 | 2014-09-30 | Canada | ES_1060963_68702_09302014123452_70011241 | 2220749
Globe Electric Inc. | Globe | T2 13W | 68803 |  | CFL Bare Spiral | General Purpose Replacement | E26 (Medium) | Omnidirectional | CFL | 11 | 60 | 100.9 | 48 |  | 2.5 |  | 900 | 13 | 69.2 | No | 12000 | 4100 | 84 | 33 | 0.6 | -10 |  |  |  | None |  |  |  | 2014-09-18 | 2014-09-30 | Canada | ES_1060963_68803_09302014123452_70011241 | 2220750
Globe Electric Inc. | Globe | T2 13W | 84334 |  | CFL Bare Spiral | General Purpose Replacement | E26 (Medium) | Omnidirectional | CFL | 11 | 60 | 100.3 | 47.6 |  | 2.5 |  | 900 | 13 | 69.2 | No | 12000 | 2700 | 82 | -7 | 0.6 | -10 |  |  |  | None |  |  |  | 2014-09-18 | 2014-09-30 | Canada | ES_1060963_84334_09302014123452_70011241 | 2220772
Globe Electric Inc. | Globe | T2 13W | 84335 |  | CFL Bare Spiral | General Purpose Replacement | E26 (Medium) | Omnidirectional | CFL | 11 | 60 | 100.9 | 48 |  | 2.5 |  | 900 | 13 | 69.2 | No | 12000 | 4100 | 84 | 33 | 0.6 | -10 |  |  |  | None |  |  |  | 2014-09-18 | 2014-09-30 | Canada | ES_1060963_84335_09302014123452_70011241 | 2220773
Globe Electric Inc. | Globe | T2 13W | 84413 |  | CFL Bare Spiral | General Purpose Replacement | E26 (Medium) | Omnidirectional | CFL | 11 | 60 | 100.3 | 47.6 |  | 2.5 |  | 900 | 13 | 69.2 | No | 12000 | 2700 | 82 | -7 | 0.6 | -10 |  |  |  | None |  |  |  | 2014-09-18 | 2014-09-30 | Canada | ES_1060963_84413_09302014123452_70011241 | 2220775
Globe Electric Inc. | Globe | T2 13W | 84414 |  | CFL Bare Spiral | General Purpose Replacement | E26 (Medium) | Omnidirectional | CFL | 11 | 60 | 100.9 | 48 |  | 2.5 |  | 900 | 13 | 69.2 | No | 12000 | 4100 | 84 | 33 | 0.6 | -10 |  |  |  | None |  |  |  | 2014-09-18 | 2014-09-30 | Canada | ES_1060963_84414_09302014123452_70011241 | 2220776
Globe Electric Inc. | Globe | T2 13W | 84785 |  | CFL Bare Spiral | General Purpose Replacement | E26 (Medium) | Omnidirectional | CFL | 11 | 60 | 100.5 | 48.5 |  | 2.5 |  | 850 | 13 | 65.4 | No | 12000 | 5000 | 85 | 45 | 0.6 | -10 |  |  |  | Not for Use in Enclosed Fixtures |  |  |  | 2015-04-01 | 2015-04-09 | Canada | ES_1056386_84785_06172015055422_7002406 | 2241711
Globe Electric Inc. | Globe | T2 23W | 7194 |  | CFL Bare Spiral | General Purpose Replacement | E26 (Medium) | Omnidirectional | CFL | 9 | 100 | 116.3 | 60.2 |  | 2.5 |  | 1500 | 23 | 65.2 | No | 10000 | 2700 | 81 | -6 | 0.6 | -15 |  |  |  | None |  |  |  | 2014-12-19 | 2014-12-22 | Canada | ES_0031577_07194_02032015115010_2772829 | 2232671
Globe Electric Inc. | Globe | T2 S 23W | 48 |  | CFL Bare Spiral | General Purpose Replacement | E26 (Medium) | Omnidirectional | CFL | 11 | 100 | 117.1 | 60.4 |  | 2.5 |  | 1600 | 23 | 69.6 | No | 12000 | 2700 | 80 | -7 | 0.6 | -10 |  |  |  | None |  |  |  | 2014-09-18 | 2014-09-30 | Canada | ES_1060963_00048_09302014123452_70011241 | 2220765
Globe Electric Inc. | Globe | T2 S 23W | 50 |  | CFL Bare Spiral | General Purpose Replacement | E26 (Medium) | Omnidirectional | CFL | 9 | 100 | 118.5 | 59.1 |  | 2.5 |  | 1600 | 23 | 69.6 | No | 10000 | 4100 | 82 | 25 | 0.6 | -10 |  |  |  | None |  |  |  | 2014-09-18 | 2014-09-30 | Canada | ES_1060963_00050_09302014123452_70011241 | 2220756
Globe Electric Inc. | Globe | T2 S 23W | 202 |  | CFL Bare Spiral | General Purpose Replacement | E26 (Medium) | Omnidirectional | CFL | 11 | 100 | 117.1 | 60.4 |  | 2.5 |  | 1600 | 23 | 69.6 | No | 12000 | 2700 | 80 | -7 | 0.6 | -10 |  |  |  | None |  |  |  | 2014-09-18 | 2014-09-30 | Canada | ES_1060963_00202_09302014123452_70011241 | 2220767
Globe Electric Inc. | Globe | T2 S 23W | 705 |  | CFL Bare Spiral | General Purpose Replacement | E26 (Medium) | Omnidirectional | CFL | 9 | 100 | 118.9 | 59.4 |  | 2.5 |  | 1600 | 23 | 69.6 | No | 10000 | 5000 | 83 | 35 | 0.6 | -10 |  |  |  | None |  |  |  | 2014-09-18 | 2014-09-30 | Canada | ES_1060963_00705_09302014123452_70011241 | 2220759
Globe Electric Inc. | Globe | T2 S 23W | 37605 |  | CFL Bare Spiral | General Purpose Replacement | E26 (Medium) | Omnidirectional | CFL | 11 | 100 | 117.1 | 60.4 |  | 2.5 |  | 1600 | 23 | 69.6 | No | 12000 | 2700 | 80 | -7 | 0.6 | -10 |  |  |  | None |  |  |  | 2014-09-18 | 2014-09-30 | Canada | ES_1060963_37605_09302014123452_70011241 | 2220769
Globe Electric Inc. | Globe | T2 S 23W | 38605 |  | CFL Bare Spiral | General Purpose Replacement | E26 (Medium) | Omnidirectional | CFL | 9 | 100 | 118.5 | 59.1 |  | 2.5 |  | 1600 | 23 | 69.6 | No | 10000 | 4100 | 82 | 25 | 0.6 | -10 |  |  |  | None |  |  |  | 2014-09-18 | 2014-09-30 | Canada | ES_1060963_38605_09302014123452_70011241 | 2220753
Globe Electric Inc. | Globe | T2 S 23W | 84786 |  | CFL Bare Spiral | General Purpose Replacement | E26 (Medium) | Omnidirectional | CFL | 11 | 100 | 118.9 | 59.4 |  | 2.5 |  | 1600 | 23 | 69.6 | No | 12000 | 5000 | 83 | 35 | 0.6 | -10 |  |  |  | Not for Use in Enclosed Fixtures |  |  |  | 2015-04-01 | 2015-04-09 | Canada | ES_1056386_84786_06172015055422_7002406 | 2241710
Globe Electric Inc. | Globe | T2 S 9W | 200 |  | CFL Bare Spiral | General Purpose Replacement | E26 (Medium) | Omnidirectional | CFL | 11 | 40 | 93.2 | 46.1 |  | 2.5 |  | 550 | 9 | 61.1 | No | 12000 | 2700 | 82 | -22 | 0.6 | -10 |  |  |  | None |  |  |  | 2014-09-18 | 2014-09-30 | Canada | ES_1060963_00200_09302014123452_70011241 | 2220757
Globe Electric Inc. | Globe | T2 S 9W | 210 |  | CFL Bare Spiral | General Purpose Replacement | E26 (Medium) | Omnidirectional | CFL | 11 | 40 | 93 | 46 |  | 2.5 |  | 500 | 9 | 55.6 | No | 12000 | 4100 | 84 | 21 | 0.6 | -10 |  |  |  | None |  |  |  | 2014-09-18 | 2014-09-30 | Canada | ES_1060963_00210_09302014123452_70011241 | 2220758
Globe Electric Inc. | Globe | T2 S 9W | 306 |  | CFL Bare Spiral | General Purpose Replacement | E26 (Medium) | Omnidirectional | CFL | 11 | 40 | 93 | 46 |  | 2.5 |  | 500 | 9 | 55.6 | No | 12000 | 4100 | 84 | 21 | 0.6 | -10 |  |  |  | None |  |  |  | 2014-09-18 | 2014-09-30 | Canada | ES_1060963_00306_09302014123452_70011241 | 2220763
Globe Electric Inc. | Globe | T2 S 9W | 315 |  | CFL Bare Spiral | General Purpose Replacement | E26 (Medium) | Omnidirectional | CFL | 11 | 40 | 93.2 | 46.1 |  | 2.5 |  | 550 | 9 | 61.1 | No | 12000 | 2700 | 82 | -22 | 0.6 | -10 |  |  |  | None |  |  |  | 2014-09-18 | 2014-09-30 | Canada | ES_1060963_00315_09302014123452_70011241 | 2220764
Globe Electric Inc. | Globe | T2 S 9W | 715 |  | CFL Bare Spiral | General Purpose Replacement | E26 (Medium) | Omnidirectional | CFL | 9 | 40 | 93 | 46 |  | 2.5 |  | 500 | 9 | 55.6 | No | 10000 | 5000 | 86 | 35 | 0.6 | -10 |  |  |  | None |  |  |  | 2014-09-18 | 2014-09-30 | Canada | ES_1060963_00715_09302014123452_70011241 | 2220760
Globe Electric Inc. | Globe | T2 S 9W | 37601 |  | CFL Bare Spiral | General Purpose Replacement | E26 (Medium) | Omnidirectional | CFL | 11 | 40 | 93.2 | 46.1 |  | 2.5 |  | 550 | 9 | 61.1 | No | 12000 | 2700 | 82 | -22 | 0.6 | -10 |  |  |  | None |  |  |  | 2014-09-18 | 2014-09-30 | Canada | ES_1060963_37601_09302014123452_70011241 | 2220743
Globe Electric Inc. | Globe | T2 S 9W | 38610 |  | CFL Bare Spiral | General Purpose Replacement | E26 (Medium) | Omnidirectional | CFL | 11 | 40 | 93 | 46 |  | 2.5 |  | 500 | 9 | 55.6 | No | 12000 | 4100 | 84 | 21 | 0.6 | -10 |  |  |  | None |  |  |  | 2014-09-18 | 2014-09-30 | Canada | ES_1060963_38610_09302014123452_70011241 | 2220770
Globe Electric Inc. | Globe | T2 S 9W | 68800 |  | CFL Bare Spiral | General Purpose Replacement | E26 (Medium) | Omnidirectional | CFL | 11 | 40 | 93 | 46 |  | 2.5 |  | 500 | 9 | 55.6 | No | 12000 | 4100 | 84 | 21 | 0.6 | -10 |  |  |  | None |  |  |  | 2014-09-18 | 2014-09-30 | Canada | ES_1060963_68800_09302014123452_70011241 | 2220745
Globe Electric Inc. | Globe | T3 13W | 607 |  | CFL Bare Spiral | General Purpose Replacement | E26 (Medium) | Omnidirectional | CFL | 9 | 60 | 119 | 46 |  | 2.5 |  | 800 | 13 | 61.5 | No | 10000 | 4100 | 83 | -5 | 0.6 | -15 |  |  |  | None |  |  |  | 2015-01-26 | 2015-02-02 | Canada | ES_1056386_00607_03102015040215_7001901 | 2234450
Globe Electric Inc. | Globe | T3 13W | 84382 |  | CFL Bare Spiral | General Purpose Replacement | E26 (Medium) | Omnidirectional | CFL | 11 | 60 | 119 | 46 |  | 2.5 |  | 900 | 13 | 69.2 | No | 12000 | 2700 | 82 | -7 | 0.6 | -15 |  |  |  | None |  |  |  | 2014-12-19 | 2014-12-22 | Canada | ES_0031577_84382_02032015115010_2772829 | 2232662
Globe Electric Inc. | Globe | T3 13W | 84383 |  | CFL Bare Spiral | General Purpose Replacement | E26 (Medium) | Omnidirectional | CFL | 9 | 60 | 119 | 46 |  | 2.5 |  | 800 | 13 | 69.2 | No | 10000 | 4100 | 83 | -5 | 0.6 | -15 |  |  |  | None |  |  |  | 2014-12-19 | 2014-12-22 | Canada | ES_0031577_84383_02032015115010_2772829 | 2232663
Globe Electric Inc. | Globe | T3 S 13W | 604 |  | CFL Bare Spiral | General Purpose Replacement | E26 (Medium) | Omnidirectional | CFL | 11 | 60 | 114.4 | 50.1 |  | 2.5 |  | 900 | 13 | 69.2 | No | 12000 | 2700 | 83 | -4 | 0.5 | -10 |  |  |  | None |  |  |  | 2014-09-18 | 2014-09-30 | Canada | ES_1060963_00604_09302014123452_70011241 | 2220748
Globe Electric Inc. | Globe | T3 S 13W | 4850401 |  | CFL Bare Spiral | General Purpose Replacement | E26 (Medium) | Omnidirectional | CFL | 11 | 60 | 114.4 | 50.1 |  | 2.5 |  | 900 | 13 | 69.2 | No | 12000 | 2700 | 83 | -4 | 0.5 | -10 |  |  |  | None |  |  |  | 2014-09-18 | 2014-09-30 | United States, Canada | ES_1060963_4850401_09302014123452_70011241 | 2220771
Globe Electric Inc. | Globe | T-L24A19D-OM-10W | 33912 |  | A19 | General Purpose Replacement | E26 (Medium) | Omnidirectional | LED | 5 | 60 | 112.4 | 60.8 |  |  |  | 800 | 10 | 80 | No | 25000 | 3000 | 84 | 15 | 1 | -20 | Dimmable | 4% |  | Not for Use in Enclosed Fixtures |  |  |  | 2016-03-22 | 2016-03-22 | Canada | ES_0031577_33912_03222016110633_7006978 | 2262764
Globe Electric Inc. | Globe | Ultra Mini GU24 13W | 46 |  | CFL Bare Spiral | General Purpose Replacement | GU24 | Omnidirectional | CFL | 9 | 60 | 92 | 48 |  | 2.5 |  | 900 | 13 | 69.2 | No | 10000 | 2700 | 82 | -6 | 0.6 | -15 |  |  |  | Not for Use in Enclosed Fixtures |  |  |  | 2014-12-19 | 2014-12-22 | Canada | ES_0031577_00046_02032015115010_2772829 | 2232654
Globe Electric Inc. | Globe | Ultra Mini GU24 13W | 1122 |  | CFL Bare Spiral | General Purpose Replacement | GU24 | Omnidirectional | CFL | 9 | 60 | 92 | 48 |  | 2.5 |  | 900 | 13 | 69.2 | No | 12000 | 2700 | 82 | -6 | 0.6 | -15 |  |  |  | Not for Use in Enclosed Fixtures |  |  |  | 2014-12-19 | 2014-12-22 | Canada | ES_0031577_01122_02032015115010_2772829 | 2232651
Globe Electric Inc. | Globe | Ultra Mini GU24 13W | 1141 |  | CFL Bare Spiral | General Purpose Replacement | GU24 | Omnidirectional | CFL | 9 | 60 | 92 | 48 |  | 2.5 |  | 900 | 13 | 69.2 | No | 12000 | 4100 | 81 | -11 | 0.6 | -15 |  |  |  | Not for Use in Enclosed Fixtures |  |  |  | 2014-12-19 | 2014-12-22 | Canada | ES_0031577_01141_02032015115010_2772829 | 2232652
Globe Electric Inc. | Globe | Ultra Mini GU24 13W | 84328 |  | CFL Bare Spiral | General Purpose Replacement | GU24 | Omnidirectional | CFL | 9 | 60 | 92 | 48 |  | 2.5 |  | 900 | 13 | 69.2 | No | 10000 | 4100 | 81 | -11 | 0.6 | -15 |  |  |  | Not for Use in Enclosed Fixtures |  |  |  | 2014-12-19 | 2014-12-22 | Canada | ES_0031577_84328_02032015115010_2772829 | 2232653
Globe Electric Inc. | Globe | Ultra Mini GU24 18W | 408 |  | CFL Bare Spiral | General Purpose Replacement | GU24 | Omnidirectional | CFL | 9 | 75 | 97 | 60 |  | 2.5 |  | 1200 | 18 | 66.7 | No | 12000 | 2700 | 81 | -2 | 0.6 | -15 |  |  |  | Not for Use in Enclosed Fixtures |  |  |  | 2014-12-19 | 2014-12-22 | Canada | ES_0031577_00408_02032015115010_2772829 | 2232657
Globe Electric Inc. | Globe | Ultra Mini GU24 23W | 409 |  | CFL Bare Spiral | General Purpose Replacement | GU24 | Omnidirectional | CFL | 9 | 100 | 110.9 | 60.6 |  | 2.5 |  | 1600 | 23 | 69.6 | No | 10000 | 2700 | 81 | -6 | 0.6 | -15 |  |  |  | None |  |  |  | 2014-12-19 | 2014-12-22 | Canada | ES_0031577_00409_02032015115010_2772829 | 2232670
Globe Electric Inc. | GTC | T2 13W | 8448766 | ,8448866,3 bulb pack; ,8448966,6 bulb pack | CFL Bare Spiral | General Purpose Replacement | E26 (Medium) | Omnidirectional | CFL | 9 | 60 | 100.3 | 47.6 |  | 2 |  | 900 | 13 | 69.2 | No | 10000 | 2700 | 82 | -7 | 0.6 | -10 |  |  |  | None |  |  |  | 2014-08-10 | 2014-10-14 | United States, Canada | ES_31577_8448766_10142014041330_1023694 | 2222402
Globe Electric Inc. | GTC | T2 S 23W | 8449066 | ,8449166,3 bulb pack | CFL Bare Spiral | General Purpose Replacement | E26 (Medium) | Omnidirectional | CFL | 9 | 100 | 117.1 | 60.4 |  | 2 |  | 1600 | 23.4 | 68.4 | No | 12000 | 2700 | 80 | -7 | 0.6 | -10 |  |  |  | None |  |  |  | 2014-08-10 | 2014-10-14 | United States, Canada | ES_31577_8449066_10142014042220_1023695 | 2222403
Globe Electric Inc. | Just energy | LED Lamp | 31849 |  | A19 | General Purpose Replacement | E26 (Medium) | Omnidirectional | LED | 5 | 60 | 111.8 | 59.9 |  |  |  | 800 | 10 | 80 | No | 15000 | 3000 | 83 | 11 | 0.6 | -20 | Dimmable | 4% | No | Not for Use in Recessed Fixtures | No |  |  | 2016-10-15 | 2016-10-18 | United States, Canada | ES_31577_31849_10182016170722_1248902 | 2282252
Globe Electric Inc. | Noma | CFL | 052-0189-8 |  | CFL Bare Spiral | General Purpose Replacement | E26 (Medium) | Omnidirectional | CFL | 9 | 60 | 100.5 | 48.5 |  | 1.5 |  | 880 | 13 | 67.7 | No | 12000 | 5000 | 85 | 45 | 0.6 | -15 |  |  |  | None |  |  |  | 2014-02-15 | 2014-03-06 | Canada | ES_31577_052-0189-8_04162014070045_1645063 | 2208806
Globe Electric Inc. | Noma | CFL | 052-1322-4 |  | CFL Bare Spiral | General Purpose Replacement | E26 (Medium) | Omnidirectional | CFL | 9 | 60 | 100.5 | 48.5 |  | 1.5 |  | 880 | 13 | 67.7 | No | 12000 | 5000 | 85 | 45 | 0.6 | -15 |  |  |  | None |  |  |  | 2014-02-15 | 2014-03-06 | Canada | ES_31577_052-1322-4_04162014070113_1673563 | 2208807
Globe Electric Inc. | RONA | T2 13W | 20045030 |  | CFL Bare Spiral | General Purpose Replacement | E26 (Medium) | Omnidirectional | CFL | 5 | 60 | 100.3 | 47.6 |  | 2 |  | 900 | 13 | 69.2 | No | 12000 | 2700 | 82 | -7 | 0.6 | -10 |  |  |  | Not for Use in Enclosed Fixtures |  |  |  | 2014-08-10 | 2014-10-14 | Canada | ES_31577_20045030_10142014012620_1023694 | 2222399
Globe Electric Inc. | RONA | T2 S 23W | 20045031 |  | CFL Bare Spiral | General Purpose Replacement | E26 (Medium) | Omnidirectional | CFL | 5 | 100 | 117.1 | 60.4 |  | 2 |  | 1600 | 23.4 | 68.4 | No | 12000 | 2700 | 80 | -7 | 0.6 | -10 |  |  |  | None |  |  |  | 2014-08-10 | 2014-10-14 | Canada | ES_31577_20045031_10142014014330_1023694 | 2222401
Globe Electric Inc. | RONA | T2 S 9W | 20045029 |  | CFL Bare Spiral | General Purpose Replacement | E26 (Medium) | Omnidirectional | CFL | 5 | 40 | 93.2 | 46.1 |  | 2 |  | 550 | 9 | 61.1 | No | 12000 | 2700 | 82 | -22 | 0.6 | -10 |  |  |  | Not for Use in Enclosed Fixtures |  |  |  | 2014-08-10 | 2014-10-14 | Canada | ES_31577_20045029_10142014013330_1023694 | 2222400
Golo Chang Co., Ltd | GOLO | COMPACT FLUORESCENT LAMP | G261327 |  | CFL Bare Spiral | General Purpose Replacement | E26 (Medium) | Omnidirectional | CFL | 3 | 60 | 112 | 46 |  | 2.5 |  | 800 | 13 | 61.5 | No | 10000 | 2700 | 82 | 18 | 0.6 | -18 |  |  |  | Not for Use in Enclosed Fixtures |  |  |  | 2015-08-20 | 2015-08-19 | United States, Canada | ES_1071131_G261327_09012015090209_6091750 | 2246849
Golo Chang Co., Ltd | GOLO | GU-24 Based Integrated Fluorescent Lamps | G241327 |  | CFL Bare Spiral | General Purpose Replacement | GU24 | Omnidirectional | CFL | 3 | 60 | 99 | 51 |  | 2.5 |  | 900 | 13 | 69.2 | No | 10000 | 2700 | 82 | 28 | 0.5 | -18 |  |  |  | Not for Use in Enclosed Fixtures |  |  |  | 2015-05-23 | 2015-05-21 | United States | ES_1071131_G241327_05212015143838_1233724 | 2240055
Golo Chang Co., Ltd | GOLO | GU-24 Based Integrated Fluorescent Lamps | G241827 |  | CFL Bare Spiral | General Purpose Replacement | GU24 | Omnidirectional | CFL | 3 | 75 | 118 | 60 |  | 2.5 |  | 1200 | 18 | 66.7 | No | 10000 | 2700 | 83 | -5 | 0.5 | -18 |  |  |  | Not for Use in Enclosed Fixtures |  |  |  | 2015-05-23 | 2015-05-20 | United States | ES_1071131_G241827_05212015143930_7733009 | 2240057
Goodlite Products Inc | GOODLITE | A19/9/E/LED/30K Dimmable | G-83346 |  | A19 | General Purpose Replacement | E26 (Medium) | Omnidirectional | LED | 3 | 60 | 116.1 | 59.7 |  |  |  | 800 | 9 | 96.1 | No | 25000 | 3000 | 83 | 12 | 1 | 25 | Dimmable | 10% |  | Damp Location Rated,Not for Use in Enclosed Fixtures |  |  |  | 2015-02-27 | 2015-06-30 | United States | ES_1121523_G-83346_06302015093620_1023839 | 2242419
Goodlite Products Inc | GOODLITE | A19/9/E/LED/41K Dimmable | G-83349 |  | A19 | General Purpose Replacement | E26 (Medium) | Omnidirectional | LED | 3 | 60 | 116.1 | 59.7 |  |  |  | 865 | 9 | 96.1 | No | 25000 | 4000 | 83 | 9 | 1 | 25 | Dimmable | 10% |  | Damp Location Rated,Not for Use in Enclosed Fixtures |  |  |  | 2015-02-01 | 2015-06-30 | United States | ES_1121523_G-83349_06302015093440_1023840 | 2242420
Goodlite Products Inc | GOODLITE | A19/9/E/LED/50K Dimmable | G-83352 |  | A19 | General Purpose Replacement | E26 (Medium) | Omnidirectional | LED | 3 | 60 | 116.1 | 59.7 |  |  |  | 865 | 9 | 96.1 | No | 25000 | 5000 | 84 | 14 | 1 | 25 | Dimmable | 10% |  | Damp Location Rated,Not for Use in Enclosed Fixtures |  |  |  | 2015-02-01 | 2015-06-30 | United States | ES_1121523_G-83352_06302015125841_1023841 | 2242421
Ushio America Inc. | UPHORIA | LED | 1003966 |  | PAR30 | Reflector (Flood/Spot) | E26 (Medium) | Directional | LED | 5 | 75 | 87 | 94 | 3576 |  | 25 |  | 10.5 | 76.4 | No | 40000 | 3000 | 90 | 48 | 0.9 | -20 | Dimmable | 10% |  | None |  |  |  | 2015-06-01 | 2015-06-05 | United States, Canada | ES_1086348_1003966_06102015081319_1106764 | 2241330
Goodlite Products Inc | GOODLITE | BR40/19/E/LED/30K | G-83302 |  | BR40 | Reflector (Flood/Spot) | E26 (Medium) | Directional | LED | 3 | 100 | 162.4 | 126.6 |  |  | 117 | 1600 | 19.1 | 83.8 | No | 25000 | 3000 | 83 | 8 | 1 | -20 | Dimmable | 10% |  | Damp Location Rated,Not for Use in Enclosed Fixtures |  |  |  | 2015-02-01 | 2015-05-13 | United States | ES_1121523_G-83302_05132015111331_1023808 | 2239255
Goodlite Products Inc | GOODLITE | G-83443 | G-83443 |  | B10 | Decorative | E12 (Candelabra) | Decorative | LED | 3 | 60 | 97.6 | 34.8 |  |  |  | 568 | 5 | 113.6 | No | 25000 | 2700 | 83 | 12 | 0.9 | 25 | Dimmable | 20% | Yes | Damp Location Rated | No |  |  | 2016-06-23 | 2016-06-23 | United States | ES_1121523_G-83443_06232016035620_1024032 | 2270523
Goodlite Products Inc | GOODLITE | G-83444 | G-83444 |  | CA10 | Decorative | E12 (Candelabra) | Decorative | LED | 3 | 60 | 95.9 | 31.6 |  |  |  | 564 | 5 | 112.7 | No | 25000 | 2700 | 83 | 14 | 0.8 | 25 | Dimmable | 20% | Yes | Damp Location Rated | No |  |  | 2016-06-23 | 2016-06-23 | United States | ES_1121523_G-83444_06232016035620_1024033 | 2270524
Goodlite Products Inc | GOODLITE | LED | G25/7/E/LED/30K |  | G25 | Globe | E26 (Medium) | Decorative | LED | 3 | 60 | 121 | 80 |  |  |  | 526 | 7 | 75.1 | No | 25000 | 3000 | 84 | 13 | 0.8 | -40 | Dimmable | 10% |  | Not for Use in Enclosed Fixtures |  |  |  | 2015-09-25 | 2015-09-30 | United States | ES_1121523_G25/7/E/LED/30K_10082015133439_6217707 | 2249823
Goodlite Products Inc | GOODLITE | LED Lamp | G-83396 |  | BR40 | Reflector (Flood/Spot) | E26 (Medium) | Directional | LED | 3 | 100 | 158.9 | 120 |  |  |  | 1400 | 17 | 82.4 | No | 25000 | 3000 | 83 | 9 | 0.9 | -20 | Dimmable | 10% | No | Damp Location Rated,Use With Timers,Use With Photo and/or Motion Sensors | No |  |  | 2016-06-20 | 2016-07-22 | United States, Canada | ES_1121523_G-83396_07222016162004_3214980 | 2273855
Goodlite Products Inc | GOODLITE | self-ballasted LED Lamps | BR20/8/E/LED/30K |  | R20 | Reflector (Flood/Spot) | E26 (Medium) | Directional | LED | 3 | 45 | 98 | 63 |  |  | 122 | 500 | 8 | 62.5 | No | 25000 | 3000 | 82 | 9 | 1 | -25 | Dimmable | 8% |  | None |  |  |  | 2015-01-15 | 2015-02-12 | United States | ES_1121523_BR20/8/E/LED/30K_02182015135329_5618812 | 2233470
Goodlite Products Inc | GOODLITE | self-ballasted LED Lamps | BR20/8/E/LED/50K |  | R20 | Reflector (Flood/Spot) | E26 (Medium) | Directional | LED | 3 | 45 | 98 | 63 |  |  | 122 | 550 | 8 | 68.8 | No | 25000 | 5000 | 86 | 18 | 1 | -25 | Dimmable | 8% |  | None |  |  |  | 2015-01-15 | 2015-02-12 | United States | ES_1121523_BR20/8/E/LED/50K_02182015135329_5751343 | 2233471
Goodlite Products Inc | GOODLITE | self-ballasted LED Lamps | BR30/13/E/LED/30K |  | BR30 | Reflector (Flood/Spot) | E26 (Medium) | Directional | LED | 3 | 65 | 135 | 95 |  |  | 120 | 750 | 13 | 57.7 | No | 25000 | 3000 | 82 | 8 |  | -25 | Dimmable | 7% |  | None |  |  |  | 2015-01-15 | 2015-02-20 | United States | ES_1121523_BR30/13/E/LED/30K_02192015144042_3074362 | 2233468
Goodlite Products Inc | GOODLITE | self-ballasted LED Lamps | BR30/13/E/LED/50K |  | BR30 | Reflector (Flood/Spot) | E26 (Medium) | Directional | LED | 3 | 65 | 135 | 95 |  |  | 120 | 800 | 13 | 61.5 | No | 25000 | 5000 | 85 | 16 |  | -25 | Dimmable | 7% |  | None |  |  |  | 2015-01-15 | 2015-02-20 | United States | ES_1121523_BR30/13/E/LED/50K_02192015144042_9007894 | 2233469
Grainger Industrial Supply | FEIT ELECTRIC | LED PAR38 2700K | 46E397 |  | PAR38 | Reflector (Flood/Spot) | E26 (Medium) | Directional | LED | 3 | 90 | 129.4 | 119.2 | 2191 |  | 38 |  | 16 | 61.9 | No | 25000 | 2700 | 82 | 14 | 0.9 | -25 | Dimmable | 10% |  | None |  |  |  | 2015-03-31 | 2015-04-03 | United States | ES_1018394_46E397_04072015072304_8512814 | 2236142
Grainger Industrial Supply | Luma Pro | A19 800 Omni LED | 46E384 |  | A19 | General Purpose Replacement | E26 (Medium) | Omnidirectional | LED | 5 | 60 | 111.8 | 62 |  |  |  | 850 | 13.5 | 63 | No | 25000 | 2700 | 83 | 19 | 0.9 | -25 | Dimmable | 5% |  | Not for Use in Enclosed Fixtures |  |  |  | 2014-09-30 | 2014-12-30 | United States | ES_1018394_46E384_01022015140657_7961546 | 2230456
Grainger Industrial Supply | Luma Pro | PAR20 2700K | 46E390 | ,,PAR20/27KLED/GS | PAR20 | Reflector (Flood/Spot) | E26 (Medium) | Directional | LED | 3 | 50 | 82.1 | 62.5 | 914 |  | 38 | 465 | 7.5 | 62 | No | 25000 | 2700 | 84 | 22 | 0.9 | -25 | Dimmable | 10% |  | None |  |  |  | 2014-12-15 | 2014-12-30 | United States | ES_1018394_46E390_01022015143907_2317271 | 2230353
Grainger Industrial Supply | LUMAPRO | 12T269 | 12T269 |  | CFL Bare Spiral | General Purpose Replacement | E26 (Medium) | Omnidirectional | CFL | 9 | 40 | 102 | 46 |  | 1.3 |  | 500 | 9 | 55.5 | No | 10000 | 2700 | 82 | -7 | 0.5 | -29 |  |  |  | None |  |  |  | 2006-12-26 | 2014-09-19 | United States, Canada | ES_1018394_12T269_09192014135603_4963511 | 2219825
Grainger Industrial Supply | LUMAPRO | 12T270 | 12T270 |  | CFL Bare Spiral | General Purpose Replacement | E26 (Medium) | Omnidirectional | CFL | 9 | 40 | 102 | 46 |  | 1.3 |  | 550 | 9 | 61.1 | No | 10000 | 4100 | 84 | 26 | 0.5 | -29 |  |  |  | Other,Table lamp |  |  |  | 2006-12-26 | 2014-09-22 | United States, Canada | ES_1018394_12T270_09232014040933_5373713 | 2220017
Green Creative | Green Creative | 6MR16DIM/830FL35 | 6MR16DIM/830FL35 |  | MR16 | Reflector (Flood/Spot) | GU5.3 | Directional | LED | 3 | 50 | 48.9 | 48.4 | 1838 |  | 35 | 500 | 6 | 80 | Yes | 25000 | 3000 | 83 | 12 | 0.9 | -20 | Dimmable | 10% | Yes | Damp Location Rated | No |  |  | 2016-01-01 | 2016-10-24 | United States, Canada | ES_1111662_6MR16DIM/830FL35_10192016193936_6284601 | 2282135
Green Creative | Green Creative | 6MR16DIM/840FL35 | 6MR16DIM/840FL35 |  | MR16 | Reflector (Flood/Spot) | GU5.3 | Directional | LED | 3 | 50 | 48.9 | 48.4 | 1808 |  | 35 | 520 | 6 | 80 | Yes | 25000 | 4000 | 86 | 26 | 0.9 | -20 | Dimmable | 10% | Yes | Damp Location Rated | No |  |  | 2016-01-01 | 2016-10-24 | United States, Canada | ES_1111662_6MR16DIM/840FL35_10192016194422_9248468 | 2282136
Green Creative | Green Creative | 6PAR16DIM/827FL35 | 6PAR16DIM/827FL35 |  | PAR16 | Reflector (Flood/Spot) | E26 (Medium) | Directional | LED | 5 | 60 | 73 | 49.5 | 868 |  | 40 | 480 | 6 | 80 | No | 25000 | 2700 | 84 | 16 | 0.9 | -20 | Dimmable | 10% | Yes | Damp Location Rated | No |  |  | 2016-01-01 | 2016-10-24 | United States, Canada | ES_1111662_6PAR16DIM/827FL35_10192016193258_5684167 | 2282132
Green Creative | Green Creative | 6PAR16DIM/830FL35 | 6PAR16DIM/830FL35 |  | PAR16 | Reflector (Flood/Spot) | E26 (Medium) | Directional | LED | 5 | 60 | 73 | 49.5 | 868 |  | 35 | 500 | 6 | 80 | No | 25000 | 3000 | 83 | 11 | 0.9 | -20 | Dimmable | 10% | Yes | Damp Location Rated | No |  |  | 2016-01-01 | 2016-10-24 | United States, Canada | ES_1111662_6PAR16DIM/830FL35_10192016193453_1064416 | 2282133
Green Creative | Green Creative | 6PAR16DIM/840FL35 | 6PAR16DIM/840FL35 |  | PAR16 | Reflector (Flood/Spot) | GU10 | Directional | LED | 5 | 60 | 73 | 49.5 | 1129 |  | 35 | 520 | 6 | 80 | No | 25000 | 4000 | 84 | 16 | 0.9 | -20 | Dimmable | 10% | Yes | Damp Location Rated | No |  |  | 2016-01-01 | 2016-10-24 | United States, Canada | ES_1111662_6PAR16DIM/840FL35_10192016193729_549585 | 2282134
Green Creative | Green Creative | 6PAR16G4DIM/827FL36 | 6PAR16G4DIM/827FL36 |  | PAR16 | Reflector (Flood/Spot) | E26 (Medium) | Directional | LED | 5 | 60 | 74 | 50.3 | 1097 |  | 36 | 425 | 6.6 | 64.4 | No | 25000 | 2700 | 82 | 17 | 0.8 | -20 | Dimmable |  |  | Damp Location Rated,Enclosed Fixtures,Wet Location Rated |  |  |  | 2014-08-01 | 2016-03-04 | United States, Canada | ES_1111662_6PAR16G4DIM/827FL36_08262014061038_3438711 | 2217869
Green Creative | Green Creative | 6PAR16G4DIM/830FL36 | 6PAR16G4DIM/830FL36 |  | PAR16 | Reflector (Flood/Spot) | E26 (Medium) | Directional | LED | 5 | 60 | 74 | 50.3 | 1210 |  | 36 | 425 | 6.6 | 64.4 | No | 25000 | 3000 | 83 | 19 | 0.8 | -20 | Dimmable |  |  | Damp Location Rated,Enclosed Fixtures,Wet Location Rated |  |  |  | 2014-08-01 | 2016-03-04 | United States, Canada | ES_1111662_6PAR16G4DIM/830FL36_08262014061251_3571599 | 2217868
Green Creative | Green Creative | 7.5BR30G4/827 | 7.5BR30G4/827 |  | BR30 | Reflector (Flood/Spot) | E26 (Medium) | Directional | LED | 3 | 65 | 126.1 | 108.5 |  |  |  | 650 | 7.5 | 86.7 | No | 25000 | 2700 | 83 | 9 | 0.9 | -20 |  |  |  | Damp Location Rated,Enclosed Fixtures,Wet Location Rated |  |  |  | 2014-10-18 | 2014-10-30 | United States, Canada | ES_1111662_7.5BR30G4/827_10312014111122_3882988 | 2223999
Green Creative | Green Creative | 7.5FA19DIM/827 | 7.5FA19DIM/827 |  | A19 | General Purpose Replacement | E26 (Medium) | Omnidirectional | LED | 3 | 60 | 100 | 60 |  |  |  | 800 | 7.5 | 106.7 | No | 15000 | 2700 | 81 | 1 | 0.9 | -20 | Dimmable | 10% | No | Damp Location Rated,Recessed Fixtures | No |  |  | 2016-01-01 | 2016-07-05 | United States, Canada | ES_1111662_7.5FA19DIM/827_06302016134615_1198999 | 2271962
Green Creative | Green Creative | 7MR16G4DIM/827FL36 | 7MR16G4DIM/827FL36 |  | MR16 | Reflector (Flood/Spot) | GU5.3 | Directional | LED | 3 | 50 | 47.8 | 50 | 1363 |  | 36 | 525 | 7.8 | 68 | No | 25000 | 2700 | 82 | 17 | 0.9 | -20 | Dimmable | 10% |  | Damp Location Rated,Enclosed Fixtures,Wet Location Rated |  |  |  | 2014-11-15 | 2016-03-04 | United States, Canada | ES_1111662_7MR16G4DIM/827FL36_11212014092616_1976767 | 2225571
Green Creative | Green Creative | 7MR16G4DIM/830FL36 | 7MR16G4DIM/830FL36 |  | MR16 | Reflector (Flood/Spot) | GU5.3 | Directional | LED | 3 | 50 | 47.8 | 50 | 1305 |  | 36 | 550 | 7.6 | 71 | No | 25000 | 3000 | 83 | 19 | 0.9 | -20 | Dimmable | 10% |  | Damp Location Rated,Enclosed Fixtures,Wet Location Rated |  |  |  | 2014-11-15 | 2016-03-04 | United States, Canada | ES_1111662_7MR16G4DIM/830FL36_11212014092714_2034627 | 2225572
Green Creative | Green Creative | 7MR16G4DIM/840FL36 | 7MR16G4DIM/840FL36 |  | MR16 | Reflector (Flood/Spot) | GU5.3 | Directional | LED | 3 | 50 | 47.8 | 50 | 1292 |  | 36 | 580 | 7.6 | 77.8 | No | 25000 | 4000 | 83 | 20 | 0.9 | -20 | Dimmable | 10% |  | Damp Location Rated,Enclosed Fixtures,Wet Location Rated |  |  |  | 2014-11-15 | 2016-03-04 | United States, Canada | ES_1111662_7MR16G4DIM/840FL36_11212014092751_2071487 | 2225573
Green Creative | Green Creative | 8BR30G4DIM/827 | 8BR30G4DIM/827 |  | BR30 | Reflector (Flood/Spot) | E26 (Medium) | Directional | LED | 3 | 65 | 126.4 | 108.5 |  |  |  | 650 | 8.5 | 81.3 | No | 25000 | 2700 | 83 | 9 | 0.9 | -20 | Dimmable | 10% |  | Damp Location Rated,Enclosed Fixtures,Wet Location Rated |  |  |  | 2014-10-18 | 2014-10-30 | United States, Canada | ES_1111662_8BR30G4DIM/827_10312014111329_4009300 | 2223949
Green Creative | Green Creative | 8BR30G4DIM/830 | 8BR30G4DIM/830 |  | BR30 | Reflector (Flood/Spot) | E26 (Medium) | Directional | LED | 3 | 65 | 126.4 | 108.5 |  |  |  | 685 | 8.5 | 85.6 | No | 25000 | 3000 | 85 | 16 | 0.9 | -20 | Dimmable | 10% |  | Damp Location Rated,Enclosed Fixtures,Wet Location Rated |  |  |  | 2014-10-18 | 2014-10-30 | United States, Canada | ES_1111662_8BR30G4DIM/830_10312014111416_4056689 | 2223998
Green Creative | Green Creative | 8BR30G4DIM/840 | 8BR30G4DIM/840 |  | BR30 | Reflector (Flood/Spot) | E26 (Medium) | Directional | LED | 3 | 65 | 126.4 | 108.5 |  |  |  | 710 | 8.5 | 88.8 | No | 25000 | 4000 | 87 | 24 | 0.9 | -20 | Dimmable | 10% |  | Damp Location Rated,Enclosed Fixtures,Wet Location Rated |  |  |  | 2014-10-18 | 2014-10-30 | United States, Canada | ES_1111662_8BR30G4DIM/840_10312014111450_4090536 | 2223950
Green Creative | Green Creative | 9A19G4/827/277V | 9A19G4/827/277V |  | A19 | General Purpose Replacement | E26 (Medium) | Omnidirectional | LED | 3 | 60 | 116 | 60 |  |  |  | 800 | 9 | 88.9 | No | 25000 | 2700 | 82 | 10 | 0.9 | -20 |  |  |  | Damp Location Rated,Wet Location Rated |  |  |  | 2014-09-01 | 2015-03-12 | United States, Canada | ES_1111662_9A19G4/827/277V_09282014060820_4500747 | 2220694
Green Creative | Green Creative | 9A19G4/830/277V | 9A19G4/830/277V |  | A19 | General Purpose Replacement | E26 (Medium) | Omnidirectional | LED | 3 | 60 | 116 | 60 |  |  |  | 800 | 9 | 88.9 | No | 25000 | 3000 | 83 | 10 | 0.9 | -20 |  |  |  | Damp Location Rated,Wet Location Rated |  |  |  | 2014-09-01 | 2015-03-12 | United States, Canada | ES_1111662_9A19G4/830/277V_09282014060851_4531729 | 2220695
Green Creative | Green Creative | 9A19G4/840/277V | 9A19G4/840/277V |  | A19 | General Purpose Replacement | E26 (Medium) | Omnidirectional | LED | 3 | 60 | 116 | 60 |  |  |  | 850 | 9 | 94.4 | No | 25000 | 4000 | 85 | 22 | 0.9 | -20 |  |  |  | Damp Location Rated,Wet Location Rated |  |  |  | 2014-09-01 | 2015-03-12 | United States, Canada | ES_1111662_9A19G4/840/277V_09282014060915_4555226 | 2220696
Grainger Industrial Supply | LUMAPRO | 12T271 | 12T271 |  | CFL Bare Spiral | General Purpose Replacement | E26 (Medium) | Omnidirectional | CFL | 9 | 60 | 112 | 46 |  | 1.3 |  | 900 | 14 | 64.2 | No | 10000 | 2700 | 81 | -10 | 0.5 | -29 |  |  |  | None |  |  |  | 2014-01-13 | 2014-09-19 | United States, Canada | ES_1018394_12T271_09192014135622_4982125 | 2219826
Grainger Industrial Supply | LUMAPRO | 12T272 | 12T272 |  | CFL Bare Spiral | General Purpose Replacement | E26 (Medium) | Omnidirectional | CFL | 9 | 60 | 112 | 46 |  | 1.3 |  | 835 | 14 | 60.7 | No | 10000 | 4100 | 83 | 22 | 0.6 | -29 |  |  |  | None |  |  |  | 2014-01-13 | 2014-09-19 | United States, Canada | ES_1018394_12T272_09192014135640_5000054 | 2219828
Grainger Industrial Supply | LUMAPRO | 12T273 | 12T273 |  | CFL Bare Spiral | General Purpose Replacement | E26 (Medium) | Omnidirectional | CFL | 9 | 100 | 122 | 58 |  | 1.3 |  | 1600 | 23 | 69.5 | No | 10000 | 2700 | 83 | -10 | 0.5 | -29 |  |  |  | None |  |  |  | 2009-03-11 | 2014-09-19 | United States, Canada | ES_1018394_12T273_09192014135542_4942194 | 2219824
Grainger Industrial Supply | LUMAPRO | 12T279 | 12T279 |  | CFL Bare Spiral | General Purpose Replacement | E26 (Medium) | Omnidirectional | CFL | 9 | 100 | 122 | 58 |  | 1.3 |  | 1650 | 23.6 | 70 | No | 12000 | 2700 | 82 | -10 | 0.6 | -29 |  |  |  | Other,Table lamp |  |  |  | 2009-05-22 | 2014-09-25 | United States, Canada | ES_1018394_12T279_09262014000648_0008423 | 2220337
Grainger Industrial Supply | LUMAPRO | 12T280 | 12T280 |  | CFL Bare Spiral | General Purpose Replacement | E26 (Medium) | Omnidirectional | CFL | 9 | 100 | 122 | 58 |  | 1.3 |  | 1650 | 23 | 70 | No | 12000 | 4100 | 85 | 28 | 0.6 | -29 |  |  |  | Other,Table lamp |  |  |  | 2009-10-08 | 2014-09-25 | United States, Canada | ES_1018394_12T280_09262014000714_0034339 | 2220338
Grainger Industrial Supply | LUMAPRO | 2CUT4 | 2CUT4 |  | CFL Bare Spiral | General Purpose Replacement | E26 (Medium) | Omnidirectional | CFL | 2 | 60 | 105.9 | 47.6 |  | 1.6 |  | 900 | 13 | 69.2 | No | 10000 | 2700 | 83 | -2 | 0.6 | -18 |  |  |  | None |  |  |  | 2014-07-20 | 2014-08-21 | United States | ES_1018394_2CUT4_08212014014840_1023656 | 2217764
Grainger Industrial Supply | LUMAPRO | 2CUT5 | 2CUT5 |  | CFL Bare Spiral | General Purpose Replacement | E26 (Medium) | Omnidirectional | CFL | 2 | 60 | 105.9 | 47.6 |  | 1.6 |  | 880 | 13 | 67.7 | No | 10000 | 4100 | 84 | 32 | 0.6 | -18 |  |  |  | None |  |  |  | 2014-07-22 | 2014-08-26 | United States | ES_1018394_2CUT5_08272014042840_1023660 | 2218043
Grainger Industrial Supply | LUMAPRO | 2CUT9 | 2CUT9 |  | CFL Bare Spiral | General Purpose Replacement | E26 (Medium) | Omnidirectional | CFL | 2 | 100 | 126 | 55 |  | 1.6 |  | 1600 | 23 | 69.6 | No | 10000 | 2700 | 82 | -5 | 0.6 | -18 |  |  |  | None |  |  |  | 2014-07-20 | 2014-08-21 | United States | ES_1018394_2CUT9_08212014014220_1023656 | 2217763
Grainger Industrial Supply | LUMAPRO | 2CUU1 | 2CUU1 |  | CFL Bare Spiral | General Purpose Replacement | E26 (Medium) | Omnidirectional | CFL | 2 | 100 | 126 | 55 |  | 1.6 |  | 1600 | 23 | 69.6 | No | 10000 | 4100 | 83 | 25 | 0.6 | -18 |  |  |  | None |  |  |  | 2014-08-20 | 2014-09-04 | United States | ES_1018394_2CUU1_09042014025440_1023663 | 2218699
Grainger Industrial Supply | LUMAPRO | 2CUU6 | 2CUU6 |  | G30 | Globe | E26 (Medium) | Decorative | CFL | 3 | 100 | 119.4 | 87 |  | 1.6 |  | 820 | 15 | 54.7 | No | 10000 | 2700 | 84 | 0 | 0.6 | -18 |  |  |  | None |  |  |  | 2014-09-22 | 2014-09-22 | United States | ES_1018394_2CUU6_09222014110331_1023675 | 2219981
Grainger Industrial Supply | LUMAPRO | 2CUV9 | 2CUV9 |  | BR40 | Reflector (Flood/Spot) | E26 (Medium) | Directional | CFL | 2 | 85 | 162.3 | 126.5 |  | 1.6 |  | 1150 | 23 | 50 | No | 10000 | 2700 | 84 | 0 | 0.6 | -18 |  |  |  | None |  |  |  | 2014-09-17 | 2014-09-25 | United States | ES_1018394_2CUV9_09252014044950_1023678 | 2220362
Grainger Industrial Supply | LUMAPRO | 2CUW2 | 2CUW2 |  | CFL Bare Spiral | General Purpose Replacement | GU24 | Omnidirectional | CFL | 2 | 60 | 93.8 | 46.5 |  | 1.6 |  | 800 | 13 | 61.5 | No | 10000 | 2700 | 83 | -2 | 0.6 | -18 |  |  |  | None |  |  |  | 2014-06-30 | 2014-08-21 | United States | ES_1018394_2CUW2_08212014015840_1023657 | 2217765
Grainger Industrial Supply | LUMAPRO | 2CUW4 | 2CUW4 |  | CFL Bare Spiral | General Purpose Replacement | GU24 | Omnidirectional | CFL | 2 | 100 | 114.7 | 53.8 |  | 1.6 |  | 1600 | 23 | 69.6 | No | 10000 | 2700 | 83 | -4 | 0.6 | -18 |  |  |  | None |  |  |  | 2014-08-12 | 2014-08-22 | United States | ES_1018394_2CUW4_08222014014730_1023657 | 2217834
Grainger Industrial Supply | LUMAPRO | 3TFP5 | 3TFP5 |  | CFL Bare Spiral | General Purpose Replacement | E26 (Medium) | Omnidirectional | CFL | 2 | 60 | 105.9 | 47.6 |  | 1.6 |  | 840 | 13 | 64.6 | No | 10000 | 6500 | 85 | 49 | 0.6 | -18 |  |  |  | None |  |  |  | 2014-07-22 | 2014-08-25 | United States | ES_1018394_3TFP5_08272014104621_1023659 | 2218041
Grainger Industrial Supply | LUMAPRO | 44ZX52 | 44ZX52 |  | BR30 | Reflector (Flood/Spot) | E26 (Medium) | Directional | LED | 5 | 65 | 128.5 | 94.7 | 232 |  | 110 | 650 | 8.5 | 76.5 | No | 25000 | 2700 | 82 | 8 | 0.9 | -20 | Dimmable | 10% |  | Damp Location Rated,Not for Use in Enclosed Fixtures |  |  |  | 2015-09-01 | 2015-09-02 | United States | ES_1018394_44ZX52_09022015201325_4805295 | 2247334
Grainger Industrial Supply | LUMAPRO | 44ZX54 | 44ZX54 |  | A19 | General Purpose Replacement | E26 (Medium) | Omnidirectional | LED | 5 | 60 | 111.5 | 63.7 |  |  |  | 800 | 9 | 88.9 | No | 25000 | 2700 | 82 | 7 | 0.9 | -20 | Dimmable | 10% |  | Damp Location Rated,Not for Use in Enclosed Fixtures |  |  |  | 2015-09-01 | 2015-09-02 | United States | ES_1018394_44ZX54_09022015210254_7774166 | 2247337
Grainger Industrial Supply | LUMAPRO | 44ZX55 | 44ZX55 |  | A19 | General Purpose Replacement | E26 (Medium) | Omnidirectional | LED | 5 | 75 | 112.1 | 63.4 |  |  |  | 1100 | 11 | 100 | No | 25000 | 2700 | 82 | 8 | 0.9 | -20 | Dimmable | 10% |  | Damp Location Rated,Not for Use in Enclosed Fixtures |  |  |  | 2015-09-01 | 2015-09-02 | United States | ES_1018394_44ZX55_09022015211423_8463463 | 2247338
Grainger Industrial Supply | LUMAPRO | 44ZX56 | 44ZX56 |  | A21 | General Purpose Replacement | E26 (Medium) | Omnidirectional | LED | 5 | 100 | 130.9 | 69.5 |  |  |  | 1600 | 15 | 106.7 | No | 25000 | 2700 | 82 | 8 | 0.9 | -20 | Dimmable | 10% |  | Damp Location Rated,Not for Use in Enclosed Fixtures |  |  |  | 2015-09-01 | 2015-09-02 | United States | ES_1018394_44ZX56_09022015212246_8966912 | 2247339
Grainger Industrial Supply | LUMAPRO | FLE13HT2/2/12E/SW | 35ZU56 | FLE13HT2/2/12E/SW,35ZU56, | CFL Bare Spiral | General Purpose Replacement | E26 (Medium) | Omnidirectional | CFL | 2 | 60 | 99 | 52 |  | 1 |  | 960 | 13.2 | 72.7 | No | 12000 | 2700 | 82 | -8 | 0.6 | -10 |  |  |  | Damp Location Rated,Not for Use in Enclosed Fixtures |  |  |  | 2015-02-04 | 2015-06-19 | United States, Canada | ES_1018394_35ZU56_06192015224715_4035778 | 2241869
Grainger Industrial Supply | LUMAPRO | FLE20HT3/2/10E/SW | 35ZU58 | ,FLE20HT3/827/LUM,; FLE20HT3/2/10E/SW,35ZU58, | CFL Bare Spiral | General Purpose Replacement | E26 (Medium) | Omnidirectional | CFL | 2 | 75 | 113.1 | 58.9 |  | 1 |  | 1365 | 20.2 | 67.6 | No | 10000 | 2700 | 82 | -22 | 0.6 | -15 |  |  |  | Damp Location Rated,Not for Use in Enclosed Fixtures |  |  |  | 2015-01-23 | 2015-02-10 | United States, Canada | ES_1018394_35ZU58_02102015161354_4834191 | 2232883
Grainger Industrial Supply | LUMAPRO | LED PAR16 | 46E388 | ,,PAR16/LED/GS | PAR16 | Reflector (Flood/Spot) | E26 (Medium) | Directional | LED | 3 | 45 | 81 | 50.3 | 934 |  | 38 | 350 | 6.5 | 53.8 | No | 25000 | 3000 | 84 | 21 | 0.9 | -25 | Dimmable | 14% |  | None |  |  |  | 2014-09-30 | 2014-12-16 | United States | ES_1018394_46E388_12222014180151_2361410 | 2229819
Grainger Industrial Supply | LUMAPRO | LED PAR16 27K | 46E387 |  | PAR16 | Reflector (Flood/Spot) | E26 (Medium) | Directional | LED | 3 | 45 | 80.5 | 49.6 | 740 |  | 38 |  | 6.5 | 53.8 | No | 25000 | 2700 | 82 | 15 | 0.9 | -25 | Dimmable | 5% |  | None |  |  |  | 2015-04-20 | 2015-04-28 | United States | ES_1018394_46E387_05012015145431_6300802 | 2238471
Green Creative | Green Creative | 40805 | 7.5MR16G4DIM/927NF25 |  | MR16 | Reflector (Flood/Spot) | GU5.3 | Directional | LED | 3 | 75 | 48 | 50 | 2736 |  | 25 | 485 | 7.5 | 64.7 | No | 25000 | 2700 | 93 | 69 | 0.9 | -20 | Dimmable | 20% |  | Damp Location Rated,Enclosed Fixtures |  |  |  | 2015-06-26 | 2016-03-03 | United States | ES_1111662_7.5MR16G4DIM/927NF25_09182015065535_9335570 | 2248195
Green Creative | Green Creative | 40806 | 7.5MR16G4DIM/927FL36 |  | MR16 | Reflector (Flood/Spot) | GU5.3 | Directional | LED | 3 | 75 | 48 | 50 | 1463 |  | 35 | 485 | 7.5 | 64.7 | No | 25000 | 2700 | 95 | 75 | 0.9 | -20 | Dimmable | 20% |  | Damp Location Rated,Enclosed Fixtures |  |  |  | 2015-06-26 | 2016-03-03 | United States | ES_1111662_7.5MR16G4DIM/927FL36_09182015070229_9749342 | 2248197
Green Creative | Green Creative | 40807 | 7.5MR16G4DIM/930SP15 |  | MR16 | Reflector (Flood/Spot) | GU5.3 | Directional | LED | 3 | 75 | 48 | 50 | 5531 |  | 15 | 430 | 7.5 | 57.3 | No | 25000 | 3000 | 97 | 81 | 0.9 | -20 | Dimmable | 20% |  | Damp Location Rated,Enclosed Fixtures |  |  |  | 2015-06-26 | 2016-03-03 | United States | ES_1111662_7.5MR16G4DIM/930SP15_09182015071504_0504115 | 2248199
Green Creative | Green Creative | 40808 | 7.5MR16G4DIM/930NF25 |  | MR16 | Reflector (Flood/Spot) | GU5.3 | Directional | LED | 3 | 75 | 48 | 50 | 2814 |  | 25 | 505 | 7.5 | 67.3 | No | 25000 | 3000 | 93 | 69 | 0.9 | -20 | Dimmable | 20% |  | Damp Location Rated,Enclosed Fixtures |  |  |  | 2015-06-26 | 2016-03-03 | United States | ES_1111662_7.5MR16G4DIM/930NF25_09182015072343_1023899 | 2248201
Green Creative | Green Creative | 40809 | 7.5MR16G4DIM/930FL36 |  | MR16 | Reflector (Flood/Spot) | GU5.3 | Directional | LED | 3 | 75 | 48 | 50 | 1486 |  | 35 | 505 | 7.5 | 67.3 | No | 25000 | 3000 | 95 | 75 | 0.9 | -20 | Dimmable | 20% |  | Damp Location Rated,Enclosed Fixtures |  |  |  | 2015-06-26 | 2016-03-03 | United States | ES_1111662_7.5MR16G4DIM/930FL36_09182015073211_1531562 | 2248202
Green Creative | Green Creative | 40810 | 7.5MR16G4DIM/840SP15 |  | MR16 | Reflector (Flood/Spot) | GU5.3 | Directional | LED | 3 | 75 | 48 | 50 | 6133 |  | 15 | 485 | 7.5 | 64.7 | No | 25000 | 4000 | 84 | 22 | 0.9 | -20 | Dimmable | 20% |  | Damp Location Rated,Enclosed Fixtures |  |  |  | 2015-06-26 | 2016-03-03 | United States | ES_1111662_7.5MR16G4DIM/840SP15_09182015060207_6127277 | 2248178
Green Creative | Green Creative | 40811 | 7.5MR16G4DIM/840NF25 |  | MR16 | Reflector (Flood/Spot) | GU5.3 | Directional | LED | 3 | 75 | 48 | 50 | 3406 |  | 25 | 625 | 7.5 | 81.2 | No | 25000 | 4000 | 84 | 22 | 0.9 | -20 | Dimmable | 20% |  | Damp Location Rated,Enclosed Fixtures |  |  |  | 2015-06-26 | 2016-03-03 | United States | ES_1111662_7.5MR16G4DIM/840NF25_09182015061524_6924129 | 2248179
Green Creative | Green Creative | 40812 | 7.5MR16G4DIM/840FL36 |  | MR16 | Reflector (Flood/Spot) | GU5.3 | Directional | LED | 3 | 75 | 48 | 50 | 1933 |  | 35 | 625 | 7.5 | 81.2 | No | 25000 | 4000 | 84 | 22 | 0.9 | -20 | Dimmable | 20% |  | Damp Location Rated,Enclosed Fixtures |  |  |  | 2015-06-26 | 2016-03-03 | United States | ES_1111662_7.5MR16G4DIM/840FL36_09182015063008_7808238 | 2248180
Green Creative | Green Creative | 4.5B11G4DIM/827 | 4.5B11G4DIM/827 |  | Decorative: Other | Decorative | E12 (Candelabra) | Decorative | LED | 3 | 40 | 104.3 | 35.2 |  |  |  | 315 | 4.7 | 70 | No | 25000 | 2700 | 82 | 17 | 0.6 | -20 | Dimmable | 10% |  | Damp Location Rated,Not for Use in Enclosed Fixtures |  |  |  | 2014-10-18 | 2015-01-14 | United States, Canada | ES_1111662_4.5B11G4DIM/827_10292014045545_8545018 | 2225182
Grainger Industrial Supply | LUMAPRO | LED PAR30L | 46E395 | ,,PAR30L/LED/GS | PAR30 | Reflector (Flood/Spot) | E26 (Medium) | Directional | LED | 3 | 75 | 115.1 | 95.2 | 1552 |  | 38 | 790 | 13 | 60.8 | No | 25000 | 3000 | 82 | 17 | 0.9 | -25 | Dimmable | 10% |  | None |  |  |  | 2014-12-01 | 2015-01-02 | United States | ES_1018394_46E395_01062015170459_2173905 | 2230615
Green Creative | Green Creative | 4.5B11G4DIM/827/E26 | 4.5B11G4DIM/827/E26 |  | Decorative: Other | Decorative | E26 (Medium) | Decorative | LED | 3 | 40 | 104.9 | 35.2 |  |  |  | 315 | 4.7 | 70 | No | 25000 | 2700 | 82 | 17 | 0.6 | -20 | Dimmable | 10% |  | Damp Location Rated,Not for Use in Enclosed Fixtures |  |  |  | 2014-10-18 | 2015-01-14 | United States, Canada | ES_1111662_4.5B11G4DIM/827/E26_10292014045720_8640377 | 2225183
Green Creative | Green Creative | 5B11G4DIM/827/FR | 5B11G4DIM/827/FR |  | Decorative: Other | Decorative | E12 (Candelabra) | Decorative | LED | 3 | 40 | 98.5 | 35.1 |  |  |  | 350 | 5 | 73.7 | No | 25000 | 2700 | 83 | 10 | 0.9 | -20 | Dimmable | 10% |  | Damp Location Rated,Not for Use in Enclosed Fixtures |  |  |  | 2014-03-31 | 2016-03-08 | United States, Canada | ES_1111662_5B11G4DIM/827/FR_04202015074512_5912257 | 2237876
Green Creative | Green Creative | 6.5A19G4DIM/827 | 6.5A19G4DIM/827 |  | A19 | General Purpose Replacement | E26 (Medium) | Omnidirectional | LED | 3 | 40 | 112.4 | 59.9 |  |  |  | 470 | 7 | 72.3 | No | 25000 | 2700 | 85 | 26 | 0.9 | -20 | Dimmable | 10% |  | Damp Location Rated,Wet Location Rated,Not for Use in Enclosed Fixtures |  |  |  | 2014-11-15 | 2015-03-12 | United States, Canada | ES_1111662_6.5A19G4DIM/827_11212014091612_1372887 | 2225894
Green Creative | Green Creative | 6.5A19G4DIM/830 | 6.5A19G4DIM/830 |  | A19 | General Purpose Replacement | E26 (Medium) | Omnidirectional | LED | 3 | 40 | 112.4 | 59.9 |  |  |  | 480 | 7 | 73.8 | No | 25000 | 3000 | 86 | 30 | 0.9 | -20 | Dimmable | 10% |  | Damp Location Rated,Wet Location Rated,Not for Use in Enclosed Fixtures |  |  |  | 2014-11-15 | 2015-03-12 | United States, Canada | ES_1111662_6.5A19G4DIM/830_11212014091705_1425272 | 2225895
Green Creative | Green Creative | 6GU10DIM/827FL35 | 6GU10DIM/827FL35 |  | PAR16 | Reflector (Flood/Spot) | GU10 | Directional | LED | 5 | 50 | 47 | 49.5 | 868 |  | 35 | 480 | 6 | 80 | No | 25000 | 2700 | 84 | 16 | 0.9 | -20 | Dimmable | 10% | Yes | Damp Location Rated | No |  |  | 2016-01-01 | 2016-10-24 | United States, Canada | ES_1111662_6GU10DIM/827FL35_07212016144124_2548796 | 2282128
Green Creative | Green Creative | 6GU10DIM/830FL35 | 6GU10DIM/830FL35 |  | PAR16 | Reflector (Flood/Spot) | GU10 | Directional | LED | 5 | 50 | 47 | 49.5 | 868 |  | 35 | 500 | 6 | 80 | No | 25000 | 3000 | 83 | 11 | 0.9 | -20 | Dimmable | 10% | Yes | Damp Location Rated | No |  |  | 2016-01-01 | 2016-10-24 | United States, Canada | ES_1111662_6GU10DIM/830FL35_10192016192705_6191980 | 2282130
Green Creative | Green Creative | 6GU10DIM/840FL35 | 6GU10DIM/840FL35 |  | PAR16 | Reflector (Flood/Spot) | GU10 | Directional | LED | 5 | 50 | 47 | 49.5 | 1129 |  | 35 | 520 | 6 | 80 | No | 25000 | 4000 | 84 | 16 | 0.9 | -20 | Dimmable | 10% | Yes | Damp Location Rated | No |  |  | 2016-01-01 | 2016-10-24 | United States, Canada | ES_1111662_6GU10DIM/840FL35_10192016193052_2412530 | 2282131
Green Creative | Green Creative | 6GU10G4DIM/827FL36 | 6GU10G4DIM/827FL36 |  | PAR16 | Reflector (Flood/Spot) | GU10 | Directional | LED | 5 | 60 | 74 | 50.3 | 1097 |  | 36 | 425 | 6.6 | 64.4 | No | 25000 | 2700 | 82 | 17 | 0.8 | -20 | Dimmable |  |  | Damp Location Rated,Enclosed Fixtures,Wet Location Rated |  |  |  | 2014-08-01 | 2016-03-04 | United States, Canada | ES_1111662_6GU10G4DIM/827FL36_10312014111530_4130196 | 2223993
Green Creative | Green Creative | 6GU10G4DIM/830FL36 | 6GU10G4DIM/830FL36 |  | PAR16 | Reflector (Flood/Spot) | GU10 | Directional | LED | 5 | 60 | 74 | 50.3 | 1210 |  | 36 | 425 | 6.6 | 64.4 | No | 25000 | 3000 | 83 | 19 | 0.8 | -20 | Dimmable |  |  | Damp Location Rated,Enclosed Fixtures,Wet Location Rated |  |  |  | 2014-08-01 | 2016-03-04 | United States, Canada | ES_1111662_6GU10G4DIM/830FL36_10312014111556_4156947 | 2223994
Green Creative | Green Creative | 6MR16DIM/827FL35 | 6MR16DIM/827FL35 |  | MR16 | Reflector (Flood/Spot) | GU5.3 | Directional | LED | 3 | 50 | 48.9 | 48.4 | 1730 |  | 35 | 480 | 6 | 80 | Yes | 25000 | 2700 | 81 | 4 | 0.9 | -20 | Dimmable | 10% | Yes | Damp Location Rated | No |  |  | 2016-01-01 | 2016-10-24 | United States, Canada | ES_1111662_6MR16DIM/827FL35_07212016144124_8657190 | 2282129
Green Creative | Green Creative | 9A19G4DIM/827 | 9A19G4DIM/827 |  | A19 | General Purpose Replacement | E26 (Medium) | Omnidirectional | LED | 3 | 60 | 116 | 60 |  |  |  | 800 | 9 | 88.9 | No | 25000 | 2700 | 82 | 7 | 0.9 | -20 | Dimmable | 10% |  | Damp Location Rated,Wet Location Rated |  |  |  | 2014-09-01 | 2015-03-12 | United States, Canada | ES_1111662_9A19G4DIM/827_09282014060949_4589034 | 2220697
Green Creative | Green Creative | 9A19G4DIM/830 | 9A19G4DIM/830 |  | A19 | General Purpose Replacement | E26 (Medium) | Omnidirectional | LED | 3 | 60 | 116 | 60 |  |  |  | 800 | 9 | 88.9 | No | 25000 | 3000 | 83 | 12 | 0.9 | -20 | Dimmable | 10% |  | Damp Location Rated,Wet Location Rated |  |  |  | 2014-09-01 | 2015-03-12 | United States, Canada | ES_1111662_9A19G4DIM/830_09282014061010_4610071 | 2220698
Green Creative | Green Creative | 9A19G4DIM/840 | 9A19G4DIM/840 |  | A19 | General Purpose Replacement | E26 (Medium) | Omnidirectional | LED | 3 | 60 | 116 | 60 |  |  |  | 850 | 9 | 94.4 | No | 25000 | 4000 | 84 | 17 | 0.9 | -20 | Dimmable | 10% |  | Damp Location Rated,Wet Location Rated |  |  |  | 2014-09-01 | 2015-03-12 | United States, Canada | ES_1111662_9A19G4DIM/840_09282014061032_4632906 | 2220699
Green Creative | Green Creative | 9BR30DIM/8CCTD | 9BR30DIM/8CCTD |  | BR30 | Reflector (Flood/Spot) | E26 (Medium) | Directional | LED | 3 | 65 | 131.5 | 95 |  |  |  | 650 | 9 | 72.2 | No | 25000 | 2700 | 84 | 16 | 0.9 | -20 | Dimmable | 10% | Yes | Damp Location Rated | No |  |  | 2016-01-01 | 2016-07-21 | United States, Canada | ES_1111662_9BR30DIM/8CCTD_07212016144651_7787591 | 2272851
Green Creative | Green Creative | A19 | 9.5A19G4DIM/827/GU24 |  | A19 | General Purpose Replacement | GU24 | Omnidirectional | LED | 3 | 60 | 113.1 | 69.5 |  |  |  | 800 | 9.5 | 84.2 | No | 25000 | 2700 | 82 | 11 | 1 | -20 | Dimmable | 10% |  | Enclosed Fixtures |  |  |  | 2015-03-20 | 2016-03-09 | United States, Canada | ES_111662_9.5A19G4DIM/827/GU24_04202015074602_5962748 | 2239098
Green Creative | Green Creative | A19 | 9.5A19G4DIM/830/GU24 |  | A19 | General Purpose Replacement | GU24 | Omnidirectional | LED | 3 | 60 | 113.1 | 69.5 |  |  |  | 800 | 9.5 | 84.2 | No | 25000 | 3000 | 83 | 14 | 1 | -20 | Dimmable | 10% |  | Enclosed Fixtures |  |  |  | 2015-03-20 | 2016-03-09 | United States, Canada | ES_111662_9.5A19G4DIM/830/GU24_04202015074630_5990809 | 2239099
Green Creative | Green Creative | A19 | 9.5A19G4DIM/840/GU24 |  | A19 | General Purpose Replacement | GU24 | Omnidirectional | LED | 3 | 60 | 113.1 | 69.5 |  |  |  | 850 | 9.5 | 89.4 | No | 25000 | 4000 | 82 | 8 | 1 | -20 | Dimmable | 10% |  | Enclosed Fixtures |  |  |  | 2015-03-20 | 2016-03-09 | United States, Canada | ES_111662_9.5A19G4DIM/840/GU24_04202015074646_6006177 | 2239100
Green Creative | Green Creative | FA19 | 4.5FA19DIM/827/R |  | A19 | General Purpose Replacement | E26 (Medium) | Omnidirectional | LED | 3 | 40 | 103.5 | 59.2 |  |  |  | 450 | 4.5 | 95 | No | 15000 | 2700 | 81 | 2 | 0.9 | -20 | Dimmable | 1% | No | Damp Location Rated | No |  |  | 2015-05-17 | 2016-05-18 | United States, Canada | ES_1111662_4.5FA19DIM/827/R_05252016052549_3949043 | 2267835
Green Creative | Green Creative | FG25 | 4.5FG25DIM/827 |  | G25 | Globe | E26 (Medium) | Decorative | LED | 3 | 40 | 112.8 | 79.6 |  |  |  | 450 | 4.5 | 98 | No | 15000 | 2700 | 82 | 3 | 0.9 | -20 | Dimmable | 1% | No | Damp Location Rated | No |  |  | 2015-05-17 | 2016-05-18 | United States, Canada | ES_1111662_4.5FG25DIM/827_05252016052525_3926003 | 2267834
Green Creative | Green Creative | LED | 14.5PAR30SNG3DIM/830FL40 | ,,40663 | PAR30 | Reflector (Flood/Spot) | E26 (Medium) | Directional | LED | 5 | 75 | 95 | 85 | 1332 |  | 40 | 850 | 14.5 | 59 | No | 40000 | 3000 | 83 | 3 | 0.9 | -20 | Dimmable | 10% |  | None |  |  |  | 2014-06-20 | 2014-06-20 | United States | ES_1111662_14.5PAR30SNG3DIM/830FL40_07102014113446_4046344 | 2214816
Green Creative | Green Creative | LED | 14.5PAR30SNG3DIM/830NF25 | ,,40662 | PAR30 | Reflector (Flood/Spot) | E26 (Medium) | Directional | LED | 5 | 75 | 95 | 85 | 3254 |  | 25 | 850 | 14.5 | 59 | No | 40000 | 3000 | 83 | 3 | 0.9 | -20 | Dimmable | 10% |  | None |  |  |  | 2014-06-20 | 2014-06-20 | United States | ES_1111662_14.5PAR30SNG3DIM/830NF25_07102014113446_9418070 | 2214817
Green Creative | Green Creative | LED A19 | 6A19DIM/827 |  | A19 | General Purpose Replacement | E26 (Medium) | Omnidirectional | LED | 3 | 40 | 110 | 60 |  |  |  | 450 | 6 | 75 | No | 25000 | 2700 | 82 | 7 | 0.9 | -20 | Dimmable |  |  | Damp Location Rated,Not for Use in Enclosed Fixtures |  |  |  | 2015-11-08 | 2016-02-03 | United States, Canada | ES_1111662_6A19DIM/827_02042016032553_6353719 | 2257806
Green Creative | Green Creative | LED A19 | 6A19DIM/830 |  | A19 | General Purpose Replacement | E26 (Medium) | Omnidirectional | LED | 3 | 40 | 110 | 60 |  |  |  | 450 | 6 | 75 | No | 25000 | 3000 | 82 | 5 | 0.9 | -20 | Dimmable |  |  | Damp Location Rated,Not for Use in Enclosed Fixtures |  |  |  | 2015-11-08 | 2016-02-03 | United States, Canada | ES_1111662_6A19DIM/830_02042016032611_6371482 | 2257807
Green Creative | Green Creative | LED A19 | 8.5A19DIM/827 |  | A19 | General Purpose Replacement | E26 (Medium) | Omnidirectional | LED | 3 | 60 | 110 | 60 |  |  |  | 800 | 8.5 | 94 | No | 25000 | 2700 | 81 | 1 | 0.9 | -20 | Dimmable |  |  | Damp Location Rated,Not for Use in Enclosed Fixtures |  |  |  | 2015-11-08 | 2016-02-03 | United States, Canada | ES_1111662_8.5A19DIM/827_02042016032628_6388486 | 2257808
Green Creative | Green Creative | LED A19 | 8.5A19DIM/830 |  | A19 | General Purpose Replacement | E26 (Medium) | Omnidirectional | LED | 3 | 60 | 110 | 60 |  |  |  | 800 | 8.5 | 94 | No | 25000 | 3000 | 82 | 1 | 0.9 | -20 | Dimmable |  |  | Damp Location Rated,Not for Use in Enclosed Fixtures |  |  |  | 2015-11-08 | 2016-02-03 | United States, Canada | ES_1111662_8.5A19DIM/830_02042016032648_6408057 | 2257809
Green Creative | Green Creative | LED A19 | 8.5A19DIM/840 |  | A19 | General Purpose Replacement | E26 (Medium) | Omnidirectional | LED | 3 | 60 | 110 | 60 |  |  |  | 850 | 8.5 | 100 | No | 25000 | 4000 | 83 | 6 | 0.9 | -20 | Dimmable |  |  | Damp Location Rated,Not for Use in Enclosed Fixtures |  |  |  | 2015-11-08 | 2016-02-03 | United States, Canada | ES_1111662_8.5A19DIM/840_02042016032710_6430495 | 2257810
Green Creative | Green Creative | LED A19 | 9.5A19DIM/8CCTD |  | A19 | General Purpose Replacement | E26 (Medium) | Omnidirectional | LED | 3 | 60 | 116.4 | 59.9 |  |  |  | 800 | 9.5 | 84 | No | 25000 | 2700 | 80 | 1 | 1 | -20 | Dimmable |  |  | Damp Location Rated,Recessed Fixtures |  |  |  | 2016-03-10 | 2016-08-22 | United States, Canada | ES_1111662_9.5A19DIM/8CCTD_03182016064136_3296042 | 2262588
Grainger Industrial Supply | LUMAPRO | Omni 450 LED | 46E383 | ,,A19/450/27KLED/GS | A19 | General Purpose Replacement | E26 (Medium) | Omnidirectional | LED | 3 | 40 | 109.5 | 69.5 |  |  |  | 450 | 7.5 | 60 | No | 25000 | 2700 | 81 | 13 | 0.7 | -25 | Dimmable | 5% |  | Not for Use in Recessed Fixtures |  |  |  | 2012-07-01 | 2014-10-07 | United States | ES_1018394_46E383_10102014112416_6558557 | 2222047
Great Eagle Lighting Corporation | Great Eagle Lighting | B30ED11271DB | B30ED11271DB |  | R30 | Reflector (Flood/Spot) | E26 (Medium) | Directional | LED | 3 | 60 | 132 | 95 |  |  |  | 800 | 11 | 72.7 | No | 25000 | 2700 | 84 | 18 | 0.9 | -20 | Dimmable | 20% |  | Damp Location Rated,Recessed Fixtures |  |  |  | 2014-11-10 | 2016-03-01 | United States, Canada | ES_1130571_B30ED11271DB_06052015115424_5264186 | 2241115
Green Creative | Green Creative | 11BR30G4DIM/927 | 11BR30G4DIM/927 |  | BR30 | Reflector (Flood/Spot) | E26 (Medium) | Directional | LED | 3 | 65 | 132.1 | 94.8 |  |  |  | 750 | 11 | 68.2 | No | 25000 | 2700 | 92 | 58 | 0.9 | -20 | Dimmable | 10% |  | Damp Location Rated,Enclosed Fixtures,Wet Location Rated |  |  |  | 2015-02-28 | 2015-03-06 | United States, Canada | ES_1111662_11BR30G4DIM/927_03122015055128_9488504 | 2234616
Green Creative | Green Creative | 11BR30G4DIM/927/GU24 | 11BR30G4DIM/927/GU24 |  | BR30 | Reflector (Flood/Spot) | GU24 | Directional | LED | 5 | 65 | 132 | 95 |  |  | 110 | 750 | 11 | 68.2 | No | 25000 | 2700 | 92 | 58 | 1 | -20 | Dimmable | 67% | Yes | Damp Location Rated | No |  |  | 2015-06-01 | 2016-10-20 | United States, Canada | ES_1111662_11BR30G4DIM/927/GU24_10242016042024_2824790 | 2282107
Green Creative | Green Creative | 12A19G4DIM/827 | 12A19G4DIM/827 |  | A19 | General Purpose Replacement | E26 (Medium) | Omnidirectional | LED | 3 | 75 | 116 | 60 |  |  |  | 1100 | 12.5 | 88 | No | 25000 | 2700 | 82 | 10 | 0.9 | -20 | Dimmable | 10% |  | Damp Location Rated,Enclosed Fixtures,Wet Location Rated |  |  |  | 2015-02-28 | 2015-03-06 | United States, Canada | ES_1111662_12A19G4DIM/827_03202015011718_4238641 | 2234942
Green Creative | Green Creative | 12A19G4DIM/830 | 12A19G4DIM/830 |  | A19 | General Purpose Replacement | E26 (Medium) | Omnidirectional | LED | 3 | 75 | 116 | 60 |  |  |  | 1150 | 12.5 | 92 | No | 25000 | 3000 | 84 | 14 | 0.9 | -20 | Dimmable | 10% |  | Damp Location Rated,Enclosed Fixtures,Wet Location Rated |  |  |  | 2015-02-28 | 2015-03-06 | United States, Canada | ES_1111662_12A19G4DIM/830_03202015011743_4263742 | 2234943
Green Creative | Green Creative | 12A19G4DIM/840 | 12A19G4DIM/840 |  | A19 | General Purpose Replacement | E26 (Medium) | Omnidirectional | LED | 3 | 75 | 116 | 60 |  |  |  | 1180 | 12.5 | 94.4 | No | 25000 | 4000 | 86 | 24 | 0.9 | -20 | Dimmable | 10% |  | Damp Location Rated,Enclosed Fixtures,Wet Location Rated |  |  |  | 2015-02-28 | 2015-03-06 | United States, Canada | ES_1111662_12A19G4DIM/840_03202015011808_4288818 | 2234944
Green Creative | Green Creative | 17A21G4DIM/827 | 17A21G4DIM/827 |  | A21 | General Purpose Replacement | E26 (Medium) | Omnidirectional | LED | 3 | 100 | 120 | 65 |  |  |  | 1600 | 17.5 | 91.4 | No | 25000 | 2700 | 82 | 7 | 0.9 | -20 | Dimmable | 10% |  | Damp Location Rated,Enclosed Fixtures,Wet Location Rated |  |  |  | 2015-02-28 | 2015-03-06 | United States, Canada | ES_1111662_17A21G4DIM/827_03202015011838_4318341 | 2234939
Green Creative | Green Creative | 17A21G4DIM/830 | 17A21G4DIM/830 |  | A21 | General Purpose Replacement | E26 (Medium) | Omnidirectional | LED | 3 | 100 | 120 | 65 |  |  |  | 1650 | 17.5 | 94.3 | No | 25000 | 3000 | 83 | 9 | 0.9 | -20 | Dimmable | 10% |  | Damp Location Rated,Enclosed Fixtures,Wet Location Rated |  |  |  | 2015-02-28 | 2015-03-06 | United States, Canada | ES_1111662_17A21G4DIM/830_03202015011919_4359224 | 2234940
Green Creative | Green Creative | 17A21G4DIM/840 | 17A21G4DIM/840 |  | A21 | General Purpose Replacement | E26 (Medium) | Omnidirectional | LED | 3 | 100 | 120 | 65 |  |  |  | 1700 | 17.5 | 97.1 | No | 25000 | 4000 | 83 | 15 | 0.9 | -20 | Dimmable | 10% |  | Damp Location Rated,Enclosed Fixtures,Wet Location Rated |  |  |  | 2015-02-28 | 2015-03-06 | United States, Canada | ES_1111662_17A21G4DIM/840_03202015012005_4405588 | 2234941
Green Creative | Green Creative | 18.5A21/830/277V | 18.5A21/830/277V |  | A21 | General Purpose Replacement | E26 (Medium) | Omnidirectional | LED | 3 | 125 | 128 | 65 |  |  |  | 2000 | 18.5 | 108.1 | No | 25000 | 3000 | 81 | 1 | 1 | -20 |  |  | Yes | Damp Location Rated,Wet Location Rated | No |  |  | 2015-11-08 | 2016-10-21 | United States, Canada | ES_1111662_18.5A21/830/277V_10212016064602_2362358 | 2282108
Green Creative | Green Creative | 18.5A21/840/277V | 18.5A21/840/277V |  | A21 | General Purpose Replacement | E26 (Medium) | Omnidirectional | LED | 3 | 125 | 128 | 65 |  |  |  | 2000 | 18.5 | 108.1 | No | 25000 | 4000 | 82 | 6 | 1 | -20 |  |  | Yes | Damp Location Rated,Wet Location Rated | No |  |  | 2015-11-08 | 2016-10-21 | United States, Canada | ES_1111662_18.5A21/840/277V_10212016064635_2395758 | 2282109
Green Creative | Green Creative | 18.5A21/850/277V | 18.5A21/850/277V |  | A21 | General Purpose Replacement | E26 (Medium) | Omnidirectional | LED | 3 | 125 | 128 | 65 |  |  |  | 2050 | 18.5 | 110.8 | No | 25000 | 5000 | 83 | 8 | 1 | -20 |  |  | Yes | Damp Location Rated,Wet Location Rated | No |  |  | 2015-11-08 | 2016-10-21 | United States, Canada | ES_1111662_18.5A21/850/277V_10212016064656_2416292 | 2282110
Green Creative | Green Creative | 19PAR38G3/830FL40/277V | 19PAR38G3/830FL40/277V |  | PAR38 | Reflector (Flood/Spot) | E26 (Medium) | Directional | LED | 5 | 100 | 128.1 | 119.5 | 2523 |  | 40 | 1260 | 20.3 | 62.1 | No | 25000 | 3000 | 84 | 8 | 0.9 | -20 |  |  |  | Damp Location Rated,Wet Location Rated |  |  |  | 2014-07-08 | 2015-01-14 | United States, Canada | ES_1111662_19PAR38G3/830FL40/277V_07252014112327_7407386 | 2216347
Green Creative | Green Creative | 19PAR38G3/830NF25/277V | 19PAR38G3/830NF25/277V |  | PAR38 | Reflector (Flood/Spot) | E26 (Medium) | Directional | LED | 5 | 100 | 128.1 | 119.5 | 4612 |  | 25 | 1260 | 20.3 | 62.1 | No | 25000 | 3000 | 84 | 8 | 0.9 | -20 |  |  |  | Damp Location Rated,Wet Location Rated |  |  |  | 2014-07-08 | 2015-01-14 | United States, Canada | ES_1111662_19PAR38G3/830NF25/277V_07252014112157_7317188 | 2216348
Green Creative | Green Creative | 3.5FB11DIM/827/E26 | 3.5FB11DIM/827/E26 |  | B10 | Decorative | E26 (Medium) | Decorative | LED | 3 | 40 | 100 | 60 |  |  |  | 320 | 3.9 | 91.4 | No | 15000 | 2700 | 82 | 4 | 0.9 | -20 | Dimmable | 10% | No | Damp Location Rated,Recessed Fixtures | No |  |  | 2016-01-01 | 2016-07-21 | United States, Canada | ES_1111662_3.5FB11DIM/827/E26_07212016144124_8657190 | 2272849
Green Creative | Green Creative | 40804 | 7.5MR16G4DIM/927SP15 |  | MR16 | Reflector (Flood/Spot) | GU5.3 | Directional | LED | 3 | 75 | 48 | 50 | 5685 |  | 15 | 410 | 7.5 | 54.7 | No | 25000 | 2700 | 95 | 74 | 0.9 | -20 | Dimmable | 20% |  | Damp Location Rated,Enclosed Fixtures |  |  |  | 2015-06-26 | 2016-03-03 | United States | ES_1111662_7.5MR16G4DIM/927SP15_09182015064624_8784346 | 2248194
Euri Lighting | Euri lighting | LED | EA21-1020et |  | A21 | General Purpose Replacement | E26 (Medium) | Omnidirectional | LED | 5 | 100 | 136 | 72 |  |  |  | 1600 | 17 | 94.1 | No | 25000 | 2700 | 82 | 11 | 1 | -25 |  |  | No | None | No |  |  | 2016-04-23 | 2016-04-26 | United States | ES_1132791_EA21-1020et_05052016114031_6987340 | 2266136
Euri Lighting | Euri lighting | LED | EB13-1000e-2 | LED,EB13-1000e-4, | B13 | Decorative | E12 (Candelabra) | Decorative | LED | 5 | 60 | 118 | 38 |  |  |  | 500 | 6.5 | 76.9 | No | 25000 | 3000 | 83 | 11 | 0.9 | -25 | Dimmable | 10% | No | None | No |  |  | 2016-04-23 | 2016-04-22 | United States | ES_1132791_EB13-1000e-2_05052016114005_2625657 | 2266137
Euri Lighting | Euri lighting | LED Lamp | EA19-3000E |  | A19 | General Purpose Replacement | E26 (Medium) | Omnidirectional | LED | 3 | 60 | 118 | 60 |  |  |  | 800 | 9 | 88.9 | No | 25000 | 3000 | 83 | 7 | 1 | -25 | Dimmable | 5% |  | None |  |  |  | 2015-08-26 | 2015-08-25 | United States | ES_1132791_EA19-3000E_09012015090308_2064589 | 2246838
Euri Lighting | Euri lighting | LED Lamp | EA19-3020E |  | A19 | General Purpose Replacement | E26 (Medium) | Omnidirectional | LED | 3 | 60 | 118 | 60 |  |  |  | 800 | 9 | 88.9 | No | 25000 | 2700 | 82 | 7 | 1 | -25 | Dimmable | 5% |  | None |  |  |  | 2015-08-26 | 2015-08-25 | United States | ES_1132791_EA19-3020E_09012015090308_2178990 | 2246862
Euri Lighting | Euri lighting | LED Lamp | EA19-3050E |  | A19 | General Purpose Replacement | E26 (Medium) | Omnidirectional | LED | 3 | 60 | 118 | 60 |  |  |  | 800 | 9 | 88.9 | No | 25000 | 5000 | 83 | 9 | 1 | -25 | Dimmable | 5% |  | None |  |  |  | 2015-08-26 | 2015-08-25 | United States | ES_1132791_EA19-3050E_09012015090308_5802686 | 2246839
Euri Lighting | Euri lighting | LED Lamp | EA19-6000E |  | A19 | General Purpose Replacement | E26 (Medium) | Omnidirectional | LED | 3 | 40 | 112 | 60 |  |  |  | 450 | 6.5 | 69.2 | No | 25000 | 3000 | 83 | 7 | 0.9 | -25 | Dimmable | 5% |  | None |  |  |  | 2015-08-26 | 2015-08-25 | United States | ES_1132791_EA19-6000E_09012015090256_6056779 | 2246841
Euri Lighting | Euri lighting | LED Lamp | EA19-6020E |  | A19 | General Purpose Replacement | E26 (Medium) | Omnidirectional | LED | 3 | 40 | 112 | 60 |  |  |  | 450 | 6.5 | 69.2 | No | 25000 | 2700 | 82 | 6 | 0.9 | -25 | Dimmable | 5% |  | None |  |  |  | 2015-08-26 | 2015-08-25 | United States | ES_1132791_EA19-6020E_09012015090256_5035429 | 2246840
Euri Lighting | Euri lighting | LED Lamp | EA19-6050E |  | A19 | General Purpose Replacement | E26 (Medium) | Omnidirectional | LED | 3 | 40 | 112 | 60 |  |  |  | 450 | 6.5 | 69.2 | No | 25000 | 5000 | 83 | 8 | 0.9 | -25 | Dimmable | 5% |  | None |  |  |  | 2015-08-26 | 2015-08-25 | United States | ES_1132791_EA19-6050E_09012015090256_9899163 | 2246842
Euri Lighting | Euri lighting | LED Lamp | EP16-1000E |  | PAR16 | Reflector (Flood/Spot) | GU10 | Directional | LED | 3 | 60 | 58.4 | 50.8 | 1298 |  | 25 |  | 6.5 | 69.2 | No | 25000 | 3000 | 84 | 14 | 0.9 | -25 | Dimmable | 5% |  | None |  |  |  | 2015-09-10 | 2015-09-28 | United States | ES_1132791_EP16-1000E_10022015125733_4468512 | 2249340
Euri Lighting | Euri lighting | LED Lamp | EP16-1000EW |  | PAR16 | Reflector (Flood/Spot) | GU10 | Directional | LED | 3 | 60 | 58.4 | 50.8 | 1148 |  | 40 |  | 6.5 | 69.2 | No | 25000 | 3000 | 84 | 14 | 0.9 | -25 | Dimmable | 5% |  | None |  |  |  | 2015-09-10 | 2015-09-28 | United States | ES_1132791_EP16-1000EW_10022015125733_6496436 | 2249343
Euri Lighting | Euri lighting | LED Lamp | EP16-1020E |  | PAR16 | Reflector (Flood/Spot) | GU10 | Directional | LED | 3 | 60 | 58.4 | 50.8 | 1467 |  | 25 |  | 6.5 | 69.2 | No | 25000 | 2700 | 81 | 1 | 0.9 | -25 | Dimmable | 5% |  | None |  |  |  | 2015-09-10 | 2015-09-28 | United States | ES_1132791_EP16-1020E_10022015125733_5618897 | 2249341
Euri Lighting | Euri lighting | LED Lamp | EP16-1020EW |  | PAR16 | Reflector (Flood/Spot) | GU10 | Directional | LED | 3 | 60 | 58.4 | 50.8 | 864 |  | 40 |  | 6.5 | 69.2 | No | 25000 | 2700 | 81 | 1 | 0.9 | -25 | Dimmable | 5% |  | None |  |  |  | 2015-09-10 | 2015-09-28 | United States | ES_1132791_EP16-1020EW_10022015125733_8205709 | 2249360
Euri Lighting | Euri lighting | LED Lamp | EP16-1050E |  | PAR16 | Reflector (Flood/Spot) | GU10 | Directional | LED | 3 | 60 | 58.4 | 50.8 | 1328 |  | 25 |  | 6.5 | 69.2 | No | 25000 | 5000 | 85 | 30 | 1 | -25 | Dimmable | 5% |  | None |  |  |  | 2015-09-10 | 2015-09-28 | United States | ES_1132791_EP16-1050E_10022015125733_8095396 | 2249342
Euri Lighting | Euri lighting | LED Lamp | EP16-1050EW |  | PAR16 | Reflector (Flood/Spot) | GU10 | Directional | LED | 3 | 60 | 58.4 | 50.8 | 868 |  | 40 |  | 6.5 | 69.2 | No | 25000 | 5000 | 85 | 30 | 1 | -25 | Dimmable | 5% |  | None |  |  |  | 2015-09-10 | 2015-09-28 | United States | ES_1132791_EP16-1050EW_10022015125733_3024679 | 2249361
Euri Lighting | Euri lighting | LED Lamp | EP20-1000E |  | PAR20 | Reflector (Flood/Spot) | E26 (Medium) | Directional | LED | 3 | 50 | 78.7 | 63.5 | 1496 |  | 25 |  | 7 | 78.6 | No | 25000 | 3000 | 84 | 14 | 1 | -25 | Dimmable | 5% |  | None |  |  |  | 2015-09-10 | 2015-09-28 | United States | ES_1132791_EP20-1000E_10022015125747_8133132 | 2249334
Euri Lighting | Euri lighting | LED Lamp | EP20-1000EW |  | PAR20 | Reflector (Flood/Spot) | E26 (Medium) | Directional | LED | 3 | 50 | 78.7 | 63.5 | 1085 |  | 40 |  | 7 | 78.6 | No | 25000 | 3000 | 84 | 14 | 1 | -25 | Dimmable | 5% |  | None |  |  |  | 2015-09-10 | 2015-09-28 | United States | ES_1132791_EP20-1000EW_10022015125747_4616195 | 2249337
Euri Lighting | Euri lighting | LED Lamp | EP20-1020E |  | PAR20 | Reflector (Flood/Spot) | E26 (Medium) | Directional | LED | 3 | 50 | 78.7 | 63.5 | 1382 |  | 25 |  | 7 | 78.6 | No | 25000 | 2700 | 81 | 1 | 0.9 | -25 | Dimmable | 5% |  | None |  |  |  | 2015-09-10 | 2015-09-28 | United States | ES_1132791_EP20-1020E_10022015125747_1165676 | 2249335
Euri Lighting | Euri lighting | LED Lamp | EP20-1020EW |  | PAR20 | Reflector (Flood/Spot) | E26 (Medium) | Directional | LED | 3 | 50 | 78.7 | 63.5 | 1093 |  | 40 |  | 7 | 78.6 | No | 25000 | 2700 | 81 | 1 | 0.9 | -25 | Dimmable | 5% |  | None |  |  |  | 2015-09-10 | 2015-09-28 | United States | ES_1132791_EP20-1020EW_10022015125747_7193304 | 2249338
Euri Lighting | Euri lighting | LED Lamp | EP20-1050E |  | PAR20 | Reflector (Flood/Spot) | E26 (Medium) | Directional | LED | 3 | 50 | 78.7 | 63.5 | 1428 |  | 25 |  | 7 | 78.6 | No | 25000 | 5000 | 85 | 29 | 0.9 | -25 | Dimmable | 5% |  | None |  |  |  | 2015-09-10 | 2015-09-28 | United States | ES_1132791_EP20-1050E_10022015125747_7095915 | 2249336
Euri Lighting | Euri lighting | LED Lamp | EP20-1050EW |  | PAR20 | Reflector (Flood/Spot) | E26 (Medium) | Directional | LED | 3 | 50 | 78.7 | 63.5 | 1033 |  | 40 |  | 7 | 78.6 | No | 25000 | 5000 | 85 | 29 | 0.9 | -25 | Dimmable | 5% |  | None |  |  |  | 2015-09-10 | 2015-09-28 | United States | ES_1132791_EP20-1050EW_10022015125747_8653874 | 2249339
Feit Electric | FEIT ELECTRIC | CFL Lamp | ESL9TM | ,,Retail Number: BPESL9TM/3/ECO; ,,Retail Number: BPESL9TMM; ,,Retail Number: ESL9TM/3/ECO; ,,Retail Number: ESL9TM/4; ,,Retail Number: ESL9TM/ECO | CFL Bare Spiral | General Purpose Replacement | E26 (Medium) | Omnidirectional | CFL | 2 | 40 | 106 | 44.3 |  | 2.5 |  | 500 | 9 | 55.6 | No | 10000 | 2700 | 82 | -10 | 0.6 | -28 |  |  |  | Damp Location Rated,Enclosed Fixtures,Not for Use in Recessed Fixtures |  |  |  | 2014-11-12 | 2014-11-10 | United States, Canada | ES_1018130_ESL9TM_11102014183841_9106377 | 2226472
Feit Electric | FEIT ELECTRIC | CFL Lamp | ESL9TM/35K | ,,Retail Number: ESL9TM/BW; ,,Retail Number: ESL9TM/BW/3 | CFL Bare Spiral | General Purpose Replacement | E26 (Medium) | Omnidirectional | CFL | 2 | 40 | 106.3 | 45.1 |  | 2.5 |  | 500 | 9 | 55.6 | No | 10000 | 3500 | 86 | 21 | 0.6 | -28 |  |  |  | Damp Location Rated,Enclosed Fixtures,Not for Use in Recessed Fixtures |  |  |  | 2014-11-12 | 2014-11-10 | United States, Canada | ES_1018130_ESL9TM/35K_11102014184121_6047620 | 2226473
Feit Electric | FEIT ELECTRIC | CFL Lamp | ESL9TM/65K | ,,Retail Number: BPESL9TM/D; ,,Retail Number: ESL9TM/D; ,,Retail Number: ESL9TM/D/3 | CFL Bare Spiral | General Purpose Replacement | E26 (Medium) | Omnidirectional | CFL | 2 | 40 | 105.8 | 44.2 |  | 2.5 |  | 500 | 9 | 55.6 | No | 10000 | 6500 | 86 | 55 | 0.6 | -28 |  |  |  | Damp Location Rated,Enclosed Fixtures,Not for Use in Recessed Fixtures |  |  |  | 2014-11-12 | 2014-11-10 | United States, Canada | ES_1018130_ESL9TM/65K_11102014183512_6510006 | 2226471
Feit Electric | FEIT ELECTRIC | CFL LAMP | ESL15R30DM/5K | ,,Retail Number: ESL15R30/5K/DIM; ,,Retail Number: ESL15R30/5K/DIM/2 | BR30 | Reflector (Flood/Spot) | E26 (Medium) | Directional | CFL | 2 | 65 | 136.3 | 95.7 |  | 2.5 |  | 720 | 16 | 45 | No | 10000 | 5000 | 86 | 33 | 0.7 | -20 | Dimmable | 10% |  | Damp Location Rated,Recessed Fixtures,Not for Use in Enclosed Fixtures |  |  |  | 2015-07-13 | 2015-07-15 | United States | ES_1018130_ESL15R30DM/5K_07152015145302_3918750 | 2243873
Feit Electric | FEIT ELECTRIC | CFL LAMP | ESL15R30DM(A) | ,,Retail Number: BPESL15R30/DM; ,,Retail Number: ESL15BR30/DM; ,,Retail Number: ESL15BR30/DM/2; ,,Retail Number: ESL15R30/DIM | BR30 | Reflector (Flood/Spot) | E26 (Medium) | Directional | CFL | 2 | 65 | 136.3 | 95.2 |  | 2.5 |  | 720 | 16 | 45 | No | 10000 | 2700 | 83 | -18 | 0.7 | -20 | Dimmable | 10% |  | Damp Location Rated,Recessed Fixtures,Not for Use in Enclosed Fixtures |  |  |  | 2015-07-13 | 2015-07-15 | United States | ES_1018130_ESL15R30DM(A)_07152015145337_5081785 | 2243874
Ushio America Inc. | UPHORIA | LED | 1003967 |  | PAR30 | Reflector (Flood/Spot) | E26 (Medium) | Directional | LED | 5 | 75 | 87 | 94 | 1540 |  | 40 |  | 10.5 | 76.4 | No | 40000 | 3000 | 90 | 48 | 0.9 | -20 | Dimmable | 10% |  | None |  |  |  | 2015-06-01 | 2015-06-05 | United States, Canada | ES_1086348_1003967_06102015081319_3508374 | 2241329
Feit Electric | FEIT ELECTRIC | CFL T2 13W 2700K | CE13T2/4 (N) |  | A19 | General Purpose Replacement | E26 (Medium) | Omnidirectional | CFL | 3 | 60 | 96.2 | 49.6 |  | 1 |  | 900 | 13.4 | 69.2 | No | 10000 | 2700 | 82 | -25 | 0.6 | -20 |  |  |  | None |  |  |  | 2014-09-01 | 2014-09-29 | United States | ES_1018130_CE13T2/4 (N)_10012014163744_7403184 | 2221069
Feit Electric | FEIT ELECTRIC | CFL T2 23W | ESL23T2 | ,,Retail Number: CE23T2/6 | CFL Bare Spiral | General Purpose Replacement | E26 (Medium) | Omnidirectional | CFL | 2 | 100 | 110.8 | 60.5 |  | 2.5 |  | 1600 | 23 | 69.6 | No | 10000 | 2700 | 81 | -19 | 0.6 | -28 |  |  |  | Damp Location Rated,Not for Use in Recessed Fixtures,Not for Use in Enclosed Fixtures |  |  |  | 2014-10-12 | 2014-10-10 | United States | ES_1018130_ESL23T2_10102014143317_9604188 | 2226448
Feit Electric | FEIT ELECTRIC | Decorative CFC Filament LED Lamp | CFC40/827/LED | ,,Retail Number: BPCFC40/827/LED/2 | CA10 | Decorative | E12 (Candelabra) | Decorative | LED | 3 | 40 | 107.8 | 34.7 |  |  |  | 300 | 3.8 | 78.9 | No | 15000 | 2700 | 83 | 9 | 1 | -25 | Dimmable | 5% | Yes | Damp Location Rated,Use With Timers,Use With Photo and/or Motion Sensors,Recessed Fixtures | No |  |  | 2016-07-16 | 2016-08-02 | United States | ES_1018130_CFC40/827/LED_08022016155101_2349892 | 2281137
Feit Electric | FEIT ELECTRIC | Decorative CFC LED | CFC/DM/300/827/LED | ,,Retail Number: CFC/DM/300/827/LED(C1) | CA10 | Decorative | E12 (Candelabra) | Decorative | LED | 3 | 40 | 107.4 | 36.1 |  |  |  | 300 | 4.5 | 66.7 | No | 25000 | 2700 | 82 | 10 | 0.9 | -25 | Dimmable | 5% | Yes | Use With Timers,Damp Location Rated,Use With Photo and/or Motion Sensors,Recessed Fixtures | No |  |  | 2016-07-30 | 2016-08-02 | United States, Canada | ES_1018130_CFC/DM/300/827/LED_08022016155202_4589233 | 2281142
Feit Electric | FEIT ELECTRIC | Decorative CFC LED | CFC/DM/300/850/LED | ,,Retail Number: CFC/DM/300/5K/LED(C1); ,,Retail Number: CFCDM/300/5K/LED/CAN(C1) | CA10 | Decorative | E12 (Candelabra) | Decorative | LED | 3 | 40 | 107.8 | 36.2 |  |  |  | 300 | 4.5 | 66.7 | No | 25000 | 5000 | 84 | 18 | 0.9 | -25 | Dimmable | 5% | Yes | Damp Location Rated,Use With Timers,Use With Photo and/or Motion Sensors,Recessed Fixtures | No |  |  | 2016-07-30 | 2016-08-02 | United States, Canada | ES_1018130_CFC/DM/300/850/LED_08022016155233_3248991 | 2281143
Feit Electric | FEIT ELECTRIC | Decorative CFC LED | CFC/DM/500/850/LED | ,,Retail Number: CFCDM500/850/LED/CAN | CA10 | Decorative | E12 (Candelabra) | Decorative | LED | 3 | 60 | 113.5 | 36 |  |  |  | 500 | 7 | 71.4 | No | 25000 | 5000 | 84 | 19 | 0.9 | -25 | Dimmable | 5% | No | Damp Location Rated,Use With Timers,Use With Photo and/or Motion Sensors,Recessed Fixtures | No |  |  | 2016-07-15 | 2016-08-02 | United States | ES_1018130_CFC/DM/500/850/LED_08022016155145_4329891 | 2281141
Feit Electric | FEIT ELECTRIC | Decorative CFL Lamp | BPESL7EF |  | Decorative Candle: Other | Decorative | E26 (Medium) | Decorative | CFL | 2 | 40 | 122.7 | 37.4 |  | 2.5 |  | 320 | 7 | 45.7 | No | 10000 | 2700 | 82 | -17 | 0.6 | -29 |  |  |  | Damp Location Rated,Not for Use in Recessed Fixtures,Not for Use in Enclosed Fixtures |  |  |  | 2015-02-05 | 2015-02-27 | United States, Canada | ES_1018130_BPESL7EF_02272015153223_0287493 | 2235050
Feit Electric | FEIT ELECTRIC | Decorative CFL Lamp | BPESL7F |  | Decorative Candle: Other | Decorative | E12 (Candelabra) | Decorative | CFL | 2 | 40 | 121.3 | 37.7 |  | 2.5 |  | 320 | 7 | 45.7 | No | 10000 | 2700 | 82 | -17 | 0.6 | -29 |  |  |  | Damp Location Rated,Not for Use in Recessed Fixtures,Not for Use in Enclosed Fixtures |  |  |  | 2014-11-17 | 2014-11-21 | United States, Canada | ES_1018130_BPESL7F_11212014114935_4422114 | 2229256
Feit Electric | FEIT ELECTRIC | Decorative CFL Lamp | ESL7C | ,,Retail Number: BPESL7C | Decorative Candle: Other | Decorative | E12 (Candelabra) | Decorative | CFL | 2 | 40 | 113.4 | 39.3 |  | 2.5 |  | 320 | 7 | 45.7 | No | 10000 | 2700 | 82 | -17 | 0.6 | -29 |  |  |  | Damp Location Rated,Not for Use in Recessed Fixtures,Not for Use in Enclosed Fixtures |  |  |  | 2015-01-07 | 2015-01-06 | United States, Canada | ES_1018130_ESL7C_01062015095357_6830251 | 2230975
Feit Electric | FEIT ELECTRIC | Decorative Globel LED Lamp | G25/827DM/LED | ,,Retail Number: G25/827/LED/6 | G25 | Globe | E26 (Medium) | Decorative | LED | 3 | 40 | 110.7 | 80.1 |  |  |  | 495 | 7.5 | 66 | No | 25000 | 2700 | 83 | 11 | 0.9 | -25 | Dimmable | 5% | Yes | Damp Location Rated,Use With Timers,Use With Photo and/or Motion Sensors,Recessed Fixtures | No |  |  | 2016-08-15 | 2016-08-23 | United States, Canada | ES_1018130_G25/827DM/LED_08232016174639_7693456 | 2280223
Feit Electric | FEIT ELECTRIC | Decorative Globel LED Lamp | G25/830DM/LED | ,,Retail Number: G25/DM/LEDG2(C1); ,,Retail Number: G25/DM/LEDG2/CAN(C1) | G25 | Globe | E26 (Medium) | Decorative | LED | 3 | 40 | 111.1 | 80 |  |  |  | 495 | 7.5 | 66 | No | 25000 | 3000 | 82 | 8 | 0.9 | -25 | Dimmable | 5% | Yes | Damp Location Rated,Use With Timers,Use With Photo and/or Motion Sensors,Recessed Fixtures | No |  |  | 2016-08-15 | 2016-08-23 | United States, Canada | ES_1018130_G25/830DM/LED_08232016174701_4532993 | 2280224
Feit Electric | FEIT ELECTRIC | Decorative Globel LED Lamp | G25/850DM/LED | ,,Retail Number: G25/DM/5K/LEDG2(C1) | G25 | Globe | E26 (Medium) | Decorative | LED | 3 | 40 | 110 | 80.1 |  |  |  | 495 | 7.5 | 66 | No | 25000 | 5000 | 84 | 18 | 0.9 | -25 | Dimmable | 5% | Yes | Use With Timers,Damp Location Rated,Use With Photo and/or Motion Sensors,Recessed Fixtures | No |  |  | 2016-08-15 | 2016-08-23 | United States, Canada | ES_1018130_G25/850DM/LED_08232016174715_3458781 | 2280225
Feit Electric | FEIT ELECTRIC | LED PAR30 930 | BPCEPAR30/930/LED/2 |  | PAR30L | Reflector (Flood/Spot) | E26 (Medium) | Directional | LED | 5 | 75 | 120.2 | 94.3 | 1649 |  | 38 | 750 | 13 | 57.7 | No | 25000 | 3000 | 93 | 75 | 1 | -25 | Dimmable | 5% |  | Damp Location Rated,Use With Timers,Enclosed Fixtures,Recessed Fixtures,Use With Photo And/Or Motion Sensors |  |  |  | 2016-01-25 | 2016-02-04 | United States | ES_1018130_BPCEPAR30/930/LED/2_02042016174212_2849390 | 2260004
Feit Electric | FEIT ELECTRIC | LED PAR30 930 | PAR30/930 | ,,Retail Number: BPCEPAR30/930/2 | PAR30L | Reflector (Flood/Spot) | E26 (Medium) | Directional | LED | 5 | 75 | 114.1 | 95 | 1681 |  | 38 | 750 | 13 | 57.7 | No | 25000 | 3000 | 94 | 65 | 1 | -25 | Dimmable | 5% |  | Damp Location Rated,Use With Timers,Enclosed Fixtures,Recessed Fixtures,Use With Photo And/Or Motion Sensors |  |  |  | 2015-12-31 | 2016-01-26 | United States | ES_1018130_PAR30/930_01262016113415_4871913 | 2257648
Feit Electric | FEIT ELECTRIC | LED PAR30L | PAR30L/930/LEDG11 | ,,Retail Number: PAR30L/930/LEDG11/2 | PAR30L | Reflector (Flood/Spot) | E26 (Medium) | Directional | LED | 5 | 75 | 120.1 | 95.1 | 1588 |  | 38 | 750 | 13 | 57.7 | No | 25000 | 3000 | 93 | 65 | 0.9 | -25 | Dimmable | 5% |  | Damp Location Rated,Use With Timers,Enclosed Fixtures,Recessed Fixtures,Use With Photo And/Or Motion Sensors |  |  |  | 2016-03-15 | 2016-03-23 | United States | ES_1018130_PAR30L/930/LEDG11_03232016141646_5820013 | 2264388
Feit Electric | FEIT ELECTRIC | LED PAR 38 | PAR38/LEDG9/2 |  | PAR38 | Reflector (Flood/Spot) | E26 (Medium) | Directional | LED | 3 | 90 | 134.6 | 122.4 | 3047 |  |  | 950 | 15 | 63.3 | No | 25000 | 2700 | 83 | 11 | 1 | -25 | Dimmable |  |  | None |  |  |  | 2015-08-10 | 2015-08-10 | United States, Canada | ES_1018130_PAR38/LEDG9/2_08142015163450_9307733 | 2245840
Feit Electric | FEIT ELECTRIC | LED PAR 38 | PAR38/LEDG9/2 |  | PAR38 | Reflector (Flood/Spot) | E26 (Medium) | Directional | LED | 3 | 90 | 134.6 | 122.4 | 3195 |  |  | 950 | 15 | 63.3 | No | 25000 | 3000 | 83 | 11 | 1 | -25 | Dimmable |  |  | None |  |  |  | 2015-08-10 | 2015-08-10 | United States, Canada | ES_1018130_PAR38/LEDG9/2_08142015163450_2792549 | 2245841
Feit Electric | FEIT ELECTRIC | LED PAR 38 | PAR38/LEDG9/2 |  | PAR38 | Reflector (Flood/Spot) | E26 (Medium) | Directional | LED | 3 | 90 | 134.6 | 122.4 | 3387 |  |  | 950 | 15 | 63.3 | No | 25000 | 5000 | 86 | 25 | 1 | -25 | Dimmable |  |  | None |  |  |  | 2015-08-10 | 2015-08-10 | United States, Canada | ES_1018130_PAR38/LEDG9/2_08142015163450_7176096 | 2245842
Feit Electric | FEIT ELECTRIC | LED PAR38 | PAR38/930/LEDG11 |  | PAR38 | Reflector (Flood/Spot) | E26 (Medium) | Directional | LED | 5 | 90 | 129.3 | 120.4 | 1704 |  | 38 | 950 | 15 | 63.3 | No | 25000 | 3000 | 93 | 63 | 0.9 | -25 | Dimmable | 5% |  | Damp Location Rated,Use With Timers,Enclosed Fixtures,Wet Location Rated,Recessed Fixtures,Use With Photo And/Or Motion Sensors |  |  |  | 2016-03-15 | 2016-03-23 | United States | ES_1018130_PAR38/930/LEDG11_03232016141701_2039931 | 2264389
Feit Electric | FEIT ELECTRIC | LED PAR38 | PAR38/LEDG9/4 |  | PAR38 | Reflector (Flood/Spot) | E26 (Medium) | Directional | LED | 3 | 90 | 134.6 | 122.4 | 3195 |  |  |  | 15 | 63.3 | No | 25000 | 3000 | 82 | 11 | 1 | -25 | Dimmable | 10% |  | Damp Location Rated |  |  |  | 2015-08-15 | 2015-11-17 | United States | ES_1018130_PAR38/LEDG9/4_11182015114449_8066951 | 2252895
Feit Electric | FEIT ELECTRIC | LED PAR38 930 | CEPAR38/930/LED/2 |  | PAR38 | Reflector (Flood/Spot) | E26 (Medium) | Directional | LED | 5 | 90 | 132.5 | 121.1 | 1686 |  | 38 | 950 | 15.5 | 61.3 | No | 25000 | 3000 | 93 | 73 | 0.9 | -25 | Dimmable | 5% |  | Damp Location Rated,Use With Timers,Enclosed Fixtures,Wet Location Rated,Recessed Fixtures,Use With Photo And/Or Motion Sensors |  |  |  | 2016-01-25 | 2016-02-04 | United States | ES_1018130_CEPAR38/930/LED/2_02042016174234_4589120 | 2260005
Feit Electric | FEIT ELECTRIC | LED PAR38 930 | PAR38/930 | ,,Retail Number: CEPAR38/930/2 | PAR38 | Reflector (Flood/Spot) | E26 (Medium) | Directional | LED | 5 | 90 | 136.7 | 122.6 | 1914 |  | 38 | 950 | 15 | 63.3 | No | 25000 | 3000 | 93 | 74 | 0.9 | -25 | Dimmable | 5% |  | Damp Location Rated,Use With Timers,Enclosed Fixtures,Wet Location Rated,Recessed Fixtures,Use With Photo And/Or Motion Sensors |  |  |  | 2016-01-19 | 2016-01-25 | United States | ES_1018130_PAR38/930_01252016113438_5489204 | 2257641
Feit Electric | FEIT ELECTRIC | LED R20 Dimmable | R20/DM/LEDG3/2(T) |  | R20 | Reflector (Flood/Spot) | E26 (Medium) | Directional | LED | 3 | 45 | 99 | 63 |  |  | 105 | 450 | 7.5 | 60 | No | 25000 | 2700 | 82 | 7 | 1 | -25 | Dimmable | 5% |  | None |  |  |  | 2014-01-25 | 2015-01-23 | United States | ES_1018130_R20/DM/LEDG3/2(T)_01262015162630_5371468 | 2232452
Feit Electric | FEIT ELECTRIC | LED ST19 | ST1940/LED | ,,Retail Number: BPST19/40/LED/2 | ST | ST | E26 (Medium) | Decorative | LED | 3 | 40 | 136.5 | 64.1 |  |  |  | 400 | 4.8 | 83.3 | No | 15000 |  | 84 | 20 | 0.9 | -25 | Dimmable | 5% | Yes | Damp Location Rated,Use With Timers,Use With Photo and/or Motion Sensors,Recessed Fixtures | No |  |  | 2016-08-15 | 2016-08-26 | United States | ES_1018130_ST1940/LED_08262016170702_3478592 | 2280217
Feit Electric | FEIT ELECTRIC | LED Vintage CFC | BPCECFC/827/3 | ,,Retail Number: BPCECFC/827/6 | CA10 | Decorative | E12 (Candelabra) | Decorative | LED | 5 | 40 | 112.3 | 35.2 |  |  |  | 300 | 3.8 | 78.9 | No | 15000 | 2700 | 82 | 4 | 1 | -25 | Dimmable | 5% | Yes | Damp Location Rated,Use With Timers,Use With Photo and/or Motion Sensors,Recessed Fixtures | No |  |  | 2016-08-15 | 2016-08-24 | United States | ES_1018130_BPCECFC/827/3_08242016174601_3249892 | 2280220
Feit Electric | FEIT ELECTRIC | LED Vintage G25 | BPCEG25/827/LED/4 |  | G25 | Globe | E26 (Medium) | Decorative | LED | 5 | 40 | 110.6 | 80.4 |  |  |  | 475 | 5 | 95 | No | 15000 | 2700 | 83 | 10 | 1 | -25 | Dimmable | 5% | Yes | Damp Location Rated,Use With Timers,Use With Photo and/or Motion Sensors,Recessed Fixtures | No |  |  | 2016-05-15 | 2016-06-14 | United States | ES_1018130_BPCEG25/827/LED/4_06142016143512_3214890 | 2270426
Feit Electric | FEIT ELECTRIC | MR16 500 LED | BPEXN/500/LED |  | MR16 | Reflector (Flood/Spot) | GU5.3 | Directional | LED | 3 | 50 | 46.5 | 50 | 1153 |  | 38 | 500 | 8.5 | 58.8 | No | 25000 | 3000 | 81 | 7 | 1 | -25 | Dimmable | 10% |  | None |  |  |  | 2014-12-30 | 2015-01-19 | United States | ES_1018130_BPEXN/500/LED_01212015114942_4306359 | 2231303
Feit Electric | FEIT ELECTRIC | MR16 500 LED | BPEXN/500/LED/CAN |  | MR16 | Reflector (Flood/Spot) | GU5.3 | Directional | LED | 3 | 50 | 46.5 | 50 | 1153 |  | 38 | 500 | 8.5 | 58.8 | No | 25000 | 3000 | 81 | 7 | 1 | -25 | Dimmable | 10% |  | None |  |  |  | 2014-12-30 | 2015-01-19 | United States | ES_1018130_BPEXN/500/LED/CAN_01212015114942_3452806 | 2231302
Feit Electric | FEIT ELECTRIC | MR16 50W | EXN500/LED/3/CAN |  | MR16 | Reflector (Flood/Spot) | GU5.3 | Directional | LED | 3 | 50 | 46.3 | 49.9 | 1081 |  | 40 | 500 | 7 | 71.4 | No | 25000 | 3000 | 82 | 9 | 0.9 | -25 | Dimmable | 5% | No | None | No |  |  | 2016-09-01 | 2016-09-08 | Canada | ES_1018130_EXN500/LED/3/CAN_09092016143401_2098899 | 2278652
Feit Electric | FEIT ELECTRIC | MR16 GU10 LED | BPMR16/GU10/500/LED | MR16 GU10 LED,BPMR16GU10500LED/CAN, | PAR16 | Reflector (Flood/Spot) | GU10 | Directional | LED | 3 | 50 | 54.4 | 49.9 | 1170 |  | 38 | 500 | 8 | 62.5 | No | 25000 | 3000 | 81 | 10 | 0.7 | -25 | Dimmable | 10% |  | Damp Location Rated |  |  |  | 2014-12-15 | 2015-01-13 | United States | ES_1018130_BPMR16/GU10/500/LED_01142015110501_2145594 | 2230965
Fujian YDJ Light Co., Ltd. | YDJ Light | CFL | 128413-50K |  | CFL Bare Spiral | General Purpose Replacement | E26 (Medium) | Omnidirectional | CFL | 2 | 60 | 100.1 | 38.9 |  | 2.5 |  | 800 | 13 | 61.5 | No | 12000 | 5000 | 84 | 29 | 0.6 | -18 |  |  |  | Not for Use in Recessed Fixtures,Not for Use in Enclosed Fixtures |  |  |  | 2016-02-06 | 2016-02-08 | United States, Canada | ES_33216_128413-50K_02082016143321_2198300 | 2260542
Fujian YDJ Light Co., Ltd. | YDJ Light | CFL | 128413-65 |  | CFL Bare Spiral | General Purpose Replacement | E26 (Medium) | Omnidirectional | CFL | 2 | 60 | 100 | 38 |  | 1.5 |  | 800 | 13 | 61.5 | No | 12000 | 6500 | 82 | 2 | 0.5 | -18 |  |  |  | Not for Use in Enclosed Fixtures |  |  |  | 2014-09-30 | 2014-10-16 | United States, Canada | ES_33216_128413-65_10222014133329_9130366 | 2223166
Fujian YDJ Light Co., Ltd. | YDJ Light | CFL | 128413-65K |  | CFL Bare Spiral | General Purpose Replacement | E26 (Medium) | Omnidirectional | CFL | 2 | 60 | 100.2 | 38.6 |  | 2.5 |  | 800 | 13 | 61.5 | No | 12000 | 6500 | 84 | 57 | 0.6 | -18 |  |  |  | Not for Use in Recessed Fixtures,Not for Use in Enclosed Fixtures |  |  |  | 2014-06-15 | 2014-07-01 | United States, Canada | ES_33216_128413-65K_07152014094237_2831087 | 2215532
Fujian YDJ Light Co., Ltd. | YDJ Light | CFL | 128413K |  | CFL Bare Spiral | General Purpose Replacement | E12 (Candelabra) | Omnidirectional | CFL | 2 | 60 | 100 | 39 |  | 1.5 |  | 800 | 13 | 61.5 | No | 12000 | 2700 | 81 | -9 | 0.6 | -18 |  |  |  | Not for Use in Enclosed Fixtures |  |  |  | 2014-09-30 | 2014-10-16 | United States, Canada | ES_33216_128413K_10222014133321_2970948 | 2223171
Fujian YDJ Light Co., Ltd. | YDJ Light | CFL | 128413K-27K |  | CFL Bare Spiral | General Purpose Replacement | E12 (Candelabra) | Omnidirectional | CFL | 2 | 60 | 99.3 | 38.8 |  | 2.5 |  | 900 | 13 | 69.2 | No | 12000 | 2700 | 82 | -19 | 0.6 | -18 |  |  |  | Not for Use in Recessed Fixtures,Not for Use in Enclosed Fixtures |  |  |  | 2015-09-05 | 2015-09-30 | United States, Canada | ES_33216_128413K-27K_09302015153534_6988713 | 2250277
Fujian YDJ Light Co., Ltd. | YDJ Light | CFL | 128720-27 |  | CFL Bare Spiral | General Purpose Replacement | E26 (Medium) | Omnidirectional | CFL | 2 | 75 | 105 | 51.5 |  | 1.5 |  | 1300 | 20 | 65 | No | 12000 | 2700 | 81 | 0 | 0.6 | -18 |  |  |  | Not for Use in Enclosed Fixtures |  |  |  | 2014-09-30 | 2014-09-25 | United States, Canada | ES_33216_128720-27_10012014163336_4692070 | 2221097
Fujian YDJ Light Co., Ltd. | YDJ Light | CFL | 128720-30 |  | CFL Bare Spiral | General Purpose Replacement | E26 (Medium) | Omnidirectional | CFL | 2 | 75 | 105 | 51.5 |  | 1.5 |  | 1300 | 20 | 65 | No | 12000 | 3000 | 83 | 2 | 0.6 | -18 |  |  |  | Not for Use in Enclosed Fixtures |  |  |  | 2014-09-30 | 2014-09-25 | United States, Canada | ES_33216_128720-30_10012014163336_3440418 | 2221096
Fujian YDJ Light Co., Ltd. | YDJ Light | CFL | 128720-35 |  | CFL Bare Spiral | General Purpose Replacement | E26 (Medium) | Omnidirectional | CFL | 2 | 75 | 105 | 52 |  | 1.5 |  | 1300 | 20 | 65 | No | 12000 | 3500 | 83 | 5 | 0.6 | -18 |  |  |  | Not for Use in Enclosed Fixtures |  |  |  | 2014-10-20 | 2014-10-22 | United States, Canada | ES_33216_128720-35_10242014153741_2464188 | 2223731
Fujian YDJ Light Co., Ltd. | YDJ Light | CFL | 128723-27 |  | CFL Bare Spiral | General Purpose Replacement | E26 (Medium) | Omnidirectional | CFL | 2 | 100 | 113 | 51.5 |  | 1.5 |  | 1640 | 23 | 71.3 | No | 12000 | 2700 | 82 | 16 | 0.6 | -18 |  |  |  | Not for Use in Enclosed Fixtures |  |  |  | 2014-09-30 | 2014-09-30 | United States, Canada | ES_33216_128723-27_10012014163715_4552653 | 2221071
Fujian YDJ Light Co., Ltd. | YDJ Light | CFL | 128723-35 |  | CFL Bare Spiral | General Purpose Replacement | E26 (Medium) | Omnidirectional | CFL | 2 | 100 | 113 | 51.5 |  | 1.5 |  | 1640 | 23 | 71.3 | No | 12000 | 3500 | 83 | 19 | 0.6 | -18 |  |  |  | Not for Use in Enclosed Fixtures |  |  |  | 2014-09-30 | 2014-09-30 | United States, Canada | ES_33216_128723-35_10012014163715_8150638 | 2221072
Fujian YDJ Light Co., Ltd. | YDJ Light | CFL | 13010 |  | CFL Bare Spiral | General Purpose Replacement | E26 (Medium) | Omnidirectional | CFL | 2 | 60 | 94 | 42 |  | 1.5 |  | 825 | 13 | 63.5 | No | 10000 | 2700 | 81 | 8 | 0.6 | -18 |  |  |  | Not for Use in Enclosed Fixtures |  |  |  | 2014-09-30 | 2014-09-25 | United States, Canada | ES_33216_13010_10012014163432_4933328 | 2221092
Fujian YDJ Light Co., Ltd. | YDJ Light | CFL | 15010 |  | CFL Bare Spiral | General Purpose Replacement | E26 (Medium) | Omnidirectional | CFL | 2 | 60 | 100 | 42 |  | 1.5 |  | 1000 | 15 | 66.7 | No | 10000 | 2700 | 82 | -3 | 0.5 | -18 |  |  |  | Not for Use in Enclosed Fixtures |  |  |  | 2014-09-30 | 2014-09-25 | United States, Canada | ES_33216_15010_10012014163252_4908100 | 2221099
Fujian YDJ Light Co., Ltd. | YDJ Light | CFL | 15013-27 |  | CFL Bare Spiral | General Purpose Replacement | E26 (Medium) | Omnidirectional | CFL | 3 | 60 | 94 | 42 |  | 1.5 |  | 825 | 13 | 63.5 | No | 15000 | 2700 | 81 | 7 | 0.6 | -18 |  |  |  | Other,Not for use in enclosed fixtures |  |  |  | 2014-08-20 | 2014-08-06 | United States, Canada | ES_33216_15013-27_08142014180055_8602412 | 2217407
Fujian YDJ Light Co., Ltd. | YDJ Light | CFL | 15015-27 |  | CFL Bare Spiral | General Purpose Replacement | E26 (Medium) | Omnidirectional | CFL | 3 | 60 | 100 | 42 |  | 1.5 |  | 975 | 15 | 65 | No | 15000 | 2700 | 82 | 13 | 0.6 | -18 |  |  |  | Not for Use in Enclosed Fixtures |  |  |  | 2014-09-30 | 2014-10-16 | United States, Canada | ES_33216_15015-27_10222014133349_6450428 | 2223164
Fujian YDJ Light Co., Ltd. | YDJ Light | CFL | 15023-30 |  | CFL Bare Spiral | General Purpose Replacement | E26 (Medium) | Omnidirectional | CFL | 3 | 100 | 112 | 54.5 |  | 1.5 |  | 1640 | 23 | 71.3 | No | 15000 | 3000 | 82 | 15 | 0.6 | -18 |  |  |  | Not for Use in Enclosed Fixtures |  |  |  | 2014-09-30 | 2014-09-25 | United States, Canada | ES_33216_15023-30_10012014163651_1380144 | 2221078
Fujian YDJ Light Co., Ltd. | YDJ Light | CFL | 151301 |  | CFL Bare Spiral | General Purpose Replacement | GU24 | Omnidirectional | CFL | 3 | 60 | 90 | 42 |  | 1.5 |  | 900 | 13 | 69.2 | No | 15000 | 2700 | 82 | 12 | 0.6 | -18 |  |  |  | Not for Use in Enclosed Fixtures |  |  |  | 2014-11-20 | 2014-11-12 | United States, Canada | ES_33216_151301_11132014141232_8687178 | 2225234
Fujian YDJ Light Co., Ltd. | YDJ Light | CFL | 20010 |  | CFL Bare Spiral | General Purpose Replacement | E26 (Medium) | Omnidirectional | CFL | 2 | 75 | 105 | 54.5 |  | 1.5 |  | 1300 | 20 | 65 | No | 10000 | 2700 | 81 | 8 | 0.5 | -18 |  |  |  | Other,Not for use in enclosed fixtures |  |  |  | 2014-09-20 | 2014-09-25 | United States, Canada | ES_33216_20010_10012014163215_2892601 | 2221100
Fujian YDJ Light Co., Ltd. | YDJ Light | CFL | 201201 |  | CFL Bare Spiral | General Purpose Replacement | E26 (Medium) | Omnidirectional | CFL | 3 | 75 | 105 | 54.5 |  | 1.5 |  | 1355 | 20 | 67.8 | No | 15000 | 2700 | 82 | 9 | 0.6 | -18 |  |  |  | Other,Not for use in enclosed fixtures |  |  |  | 2014-08-20 | 2014-08-06 | United States, Canada | ES_33216_201201_08142014180145_5646784 | 2217406
Fujian YDJ Light Co., Ltd. | YDJ Light | CFL | 201401 |  | CFL Bare Spiral | General Purpose Replacement | GU24 | Omnidirectional | CFL | 3 | 75 | 95 | 54.5 |  | 1.5 |  | 1300 | 20 | 65 | No | 15000 | 2700 | 82 | 8 | 0.6 | -18 |  |  |  | Not for Use in Enclosed Fixtures |  |  |  | 2014-10-20 | 2014-10-21 | United States, Canada | ES_33216_201401_10222014133735_9115068 | 2223146
Fujian YDJ Light Co., Ltd. | YDJ Light | CFL | 231201 |  | CFL Bare Spiral | General Purpose Replacement | E26 (Medium) | Omnidirectional | CFL | 3 | 100 | 112 | 54.5 |  | 1.5 |  | 1640 | 23 | 71.3 | No | 15000 | 2700 | 81 | 14 | 0.6 | -18 |  |  |  | Not for Use in Enclosed Fixtures |  |  |  | 2014-09-30 | 2014-09-25 | United States, Canada | ES_33216_231201_10012014163651_8038483 | 2221079
Fujian YDJ Light Co., Ltd. | YDJ Light | CFL | 231401 |  | CFL Bare Spiral | General Purpose Replacement | GU24 | Omnidirectional | CFL | 3 | 100 | 103 | 54.5 |  | 1.5 |  | 1600 | 23.5 | 69.6 | No | 15000 | 2700 | 82 | 16 | 0.6 | -18 |  |  |  | Not for Use in Enclosed Fixtures |  |  |  | 2014-11-20 | 2014-11-12 | United States, Canada | ES_33216_231401_11132014141225_4435225 | 2225235
Euri Lighting | Euri lighting | LED Lamp | EP30-1000E |  | PAR30L | Reflector (Flood/Spot) | E26 (Medium) | Directional | LED | 3 | 75 | 111.8 | 94 | 3183 |  | 25 |  | 15 | 80 | No | 25000 | 3000 | 84 | 13 | 1 | -25 | Dimmable | 10% |  | None |  |  |  | 2015-09-10 | 2015-09-21 | United States | ES_1132791_EP30-1000E_10012015150958_1205248 | 2249007
Euri Lighting | Euri lighting | LED Lamp | EP30-1000EW |  | PAR30L | Reflector (Flood/Spot) | E26 (Medium) | Directional | LED | 3 | 75 | 111.8 | 94 | 2235 |  | 40 |  | 15 | 80 | No | 25000 | 3000 | 84 | 13 | 1 | -25 | Dimmable | 10% |  | None |  |  |  | 2015-09-10 | 2015-09-21 | United States | ES_1132791_EP30-1000EW_10012015150958_5828139 | 2249010
Euri Lighting | Euri lighting | LED Lamp | EP30-1020E |  | PAR30L | Reflector (Flood/Spot) | E26 (Medium) | Directional | LED | 3 | 75 | 111.8 | 94 | 3714 |  | 25 |  | 15 | 80 | No | 25000 | 2700 | 81 | 1 | 1 | -25 | Dimmable | 10% |  | None |  |  |  | 2015-09-10 | 2015-09-21 | United States | ES_1132791_EP30-1020E_10012015150958_8338062 | 2249008
Euri Lighting | Euri lighting | LED Lamp | EP30-1020EW |  | PAR30L | Reflector (Flood/Spot) | E26 (Medium) | Directional | LED | 3 | 75 | 111.8 | 94 | 1838 |  | 40 |  | 15 | 80 | No | 25000 | 2700 | 81 | 1 | 1 | -25 | Dimmable | 10% |  | None |  |  |  | 2015-09-10 | 2015-09-21 | United States | ES_1132791_EP30-1020EW_10012015150958_7800027 | 2249011
Euri Lighting | Euri lighting | LED Lamp | EP30-1050E |  | PAR30L | Reflector (Flood/Spot) | E26 (Medium) | Directional | LED | 3 | 75 | 111.8 | 94 | 3863 |  | 25 |  | 15 | 80 | No | 25000 | 5000 | 85 | 29 | 1 | -25 | Dimmable | 10% |  | None |  |  |  | 2015-09-10 | 2015-09-21 | United States | ES_1132791_EP30-1050E_10012015150958_4222569 | 2249009
Euri Lighting | Euri lighting | LED Lamp | EP30-1050EW |  | PAR30L | Reflector (Flood/Spot) | E26 (Medium) | Directional | LED | 3 | 75 | 111.8 | 94 | 2040 |  | 40 |  | 15 | 80 | No | 25000 | 5000 | 85 | 29 | 1 | -25 | Dimmable | 10% |  | None |  |  |  | 2015-09-10 | 2015-09-21 | United States | ES_1132791_EP30-1050EW_10012015150958_7511006 | 2249012
Euri Lighting | Euri lighting | LED Lamp | EP38-1000E |  | PAR38 | Reflector (Flood/Spot) | E26 (Medium) | Directional | LED | 3 | 100 | 130 | 120 | 5112 |  | 25 |  | 18.1 | 82.9 | No | 25000 | 3000 | 84 | 12 | 1 | -25 | Dimmable | 10% |  | None |  |  |  | 2015-09-10 | 2015-09-28 | United States | ES_1132791_EP38-1000E_10022015125801_8489466 | 2249370
Euri Lighting | Euri lighting | LED Lamp | EP38-1000EW |  | PAR38 | Reflector (Flood/Spot) | E26 (Medium) | Directional | LED | 3 | 100 | 130 | 120 | 3344 |  | 40 |  | 18.1 | 82.9 | No | 25000 | 3000 | 84 | 12 | 1 | -25 | Dimmable | 10% |  | None |  |  |  | 2015-09-10 | 2015-09-28 | United States | ES_1132791_EP38-1000EW_10022015125801_4888764 | 2249373
Euri Lighting | Euri lighting | LED Lamp | EP38-1020E |  | PAR38 | Reflector (Flood/Spot) | E26 (Medium) | Directional | LED | 3 | 100 | 130 | 120 | 4407 |  | 25 |  | 18 | 83.3 | No | 25000 | 2700 | 80 | 1 | 1 | -25 | Dimmable | 10% |  | None |  |  |  | 2015-09-10 | 2015-09-28 | United States | ES_1132791_EP38-1020E_10022015125801_4365348 | 2249371
Euri Lighting | Euri lighting | LED Lamp | EP38-1020EW |  | PAR38 | Reflector (Flood/Spot) | E26 (Medium) | Directional | LED | 3 | 100 | 130 | 120 | 3167 |  | 40 |  | 18 | 83.3 | No | 25000 | 2700 | 80 | 1 | 1 | -25 | Dimmable | 10% |  | None |  |  |  | 2015-09-10 | 2015-09-28 | United States | ES_1132791_EP38-1020EW_10022015125801_7809007 | 2249374
Euri Lighting | Euri lighting | LED Lamp | EP38-1050E |  | PAR38 | Reflector (Flood/Spot) | E26 (Medium) | Directional | LED | 3 | 100 | 130 | 120 | 4304 |  | 25 |  | 18.4 | 81.5 | No | 25000 | 5000 | 85 | 29 | 1 | -25 | Dimmable | 10% |  | None |  |  |  | 2015-09-10 | 2015-09-28 | United States | ES_1132791_EP38-1050E_10022015125801_5461825 | 2249372
Euri Lighting | Euri lighting | LED Lamp | EP38-1050EW |  | PAR38 | Reflector (Flood/Spot) | E26 (Medium) | Directional | LED | 3 | 100 | 130 | 120 | 3713 |  | 40 |  | 18.4 | 81.5 | No | 25000 | 5000 | 85 | 29 | 1 | -25 | Dimmable | 10% |  | None |  |  |  | 2015-09-10 | 2015-09-28 | United States | ES_1132791_EP38-1050EW_10022015125801_5969239 | 2249375
Euri Lighting | Euri lighting | LED Lamp | ER20-1000E |  | R20 | Reflector (Flood/Spot) | E26 (Medium) | Directional | LED | 3 | 45 | 98 | 63 |  |  | 130 | 500 | 7 | 71.4 | No | 25000 | 3000 | 84 | 12 | 1 | -25 | Dimmable | 10% |  | None |  |  |  | 2015-09-03 | 2015-09-01 | United States | ES_1132791_ER20-1000E_09102015145533_4573888 | 2247681
Euri Lighting | Euri lighting | LED Lamp | ER20-1020E |  | R20 | Reflector (Flood/Spot) | E26 (Medium) | Directional | LED | 3 | 45 | 98 | 63 |  |  | 130 | 500 | 7 | 71.4 | No | 25000 | 2700 | 80 | 1 | 1 | -25 | Dimmable | 10% |  | None |  |  |  | 2015-09-03 | 2015-09-01 | United States | ES_1132791_ER20-1020E_09102015145533_2153076 | 2247682
Euri Lighting | Euri lighting | LED Lamp | ER20-1050E |  | R20 | Reflector (Flood/Spot) | E26 (Medium) | Directional | LED | 3 | 45 | 98 | 63 |  |  | 130 | 500 | 7 | 71.4 | No | 25000 | 5000 | 85 | 30 | 1 | -25 | Dimmable | 10% |  | None |  |  |  | 2015-09-03 | 2015-09-01 | United States | ES_1132791_ER20-1050E_09102015145533_7012628 | 2247683
Euri Lighting | Euri lighting | LED Lamp | ER30-1000E |  | BR30 | Reflector (Flood/Spot) | E26 (Medium) | Directional | LED | 3 | 85 | 134.6 | 94 |  |  | 120 | 1100 | 13 | 84.6 | No | 25000 | 3000 | 84 | 13 | 1 | -25 | Dimmable | 10% |  | None |  |  |  | 2015-09-03 | 2015-09-01 | United States | ES_1132791_ER30-1000E_09102015145550_8644388 | 2247678
Euri Lighting | Euri lighting | LED Lamp | ER30-1020E |  | BR30 | Reflector (Flood/Spot) | E26 (Medium) | Directional | LED | 3 | 85 | 134.6 | 94 |  |  | 120 | 1100 | 13 | 84.6 | No | 25000 | 2700 | 80 | 1 | 1 | -25 | Dimmable | 10% |  | None |  |  |  | 2015-09-03 | 2015-09-01 | United States | ES_1132791_ER30-1020E_09102015145550_3496900 | 2247679
Euri Lighting | Euri lighting | LED Lamp | ER30-1050E |  | BR30 | Reflector (Flood/Spot) | E26 (Medium) | Directional | LED | 3 | 85 | 134.6 | 94 |  |  | 120 | 1100 | 13 | 84.6 | No | 25000 | 5000 | 85 | 27 | 1 | -25 | Dimmable | 10% |  | None |  |  |  | 2015-09-03 | 2015-09-01 | United States | ES_1132791_ER30-1050E_09102015145550_3989750 | 2247680
Euri Lighting | Euri lighting | LED Lamp | ER40-1000E |  | BR40 | Reflector (Flood/Spot) | E26 (Medium) | Directional | LED | 3 | 100 | 161 | 124.5 |  |  | 120 | 1650 | 18.5 | 89.2 | No | 25000 | 3000 | 84 | 12 | 1 | -25 | Dimmable | 10% |  | None |  |  |  | 2015-09-03 | 2015-09-01 | United States | ES_1132791_ER40-1000E_09102015145607_9018353 | 2247675
Euri Lighting | Euri lighting | LED Lamp | ER40-1020E |  | BR40 | Reflector (Flood/Spot) | E26 (Medium) | Directional | LED | 3 | 100 | 161 | 124.5 |  |  | 120 | 1650 | 18.5 | 89.2 | No | 25000 | 2700 | 80 | 1 | 1 | -25 | Dimmable | 10% |  | None |  |  |  | 2015-09-03 | 2015-09-01 | United States | ES_1132791_ER40-1020E_09102015145607_9532220 | 2247676
Euri Lighting | Euri lighting | LED Lamp | ER40-1050E |  | BR40 | Reflector (Flood/Spot) | E26 (Medium) | Directional | LED | 3 | 100 | 161 | 124.5 |  |  | 120 | 1650 | 18.8 | 87.8 | No | 25000 | 5000 | 85 | 32 | 1 | -25 | Dimmable | 10% |  | None |  |  |  | 2015-09-03 | 2015-09-01 | United States | ES_1132791_ER40-1050E_09102015145607_2293559 | 2247677
Euri Lighting | Euri lighting | LED lamps | EA21-2000e |  | A21 | General Purpose Replacement | E26 (Medium) | Omnidirectional | LED | 3 | 100 | 133.9 | 67.8 |  |  |  | 1600 | 15.5 | 106 | No | 25000 | 3000 | 83 | 11 | 0.9 | -20 | Dimmable | 20% |  | None |  |  |  | 2016-03-07 | 2016-03-10 | United States, Canada | ES_1132791_EA21-2000e_03232016105348_2411449 | 2262938
Euri Lighting | Euri lighting | LED lamps | EA21-2020e |  | A21 | General Purpose Replacement | E26 (Medium) | Omnidirectional | LED | 3 | 100 | 133.9 | 67.8 |  |  |  | 1600 | 15.5 | 109 | No | 25000 | 2700 | 81 | 6 | 0.9 | -20 | Dimmable | 20% |  | None |  |  |  | 2016-03-07 | 2016-03-10 | United States, Canada | ES_1132791_EA21-2020e_03232016105348_4501538 | 2262937
Euri Lighting | Euri lighting | LED lamps | EA21-2050e |  | A21 | General Purpose Replacement | E26 (Medium) | Omnidirectional | LED | 3 | 100 | 133.9 | 67.8 |  |  |  | 1700 | 15.5 | 112 | No | 25000 | 5000 | 81 | 6 | 0.9 | -20 | Dimmable | 20% |  | None |  |  |  | 2016-03-07 | 2016-03-10 | United States, Canada | ES_1132791_EA21-2050e_03232016105348_8763345 | 2262939
Euri Lighting | Euri lighting | VA19-2000e | VA19-2000e |  | A19 | General Purpose Replacement | E26 (Medium) | Omnidirectional | LED | 3 | 60 | 100 | 60 |  |  |  | 800 | 7.5 | 106.7 | No | 15000 | 3000 | 81 | 1 | 0.9 | -40 | Dimmable | 80% | No | Damp Location Rated,Recessed Fixtures | No |  |  | 2016-01-01 | 2016-08-19 | United States, Canada | ES_1132791_VA19-2000e_08012016162901_1574060 | 2276130
Feit Electric | FEIT ELECTRIC | Decorative LED | BPCECFC/DM/300/LED/3 | ,,Retail Number: CFCDM/300/LEDG2/CAN | Decorative Candle: Other | Decorative | E12 (Candelabra) | Decorative | LED | 3 | 40 | 107.1 | 37.1 |  |  |  | 300 | 5 | 60 | No | 25000 | 3000 | 82 | 15 | 0.7 | -25 | Dimmable | 10% |  | Damp Location Rated,Use With Timers,Enclosed Fixtures,Not for Use in Recessed Fixtures,Use With Photo And/Or Motion Sensors |  |  |  | 2014-10-15 | 2014-12-26 | United States | ES_1018130_BPCECFC/DM/300/LED/3_11062014153921_6874120 | 2226454
Feit Electric | FEIT ELECTRIC | Decorative LED | CFCDM/300/5K/LED | ,,Retail Number: CFCDM/300/5K/LED/CAN | Decorative Candle: Other | Decorative | E12 (Candelabra) | Decorative | LED | 3 | 40 | 107.9 | 36.9 |  |  |  | 300 | 4.8 | 62.5 | No | 25000 | 5000 | 84 | 21 | 0.6 | -25 | Dimmable | 10% |  | Damp Location Rated,Use With Timers,Enclosed Fixtures,Not for Use in Recessed Fixtures,Use With Photo And/Or Motion Sensors |  |  |  | 2015-08-10 | 2015-08-11 | Canada | ES_1018130_CFCDM/300/5K/LED_08112015155732_2098137 | 2245871
Feit Electric | FEIT ELECTRIC | Decorative LED | CFC/DM/827/LED | ,,Retail Number: CFC/DM/300/827/LED | Decorative Candle: Other | Decorative | E12 (Candelabra) | Decorative | LED | 3 | 40 | 107 | 36.9 |  |  |  | 300 | 5 | 60 | No | 25000 | 2700 | 82 | 11 | 0.7 | -25 | Dimmable | 10% |  | Damp Location Rated,Use With Timers,Enclosed Fixtures,Not for Use in Recessed Fixtures,Use With Photo And/Or Motion Sensors |  |  |  | 2014-10-15 | 2014-12-26 | United States | ES_1018130_CFC/DM/827/LED_11062014153806_9804150 | 2226453
Feit Electric | FEIT ELECTRIC | Decorative LED | CFC/DM/927/LED | ,,Retail Number: BPCECFC/927/LED/3 | Decorative Candle: Other | Decorative | E12 (Candelabra) | Decorative | LED | 5 | 40 | 106.5 | 37.1 |  |  |  | 300 | 4.9 | 61.2 | No | 25000 | 2700 | 94 | 61 | 0.9 | -25 | Dimmable | 5% |  | Damp Location Rated,Use With Timers,Enclosed Fixtures,Not for Use in Recessed Fixtures,Use With Photo And/Or Motion Sensors |  |  |  | 2014-09-10 | 2014-11-06 | United States, Canada | ES_1018130_CFC/DM/927/LED_11062014153944_3216342 | 2226455
Feit Electric | FEIT ELECTRIC | Decorative LED Lamp | BPCECFC/827/3 |  | Decorative Candle: Other | Decorative | E12 (Candelabra) | Decorative | LED | 5 | 40 | 113.4 | 36.8 |  |  |  | 300 | 3.8 | 78.9 | No | 15000 | 2700 | 83 | 13 | 1 | -25 | Dimmable | 5% |  | Use With Timers,Damp Location Rated,Enclosed Fixtures,Recessed Fixtures,Use With Photo And/Or Motion Sensors |  |  |  | 2015-12-31 | 2016-01-20 | United States | ES_1018130_BPCECFC/827/3_01202016112723_4719932 | 2257355
Feit Electric | FEIT ELECTRIC | Directional BR30 | CEBR30/927/4 (L) | Directional BR30,BR30/927/LED (L),; Directional BR30,BR30/927/LED/2 (L), | BR30 | Reflector (Flood/Spot) | E26 (Medium) | Directional | LED | 5 | 65 | 130.5 | 94.7 |  |  | 110 | 750 | 11.5 | 56.5 | No | 25000 | 2700 | 91 | 55 | 1 | -25 | Dimmable | 5% |  | None |  |  |  | 2015-12-05 | 2015-12-04 | United States | ES_1018130_CEBR30/927/4 (L)_12102015130427_8180222 | 2254592
Feit Electric | FEIT ELECTRIC | Directional BR30 | CEBR30/927/4 (N) |  | BR30 | Reflector (Flood/Spot) | E26 (Medium) | Directional | LED | 5 | 65 | 129.2 | 95.3 |  |  | 110 | 750 | 11.5 | 56.5 | No | 25000 | 2700 | 90 | 54 | 0.9 | -25 | Dimmable | 5% |  | None |  |  |  | 2015-12-05 | 2015-12-07 | United States | ES_1018130_CEBR30/927/4 (N)_12102015130527_6381066 | 2254579
Feit Electric | FEIT ELECTRIC | Directional BR40 | CEBR40/927/2 (L) |  | BR40 | Reflector (Flood/Spot) | E26 (Medium) | Directional | LED | 5 | 75 | 161.3 | 127.1 |  |  | 110 | 1065 | 15.5 | 68 | No | 25000 | 2700 | 91 | 55 | 0.9 | -25 | Dimmable | 5% |  | None |  |  |  | 2015-12-05 | 2015-12-07 | United States | ES_1018130_CEBR40/927/2 (L)_12102015130538_9891396 | 2254578
Feit Electric | FEIT ELECTRIC | Directional LED LAMP | BR40/DM/5K/LED |  | BR40 | Reflector (Flood/Spot) | E26 (Medium) | Directional | LED | 3 | 75 | 161.2 | 120.5 |  |  |  | 1000 | 13 | 76.9 | No | 25000 | 5000 | 84 | 13 | 1 | -25 | Dimmable | 10% |  | Damp Location Rated,Use With Timers,Enclosed Fixtures,Recessed Fixtures,Use With Photo And/Or Motion Sensors |  |  |  | 2015-08-31 | 2015-08-31 | United States, Canada | ES_1018130_BR40/DM/5K/LED_08312015143521_9027895 | 2247664
Feit Electric | FEIT ELECTRIC | Directional LED LAMP | PAR20LEDG5930 | ,,Retail Number: PAR20/930/LED/CAN | PAR20 | Reflector (Flood/Spot) | E26 (Medium) | Directional | LED | 5 | 50 | 81.5 | 62.4 | 896 |  | 38 | 450 | 8.5 | 52.9 | No | 25000 | 3000 | 95 | 78 | 0.9 | -25 | Dimmable | 10% |  | Damp Location Rated,Use With Timers,Enclosed Fixtures,Recessed Fixtures,Use With Photo And/Or Motion Sensors |  |  |  | 2015-04-25 | 2015-05-06 | Canada | ES_1018130_PAR20LEDG5930_05062015162411_0987514 | 2239195
Feit Electric | FEIT ELECTRIC | Directional LED LAMP | PAR20LEDG7 | ,,Retail Number: PAR20/LEDG7; ,,Retail Number: PAR20/LEDG7/CAN | PAR20 | Reflector (Flood/Spot) | E26 (Medium) | Directional | LED | 3 | 50 | 86.9 | 64.1 | 799 |  | 38 | 495 | 8.5 | 58.2 | No | 25000 | 3000 | 81 | 13 | 1 | -25 | Dimmable | 10% |  | Damp Location Rated,Use With Timers,Enclosed Fixtures,Recessed Fixtures,Use With Photo And/Or Motion Sensors |  |  |  | 2015-04-25 | 2015-05-06 | United States, Canada | ES_1018130_PAR20LEDG7_05062015162435_9856216 | 2239196
Feit Electric | FEIT ELECTRIC | Directional LED LAMP | PAR30LEDG7 | ,,Retail Number: PAR30L/LEDG7; ,,Retail Number: PAR30L/LEDG7/CAN | PAR30L | Reflector (Flood/Spot) | E26 (Medium) | Directional | LED | 3 | 75 | 119.1 | 95.4 | 1578 |  | 38 | 800 | 12 | 66.7 | No | 25000 | 3000 | 80 | 9 | 1 | -25 | Dimmable | 5% |  | Damp Location Rated,Use With Timers,Enclosed Fixtures,Recessed Fixtures,Use With Photo And/Or Motion Sensors |  |  |  | 2015-04-25 | 2015-05-06 | United States, Canada | ES_1018130_PAR30LEDG7_05062015162453_9873616 | 2239197
Feit Electric | FEIT ELECTRIC | Directional LED LAMP | PAR38/5K/LEDG7 | ,,Retail Number: PAR38/5K/LEDG7/CAN | PAR38 | Reflector (Flood/Spot) | E26 (Medium) | Directional | LED | 3 | 90 | 133.2 | 122.2 | 2098 |  | 38 | 950 | 16 | 59.4 | No | 25000 | 5000 | 82 | 15 | 1 | -25 | Dimmable | 5% |  | Damp Location Rated,Use With Timers,Enclosed Fixtures,Recessed Fixtures,Use With Photo And/Or Motion Sensors |  |  |  | 2015-08-10 | 2016-01-27 | Canada | ES_1018130_PAR38/5K/LEDG7_01272016114312_4598910 | 2257651
Feit Electric | FEIT ELECTRIC | Omni 100 | BPOM100/830/LED/4 (V2) |  | A21 | General Purpose Replacement | E26 (Medium) | Omnidirectional | LED | 3 | 100 | 134.6 | 69.7 |  |  |  | 1600 | 14.5 | 110 | No | 25000 | 3000 | 81 | 3 | 1 | -25 | Dimmable | 10% |  | Damp Location Rated |  |  |  | 2016-03-30 | 2016-04-07 | United States | ES_1018130_BPOM100/830/LED/4 (V2)_04152016140033_6544245 | 2264290
Feit Electric | FEIT ELECTRIC | Omni 100 | BPOM100/830/LED (V2) |  | A21 | General Purpose Replacement | E26 (Medium) | Omnidirectional | LED | 3 | 100 | 134.6 | 69.7 |  |  |  | 1600 | 14.5 | 110 | No | 25000 | 3000 | 82 | 3 | 1 | -25 | Dimmable | 10% |  | Other,Do not use for Recessed fixture |  |  |  | 2015-04-01 | 2015-04-28 | United States | ES_1018130_BPOM100/830/LED (V2)_04302015093209_2371782 | 2238389
Feit Electric | FEIT ELECTRIC | Omni 100 | BPOM100/850/LED/4 (V2) |  | A21 | General Purpose Replacement | E26 (Medium) | Omnidirectional | LED | 3 | 100 | 133 | 67 |  |  |  | 1600 | 14.5 | 110.3 | No | 25000 | 5000 | 84 | 9 | 1 | -25 | Dimmable | 10% |  | None |  |  |  | 2015-04-01 | 2015-05-11 | United States | ES_1018130_BPOM100/850/LED/4 (V2)_05222015163115_5334448 | 2240134
Feit Electric | FEIT ELECTRIC | Omni 100 | BPOM100/850/LED (V2) |  | A21 | General Purpose Replacement | E26 (Medium) | Omnidirectional | LED | 3 | 100 | 134.5 | 69.4 |  |  |  | 1600 | 14.5 | 110 | No | 25000 | 5000 | 84 | 9 | 1 | -25 | Dimmable | 10% |  | Other,Do not use for Recessed fixture |  |  |  | 2015-04-01 | 2015-04-28 | United States | ES_1018130_BPOM100/850/LED (V2)_04302015093209_4390889 | 2238390
Feit Electric | FEIT ELECTRIC | OMNI 1100 LED | BPOM75/830/LED |  | A19 | General Purpose Replacement | E26 (Medium) | Omnidirectional | LED | 3 | 75 | 126 | 68 |  |  |  | 1100 | 11 | 100 | No | 25000 | 3000 | 83 | 17 | 1 | -13 | Dimmable | 5% |  | None |  |  |  | 2014-12-15 | 2014-12-09 | United States | ES_1018130_BPOM75/830/LED_12122014164253_3907955 | 2229425
Feit Electric | FEIT ELECTRIC | OMNI 1100 LED | BPOM75/850/LED |  | A21 | General Purpose Replacement | E26 (Medium) | Omnidirectional | LED | 3 | 75 | 126 | 68 |  |  |  | 1100 | 11 | 100 | No | 25000 | 5000 | 83 | 9 | 0.9 | -13 | Dimmable | 5% |  | None |  |  |  | 2015-03-15 | 2015-04-06 | United States | ES_1018130_BPOM75/850/LED_04162015140203_1105458 | 2237415
Feit Electric | FEIT ELECTRIC | OMNI 1100 LED | BPOM75/850/LED/4 |  | A19 | General Purpose Replacement | E26 (Medium) | Omnidirectional | LED | 3 | 75 | 125.5 | 68 |  |  |  | 1100 | 11 | 100 | No | 25000 | 5000 | 83 | 9 | 0.9 | -13 | Dimmable | 5% |  | None |  |  |  | 2015-05-15 | 2015-05-08 | United States | ES_1018130_BPOM75/850/LED/4_05222015163038_1860704 | 2240130
Feit Electric | FEIT ELECTRIC | Omni 1600 LED | BPAGOM1600/LED | Omni 1600 LED,AGOM1600/LED/CAN, | A21 | General Purpose Replacement | E26 (Medium) | Omnidirectional | LED | 3 | 100 | 135 | 68 |  |  |  | 1600 | 16 | 100 | No | 25000 | 3000 | 81 | 13 | 0.9 | -25 | Dimmable | 5% |  | None |  |  |  | 2014-09-01 | 2014-10-07 | United States | ES_1018130_BPAGOM1600LED_10072014164808_8351033 | 2222052
Feit Electric | FEIT ELECTRIC | Omni 40 | BPOM40/830/LED (V2) |  | A19 | General Purpose Replacement | E26 (Medium) | Omnidirectional | LED | 3 | 40 | 112.6 | 59.8 |  |  |  | 500 | 6 | 83.3 | No | 25000 | 3000 | 82 | 5 | 0.9 | -25 | Dimmable | 10% |  | None |  |  |  | 2015-04-01 | 2015-04-20 | United States | ES_1018130_BPOM40/830/LED (V2)_04222015100823_7552915 | 2237614
Feit Electric | FEIT ELECTRIC | Omni 40 | BPOM40/850/LED/4 (V2) |  | A19 | General Purpose Replacement | E26 (Medium) | Omnidirectional | LED | 3 | 40 | 111.7 | 60.3 |  |  |  | 480 | 6.3 | 79.2 | No | 25000 | 5000 | 86 | 33 | 0.9 | -25 | Dimmable | 10% |  | None |  |  |  | 2015-04-01 | 2015-05-12 | United States | ES_1018130_BPOM40/850/LED/4 (V2)_05222015163046_5034663 | 2240131
Feit Electric | FEIT ELECTRIC | Omni 40 | BPOM40/850/LED (V2) |  | A19 | General Purpose Replacement | E26 (Medium) | Omnidirectional | LED | 3 | 40 | 112.6 | 59.8 |  |  |  | 480 | 6.3 | 79.2 | No | 25000 | 5000 | 86 | 33 | 0.9 | -25 | Dimmable | 10% |  | None |  |  |  | 2015-04-01 | 2015-04-20 | United States | ES_1018130_BPOM40/850/LED (V2)_04222015100823_8266992 | 2237615
Feit Electric | FEIT ELECTRIC | Omni 40 | OM40/830/LED/4 (V2) |  | A19 | General Purpose Replacement | E26 (Medium) | Omnidirectional | LED | 3 | 40 | 112.6 | 59.8 |  |  |  | 500 | 6 | 83.3 | No | 25000 | 3000 | 82 | 5 | 0.9 | -25 | Dimmable | 10% |  | None |  |  |  | 2015-04-01 | 2015-07-27 | United States | ES_1018130_OM40/830/LED/4 (V2)_08142015154637_2730901 | 2245763
Feit Electric | FEIT ELECTRIC | Omni 40 | OM40/850/LED/4 (V2) |  | A19 | General Purpose Replacement | E26 (Medium) | Omnidirectional | LED | 3 | 40 | 111.7 | 60.3 |  |  |  | 500 | 6.2 | 83.3 | No | 25000 | 5000 | 85 | 33 | 0.9 | -25 | Dimmable | 10% |  | None |  |  |  | 2015-04-01 | 2015-07-27 | United States | ES_1018130_OM40/850/LED/4 (V2)_08142015154637_2926174 | 2245764
Feit Electric | FEIT ELECTRIC | Omni 450 LED | A19/OM450/LED |  | A19 | General Purpose Replacement | E26 (Medium) | Omnidirectional | LED | 3 | 40 | 112.7 | 69.5 |  |  |  | 450 | 7.7 | 60 | No | 25000 | 3000 | 82 | 20 | 0.7 | -25 | Dimmable | 5% |  | Not for Use in Recessed Fixtures |  |  |  | 2012-07-01 | 2014-10-07 | United States | ES_1018130_A19/OM450/LED_10072014164832_6153459 | 2222048
Feit Electric | FEIT ELECTRIC | OMNI 450 LED | BPOM40/830/LED |  | A19 | General Purpose Replacement | E26 (Medium) | Omnidirectional | LED | 3 | 40 | 116 | 60 |  |  |  | 500 | 7.5 | 66 | No | 25000 | 3000 | 83 | 17 | 0.9 | -13 | Dimmable | 5% |  | None |  |  |  | 2014-12-15 | 2014-12-18 | United States | ES_1018130_BPOM40/830/LED_12222014103539_1609640 | 2229897
Feit Electric | FEIT ELECTRIC | OMNI 450 LED | BPOM40/830/LED/4 |  | A19 | General Purpose Replacement | E26 (Medium) | Omnidirectional | LED | 3 | 40 | 116 | 60 |  |  |  | 500 | 7.5 | 66 | No | 25000 | 3000 | 83 | 17 | 0.9 | -13 | Dimmable | 5% |  | None |  |  |  | 2015-03-26 | 2015-04-03 | United States | ES_1018130_BPOM40/830/LED/4_04162015140154_7398292 | 2237414
Feit Electric | FEIT ELECTRIC | OMNI 450 LED | BPOM40/850/LED |  | A19 | General Purpose Replacement | E26 (Medium) | Omnidirectional | LED | 3 | 40 | 115.7 | 59.9 |  |  |  | 500 | 7.5 | 66 | No | 25000 | 5000 | 85 | 19 | 0.9 | -13 | Dimmable | 5% |  | None |  |  |  | 2015-02-15 | 2015-03-03 | United States | ES_1018130_BPOM40/850/LED_03052015162407_2647413 | 2234948
The Home Depot | EcoSmart | LED LAMP | 502090150YY |  | BR30 | Reflector (Flood/Spot) | E26 (Medium) | Directional | LED | 5 | 65 | 136 | 95 |  |  | 90 | 770 | 11 | 70 | No | 25000 | 5000 | 83 | 11 | 1 | -18 | Dimmable | 20% |  | None |  |  |  | 2015-05-10 | 2015-05-08 | Canada | ES_31912_502090150YY_05132015105654_2156689 | 2239249
Feit Electric | FEIT ELECTRIC | OMNI 450 LED | BPOM40/850/LED/4 |  | A19 | General Purpose Replacement | E26 (Medium) | Omnidirectional | LED | 3 | 40 | 116 | 60 |  |  |  | 500 | 7.5 | 66.7 | No | 25000 | 3000 | 83 | 17 | 0.9 | -13 | Dimmable | 5% |  | None |  |  |  | 2015-05-30 | 2015-05-27 | United States | ES_1018130_OM40/830/LED/3/CAN_06162015150134_8097846 | 2241623
Feit Electric | FEIT ELECTRIC | OMNI 450 LED | OM40/830/LED/3/CAN |  | A19 | General Purpose Replacement | E26 (Medium) | Omnidirectional | LED | 3 | 40 | 115.5 | 59.8 |  |  |  | 500 | 7.5 | 66 | No | 25000 | 3000 | 82 | 17 | 0.9 | -13 | Dimmable | 5% |  | None |  |  |  | 2015-05-30 | 2015-05-08 | United States | ES_1018130_OM40/830/LED/3/CAN_05222015163017_4663553 | 2240128
Feit Electric | FEIT ELECTRIC | OMNI 450 LED | OM40/830/LED/4 |  | A19 | General Purpose Replacement | E26 (Medium) | Omnidirectional | LED | 3 | 40 | 115.5 | 59.8 |  |  |  | 500 | 7.5 | 66 | No | 25000 | 3000 | 82 | 17 | 0.9 | -25 | Dimmable | 5% |  | None |  |  |  | 2015-02-15 | 2015-07-22 | United States | ES_1018130_OM40/830/LED/4_08142015154625_1844134 | 2245761
Feit Electric | FEIT ELECTRIC | OMNI 450 LED | OM40/850/LED4 |  | A19 | General Purpose Replacement | E26 (Medium) | Omnidirectional | LED | 3 | 40 | 115.7 | 59.9 |  |  |  | 500 | 7.5 | 66 | No | 25000 | 5000 | 85 | 19 | 0.9 | -25 | Dimmable | 5% |  | None |  |  |  | 2015-02-15 | 2015-07-22 | United States | ES_1018130_OM40/850/LED4_08142015154625_8023399 | 2245762
Fujian YDJ Light Co., Ltd. | YDJ Light | CFL | 330502-30 |  | CFL Bare Spiral | General Purpose Replacement | E26 (Medium) | Omnidirectional | CFL | 2 | 125 | 135 | 70 |  | 3 |  | 2150 | 33 | 65.2 | Yes | 10000 | 3000 | 83 | 12 | 0.5 | -18 |  |  |  | Not for Use in Enclosed Fixtures |  |  |  | 2014-11-30 | 2014-11-21 | United States, Canada | ES_33216_330502-30_11242014135720_6374864 | 2225663
Fujian YDJ Light Co., Ltd. | YDJ Light | CFL | SSS1230 |  | CFL Bare Spiral | General Purpose Replacement | E26 (Medium) | Omnidirectional | CFL | 2 | 125 | 125 | 68 |  | 3 |  | 2050 | 30 | 68.3 | No | 12000 | 2700 | 81 | 18 | 0.5 | -18 |  |  |  | Not for Use in Enclosed Fixtures |  |  |  | 2014-09-30 | 2014-09-25 | United States, Canada | ES_33216_SSS1230_10012014163703_1592781 | 2221076
Fujian YDJ Light Co., Ltd. | YDJ Light | CFL | SSS1530 |  | CFL Bare Spiral | General Purpose Replacement | E26 (Medium) | Omnidirectional | CFL | 3 | 125 | 125 | 68 |  | 3 |  | 2050 | 30 | 68.3 | No | 15000 | 2700 | 81 | 18 | 0.5 | -18 |  |  |  | Not for Use in Enclosed Fixtures |  |  |  | 2014-09-30 | 2014-09-25 | United States, Canada | ES_33216_SSS1530_10012014163703_7987469 | 2221075
Fujian YDJ Light Co., Ltd. | YDJ Light | CFL | SSS30 |  | CFL Bare Spiral | General Purpose Replacement | E26 (Medium) | Omnidirectional | CFL | 2 | 125 | 125 | 68 |  | 3 |  | 2050 | 30 | 68.3 | No | 10000 | 2700 | 81 | 18 | 0.5 | -18 |  |  |  | Not for Use in Enclosed Fixtures |  |  |  | 2014-09-30 | 2014-09-25 | United States, Canada | ES_33216_SSS30_10012014163703_7058493 | 2221077
Fujian YDJ Light Co., Ltd. | YDJ Light | CFL | SSS30-30 |  | CFL Bare Spiral | General Purpose Replacement | E26 (Medium) | Omnidirectional | CFL | 2 | 125 | 125 | 68 |  | 3 |  | 2050 | 30 | 68.3 | No | 10000 | 3000 | 83 | 13 | 0.5 | -18 |  |  |  | Not for Use in Enclosed Fixtures |  |  |  | 2014-09-30 | 2014-09-25 | United States, Canada | ES_33216_SSS30-30_10012014163415_2925254 | 2221093
Fujian YDJ Light Co., Ltd. | YDJ Light | CFL | SSS30-35 |  | CFL Bare Spiral | General Purpose Replacement | E26 (Medium) | Omnidirectional | CFL | 2 | 125 | 125 | 68 |  | 3 |  | 2000 | 30 | 66.7 | No | 10000 | 3500 | 82 | 10 | 0.5 | -18 |  |  |  | Not for Use in Enclosed Fixtures |  |  |  | 2014-09-30 | 2014-09-25 | United States, Canada | ES_33216_SSS30-35_10012014163356_5137084 | 2221095
Fujian YDJ Light Co., Ltd. | YDJ Light | LED Lamp | LA60D06D360-085-PRE-30 |  | A19 | General Purpose Replacement | E26 (Medium) | Omnidirectional | LED | 3 | 60 | 109.4 | 59.7 |  |  |  | 810 | 8.5 | 95.3 | No | 25000 | 3000 | 81 | 1 | 0.9 | -20 | Dimmable | 20% |  | Damp Location Rated,Not for Use in Recessed Fixtures,Not for Use in Enclosed Fixtures,Shatter Resistant |  |  |  | 2015-08-29 | 2015-09-08 | United States, Canada | ES_33216_LA60D06D360-085-PRE-30_09082015100102_3289017 | 2248050
Fujian YDJ Light Co., Ltd. | YDJ Light | LED Lamp | LA60D-U005-D360-12-27 |  | A19 | General Purpose Replacement | E26 (Medium) | Omnidirectional | LED | 3 | 75 | 105.7 | 59.6 |  |  |  | 1100 | 12 | 91.7 | No | 25000 | 2700 | 81 | 3 | 0.9 | -20 | Dimmable | 10% | Yes | Damp Location Rated,Use With Timers,Use With Photo and/or Motion Sensors,Recessed Fixtures | No |  |  | 2016-06-25 | 2016-06-10 | United States, Canada | ES_33216_LA60D-U005-D360-12-27_06102016163602_3298400 | 2271532
Fujian YDJ Light Co., Ltd. | YDJ Light | LED Lamp | LA60D-U005-D360-12-30 |  | A19 | General Purpose Replacement | E26 (Medium) | Omnidirectional | LED | 3 | 75 | 105.3 | 59.8 |  |  |  | 1100 | 12 | 91.7 | No | 25000 | 3000 | 83 | 11 | 0.9 | -20 | Dimmable | 10% | Yes | Damp Location Rated,Use With Timers,Use With Photo and/or Motion Sensors,Recessed Fixtures | No |  |  | 2016-06-25 | 2016-06-10 | United States, Canada | ES_33216_LA60D-U005-D360-12-30_06102016163633_3249906 | 2271533
Everbright Lights Inc. | Everbright | LED Lamp | E211510WW |  | A21 | General Purpose Replacement | E26 (Medium) | Omnidirectional | LED | 3 | 100 | 125.5 | 65.6 |  |  |  | 1600 | 16 | 100 | No | 25000 | 2700 | 82 | 8 | 1 | -25 | Dimmable | 13% | Yes | Not for Use in Recessed Fixtures | No |  |  | 2016-03-28 | 2016-04-17 | United States, Canada | ES_1117715_E211510WW_05022016101010_5005663 | 2265707
Fujian YDJ Light Co., Ltd. | YDJ Light | LED Lamp | LA60D-U005-D360-12-40 |  | A19 | General Purpose Replacement | E26 (Medium) | Omnidirectional | LED | 3 | 75 | 105.3 | 59.9 |  |  |  | 1100 | 12 | 91.7 | No | 25000 | 4000 | 83 | 18 | 0.9 | -20 | Dimmable | 10% | Yes | Damp Location Rated,Use With Timers,Use With Photo and/or Motion Sensors,Recessed Fixtures | No |  |  | 2016-06-25 | 2016-06-10 | United States, Canada | ES_33216_LA60D-U005-D360-12-40_06102016163640_4378509 | 2271534
Fujian YDJ Light Co., Ltd. | YDJ Light | LED Lamp | LA60D-U005-D360-12-50 |  | A19 | General Purpose Replacement | E26 (Medium) | Omnidirectional | LED | 3 | 75 | 105.3 | 60 |  |  |  | 1100 | 12 | 91.7 | No | 25000 | 5000 | 81 | 7 | 0.9 | -20 | Dimmable | 10% | Yes | Damp Location Rated,Use With Timers,Use With Photo and/or Motion Sensors,Recessed Fixtures | No |  |  | 2016-06-25 | 2016-06-10 | United States, Canada | ES_33216_LA60D-U005-D360-12-50_06102016163654_4578296 | 2271535
Fujian YDJ Light Co., Ltd. | YDJ Light | LED Lamp | LA60D-U008-D360-06-27 |  | A19 | General Purpose Replacement | E26 (Medium) | Omnidirectional | LED | 3 | 40 | 105.5 | 59.6 |  |  |  | 480 | 6 | 80 | No | 25000 | 2700 | 80 | 1 | 0.8 | -20 | Dimmable | 10% | Yes | Damp Location Rated,Use With Timers,Use With Photo and/or Motion Sensors,Recessed Fixtures | No |  |  | 2016-07-15 | 2016-07-13 | United States, Canada | ES_33216_LA60D-U008-D360-06-27_07132016102905_2314780 | 2273811
Fujian YDJ Light Co., Ltd. | YDJ Light | LED Lamp | LA60D-U008-D360-06-30 |  | A19 | General Purpose Replacement | E26 (Medium) | Omnidirectional | LED | 3 | 40 | 105.6 | 59.9 |  |  |  | 480 | 6 | 80 | No | 25000 | 3000 | 82 | 4 | 0.8 | -20 | Dimmable | 10% | Yes | Damp Location Rated,Use With Timers,Use With Photo and/or Motion Sensors,Recessed Fixtures | No |  |  | 2016-07-15 | 2016-07-13 | United States, Canada | ES_33216_LA60D-U008-D360-06-30_07132016102935_4289190 | 2273813
Fujian YDJ Light Co., Ltd. | YDJ Light | LED Lamp | LA60D-U008-D360-06-40 |  | A19 | General Purpose Replacement | E26 (Medium) | Omnidirectional | LED | 3 | 40 | 105.6 | 59.9 |  |  |  | 480 | 6 | 80 | No | 25000 | 4000 | 82 | 3 | 0.8 | -20 | Dimmable | 10% | Yes | Damp Location Rated,Use With Timers,Use With Photo and/or Motion Sensors,Recessed Fixtures | No |  |  | 2016-07-15 | 2016-07-13 | United States, Canada | ES_33216_LA60D-U008-D360-06-40_07132016102944_2148013 | 2273814
Fujian YDJ Light Co., Ltd. | YDJ Light | LED Lamp | LA60D-U008-D360-06-50 |  | A19 | General Purpose Replacement | E26 (Medium) | Omnidirectional | LED | 3 | 40 | 105.4 | 59.9 |  |  |  | 480 | 6 | 80 | No | 25000 | 5000 | 85 | 20 | 0.8 | -20 | Dimmable | 10% | Yes | Damp Location Rated,Use With Timers,Use With Photo and/or Motion Sensors,Recessed Fixtures | No |  |  | 2016-07-15 | 2016-07-13 | United States, Canada | ES_33216_LA60D-U008-D360-06-50_07132016102955_2189490 | 2273815
Fujian YDJ Light Co., Ltd. | YDJ Light | LED Lamp | LA60D-U022-D360-10-27 |  | A19 | General Purpose Replacement | E26 (Medium) | Omnidirectional | LED | 3 | 60 | 106 | 59.7 |  |  |  | 800 | 10 | 80 | No | 25000 | 2700 | 81 | 3 | 0.7 | -20 | Dimmable | 20% | No | Damp Location Rated,Use With Timers,Not for Use in Recessed Fixtures,Use With Photo and/or Motion Sensors | No |  |  | 2016-07-05 | 2016-06-23 | United States, Canada | ES_33216_LA60D-U022-D360-10-27_06232016093602_4329912 | 2271770
Euri Lighting | Euri lighting | VB10-2000e | VB10-2000e |  | B10 | Decorative | E26 (Medium) | Decorative | LED | 3 | 40 | 91.1 | 31.7 |  |  |  | 330 | 4 | 82.5 | No | 15000 | 2700 | 82 | 7 | 0.9 | -20 | Dimmable | 33% | No | Damp Location Rated | No |  |  | 2016-01-01 | 2016-08-12 | United States, Canada | ES_1132791_VB10-2000e_08112016100232_8990289 | 2274736
Euri Lighting | Euri lighting | VBA10-2000e | VBA10-2000e |  | BA10 | Decorative | E26 (Medium) | Decorative | LED | 3 | 40 | 91.1 | 31.7 |  |  |  | 330 | 4 | 82.5 | No | 15000 | 2700 | 82 | 7 | 0.9 | -20 | Dimmable | 33% | No | Damp Location Rated | No |  |  | 2016-01-01 | 2016-08-12 | United States, Canada | ES_1132791_VBA10-2000e_08112016100610_1034662 | 2274737
Euri Lighting | Euri lighting | VG25-2000e | VG25-2000e |  | G25 | Globe | E26 (Medium) | Decorative | LED | 3 | 60 | 118.9 | 79.1 |  |  |  | 800 | 7.5 | 106.7 | No | 15000 | 2700 | 80 | 13 | 0.9 | -40 | Dimmable | 80% | No | Damp Location Rated | No |  |  | 2016-01-01 | 2016-08-17 | United States, Canada | ES_98337_VG25-2000e_07272016094703_3073999 | 2275460
Euri Lighting | Euri lighting | VST19-2000ea | VST19-2000ea |  | ST | ST | E26 (Medium) | Decorative | LED | 3 | 40 | 141.6 | 64 |  |  |  | 330 | 5 | 66 | No | 15000 |  | 81 | 8 | 0.9 | -20 | Dimmable | 33% | No | Damp Location Rated | No |  |  | 2016-01-01 | 2016-08-24 | United States, Canada | ES_1132791_VST19-2000ea_08012016162901_1574060 | 2276358
Everbright Lights Inc. | Everbright | LED | E200810WW |  | PAR20 | Reflector (Flood/Spot) | E26 (Medium) | Directional | LED | 3 | 50 | 84.1 | 63.5 | 846 |  |  |  | 8 | 62.5 | No | 25000 | 3000 | 83 | 20 | 0.9 | 25 | Dimmable |  |  | None |  |  |  | 2015-06-10 | 2015-06-03 | United States, Canada | ES_1117715_E200810WW_06102015080401_5802119 | 2241354
Everbright Lights Inc. | Everbright | LED Lamp | E100810WW |  | PAR16 | Reflector (Flood/Spot) | GU10 | Directional | LED | 3 | 50 | 53.6 | 49.9 | 1403 |  | 38 | 500 | 8 | 62.5 | No | 25000 | 3000 | 83 | 16 | 0.8 | -20 | Dimmable | 19% |  | None |  |  |  | 2015-08-20 | 2015-08-21 | United States, Canada | ES_1117715_E100810WW_09012015085543_6663551 | 2246809
Everbright Lights Inc. | Everbright | LED Lamp | E191010W |  | A19 | General Purpose Replacement | E26 (Medium) | Omnidirectional | LED | 5 | 60 | 111.3 | 59.6 |  |  |  | 800 | 10 | 82 | No | 25000 | 3000 | 86 | 11 | 0.9 | -25 | Dimmable | 10% |  | None |  |  |  | 2015-06-10 | 2015-06-17 | United States, Canada | ES_1117715_E191010W_06232015065207_9685328 | 2242034
Everbright Lights Inc. | Everbright | LED Lamp | E191010W |  | A19 | General Purpose Replacement | E26 (Medium) | Omnidirectional | LED | 5 | 60 | 111.3 | 59.6 |  |  |  | 800 | 10 | 83 | No | 25000 | 5000 | 85 | 24 | 0.9 | -25 | Dimmable | 10% |  | None |  |  |  | 2015-06-10 | 2015-06-17 | United States, Canada | ES_1117715_E191010W_06232015065207_1373652 | 2242035
Everbright Lights Inc. | Everbright | LED Lamp | EJDR710WW |  | PAR16 | Reflector (Flood/Spot) | E26 (Medium) | Directional | LED | 3 | 50 | 79.9 | 50.1 | 1516 |  | 38 |  | 6.5 | 90 | No | 25000 | 3000 | 82 | 10 | 0.8 | -20 | Dimmable | 19% |  | None |  |  |  | 2015-08-20 | 2015-08-19 | United States, Canada | ES_1117715_EJDR710WW_09012015085558_2407546 | 2246808
Everbright Lights Inc. | Everbright | LED LAMP | E120710WW |  | Decorative Candle: Other | Decorative | E12 (Candelabra) | Decorative | LED | 3 | 60 | 113.1 | 41.4 |  |  |  | 500 | 7.3 | 79 | No | 25000 | 3000 | 82 | 10 | 1 | -20 | Dimmable |  |  | None |  |  |  | 2015-08-20 | 2015-09-03 | United States, Canada | ES_1117715_E120710WW_09102015145826_9421545 | 2247720
Feit Electric | Feit | CEOM60/927/6 | CEOM60/927/6 |  | A19 | General Purpose Replacement | E26 (Medium) | Omnidirectional | LED | 5 | 60 | 112 | 63 |  |  |  | 800 | 9.5 | 84.2 | No | 15000 | 2700 | 93 | 59 |  | -20 | Dimmable | 67% | Yes | Not for Use in Recessed Fixtures | No |  |  | 2016-09-12 | 2016-08-31 | United States | ES_1018130_CEOM60/927/6_20169104152217_7604750 | 2280672
Feit Electric | FEIT ELECTRIC | 3way Omni | A30/100/LED |  | A21 | General Purpose Replacement | E26 (Medium) | Omnidirectional | LED | 3 | 100 | 135 | 72 |  |  |  | 1600 | 20 | 80 | Yes | 25000 | 2700 | 82 | 10 | 1 | -25 |  |  |  | None |  |  |  | 2015-04-01 | 2015-03-27 | United States | ES_1018130_A30/100/LED_03302015081134_7097182 | 2235365
Feit Electric | FEIT ELECTRIC | 3way Omni | A30/100/LED/CAN |  | A21 | General Purpose Replacement | E26 (Medium) | Omnidirectional | LED | 3 | 100 | 135 | 75 |  |  |  | 1600 | 19.5 | 80 | Yes | 25000 | 2700 | 82 | 10 | 1 | -25 |  |  |  | None |  |  |  | 2015-08-15 | 2015-08-19 | Canada | ES_1018130_A30/100/LED/CAN_09102015154955_7116850 | 2247645
Feit Electric | FEIT ELECTRIC | A19 800 Omni LED | A19/OM800/827/LED |  | A19 | General Purpose Replacement | E26 (Medium) | Omnidirectional | LED | 5 | 60 | 111.8 | 62 |  |  |  | 850 | 13.5 | 59.2 | No | 25000 | 2700 | 83 | 19 | 0.9 | -25 | Dimmable | 5% |  | Damp Location Rated |  |  |  | 2014-03-01 | 2014-03-06 | United States | ES_1018130_A19/OM800/827/LED_03142014164403_8854994 | 2206159
Feit Electric | FEIT ELECTRIC | A19 800 Omni LED | A19/OM800/927/LED |  | A19 | General Purpose Replacement | E26 (Medium) | Omnidirectional | LED | 5 | 60 | 112 | 64.9 |  |  |  | 810 | 13.5 | 60 | No | 25000 | 2700 | 92 | 68 | 0.9 | -25 | Dimmable | 5% |  | Damp Location Rated |  |  |  | 2014-03-01 | 2014-03-06 | United States | ES_1018130_A19/OM800/927/LED_03142014164403_4333858 | 2206160
Feit Electric | FEIT ELECTRIC | A19 800 Omni LED | BPCEA19OM800/927/LED |  | A19 | General Purpose Replacement | E26 (Medium) | Omnidirectional | LED | 5 | 60 | 112 | 64.9 |  |  |  | 810 | 13.5 | 60 | No | 25000 | 2700 | 92 | 68 | 0.9 | -25 | Dimmable | 5% |  | Damp Location Rated |  |  |  | 2014-03-01 | 2014-03-06 | United States | ES_1018130_BPCEA19OM800/927/LED_03142014164403_4548315 | 2206161
Feit Electric | FEIT ELECTRIC | AGOMNI 1100 827 LED | AGOM1100/827/LED |  | A21 | General Purpose Replacement | E26 (Medium) | Omnidirectional | LED | 3 | 75 | 125.8 | 78 |  |  |  | 1100 | 13 | 84.6 | No | 25000 | 2700 | 89 | 48 | 1 | -25 | Dimmable | 10% |  | None |  |  |  | 2014-09-15 | 2015-02-18 | United States | ES_1018130_AGOM1100/827/LED_02192015143752_7909255 | 2234192
Feit Electric | FEIT ELECTRIC | AGOMNI 1100 827 LED | BPAGOM1100/5K/LED |  | A21 | General Purpose Replacement | E26 (Medium) | Omnidirectional | LED | 3 | 75 | 125.8 | 78 |  |  |  | 1100 | 13 | 84 | No | 25000 | 5000 | 85 | 24 | 1 | -25 | Dimmable | 5% |  | Not for Use in Recessed Fixtures |  |  |  | 2014-09-15 | 2014-10-07 | United States | ES_1018130_BPAGOM1100/5K/LED_10072014164820_2114475 | 2222050
Feit Electric | FEIT ELECTRIC | AGOMNI 1100 827 LED | BPAGOM1100/5K/LED/4 |  | A21 | General Purpose Replacement | E26 (Medium) | Omnidirectional | LED | 3 | 75 | 126 | 67 |  |  |  | 1100 | 13 | 84 | No | 25000 | 5000 | 85 | 24 | 1 | -25 | Dimmable | 5% |  | None |  |  |  | 2015-04-01 | 2015-04-03 | United States | ES_1018130_BPAGOM1100/5K/LED/4_04162015140126_7543495 | 2237411
Feit Electric | FEIT ELECTRIC | AGOMNI 1100 827 LED | BPAGOM1100/827/LED |  | A21 | General Purpose Replacement | E26 (Medium) | Omnidirectional | LED | 3 | 75 | 125.8 | 78 |  |  |  | 1100 | 13 | 84 | No | 25000 | 2700 | 89 | 48 | 1 | -25 | Dimmable | 5% |  | Not for Use in Recessed Fixtures |  |  |  | 2014-09-15 | 2014-10-07 | United States | ES_1018130_BPAGOM1100/827/LED_10072014164820_8533573 | 2222049
Feit Electric | FEIT ELECTRIC | AGOMNI 1100 827 LED | BPCEAG1100/827/LED |  | A21 | General Purpose Replacement | E26 (Medium) | Omnidirectional | LED | 3 | 75 | 126 | 67 |  |  |  | 1100 | 13 | 84.6 | No | 25000 | 2700 | 89 | 48 | 1 | -25 | Dimmable | 5% |  | None |  |  |  | 2014-09-15 | 2014-10-15 | United States | ES_1018130_BPCEAG1100/827/LED_10172014154236_2100585 | 2231229
Feit Electric | FEIT ELECTRIC | Directional LED LAMP | PAR38LEDG7 | ,,Retail Number: PAR38/LEDG7; ,,Retail Number: PAR38/LEDG7/CAN | PAR38 | Reflector (Flood/Spot) | E26 (Medium) | Directional | LED | 3 | 90 | 133.1 | 122.2 | 1821 |  | 38 | 950 | 16 | 59.4 | No | 25000 | 3000 | 81 | 12 | 1 | -25 | Dimmable | 5% |  | Damp Location Rated,Use With Timers,Enclosed Fixtures,Recessed Fixtures,Use With Photo And/Or Motion Sensors |  |  |  | 2015-04-25 | 2015-05-06 | United States, Canada | ES_1018130_PAR38LEDG7_05062015162515_9847926 | 2239198
Feit Electric | FEIT ELECTRIC | Directional PAR20 | BPPAR20830LEDG11/CAN | Directional PAR20,PAR20830LEDG11/2/CAN, | PAR20 | Reflector (Flood/Spot) | E26 (Medium) | Directional | LED | 3 | 50 | 86 | 64 | 982 |  | 38 |  | 7 | 64 | No | 25000 | 3000 | 83 | 17 | 0.9 | -20 | Dimmable | 5% |  | None |  |  |  | 2016-02-01 | 2016-02-18 | Canada | ES_1018130_BPPAR20830LEDG11/CAN_02192016124924_4225226 | 2260429
Feit Electric | FEIT ELECTRIC | Directional PAR20 | PAR20/830/LEDG11 | Directional PAR20,PAR20/830/LEDG11/2, | PAR20 | Reflector (Flood/Spot) | E26 (Medium) | Directional | LED | 3 | 50 | 86 | 64 | 982 |  | 38 |  | 7 | 64 | No | 25000 | 3000 | 83 | 17 | 0.9 | -20 | Dimmable | 5% |  | None |  |  |  | 2016-02-01 | 2016-02-18 | United States | ES_1018130_PAR20/830/LEDG11_02192016115759_3001548 | 2260427
Feit Electric | FEIT ELECTRIC | Directional PAR20 | PAR20/830/LEDG11/4 |  | PAR20 | Reflector (Flood/Spot) | E26 (Medium) | Directional | LED | 3 | 50 | 86 | 64 | 982 |  | 38 |  | 7 | 64 | No | 25000 | 3000 | 83 | 17 | 0.9 | -20 | Dimmable | 5% |  | Damp Location Rated |  |  |  | 2016-02-01 | 2016-04-07 | United States | ES_1018130_PAR20/830/LEDG11/4_04152016142216_4578941 | 2264291
Feit Electric | FEIT ELECTRIC | Directional PAR20 | PAR20/830/LEDG11/CAN |  | PAR20 | Reflector (Flood/Spot) | E26 (Medium) | Directional | LED | 3 | 50 | 86 | 64 | 982 |  | 38 | 450 | 7 | 64 | No | 25000 | 3000 | 83 | 17 | 0.9 | -20 | Dimmable | 5% |  | None |  |  |  | 2016-02-01 | 2016-06-28 | Canada | ES_1018130_PAR20/830/LEDG11/CAN_07012016144929_4475361 | 2271393
Feit Electric | FEIT ELECTRIC | Directional PAR20 | PAR20/850/LEDG11 | Directional PAR20,PAR20/850/LEDG11/2, | PAR20 | Reflector (Flood/Spot) | E26 (Medium) | Directional | LED | 3 | 50 | 86 | 64 | 840 |  | 38 |  | 7 | 64 | No | 25000 | 5000 | 84 | 24 | 0.9 | -20 | Dimmable | 5% |  | None |  |  |  | 2016-02-01 | 2016-02-18 | United States | ES_1018130_PAR20/850/LEDG11_02192016115759_5022852 | 2260428
Feit Electric | FEIT ELECTRIC | Directional PAR20 | PAR20/850/LEDG11/CAN | Directional PAR20,PAR20850LEDG11/2/CAN, | PAR20 | Reflector (Flood/Spot) | E26 (Medium) | Directional | LED | 3 | 50 | 86 | 64 | 840 |  | 38 |  | 7 | 64 | No | 25000 | 5000 | 84 | 24 | 0.9 | -20 | Dimmable | 5% |  | None |  |  |  | 2016-02-01 | 2016-02-18 | Canada | ES_1018130_PAR20/850/LEDG11/CAN_02192016125124_2586985 | 2260430
Feit Electric | FEIT ELECTRIC | Directional PAR30L | PAR30L/830/LEDG11 | Directional PAR30L,PAR30L/830/LEDG11/2, | PAR30L | Reflector (Flood/Spot) | E26 (Medium) | Directional | LED | 3 | 75 | 120.2 | 94 | 1679 |  | 38 |  | 10.5 | 71 | No | 25000 | 3000 | 84 | 20 | 0.9 | -20 | Dimmable | 5% |  | None |  |  |  | 2016-02-01 | 2016-02-18 | United States | ES_1018130_PAR30L/830/LEDG11_02192016115834_5754600 | 2260423
Feit Electric | FEIT ELECTRIC | Directional PAR30L | PAR30L830/LEDG11/CAN |  | PAR30L | Reflector (Flood/Spot) | E26 (Medium) | Directional | LED | 3 | 75 | 120.2 | 94 | 1679 |  | 38 |  | 10.5 | 71 | No | 25000 | 3000 | 84 | 20 | 0.9 | -20 | Dimmable | 5% |  | None |  |  |  | 2016-02-01 | 2016-02-18 | Canada | ES_1018130_PAR30L830/LEDG11/CAN_02192016124313_5868133 | 2260425
Feit Electric | FEIT ELECTRIC | Directional PAR30L | PAR30L/850/LEDG11 | Directional PAR30L,PAR30L/850/LEDG11/2, | PAR30L | Reflector (Flood/Spot) | E26 (Medium) | Directional | LED | 3 | 75 | 120 | 94 | 1728 |  | 38 |  | 10.5 | 71 | No | 25000 | 5000 | 84 | 22 | 0.9 | -20 | Dimmable | 5% |  | None |  |  |  | 2016-02-01 | 2016-02-18 | United States | ES_1018130_PAR30L/850/LEDG11_02192016124420_3628459 | 2260424
Feit Electric | FEIT ELECTRIC | Directional PAR30L | PAR30L850/LEDG11/CAN |  | PAR30L | Reflector (Flood/Spot) | E26 (Medium) | Directional | LED | 3 | 75 | 120 | 94 | 1728 |  | 38 |  | 10.5 | 71 | No | 25000 | 5000 | 84 | 22 | 0.9 | -20 | Dimmable | 5% |  | None |  |  |  | 2016-02-01 | 2016-02-18 | Canada | ES_1018130_PAR30L850/LEDG11/CAN_02192016124523_9327740 | 2260426
Feit Electric | FEIT ELECTRIC | Directional PAR38 | PAR38/830/LEDG11 | Directional PAR38,PAR38/830/LEDG11/2, | PAR38 | Reflector (Flood/Spot) | E26 (Medium) | Directional | LED | 3 | 90 | 132.9 | 121.4 | 1781 |  | 38 |  | 14 | 66 | No | 25000 | 3000 | 84 | 19 | 0.9 | -20 | Dimmable | 5% |  | None |  |  |  | 2016-02-01 | 2016-02-24 | United States | ES_1018130_PAR38/830/LEDG11_03032016111628_1099318 | 2261322
Feit Electric | FEIT ELECTRIC | Directional PAR38 | PAR38/830/LEDG11/CAN |  | PAR38 | Reflector (Flood/Spot) | E26 (Medium) | Directional | LED | 3 | 90 | 132.9 | 121.4 | 1781 |  | 38 |  | 14 | 66 | No | 25000 | 3000 | 84 | 19 | 0.9 | -20 | Dimmable | 5% |  | None |  |  |  | 2016-02-01 | 2016-02-24 | Canada | ES_1018130_PAR38/830/LEDG11/CAN_03032016111611_9554431 | 2261324
Feit Electric | FEIT ELECTRIC | Directional PAR38 | PAR38/850/LEDG11 | Directional PAR38,PAR38/850/LEDG11/2, | PAR38 | Reflector (Flood/Spot) | E26 (Medium) | Directional | LED | 3 | 90 | 132 | 121 | 1981 |  | 38 |  | 14 | 66 | No | 25000 | 5000 | 85 | 28 | 0.9 | -20 | Dimmable | 5% |  | None |  |  |  | 2016-02-01 | 2016-02-24 | United States | ES_1018130_PAR38/850/LEDG11_03032016111813_3809195 | 2261323
Feit Electric | FEIT ELECTRIC | Directional PAR38 | PAR38/850/LEDG11/CAN |  | PAR38 | Reflector (Flood/Spot) | E26 (Medium) | Directional | LED | 3 | 90 | 132 | 121 | 1981 |  | 38 |  | 14 | 66 | No | 25000 | 5000 | 85 | 28 | 0.9 | -20 | Dimmable | 5% |  | None |  |  |  | 2016-02-01 | 2016-02-24 | Canada | ES_1018130_PAR38/850/LEDG11/CAN_03032016111858_4043774 | 2261325
Feit Electric | FEIT ELECTRIC | Directional R20 | BPCER20/927/2 |  | R20 | Reflector (Flood/Spot) | E26 (Medium) | Directional | LED | 5 | 45 | 99.8 | 62.5 |  |  | 110 | 450 | 8 | 56.2 | No | 25000 | 2700 | 92 | 57 | 0.9 | -25 | Dimmable | 10% |  | None |  |  |  | 2015-12-31 | 2015-12-31 | United States | ES_1018130_BPCER20/927/2_01052016134720_5642379 | 2255968
Feit Electric | FEIT ELECTRIC | Directional R20 | BPCER20/927/2 (L) | Directional R20,R20/927/LED (L), | R20 | Reflector (Flood/Spot) | E26 (Medium) | Directional | LED | 5 | 45 | 94.7 | 63.3 |  |  | 110 | 450 | 8 | 56.2 | No | 25000 | 2700 | 90 | 51 | 1 | -25 | Dimmable | 5% |  | None |  |  |  | 2015-12-05 | 2015-12-04 | United States | ES_1018130_BPCER20/927/2 (L)_12102015130409_3843519 | 2254593
Feit Electric | FEIT ELECTRIC | Directional R20 | BPCER20/927/4 (L) |  | R20 | Reflector (Flood/Spot) | E26 (Medium) | Directional | LED | 5 | 45 | 94.7 | 63.3 |  |  | 110 | 450 | 7.3 | 61.6 | No | 25000 | 2700 | 91 | 51 | 1 | -25 | Dimmable | 6% | No | None | No |  |  | 2016-08-10 | 2016-08-17 | United States | ES_1018130_BPCER20/927/4 (L)_08172016134701_3116758 | 2275488
Feit Electric | FEIT ELECTRIC | Directional R20 | R2045/927/LED |  | R20 | Reflector (Flood/Spot) | E26 (Medium) | Directional | LED | 5 | 45 | 99.2 | 62.3 |  |  | 110 | 450 | 8 | 56.2 | No | 25000 | 2700 | 91 | 57 | 0.9 | -25 | Dimmable | 5% |  | None |  |  |  | 2016-07-01 | 2016-06-30 | United States | ES_1018130_R2045/927/LED_07012016134740_8096176 | 2271377
Feit Electric | FEIT ELECTRIC | EXN 500 | BPEXN500/MED/LED/CAN |  | PAR16 | Reflector (Flood/Spot) | GU10 | Directional | LED | 3 | 50 | 54.4 | 49.9 | 1170 |  | 38 |  | 8 | 62.5 | No | 25000 | 3000 | 82 | 10 | 0.7 | -25 | Dimmable | 10% |  | None |  |  |  | 2015-08-01 | 2015-08-04 | Canada | ES_1018130_BPEXN500/MED/LED/CAN_12212015151745_1508128 | 2255228
Feit Electric | FEIT ELECTRIC | EXN 500 | MR16GU10500LED/3/CAN |  | PAR16 | Reflector (Flood/Spot) | GU10 | Directional | LED | 3 | 50 | 54.4 | 49.9 | 1170 |  | 38 |  | 8 | 62.5 | No | 25000 | 3000 | 82 | 10 | 0.7 | -25 | Dimmable | 10% |  | None |  |  |  | 2015-08-01 | 2015-09-04 | Canada | ES_1018130_MR16GU10500LED/3/CAN_09102015153254_7433944 | 2247643
Feit Electric | FEIT ELECTRIC | G161/2 LED | BPG161/2CLDM/LED/CAN |  | G16.5 | Globe | E12 (Candelabra) | Decorative | LED | 3 | 40 | 75.4 | 50.4 |  |  |  | 300 | 4.8 | 62.5 | No | 25000 | 3000 | 83 | 16 | 0.6 | -25 | Dimmable | 10% |  | None |  |  |  | 2015-08-07 | 2015-08-04 | Canada | ES_1018130_BPG161/2CLDM/LED/CAN_08142015163637_9325867 | 2246301
Feit Electric | FEIT ELECTRIC | Omni 60 | BPOM60/830/LED/4 (V2) |  | A19 | General Purpose Replacement | E26 (Medium) | Omnidirectional | LED | 3 | 60 | 112.6 | 59.8 |  |  |  | 800 | 9 | 88 | No | 25000 | 3000 | 84 | 18 | 0.9 | -25 | Dimmable | 10% |  | Damp Location Rated |  |  |  | 2016-03-30 | 2016-04-07 | United States | ES_1018130_BPOM60/830/LED/4 (V2)_04152016135953_2182489 | 2264288
Feit Electric | FEIT ELECTRIC | Omni 60 | BPOM60/830/LED (V2) | ,OM60/830/LED/4 (V2), | A19 | General Purpose Replacement | E26 (Medium) | Omnidirectional | LED | 3 | 60 | 112.6 | 59.8 |  |  |  | 800 | 9 | 88.9 | No | 25000 | 3000 | 83 | 18 | 0.9 | -25 | Dimmable | 10% |  | None |  |  |  | 2015-04-01 | 2015-04-20 | United States | ES_1018130_BPOM60/830/LED (V2)_04222015101920_1079225 | 2237620
Feit Electric | FEIT ELECTRIC | Omni 60 | BPOM60/850/LED/4 (V2) |  | A19 | General Purpose Replacement | E26 (Medium) | Omnidirectional | LED | 3 | 60 | 112.2 | 60.3 |  |  |  | 800 | 9 | 88.7 | No | 25000 | 5000 | 86 | 34 | 0.9 | -25 | Dimmable | 10% |  | None |  |  |  | 2015-05-15 | 2015-05-11 | United States | ES_1018130_BPOM60/850/LED/4 (V2)_05222015163055_2398823 | 2240132
Feit Electric | FEIT ELECTRIC | Omni 60 | BPOM60/850/LED (V2) | ,OM60/850/LED/4 (V2), | A19 | General Purpose Replacement | E26 (Medium) | Omnidirectional | LED | 3 | 60 | 112.6 | 60.3 |  |  |  | 800 | 9.5 | 84.2 | No | 25000 | 5000 | 86 | 34 | 0.9 | -25 | Dimmable | 10% |  | None |  |  |  | 2015-04-01 | 2015-04-20 | United States | ES_1018130_BPOM60/850/LED (V2)_04222015101920_2858763 | 2237621
Feit Electric | FEIT ELECTRIC | Omni 60 LED | OM60/830/LED/CAN (N) | Omni 60 LED,OM60/830/LED/3/CAN (N), | A19 | General Purpose Replacement | E26 (Medium) | Omnidirectional | LED | 3 | 60 | 112.6 | 59.9 |  |  |  | 800 | 9.5 | 84 | No | 25000 | 3000 | 85 | 24 | 0.9 | -25 | Dimmable | 5% |  | None |  |  |  | 2015-09-01 | 2015-09-17 | Canada | ES_1018130_OM60/830/LED/CAN (N)_09222015141002_9543347 | 2248303
Feit Electric | FEIT ELECTRIC | OMNI 60 LED | CEOM60/5K/LED/10 |  | A19 | General Purpose Replacement | E26 (Medium) | Omnidirectional | LED | 5 | 60 | 112.4 | 63 |  |  |  | 800 | 9.5 | 84.2 | No | 15000 | 5000 | 85 | 13 | 0.8 | -25 |  |  | Yes | None | No |  |  | 2016-08-20 | 2016-08-25 | United States | ES_1018130_CEOM60/5K/LED/10_09022016163730_6500450 | 2278349
Feit Electric | FEIT ELECTRIC | Omni 75 | BPOM75/830/LED/4 (V2) |  | A19 | General Purpose Replacement | E26 (Medium) | Omnidirectional | LED | 3 | 75 | 117.7 | 63.7 |  |  |  | 1100 | 11 | 100 | No | 25000 | 3000 | 82 | 7 | 0.9 | -25 | Dimmable | 10% |  | Damp Location Rated |  |  |  | 2016-03-30 | 2016-04-07 | United States | ES_1018130_BPOM75/830/LED/4 (V2)_04152016140014_8238613 | 2264289
Feit Electric | FEIT ELECTRIC | Omni 75 | BPOM75/830/LED (V2) |  | A19 | General Purpose Replacement | E26 (Medium) | Omnidirectional | LED | 3 | 75 | 117.7 | 63.7 |  |  |  | 1100 | 11 | 100 | No | 25000 | 3000 | 82 | 7 | 0.9 | -25 | Dimmable | 10% |  | None |  |  |  | 2015-04-01 | 2015-04-20 | United States | ES_1018130_BPOM75/830/LED (V2)_04222015102425_8133027 | 2237622
Feit Electric | FEIT ELECTRIC | Omni 75 | BPOM75/850/LED/4 (V2) |  | A19 | General Purpose Replacement | E26 (Medium) | Omnidirectional | LED | 3 | 75 | 117.2 | 63.8 |  |  |  | 1100 | 11 | 100 | No | 25000 | 5000 | 86 | 22 | 0.9 | -25 | Dimmable | 10% |  | None |  |  |  | 2015-04-01 | 2015-05-11 | United States | ES_1018130_BPOM75/850/LED/4 (V2)_05222015163105_6000732 | 2240133
Feit Electric | FEIT ELECTRIC | Omni 75 | BPOM75/850/LED (V2) |  | A19 | General Purpose Replacement | E26 (Medium) | Omnidirectional | LED | 3 | 75 | 117.7 | 63.7 |  |  |  | 1100 | 11 | 100 | No | 25000 | 5000 | 85 | 22 | 0.9 | -25 | Dimmable | 10% |  | None |  |  |  | 2015-04-01 | 2015-04-20 | United States | ES_1018130_BPOM75/850/LED (V2)_04222015102425_5583839 | 2237623
Feit Electric | FEIT ELECTRIC | Omni 800 827 LED | AGOM800/827/LED | Omni 800 827 LED,BPAGOM800/827/LED, | A19 | General Purpose Replacement | E26 (Medium) | Omnidirectional | LED | 3 | 60 | 116 | 60 |  |  |  | 800 | 9.5 | 84.2 | No | 25000 | 2700 | 82 | 14 | 0.9 | -25 | Dimmable | 5% |  | None |  |  |  | 2015-01-15 | 2015-02-19 | United States | ES_1018130_AGOM800/827/LED_02202015103053_3824375 | 2233543
Feit Electric | FEIT ELECTRIC | Omni 800 830 LED | AGOM800/LED/3/CAN |  | A19 | General Purpose Replacement | E26 (Medium) | Omnidirectional | LED | 3 | 60 | 116 | 60 |  |  |  | 800 | 9.5 | 84.2 | No | 25000 | 3000 | 83 | 14 | 0.9 | -25 | Dimmable | 5% |  | None |  |  |  | 2015-01-15 | 2015-02-25 | United States | ES_1018130_AGOM800/LED/3/CAN_02272015152837_1900690 | 2234191
Feit Electric | FEIT ELECTRIC | Omni 800 841 LED | AGOM800/841/LED |  | A19 | General Purpose Replacement | E26 (Medium) | Omnidirectional | LED | 3 | 60 | 116.1 | 60.1 |  |  |  | 800 | 9.5 | 84.2 | No | 25000 | 4000 | 84 | 13 | 0.9 | -25 | Dimmable | 5% |  | None |  |  |  | 2015-01-15 | 2015-02-19 | United States | ES_1018130_AGOM800/841/LED_02192015143904_3613677 | 2233545
Feit Electric | FEIT ELECTRIC | Omni 800 850 LED | BPAGOM800/5K/LED | Omni 800 850 LED,AGOM800/5K/LED/CAN, | A19 | General Purpose Replacement | E26 (Medium) | Omnidirectional | LED | 3 | 60 | 116.4 | 59.9 |  |  |  | 800 | 9.5 | 84.2 | No | 25000 | 5000 | 86 | 29 | 0.9 | -25 | Dimmable | 5% |  | None |  |  |  | 2015-01-15 | 2015-02-19 | United States | ES_1018130_BPAGOM800/5K/LED_02192015143904_6846541 | 2233544
Feit Electric | FEIT ELECTRIC | Omni 800 850 LED | BPAGOM800/5K/LED/4 |  | A19 | General Purpose Replacement | E26 (Medium) | Omnidirectional | LED | 3 | 60 | 116 | 60 |  |  |  | 800 | 9.5 | 84 | No | 25000 | 5000 | 86 | 29 | 0.9 | -25 | Dimmable | 5% |  | None |  |  |  | 2015-01-15 | 2015-04-03 | United States | ES_1018130_BPAGOM800/5K/LED/4_04162015140211_5354229 | 2237416
Feit Electric | FEIT ELECTRIC | Omni 800 LED | A19/OM800/LED | Omni 800 LED,A19/OM800/LED/2,; Omni 800 LED,A19/OM800/LED/BX,; Omni 800 LED,A19/OM800/LED/CAN, | A19 | General Purpose Replacement | E26 (Medium) | Omnidirectional | LED | 3 | 60 | 112.5 | 69.5 |  |  |  | 850 | 13.5 | 63 | No | 25000 | 3000 | 81 | 13 | 0.9 | -25 | Dimmable | 5% |  | None |  |  |  | 2012-07-01 | 2014-10-02 | United States | ES_1018130_A19/OM800/LED_10072014130910_9021533 | 2221942
Feit Electric | FEIT ELECTRIC | Omni 800 LED | A19/OM800/LED/4 |  | A19 | General Purpose Replacement | E26 (Medium) | Omnidirectional | LED | 3 | 60 | 113 | 63 |  |  |  | 850 | 13.5 | 60 | No | 25000 | 3000 | 81 | 13 | 0.9 | -25 | Dimmable | 20% |  | Not for Use in Recessed Fixtures |  |  |  | 2012-07-01 | 2015-02-25 | United States | ES_1018130_A19/OM800/LED/4_04012015140040_3916232 | 2235548
Feit Electric | FEIT ELECTRIC | Omni 800 LED | A19/OM800/LED/CAN | Omni 800 LED,A19/OM800/LED/2,; Omni 800 LED,A19/OM800/LED/BX, | A19 | General Purpose Replacement | E26 (Medium) | Omnidirectional | LED | 3 | 60 | 112.5 | 69.5 |  |  |  | 850 | 13.5 | 63 | No | 25000 | 3000 | 81 | 13 | 0.9 | -25 | Dimmable | 5% |  | None |  |  |  | 2012-07-01 | 2014-10-02 | United States | ES_1018130_A19/OM800/LED/CAN_04012015140040_9123626 | 2235549
Feit Electric | FEIT ELECTRIC | Omni 800 LED | BPCEA19/OM800/LED | Omni 800 LED,BPCEA19OM800/LED/CAN, | A19 | General Purpose Replacement | E26 (Medium) | Omnidirectional | LED | 3 | 60 | 113 | 63 |  |  |  | 850 | 13.5 | 63 | No | 25000 | 3000 | 81 | 13 | 0.9 | -25 | Dimmable | 5% |  | None |  |  |  | 2012-07-01 | 2015-02-25 | United States | ES_1018130_BPCEA19/OM800/LED_02272015152719_2619082 | 2234187
Feit Electric | FEIT ELECTRIC | Omni 800 LED | BPCEA19OM800/LED/CAN |  | A19 | General Purpose Replacement | E26 (Medium) | Omnidirectional | LED | 3 | 60 | 113 | 63 |  |  |  | 850 | 13.5 | 63 | No | 25000 | 3000 | 81 | 13 | 0.9 | -25 | Dimmable | 5% |  | None |  |  |  | 2012-07-01 | 2015-02-25 | United States | ES_1018130_BPCEA19OM800/LED/CAN_04012015140040_3605907 | 2235547
Feit Electric | FEIT ELECTRIC | OMNI 800 LED | BPOM60/830/LED |  | A19 | General Purpose Replacement | E26 (Medium) | Omnidirectional | LED | 3 | 60 | 116 | 60 |  |  |  | 800 | 9.5 | 84.2 | No | 25000 | 3000 | 84 | 19 | 0.9 | -13 | Dimmable | 5% |  | None |  |  |  | 2014-12-15 | 2014-12-09 | United States | ES_1018130_BPOM75/830/LED_12122014164243_9377370 | 2229426
Feit Electric | FEIT ELECTRIC | OMNI 800 LED | BPOM60/850/LED | OMNI 800 LED,OM60/850/4, | A19 | General Purpose Replacement | E26 (Medium) | Omnidirectional | LED | 3 | 60 | 116 | 60 |  |  |  | 800 | 9.5 | 84.2 | No | 25000 | 5000 | 84 | 14 | 0.9 | -13 | Dimmable | 5% |  | None |  |  |  | 2015-03-20 | 2015-03-25 | United States | ES_1018130_BPOM60/850/LED_04022015145154_4097757 | 2235689
Fujian YDJ Light Co., Ltd. | YDJ Light | LED Lamp | LA60D-U022-D360-10-30 |  | A19 | General Purpose Replacement | E26 (Medium) | Omnidirectional | LED | 3 | 60 | 105.3 | 59.8 |  |  |  | 800 | 10 | 80 | No | 25000 | 3000 | 81 | 5 | 0.7 | -20 | Dimmable | 20% | No | Damp Location Rated,Use With Timers,Not for Use in Recessed Fixtures,Use With Photo and/or Motion Sensors | No |  |  | 2016-09-20 | 2016-09-21 | United States, Canada | ES_33216_LA60D-U022-D360-10-30_092120161204_3298491 | 2280862
Fujian YDJ Light Co., Ltd. | YDJ Light | LED Lamp | LA60D-U022-D360-10-40 |  | A19 | General Purpose Replacement | E26 (Medium) | Omnidirectional | LED | 3 | 60 | 106.1 | 59.2 |  |  |  | 800 | 10 | 80 | No | 25000 | 4000 | 82 | 2 | 0.7 | -20 | Dimmable | 20% | No | Damp Location Rated,Use With Timers,Not for Use in Recessed Fixtures,Use With Photo and/or Motion Sensors | No |  |  | 2016-07-05 | 2016-06-23 | United States, Canada | ES_33216_LA60D-U022-D360-10-40_06232016093635_0180234 | 2271771
Fujian YDJ Light Co., Ltd. | YDJ Light | LED Lamp | LA60D-U022-D360-10-50 |  | A19 | General Purpose Replacement | E26 (Medium) | Omnidirectional | LED | 3 | 60 | 106.1 | 59.7 |  |  |  | 800 | 10 | 80 | No | 25000 | 5000 | 83 | 3 | 0.7 | -20 | Dimmable | 20% | No | Damp Location Rated,Use With Timers,Not for Use in Recessed Fixtures,Use With Photo and/or Motion Sensors | No |  |  | 2016-07-05 | 2016-06-23 | United States, Canada | ES_33216_LA60D-U022-D360-10-50_06232016093649_9082140 | 2271772
Fujian YDJ Light Co., Ltd. | YDJ Light | LED Lamp | LA60D-U022-D360-10-65 |  | A19 | General Purpose Replacement | E26 (Medium) | Omnidirectional | LED | 3 | 60 | 106 | 59.6 |  |  |  | 800 | 10 | 80 | No | 25000 | 6500 | 84 | 11 | 0.7 | -20 | Dimmable | 20% | No | Damp Location Rated,Use With Timers,Not for Use in Recessed Fixtures,Use With Photo and/or Motion Sensors | No |  |  | 2016-09-20 | 2016-09-21 | United States, Canada | ES_33216_LA60D-U022-D360-10-65_092120161212_4189343 | 2280863
G2G LED | G2G LED | 10560-ST | 10560-ST |  | B10 | Decorative | E26 (Medium) | Decorative | LED | 3 | 40 | 91.1 | 31.7 |  |  |  | 330 | 4 | 82.5 | No | 15000 | 2700 | 82 | 7 | 0.9 | -20 | Dimmable | 10% | No | Damp Location Rated | No |  |  | 2016-01-01 | 2016-10-14 | United States | ES_1138147_10560-ST_10112016170717_3490259 | 2281446
GE Lighting | GE | FLE10HT2/2/12E/SS | 13539 | ,FLE10HT2D/BX2CDN,; FLE10HT2/2/12E/SS,13539, | CFL Bare Spiral | General Purpose Replacement | E26 (Medium) | Omnidirectional | CFL | 6 | 40 | 90 | 45 |  | 1 |  | 550 | 10 | 55 | No | 12000 | 5000 | 86 | 56 | 0.6 | -10 |  |  |  | Damp Location Rated |  |  |  | 2014-12-05 | 2014-12-11 | Canada | ES_1120172_13539_12112014163830_5910922 | 2229151
GE Lighting | GE | FLE10HT2/2/12E/SS | 62948 | ,13549,; ,68518, FLE10HT2D/XL/BX3,; ,FLE10HT2D/BX4CDN,; FLE10HT2/2/12E/SS,62948, | CFL Bare Spiral | General Purpose Replacement | E26 (Medium) | Omnidirectional | CFL | 6 | 40 | 90 | 45 |  | 1 |  | 550 | 10 | 55 | No | 12000 | 5000 | 86 | 56 | 0.6 | -10 |  |  |  | Damp Location Rated,Not for Use in Enclosed Fixtures |  |  |  | 2014-08-25 | 2014-08-25 | United States | ES_1120172_62948_09032014222607_3167912 | 2218628
GE Lighting | GE | FLE10HT2/2/12E/SW | 13529 | ,31330, FLE10HT2SWBX4CDN,; FLE10HT2/2/12E/SW,13529,; FLE10HT2/2/12H1/SW,FLE10HT2SWBX4CDN, | CFL Bare Spiral | General Purpose Replacement | E26 (Medium) | Omnidirectional | CFL | 6 | 40 | 90 | 45 |  | 1 |  | 619 | 10 | 61.9 | No | 12000 | 2700 | 83 | -3 | 0.6 | -10 |  |  |  | Damp Location Rated,Not for Use in Enclosed Fixtures |  |  |  | 2015-04-07 | 2015-04-30 | Canada | ES_1120172_13529_04302015180729_7249495 | 2238802
GE Lighting | GE | FLE10HT2/2/12E/SW | 68504 | ,68510,; ,85382,; ,85389,; FLE10HT2/2/12E/SW,68504,; FLE10HT2/2/12H/SW,FLE10HT2SWXL/BX6,; FLE10HT2/2/SW/CD,FLE10HT2/2/SW/CD,; FLE10HT2/2/SW2PK,FLE10HT2/2/SW2PK,; FLE10HT2SWXL/BX3,FLE10HT2SWXL/BX3, | CFL Bare Spiral | General Purpose Replacement | E26 (Medium) | Omnidirectional | CFL | 6 | 40 | 90 | 45 |  | 1 |  | 619 | 10 | 61.9 | No | 12000 | 2700 | 83 | -3 | 0.6 | -10 |  |  |  | Damp Location Rated,Not for Use in Enclosed Fixtures |  |  |  | 2015-04-07 | 2015-04-30 | United States | ES_1120172_68504_04302015180644_7204131 | 2238803
GE Lighting | GE | FLE10HT2/2/12E/SW | 86241 | FLE10HT2/2/12E/SW,86241,; FLE10HT2/2/827,FLE10HT2/2/827, | CFL Bare Spiral | General Purpose Replacement | E26 (Medium) | Omnidirectional | CFL | 2 | 40 | 90 | 45 |  | 1 |  | 619 | 10 | 61.9 | No | 12000 | 2700 | 83 | -3 | 0.6 | -10 |  |  |  | Damp Location Rated,Not for Use in Enclosed Fixtures |  |  |  | 2015-04-07 | 2015-04-30 | United States, Canada | ES_1120172_86241_04302015180705_7225662 | 2238804
GE Lighting | GE | FLE10HT3/2/SXE/SW | 38505 | ,36887,; ,FLE10HT3XXLL2BX,; ,FLE10HT3XXLL5BX,; FLE10HT3/2/SXE/SW,38505, | CFL Bare Spiral | General Purpose Replacement | E26 (Medium) | Omnidirectional | CFL | 7 | 40 | 113 | 43 |  | 1 |  | 585 | 10 | 58.5 | No | 15000 | 2700 | 84 | 11 | 0.6 | -10 |  |  |  | Damp Location Rated,Enclosed Fixtures |  |  |  | 2015-04-07 | 2015-05-01 | United States | ES_1120172_38505_05012015181635_4195689 | 2238478
GE Lighting | GE | FLE10HT3/2/SXE/SW | 42182 | ,FLE10HT3LL2BXCDN,; FLE10HT3/2/SXE/SW,42182, | CFL Bare Spiral | General Purpose Replacement | E26 (Medium) | Omnidirectional | CFL | 7 | 40 | 113 | 43 |  | 1 |  | 585 | 10 | 58.5 | No | 15000 | 2700 | 84 | 11 | 0.6 | -10 |  |  |  | Damp Location Rated,Enclosed Fixtures |  |  |  | 2015-04-07 | 2015-05-01 | Canada | ES_1120172_42182_05012015181835_4315203 | 2238479
GE Lighting | GE | FLE11/G25/2/HB/XLESS | 66465 | ,FLE11/HBG25/SSBX,; FLE11/G25/2/HB/XLESS,66465, | CFL Globe | Globe | E26 (Medium) | Decorative | CFL | 5 | 40 | 116 | 80 |  | 2 |  | 499 | 11 | 49.5 | No | 10000 | 5000 | 87 | 52 | 0.6 | -15 |  |  |  | Damp Location Rated,Not for Use in Enclosed Fixtures |  |  |  | 2015-04-21 | 2015-05-29 | United States | ES_1120172_66465_05292015232228_1748857 | 2240450
GE Lighting | GE | FLE11/G25/2/HB/XLESW | 35400 | ,FLE11HBG25SWXCD,; FLE11/G25/2/HB/XLESW,35400, | CFL Globe | Globe | E26 (Medium) | Decorative | CFL | 5 | 40 | 116 | 80 |  | 1 |  | 499 | 11 | 51.8 | No | 10000 | 2700 | 83 | -1 | 0.6 | -15 |  |  |  | Damp Location Rated,Not for Use in Enclosed Fixtures |  |  |  | 2015-04-21 | 2015-05-29 | United States | ES_1120172_35400_05292015220625_7185406 | 2240449
GE Lighting | GE | FLE13HT2/2/12E/SW | 68505 | ,44993, FAM147FLE13T28PK,; ,68505 - FLE13HT2SWXL/BX3,; ,68511 - FLE13HT2SWXL/BX6,; ,70776 - FLE13HT2SWXL/BX4,; ,70909 - FLE13HT2SWXL/B10,; ,72466 - FLE13HT2/6H/SWCD,; ,85383 - FLE13HT2/2/SW/CD,; ,85390 - FLE13HT2/2/SW2PK, | CFL Bare Spiral | General Purpose Replacement | E26 (Medium) | Omnidirectional | CFL | 6 | 60 | 99 | 52 |  | 1 |  | 960 | 13.2 | 72.8 | No | 12000 | 2700 | 82 | -8 | 0.6 | -10 |  |  |  | Damp Location Rated,Not for Use in Enclosed Fixtures |  |  |  | 2015-04-21 | 2015-05-15 | United States | ES_1120172_68505_05152015160340_5820154 | 2239475
GE Lighting | GE | FLE13HT2/2/12E/SW | 86256 | FLE13HT2/2/12E/SW,86256,; FLE13HT2/2/827,FLE13HT2/2/827, | CFL Bare Spiral | General Purpose Replacement | E26 (Medium) | Omnidirectional | CFL | 2 | 60 | 99 | 52 |  | 1 |  | 960 | 13.2 | 72.8 | No | 12000 | 2700 | 82 | -8 | 0.6 | -10 |  |  |  | Damp Location Rated,Not for Use in Enclosed Fixtures |  |  |  | 2015-04-21 | 2015-05-15 | United States, Canada | ES_1120172_86256_05152015162150_6910591 | 2239476
GE Lighting | GE | FLE13HT2/2/12HE/SS | 42124 | ,22713,; ,FLE13HT2/12H-DCD,; ,FLE13HT2SS/XLBX3,; ,FLE13HT2SSYXLBX4,; FLE13HT2/2/12HE/SS,92786, | CFL Bare Spiral | General Purpose Replacement | E26 (Medium) | Omnidirectional | CFL | 6 | 60 | 99 | 52 |  | 1 |  | 900 | 13 | 71 | No | 12000 | 5000 | 83 | 37 | 0.6 | -15 |  |  |  | Damp Location Rated |  |  |  | 2014-09-11 | 2014-09-11 | United States | ES_1120172_42124_09112014140614_4374296 | 2219056
GE Lighting | GE | FLE13HT2/2/12HE/SS | 63962 | ,FLE13HT2DBX4CDN, | CFL Bare Spiral | General Purpose Replacement | E26 (Medium) | Omnidirectional | CFL | 6 | 60 | 99 | 52 |  | 1 |  | 900 | 13 | 71 | No | 12000 | 5000 | 83 | 37 | 0.6 | -15 |  |  |  | Damp Location Rated |  |  |  | 2014-09-11 | 2015-01-14 | Canada | ES_1120172_63962_01142015200329_5809629 | 2230978
Feit Electric | FEIT ELECTRIC | AG OMNI 1100 LED | BPAGOM1100/LED |  | A21 | General Purpose Replacement | E26 (Medium) | Omnidirectional | LED | 3 | 75 | 125.6 | 78 |  |  |  | 1100 | 13 | 84 | No | 25000 | 3000 | 83 | 16 | 1 | -25 | Dimmable | 5% |  | Other,not for use in recessed fixture |  |  |  | 2012-07-01 | 2014-09-29 | United States | ES_1018130_BPAGOM1100/LED_10012014163515_3976258 | 2221087
Feit Electric | FEIT ELECTRIC | AG OMNI A19-40 LED | AGOM450/927/LED/PGE |  | A19 | General Purpose Replacement | E26 (Medium) | Omnidirectional | LED | 5 | 40 | 110 | 60 |  |  |  | 485 | 7.5 | 64.7 | No | 25000 | 2700 | 92 | 58 | 0.9 | -25 | Dimmable | 5% |  | None |  |  |  | 2015-04-01 | 2015-04-03 | United States | ES_1018130_AGOM450/927/LED/PGE_04162015140116_3727611 | 2237410
Feit Electric | FEIT ELECTRIC | AG OMNI A19-40 LED | AGOM450/LED/3/CAN |  | A19 | General Purpose Replacement | E26 (Medium) | Omnidirectional | LED | 3 | 40 | 109 | 59.9 |  |  |  | 485 | 7.5 | 64.7 | No | 25000 | 3000 | 84 | 23 | 0.9 | -25 | Dimmable | 4% |  | None |  |  |  | 2014-07-01 | 2014-09-25 | United States | ES_1018130_AGOM450/LED/3/CAN_10012014125940_6573923 | 2220948
Feit Electric | FEIT ELECTRIC | AG OMNI A19-40 LED | BPAGOM450/LED | AG OMNI A19-40 LED,AGOM450/LED/CAN, | A19 | General Purpose Replacement | E26 (Medium) | Omnidirectional | LED | 3 | 40 | 109 | 59.9 |  |  |  | 485 | 7.5 | 64.7 | No | 25000 | 3000 | 84 | 23 | 0.9 | -25 | Dimmable | 4% |  | None |  |  |  | 2014-07-01 | 2014-07-02 | United States | ES_1018130_BPAGOM450/LED_07092014184914_3595323 | 2214873
Feit Electric | FEIT ELECTRIC | AG OMNI A19-40 LED | BPCEAG500/927/LED/3 | AG OMNI A19-40 LED,BPAGOM450/927/LED, | A19 | General Purpose Replacement | E26 (Medium) | Omnidirectional | LED | 5 | 40 | 109.6 | 59.9 |  |  |  | 485 | 7.3 | 66 | No | 25000 | 2700 | 91 | 58 | 0.9 | -25 | Dimmable | 5% |  | Damp Location Rated |  |  |  | 2014-10-01 | 2014-09-17 | United States | ES_1018130_BPCEAG500/927/LED/3_09182014113000_5653749 | 2220069
Feit Electric | FEIT ELECTRIC | AG OMNI A19-60 LED | AGOM800/927/LED/PGE | AG OMNI A19-60 LED,AGOM800/927/LED/SCE, | A19 | General Purpose Replacement | E26 (Medium) | Omnidirectional | LED | 5 | 60 | 117 | 60 |  |  |  | 810 | 9.5 | 85.3 | No | 25000 | 2700 | 93 | 61 | 0.9 | -25 | Dimmable | 5% |  | None |  |  |  | 2015-04-01 | 2015-04-03 | United States | ES_1018130_AGOM800/927/LED/PGE_04162015140102_8999291 | 2237409
Feit Electric | FEIT ELECTRIC | AG OMNI A19-60 LED | BPAGOM800/LED | AG OMNI A19-60 LED,AGOM800/LED/CAN, | A19 | General Purpose Replacement | E26 (Medium) | Omnidirectional | LED | 3 | 60 | 115.6 | 69.5 |  |  |  | 800 | 9.5 | 84.2 | No | 25000 | 3000 | 83 | 19 | 0.9 | -25 | Dimmable | 4% |  | None |  |  |  | 2014-07-01 | 2014-07-02 | United States | ES_1018130_BPAGOM800/LED_07092014184937_2551687 | 2214871
Feit Electric | FEIT ELECTRIC | AG OMNI A19-60 LED | BPCEAG800/927/LED/3 | AG OMNI A19-60 LED,AGOM800/927/LED/CAN,; AG OMNI A19-60 LED,BPAGOM800/927/LED, | A19 | General Purpose Replacement | E26 (Medium) | Omnidirectional | LED | 5 | 60 | 116.5 | 59.9 |  |  |  | 810 | 9.5 | 60 | No | 25000 | 2700 | 92 | 61 | 0.9 | -25 | Dimmable | 5% |  | Other,not for use in recessed fixtures. |  |  |  | 2014-09-01 | 2014-09-11 | United States | ES_1018130_BPCEAG800/927/LED/3_09122014164805_4379557 | 2219491
Feit Electric | FEIT ELECTRIC | AGOMNI A21-100 LED | BPAGOM1600/5K/LED | AGOMNI A21-100 LED,AGOM1600/5K/LED/CAN, | A19 | General Purpose Replacement | E26 (Medium) | Omnidirectional | LED | 3 | 100 | 132.5 | 67.1 |  |  |  | 1600 | 15.5 | 100 | No | 25000 | 2700 | 84 | 22 | 1 | -25 | Dimmable | 5% |  | Other,not for use in recessed fixtures |  |  |  | 2014-09-01 | 2014-09-11 | United States | ES_1018130_BPAGOM1600/5K/LED_09122014164821_2782903 | 2219490
Feit Electric | FEIT ELECTRIC | AGOMNI A21-100 LED | BPAGOM1600/5K/LED/4 |  | A21 | General Purpose Replacement | E26 (Medium) | Omnidirectional | LED | 3 | 100 | 135 | 68 |  |  |  | 1600 | 16 | 100 | No | 25000 | 5000 | 84 | 22 | 1 | -25 | Dimmable | 5% |  | None |  |  |  | 2015-05-15 | 2015-05-19 | United States | ES_1018130_BPAGOM1600/5K/LED/4_05222015162954_9202561 | 2240127
Feit Electric | FEIT ELECTRIC | AGOMNI A21-100 LED | BPCEAG1600/827/LED |  | A19 | General Purpose Replacement | E26 (Medium) | Omnidirectional | LED | 5 | 100 | 134.6 | 68 |  |  |  | 1600 | 15.5 | 103 | No | 25000 | 2700 | 80 | 10 | 0.9 | -25 | Dimmable | 5% |  | Other,Not for use in recessed fixtures |  |  |  | 2014-09-01 | 2014-09-11 | United States | ES_1018130_BPCEAG1600/827/LED_09122014164821_5718864 | 2219489
Feit Electric | FEIT ELECTRIC | BR30 LED | BR30/DM/5K/LED (145) |  | BR30 | Reflector (Flood/Spot) | E26 (Medium) | Directional | LED | 3 | 65 | 130.8 | 95.2 |  |  | 110 | 650 | 8.5 | 76.5 | No | 25000 | 5000 | 84 | 19 | 0.9 | -25 | Dimmable | 10% |  | None |  |  |  | 2015-08-15 | 2015-08-07 | United States | ES_1018130_BR30/DM/5K/LED (145)_08142015163405_3829365 | 2246264
Feit Electric | FEIT ELECTRIC | BR30 LED | BR30DM/5K/LED/CAN (V2) |  | BR30 | Reflector (Flood/Spot) | E26 (Medium) | Directional | LED | 3 | 65 | 130 | 95 |  |  | 110 | 650 | 9.5 | 68.4 | No | 25000 | 5000 | 84 | 19 | 0.9 | -25 | Dimmable | 10% |  | None |  |  |  | 2015-08-15 | 2015-08-07 | Canada | ES_1018130_BR30DM/5K/LED/CAN (V2)_08212015105913_5168100 | 2246280
Feit Electric | FEIT ELECTRIC | BR30 LED | BR30/DM/5K/LED (L) | BR30 LED,BR30DM/65/5KLED/4 (L), | BR30 | Reflector (Flood/Spot) | E26 (Medium) | Directional | LED | 3 | 65 | 131.5 | 95.3 | 214 |  | 110 | 650 | 9 | 72 | No | 25000 | 5000 | 82 | 11 | 0.9 | -20 | Dimmable | 5% | No | None | No |  |  | 2016-02-01 | 2016-03-16 | United States | ES_1018130_BR30/DM/5K/LED (L)_03232016104652_4385430 | 2262936
Feit Electric | FEIT ELECTRIC | BR30 LED | BR30/DM/650/LEDG2 | ,,Retail Number: BR30/DM/650/LEDG2/2; ,,Retail Number: BR30/DM/LEDG3/2(C) | BR30 | Reflector (Flood/Spot) | E26 (Medium) | Directional | LED | 3 | 65 | 128.9 | 94.7 |  |  | 110 | 650 | 10 | 65 | No | 25000 | 2700 | 82 | 17 | 1 | -25 | Dimmable | 5% |  | Damp Location Rated,Use With Timers,Enclosed Fixtures,Recessed Fixtures,Use With Photo And/Or Motion Sensors |  |  |  | 2014-07-20 | 2014-11-06 | United States, Canada | ES_1018130_BR30/DM/650/LEDG2_08252014163539_9161404 | 2217865
Feit Electric | FEIT ELECTRIC | BR30 LED | BR30DM65/850/LED |  | BR30 | Reflector (Flood/Spot) | E26 (Medium) | Directional | LED | 3 | 65 | 129.9 | 95.2 |  |  | 110 | 650 | 9.5 | 68.4 | No | 25000 | 5000 | 84 | 19 | 0.9 | -25 | Dimmable | 10% |  | None |  |  |  | 2016-01-25 | 2016-01-28 | United States | ES_1018130_BR30DM65/850/LED_01292016130434_3686237 | 2257508
Feit Electric | FEIT ELECTRIC | BR30 LED | BR30DM65/850/LED/CAN |  | BR30 | Reflector (Flood/Spot) | E26 (Medium) | Directional | LED | 3 | 65 | 129.9 | 95.2 |  |  | 110 | 650 | 9.5 | 68.4 | No | 25000 | 5000 | 84 | 19 | 0.9 | -25 | Dimmable | 10% |  | None |  |  |  | 2016-01-25 | 2016-01-28 | Canada | ES_1018130_BR30DM65/850/LED/CAN_01292016131642_8364785 | 2257510
Feit Electric | FEIT ELECTRIC | BR30 LED | BR30DM65/LED | BR30 LED,BR30DM65/LED/2, | BR30 | Reflector (Flood/Spot) | E26 (Medium) | Directional | LED | 3 | 65 | 130.6 | 95.4 |  |  | 110 | 650 | 9.5 | 68.4 | No | 25000 | 2700 | 81 | 9 | 0.9 | -25 | Dimmable | 10% |  | None |  |  |  | 2016-01-25 | 2016-01-28 | United States | ES_1018130_BR30DM65/LED_01292016130434_5520346 | 2257507
Feit Electric | FEIT ELECTRIC | BR30 LED | BR30DM65/LED/6 | BR30 LED,BR30DM65/LED/MP/6, | BR30 | Reflector (Flood/Spot) | E26 (Medium) | Directional | LED | 3 | 65 | 130.8 | 95.2 |  |  | 110 | 650 | 8.5 | 76.5 | No | 25000 | 2700 | 81 | 5 | 0.9 | -25 | Dimmable | 10% |  | None |  |  |  | 2015-08-15 | 2015-08-07 | United States | ES_1018130_BR30DM65/LED/6_08142015163405_1956020 | 2246263
Feit Electric | FEIT ELECTRIC | BR30 LED | BR30DM65/LED/6 (L1) | BR30 LED,BR30DM65/LED/4 (L), | BR30 | Reflector (Flood/Spot) | E26 (Medium) | Directional | LED | 3 | 65 | 130.8 | 95 | 214 |  | 110 | 650 | 9 | 72 | No | 25000 | 2700 | 81 | 8 | 0.9 | -20 | Dimmable | 5% | No | None | No |  |  | 2016-02-01 | 2016-03-16 | United States | ES_1018130_BR30DM65/LED/6 (L1)_03232016104652_6113119 | 2262935
Feit Electric | FEIT ELECTRIC | BR30 LED | BR30DM65/LED/CAN | BR30 LED,BR30DM65/LED/2/CAN, | BR30 | Reflector (Flood/Spot) | E26 (Medium) | Directional | LED | 3 | 65 | 130.6 | 95.4 |  |  | 110 | 650 | 9.5 | 68.4 | No | 25000 | 2700 | 81 | 9 | 0.9 | -25 | Dimmable | 10% |  | None |  |  |  | 2016-01-25 | 2016-01-28 | Canada | ES_1018130_BR30DM65/LED/CAN_01292016131415_1459017 | 2257509
Feit Electric | FEIT ELECTRIC | G25 Globe | G25/DM/927/LED | ,,Retail Number: BPCEG25/927/LED/3 | G25 | Globe | E26 (Medium) | Decorative | LED | 5 | 40 | 109.3 | 80.2 |  |  |  | 495 | 8 | 61.9 | No | 25000 | 2700 | 94 | 59 | 1 | -25 | Dimmable | 5% |  | Damp Location Rated,Use With Timers,Enclosed Fixtures,Not for Use in Recessed Fixtures,Use With Photo And/Or Motion Sensors |  |  |  | 2014-09-10 | 2014-09-18 | United States, Canada | ES_1018130_G25/DM/927/LED_09182014124545_6984510 | 2226441
Feit Electric | FEIT ELECTRIC | G25 LED Lamp | G25/DM/827/LED |  | G25 | Globe | E26 (Medium) | Decorative | LED | 3 | 60 | 110.4 | 78.8 |  |  |  | 500 | 8 | 62.5 | No | 25000 | 2700 | 81 | 7 | 0.7 | -25 | Dimmable | 10% |  | Use With Timers,Damp Location Rated,Enclosed Fixtures,Not for Use in Recessed Fixtures,Use With Photo And/Or Motion Sensors |  |  |  | 2014-10-15 | 2014-10-10 | United States | ES_1018130_G25/DM/827/LED_10102014145412_0343642 | 2226449
Feit Electric | FEIT ELECTRIC | G25 LED Lamp | G25/DM/LEDG2 | ,,Retail Number: BPCEG25/LED/3; ,,Retail Number: G25/DM/LEDG2/4; ,,Retail Number: G25/DM/LEDG2/CAN | G25 | Globe | E26 (Medium) | Decorative | LED | 3 | 60 | 110.1 | 77.8 |  |  |  | 500 | 8 | 62.5 | No | 25000 | 3000 | 82 | 11 | 0.7 | -25 | Dimmable | 10% |  | Damp Location Rated,Use With Timers,Enclosed Fixtures,Not for Use in Recessed Fixtures,Use With Photo And/Or Motion Sensors |  |  |  | 2014-10-15 | 2014-10-10 | United States | ES_1018130_G25/DM/LEDG2_10102014145521_9846120 | 2226450
Feit Electric | FEIT ELECTRIC | GU10 500 | BPEXN500MEDLED/3/CAN |  | MR16 | Reflector (Flood/Spot) | GU10 | Directional | LED | 3 | 50 | 54.4 | 49.9 | 1170 |  | 38 | 500 | 8 | 62.5 | No | 25000 | 3000 | 81 | 10 | 0.7 | -25 | Dimmable | 10% |  | None |  |  |  | 2014-12-15 | 2016-03-04 | Canada | ES_1018130_BPEXN500MEDLED/3/CAN_03112016093854_6367456 | 2262230
Feit Electric | FEIT ELECTRIC | GU10 500 | MR16GU10500LED/2/CAN |  | PAR16 | Reflector (Flood/Spot) | GU10 | Directional | LED | 3 | 50 | 54.4 | 49.9 | 1170 |  | 38 |  | 8 | 62.5 | No | 25000 | 3000 | 81 | 10 | 0.7 | -25 | Dimmable | 10% |  | None |  |  |  | 2014-12-15 | 2015-10-07 | Canada | ES_1018130_MR16GU10500LED/2/CAN_10162015105059_6126821 | 2250488
Feit Electric | FEIT ELECTRIC | LED 100 | CEOM100/5K/LED/10 (N) |  | A19 | General Purpose Replacement | E26 (Medium) | Omnidirectional | LED | 5 | 100 | 117.4 | 64.6 |  |  |  | 1600 | 15 | 106.7 | No | 15000 | 5000 | 83 | 14 | 1 | -25 |  |  | Yes | None | No |  |  | 2016-08-26 | 2016-08-19 | United States | ES_1018130_CEOM100/5K/LED/10 (N)_08292016113226_7862150 | 2276706
Feit Electric | FEIT ELECTRIC | LED 40 | BPOM40/830/LED (U) | LED 40,OM40/830/LED/4 (U), | A19 | General Purpose Replacement | E26 (Medium) | Omnidirectional | LED | 3 | 40 | 115.3 | 60 |  |  |  | 450 | 7.5 | 60 | No | 25000 | 3000 | 84 | 55 | 0.9 | -25 | Dimmable | 10% |  | None |  |  |  | 2016-01-15 | 2016-01-18 | United States | ES_1018130_BPOM40/830/LED (U)_01212016140049_1507519 | 2257125
Feit Electric | FEIT ELECTRIC | LED 40 | BPOM40/850/LED(U) | LED 40,OM40/850/LED/4 (U), | A19 | General Purpose Replacement | E26 (Medium) | Omnidirectional | LED | 3 | 40 | 115.5 | 60 |  |  |  | 450 | 7.5 | 60 | No | 25000 | 5000 | 85 | 55 | 0.9 | -25 | Dimmable | 10% |  | None |  |  |  | 2016-01-15 | 2016-01-18 | United States | ES_1018130_BPOM40/850/LED(U)_01212016140049_9119357 | 2257127
Feit Electric | FEIT ELECTRIC | LED 40 | OM40/827/LED |  | A19 | General Purpose Replacement | E26 (Medium) | Omnidirectional | LED | 3 | 40 | 116 | 60 |  |  |  | 450 | 7.5 | 60 | No | 25000 | 2700 | 81 | 55 | 0.9 | -25 | Dimmable | 10% |  | None |  |  |  | 2016-01-15 | 2016-01-18 | United States | ES_1018130_OM40/827/LED_01212016140049_4229101 | 2257124
Feit Electric | FEIT ELECTRIC | LED 40 | OM40/830/LED/CAN (U) | LED 40,OM40/830/LED/3/CAN (U), | A19 | General Purpose Replacement | E26 (Medium) | Omnidirectional | LED | 3 | 40 | 115.3 | 60 |  |  |  | 450 | 7.5 | 60 | No | 25000 | 3000 | 84 | 55 | 0.9 | -25 | Dimmable | 10% |  | None |  |  |  | 2016-01-15 | 2016-01-18 | Canada | ES_1018130_OM40/830/LED/CAN (U)_01212016140859_4425319 | 2257128
Feit Electric | FEIT ELECTRIC | LED 40 | OM40/841/LED |  | A19 | General Purpose Replacement | E26 (Medium) | Omnidirectional | LED | 3 | 40 | 115.8 | 60 |  |  |  | 450 | 7.5 | 60 | No | 25000 | 4000 | 82 | 55 | 0.9 | -25 | Dimmable | 10% |  | None |  |  |  | 2016-01-15 | 2016-01-18 | United States | ES_1018130_OM40/841/LED_01212016140049_3256485 | 2257126
Feit Electric | FEIT ELECTRIC | LED 40 | OM40/850/LED/CAN (U) |  | A19 | General Purpose Replacement | E26 (Medium) | Omnidirectional | LED | 3 | 40 | 115.5 | 60 |  |  |  | 450 | 7.5 | 60 | No | 25000 | 5000 | 85 | 55 | 0.9 | -25 | Dimmable | 10% |  | None |  |  |  | 2016-01-15 | 2016-01-18 | Canada | ES_1018130_OM40/850/LED/CAN (U)_01212016141032_3622817 | 2257129
Feit Electric | FEIT ELECTRIC | LED 60 | OM60/827/LED |  | A19 | General Purpose Replacement | E26 (Medium) | Omnidirectional | LED | 3 | 60 | 117.3 | 60 |  |  |  | 800 | 9.5 | 84 | No | 25000 | 2700 | 83 | 12 | 1 | -25 | Dimmable | 10% |  | None |  |  |  | 2016-01-15 | 2016-01-18 | United States | ES_1018130_OM60/827/LED_01192016124652_9477422 | 2256986
Feit Electric | FEIT ELECTRIC | LED 60 | OM60/830/LED/CAN(U) |  | A19 | General Purpose Replacement | E26 (Medium) | Omnidirectional | LED | 3 | 60 | 116.6 | 60 |  |  |  | 800 | 9.5 | 84 | No | 25000 | 3000 | 85 | 22 | 1 | -25 | Dimmable | 10% |  | None |  |  |  | 2016-01-15 | 2016-01-18 | Canada | ES_1018130_OM60/830/LED/CAN(U)_01192016124652_8934561 | 2256987
Feit Electric | FEIT ELECTRIC | LED 60 | OM60/841/LED |  | A19 | General Purpose Replacement | E26 (Medium) | Omnidirectional | LED | 3 | 60 | 116.7 | 60.2 |  |  |  | 800 | 9.5 | 84 | No | 25000 | 4000 | 82 | 5 | 1 | -25 | Dimmable | 10% |  | None |  |  |  | 2016-01-15 | 2016-01-18 | United States | ES_1018130_OM60/841/LED_01192016124652_3035001 | 2256988
Feit Electric | FEIT ELECTRIC | LED 60 | OM60/850/LED/4(U) |  | A19 | General Purpose Replacement | E26 (Medium) | Omnidirectional | LED | 3 | 60 | 116.8 | 60 |  |  |  | 800 | 9.5 | 84 | No | 25000 | 5000 | 83 | 6 | 0.9 | -25 | Dimmable | 10% |  | None |  |  |  | 2016-01-15 | 2016-01-18 | United States | ES_1018130_OM60/850/LED/4(U)_01192016124652_2697108 | 2256989
Feit Electric | FEIT ELECTRIC | LED 60 | OM60/850/LED/CAN(U) |  | A19 | General Purpose Replacement | E26 (Medium) | Omnidirectional | LED | 3 | 60 | 116.8 | 60 |  |  |  | 800 | 9.5 | 84 | No | 25000 | 5000 | 83 | 6 | 0.9 | -25 | Dimmable | 10% |  | None |  |  |  | 2016-01-15 | 2016-01-18 | Canada | ES_1018130_OM60/850/LED/CAN(U)_01192016124652_2124761 | 2256990
Feit Electric | FEIT ELECTRIC | LED 60 Omni | BPOM60/927/LED(N1) |  | A19 | General Purpose Replacement | E26 (Medium) | Omnidirectional | LED | 3 | 60 | 110 | 59.8 |  |  |  | 800 | 9.8 | 81.6 | No | 25000 | 2700 | 91 | 55 | 0.9 | -25 | Dimmable | 5% |  | None |  |  |  | 2016-03-15 | 2016-04-26 | United States | ES_1018130_BPOM60/927/LED(N1)_05172016143653_9114157 | 2266908
The Home Depot | EcoSmart | LED LAMP | 502100127YY |  | A19 | General Purpose Replacement | E26 (Medium) | Omnidirectional | LED | 5 | 60 | 107 | 60 |  |  |  | 800 | 8.5 | 94.1 | No | 25000 | 2700 | 82 | 10 | 0.9 | -18 | Dimmable | 20% |  | None |  |  |  | 2015-05-10 | 2015-05-08 | Canada | ES_31912_502100127YY_05132015120304_3860884 | 2239283
Feit Electric | FEIT ELECTRIC | LED 60 Omni | BPOM60/927/LED/SCE |  | A19 | General Purpose Replacement | E26 (Medium) | Omnidirectional | LED | 3 | 60 | 110 | 59.8 |  |  |  | 800 | 9.8 | 81.6 | No | 25000 | 2700 | 91 | 55 | 0.9 | -25 | Dimmable | 5% |  | Damp Location Rated |  |  |  | 2016-03-15 | 2016-03-17 | United States | ES_1018130_BPOM60/927/LED/SCE_03222016112508_2328363 | 2262762
Feit Electric | FEIT ELECTRIC | LED 60 Omni | OM60/927/LED/2 |  | A19 | General Purpose Replacement | E26 (Medium) | Omnidirectional | LED | 3 | 60 | 110 | 59.8 |  |  |  | 800 | 9.8 | 81.6 | No | 25000 | 2700 | 92 | 55 | 0.9 | -25 | Dimmable | 5% |  | None |  |  |  | 2016-02-15 | 2016-03-09 | United States | ES_1018130_OM60/927/LED/2_03152016152431_4188875 | 2262394
Feit Electric | FEIT ELECTRIC | LED 60 Omni | OM60/927/LED/CAN(N1) |  | A19 | General Purpose Replacement | E26 (Medium) | Omnidirectional | LED | 3 | 60 | 110 | 59.8 |  |  |  | 800 | 9.8 | 81.6 | No | 25000 | 2700 | 91 | 55 | 0.9 | -25 | Dimmable | 5% |  | None |  |  |  | 2016-03-15 | 2016-04-26 | Canada | ES_1018130_OM60/927/LED/CAN(N1)_05172016155954_5785403 | 2266909
Feit Electric | FEIT ELECTRIC | OMNI 800 LED | OM60/830/4 |  | A19 | General Purpose Replacement | E26 (Medium) | Omnidirectional | LED | 3 | 60 | 115.5 | 59.8 |  |  |  | 800 | 9.5 | 84 | No | 25000 | 3000 | 83 | 19 | 0.9 | -13 | Dimmable | 5% |  | None |  |  |  | 2015-03-20 | 2015-05-08 | United States | ES_1018130_OM60/830/4_05222015163029_7544093 | 2240129
Feit Electric | FEIT ELECTRIC | OMNI 800 LED | OM60/830/4 |  | A19 | General Purpose Replacement | E26 (Medium) | Omnidirectional | LED | 3 | 60 | 116 | 60 |  |  |  | 800 | 9.5 | 84.2 | No | 25000 | 3000 | 84 | 19 | 0.9 | -13 | Dimmable | 5% |  | None |  |  |  | 2015-03-20 | 2015-03-25 | United States | ES_1018130_OM60/830/4_04022015145154_7040433 | 2235690
Feit Electric | FEIT ELECTRIC | OMNI 800 LED | OM60/830/LED/3/CAN | OMNI 800 LED,OM60/830/LED/CAN,; OMNI 800 LED,OM60/850/LED/CAN, | A19 | General Purpose Replacement | E26 (Medium) | Omnidirectional | LED | 3 | 60 | 116 | 60 |  |  |  | 800 | 9.5 | 84.2 | No | 25000 | 3000 | 84 | 19 | 0.9 | -13 | Dimmable | 5% |  | None |  |  |  | 2015-03-20 | 2015-05-27 | United States | ES_1018130_OM60/830/LED/3/CAN_06162015150216_2189754 | 2241624
Feit Electric | FEIT ELECTRIC | OMNI A19 40W | AGOM450/LED/4/CAN |  | A19 | General Purpose Replacement | E26 (Medium) | Omnidirectional | LED | 3 | 40 | 108 | 60 |  |  |  | 485 | 7.5 | 64 | No | 25000 | 3000 | 83 | 17 | 0.9 | -25 | Dimmable | 5% |  | None |  |  |  | 2015-01-15 | 2015-02-19 | United States | ES_1018130_AGOM450/LED/4/CAN_02192015143926_3739727 | 2233538
Feit Electric | FEIT ELECTRIC | OMNI A19 40W | BPAGOM450/5K/LED | OMNI A19 40W,AGOM450/5K/LED/CAN, | A19 | General Purpose Replacement | E26 (Medium) | Omnidirectional | LED | 3 | 40 | 108 | 60 |  |  |  | 485 | 7.5 | 64 | No | 25000 | 5000 | 85 | 28 | 0.9 | -25 | Dimmable | 5% |  | None |  |  |  | 2015-01-15 | 2015-02-19 | United States | ES_1018130_BPAGOM450/5K/LED_02192015143926_4740290 | 2233537
Feit Electric | FEIT ELECTRIC | OMNI A19 40W | BPAGOM450/5K/LED/4 |  | A19 | General Purpose Replacement | E26 (Medium) | Omnidirectional | LED | 3 | 40 | 108 | 60 |  |  |  | 485 | 7.5 | 64.6 | No | 25000 | 5000 | 85 | 28 | 0.9 | -25 | Dimmable | 5% |  | None |  |  |  | 2015-01-15 | 2015-04-03 | United States | ES_1018130_BPAGOM450/5K/LED/4_04162015140221_1859307 | 2237417
Feit Electric | FEIT ELECTRIC | OMNI A19 40W | BPAGOM450/LED/4 |  | A19 | General Purpose Replacement | E26 (Medium) | Omnidirectional | LED | 3 | 40 | 108 | 60 |  |  |  | 485 | 7.5 | 64.7 | No | 25000 | 3000 | 83 | 17 | 0.9 | -25 | Dimmable | 5% |  | None |  |  |  | 2015-01-15 | 2015-03-25 | United States | ES_1018130_BPAGOM450/LED/4_04022015145502_6973904 | 2235696
Feit Electric | FEIT ELECTRIC | OMNI A19 60 LED | BPOM800/LED/2(T) |  | A19 | General Purpose Replacement | E26 (Medium) | Omnidirectional | LED | 3 | 60 | 108 | 62 |  |  |  | 820 | 10.5 | 78.1 | No | 25000 | 3000 | 82 | 9 | 1 | -25 | Dimmable | 5% |  | None |  |  |  | 2014-09-15 | 2014-10-07 | United States | ES_1018130_BPOM800/LED/2(T)_10072014164746_1976853 | 2222053
Feit Electric | FEIT ELECTRIC | Omni HEX 450 DIM | BPA19HEX450/827/LED |  | A19 | General Purpose Replacement | E26 (Medium) | Omnidirectional | LED | 3 | 40 | 112 | 60 |  |  |  | 450 | 7 | 64.3 | No | 25000 | 2700 | 81 | 5 | 0.7 | -25 | Dimmable | 5% |  | None |  |  |  | 2015-01-15 | 2015-02-19 | United States | ES_1018130_BPA19HEX450/827/LED_02192015143911_3310594 | 2233540
Feit Electric | FEIT ELECTRIC | Omni HEX 800 DIM | BPA19HEX800/827/LED |  | A19 | General Purpose Replacement | E26 (Medium) | Omnidirectional | LED | 3 | 60 | 112 | 60 |  |  |  | 800 | 10.5 | 76.2 | No | 25000 | 2700 | 80 | 5 | 1 | -25 | Dimmable | 5% |  | None |  |  |  | 2015-01-15 | 2015-02-19 | United States | ES_1018130_BPA19HEX800/827/LED_02192015143919_6758998 | 2233539
Feit Electric | FEIT ELECTRIC | OMNI Smooth 40 LED | BPOM40/927/LED/PGE |  | A19 | General Purpose Replacement | E26 (Medium) | Omnidirectional | LED | 5 | 40 | 115 | 60 |  |  |  | 450 | 7 | 64.3 | No | 25000 | 2700 | 92 | 59 | 0.9 | -25 | Dimmable | 10% |  | None |  |  |  | 2016-01-25 | 2016-06-07 | United States | ES_1018130_BPOM40/927/LED/PGE_06212016140152_8771441 | 2270227
Feit Electric | FEIT ELECTRIC | OMNI Smooth 40 LED | CEOM40/927/3 |  | A19 | General Purpose Replacement | E26 (Medium) | Omnidirectional | LED | 5 | 40 | 115 | 60 |  |  |  | 450 | 7 | 64 | No | 25000 | 2700 | 93 | 57 | 0.9 | -25 | Dimmable | 10% |  | None |  |  |  | 2016-01-25 | 2016-01-25 | United States | ES_1018130_CEOM40/927/3_01272016134033_8624317 | 2257350
Feit Electric | FEIT ELECTRIC | OMNI Smooth 60 LED | BPOM60/927/LEDPGE |  | A19 | General Purpose Replacement | E26 (Medium) | Omnidirectional | LED | 5 | 60 | 117.3 | 60 |  |  |  | 800 | 9.5 | 84.2 | No | 25000 | 2700 | 95 | 57 | 1 | -25 | Dimmable | 10% |  | None |  |  |  | 2015-12-01 | 2016-06-07 | United States | ES_1018130_BPOM60/927/LEDPGE_06212016140034_5562435 | 2270225
Feit Electric | FEIT ELECTRIC | OMNI Smooth 60 LED | CEOM60/927/4 | OMNI Smooth 60 LED,BPOM60/927/LED,; OMNI Smooth 60 LED,OM60/927/LED/3,; OMNI Smooth 60 LED,OM60/927/LED/CAN, | A19 | General Purpose Replacement | E26 (Medium) | Omnidirectional | LED | 5 | 60 | 117.3 | 60 |  |  |  | 800 | 9.5 | 84.2 | No | 25000 | 2700 | 94 | 57 | 1 | -25 | Dimmable | 10% |  | None |  |  |  | 2015-12-01 | 2015-12-04 | United States, Canada | ES_1018130_CEOM60/927/4_12102015131445_1157121 | 2254677
Feit Electric | FEIT ELECTRIC | PAR16 Directional | EXN500MED5KLEDG11 | ,,Retail Number: EXN500MED5KLEDG11CAN | PAR16 | Reflector (Flood/Spot) | E26 (Medium) | Directional | LED | 3 | 50 | 70.2 | 49.9 | 1177 |  | 40 | 500 | 7 | 71.4 | No | 25000 | 5000 | 86 | 22 | 0.9 | -25 | Dimmable | 5% | Yes | Damp Location Rated,Use With Timers,Use With Photo and/or Motion Sensors | No |  |  | 2016-08-15 | 2016-09-06 | Canada | ES_1018130_EXN500MED5KLEDG11_09062016172144_4299132 | 2280219
Feit Electric | FEIT ELECTRIC | PAR16 Directional | EXN500MED/LEDG11 | ,,Retail Number: EXN500MED/LEDG11/CAN | PAR16 | Reflector (Flood/Spot) | E26 (Medium) | Directional | LED | 3 | 50 | 70.1 | 50 | 1016 |  | 40 | 500 | 7 | 71.4 | No | 25000 | 3000 | 82 | 7 | 0.9 | -25 | Dimmable | 5% | Yes | Damp Location Rated,Use With Timers,Use With Photo and/or Motion Sensors | No |  |  | 2016-08-15 | 2016-09-06 | Canada | ES_1018130_EXN500MED/LEDG11_09062016172101_3459892 | 2280218
Feit Electric | FEIT ELECTRIC | PAR16 Directional | PAR16/830/LEDG11/CAN |  | PAR16 | Reflector (Flood/Spot) | E26 (Medium) | Directional | LED | 3 | 45 | 76.4 | 50.1 | 523 |  | 40 | 350 | 5 | 70 | No | 25000 | 3000 | 81 | 3 | 0.8 | -25 | Dimmable | 5% | Yes | Damp Location Rated,Use With Timers,Use With Photo and/or Motion Sensors | No |  |  | 2016-07-30 | 2016-08-09 | Canada | ES_1018130_PAR16/830/LEDG11/CAN_08092016171702_3249892 | 2281145
Feit Electric | FEIT ELECTRIC | PAR16 Directional | PAR16/850/LEDG11/CAN |  | PAR16 | Reflector (Flood/Spot) | E26 (Medium) | Directional | LED | 3 | 45 | 74.2 | 50.1 | 587 |  | 40 | 350 | 5 | 70 | No | 25000 | 5000 | 85 | 19 | 0.8 | -25 | Dimmable | 5% | Yes | Damp Location Rated,Use With Timers,Use With Photo and/or Motion Sensors | No |  |  | 2016-07-30 | 2016-08-09 | Canada | ES_1018130_PAR16/850/LEDG11/CAN_08092016171735_5493829 | 2281146
Feit Electric | FEIT ELECTRIC | PAR16 LED | BPMR16/GU10/500/LED (N) |  | PAR16 | Reflector (Flood/Spot) | GU10 | Directional | LED | 5 | 50 | 53.4 | 49.6 | 1027 |  | 38 |  | 6 | 83 | No | 25000 | 3000 | 82 | 7 | 0.8 | -25 | Dimmable | 10% |  | None |  |  |  | 2016-01-01 | 2016-03-04 | United States | ES_1018130_BPMR16/GU10/500/LED (N)_03072016122042_6481684 | 2261874
Feit Electric | FEIT ELECTRIC | PAR16 LED | BPMR16/GU10/LED (N) |  | PAR16 | Reflector (Flood/Spot) | GU10 | Directional | LED | 5 | 50 | 53.3 | 49.9 | 700 |  | 38 |  | 4.1 | 85 | No | 25000 | 3000 | 83 | 10 | 0.7 | -25 | Dimmable | 10% |  | None |  |  |  | 2016-01-01 | 2016-03-09 | United States | ES_1018130_BPMR16/GU10/LED (N)_03232016103845_5922217 | 2262926
Feit Electric | FEIT ELECTRIC | PAR16 LED Lamp | PAR16DMLEDG2 | ,,Retail Number: PAR16/DM/LED | PAR16 | Reflector (Flood/Spot) | E26 (Medium) | Directional | LED | 3 | 45 | 81.1 | 50.3 | 934 |  | 38 | 350 | 6.5 | 53.8 | No | 25000 | 3000 | 83 | 21 | 0.9 | -25 | Dimmable | 15% |  | Damp Location Rated,Use With Timers,Recessed Fixtures,Not for Use in Enclosed Fixtures,Use With Photo And/Or Motion Sensors |  |  |  | 2014-11-07 | 2014-11-17 | United States, Canada | ES_1018130_PAR16DMLEDG2_11172014132145_6746305 | 2226495
GE Lighting | GE | FLE13HT3/2/10E/SS | 37067 | ,92400, FLE13T3SSBX2DG,; ,FLE13HT3/2/6/SS,; FLE13HT3/2/10E/SS,37067, | CFL Bare Spiral | General Purpose Replacement | E26 (Medium) | Omnidirectional | CFL | 5 | 60 | 115.5 | 45 |  | 1 |  | 865 | 13.5 | 64.1 | No | 10000 | 5000 | 85 | 41 | 0.6 | -15 |  |  |  | Damp Location Rated |  |  |  | 2014-09-18 | 2014-10-06 | United States | ES_1120172_37067_10062014195331_5211286 | 2221700
GE Lighting | GE | FLE13HT3/2/10E/SW | 42049 | ,30021, FAM24FLEMIXSWBX3,; ,42051,; ,42105,; ,42108,; ,42109,; ,88802,; ,92663,; ,92776,; ,92779,; ,92848,; ,FAM147FLE13/8PK,; ,FAM147FLE13/PK4,; ,FAM18CFLMIX4PKKR,; ,FLE13HT3/2/BX2P,; ,FLE13HT3/2/SWBX,; ,FLE13HT3/2SW6PK,; ,FLE13HT3/2SWBX4,; ,FLE13HT3/SW5PK,; ,FLE13HT3/SWBX3,; ,FLE13HT3/SWCD,; ,FLE13HT3/SWCD3PK,; ,FLE13HT3SW/BX/DG,; FLE13HT3/2/10E/SW,42049,; FLE13HT3/2/10E/SW,42166,; FLE13HT3/2/10E/SW,92421, | CFL Bare Spiral | General Purpose Replacement | E26 (Medium) | Omnidirectional | CFL | 5 | 60 | 115.5 | 45 |  | 1 |  | 915 | 13.4 | 68.3 | No | 10000 | 2700 | 83 | -5 | 0.6 | -15 |  |  |  | Damp Location Rated |  |  |  | 2014-09-12 | 2014-09-15 | United States | ES_1120172_42049_09132014191042_5442499 | 2219495
GE Lighting | GE | FLE13HT3/2/10E/SW | 42159 | ,42163,; ,FLE13H/T3/2/827,; ,FLE13HT3/2/82750,; ,FLE13HT3/SWPRO,; FLE13HT3/2/10E/SW,92459, | CFL Bare Spiral | General Purpose Replacement | E26 (Medium) | Omnidirectional | CFL | 2 | 60 | 115.5 | 45 |  | 1 |  | 915 | 13.4 | 68.3 | No | 10000 | 2700 | 83 | -5 | 0.6 | -15 |  |  |  | Damp Location Rated |  |  |  | 2014-09-29 | 2014-09-15 | United States, Canada | ES_1120172_42159_10072014131128_7488808 | 2221725
GE Lighting | GE | FLE13HT3/2/10E/SW | 92416 | ,FLE13HT3SW-BX2DG, | CFL Bare Spiral | General Purpose Replacement | E26 (Medium) | Omnidirectional | CFL | 5 | 60 | 115.5 | 45 |  | 1 |  | 915 | 13.4 | 68.3 | No | 10000 | 2700 | 83 | -5 | 0.6 | -15 |  |  |  | Damp Location Rated |  |  |  | 2014-11-06 | 2014-09-15 | United States | ES_1120172_92416_11102014231744_1464694 | 2224703
GE Lighting | GE | FLE13HT3/2/10E/SW | 92463 | ,42464; FLE13HT3/SWBXCDN,; ,63952,; ,92422; FLE13HT3/BX6CDN,; ,92469,; ,92852,; ,FLE13HT3/BX3CDN,; ,FLE13HT3/SW2P,; ,FLE13HT3BX2CND,; ,FLE13HT3SW4CDN,; ,FLE13T3SW5PKCDN,; FLE13HT3/2/10E/SW,92855, | CFL Bare Spiral | General Purpose Replacement | E26 (Medium) | Omnidirectional | CFL | 5 | 60 | 115.5 | 45 |  | 1 |  | 915 | 13.4 | 68.3 | No | 10000 | 2700 | 83 | -5 | 0.6 | -15 |  |  |  | Damp Location Rated |  |  |  | 2014-11-21 | 2014-09-15 | Canada | ES_1120172_92463_11262014101951_7191405 | 2225989
GE Lighting | GE | FLE13HT3/2/10E/SW | 92853 | ,92647; FAM34CFL/SW/2BX,; ,92652; FAM18CFL/SW/1BX,; ,92662; FAM52CFL/SW/1BX,; ,FAM147FLE13/8CDN,; FLE13HT3/2/10E/SW,92853, | CFL Bare Spiral | General Purpose Replacement | E26 (Medium) | Omnidirectional | CFL | 5 | 60 | 115.5 | 45 |  | 1 |  | 915 | 13.4 | 68.3 | No | 10000 | 2700 | 83 | -5 | 0.6 | -15 |  |  |  | Damp Location Rated |  |  |  | 2014-11-21 | 2014-09-15 | United States | ES_1120172_92853_11262014102032_7232594 | 2225990
GE Lighting | GE | FLE14HT3/2/10E/CW | 65425 | ,FLE14HT3/41BX2HH,; FLE14HT3/2/10E/CW,67445,; FLE14HT3/2/10E/CW,FLE14HT3/2-PK4/6, | CFL Bare Spiral | General Purpose Replacement | E26 (Medium) | Omnidirectional | CFL | 5 | 60 | 115.5 | 52 |  | 1 |  | 960 | 14 | 68.5 | No | 10000 | 4100 | 83 | 19 | 0.6 | -10 |  |  |  | Damp Location Rated |  |  |  | 2014-09-29 | 2014-09-29 | United States | ES_1120172_65425_09282014201551_5351114 | 2220684
The Home Depot | EcoSmart | LED LAMP | 502100150YY |  | A19 | General Purpose Replacement | E26 (Medium) | Omnidirectional | LED | 5 | 60 | 107 | 60 |  |  |  | 800 | 8.5 | 94.1 | No | 25000 | 5000 | 84 | 15 | 0.9 | -18 | Dimmable | 20% |  | None |  |  |  | 2015-05-10 | 2015-05-08 | Canada | ES_31912_502100150YY_05132015120304_3510769 | 2239284
GE Lighting | GE | FLE14HT3/2/10E/CW | 94542 | ,FLE14HT3/2/841, | CFL Bare Spiral | General Purpose Replacement | E26 (Medium) | Omnidirectional | CFL | 2 | 60 | 115.5 | 52 |  | 1 |  | 960 | 14 | 68.5 | No | 10000 | 4100 | 83 | 19 | 0.6 | -10 |  |  |  | Damp Location Rated |  |  |  | 2014-09-29 | 2014-09-29 | United States, Canada | ES_1120172_94542_09282014201740_5460058 | 2221212
GE Lighting | GE | FLE14HT3/2/10E/SS | 461 | ,FLE14HT3/2DBX2CN,; ,FLE14HT3/DBX2CDN,; ,FLE14HT3/DBX4CDN,; ,FLE14HT3/DLCDN3P,; ,FLE14HT3/DLCDN6P,; FLE14HT3/2/10E/SS,00461,; FLE14HT3/2/10E/SS,73534, | CFL Bare Spiral | General Purpose Replacement | E26 (Medium) | Omnidirectional | CFL | 5 | 60 | 115.5 | 52 |  | 1 |  | 900 | 14 | 64.2 | No | 10000 | 5000 | 87 | 41 | 0.6 | -10 |  |  |  | Damp Location Rated |  |  |  | 2014-08-28 | 2014-08-28 | Canada | ES_1120172_00461_08282014153511_0111643 | 2218056
GE Lighting | GE | FLE14HT3/2/10E/SS | 64005 | ,89091,; ,FAM147FLE14D8CD6,; ,FLE14HT3/2/D/CD,; ,FLE14HT3/2DBX2/6,; FLE14HT3/2/10E/SS,64005, | CFL Bare Spiral | General Purpose Replacement | E26 (Medium) | Omnidirectional | CFL | 5 | 60 | 115.5 | 52 |  | 1 |  | 900 | 14 | 64.2 | No | 10000 | 5000 | 87 | 41 | 0.6 | -10 |  |  |  | Damp Location Rated |  |  |  | 2014-08-28 | 2014-08-28 | United States | ES_1120172_64005_08282014152245_9365182 | 2218055
GE Lighting | GE | FLE14HT3/2/10E/SW | 94543 | ,FLE14HT3/2/827, | CFL Bare Spiral | General Purpose Replacement | E26 (Medium) | Omnidirectional | CFL | 2 | 60 | 115.5 | 40 |  | 1 |  | 940 | 14 | 67.1 | No | 10000 | 2700 | 82 | 15 | 0.6 | -10 |  |  |  | Damp Location Rated,Other |  |  |  | 2014-10-06 | 2014-10-06 | United States, Canada | ES_1120172_94543_10062014191133_2693426 | 2221697
GE Lighting | GE | FLE14HT3/2/DME/SW | 66662 | ,FLE14HT3/2DM/BX,; FLE14HT3/2/DME/SW,66662, | CFL Bare Spiral | General Purpose Replacement | E26 (Medium) | Omnidirectional | CFL | 5 | 60 | 127.5 | 59 |  | 1 |  | 980 | 14.3 | 68.5 | No | 10000 | 2700 | 83 | 2 | 0.7 | -10 | Dimmable | 5% |  | Damp Location Rated,Not for Use in Enclosed Fixtures |  |  |  | 2015-04-20 | 2015-05-05 | United States | ES_1120172_66662_05052015173001_7001952 | 2238745
GE Lighting | GE | FLE15AG19/2/HB/XLESS | 42383 |  | CFL Covered Other | Other | E26 (Medium) | Decorative | CFL | 5 | 60 | 111.5 | 61 |  | 1 |  | 915 | 15 | 61 | No | 10000 | 5000 | 85 | 42 | 0.6 | -15 |  |  |  | Damp Location Rated,Not for Use in Enclosed Fixtures |  |  |  | 2015-04-09 | 2015-05-06 | United States | ES_1120172_42383_05062015175032_4632410 | 2238806
GE Lighting | GE | FLE15AG19/2/HB/XLESW | 42344 | ,12238,; ,12450,; ,42121,; ,FLE15HB19-2SWCD2,; ,FLE15HB19/2SWCD,; ,FLE15HB19/2SWLBX,; ,FLE15HB19SWWB2,; ,FLE15HBSWBX2LTP,; FLE15AG19/2/HB/XLESW,42344, | CFL Covered Other | Other | E26 (Medium) | Decorative | CFL | 5 | 60 | 111.5 | 61 |  | 1 |  | 920 | 15 | 61.3 | No | 10000 | 2700 | 82 | -2 | 0.6 | -15 |  |  |  | Damp Location Rated,Not for Use in Enclosed Fixtures |  |  |  | 2015-04-09 | 2015-05-06 | United States | ES_1120172_42344_05062015232159_4519529 | 2238820
GE Lighting | GE | FLE15HT3/2/SXE/SW | 69659 | ,69655,; ,FLE15HT3XXLL/2BX,; ,FLE15HT3XXLL/5BX,; FLE15HT3/2/SXE/SW,24968, | CFL Bare Spiral | General Purpose Replacement | E26 (Medium) | Omnidirectional | CFL | 7 | 60 | 124 | 52 |  | 1.5 |  | 925 | 13.6 | 68 | No | 15000 | 2700 | 84 | 8 | 0.5 | -15 |  |  |  | Damp Location Rated |  |  |  | 2014-10-09 | 2014-10-15 | United States | ES_1120172_69659_10202014014955_9795868 | 2222831
GE Lighting | GE | FLE15HT3/2/SXE/SW | 77706 | ,64801,; ,78320,; ,FLE15HT3/2SX/827,; ,FLE15HT3LL2BXCDN,; ,FLE15HT3LL5BXCDN, | CFL Bare Spiral | General Purpose Replacement | E26 (Medium) | Omnidirectional | CFL | 7 | 60 | 124 | 52 |  | 1.5 |  | 925 | 13.6 | 68 | No | 15000 | 2700 | 84 | 8 | 0.5 | -15 |  |  |  | Damp Location Rated |  |  |  | 2014-10-09 | 2014-10-15 | United States, Canada | ES_1120172_77706_10202014014721_9641111 | 2222678
GE Lighting | GE | FLE20AG21/2/HB/XLESW | 12458 | ,FLE20HB21/2SWLBX,; FLE20AG21/2/HB/XLESW,12458, | CFL Covered Other | Other | E26 (Medium) | Decorative | CFL | 5 | 75 | 133 | 67 |  | 1 |  | 1220 | 20 | 61 | No | 10000 | 2700 | 82 | -9 | 0.6 | -15 |  |  |  | Damp Location Rated,Not for Use in Enclosed Fixtures |  |  |  | 2015-04-09 | 2015-05-06 | United States | ES_1120172_12458_05062015104654_9214787 | 2238784
GE Lighting | GE | FLE20HT2/2/12E/SS | 62951 | ,68520, FLE20HT2D/XL/BX3,; ,FLE20HT2/12H/DCD,; FLE20HT2/2/12E/SS,62951, | CFL Bare Spiral | General Purpose Replacement | E26 (Medium) | Omnidirectional | CFL | 6 | 75 | 105 | 60 |  | 2 |  | 1310 | 20 | 65.5 | No | 12000 | 5000 | 85 | 34 | 0.6 | -10 |  |  |  | Damp Location Rated,Not for Use in Enclosed Fixtures |  |  |  | 2015-04-09 | 2015-05-07 | United States | ES_1120172_62951_05072015121811_1091731 | 2238848
Feit Electric | FEIT ELECTRIC | BR30 LED | BR30DM/927/LED | ,,Retail Number: BPCEBR30/927/LED/2; ,,Retail Number: BR30/927/LED; ,,Retail Number: BR30/927/LED/2; ,,Retail Number: BR30/927/LED/CAN | BR30 | Reflector (Flood/Spot) | E26 (Medium) | Directional | LED | 5 | 65 | 131.2 | 93.1 |  |  | 110 | 750 | 13 | 57.7 | No | 25000 | 2700 | 95 | 62 | 1 | -25 | Dimmable | 5% |  | Damp Location Rated,Use With Timers,Enclosed Fixtures,Recessed Fixtures,Use With Photo And/Or Motion Sensors |  |  |  | 2014-07-15 | 2014-07-24 | United States, Canada | ES_1018130_BR30DM/927/LED_08252014162230_2122979 | 2217864
Feit Electric | FEIT ELECTRIC | BR30 LED | BR30DM/LEDG2/CAN (V2) |  | BR30 | Reflector (Flood/Spot) | E26 (Medium) | Directional | LED | 3 | 65 | 130 | 95 |  |  | 110 | 650 | 9.5 | 68.4 | No | 25000 | 2700 | 81 | 9 | 0.9 | -25 | Dimmable | 10% |  | None |  |  |  | 2015-08-15 | 2015-08-07 | Canada | ES_1018130_BR30DM/LEDG2/CAN (V2)_08142015163220_8179667 | 2246279
Feit Electric | FEIT ELECTRIC | BR30 LED | CEBR30/5K/LED/8 |  | BR30 | Reflector (Flood/Spot) | E26 (Medium) | Directional | LED | 3 | 65 | 130 | 95 |  |  | 110 | 650 | 9.5 | 68.4 | No | 25000 | 5000 | 84 | 19 | 0.9 | -25 | Dimmable | 10% |  | None |  |  |  | 2015-08-15 | 2015-08-07 | United States, Canada | ES_1018130_CEBR30/5K/LED/8_08142015163220_3056546 | 2246278
Feit Electric | FEIT ELECTRIC | BR30 LED Lamp | BR30/DM/LEDG2 | ,,Retail Number: BR30/DM/LED/4; ,,Retail Number: BR30/DM/LEDG2/2; ,,Retail Number: BR30/DM/LEDG2/4; ,,Retail Number: BR30DM/LEDG2/CAN | BR30 | Reflector (Flood/Spot) | E26 (Medium) | Directional | LED | 3 | 65 | 131.2 | 95 |  |  |  | 750 | 10.5 | 71.4 | No | 25000 | 2700 | 81 | 2 | 1 | -25 | Dimmable | 10% |  | Damp Location Rated,Use With Timers,Enclosed Fixtures,Recessed Fixtures,Use With Photo And/Or Motion Sensors |  |  |  | 2014-11-03 | 2014-11-13 | United States, Canada | ES_1018130_BR30/DM/LEDG2_11132014174521_6794321 | 2226493
Feit Electric | FEIT ELECTRIC | BR30 LED Reflector | BR30DM65/LED/6 (V2) |  | BR30 | Reflector (Flood/Spot) | E26 (Medium) | Directional | LED | 3 | 65 | 126 | 96 |  |  | 110 | 650 | 10.5 | 61.9 | No | 25000 | 2700 | 82 | 13 | 0.9 | -25 | Dimmable | 5% |  | None |  |  |  | 2015-05-01 | 2015-05-01 | United States | ES_1018130_BR30DM65/LED/6 (V2)_05012015145422_4311824 | 2238470
Feit Electric | FEIT ELECTRIC | BR30 LED Reflector | BR30/DM/LEDG3/2 | BR30 LED Reflector,BR30/DM/LEDG3/2/CAN, | BR30 | Reflector (Flood/Spot) | E26 (Medium) | Directional | LED | 3 | 65 | 125.9 | 86.8 |  |  | 110 | 650 | 10.5 | 62 | No | 25000 | 2700 | 82 | 13 | 0.9 | -25 | Dimmable | 5% |  | None |  |  |  | 2014-09-01 | 2014-09-09 | United States, Canada | ES_1018130_BR30/DM/LEDG3/2_09112014161843_5482188 | 2219271
Feit Electric | FEIT ELECTRIC | BR40 Flood | BR40DM/927/LEDG2 | ,,Retail Number: BPCE75BR40/927/LED; ,,Retail Number: BR40/927/LED; ,,Retail Number: BR40/927/LED/SCE; ,,Retail Number: CEBR40/927/LED | BR40 | Reflector (Flood/Spot) | E26 (Medium) | Directional | LED | 5 | 75 | 162.3 | 120.1 |  |  | 110 | 1065 | 16 | 66.6 | No | 25000 | 2700 | 95 | 62 | 1 | -25 | Dimmable | 5% |  | Damp Location Rated,Use With Timers,Enclosed Fixtures,Recessed Fixtures,Use With Photo And/Or Motion Sensors |  |  |  | 2014-09-10 | 2014-11-06 | United States | ES_1018130_BR40DM/927/LEDG2_11062014164602_3769941 | 2226458
Feit Electric | FEIT ELECTRIC | BR40 LED Reflector | BR40/DM/LEDG3/2 |  | BR40 | Reflector (Flood/Spot) | E26 (Medium) | Directional | LED | 3 | 65 | 15.5 | 127.3 |  |  | 110 | 850 | 12.5 | 68 | No | 25000 | 2700 | 82 | 13 | 0.9 | -25 | Dimmable | 5% |  | None |  |  |  | 2014-09-01 | 2014-09-09 | United States | ES_1018130_BR40/DM/LEDG3/2_09112014161857_9241345 | 2219270
Feit Electric | FEIT ELECTRIC | CFL 13T(H) | ESL13T/ECO(H1) | CFL 13T(H),BPESL13T/ECO(H1),; CFL 13T(H),ESL13T/3/ECO(H1),; CFL 13T(H),ESL13T/4(H1),; CFL 13T(H),ESL13T/6(H1), | A19 | General Purpose Replacement | E26 (Medium) | Omnidirectional | CFL | 2 | 60 | 109.2 | 47.2 |  | 1 |  | 900 | 13.4 | 69 | No | 10000 | 2700 | 82 | -6 | 0.6 | -20 |  |  |  | Not for Use in Recessed Fixtures |  |  |  | 2013-06-01 | 2014-10-07 | United States | ES_1018130_ESL13T/ECO(H1)_10072014164854_3983187 | 2222024
Feit Electric | FEIT ELECTRIC | CFL 13Watt T2 | BPESL14T2/2/RP | CFL 13Watt T2,BPESL14T2/2/CAN, | CFL Bare Spiral | General Purpose Replacement | E26 (Medium) | Omnidirectional | CFL | 2 | 60 | 94 | 42 |  | 1 |  | 825 | 13 | 63.5 | No | 12000 | 2700 | 81 | 9 | 0.6 | -20 |  |  |  | Other,not for use in enclosed fixtures |  |  |  | 2014-07-31 | 2014-08-05 | United States | ES_1018130_BPESL14T2/2/RP_08142014183726_8686607 | 2217411
Feit Electric | FEIT ELECTRIC | CFL 18W BR38 | ESL18BR38/ECO | ,BPESL18BR38T, | BR38 | Reflector (Flood/Spot) | E26 (Medium) | Directional | CFL | 2 | 75 | 151.1 | 119.6 |  | 1 |  | 950 | 18.8 | 52.8 | No | 10000 | 2700 | 83 | -16 | 0.6 | -20 |  |  |  | Wet Location Rated |  |  |  | 2015-02-10 | 2015-02-11 | United States | ES_1018130_ESL18BR38/ECO_02112015113841_1023765 | 2232998
Feit Electric | FEIT ELECTRIC | CFL 20Watt T2 | BPESL18T2/2/RP |  | CFL Bare Spiral | General Purpose Replacement | E26 (Medium) | Omnidirectional | CFL | 2 | 75 | 105 | 54.5 |  | 1 |  | 1290 | 20 | 65 | No | 12000 | 2700 | 81 | 11 | 0.5 | -20 |  |  |  | Other,not for use in enclosed fixtures |  |  |  | 2014-07-31 | 2014-08-12 | United States | ES_1018130_BPESL18T2/2/RP_08142014175719_2711284 | 2217409
Feit Electric | FEIT ELECTRIC | CFL 20Watt T2 | BPESL18T2/D/2/RP |  | CFL Bare Spiral | General Purpose Replacement | E26 (Medium) | Omnidirectional | CFL | 2 | 75 | 105 | 54.5 |  | 1 |  | 1290 | 20 | 64.5 | No | 12000 | 6500 | 81 | 13 | 0.6 | -20 |  |  |  | Other,not for use in enclosed fixtures |  |  |  | 2014-07-31 | 2014-08-05 | United States | ES_1018130_BPESL18T2/D/2/RP_08142014175947_4268687 | 2217408
Feit Electric | FEIT ELECTRIC | CFL 23W Twist | CE23T2/6 (N) |  | CFL Bare Spiral | General Purpose Replacement | E26 (Medium) | Omnidirectional | CFL | 2 | 100 | 114.6 | 59.8 |  | 3 |  | 1600 | 23 | 69.6 | No | 10000 | 2700 | 83 | -8 | 0.6 | -25 |  |  |  | Not for Use in Recessed Fixtures |  |  |  | 2015-08-01 | 2015-12-10 | United States | ES_1018130_CE23T2/6 (N)_12222015140808_9032174 | 2255300
Feit Electric | FEIT ELECTRIC | CFL 24Watt T2 | BPESL23T2/D/2/RP |  | CFL Bare Spiral | General Purpose Replacement | E26 (Medium) | Omnidirectional | CFL | 2 | 100 | 112 | 54.5 |  | 1 |  | 1600 | 24 | 66 | No | 12000 | 6500 | 81 | 14 | 0.6 | -20 |  |  |  | Other,not for use in enclosed fixtures |  |  |  | 2014-07-31 | 2014-07-30 | United States | ES_1018130_BPESL23T2/D/2/RP_08012014143638_3809250 | 2216909
Feit Electric | FEIT ELECTRIC | CFL 25Watt T2 | BPESL23T2/2/RP |  | CFL Bare Spiral | General Purpose Replacement | E26 (Medium) | Omnidirectional | CFL | 2 | 100 | 112 | 54.5 |  | 1 |  | 1650 | 25 | 66 | No | 12000 | 2700 | 82 | 12 | 0.5 | -20 |  |  |  | Other,not for use in enclosed fixtures |  |  |  | 2014-07-31 | 2014-07-30 | United States | ES_1018130_BPESL23T2/2/RP_08012014143624_6301309 | 2216910
Feit Electric | FEIT ELECTRIC | CFL 32Watt 3-Way | BPESL50/150T | ,ESL50/150T/ECO, | CFL Bare Spiral | General Purpose Replacement | E26 (Medium) | Omnidirectional | CFL | 2 | 125 | 138.1 | 70.7 |  | 2.2 |  | 2080 | 32 | 65 | Yes | 10000 | 2700 | 81 | -20 | 0.6 | -29 |  |  |  | Damp Location Rated,Not for Use in Enclosed Fixtures |  |  |  | 2015-08-01 | 2016-05-06 | United States | ES_1018130_BPESL50/150T_05062016010950_1023894 | 2266194
Feit Electric | FEIT ELECTRIC | CFL 32Watt 3-Way | ESL50/150T/5K |  | CFL Bare Spiral | General Purpose Replacement | E26 (Medium) | Omnidirectional | CFL | 2 | 125 | 138.1 | 70.7 |  | 2.2 |  | 2080 | 32 | 65 | Yes | 10000 | 5000 | 85 | 31 | 0.6 | -29 |  |  |  | Damp Location Rated,Not for Use in Enclosed Fixtures |  |  |  | 2015-08-01 | 2016-05-06 | United States | ES_1018130_ESL50/150T/5K_05062016010950_1023894 | 2266196
Feit Electric | FEIT ELECTRIC | CFL 32Watt 3-Way | ESL50/150T/BW |  | CFL Bare Spiral | General Purpose Replacement | E26 (Medium) | Omnidirectional | CFL | 2 | 125 | 138.1 | 70.7 |  | 2.2 |  | 2080 | 32 | 65 | Yes | 10000 | 3500 | 83 | 2 | 0.6 | -29 |  |  |  | Damp Location Rated,Not for Use in Enclosed Fixtures |  |  |  | 2015-08-01 | 2016-05-06 | United States | ES_1018130_ESL50/150T/BW_05062016010950_1023894 | 2266195
Feit Electric | FEIT ELECTRIC | LED 75 OMNI | OM75/827/LED | ,,Retail Number: OM75/827/LED(C) | A19 | General Purpose Replacement | E26 (Medium) | Omnidirectional | LED | 3 | 75 | 112.1 | 64.3 |  |  |  | 1100 | 11.5 | 95.7 | No | 25000 | 2700 | 82 | 9 | 1 | -25 | Dimmable | 5% | Yes | Damp Location Rated,Use With Timers,Use With Photo and/or Motion Sensors,Recessed Fixtures | No |  |  | 2016-06-14 | 2016-06-14 | United States | ES_1018130_OM75/827/LED_06142016171241_2349892 | 2281133
Feit Electric | FEIT ELECTRIC | LED 75 OMNI | OM75/830/LED | ,,Retail Number: BPOM75/830/LED(C) | A19 | General Purpose Replacement | E26 (Medium) | Omnidirectional | LED | 3 | 75 | 112.1 | 64.4 |  |  |  | 1100 | 11.5 | 95.7 | No | 25000 | 3000 | 82 | 9 | 1 | -25 | Dimmable | 5% | Yes | Damp Location Rated,Use With Timers,Use With Photo and/or Motion Sensors,Recessed Fixtures | No |  |  | 2016-06-14 | 2016-06-14 | United States | ES_1018130_OM75/830/LED_06142016171307_4929132 | 2281134
Feit Electric | FEIT ELECTRIC | LED 75 OMNI | OM75/850/LED | ,,Retail Number: BPOM75/850/LED(C) | A19 | General Purpose Replacement | E26 (Medium) | Omnidirectional | LED | 3 | 75 | 112.1 | 64.4 |  |  |  | 1100 | 11.5 | 95.7 | No | 25000 | 5000 | 84 | 15 | 1 | -25 | Dimmable | 5% | Yes | Damp Location Rated,Use With Timers,Use With Photo and/or Motion Sensors,Recessed Fixtures | No |  |  | 2016-06-14 | 2016-06-14 | United States | ES_1018130_OM75/850/LED_06142016171315_2349890 | 2281135
Feit Electric | FEIT ELECTRIC | LED BR30 | BR30650/27K/LED | ,,Retail Number: BR30DM65/LED/(C1); ,,Retail Number: BR30DM65/LED/4(C) | BR30 | Reflector (Flood/Spot) | E26 (Medium) | Directional | LED | 3 | 65 | 127.7 | 95 |  |  |  | 650 | 9 | 72.2 | No | 25000 | 2700 | 82 | 10 | 0.9 | -25 | Dimmable | 5% |  | Damp Location Rated,Use With Timers,Enclosed Fixtures,Recessed Fixtures,Use With Photo And/Or Motion Sensors |  |  |  | 2016-03-29 | 2016-03-29 | United States | ES_1018130_BR30650/27K/LED_03292016110824_3189913 | 2264411
Feit Electric | FEIT ELECTRIC | LED BR30 | BR3065/927/LED | ,,Retail Number: BR30/927/LED/CAN (C1); ,,Retail Number: BR30/927/LED/PGE | BR30 | Reflector (Flood/Spot) | E26 (Medium) | Directional | LED | 5 | 65 | 128.2 | 95.4 |  |  |  | 750 | 11.5 | 65.2 | No | 25000 | 2700 | 92 | 60 | 1 | -25 | Dimmable | 5% | Yes | Damp Location Rated,Use With Timers,Use With Photo and/or Motion Sensors | No |  |  | 2016-05-10 | 2016-05-25 | United States, Canada | ES_1018130_BR3065/927/LED_05252016141202_5489912 | 2281131
Feit Electric | FEIT ELECTRIC | LED BR30 | BR30/927 | ,,Retail Number: BR30/927/LED (C); ,,Retail Number: BR30/927/LED/2 (C); ,,Retail Number: BR30/927/LED/CAN(C1); ,,Retail Number: CEBR30/927/4 | BR30 | Reflector (Flood/Spot) | E26 (Medium) | Directional | LED | 5 | 65 | 130.2 | 95.1 |  |  |  | 750 | 11.5 | 65.2 | No | 25000 | 2700 | 92 | 60 | 1 | -25 | Dimmable | 5% |  | Damp Location Rated,Use With Timers,Enclosed Fixtures,Recessed Fixtures,Use With Photo And/Or Motion Sensors |  |  |  | 2015-11-28 | 2016-01-20 | United States, Canada | ES_1018130_BR30/927_01202016113421_2788192 | 2257356
Feit Electric | FEIT ELECTRIC | LED BR30 | CEBR30/927/4 (L) |  | BR30 | Reflector (Flood/Spot) | E26 (Medium) | Directional | LED | 5 | 65 | 130.5 | 94.7 |  |  | 110 | 750 | 11.5 | 65.2 | No | 25000 | 2700 | 91 | 55 | 1 | -25 | Dimmable | 4% | Yes | None | No |  |  | 2016-10-15 | 2016-10-14 | United States | ES_1018130_CEBR30/927/4 (L)_10212016144943_2890161 | 2282049
Feit Electric | FEIT ELECTRIC | LED BR30 | CEBR30/927/4 (N) |  | BR30 | Reflector (Flood/Spot) | E26 (Medium) | Directional | LED | 5 | 65 | 129.2 | 95.3 |  |  | 110 | 750 | 11.5 | 65.2 | No | 25000 | 2700 | 90 | 54 | 0.9 | -25 | Dimmable | 5% | Yes | None | No |  |  | 2016-10-15 | 2016-10-14 | United States | ES_1018130_CEBR30/927/4 (N)_10212016144903_5790530 | 2282051
Feit Electric | FEIT ELECTRIC | LED BR30 5000K | BR30650/5K/LED | ,,Retail Number: BR30DM65/850/LED/CAN; ,,Retail Number: CEBR30/5K/LED/8 (C1) | BR30 | Reflector (Flood/Spot) | E26 (Medium) | Directional | LED | 5 | 65 | 127.5 | 95.3 |  |  |  | 650 | 9.5 | 68.4 | No | 25000 | 5000 | 84 | 19 | 0.9 | -25 | Dimmable | 5% |  | Damp Location Rated,Enclosed Fixtures,Recessed Fixtures |  |  |  | 2016-03-01 | 2016-03-10 | United States | ES_1018130_BR30650/5K/LED_03102016110824_1273488 | 2263203
Feit Electric | FEIT ELECTRIC | LED BR30 Dimmable | BR30/DM/5K/LED | LED BR30 Dimmable,BR30DM/5K/LED/CAN, | BR30 | Reflector (Flood/Spot) | E26 (Medium) | Directional | LED | 3 | 65 | 103.8 | 95.7 |  |  | 105 | 750 | 10.5 | 71.4 | No | 25000 | 5000 | 86 | 21 | 1 | -25 | Dimmable | 10% |  | None |  |  |  | 2014-01-25 | 2015-03-03 | United States | ES_1018130_BR30/DM/5K/LED_03052015151821_4688074 | 2234269
Feit Electric | FEIT ELECTRIC | LED BR30 Dimmable | BR30/DM/LEDG3/2(T) |  | BR30 | Reflector (Flood/Spot) | E26 (Medium) | Directional | LED | 3 | 65 | 135.5 | 95.3 |  |  | 105 | 650 | 10.5 | 61.9 | No | 25000 | 2700 | 82 | 7 | 1 | -25 | Dimmable | 5% |  | None |  |  |  | 2014-01-25 | 2015-01-23 | United States | ES_1018130_BR30/DM/LEDG3/2(T)_01262015162637_9190884 | 2234931
Feit Electric | FEIT ELECTRIC | LED BR40 | BR4075/927/LED | ,,Retail Number: BR40/927/LED(C1) | BR40 | Reflector (Flood/Spot) | E26 (Medium) | Directional | LED | 5 | 75 | 161.5 | 120.2 |  |  |  | 1065 | 15.5 | 68.7 | No | 25000 | 2700 | 92 | 57 | 0.9 | -25 | Dimmable | 5% | Yes | Damp Location Rated,Use With Timers,Use With Photo and/or Motion Sensors | No |  |  | 2016-07-20 | 2016-08-01 | United States | ES_1018130_BR4075/927/LED_08012016111544_5689719 | 2281132
Feit Electric | FEIT ELECTRIC | LED BR40 | BR40/927 | ,,Retail Number: CEBR40/927/2 | BR40 | Reflector (Flood/Spot) | E26 (Medium) | Directional | LED | 5 | 75 | 159.8 | 119.8 |  |  |  | 1065 | 15.5 | 68.7 | No | 25000 | 2700 | 92 | 60 | 0.9 | -25 | Dimmable | 5% |  | Damp Location Rated,Use With Timers,Enclosed Fixtures,Recessed Fixtures,Use With Photo And/Or Motion Sensors |  |  |  | 2016-01-15 | 2016-01-22 | United States | ES_1018130_BR40/927_01222016113444_6342465 | 2257361
Feit Electric | FEIT ELECTRIC | LED BR40 | BR40DM75/850/LED | ,,Retail Number: BR40DM75/850/LED/2 | BR40 | Reflector (Flood/Spot) | E26 (Medium) | Directional | LED | 3 | 75 | 162.1 | 119.9 |  |  |  | 1000 | 13 | 76.9 | No | 25000 | 5000 | 84 | 13 | 1 | -25 | Dimmable | 5% | Yes | Damp Location Rated,Use With Timers,Use With Photo and/or Motion Sensors | No |  |  | 2016-06-01 | 2016-06-14 | United States | ES_1018130_BR40DM75/850/LED_06142016154301_4398594 | 2281136
Feit Electric | FEIT ELECTRIC | LED BR40 | BR40DM75/LED | ,,Retail Number: BR40DM75/LED/2 | BR40 | Reflector (Flood/Spot) | E26 (Medium) | Directional | LED | 3 | 75 | 162.3 | 120 |  |  |  | 1050 | 15 | 70 | No | 25000 | 2700 | 81 | 3 | 0.9 | -25 | Dimmable | 5% | Yes | Damp Location Rated,Use With Timers,Use With Photo and/or Motion Sensors | No |  |  | 2016-06-30 | 2016-08-05 | United States | ES_1018130_BR40DM75/LED_08052016171022_3298492 | 2281144
Feit Electric | FEIT ELECTRIC | LED BR40 | CEBR40/927/2 (L) |  | BR40 | Reflector (Flood/Spot) | E26 (Medium) | Directional | LED | 5 | 75 | 161.3 | 127.1 |  |  | 110 | 1065 | 15.5 | 68.7 | No | 25000 | 2700 | 91 | 55 | 0.9 | -25 | Dimmable | 5% | Yes | None | No |  |  | 2016-10-15 | 2016-10-17 | United States | ES_1018130_CEBR40/927/2 (L)_10212016144955_4499583 | 2282048
Feit Electric | FEIT ELECTRIC | LED BR40 Dimmable | BR40/DM/LEDG2 | ,,Retail Number: BR40/DM/LED/4; ,,Retail Number: BR40/DM/LEDG2/4 | BR40 | Reflector (Flood/Spot) | E26 (Medium) | Directional | LED | 3 | 75 | 162.6 | 120.3 |  |  |  | 1065 | 16 | 66.6 | No | 25000 | 2700 | 83 | 11 | 1 | -25 | Dimmable | 10% |  | Damp Location Rated,Use With Timers,Enclosed Fixtures,Recessed Fixtures,Use With Photo And/Or Motion Sensors |  |  |  | 2014-11-14 | 2014-11-13 | United States, Canada | ES_1018130_BR40/DM/LEDG2_11132014165214_8885232 | 2226492
Feit Electric | FEIT ELECTRIC | LED Chandelier | BPCECFC/827/6 (Z) |  | BA10 | Decorative | E12 (Candelabra) | Decorative | LED | 5 | 40 | 104 | 34.8 |  |  |  | 300 | 3.8 | 79 | No | 25000 | 2700 | 82 | 6 | 1 | -25 | Dimmable | 20% | Yes | Damp Location Rated | No |  |  | 2016-10-01 | 2016-10-05 | United States | ES_1018130_BPCECFC/827/6 (Z)_10122016152731_2500297 | 2281209
Feit Electric | FEIT ELECTRIC | PAR16 LED Lamp | PAR16DMLEDG2/27K |  | PAR16 | Reflector (Flood/Spot) | E26 (Medium) | Directional | LED | 3 | 45 | 80.5 | 49.6 | 740 |  | 38 | 350 | 6.5 | 53.8 | No | 25000 | 2700 | 82 | 15 | 0.9 | -25 | Dimmable | 15% |  | Damp Location Rated,Use With Timers,Recessed Fixtures,Not for Use in Enclosed Fixtures,Use With Photo And/Or Motion Sensors |  |  |  | 2015-01-12 | 2015-02-27 | United States, Canada | ES_1018130_PAR16DMLEDG2/27_02272015155433_2088432 | 2235054
Feit Electric | FEIT ELECTRIC | PAR16 LED Lamp | PAR16DMLEDG2/5K | ,,Retail Number: PAR16/DM/5K/LED | PAR16 | Reflector (Flood/Spot) | E26 (Medium) | Directional | LED | 3 | 45 | 81 | 51.1 | 859 |  | 38 | 450 | 6.5 | 69.2 | No | 25000 | 5000 | 86 | 25 | 0.8 | -25 | Dimmable | 15% |  | Damp Location Rated,Use With Timers,Recessed Fixtures,Not for Use in Enclosed Fixtures,Use With Photo And/Or Motion Sensors |  |  |  | 2015-04-06 | 2015-04-15 | United States, Canada | ES_1018130_PAR16DMLEDG2/5K_04152015105412_3878158 | 2238728
Feit Electric | FEIT ELECTRIC | PAR20 2700K LEDG5 | PAR20/27K/LED |  | PAR20 | Reflector (Flood/Spot) | E26 (Medium) | Directional | LED | 3 | 50 | 82.1 | 62.5 | 914 |  | 38 | 465 | 7.5 | 62 | No | 25000 | 2700 | 84 | 22 | 0.9 | -25 | Dimmable | 10% |  | None |  |  |  | 2014-12-15 | 2015-01-02 | United States | ES_1018130_PAR20/27K/LED_01062015130152_3637971 | 2230606
Feit Electric | FEIT ELECTRIC | PAR20 Flood | LEDG5PAR20 | ,,Retail Number: 9PAR20/LEDG5; ,,Retail Number: 9PAR20/LEDG5/4; ,,Retail Number: 9PAR20/LEDG5/CAN | PAR20 | Reflector (Flood/Spot) | E26 (Medium) | Directional | LED | 3 | 50 | 82.1 | 62.5 | 914 |  | 38 | 465 | 7.5 | 62 | No | 25000 | 3000 | 84 | 22 | 0.9 | -25 | Dimmable | 10% |  | Damp Location Rated,Use With Timers,Enclosed Fixtures,Recessed Fixtures,Use With Photo And/Or Motion Sensors |  |  |  | 2014-11-03 | 2014-11-12 | United States, Canada | ES_1018130_LEDG5PAR20_11122014125511_9765300 | 2226489
Feit Electric | FEIT ELECTRIC | PAR20 Flood | LEDG5PAR20/5K | ,,Retail Number: PAR20/5K/LEDG5; ,,Retail Number: PAR20/5K/LEDG5/CAN | PAR20 | Reflector (Flood/Spot) | E26 (Medium) | Directional | LED | 3 | 50 | 81.3 | 62.4 | 1015 |  | 38 | 500 | 8 | 62.5 | No | 25000 | 5000 | 85 | 23 | 0.9 | -25 | Dimmable | 10% |  | Damp Location Rated,Use With Timers,Enclosed Fixtures,Recessed Fixtures,Use With Photo And/Or Motion Sensors |  |  |  | 2014-11-03 | 2014-11-12 | United States, Canada | ES_1018130_LEDG5PAR20/5K_11122014125717_1445547 | 2226490
Feit Electric | FEIT ELECTRIC | PAR20 LEDG6 | PAR20/LEDG6/2/CAN |  | PAR20 | Reflector (Flood/Spot) | E26 (Medium) | Directional | LED | 3 | 50 | 86.2 | 64.7 | 846 |  | 38 |  | 8 | 56.2 | No | 25000 | 3000 | 82 | 18 | 0.9 | -20 | Dimmable | 15% |  | None |  |  |  | 2014-09-01 | 2014-10-23 | Canada | ES_1018130_PAR20/LEDG6/CAN_10242014153649_1529792 | 2223571
Feit Electric | FEIT ELECTRIC | PAR20 LEDG6 | PAR20/LEDG6/3/CAN |  | PAR20 | Reflector (Flood/Spot) | E26 (Medium) | Directional | LED | 3 | 50 | 86.2 | 64.7 | 846 |  | 38 |  | 8 | 56.2 | No | 25000 | 3000 | 82 | 18 | 0.9 | -20 | Dimmable | 15% |  | None |  |  |  | 2016-01-01 | 2016-02-08 | Canada | ES_1018130_PAR20/LEDG6/3/CAN_02082016111311_3089869 | 2258008
Feit Electric | FEIT ELECTRIC | PAR30 Flood | LEDG5PAR30L | ,,Retail Number: 15PAR30L/LEDG5; ,,Retail Number: 15PAR30L/LEDG5/4; ,,Retail Number: 15PAR30L/LEDG5/CAN | PAR30L | Reflector (Flood/Spot) | E26 (Medium) | Directional | LED | 3 | 75 | 115.1 | 95.2 | 1552 |  | 38 | 790 | 13 | 60.8 | No | 25000 | 3000 | 82 | 17 | 0.9 | -25 | Dimmable | 10% |  | Damp Location Rated,Use With Timers,Enclosed Fixtures,Recessed Fixtures,Use With Photo And/Or Motion Sensors |  |  |  | 2014-11-07 | 2014-11-13 | United States, Canada | ES_1018130_LEDG5PAR30L_11132014164515_9643103 | 2226491
Feit Electric | FEIT ELECTRIC | PAR30 LEDG6 | PAR30L/LEDG6/2 |  | PAR30L | Reflector (Flood/Spot) | E26 (Medium) | Directional | LED | 3 | 75 | 116.1 | 92.6 | 1516 |  | 38 |  | 12.1 | 62.5 | No | 25000 | 3000 | 82 | 16 | 0.9 | -20 | Dimmable | 10% |  | None |  |  |  | 2014-09-01 | 2014-10-23 | United States | ES_1018130_PAR30L/LEDG6/2_10242014153702_1385051 | 2223569
Feit Electric | FEIT ELECTRIC | PAR30S 2700K LEDG5 | PAR30S/27K/LED |  | PAR30 | Reflector (Flood/Spot) | E26 (Medium) | Directional | LED | 3 | 75 | 86.5 | 94.5 | 1559 |  | 38 | 750 | 12 | 62.5 | No | 25000 | 2700 | 82 | 16 | 0.9 | -25 | Dimmable | 10% |  | None |  |  |  | 2014-12-15 | 2014-12-19 | United States | ES_1018130_PAR30S/27K/LED_12222014104249_2973509 | 2229815
Feit Electric | FEIT ELECTRIC | PAR30S LEDG5 | PAR30/S/LEDG5 |  | PAR30 | Reflector (Flood/Spot) | E26 (Medium) | Directional | LED | 3 | 75 | 86.5 | 94.5 | 1559 |  | 38 | 750 | 12 | 62.5 | No | 25000 | 3000 | 82 | 16 | 0.9 | -25 | Dimmable | 10% |  | None |  |  |  | 2014-12-15 | 2014-12-19 | United States | ES_1018130_PAR30/S/LEDG5_12222014104243_2201511 | 2229816
Feit Electric | FEIT ELECTRIC | PAR30 Spot | PAR30LEDG5930 | ,,Retail Number: BPCEPAR30/930/LED; ,,Retail Number: PAR30L/930/LED | PAR30L | Reflector (Flood/Spot) | E26 (Medium) | Directional | LED | 5 | 75 | 114.8 | 94.6 | 1443 |  | 38 | 770 | 13 | 59.2 | No | 25000 | 3000 | 93 | 72 | 0.9 | -25 | Dimmable | 10% |  | Damp Location Rated,Use With Timers,Enclosed Fixtures,Recessed Fixtures,Use With Photo And/Or Motion Sensors |  |  |  | 2014-09-20 | 2014-11-07 | United States | ES_1018130_PAR30LEDG5930_11072014163426_5645674 | 2226457
GE Lighting | GE | FLE20HT3/2/SXE/SW | 77720 | ,64802,; ,FLE20HT3/2SX/827,; ,FLE20HT3LL5BXCDN, | CFL Bare Spiral | General Purpose Replacement | E26 (Medium) | Omnidirectional | CFL | 7 | 75 | 122 | 59 |  | 1.5 |  | 1265 | 17.9 | 70.7 | No | 15000 | 2700 | 83 | 8 | 0.5 | -15 |  |  |  | Damp Location Rated |  |  |  | 2014-10-09 | 2014-10-15 | United States, Canada | ES_1120172_77720_10202014021818_1498777 | 2222832
Feit Electric | FEIT ELECTRIC | PAR38 Directional LED Lamp | LEDG5PAR38 | ,,Retail Number: 20PAR38/LEDG5; ,,Retail Number: 20PAR38/LEDG5/4; ,,Retail Number: 20PAR38/LEDG5/CAN; ,,Retail Number: BP20PAR38/LEDG5 | PAR38 | Reflector (Flood/Spot) | E26 (Medium) | Directional | LED | 3 | 90 | 128.1 | 120.6 | 1937 |  | 38 | 1035 | 17 | 60.9 | No | 25000 | 3000 | 82 | 16 | 1 | -25 | Dimmable | 10% |  | Damp Location Rated,Use With Timers,Enclosed Fixtures,Recessed Fixtures,Use With Photo And/Or Motion Sensors |  |  |  | 2014-11-07 | 2014-11-17 | United States, Canada | ES_1018130_LEDG5PAR38_11172014121212_6794860 | 2226494
Feit Electric | FEIT ELECTRIC | PAR38 Directional LED Lamp | LEDG5PAR38/5K | ,,Retail Number: PAR38/5K/LEDG5; ,,Retail Number: PAR38/5K/LEDG5/CAN | PAR38 | Reflector (Flood/Spot) | E26 (Medium) | Directional | LED | 3 | 90 | 132 | 120.4 | 2503 |  | 38 | 1035 | 17 | 60.9 | No | 25000 | 5000 | 85 | 16 | 1 | -25 | Dimmable | 10% |  | Damp Location Rated,Use With Timers,Enclosed Fixtures,Recessed Fixtures,Use With Photo And/Or Motion Sensors |  |  |  | 2015-02-17 | 2015-03-24 | United States, Canada | ES_1018130_LEDG5PAR38/5K_03242015182212_2390720 | 2235821
Feit Electric | FEIT ELECTRIC | PAR38 LEDG6 | PAR38/LEDG6/2 |  | PAR38 | Reflector (Flood/Spot) | E26 (Medium) | Directional | LED | 3 | 90 | 134.8 | 122.6 | 1777 |  | 38 | 960 | 16 | 60 | No | 25000 | 3000 | 82 | 17 | 1 | -25 | Dimmable | 10% |  | None |  |  |  | 2014-11-01 | 2014-12-12 | United States | ES_1018130_PAR38/LEDG6/2_12222014104211_7033173 | 2229821
Feit Electric | FEIT ELECTRIC | PAR38 Spot | PAR38LEDG5930 | ,,Retail Number: BPCEPAR38/930/LED; ,,Retail Number: PAR38/930/LED | PAR38 | Reflector (Flood/Spot) | E26 (Medium) | Directional | LED | 5 | 90 | 128.2 | 120.5 | 2115 |  | 38 | 950 | 18 | 52.8 | No | 25000 | 3000 | 94 | 73 | 1 | -25 | Dimmable | 5% |  | Damp Location Rated,Use With Timers,Enclosed Fixtures,Recessed Fixtures,Use With Photo And/Or Motion Sensors |  |  |  | 2014-09-10 | 2014-09-18 | United States | ES_1018130_PAR38LEDG5930_09182014123147_9651302 | 2226439
Feit Electric | FEIT ELECTRIC | R20 Flood | R20DM/927/LEDG2 | ,,Retail Number: BPCER20/927/LED/2; ,,Retail Number: R20/927/LED | R20 | Reflector (Flood/Spot) | E26 (Medium) | Directional | LED | 5 | 45 | 99.2 | 62 |  |  | 110 | 450 | 8 | 56.3 | No | 25000 | 2700 | 95 | 62 | 0.9 | -25 | Dimmable | 10% |  | Damp Location Rated,Use With Timers,Enclosed Fixtures,Recessed Fixtures,Use With Photo And/Or Motion Sensors |  |  |  | 2014-09-19 | 2014-09-18 | United States | ES_1018130_R20DM/927/LEDG2_09182014124523_3548620 | 2226440
Feit Electric | FEIT ELECTRIC | R20 LED | R20DM45/LED/2 |  | R20 | Reflector (Flood/Spot) | E26 (Medium) | Directional | LED | 3 | 45 | 100 | 62.2 |  |  | 115 | 460 | 7.5 | 61.3 | No | 25000 | 2700 | 92 | 59 | 0.9 | -25 | Dimmable | 10% | Yes | None | No |  |  | 2016-08-30 | 2016-09-09 | United States | ES_1018130_R20DM45/LED/2_09162016104916_7638736 | 2279144
GE Lighting | GE | FLE20HT2/2/12E/SW | 68506 | ,68512,; ,72875,; ,72880,; ,FLE20HT2/2/XL/2P v1,; ,FLE20HT2/2/XL/CD v1,; ,FLE20HT2SWXL/BX3 v1,; ,FLE20HT2SWXL/BX6 v1,; FLE20HT2/2/12E/SW,68506, | CFL Bare Spiral | General Purpose Replacement | E26 (Medium) | Omnidirectional | CFL | 6 | 75 | 105 | 60 |  | 2 |  | 1235 | 18.2 | 67.9 | No | 12000 | 2700 | 81 | -21 | 0.6 | -10 |  |  |  | Damp Location Rated,Not for Use in Enclosed Fixtures |  |  |  | 2015-04-09 | 2015-05-12 | United States | ES_1120172_68506_05122015210305_4585963 | 2239178
GE Lighting | GE | FLE20HT3/2/10E/CW | 25186 | ,FLE20HT3/2/84,; FLE20HT3/2/10E/CW,25186, | CFL Bare Spiral | General Purpose Replacement | E26 (Medium) | Omnidirectional | CFL | 2 | 75 | 113 | 59 |  | 1 |  | 1367 | 20 | 68.4 | No | 10000 | 4100 | 85 | 16 | 0.6 | -15 |  |  |  | Damp Location Rated,Not for Use in Enclosed Fixtures |  |  |  | 2015-04-09 | 2015-05-07 | United States | ES_1120172_25186_05072015213706_4626465 | 2238909
GE Lighting | GE | FLE20HT3/2/10E/CW | 67446 | ,67449,; ,FLE20HT3/41BX2HH,; FLE20HT3/2/10E/CW,67446,; FLE20HT3/2/10H/CW,FLE20HT3/41BX4HH, | CFL Bare Spiral | General Purpose Replacement | E26 (Medium) | Omnidirectional | CFL | 5 | 75 | 113 | 59 |  | 1 |  | 1367 | 20 | 68.4 | No | 10000 | 4100 | 85 | 16 | 0.6 | -15 |  |  |  | Damp Location Rated,Not for Use in Enclosed Fixtures |  |  |  | 2015-04-09 | 2015-05-07 | United States | ES_1120172_67446_05072015213623_4583388 | 2238910
GE Lighting | GE | FLE20HT3/2/10E/SS | 64006 | ,89094,; ,FLE20HT3/2/D/CD,; ,FLE20HT3/2DBX2/6,; FLE20HT3/2/10E/SS,64006, | CFL Bare Spiral | General Purpose Replacement | E26 (Medium) | Omnidirectional | CFL | 5 | 75 | 113 | 59 |  | 1 |  | 1300 | 20 | 65 | No | 10000 | 5000 | 85 | 31 | 0.6 | -15 |  |  |  | Damp Location Rated |  |  |  | 2014-09-04 | 2014-09-04 | United States | ES_1120172_64006_09042014204137_3297059 | 2218666
GE Lighting | GE | FLE20HT3/2/10E/SW | 15516 | ,15518, FLE20HT3/2/SW/2P,; ,30021, FAM24FLEMIXSWBX3,; ,49587, FLE20HT32SWCD3PK,; ,65672, FLE20HT3/2SW/BX4,; ,71284, FLE20HT3/2/SW6PK,; ,74200, FLE20HT3/2/SW/BX,; ,74201, FLE20HT3/2/BX2PK,; ,74210, FLE20HT3SW/BX2DG,; ,88802, FAM18CFLMIX4PKKR,; ,92647, FAM34CFL/SW/2BX,; ,92652, FAM18CFL/SW/1BX,; ,92662, FAM52CFL/SW/1BX,; ,97249, FLE20HT3/2/SW5PK,; ,97690, FLE20HT3/2/SWBX3,; ,FLE20HT3/2/SW/CD,; FLE20HT3/2/10E/SW,15516, | CFL Bare Spiral | General Purpose Replacement | E26 (Medium) | Omnidirectional | CFL | 5 | 75 | 113.1 | 58.9 |  | 1 |  | 1369 | 20.2 | 67.9 | No | 10000 | 2700 | 82 | -22 | 0.6 | -15 |  |  |  | Damp Location Rated |  |  |  | 2014-09-09 | 2014-09-09 | United States | ES_1120172_15516_09112014011343_8023532 | 2219000
GE Lighting | GE | FLE20HT3/2/10E/SW | 15834 | ,FLE20HT3/2/827, | CFL Bare Spiral | General Purpose Replacement | E26 (Medium) | Omnidirectional | CFL | 2 | 75 | 113.1 | 58.9 |  | 1 |  | 1369 | 20.2 | 67.9 | No | 10000 | 2700 | 82 | -22 | 0.6 | -15 |  |  |  | Damp Location Rated |  |  |  | 2014-09-09 | 2014-09-09 | United States, Canada | ES_1120172_15834_09112014013727_9447621 | 2219001
GE Lighting | GE | FLE20HT3/2/10E/SW | 85414 | ,FLE20HT3/2/82750,; FLE20HT3/2/10E/SW,85414, | CFL Bare Spiral | General Purpose Replacement | E26 (Medium) | Omnidirectional | CFL | 5 | 75 | 113.1 | 58.9 |  | 1 |  | 1369 | 20.2 | 67.9 | No | 10000 | 2700 | 82 | -22 | 0.6 | -15 |  |  |  | Damp Location Rated |  |  |  | 2014-09-09 | 2015-05-08 | United States, Canada | ES_1120172_85414_05082015164615_3575449 | 2238911
GE Lighting | GE | FLE20HT3/2/SXE/SW | 69683 | ,69656,; ,78352,; ,FLE20HT3LL2BXCDN,; ,FLE20HT3XXLL/2BX,; ,FLE20HT3XXLL/5BX, | CFL Bare Spiral | General Purpose Replacement | E26 (Medium) | Omnidirectional | CFL | 7 | 75 | 122 | 59 |  | 1.5 |  | 1265 | 17.9 | 70.7 | No | 15000 | 2700 | 83 | 8 | 0.5 | -15 |  |  |  | Damp Location Rated |  |  |  | 2014-10-09 | 2014-10-15 | United States | ES_1120172_69683_10202014021346_1226984 | 2222677
GE Lighting | GE | FLE23HT3/2/10E/SS | 37041 | ,37693,; ,38525,; ,42169,; ,63597, FAM147FLE23SSCD6,; ,FLE23HT3/2/6SS,; ,FLE23HT3/2/6SSBX,; ,FLE23HT3/2/SS/CD,; ,FLE23HT3/2SSBX2,; FLE23HT3/2/10E/SS,37041, | CFL Bare Spiral | General Purpose Replacement | E26 (Medium) | Omnidirectional | CFL | 5 | 100 | 128 | 63 |  | 1 |  | 1715 | 23.6 | 72.7 | No | 10000 | 5000 | 86 | 46 | 0.6 | -15 |  |  |  | Damp Location Rated |  |  |  | 2014-10-06 | 2014-10-06 | United States | ES_1120172_37041_10062014173007_6607809 | 2221677
GE Lighting | GE | FLE23HT3/2/10E/SS | 42187 | ,FLE23HT3SSBX2CDN, | CFL Bare Spiral | General Purpose Replacement | E26 (Medium) | Omnidirectional | CFL | 5 | 100 | 128 | 63 |  | 1 |  | 1715 | 23.6 | 72.7 | No | 10000 | 5000 | 86 | 46 | 0.6 | -15 |  |  |  | Damp Location Rated |  |  |  | 2014-12-10 | 2014-12-17 | Canada | ES_1120172_42187_12172014194339_5419358 | 2229554
GE Lighting | GE | FLE23HT3/2/10E/SS | 42472 | ,42467, FLE23HT3/SS6PCDN,; ,93153, FLE23HT3SSBX2CDN,; FLE23HT3/2/10E/SS,FLE23HT3/SS3PCDN, | CFL Bare Spiral | General Purpose Replacement | E26 (Medium) | Omnidirectional | CFL | 5 | 100 | 128 | 63 |  | 1 |  | 1715 | 23.6 | 72.7 | No | 10000 | 5000 | 86 | 46 | 0.6 | -15 |  |  |  | Damp Location Rated |  |  |  | 2015-10-01 | 2014-12-17 | Canada | ES_1120172_42472, FLE23HT3/SS3PCDN_04012015210438_2278391 | 2235610
Feit Electric | FEIT ELECTRIC | CFL 32Watt 3-Way | ESL50/150T/D |  | CFL Bare Spiral | General Purpose Replacement | E26 (Medium) | Omnidirectional | CFL | 2 | 125 | 138.1 | 70.7 |  | 2.2 |  | 2080 | 32 | 65 | Yes | 10000 | 6500 | 86 | 49 | 0.6 | -29 |  |  |  | Damp Location Rated,Not for Use in Enclosed Fixtures |  |  |  | 2015-08-01 | 2016-05-06 | United States | ES_1018130_ESL50/150T/D_05062016010950_1023895 | 2266197
Feit Electric | FEIT ELECTRIC | CFL A-Lamp 15W | ESL16A/BW |  | CFL A-type | General Purpose Replacement | E26 (Medium) | Decorative | CFL | 2 | 60 | 122.4 | 60 |  | 2.5 |  | 800 | 15 | 53.3 | No | 10000 | 3500 | 85 | 6 | 0.6 | -28 |  |  |  | Damp Location Rated,Enclosed Fixtures,Recessed Fixtures |  |  |  | 2015-12-10 | 2016-01-06 | United States | ES_1018130_ESL16A/BW_01062016105949_3499011 | 2257353
Feit Electric | FEIT ELECTRIC | CFL BR30 15W | ESL15BR30 | ,,Retail Number: BPESL15BR30; ,,Retail Number: BPESL15BR30/2; ,,Retail Number: CE15R30/4; ,,Retail Number: ESL15BR30/3/ECO; ,,Retail Number: ESL15BR30/4/ECO; ,,Retail Number: ESL15BR30/6/CAN; ,,Retail Number: ESL15BR30/ECO; ,,Retail Number: ESL15BR30/ECO/12; ,,Retail Number: ESL15BR30/ECO/6 | BR30 | Reflector (Flood/Spot) | E26 (Medium) | Directional | CFL | 2 | 65 | 133.9 | 95.3 |  | 2.5 |  | 750 | 15 | 50 | No | 10000 | 2700 | 84 | -5 | 0.6 | -28 |  |  |  | Damp Location Rated,Enclosed Fixtures,Recessed Fixtures |  |  |  | 2014-10-11 | 2014-10-09 | United States | ES_1018130_ESL15BR30_10092014151754_9413035 | 2226452
Feit Electric | FEIT ELECTRIC | CFL BR30 15W | ESL15BR30/65K | ,,Retail Number: ESL15BR30/D; ,,Retail Number: ESL15BR30/D/3 | BR30 | Reflector (Flood/Spot) | E26 (Medium) | Directional | CFL | 2 | 65 | 134.8 | 94 |  | 2.5 |  | 650 | 15 | 43.3 | No | 10000 | 6500 | 87 | 58 | 0.6 | -28 |  |  |  | Damp Location Rated,Enclosed Fixtures,Recessed Fixtures |  |  |  | 2014-10-11 | 2014-10-09 | United States | ES_1018130_ESL15BR30/65K_10092014151512_6574631 | 2226451
Feit Electric | FEIT ELECTRIC | CFL GU24 23W | ES23TM/GU24 | ,,Retail Number: BPESL23TM/GU24; ,,Retail Number: BPESL23TMGU24/CANADA | CFL Bare Spiral | General Purpose Replacement | GU24 | Omnidirectional | CFL | 2 | 100 | 114.9 | 59.6 |  | 2.5 |  | 1600 | 23 | 69.6 | No | 10000 | 2700 | 82 | -21 | 0.6 | -28 |  |  |  | Damp Location Rated,Enclosed Fixtures,Recessed Fixtures |  |  |  | 2016-06-30 | 2016-06-30 | United States, Canada | ES_1018130_ES23TM/GU24_06302016100044_0189342 | 2272193
Feit Electric | FEIT ELECTRIC | CFL GU24 23W | ES23TM/GU24/41K | ,,Retail Number: BPESL23TM/GU24/41K | CFL Bare Spiral | General Purpose Replacement | GU24 | Omnidirectional | CFL | 2 | 100 | 114.8 | 59.6 |  | 2.5 |  | 1600 | 23 | 69.6 | No | 10000 | 4100 | 83 | 15 | 0.6 | -28 |  |  |  | Damp Location Rated,Enclosed Fixtures,Recessed Fixtures |  |  |  | 2016-06-30 | 2016-06-30 | United States, Canada | ES_1018130_ES23TM/GU24/41K_06302016100115_3248909 | 2272194
Feit Electric | FEIT ELECTRIC | CFL GU24 27W | ES27TM/GU24/41K | ,,Retail Number: BPESL27TM/GU24/41K | CFL Bare Spiral | General Purpose Replacement | GU24 | Omnidirectional | CFL | 2 | 100 | 119.6 | 59.3 |  | 2.5 |  | 1790 | 27 | 66.3 | No | 10000 | 4100 | 83 | 14 | 0.6 | -28 |  |  |  | Damp Location Rated,Enclosed Fixtures,Recessed Fixtures |  |  |  | 2016-06-30 | 2016-06-30 | United States, Canada | ES_1018130_ES27TM/GU24/41K_06302016100127_4528901 | 2272195
Feit Electric | FEIT ELECTRIC | CFL Lamp | BPESL13TC | ,,Retail Number: BPESL13TC/2 | CFL Bare Spiral | General Purpose Replacement | E12 (Candelabra) | Omnidirectional | CFL | 2 | 60 | 106 | 48.1 |  | 2.5 |  | 800 | 13 | 61.5 | No | 10000 | 2700 | 83 | -4 | 0.6 | -28 |  |  |  | Damp Location Rated,Enclosed Fixtures,Not for Use in Recessed Fixtures |  |  |  | 2015-01-13 | 2015-01-14 | United States, Canada | ES_1018130_BPESL13TC_01142015171221_2088593 | 2235053
Feit Electric | FEIT ELECTRIC | CFL Lamp | BPESL15A/65K |  | CFL A-type | General Purpose Replacement | E26 (Medium) | Decorative | CFL | 2 | 60 | 123.2 | 60 |  | 2.5 |  | 800 | 15 | 53.3 | No | 10000 | 6500 | 85 | 48 | 0.6 | -28 |  |  |  | Damp Location Rated,Enclosed Fixtures,Recessed Fixtures |  |  |  | 2015-01-20 | 2015-02-03 | United States, Canada | ES_1018130_BPESL15A/65K_02032015143524_9827831 | 2235048
Feit Electric | FEIT ELECTRIC | CFL Lamp | E11R20 | ,,Retail Number: BPESL11R20; ,,Retail Number: ESL11R20/ECO | CFL Reflector | Reflector (Flood/Spot) | E26 (Medium) | Directional | CFL | 2 | 45 | 111.7 | 62.6 |  | 2.5 |  | 475 | 11 | 43.2 | No | 10000 | 2700 | 81 | -20 | 0.6 | -29 |  |  |  | Damp Location Rated,Enclosed Fixtures,Wet Location Rated,Recessed Fixtures |  |  |  | 2015-01-26 | 2015-03-03 | United States, Canada | ES_1018130_E11R20_03032015162233_2087422 | 2235055
Feit Electric | FEIT ELECTRIC | CFL Lamp | E9A | ,,Retail Number: BPESL9AT; ,,Retail Number: ESL9AT | CFL Covered Other | Other | E26 (Medium) | Omnidirectional | CFL | 2 | 40 | 115 | 60 |  | 2.5 |  | 500 | 9 | 55.6 | No | 10000 | 2700 | 84 | -19 | 0.6 | -28 |  |  |  | Damp Location Rated,Enclosed Fixtures,Not for Use in Recessed Fixtures |  |  |  | 2015-06-30 | 2015-07-10 | United States | ES_1018130_E9A_07102015152402_3058713 | 2243250
Feit Electric | FEIT ELECTRIC | CFL Lamp | ESL11GT | ,,Retail Number: BPESL11GT/2; ,,Retail Number: BPESL11GTMM; ,,Retail Number: ESL11GTMM/2/ECO; ,,Retail Number: ESL11GTMM/3/ECO; ,,Retail Number: ESL11GTMM/ECO | G25 | Globe | E26 (Medium) | Decorative | CFL | 2 | 40 | 108 | 79.7 |  | 2.5 |  | 495 | 11 | 45 | No | 10000 | 2700 | 84 | -17 | 0.6 | -28 |  |  |  | Damp Location Rated,Enclosed Fixtures,Recessed Fixtures |  |  |  | 2015-01-21 | 2015-02-10 | United States, Canada | ES_1018130_ESL11GT_02102015141821_9322775 | 2235040
Feit Electric | FEIT ELECTRIC | CFL Lamp | ESL11R20TM/35K | ,,Retail Number: ESL11R20TM/BW | CFL Reflector | Reflector (Flood/Spot) | E26 (Medium) | Directional | CFL | 2 | 45 | 112.1 | 63.3 |  | 2.5 |  | 475 | 11 | 43.2 | No | 10000 | 3500 | 87 | 34 | 0.6 | -29 |  |  |  | Damp Location Rated,Enclosed Fixtures,Wet Location Rated,Recessed Fixtures |  |  |  | 2014-11-14 | 2014-12-05 | United States, Canada | ES_1018130_ESL11R20TM/35K_12052014112055_1234526 | 2229255
Feit Electric | FEIT ELECTRIC | CFL Lamp | ESL11R20TM/5K |  | CFL Reflector | Reflector (Flood/Spot) | E26 (Medium) | Directional | CFL | 2 | 45 | 111 | 62.8 |  | 2.5 |  | 475 | 11 | 43.2 | No | 10000 | 5000 | 85 | 44 | 0.6 | -29 |  |  |  | Damp Location Rated,Enclosed Fixtures,Wet Location Rated,Recessed Fixtures |  |  |  | 2014-11-14 | 2014-12-05 | United States, Canada | ES_1018130_ESL11R20TM/5K_12052014112023_6989322 | 2229254
Feit Electric | FEIT ELECTRIC | CFL Lamp | ESL11R20TM/65K | ,,Retail Number: ESL11R20/D | CFL Reflector | Reflector (Flood/Spot) | E26 (Medium) | Directional | CFL | 2 | 45 | 111.5 | 62.6 |  | 2.5 |  | 475 | 11 | 43.2 | No | 10000 | 6500 | 87 | 52 | 0.6 | -29 |  |  |  | Damp Location Rated,Enclosed Fixtures,Wet Location Rated,Recessed Fixtures |  |  |  | 2014-11-14 | 2014-12-05 | United States, Canada | ES_1018130_ESL11R20TM/65K_12052014111925_3444265 | 2229253
Feit Electric | FEIT ELECTRIC | CFL Lamp | ESL12G/65K | ,,Retail Number: ESL12G/D; ,,Retail Number: ESL12G/D/3 | G25 | Globe | E26 (Medium) | Decorative | CFL | 2 | 60 | 109.1 | 79.5 |  | 2.5 |  | 550 | 12 | 45.8 | No | 10000 | 6500 | 86 | 41 | 0.6 | -28 |  |  |  | Not for Use in Recessed Fixtures,Not for Use in Enclosed Fixtures |  |  |  | 2014-11-15 | 2015-03-19 | United States, Canada | ES_1018130_ESL12G/65K_03192015172822_0982321 | 2235059
Feit Electric | FEIT ELECTRIC | CFL Lamp | ESL12GT | ,,Retail Number: ESL12GTMM/ECO | G25 | Globe | E26 (Medium) | Decorative | CFL | 2 | 60 | 108.9 | 79.4 |  | 2.5 |  | 550 | 12 | 45.8 | No | 10000 | 2700 | 83 | -20 | 0.6 | -28 |  |  |  | Not for Use in Recessed Fixtures,Not for Use in Enclosed Fixtures |  |  |  | 2014-11-14 | 2015-03-19 | United States, Canada | ES_1018130_ESL12GT_03192015172921_5343245 | 2235060
Feit Electric | FEIT ELECTRIC | CFL Lamp | ESL12GT/35K | ,,Retail Number: ESL12G/BW; ,,Retail Number: ESL12G/BW/3 | G25 | Globe | E26 (Medium) | Decorative | CFL | 2 | 60 | 108.5 | 79.6 |  | 2.5 |  | 550 | 12 | 45.8 | No | 10000 | 3500 | 83 | -20 | 0.6 | -28 |  |  |  | Not for Use in Recessed Fixtures,Not for Use in Enclosed Fixtures |  |  |  | 2015-03-13 | 2015-03-19 | United States, Canada | ES_1018130_ESL12GT/35K_03192015172933_5432346 | 2235061
Feit Electric | FEIT ELECTRIC | LED Chandelier 300 | CFC/DM/300/LED |  | Decorative: Other | Decorative | E26 (Medium) | Decorative | LED | 3 | 40 | 104 | 38 |  |  |  | 310 | 4.8 | 64.6 | No | 25000 | 3000 | 83 | 12 | 0.6 | -25 | Dimmable | 4% |  | None |  |  |  | 2014-09-01 | 2014-12-04 | United States | ES_1018130_CFC/DM/300/LED_12122014164215_4631079 | 2229430
Feit Electric | FEIT ELECTRIC | LED Chandelier 300 | CFC/DM/300/LED/4 |  | Decorative: Other | Decorative | E26 (Medium) | Decorative | LED | 3 | 40 | 104 | 38 |  |  |  | 310 | 4.8 | 64.6 | No | 25000 | 3000 | 83 | 12 | 0.6 | -25 | Dimmable | 5% |  | None |  |  |  | 2014-09-01 | 2015-03-25 | United States | ES_1018130_CFC/DM/300/LED/4_04022015145146_9951225 | 2235688
Feit Electric | FEIT ELECTRIC | LED Chandelier 300 | CFF/DM/300/LED |  | Decorative: Other | Decorative | E26 (Medium) | Decorative | LED | 3 | 40 | 104 | 38 |  |  |  | 300 | 4.8 | 62.5 | No | 25000 | 3000 | 82 | 10 | 0.6 | -25 | Dimmable | 4% |  | None |  |  |  | 2014-09-01 | 2014-12-04 | United States | ES_1018130_CFF/DM/300/LED_12122014164215_7544792 | 2229431
Feit Electric | FEIT ELECTRIC | LED Chandelier 300 | EFC/DM/300/LED |  | Decorative: Other | Decorative | E26 (Medium) | Decorative | LED | 3 | 40 | 104 | 38 |  |  |  | 310 | 4.8 | 64.6 | No | 25000 | 3000 | 83 | 12 | 0.6 | -25 | Dimmable | 4% |  | None |  |  |  | 2014-09-01 | 2014-12-04 | United States | ES_1018130_EFC/DM/300/LED_12122014164215_6557248 | 2229432
Feit Electric | FEIT ELECTRIC | LED CHANDELIER 300 | CFC/DM/300/LED (L) |  | Decorative: Other | Decorative | E12 (Candelabra) | Decorative | LED | 3 | 40 | 102 | 34.9 |  |  |  | 300 | 5.2 | 57.7 | No | 25000 | 3000 | 81 | 2 | 0.9 | -25 | Dimmable | 10% |  | None |  |  |  | 2016-06-30 | 2016-06-30 | United States | ES_1018130_CFC/DM/300/LED (L)_07012016135202_8225686 | 2271384
Feit Electric | FEIT ELECTRIC | LED CHANDELIER 300 | CTC/DM/300/LED (L) |  | Decorative: Other | Decorative | E12 (Candelabra) | Decorative | LED | 3 | 40 | 99 | 35 |  |  |  | 300 | 5.2 | 57.7 | No | 25000 | 3000 | 81 | 2 | 0.9 | -25 | Dimmable | 10% |  | None |  |  |  | 2016-06-30 | 2016-06-30 | United States | ES_1018130_CTC/DM/300/LED (L)_07012016135202_4864655 | 2271385
Feit Electric | FEIT ELECTRIC | LED CHANDELIER 300 | EFC/DM/300/LED (L) |  | Decorative: Other | Decorative | E26 (Medium) | Decorative | LED | 3 | 40 | 99 | 35 |  |  |  | 300 | 5.2 | 57.7 | No | 25000 | 3000 | 81 | 2 | 0.9 | -25 | Dimmable | 10% |  | None |  |  |  | 2016-06-30 | 2016-06-30 | United States | ES_1018130_EFC/DM/300/LED (L)_07012016135202_9024903 | 2271386
Feit Electric | FEIT ELECTRIC | LED CHANDELIER 300 | ETC/DM/300/LED (L) |  | Decorative: Other | Decorative | E12 (Candelabra) | Decorative | LED | 3 | 40 | 103.5 | 35 |  |  |  | 300 | 5.2 | 57.7 | No | 25000 | 3000 | 81 | 2 | 0.9 | -25 | Dimmable | 10% |  | None |  |  |  | 2016-06-30 | 2016-06-30 | United States | ES_1018130_ETC/DM/300/LED (L)_07012016135202_7763181 | 2271387
Feit Electric | FEIT ELECTRIC | LED Decorative | CFC/DM/500/LED/CAN |  | Decorative: Other | Decorative | E12 (Candelabra) | Decorative | LED | 3 | 60 | 114 | 42 |  |  |  | 500 | 7.5 | 66.7 | No | 25000 | 3000 | 82 | 11 | 1 | -25 | Dimmable | 15% |  | None |  |  |  | 2015-08-07 | 2015-08-12 | Canada | ES_1018130_CFC/DM/500/LED/CAN_08142015163805_8617516 | 2246289
Feit Electric | FEIT ELECTRIC | LED Decorative Lamp | CFC/DM/500 | ,,Retail Number: CFC/DM/500/LED/CAN(C1) | Decorative Candle: Other | Decorative | E12 (Candelabra) | Decorative | LED | 3 | 60 | 115.7 | 40.8 |  |  |  | 500 | 7.5 | 66.7 | No | 25000 | 3000 | 83 | 9 | 0.9 | -25 | Dimmable | 5% |  | Damp Location Rated,Use With Timers,Enclosed Fixtures,Recessed Fixtures,Use With Photo And/Or Motion Sensors |  |  |  | 2016-06-30 | 2016-06-30 | United States | ES_1018130_CFC/DM/500_06302016100023_3294105 | 2272192
Feit Electric | FEIT ELECTRIC | LED EFC 300 | EFC/DM/300 | ,,Retail Number: EFC/DM/300/LED (C) | Decorative Candle: Other | Decorative | E26 (Medium) | Decorative | LED | 3 | 40 | 111.1 | 37.5 |  |  |  | 300 | 4.8 | 62.5 | No | 25000 | 3000 | 84 | 14 | 0.9 | -25 | Dimmable | 5% |  | Damp Location Rated,Use With Timers,Not for Use in Recessed Fixtures,Not for Use in Enclosed Fixtures,Use With Photo And/Or Motion Sensors |  |  |  | 2016-06-15 | 2016-06-23 | United States | ES_1018130_EFC/DM/300_06232016143502_4329450 | 2271324
Feit Electric | FEIT ELECTRIC | LED OM100 | OM100/827/LED |  | A21 | General Purpose Replacement | E26 (Medium) | Omnidirectional | LED | 3 | 100 | 120.1 | 64.8 |  |  |  | 1600 | 17 | 94.1 | No | 25000 | 2700 | 82 | 11 | 1 | -25 | Dimmable | 5% |  | Damp Location Rated,Use With Timers,Not for Use in Recessed Fixtures,Not for Use in Enclosed Fixtures,Use With Photo And/Or Motion Sensors |  |  |  | 2016-03-21 | 2016-05-25 | United States | ES_1018130_OM100/827/LED_05252016112603_3127842 | 2269476
Feit Electric | FEIT ELECTRIC | R20 LED | R20DM45/LED (C) |  | R20 | Reflector (Flood/Spot) | E26 (Medium) | Directional | LED | 3 | 45 | 100 | 62.2 |  |  | 115 | 460 | 7.5 | 61.3 | No | 25000 | 2700 | 92 | 59 | 0.9 | -25 | Dimmable | 10% | Yes | None | No |  |  | 2016-07-30 | 2016-08-04 | United States | ES_1018130_R20DM45/LED (C)_08162016170858_5601794 | 2275390
Feit Electric | FEIT ELECTRIC | R20 LED | R20DM45/LED/CAN |  | R20 | Reflector (Flood/Spot) | E26 (Medium) | Directional | LED | 3 | 45 | 100 | 62.2 |  |  | 115 | 460 | 7.5 | 61.3 | No | 25000 | 2700 | 92 | 59 | 0.9 | -25 | Dimmable | 10% | Yes | None | No |  |  | 2016-07-30 | 2016-08-04 | Canada | ES_1018130_R20DM45/LED/CAN_08162016171222_9003637 | 2275391
Feit Electric | FEIT ELECTRIC | R20LED 450 | R20DM45/LED |  | R20 | Reflector (Flood/Spot) | E26 (Medium) | Directional | LED | 3 | 45 | 100 | 62.2 |  |  | 110 | 450 | 8 | 56.2 | No | 25000 | 2700 | 92 | 59 | 0.9 | -25 | Dimmable | 10% |  | None |  |  |  | 2016-07-01 | 2016-06-30 | United States | ES_1018130_R20DM45/LED_07012016144906_6883987 | 2271392
Feit Electric | FEIT ELECTRIC | R20LED 450 | R20DM/LEDG2/CAN(V2) |  | R20 | Reflector (Flood/Spot) | E26 (Medium) | Directional | LED | 3 | 45 | 100 | 63 |  |  | 110 | 450 | 8 | 56.2 | No | 25000 | 2700 | 92 | 59 | 0.9 | -25 | Dimmable | 10% |  | None |  |  |  | 2015-08-01 | 2015-08-04 | Canada | ES_1018130_R20DM/LEDG2/CAN(V2)_08212015105332_9268312 | 2246270
Feit Electric | FEIT ELECTRIC | R20LED 450 | R20/DM/LEDG2 (V2) | R20LED 450,R20/DM/LEDG3/2 (C), | R20 | Reflector (Flood/Spot) | E26 (Medium) | Directional | LED | 3 | 45 | 100 | 63 |  |  | 110 | 450 | 8 | 56.2 | No | 25000 | 2700 | 92 | 59 | 0.9 | -25 | Dimmable | 10% |  | None |  |  |  | 2015-08-01 | 2015-08-04 | United States | ES_1018130_R20/DM/LEDG2 (V2)_08142015163325_8563935 | 2246269
Feit Electric | FEIT ELECTRIC | R20LED 450 5000K | R20/DM/5K/LED/CAN(V2) |  | R20 | Reflector (Flood/Spot) | E26 (Medium) | Directional | LED | 3 | 45 | 100 | 63 |  |  | 110 | 450 | 8 | 56.2 | No | 25000 | 5000 | 85 | 19 | 0.9 | -25 | Dimmable | 10% |  | None |  |  |  | 2015-08-01 | 2015-08-04 | Canada | ES_1018130_R20/DM/5K/LED/CAN(V2)_08212015105043_4547199 | 2246268
Feit Electric | FEIT ELECTRIC | R20LED 450 5000K | R20/DM/5K/LED (V2) |  | R20 | Reflector (Flood/Spot) | E26 (Medium) | Directional | LED | 3 | 45 | 100 | 63 |  |  | 110 | 450 | 8 | 56.2 | No | 25000 | 5000 | 85 | 19 | 0.9 | -25 | Dimmable | 10% |  | None |  |  |  | 2015-08-01 | 2015-08-04 | United States, Canada | ES_1018130_R20/DM/5K/LED (V2)_08142015163334_5150978 | 2246267
Feit Electric | FEIT ELECTRIC | R20 LED Lamp | R20/LEDG2 | ,,Retail Number: R20/DM/LED/4; ,,Retail Number: R20/DM/LEDG2; ,,Retail Number: R20/DM/LEDG2/4; ,,Retail Number: R20DM/LEDG2/CAN | R20 | Reflector (Flood/Spot) | E26 (Medium) | Directional | LED | 3 | 45 | 99.2 | 61.8 |  |  |  | 450 | 8 | 56.3 | No | 25000 | 2700 | 81 | 12 | 1 | -25 | Dimmable | 10% |  | Damp Location Rated,Use With Timers,Enclosed Fixtures,Recessed Fixtures,Use With Photo And/Or Motion Sensors |  |  |  | 2014-11-07 | 2014-11-12 | United States, Canada | ES_1018130_R20/LEDG2_11122014124232_1789754 | 2226478
Feit Electric | FEIT ELECTRIC | R20 LED Reflector | R20/DM/LEDG3/2 |  | R20 | Reflector (Flood/Spot) | E26 (Medium) | Directional | LED | 3 | 45 | 97 | 64 |  |  | 110 | 450 | 7.5 | 60 | No | 25000 | 2700 | 82 | 13 | 0.9 | -25 | Dimmable | 5% |  | None |  |  |  | 2014-09-01 | 2014-09-11 | United States | ES_1018130_R20/DM/LEDG3/2_09182014080410_7591045 | 2219704
Feit Electric | FEIT ELECTRIC | T2 CFL | BPESL14T2/2(Y2) |  | CFL Bare Spiral | General Purpose Replacement | E26 (Medium) | Omnidirectional | LED | 2 | 60 | 99.5 | 37.7 |  | 3 |  | 900 | 13 | 63.5 | No | 12000 | 2700 | 82 | 9 | 0.6 | -25 |  |  |  | None |  |  |  | 2016-06-30 | 2016-06-30 | United States | ES_1018130_BPESL14T2/2(Y2)_07012016135221_6258967 | 2271383
Feit Electric | FEIT ELECTRIC | T2 CFL | BPESL18T2/2(Y2) |  | CFL Bare Spiral | General Purpose Replacement | E26 (Medium) | Omnidirectional | LED | 2 | 75 | 105 | 51.5 |  | 3 |  | 1290 | 20 | 64.5 | No | 12000 | 2700 | 81 | 0 | 0.6 | -25 |  |  |  | None |  |  |  | 2016-06-30 | 2016-06-30 | United States | ES_1018130_BPESL18T2/2(Y2)_07012016135237_3692011 | 2271382
Feit Electric | FEIT ELECTRIC | T2 CFL | BPESL18T2/D/2(Y2) |  | CFL Bare Spiral | General Purpose Replacement | E26 (Medium) | Omnidirectional | LED | 2 | 75 | 105.2 | 50.4 |  | 3 |  | 1255 | 20 | 62.8 | No | 12000 | 6500 | 81 | 34 | 0.6 | -25 |  |  |  | None |  |  |  | 2016-06-30 | 2016-06-30 | United States | ES_1018130_BPESL18T2/D/2(Y2)_07012016135252_7948017 | 2271381
Feit Electric | FEIT ELECTRIC | T2 CFL | BPESL23T2/2(Y2) |  | CFL Bare Spiral | General Purpose Replacement | E26 (Medium) | Omnidirectional | LED | 2 | 100 | 113.4 | 51.3 |  | 3 |  | 1650 | 25 | 66 | No | 12000 | 2700 | 82 | 16 | 0.6 | -25 |  |  |  | None |  |  |  | 2016-06-30 | 2016-06-30 | United States | ES_1018130_BPESL23T2/2(Y2)_07012016135321_8695307 | 2271379
Feit Electric | FEIT ELECTRIC | T2 CFL | BPESL23T2/D/2(Y2) |  | CFL Bare Spiral | General Purpose Replacement | E26 (Medium) | Omnidirectional | CFL | 2 | 100 | 113.3 | 51.7 |  | 3 |  | 1600 | 24 | 66.7 | No | 12000 | 6500 | 82 | 31 | 0.6 | -25 |  |  |  | None |  |  |  | 2016-06-30 | 2016-06-30 | United States | ES_1018130_BPESL23T2/D/2(Y2)_07012016135336_9570848 | 2271378
Feit Electric | FEIT ELECTRIC | T2 CFL lamp | ESL13T2 | ,CE13T2/4(C), | CFL Bare Spiral | General Purpose Replacement | E26 (Medium) | Omnidirectional | CFL | 2 | 60 | 105 | 50 |  | 1.3 |  | 900 | 13 | 69.2 | No | 10000 | 2700 | 83 | 0 | 0.6 | -28 |  |  |  | Not for Use in Enclosed Fixtures |  |  |  | 2014-10-10 | 2014-10-10 | United States | ES_1018130_ESL13T2_10102014114221_1023692 | 2222112
FUDAKINLED LIGHTING LTD. | FUDAKIN LED | MR16 LED Lamp | FDK-MR53400730KD |  | MR16 | Reflector (Flood/Spot) | GU5.3 | Directional | LED | 5 | 50 | 50.4 | 50.2 | 1058 |  | 40 | 450 | 7 | 64.3 | No | 25000 | 3000 | 83 | 12 | 0.7 | -20 | Dimmable | 15% |  | Damp Location Rated,Recessed Fixtures,Shatter Resistant |  |  |  | 2014-10-30 | 2014-12-11 | United States, Canada | ES_1126393_FDK-MR53400730_12112014144522_6216785 | 2229644
FUDAKINLED LIGHTING LTD. | FUDAKINLED | FDK-BR20-07-27K-D | FDK-BR20-07-27K-D |  | R20 | Reflector (Flood/Spot) | E26 (Medium) | Directional | LED | 3 | 50 | 98 | 64 |  |  | 107 | 550 | 7.3 | 75.3 | No | 25000 | 2700 | 82 | 13 | 0.9 | -20 | Dimmable | 9% |  | Damp Location Rated,Not for Use in Enclosed Fixtures |  |  |  | 2014-12-25 | 2015-04-29 | United States, Canada | ES_1126393_FDK-BR20-07-27K-D_04292015112111_1023802 | 2238278
FUDAKINLED LIGHTING LTD. | FUDAKINLED | FDK-BR20-07-30K-D | FDK-BR20-07-30K-D |  | R20 | Reflector (Flood/Spot) | E26 (Medium) | Directional | LED | 3 | 50 | 98 | 64 |  |  | 106 | 550 | 7.4 | 74.3 | No | 25000 | 3000 | 83 | 17 | 0.9 | -20 | Dimmable | 9% |  | Damp Location Rated,Not for Use in Enclosed Fixtures |  |  |  | 2014-12-25 | 2015-04-29 | United States, Canada | ES_1126393_FDK-BR20-07-30K-D_04292015113951_1023802 | 2238279
FUDAKINLED LIGHTING LTD. | FUDAKINLED | FDK-BR30-11-30K-D | FDK-BR30-11-30K-D |  | BR30 | Reflector (Flood/Spot) | E26 (Medium) | Directional | LED | 3 | 65 | 129.1 | 94.8 |  |  | 110 | 850 | 11 | 77.3 | No | 25000 | 3000 | 82 | 5 | 0.9 | -20 | Dimmable | 10% |  | Damp Location Rated,Not for Use in Enclosed Fixtures |  |  |  | 2014-12-25 | 2015-04-29 | United States | ES_1126393_FDK-BR30-11-30K-D_04292015114951_1023802 | 2238280
FUDAKINLED LIGHTING LTD. | FUDAKINLED | FDK-BR40-17-30K-D | FDK-BR40-17-30K-D |  | BR40 | Reflector (Flood/Spot) | E26 (Medium) | Directional | LED | 3 | 100 | 160.1 | 119.9 |  |  | 109 | 1400 | 17 | 82.4 | No | 25000 | 3000 | 83 | 17 | 0.9 | -20 | Dimmable | 10% |  | Damp Location Rated,Not for Use in Enclosed Fixtures |  |  |  | 2014-04-04 | 2015-04-29 | United States, Canada | ES_1126393_FDK-BR40-17-30K-D_04292015123331_1023802 | 2238269
GE Lighting | GE | FLE23HT3/2/10E/SW | 22847 | ,30021, FAM24FLEMIXSWBX3,; ,42106,; ,42107,; ,42110,; ,42111,; ,42168,; ,88802,; ,92647,; ,92652,; ,92662,; ,92704,; ,92782,; ,92783,; ,92785,; ,92922,; ,FAM147FLE23/PK4,; ,FAM147FLE23HT3/6,; ,FAM18CFLMIX4PKKR,; ,FLE23H/T3/BX6PTP,; ,FLE23HT3-2/6H4PK,; ,FLE23HT3/2/SWBX,; ,FLE23HT3/2BX2PK,; ,FLE23HT3/2SW6PK,; ,FLE23HT3/SW/CD,; ,FLE23HT3/SW5PK,; ,FLE23HT3/SWBX3,; ,FLE23HT3/SWPRO,; ,FLE23HT3SW3PKCD,; ,FLE23HT3SWBX2DG,; ,FLE23HT3SWBXDG,; FLE23HT3/2/10E/SW,22847,; FLE23HT3/2/10E/SW,92647,; FLE23HT3/2/10E/SW,92652,; FLE23HT3/2/10E/SW,92662,; FLE23HT3/2/10E/SW,92690,; FLE23HT3/2/10E/SW,92695,; FLE23HT3/2/10E/SW,92906,; FLE23HT3/2/10E/SW,FAM18CFL/SW/1BX, | CFL Bare Spiral | General Purpose Replacement | E26 (Medium) | Omnidirectional | CFL | 5 | 100 | 128 | 63 |  | 1 |  | 1745 | 22.9 | 76.2 | No | 10000 | 2700 | 83 | -11 | 0.6 | -15 |  |  |  | Damp Location Rated |  |  |  | 2014-09-12 | 2014-09-15 | United States | ES_1120172_22847_09132014183011_3011101 | 2219494
GE Lighting | GE | FLE23HT3/2/10E/SW | 42164 | ,42178,; ,FLE23H/T3/2/827,; ,FLE23HT3/82750, | CFL Bare Spiral | General Purpose Replacement | E26 (Medium) | Omnidirectional | CFL | 2 | 100 | 128 | 63 |  | 1 |  | 1745 | 22.9 | 76.2 | No | 10000 | 2700 | 83 | -11 | 0.6 | -15 |  |  |  | Damp Location Rated |  |  |  | 2014-09-29 | 2014-09-30 | United States, Canada | ES_1120172_42164_10122014193146_2306229 | 2222218
GE Lighting | GE | FLE23HT3/2/10E/SW | 92856 | ,FLE23HT3/BX3CDN,; FLE23HT3/2/10E/SW,92856, | CFL Bare Spiral | General Purpose Replacement | E26 (Medium) | Omnidirectional | CFL | 5 | 100 | 128 | 63 |  | 1 |  | 1745 | 22.9 | 76.2 | No | 10000 | 2700 | 83 | -11 | 0.6 | -15 |  |  |  | Damp Location Rated |  |  |  | 2015-10-01 | 2014-09-15 | Canada | ES_1120172_92856_04012015214439_4679953 | 2235612
GE Lighting | GE | FLE23HT3/2/10E/SW | 92918 | ,FLE23HT3/SW/2P,; FLE23HT3/2/10E/SW,92918, | CFL Bare Spiral | General Purpose Replacement | E26 (Medium) | Omnidirectional | CFL | 5 | 100 | 128 | 63 |  | 1 |  | 1745 | 22.9 | 76.2 | No | 10000 | 2700 | 83 | -11 | 0.6 | -15 |  |  |  | Damp Location Rated |  |  |  | 2015-10-01 | 2015-04-02 | United States | ES_1120172_92918_04012015212858_3738214 | 2235611
GE Lighting | GE | FLE23HT3/2/10E/SW | 92920 |  | CFL Bare Spiral | General Purpose Replacement | E26 (Medium) | Omnidirectional | CFL | 2 | 100 | 128 | 63 |  | 1 |  | 1745 | 22.9 | 76.2 | No | 10000 | 2700 | 83 | -11 | 0.6 | -15 |  |  |  | Damp Location Rated |  |  |  | 2014-09-29 | 2015-01-07 | Canada | ES_1120172_92920_01072015185025_6625567 | 2230699
GE Lighting | GE | FLE26HT3/2/10E/830 | 42167 | ,FLE26H/T3/2/830,; FLE26HT3/2/10E/830,42167, | CFL Bare Spiral | General Purpose Replacement | E26 (Medium) | Omnidirectional | CFL | 2 | 100 | 126 | 63 |  | 1 |  | 1945 | 26 | 74.8 | No | 10000 | 3000 | 83 | 3 | 0.6 | -15 |  |  |  | Damp Location Rated |  |  |  | 2015-04-23 | 2015-05-13 | United States, Canada | ES_1120172_42167_05132015225639_7799876 | 2239320
GE Lighting | GE | FLE26HT3/2/DME/SW | 66663 | ,FLE26HT3/2DM/BX,; FLE26HT3/2/DME/SW,66663, | CFL Bare Spiral | General Purpose Replacement | E26 (Medium) | Omnidirectional | CFL | 5 | 100 | 145 | 63 |  | 1 |  | 1780 | 26 | 68.5 | No | 10000 | 2700 | 83 | -8 | 0.8 | -10 | Dimmable | 5% |  | Damp Location Rated |  |  |  | 2015-04-23 | 2015-05-13 | United States | ES_1120172_66663_05132015193102_5462945 | 2239307
GE Lighting | GE | FLE26HT3/2/SXE/SW | 36304 | ,36328, FLE26HT3XXLL5BX,; ,FLE26HT3XXLL2BX,; FLE26HT3/2/SXE/SW,36304, | CFL Bare Spiral | General Purpose Replacement | E26 (Medium) | Omnidirectional | CFL | 7 | 100 | 135 | 63 |  | 1 |  | 1686 | 26 | 65 | No | 15000 | 2700 | 81 | 7 | 0.6 | -15 |  |  |  | Damp Location Rated,Not for Use in Enclosed Fixtures |  |  |  | 2015-04-09 | 2015-05-08 | United States | ES_1120172_36304_05082015133824_2304674 | 2238901
GE Lighting | GE | FLE26HT3/2/SXE/SW | 36349 | ,36351, FLE26HT3LL5BXCDN,; ,FLE26HT3LLBX2CDN,; FLE26HT3/2/SXE/SW,36349, | CFL Bare Spiral | General Purpose Replacement | E26 (Medium) | Omnidirectional | CFL | 7 | 100 | 135 | 63 |  | 1 |  | 1686 | 26 | 65 | No | 15000 | 2700 | 81 | 7 | 0.6 | -15 |  |  |  | Damp Location Rated,Not for Use in Enclosed Fixtures |  |  |  | 2015-04-09 | 2015-05-08 | Canada | ES_1120172_36349_05082015134112_2472110 | 2238902
GE Lighting | GE | FLE32HT3/2/D3E/SW | 1576 | ,FLE32HT3/2D3-TP,; FLE32HT3/2/D3E/SW,01576, | CFL Bare Spiral | General Purpose Replacement | E26 (Medium) | Omnidirectional | CFL | 5 | 125 | 146.5 | 70 |  | 1.4 |  | 2200 | 32 | 68.8 | Yes | 10000 | 2700 | 82 | -6 | 0.5 | -15 |  |  |  | Damp Location Rated,Not for Use in Enclosed Fixtures |  |  |  | 2015-04-23 | 2015-05-21 | Canada | ES_1120172_01576_05212015231414_0054186 | 2240072
GE Lighting | GE | FLE32HT3/2/D3E/SW | 78952 | ,10726,; ,63482,; ,94030,; ,FLE32HT3/2D3/BX,; ,FLE32HT3/2D3/BXF,; ,FLE32HT3/2D3/CD,; FLE32HT3/2/D3E/SW,78952, | CFL Bare Spiral | General Purpose Replacement | E26 (Medium) | Omnidirectional | CFL | 5 | 125 | 146.5 | 70 |  | 1.4 |  | 2200 | 32 | 68.8 | Yes | 10000 | 2700 | 82 | -6 | 0.5 | -15 |  |  |  | Damp Location Rated,Not for Use in Enclosed Fixtures |  |  |  | 2015-04-23 | 2015-05-21 | United States | ES_1120172_78952_05212015231227_9947057 | 2240073
GE Lighting | GE | FLE9HT3/2/10E/CW | 42047 | ,63923,; ,FLE9HT3/41BX4HH/,; ,FLE9HT3/41HHBX2,; FLE9HT3/2/10E/CW,42047, | CFL Bare Spiral | General Purpose Replacement | E26 (Medium) | Omnidirectional | CFL | 5 | 40 | 101.5 | 43 |  | 1 |  | 545 | 9.6 | 56.8 | No | 10000 | 4100 | 85 | 30 | 0.6 | -15 |  |  |  | Damp Location Rated,Not for Use in Enclosed Fixtures |  |  |  | 2015-04-07 | 2015-04-29 | United States | ES_1120172_42047_04292015222425_6265921 | 2238287
GE Lighting | GE | FLE9HT3/2/10E/CW | 42171 | ,FLE9H/T3/2/841,; FLE9HT3/2/10E/CW,42171, | CFL Bare Spiral | General Purpose Replacement | E26 (Medium) | Omnidirectional | CFL | 2 | 40 | 101.5 | 43 |  | 1 |  | 545 | 9.6 | 56.8 | No | 10000 | 4100 | 85 | 30 | 0.6 | -15 |  |  |  | Damp Location Rated,Not for Use in Enclosed Fixtures |  |  |  | 2015-04-07 | 2015-04-29 | United States, Canada | ES_1120172_42171_04292015222323_6203237 | 2238288
GE Lighting | GE | FLE9HT3/2/10E/SS | 38524 | ,38521,; ,FLE9HT3/2/SS/CD,; ,FLE9HT3/2SSBX2/6,; FLE9HT3/2/10E/SS,38524, | CFL Bare Spiral | General Purpose Replacement | E26 (Medium) | Omnidirectional | CFL | 5 | 40 | 105.5 | 43 |  | 1 |  | 590 | 9.7 | 60.8 | No | 10000 | 5000 | 87 | 49 | 0.6 | -15 |  |  |  | Damp Location Rated,Not for Use in Enclosed Fixtures |  |  |  | 2014-09-23 | 2014-09-30 | United States | ES_1120172_38524_10122014202154_5314577 | 2222219
GE Lighting | GE | FLE9HT3/2/10E/SS | 42189 | ,FLE9HT3/SSBX2CDN,; FLE9HT3/2/10E/SS,42189,; FLE9HT3/2/10E/SS,93152, FLE9HT3/SS/3PCDN, | CFL Bare Spiral | General Purpose Replacement | E26 (Medium) | Omnidirectional | CFL | 5 | 40 | 105.5 | 43 |  | 1 |  | 590 | 9.7 | 60.8 | No | 10000 | 5000 | 87 | 49 | 0.6 | -15 |  |  |  | Damp Location Rated,Not for Use in Enclosed Fixtures |  |  |  | 2014-11-26 | 2014-12-02 | Canada | ES_1120172_42189_12022014153414_4454478 | 2226350
Feit Electric | FEIT ELECTRIC | CFL Lamp | ESL13T2C |  | CFL Bare Spiral | General Purpose Replacement | E12 (Candelabra) | Omnidirectional | CFL | 2 | 60 | 99.3 | 47.7 |  | 2.5 |  | 800 | 13 | 61.5 | No | 10000 | 2700 | 83 | -18 | 0.6 | -28 |  |  |  | Damp Location Rated,Enclosed Fixtures,Not for Use in Recessed Fixtures |  |  |  | 2015-02-10 | 2015-02-27 | United States, Canada | ES_1018130_ESL13T2C_02272015155247_0398432 | 2235052
Feit Electric | FEIT ELECTRIC | CFL Lamp | ESL13T2C/35K |  | CFL Bare Spiral | General Purpose Replacement | E12 (Candelabra) | Omnidirectional | CFL | 2 | 60 | 96.4 | 47.7 |  | 2.5 |  | 800 | 13 | 61.5 | No | 10000 | 3500 | 83 | 7 | 0.6 | -28 |  |  |  | Damp Location Rated,Enclosed Fixtures,Not for Use in Recessed Fixtures |  |  |  | 2015-06-30 | 2015-06-29 | United States, Canada | ES_1018130_ESL13T2C/35K_06292015115725_4098712 | 2243353
Feit Electric | FEIT ELECTRIC | CFL Lamp | ESL13T2C/65K |  | CFL Bare Spiral | General Purpose Replacement | E12 (Candelabra) | Omnidirectional | CFL | 2 | 60 | 99.7 | 47.5 |  | 2.5 |  | 800 | 13 | 61.5 | No | 10000 | 6500 | 84 | 41 | 0.6 | -28 |  |  |  | Damp Location Rated,Enclosed Fixtures,Not for Use in Recessed Fixtures |  |  |  | 2015-02-10 | 2015-02-27 | United States, Canada | ES_1018130_ESL13T2C/65K_02272015155212_0183741 | 2235051
Feit Electric | FEIT ELECTRIC | CFL Lamp | ESL13T/35K | ,,Retail Number: BPESL13T/BW; ,,Retail Number: BPESL13TC/BW/2; ,,Retail Number: ESL13T/BW; ,,Retail Number: ESL13T/BW/3; ,,Retail Number: ESL13T/BW/4; ,,Retail Number: ESL13T/BW/6 | CFL Bare Spiral | General Purpose Replacement | E26 (Medium) | Omnidirectional | CFL | 2 | 60 | 111.2 | 48.6 |  | 2.5 |  | 900 | 13 | 69.2 | No | 10000 | 3500 | 85 | 21 | 0.6 | -28 |  |  |  | Damp Location Rated,Enclosed Fixtures,Not for Use in Recessed Fixtures |  |  |  | 2014-12-01 | 2014-12-01 | United States, Canada | ES_1018130_ESL13T/35K_12012014184717_6456123 | 2226625
Feit Electric | FEIT ELECTRIC | CFL Lamp | ESL13T/41K | ,,Retail Number: ESL13T/ECO/41K | CFL Bare Spiral | General Purpose Replacement | E26 (Medium) | Omnidirectional | CFL | 2 | 60 | 112.3 | 47 |  | 2.5 |  | 800 | 13 | 61.5 | No | 10000 | 4100 | 85 | 32 | 0.6 | -28 |  |  |  | Damp Location Rated,Enclosed Fixtures,Not for Use in Recessed Fixtures |  |  |  | 2014-12-01 | 2014-12-01 | United States, Canada | ES_1018130_ESL13T/41K_12012014184515_9641123 | 2226623
Feit Electric | FEIT ELECTRIC | CFL Lamp | ESL13T/65K | ,,Retail Number: BPESL13T/D; ,,Retail Number: BPESL13T/D/3; ,,Retail Number: ESL13T/D; ,,Retail Number: ESL13T/D/12/CAN(N); ,,Retail Number: ESL13T/D/2; ,,Retail Number: ESL13T/D/3; ,,Retail Number: ESL13T/D/4 | CFL Bare Spiral | General Purpose Replacement | E26 (Medium) | Omnidirectional | CFL | 2 | 60 | 111.4 | 47.4 |  | 2.5 |  | 800 | 13 | 61.5 | No | 10000 | 6500 | 86 | 53 | 0.6 | -28 |  |  |  | Damp Location Rated,Enclosed Fixtures,Not for Use in Recessed Fixtures |  |  |  | 2014-12-01 | 2014-12-01 | United States, Canada | ES_1018130_ESL13T/65K_12012014184621_6516351 | 2226624
Feit Electric | FEIT ELECTRIC | CFL Lamp | ESL13TC/5K |  | CFL Bare Spiral | General Purpose Replacement | E12 (Candelabra) | Omnidirectional | CFL | 2 | 60 | 110.9 | 48.5 |  | 2.5 |  | 800 | 13 | 61.5 | No | 10000 | 5000 | 85 | 41 | 0.6 | -28 |  |  |  | Damp Location Rated,Enclosed Fixtures,Not for Use in Recessed Fixtures |  |  |  | 2015-07-01 | 2015-07-09 | United States | ES_1018130_ESL13TC/5K_07092015151134_3847612 | 2243249
Feit Electric | FEIT ELECTRIC | CFL Lamp | ESL13TC/65K | ,,Retail Number: BPESL13TC/D/2 | CFL Bare Spiral | General Purpose Replacement | E12 (Candelabra) | Omnidirectional | CFL | 2 | 60 | 109.9 | 47.8 |  | 2.5 |  | 800 | 13 | 61.5 | No | 10000 | 6500 | 86 | 53 | 0.6 | -28 |  |  |  | Damp Location Rated,Enclosed Fixtures,Not for Use in Recessed Fixtures |  |  |  | 2015-07-01 | 2015-07-09 | United States | ES_1018130_ESL13TC/65K_07092015151102_2049887 | 2243248
Feit Electric | FEIT ELECTRIC | CFL Lamp | ESL13T/ECO | ,,Retail Number: BPESL13T/2; ,,Retail Number: BPESL13T/3/ECO; ,,Retail Number: BPESL13T/ECO; ,,Retail Number: BPESL13T/TAR; ,,Retail Number: ESL13T/18; ,,Retail Number: ESL13T/2; ,,Retail Number: ESL13T/3/ECO; ,,Retail Number: ESL13T/4; ,,Retail Number: ESL13T/6 | CFL Bare Spiral | General Purpose Replacement | E26 (Medium) | Omnidirectional | CFL | 2 | 60 | 111.5 | 48.7 |  | 2.5 |  | 900 | 13 | 69.2 | No | 10000 | 2700 | 83 | -4 | 0.6 | -28 |  |  |  | Damp Location Rated,Not for Use in Recessed Fixtures,Not for Use in Enclosed Fixtures |  |  |  | 2014-11-12 | 2014-11-10 | United States, Canada | ES_1018130_ESL13T/ECO_11102014182519_6463132 | 2226459
Feit Electric | FEIT ELECTRIC | CFL Lamp | ESL13T/GU24 | ,,Retail Number: BPESL13T/GU24/6 | CFL Bare Spiral | General Purpose Replacement | GU24 | Omnidirectional | CFL | 2 | 60 | 94 | 51.4 |  | 2.5 |  | 900 | 13 | 69.2 | No | 10000 | 2700 | 83 | -20 | 0.6 | -28 |  |  |  | Damp Location Rated,Enclosed Fixtures,Not for Use in Recessed Fixtures |  |  |  | 2015-03-20 | 2015-03-17 | United States, Canada | ES_1018130_ESL13T/GU24_03202015184521_3871057 | 2241474
Feit Electric | FEIT ELECTRIC | CFL Lamp | ESL13T/GU24 | ,,Retail Number: BPESL13T/GU24; ,,Retail Number: BPESL13T/GU24/2; ,,Retail Number: BPESL13T/GU24/CANADA; ,,Retail Number: ESL13T/GU24/12 | CFL Bare Spiral | General Purpose Replacement | GU24 | Omnidirectional | CFL | 2 | 60 | 94 | 51.4 |  | 2.5 |  | 900 | 13 | 69.2 | No | 10000 | 2700 | 83 | -20 | 0.6 | -28 |  |  |  | Damp Location Rated,Enclosed Fixtures,Not for Use in Recessed Fixtures |  |  |  | 2014-12-04 | 2014-12-01 | United States, Canada | ES_1018130_ESL13T/GU24_12012014184536_1954828 | 2226622
Feit Electric | FEIT ELECTRIC | CFL Lamp | ESL13T/GU24/41K | ,,Retail Number: BPESL13T/GU24/35K | CFL Bare Spiral | General Purpose Replacement | GU24 | Omnidirectional | CFL | 2 | 60 | 93.9 | 51.8 |  | 2.5 |  | 900 | 13 | 69.2 | No | 10000 | 3500 | 85 | 7 | 0.6 | -28 |  |  |  | Damp Location Rated,Enclosed Fixtures,Not for Use in Recessed Fixtures |  |  |  | 2014-12-04 | 2014-12-01 | United States, Canada | ES_1018130_ESL13T/GU24/35K_12012014184212_6974632 | 2226621
Feit Electric | FEIT ELECTRIC | CFL Lamp | ESL13T/GU24/41K | ,,Retail Number: BPESL13T/GU24/41K | CFL Bare Spiral | General Purpose Replacement | GU24 | Omnidirectional | CFL | 2 | 60 | 94.7 | 52.8 |  | 2.5 |  | 900 | 13 | 69.2 | No | 10000 | 4100 | 85 | 22 | 0.6 | -28 |  |  |  | Damp Location Rated,Enclosed Fixtures,Not for Use in Recessed Fixtures |  |  |  | 2014-12-04 | 2014-12-01 | United States, Canada | ES_1018130_ESL13T/GU24/41K_12012014183332_5654345 | 2226620
Feit Electric | FEIT ELECTRIC | CFL Lamp | ESL15A | ,,Retail Number: BPESL15A; ,,Retail Number: ESL15A/3/ECO; ,,Retail Number: ESL15A/ECO | CFL A-type | General Purpose Replacement | E26 (Medium) | Decorative | CFL | 2 | 60 | 123.4 | 60.6 |  | 2.5 |  | 800 | 15 | 53.3 | No | 10000 | 2700 | 84 | 2 | 0.6 | -28 |  |  |  | Damp Location Rated,Enclosed Fixtures,Recessed Fixtures |  |  |  | 2015-01-20 | 2015-02-03 | United States, Canada | ES_1018130_ESL15A_02032015143557_0239872 | 2235049
Feit Electric | FEIT ELECTRIC | CFL Lamp | ESL15BR30/35K | ,,Retail Number: ESL15BR30/BW; ,,Retail Number: ESL15BR30/BW/3 | BR30 | Reflector (Flood/Spot) | E26 (Medium) | Directional | CFL | 2 | 65 | 133.9 | 94.3 |  | 2.5 |  | 750 | 15 | 50 | No | 10000 | 3500 | 85 | 8 | 0.6 | -28 |  |  |  | Damp Location Rated,Enclosed Fixtures,Recessed Fixtures |  |  |  | 2015-08-20 | 2015-08-19 | United States, Canada | ES_1018130_ESL15BR30/35K_08192015102524_3892354 | 2246404
Feit Electric | FEIT ELECTRIC | CFL Lamp | ESL15BR30/5K |  | BR30 | Reflector (Flood/Spot) | E26 (Medium) | Directional | CFL | 2 | 65 | 135.7 | 93 |  | 2.5 |  | 650 | 15 | 43.3 | No | 10000 | 5000 | 88 | 56 | 0.6 | -28 |  |  |  | Damp Location Rated,Enclosed Fixtures,Recessed Fixtures |  |  |  | 2015-08-20 | 2015-08-19 | United States, Canada | ES_1018130_ESL15BR30/5K_08192015102537_4212389 | 2246405
Feit Electric | FEIT ELECTRIC | LED OM100 | OM100/830/LED | ,,Retail Number: OM100/830/LED/CAN(C) | A21 | General Purpose Replacement | E26 (Medium) | Omnidirectional | LED | 3 | 100 | 125.6 | 65.2 |  |  |  | 1600 | 17 | 94.1 | No | 25000 | 3000 | 82 | 10 | 1 | -25 | Dimmable | 5% |  | Damp Location Rated,Use With Timers,Not for Use in Recessed Fixtures,Not for Use in Enclosed Fixtures,Use With Photo And/Or Motion Sensors |  |  |  | 2016-04-30 | 2016-04-26 | Canada | ES_1018130_OM100/830/LED_04262016164913_6578229 | 2267748
Feit Electric | FEIT ELECTRIC | LED OM100 | OM100/850/LED | ,,Retail Number: BPOM100/850/LED(C) | A21 | General Purpose Replacement | E26 (Medium) | Omnidirectional | LED | 3 | 100 | 125.6 | 65.6 |  |  |  | 1600 | 17 | 94.1 | No | 25000 | 5000 | 85 | 15 | 1 | -25 | Dimmable | 5% |  | Damp Location Rated,Use With Timers,Not for Use in Recessed Fixtures,Not for Use in Enclosed Fixtures,Use With Photo And/Or Motion Sensors |  |  |  | 2016-03-29 | 2016-04-15 | United States, Canada | ES_1018130_OM100/850/LED_04152016104923_5676819 | 2264925
Feit Electric | FEIT ELECTRIC | LED OMNI | BPCEAG1500/927/SCE |  | A21 | General Purpose Replacement | E26 (Medium) | Omnidirectional | LED | 5 | 75 | 132.5 | 69.8 |  |  |  | 1500 | 15.5 | 96.8 | No | 25000 | 2700 | 90 | 51 | 1 | -25 | Dimmable | 5% |  | Not for Use in Enclosed Fixtures |  |  |  | 2016-07-05 | 2016-06-30 | United States | ES_1018130_BPCEAG1500/927/SCE_07012016135307_4322325 | 2271380
Feit Electric | FEIT ELECTRIC | LED Omni100 | BPOM100/830/LEDG2 |  | A19 | General Purpose Replacement | E26 (Medium) | Omnidirectional | LED | 3 | 100 | 118.1 | 64.6 |  |  |  | 1600 | 15 | 106.7 | No | 25000 | 3000 | 81 | 6 | 1 | -25 | Dimmable | 5% | Yes | None | No |  |  | 2016-08-01 | 2016-08-04 | United States | ES_1018130_BPOM100/830/LEDG2_08172016135353_3217715 | 2275507
Feit Electric | FEIT ELECTRIC | LED Omni100 | BPOM100/850/LEDG2 |  | A19 | General Purpose Replacement | E26 (Medium) | Omnidirectional | LED | 3 | 100 | 118.1 | 64.6 |  |  |  | 1600 | 15 | 106.7 | No | 25000 | 5000 | 85 | 19 | 1 | -25 | Dimmable | 5% | Yes | None | No |  |  | 2016-08-01 | 2016-08-04 | United States | ES_1018130_BPOM100/850/LEDG2_08172016135353_6798077 | 2275509
Feit Electric | FEIT ELECTRIC | LED Omni100 | CEOM100/830/4 |  | A19 | General Purpose Replacement | E26 (Medium) | Omnidirectional | LED | 5 | 100 | 118.2 | 64.8 |  |  |  | 1600 | 15 | 106.7 | No | 15000 | 3000 | 82 | 8 | 1 | -25 | Dimmable | 5% | Yes | None | No |  | 0 | 2016-08-01 | 2016-08-04 | United States | ES_1018130_CEOM100/830/4_08172016135251_6580653 | 2275514
Feit Electric | FEIT ELECTRIC | LED Omni100 | OM100/827/LED(N) |  | A19 | General Purpose Replacement | E26 (Medium) | Omnidirectional | LED | 3 | 100 | 118.1 | 64.6 |  |  |  | 1600 | 15 | 106.7 | No | 25000 | 2700 | 82 | 7 | 1 | -25 | Dimmable | 5% | Yes | None | No |  |  | 2016-08-01 | 2016-08-04 | United States | ES_1018130_OM100/827/LED(N)_08172016135353_4288940 | 2275508
Feit Electric | FEIT ELECTRIC | LED Omni100 | OM100/830/LEDG2 |  | A19 | General Purpose Replacement | E26 (Medium) | Omnidirectional | LED | 3 | 100 | 118.1 | 64.6 |  |  |  | 1600 | 15 | 106.7 | No | 25000 | 3000 | 82 | 6 | 0.9 | -25 | Dimmable | 5% | Yes | Damp Location Rated | No |  |  | 2016-08-01 | 2016-10-06 | United States | ES_1018130_OM100/830/LEDG2_10122016151739_9710870 | 2281207
Feit Electric | FEIT ELECTRIC | LED Omni100 | OM100/830/LEDG2/CAN |  | A19 | General Purpose Replacement | E26 (Medium) | Omnidirectional | LED | 3 | 100 | 118.1 | 64.6 |  |  |  | 1600 | 15 | 106.7 | No | 25000 | 3000 | 81 | 6 | 1 | -25 | Dimmable | 5% | Yes | None | No |  |  | 2016-08-01 | 2016-08-04 | Canada | ES_1018130_OM100/830/LEDG2/CAN_08172016140816_2834471 | 2275510
Feit Electric | FEIT ELECTRIC | LED Omni100 | OM100/850/LEDG2 |  | A19 | General Purpose Replacement | E26 (Medium) | Omnidirectional | LED | 3 | 100 | 118.2 | 64.7 |  |  |  | 1600 | 15 | 106.7 | No | 25000 | 5000 | 85 | 19 | 0.9 | -25 | Dimmable | 5% | Yes | Damp Location Rated | No |  |  | 2016-08-01 | 2016-10-06 | United States | ES_1018130_OM100/850/LEDG2_10122016151739_2660208 | 2281208
Feit Electric | FEIT ELECTRIC | LED OMNI100 | BPCEOM100/2 |  | A21 | General Purpose Replacement | E26 (Medium) | Omnidirectional | LED | 5 | 100 | 126.7 | 65 |  |  |  | 1600 | 17 | 94 | No | 25000 | 2700 | 82 | 8 | 1 | -25 | Dimmable | 5% |  | Not for Use in Enclosed Fixtures |  |  |  | 2016-04-25 | 2016-04-22 | United States | ES_1018130_BPCEOM100/2_05172016143732_8841805 | 2266887
Feit Electric | FEIT ELECTRIC | LED OMNI100 | BPCEOM100/827/2 |  | A21 | General Purpose Replacement | E26 (Medium) | Omnidirectional | LED | 5 | 100 | 126.7 | 65 |  |  |  | 1600 | 17 | 94 | No | 25000 | 2700 | 82 | 8 | 1 | -25 | Dimmable | 5% |  | Not for Use in Enclosed Fixtures |  |  |  | 2016-02-10 | 2016-02-05 | United States | ES_1018130_BPCEOM100/827/2_02052016130558_5735523 | 2257932
Feit Electric | FEIT ELECTRIC | LED Omni40 | BPOM40/830/LED(N) |  | A19 | General Purpose Replacement | E26 (Medium) | Omnidirectional | LED | 3 | 40 | 110.9 | 59.9 |  |  |  | 450 | 6.5 | 69.2 | No | 25000 | 3000 | 84 | 16 | 0.8 | -25 | Dimmable | 5% |  | None |  |  |  | 2016-03-20 | 2016-03-28 | United States | ES_1018130_BPOM40/830/LED(N)_04152016134101_4046067 | 2264284
Feit Electric | FEIT ELECTRIC | LED Omni40 | BPOM40/830/LED(N1) | LED Omni40,OM40/830/LED/4(N1), | A19 | General Purpose Replacement | E26 (Medium) | Omnidirectional | LED | 3 | 40 | 111.7 | 59.5 |  |  |  | 450 | 5.6 | 80 | No | 25000 | 3000 | 81 | 3 | 0.9 | -20 | Dimmable | 5% | Yes | None | No |  | 0 | 2016-07-15 | 2016-07-25 | United States | ES_1018130_BPOM40/830/LED(N1)_08042016124325_2218177 | 2274102
Feit Electric | FEIT ELECTRIC | LED Omni40 | BPOM40/850/LED(N) |  | A19 | General Purpose Replacement | E26 (Medium) | Omnidirectional | LED | 3 | 40 | 111.7 | 59.9 |  |  |  | 450 | 5.6 | 80.4 | No | 25000 | 5000 | 84 | 17 | 0.9 | -20 | Dimmable | 5% | Yes | None | No |  |  | 2016-10-15 | 2016-10-19 | United States | ES_1018130_BPOM40/850/LED(N)_10282016133912_1743091 | 2282695
Feit Electric | FEIT ELECTRIC | LED Omni40 | OM40/830/LED/CAN (N) |  | A19 | General Purpose Replacement | E26 (Medium) | Omnidirectional | LED | 3 | 40 | 110.9 | 59.9 |  |  |  | 450 | 6.5 | 69.2 | No | 25000 | 3000 | 84 | 16 | 0.8 | -25 | Dimmable | 5% |  | None |  |  |  | 2016-03-20 | 2016-03-28 | Canada | ES_1018130_OM40/830/LED/CAN (N)_04152016134635_3163574 | 2264286
Feit Electric | FEIT ELECTRIC | LED Omni40 | OM40/830/LED/CAN(N1) | LED Omni40,OM40/830/LED/3/CAN (N1), | A19 | General Purpose Replacement | E26 (Medium) | Omnidirectional | LED | 3 | 40 | 111.7 | 59.5 |  |  |  | 450 | 5.6 | 80 | No | 25000 | 3000 | 81 | 3 | 0.9 | -20 | Dimmable | 5% | Yes | None | No |  | 0 | 2016-07-15 | 2016-07-25 | Canada | ES_1018130_OM40/830/LED/CAN(N1)_08042016132047_2870147 | 2274104
Feit Electric | FEIT ELECTRIC | LED Omni40 | OM40/830/LEDG2/2 |  | A19 | General Purpose Replacement | E26 (Medium) | Omnidirectional | LED | 3 | 40 | 111.7 | 59.5 |  |  |  | 450 | 5.6 | 80.4 | No | 25000 | 3000 | 81 | 3 | 0.9 | -20 | Dimmable | 5% | Yes | None | No |  |  | 2016-07-30 | 2016-08-11 | United States | ES_1018130_OM40/830/LEDG2/2_08152016114952_3569101 | 2275266
Feit Electric | FEIT ELECTRIC | LED Omni40 | OM40/850/LED/4 (N) |  | A19 | General Purpose Replacement | E26 (Medium) | Omnidirectional | LED | 3 | 40 | 110.9 | 59.9 |  |  |  | 450 | 6.5 | 69.2 | No | 25000 | 5000 | 86 | 16 | 0.8 | -25 | Dimmable | 5% |  | None |  |  |  | 2016-03-20 | 2016-03-28 | United States | ES_1018130_OM40/850/LED/4 (N)_04152016134101_6979850 | 2264285
Feit Electric | FEIT ELECTRIC | LED Omni40 | OM40/850/LED/4(N1) |  | A19 | General Purpose Replacement | E26 (Medium) | Omnidirectional | LED | 3 | 40 | 111.2 | 60 |  |  |  | 450 | 5.6 | 80 | No | 25000 | 5000 | 84 | 17 | 0.9 | -20 | Dimmable | 5% | Yes | None | No |  | 0 | 2016-07-15 | 2016-07-25 | United States | ES_1018130_OM40/850/LED/4(N1)_08042016124325_3828603 | 2274103
FUDAKINLED LIGHTING LTD. | FUDAKINLED | FDK-CA-12-05-27K-D | FDK-CA-12-05-27K-D |  | Decorative Candle: Other | Decorative | E12 (Candelabra) | Decorative | LED | 3 | 40 | 97.2 | 35 |  |  |  | 325 | 5 | 65 | No | 25000 | 2700 | 82 | 7 | 0.9 | -20 | Dimmable | 10% |  | Damp Location Rated,Not for Use in Enclosed Fixtures |  |  |  | 2015-03-15 | 2015-04-29 | United States, Canada | ES_1126393_FDK-CA-12-05-27K-D_04292015124221_1023803 | 2238271
FUDAKINLED LIGHTING LTD. | FUDAKINLED | FDK-G25-06-27K-D | FDK-G25-06-27K-D |  | G25 | Globe | E26 (Medium) | Decorative | LED | 3 | 40 | 123 | 79.9 |  |  |  | 450 | 6.1 | 73.8 | No | 25000 | 2700 | 82 | 16 | 0.7 | -20 | Dimmable | 10% |  | Damp Location Rated,Not for Use in Enclosed Fixtures |  |  |  | 2015-03-15 | 2015-04-29 | United States, Canada | ES_1126393_FDK-G25-06-27K-D_04292015124841_1023803 | 2238272
FUDAKINLED LIGHTING LTD. | FUDAKINLED | FDK-P20-07-40D-30K-D | FDK-P20-07-40D-30K-D |  | PAR20 | Reflector (Flood/Spot) | E26 (Medium) | Directional | LED | 3 | 50 | 84 | 63 | 1127 |  | 40 | 470 | 7.7 | 61 | No | 25000 | 3000 | 82 | 11 | 0.9 | -20 | Dimmable | 10% |  | Damp Location Rated,Not for Use in Enclosed Fixtures |  |  |  | 2014-09-15 | 2015-04-29 | United States, Canada | ES_1126393_FDK-P20-07-40D-30K-D_04292015125621_1023803 | 2238273
FUDAKINLED LIGHTING LTD. | FUDAKINLED | FDK-P30-12-40D-30K-D | FDK-P30-12-40D-30K-D |  | PAR30 | Reflector (Flood/Spot) | E26 (Medium) | Directional | LED | 3 | 75 | 115.5 | 94.5 | 2140 |  | 40 | 850 | 12.1 | 70.2 | No | 25000 | 3000 | 81 | 12 | 0.9 | -20 | Dimmable | 10% |  | Damp Location Rated,Not for Use in Enclosed Fixtures |  |  |  | 2014-09-10 | 2015-04-29 | United States, Canada | ES_1126393_FDK-P30-12-40D-30K-D_04292015013550_1023803 | 2238274
Fujian YDJ Light Co., Ltd. | YDJ Light | 10033-27 | 10033-27 |  | CFL Bare Spiral | General Purpose Replacement | E26 (Medium) | Omnidirectional | CFL | 2 | 125 | 133.4 | 63 |  | 2.5 |  | 2150 | 33 | 65.2 | Yes | 10000 | 2700 | 81 | -20 | 0.6 | -18 |  |  |  | Not for Use in Enclosed Fixtures |  |  |  | 2014-11-10 | 2014-11-05 | United States, Canada | ES_33216_10033-27_11052014172134_4501753 | 2226434
Fujian YDJ Light Co., Ltd. | YDJ Light | 128510-27 | 128510-27 |  | CFL Bare Spiral | General Purpose Replacement | E26 (Medium) | Omnidirectional | CFL | 2 | 40 | 92.2 | 40.2 |  | 2.5 |  | 650 | 10 | 65 | No | 10000 | 2700 | 81 | -22 | 0.6 | -18 |  |  |  | None |  |  |  | 2014-08-10 | 2014-08-12 | United States, Canada | ES_33216_128510-27_08252014142221_2256687 | 2217851
Fujian YDJ Light Co., Ltd. | YDJ Light | 128513-27 | 128513-27 |  | CFL Bare Spiral | General Purpose Replacement | E26 (Medium) | Omnidirectional | CFL | 2 | 60 | 95.5 | 39.7 |  | 2.5 |  | 900 | 13 | 69.2 | No | 10000 | 2700 | 81 | -20 | 0.6 | -18 |  |  |  | None |  |  |  | 2014-08-10 | 2014-08-12 | United States, Canada | ES_33216_128513-27_08252014143551_2037694 | 2217853
Fujian YDJ Light Co., Ltd. | YDJ Light | 128920-27 | 128920-27 |  | CFL Bare Spiral | General Purpose Replacement | E26 (Medium) | Omnidirectional | CFL | 2 | 75 | 104.1 | 50.3 |  | 2.5 |  | 1300 | 20 | 65 | No | 10000 | 2700 | 81 | -25 | 0.6 | -18 |  |  |  | None |  |  |  | 2014-08-10 | 2014-08-12 | United States, Canada | ES_33216_128920-27_08252014140838_5089231 | 2217849
Fujian YDJ Light Co., Ltd. | YDJ Light | 128923-27 | 128923-27 |  | CFL Bare Spiral | General Purpose Replacement | E26 (Medium) | Omnidirectional | CFL | 2 | 100 | 110 | 50.3 |  | 2.5 |  | 1600 | 23 | 69.6 | No | 10000 | 2700 | 80 | -24 | 0.6 | -18 |  |  |  | None |  |  |  | 2014-08-10 | 2014-08-12 | United States, Canada | ES_33216_128923-27_08252014141714_5819861 | 2217850
Fujian YDJ Light Co., Ltd. | YDJ Light | Bare Spiral CFL | 128410-27K |  | CFL Bare Spiral | General Purpose Replacement | E26 (Medium) | Omnidirectional | CFL | 2 | 40 | 92.6 | 38.5 |  | 2.5 |  | 650 | 10 | 65 | No | 12000 | 2700 | 82 | -16 | 0.6 | -18 |  |  |  | Not for Use in Recessed Fixtures,Not for Use in Enclosed Fixtures |  |  |  | 2014-07-10 | 2014-07-01 | United States, Canada | ES_33216_128410-27K_07102014172302_8158245 | 2215087
Fujian YDJ Light Co., Ltd. | YDJ Light | Bare Spiral CFL | 128720-65K | Bare Spiral CFL,128720-27K,Color Temperature 2700K; Bare Spiral CFL,128720-30K,Color Temperature 3000K; Bare Spiral CFL,128720-35K,Color Temperature 3500K | CFL Bare Spiral | General Purpose Replacement | E26 (Medium) | Omnidirectional | CFL | 2 | 75 | 105.2 | 50.4 |  | 2.5 |  | 1255 | 20 | 62.8 | No | 12000 | 6500 | 81 | 34 | 0.6 | -18 |  |  |  | Not for Use in Recessed Fixtures,Not for Use in Enclosed Fixtures |  |  |  | 2014-09-30 | 2014-07-03 | United States, Canada | ES_33216_128720-65K_07102014173623_9000730 | 2215088
Fujian YDJ Light Co., Ltd. | YDJ Light | Bare Spiral CFL | 128723-27K | Bare Spiral CFL,128723-35K,Color Temperature 3500K | CFL Bare Spiral | General Purpose Replacement | E26 (Medium) | Omnidirectional | CFL | 2 | 100 | 114.8 | 50.2 |  | 2.5 |  | 1600 | 23 | 69.6 | No | 12000 | 2700 | 80 | -9 | 0.6 | -18 |  |  |  | Not for Use in Recessed Fixtures,Not for Use in Enclosed Fixtures |  |  |  | 2014-06-15 | 2014-07-01 | United States, Canada | ES_33216_128723-27K_07152014093340_9608583 | 2215531
Fujian YDJ Light Co., Ltd. | YDJ Light | Bare Spiral CFL | 128723-65K |  | CFL Bare Spiral | General Purpose Replacement | E26 (Medium) | Omnidirectional | CFL | 2 | 100 | 113.3 | 51.7 |  | 2.5 |  | 1600 | 23 | 69.6 | No | 12000 | 6500 | 82 | 31 | 0.6 | -18 |  |  |  | Not for Use in Enclosed Fixtures,Recessed Fixtures |  |  |  | 2015-05-13 | 2015-05-13 | United States, Canada | ES_33216_128723-65K_05132015092512_9874830 | 2239838
Fujian YDJ Light Co., Ltd. | YDJ Light | CFL | 10010 |  | CFL Bare Spiral | General Purpose Replacement | E26 (Medium) | Omnidirectional | CFL | 2 | 40 | 90 | 42 |  | 1.5 |  | 600 | 10 | 60 | No | 10000 | 2700 | 82 | 2 | 0.5 | -18 |  |  |  | None |  |  |  | 2014-08-30 | 2014-08-25 | United States, Canada | ES_33216_10010_08292014154755_9786707 | 2218534
Fujian YDJ Light Co., Ltd. | YDJ Light | CFL | 101101 |  | CFL Bare Spiral | General Purpose Replacement | E26 (Medium) | Omnidirectional | CFL | 2 | 40 | 90 | 42 |  | 1.5 |  | 650 | 10 | 65 | No | 12000 | 2700 | 83 | 7 | 0.6 | -18 |  |  |  | Not for Use in Enclosed Fixtures |  |  |  | 2014-09-30 | 2014-09-25 | United States, Canada | ES_33216_101101_10012014163638_6470927 | 2221080
Fujian YDJ Light Co., Ltd. | YDJ Light | CFL | 108413-27 |  | CFL Bare Spiral | General Purpose Replacement | E26 (Medium) | Omnidirectional | CFL | 2 | 60 | 100 | 38 |  | 1.5 |  | 900 | 13 | 69.2 | No | 10000 | 2700 | 82 | 9 | 0.6 | -18 |  |  |  | Not for Use in Enclosed Fixtures |  |  |  | 2014-09-30 | 2014-10-16 | United States, Canada | ES_33216_108413-27_10222014133329_7524442 | 2223169
GE Lighting | GE | FLE9HT3/2/10E/SW | 42010 | ,42116,; ,42117,; ,42119,; ,42186,; ,62540,; ,FLE9H/T3/SW6PCDN,; ,FLE9HT3/2/BX2P,; ,FLE9HT3/2/SWBX,; ,FLE9HT3/2SW5PK,; ,FLE9HT3/2SWBX4,; ,FLE9HT3/SW6PK,; ,FLE9HT3/SWBX3,; FLE9HT3/2/10E/SW,42010,; FLE9HT3/2/10E/SW,42174,; FLE9HT3/2/10E/SW,93163,; FLE9HT3/2/10E/SW,FLE9HT3/SWCD,; FLE9HT3/2/10E/SW,FLE9HT3SWCD2PK, | CFL Bare Spiral | General Purpose Replacement | E26 (Medium) | Omnidirectional | CFL | 5 | 40 | 105.5 | 43 |  | 1 |  | 610 | 9.8 | 62.4 | No | 10000 | 2700 | 84 | 3 | 0.6 | -15 |  |  |  | Damp Location Rated,Not for Use in Enclosed Fixtures |  |  |  | 2014-09-26 | 2014-09-30 | United States | ES_1120172_42010_10112014043652_2212768 | 2222136
GE Lighting | GE | FLE9HT3/2/10E/SW | 42165 | ,FLE9H/T3/2/827,; FLE9HT3/2/10E/SW,42165, | CFL Bare Spiral | General Purpose Replacement | E26 (Medium) | Omnidirectional | CFL | 2 | 40 | 105.5 | 43 |  | 1 |  | 610 | 9.8 | 62.4 | No | 10000 | 2700 | 84 | 3 | 0.6 | -15 |  |  |  | Damp Location Rated,Not for Use in Enclosed Fixtures |  |  |  | 2014-09-29 | 2014-09-30 | United States, Canada | ES_1120172_42165_10112014044413_2653213 | 2222137
GE Lighting | GE | FLE9HT3/2/10E/SW | 42185 | FLE9HT3/2/10E/SW,42185,; FLE9HT3/2/10E/SW,FLE9HT3/SW3PCDN, | CFL Bare Spiral | General Purpose Replacement | E26 (Medium) | Omnidirectional | CFL | 5 | 40 | 105.5 | 43 |  | 1 |  | 610 | 9.8 | 62.4 | No | 10000 | 2700 | 84 | 3 | 0.6 | -15 |  |  |  | Damp Location Rated,Not for Use in Enclosed Fixtures |  |  |  | 2015-03-31 | 2015-04-03 | Canada | ES_1120172_42185_04022015205316_7996892 | 2235784
GE Lighting | GE | FLE9HT3/2/10E/SW | 62538 | FLE9HT3/2/10E/SW,62538,; FLE9HT3/2/10E/SW,63917, FLE9HT3/SWCD3, | CFL Bare Spiral | General Purpose Replacement | E26 (Medium) | Omnidirectional | CFL | 5 | 40 | 105.5 | 43 |  | 1 |  | 610 | 9.8 | 62.4 | No | 10000 | 2700 | 84 | 3 | 0.6 | -15 |  |  |  | Damp Location Rated,Not for Use in Enclosed Fixtures |  |  |  | 2015-10-01 | 2015-04-03 | United States | ES_1120172_62538_04032015201759_2279089 | 2250628
GE Lighting | GE Lighting | LED10DA19/827 | 62923 | ,79370, LED10DA19/CDN,; ,79373, LED10DA19/2PKCDN,; ,91949, LED10DA19-S4T,; ,LED10DA19/4PKCDN, | A19 | General Purpose Replacement | E26 (Medium) | Omnidirectional | LED | 5 | 60 | 112 | 60 |  |  |  | 800 | 10 | 80 | No | 15000 | 2700 | 81 | 8 | 0.9 | -20 | Dimmable | 20% | No | Damp Location Rated,Use With Timers,Not for Use in Recessed Fixtures,Use With Photo and/or Motion Sensors | No |  |  | 2016-06-07 | 2016-07-19 | Canada | ES_1120172_62923_07192016171222_8342100 | 2272700
GE Lighting | GE Lighting | LED10DA19/827 | 67511 | ,67591, LED10DA19/2PK,; ,67615, LED10DA19/4PK,; ,85433,; ,90243, LED10DA19/2PKT,; ,LED10DA19/2P-TGT,; ,LED10DA19/BX, | A19 | General Purpose Replacement | E26 (Medium) | Omnidirectional | LED | 5 | 60 | 112 | 60 |  |  |  | 800 | 10 | 80 | No | 15000 | 2700 | 81 | 8 | 0.9 | -20 | Dimmable | 20% | No | Damp Location Rated,Use With Timers,Not for Use in Recessed Fixtures,Use With Photo and/or Motion Sensors | No |  |  | 2016-06-07 | 2016-07-19 | United States | ES_1120172_67511_07192016171511_8511408 | 2272701
GE Lighting | GE Lighting | LED10DA19/850 | 62924 | ,76484, LED10DA19/5K/CDN,; ,76488, LED10DA19/5K2CDN,; ,LED10DA19/5K4CDN, | A19 | General Purpose Replacement | E26 (Medium) | Omnidirectional | LED | 5 | 60 | 112 | 60 |  |  |  | 800 | 10 | 80 | No | 15000 | 5000 | 82 | 10 | 0.9 | -20 | Dimmable | 20% | No | Damp Location Rated,Use With Timers,Not for Use in Recessed Fixtures,Use With Photo and/or Motion Sensors | No |  |  | 2016-06-07 | 2016-07-19 | Canada | ES_1120172_62924_07192016175152_0712128 | 2272710
GE Lighting | GE Lighting | LED10DA19/850 | 67515 | ,67605, LED10DA19/5K/2PK,; ,67616, LED10DA19/5K/4PK,; ,LED10DA19/5K/BX, | A19 | General Purpose Replacement | E26 (Medium) | Omnidirectional | LED | 5 | 60 | 112 | 60 |  |  |  | 800 | 10 | 80 | No | 15000 | 5000 | 82 | 10 | 0.9 | -20 | Dimmable | 20% | No | Damp Location Rated,Use With Timers,Not for Use in Recessed Fixtures,Use With Photo and/or Motion Sensors | No |  |  | 2016-06-07 | 2016-07-19 | United States | ES_1120172_67515_07192016175210_0730501 | 2272711
GE Lighting | GE Lighting | LED10DADL9 | 68410 | ,61794,; ,FAM45LED10DADL9H,; ,LED10DADL9-HT2, | A19 | General Purpose Replacement | E26 (Medium) | Omnidirectional | LED | 5 | 60 | 112 | 60 |  |  |  | 800 | 10.5 | 76.2 | No | 15000 | 5000 | 96 | 85 | 0.9 | -20 | Dimmable | 17% | No | Damp Location Rated,Use With Timers,Not for Use in Recessed Fixtures,Use With Photo and/or Motion Sensors | No |  |  | 2016-08-11 | 2016-08-08 | United States | ES_1120172_68410_08082016170023_5623262 | 2274386
GE Lighting | GE Lighting | LED10DASW9 | 68395 | ,61790,; ,FAM45LED10DASW9H,; ,LED10DASW9-HT2, | A19 | General Purpose Replacement | E26 (Medium) | Omnidirectional | LED | 5 | 60 | 112 | 60 |  |  |  | 800 | 10.5 | 76.2 | No | 15000 | 2700 | 91 | 51 | 0.9 | -20 | Dimmable | 17% | No | Damp Location Rated,Use With Timers,Not for Use in Recessed Fixtures,Use With Photo and/or Motion Sensors | No |  |  | 2016-08-11 | 2016-08-08 | United States | ES_1120172_68395_08082016165505_5305704 | 2274385
GE Lighting | GE Lighting | LED10DR303/5K/TP | 11055 | ,LED10DR303/5KCDN, | BR30 | Reflector (Flood/Spot) | E26 (Medium) | Directional | LED | 5 | 65 | 136.5 | 95.3 |  |  |  | 700 | 10 | 70 | No | 25000 | 5000 | 82 | 6 | 0.9 | -20 | Dimmable | 19% | Yes | Damp Location Rated | No |  |  | 2015-09-15 | 2016-08-19 | Canada | ES_1120172_11055_08192016180231_9751980 | 2276155
GE Lighting | GE Lighting | LED10DR303/5K/TP | 89942 | ,15102, LED10DR303E/5KSC,; ,22726, LED10DR303/5K2PK,; ,LED10DR303/5K/TP, | BR30 | Reflector (Flood/Spot) | E26 (Medium) | Directional | LED | 5 | 65 | 136.5 | 95.3 |  |  |  | 700 | 10 | 70 | No | 25000 | 5000 | 82 | 6 | 0.9 | -20 | Dimmable | 19% | Yes | Damp Location Rated | No |  |  | 2015-09-15 | 2016-08-19 | United States | ES_1120172_89942_08192016180459_9899421 | 2276161
Feit Electric | FEIT ELECTRIC | CFL Lamp | ESL18BR40 | ,,Retail Number: BPESL18R40T; ,,Retail Number: ESL18BR40/2/ECO; ,,Retail Number: ESL18BR40/ECO | BR40 | Reflector (Flood/Spot) | E26 (Medium) | Directional | CFL | 2 | 75 | 159.9 | 119.5 |  | 2.5 |  | 950 | 18 | 52.8 | No | 10000 | 2700 | 83 | -3 | 0.6 | -28 |  |  |  | Damp Location Rated,Enclosed Fixtures,Recessed Fixtures |  |  |  | 2015-03-15 | 2015-03-20 | United States, Canada | ES_1018130_ESL18BR40_03202015182721_0917643 | 2235062
Feit Electric | FEIT ELECTRIC | CFL Lamp | ESL18BR40/35K | ,,Retail Number: ESL18BR40/BW; ,,Retail Number: ESL18BR40/BW/2 | BR40 | Reflector (Flood/Spot) | E26 (Medium) | Directional | CFL | 2 | 75 | 149.2 | 119.5 |  | 2.5 |  | 950 | 18 | 52.8 | No | 10000 | 3500 | 85 | 9 | 0.6 | -28 |  |  |  | Damp Location Rated,Enclosed Fixtures,Recessed Fixtures |  |  |  | 2015-02-25 | 2015-03-24 | United States, Canada | ES_1018130_ESL18BR40/35K_03242015184612_3589213 | 2235823
Feit Electric | FEIT ELECTRIC | CFL Lamp | ESL18BR40/5K |  | BR40 | Reflector (Flood/Spot) | E26 (Medium) | Directional | CFL | 2 | 75 | 151 | 119.3 |  | 2.5 |  | 950 | 18 | 52.8 | No | 10000 | 5000 | 84 | 26 | 0.6 | -28 |  |  |  | Damp Location Rated,Enclosed Fixtures,Recessed Fixtures |  |  |  | 2015-02-25 | 2015-03-24 | United States, Canada | ES_1018130_ESL18BR40/5K_03242015184623_1154865 | 2235824
Feit Electric | FEIT ELECTRIC | CFL Lamp | ESL18BR40/65K | ,,Retail Number: ESL18BR40/D; ,,Retail Number: ESL18BR40/D/2 | BR40 | Reflector (Flood/Spot) | E26 (Medium) | Directional | CFL | 2 | 75 | 151.6 | 119.2 |  | 2.5 |  | 950 | 18 | 52.8 | No | 10000 | 6500 | 86 | 49 | 0.5 | -28 |  |  |  | Damp Location Rated,Enclosed Fixtures,Recessed Fixtures |  |  |  | 2015-02-25 | 2015-03-24 | United States, Canada | ES_1018130_ESL18BR40/65K_03242015184532_0029942 | 2235822
Feit Electric | FEIT ELECTRIC | CFL Lamp | ESL18TM | ,,Retail Number: BPESL18TM/2; ,,Retail Number: BPESL18TM/3/ECO; ,,Retail Number: BPESL18TM/ECO; ,,Retail Number: ESL18TM/18; ,,Retail Number: ESL18TM/3/ECO; ,,Retail Number: ESL18TM/4; ,,Retail Number: ESL18TM/ECO | CFL Bare Spiral | General Purpose Replacement | E26 (Medium) | Omnidirectional | CFL | 2 | 75 | 115.8 | 58.8 |  | 2.5 |  | 1170 | 18 | 65 | No | 10000 | 2700 | 83 | 0 | 0.6 | -28 |  |  |  | Damp Location Rated,Enclosed Fixtures,Not for Use in Recessed Fixtures |  |  |  | 2015-01-30 | 2015-03-04 | United States, Canada | ES_1018130_ESL18TM_03042015172812_0987342 | 2235058
Feit Electric | FEIT ELECTRIC | CFL Lamp | ESL18TM/35K | ,,Retail Number: BPESL18TM/BW; ,,Retail Number: ESL18TM/BW; ,,Retail Number: ESL18TM/BW/3; ,,Retail Number: ESL18TM/BW/4 | CFL Bare Spiral | General Purpose Replacement | E26 (Medium) | Omnidirectional | CFL | 2 | 75 | 115.3 | 57.8 |  | 2.5 |  | 1205 | 18 | 66.9 | No | 10000 | 3500 | 85 | 20 | 0.6 | -28 |  |  |  | Damp Location Rated,Enclosed Fixtures,Not for Use in Recessed Fixtures |  |  |  | 2015-01-30 | 2015-03-04 | United States, Canada | ES_1018130_ESL18TM/35K_03042015172738_0981723 | 2235057
Feit Electric | FEIT ELECTRIC | CFL Lamp | ESL18TM/65K | ,,Retail Number: BPESL18TM/D; ,,Retail Number: ESL18TM/D; ,,Retail Number: ESL18TM/D/2; ,,Retail Number: ESL18TM/D/3; ,,Retail Number: ESL18TM/D/4 | CFL Bare Spiral | General Purpose Replacement | E26 (Medium) | Omnidirectional | CFL | 2 | 75 | 119.6 | 56.9 |  | 2.5 |  | 1170 | 18 | 65 | No | 10000 | 6500 | 83 | 43 | 0.6 | -28 |  |  |  | Damp Location Rated,Enclosed Fixtures,Not for Use in Recessed Fixtures |  |  |  | 2015-01-30 | 2015-03-04 | United States, Canada | ES_1018130_ESL18TM/65K_03042015172738_0981723 | 2235056
Feit Electric | FEIT ELECTRIC | CFL Lamp | ESL18TM/GU24 | ,,Retail Number: BPESL18TM/GU24 | CFL Bare Spiral | General Purpose Replacement | GU24 | Omnidirectional | CFL | 2 | 75 | 103 | 57.9 |  | 2.5 |  | 1170 | 18 | 65 | No | 10000 | 2700 | 82 | -21 | 0.6 | -28 |  |  |  | Damp Location Rated,Enclosed Fixtures,Recessed Fixtures |  |  |  | 2015-01-14 | 2015-02-10 | United States, Canada | ES_1018130_ESL18TM/GU24_02102015142433_0982743 | 2235047
Feit Electric | FEIT ELECTRIC | CFL Lamp | ESL23BR40 | ,,Retail Number: BPESL23BR40; ,,Retail Number: ESL23R40H/2/ECO; ,,Retail Number: ESL23R40H/ECO; ,,Retail Number: ESL23R40H/ECO/12 | BR40 | Reflector (Flood/Spot) | E26 (Medium) | Directional | CFL | 2 | 90 | 156.2 | 119.4 |  | 2.5 |  | 1260 | 23 | 54.8 | No | 10000 | 2700 | 83 | -6 | 0.6 | -28 |  |  |  | Damp Location Rated,Not for Use in Enclosed Fixtures,Recessed Fixtures |  |  |  | 2015-01-14 | 2015-01-14 | United States | ES_1018130_ESL23BR40_01142015143122_0297485 | 2235045
Feit Electric | FEIT ELECTRIC | CFL Lamp | ESL23BR40/41K | ,,Retail Number: ESL23R40H/ECO/41K | BR40 | Reflector (Flood/Spot) | E26 (Medium) | Directional | CFL | 2 | 90 | 156.3 | 119.5 |  | 2.5 |  | 1260 | 23 | 54.8 | No | 10000 | 4100 | 85 | 34 | 0.6 | -28 |  |  |  | Damp Location Rated,Not for Use in Enclosed Fixtures,Recessed Fixtures |  |  |  | 2015-07-30 | 2015-08-04 | United States | ES_1018130_ESL23BR40/41K_08042015145643_3098251 | 2245298
Feit Electric | FEIT ELECTRIC | CFL Lamp | ESL23BR40/65K |  | BR40 | Reflector (Flood/Spot) | E26 (Medium) | Directional | CFL | 2 | 90 | 156.7 | 119.5 |  | 2.5 |  | 1260 | 23 | 54.8 | No | 10000 | 6500 | 86 | 58 | 0.6 | -28 |  |  |  | Damp Location Rated,Not for Use in Enclosed Fixtures,Recessed Fixtures |  |  |  | 2015-01-14 | 2015-01-14 | United States | ES_1018130_ESL23BR40/65K_01142015143030_2087530 | 2235044
Lowe's Home Improvement | Utilitech | CFL 18W BR40 | 19125 | ,LBP18R402/27K/CAN,RETAIL NUMBER | BR40 | Reflector (Flood/Spot) | E26 (Medium) | Directional | CFL | 2 | 75 | 159.9 | 119.5 |  | 1 |  | 950 | 18 | 52.8 | No | 10000 | 2700 | 83 | -3 | 0.6 | -20 |  |  |  | Damp Location Rated |  |  |  | 2015-02-15 | 2015-07-07 | Canada | ES_1114486_0019125_07082015043620_1023846 | 2242932
Feit Electric | FEIT ELECTRIC | CFL Lamp | ESL23TM/27K | ,,Retail Number: BPESL23TM/2; ,,Retail Number: BPESL23TM/3/ECO; ,,Retail Number: BPESL23TM/ECO; ,,Retail Number: ESL23TM/12; ,,Retail Number: ESL23TM/18; ,,Retail Number: ESL23TM/3/ECO; ,,Retail Number: ESL23TM/4; ,,Retail Number: ESL23TM/ECO | CFL Bare Spiral | General Purpose Replacement | E26 (Medium) | Omnidirectional | CFL | 2 | 100 | 122.8 | 61.4 |  | 2.5 |  | 1600 | 23 | 69.6 | No | 10000 | 2700 | 83 | -8 | 0.6 | -28 |  |  |  | Damp Location Rated,Enclosed Fixtures,Not for Use in Recessed Fixtures |  |  |  | 2014-11-10 | 2014-11-10 | United States, Canada | ES_1018130_ESL23TM/27K_11102014182659_0221566 | 2226463
Feit Electric | FEIT ELECTRIC | CFL Lamp | ESL23TM/35K | ,,Retail Number: BPESL23TM/BW; ,,Retail Number: BPESL23TM/BW/3; ,,Retail Number: BPESL23TM/BW/4; ,,Retail Number: ESL23TM/BW | CFL Bare Spiral | General Purpose Replacement | E26 (Medium) | Omnidirectional | CFL | 2 | 100 | 124 | 59.7 |  | 2.5 |  | 1600 | 23 | 69.6 | No | 10000 | 3500 | 85 | 17 | 0.6 | -28 |  |  |  | Damp Location Rated,Enclosed Fixtures,Not for Use in Recessed Fixtures |  |  |  | 2014-11-10 | 2014-11-10 | United States, Canada | ES_1018130_ESL23TM/35K_11102014183031_0656100 | 2226464
Feit Electric | FEIT ELECTRIC | CFL Lamp | ESL23TM/41K | ,,Retail Number: ESL23TM/ECO/41K | CFL Bare Spiral | General Purpose Replacement | E26 (Medium) | Omnidirectional | CFL | 2 | 100 | 123.4 | 60.5 |  | 2.5 |  | 1600 | 23 | 69.6 | No | 10000 | 4100 | 84 | 28 | 0.6 | -28 |  |  |  | Damp Location Rated,Enclosed Fixtures,Not for Use in Recessed Fixtures |  |  |  | 2014-11-10 | 2014-11-10 | United States, Canada | ES_1018130_ESL23TM/41K_11102014183331_3260924 | 2226465
Feit Electric | FEIT ELECTRIC | CFL Lamp | ESL23TM/65K | ,,Retail Number: BPESL23TM/D; ,,Retail Number: BPESL23TM/D/3; ,,Retail Number: ESL23TM/D; ,,Retail Number: ESL23TM/D/2; ,,Retail Number: ESL23TM/D/3; ,,Retail Number: ESL23TM/D/4 | CFL Bare Spiral | General Purpose Replacement | E26 (Medium) | Omnidirectional | CFL | 2 | 100 | 125.6 | 60.2 |  | 2.5 |  | 1600 | 23 | 69.6 | No | 10000 | 6500 | 87 | 47 | 0.6 | -28 |  |  |  | Damp Location Rated,Enclosed Fixtures,Not for Use in Recessed Fixtures |  |  |  | 2014-11-10 | 2014-11-10 | United States, Canada | ES_1018130_ESL23TM/65K_11102014182223_9045633 | 2226460
lGI Technology | LGI | CFL 3 WAY | EFS3XW-26 |  | CFL Bare Spiral | General Purpose Replacement | E26 (Medium) | Omnidirectional | CFL | 3 | 100 | 185.4 | 59.3 |  | 3 |  | 1789 | 26 | 70 | No | 10000 | 2700 | 82 | 82 | 0.5 | -12 |  |  |  | Not for Use in Enclosed Fixtures |  |  |  | 2016-05-01 | 2016-03-09 | United States | ES_1130144_EFS3XW-26_04122016102720_1639997 | 2263945
lGI Technology | LGI | CFL A19 | DMA19 |  | CFL A-type | General Purpose Replacement | E26 (Medium) | Decorative | CFL | 3 | 75 | 128.8 | 65.6 |  | 3 |  | 1150 | 18 | 69 | No | 10000 | 2700 | 82 | -6 | 0.6 | -20 |  |  |  | Not for Use in Enclosed Fixtures |  |  |  | 2016-05-01 | 2016-05-10 | United States | ES_1130144_DMA19_05132016160531_1572553 | 2266732
lGI Technology | LGI | DMP23 | FE-R38-23W |  | BR40 | Reflector (Flood/Spot) | E26 (Medium) | Directional | CFL | 3 | 85 | 156.3 | 119.8 |  | 2.5 |  | 1200 | 23.3 | 51.5 | No | 10000 | 2700 | 82 | -2 | 0.6 | -24 |  |  |  | None |  |  |  | 2015-04-01 | 2015-03-20 | United States | ES_1130144_FE-R38-23W_03272015161031_8297060 | 2235274
LIfeEnergy Systems | LifeLite | Integral LED lamps | LL-LEDPAR20D7-30R85 |  | PAR20 | Reflector (Flood/Spot) | E26 (Medium) | Directional | LED | 3 | 50 | 88.8 | 63.2 | 869 |  | 36 |  | 7 | 71.9 | No | 25000 | 3000 | 83 | 19 | 0.9 | -20 | Dimmable | 20% |  | None |  |  |  | 2014-09-01 | 2014-11-05 | Canada | ES_1130148_LL-LEDPAR20D7-30R85_11072014103122_1675436 | 2224388
Light Efficient Design | Light Efficient Design | LED-4250-27K-B | LED-4250-27K-B |  | MR16 | Reflector (Flood/Spot) | GU5.3 | Directional | LED | 5 | 50 | 50.3 | 50.2 | 1202 |  | 40 | 450 | 7 | 64.3 | No | 25000 | 2700 | 82 | 6 | 0.7 | -20 | Dimmable | 15% |  | Damp Location Rated,Recessed Fixtures,Shatter Resistant |  |  |  | 2014-09-24 | 2014-09-23 | United States, Canada | ES_1116899_LED-4250-27K-B_09232014153056_5408840 | 2222282
Light Efficient Design | Light Efficient Design | LED Spotlight | LED-1735-30K-B |  | PAR20 | Reflector (Flood/Spot) | E26 (Medium) | Directional | LED | 5 | 50 | 87.8 | 63.7 | 938 |  | 40 | 520 | 8 | 65 | No | 25000 | 3000 | 82 | 9 | 0.9 | -20 | Dimmable | 10% |  | Damp Location Rated,Recessed Fixtures,Shatter Resistant |  |  |  | 2015-02-09 | 2015-02-10 | United States, Canada | ES_1116899_LED-1735-30K-B_02102015181012_3920495 | 2233896
Light Efficient Design | Light Efficient Design | LED Spotlight | LED-1736-30K-B |  | PAR30L | Reflector (Flood/Spot) | E26 (Medium) | Directional | LED | 5 | 75 | 112.4 | 94.8 | 1726 |  | 40 | 800 | 13 | 61.5 | No | 25000 | 3000 | 83 | 12 | 0.9 | -20 | Dimmable | 15% |  | Damp Location Rated,Recessed Fixtures,Shatter Resistant |  |  |  | 2014-12-10 | 2014-12-10 | United States, Canada | ES_1116899_LED-1736-30K-B_12102014104412_3456214 | 2229484
Light Efficient Design | Light Efficient Design | LED Spotlight | LED-1739-30K-B |  | BR30 | Reflector (Flood/Spot) | E26 (Medium) | Directional | LED | 5 | 65 | 133.2 | 95.7 |  |  |  | 850 | 13 | 65.4 | No | 25000 | 3000 | 82 | 9 | 0.9 | -20 | Dimmable | 15% |  | Damp Location Rated,Recessed Fixtures,Shatter Resistant |  |  |  | 2015-02-09 | 2015-02-10 | United States, Canada | ES_1116899_LED-1739-30K-B_02102015182123_3940295 | 2233897
Lighting Science Group, Corp | Lighting Science | LED A Lamp | LSPro A19 60WE CW 120 4PK |  | A19 | General Purpose Replacement | E26 (Medium) | Omnidirectional | LED | 5 | 60 | 112 | 60 |  |  |  | 800 | 9 | 88.9 | No | 15000 | 5000 | 85 | 20 | 0.9 | -18 | Dimmable | 10% | No | Damp Location Rated,Use With Timers,Not for Use in Recessed Fixtures,Use With Photo and/or Motion Sensors | No |  |  | 2016-08-30 | 2016-08-31 | United States, Canada | ES_1071878_LSPro A19 60WE CW 120 4PK_08312016111444_3428519 | 2278471
Lighting Science Group, Corp | Lighting Science | LED A Lamp | LSPro A19 60WE W27 120 4PK |  | A19 | General Purpose Replacement | E26 (Medium) | Omnidirectional | LED | 5 | 60 | 112.4 | 59.7 |  |  |  | 800 | 9 | 88.9 | No | 15000 | 2700 | 84 | 13 | 0.9 | -18 | Dimmable | 10% | No | Damp Location Rated,Use With Timers,Not for Use in Recessed Fixtures,Use With Photo and/or Motion Sensors | No |  |  | 2016-08-30 | 2016-08-31 | United States, Canada | ES_1071878_LSPro A19 60WE W27 120 4PK_08312016111406_5901002 | 2278470
Lighting Science Group, Corp | Lighting Science | LED A Lamp | LSPro A19 60WE WW 120 4PK |  | A19 | General Purpose Replacement | E26 (Medium) | Omnidirectional | LED | 5 | 60 | 112.5 | 59.9 |  |  |  | 800 | 9 | 88.9 | No | 15000 | 3000 | 83 | 10 | 0.9 | -18 | Dimmable | 10% | No | Damp Location Rated,Use With Timers,Use With Photo and/or Motion Sensors,Not for Use in Recessed Fixtures | No |  |  | 2016-08-30 | 2016-08-31 | United States, Canada | ES_1071878_LSPro A19 60WE WW 120 4PK_08312016111431_2348923 | 2278469
Lighting Science Group, Corp | Lighting Science | LED A Lamp | LSPro A21 45/75/100WE W27 120 BX |  | A21 | General Purpose Replacement | E26d | Omnidirectional | LED | 5 | 100 | 134.8 | 71.7 |  |  |  | 1600 | 15 | 106.7 | Yes | 25000 | 2700 | 83 | 9 | 0.9 | -18 |  |  | No | Damp Location Rated,Use With Timers,Not for Use in Recessed Fixtures,Use With Photo and/or Motion Sensors | No |  |  | 2016-09-01 | 2016-08-11 | United States, Canada | ES_1071878_LSPro A21 45/75/100WE W27 120 BX_08112016183301_2349895 | 2278339
Lighting Science Group, Corp | Lighting Science | LED Lamp | LS A19 40WE CW 120 FS1 4PK | ,,Retail Number: FG-02282 | A19 | General Purpose Replacement | E26 (Medium) | Omnidirectional | LED | 5 | 40 | 107.7 | 59.8 |  |  |  | 480 | 7 | 68.6 | No | 25000 | 5000 | 81 | 4 | 0.9 | -18 | Dimmable | 10% |  | Damp Location Rated,Not for Use in Enclosed Fixtures,Recessed Fixtures,Shatter Resistant |  |  |  | 2015-06-10 | 2015-07-28 | United States, Canada | ES_1071878_LS A19 40WE CW 120 FS1 4PK_07282015185647_5978261 | 2245221
Lighting Science Group, Corp | Lighting Science | LED Lamp | LS A19 40WE W27 120 FS1 4PK | ,,Retail Number: FG-02280 | A19 | General Purpose Replacement | E26 (Medium) | Omnidirectional | LED | 5 | 40 | 107.9 | 59.9 |  |  |  | 480 | 7 | 68.6 | No | 25000 | 2700 | 81 | 17 | 0.9 | -18 | Dimmable | 10% |  | Damp Location Rated,Not for Use in Enclosed Fixtures,Recessed Fixtures,Shatter Resistant |  |  |  | 2015-06-10 | 2015-07-28 | United States, Canada | ES_1071878_LS A19 40WE W27 120 FS1 4PK_07282015185612_3971534 | 2245220
Lighting Science Group, Corp | Lighting Science | LED Lamp | LS A19 60WE CW 120 FS1 4PK | ,,Retail Number: FG-02285 | A19 | General Purpose Replacement | E26 (Medium) | Omnidirectional | LED | 5 | 60 | 108.1 | 59.9 |  |  |  | 800 | 10 | 80 | No | 25000 | 5000 | 82 | 6 | 0.9 | -18 | Dimmable | 10% |  | Damp Location Rated,Not for Use in Enclosed Fixtures,Recessed Fixtures,Shatter Resistant |  |  |  | 2015-06-10 | 2015-07-28 | United States, Canada | ES_1071878_LS A19 60WE CW 120 FS1 4PK_07282015190559_5090288 | 2245224
Lighting Science Group, Corp | Lighting Science | LED Lamp | LS A19 60WE W27 120 FS1 4PK | ,,Retail Number: FG-02283 | A19 | General Purpose Replacement | E26 (Medium) | Omnidirectional | LED | 5 | 60 | 108.2 | 59.9 |  |  |  | 800 | 10 | 80 | No | 25000 | 2700 | 82 | 18 | 0.9 | -18 | Dimmable | 10% |  | Damp Location Rated,Not for Use in Enclosed Fixtures,Recessed Fixtures,Shatter Resistant |  |  |  | 2015-06-10 | 2015-07-28 | United States, Canada | ES_1071878_LS A19 60WE W27 120 FS1 4PK_07282015190522_3099801 | 2245222
Litecorr Global Inc | Litecorr Global Inc | LG-A19-09.5W30 | LG-A19-09.5W30 |  | A19 | General Purpose Replacement | E26 (Medium) | Omnidirectional | LED | 3 | 60 | 112 | 60.1 |  |  |  | 800 | 9.5 | 85 | No | 25000 | 3000 | 83 | 13 | 1 | -20 | Dimmable | 20% | Yes | Damp Location Rated,Recessed Fixtures | No |  |  | 2016-08-01 | 2016-08-03 | United States, Canada | ES_1137599_LG-A19-09.5W30_08032016074339_0219949 | 2273999
Litecorr Global Inc | Litecorr Global Inc | LG-A19-09.5W35 | LG-A19-09.5W35 |  | A19 | General Purpose Replacement | E26 (Medium) | Omnidirectional | LED | 3 | 60 | 111.8 | 60.1 |  |  |  | 800 | 9.5 | 85 | No | 25000 | 3500 | 83 | 8 | 1 | -20 | Dimmable | 20% | Yes | Damp Location Rated,Recessed Fixtures | No |  |  | 2016-08-01 | 2016-08-03 | United States, Canada | ES_1137599_LG-A19-09.5W35_08032016074413_0253374 | 2274000
Litecorr Global Inc | Litecorr Global Inc | LG-A19-09.5W40 | LG-A19-09.5W40 |  | A19 | General Purpose Replacement | E26 (Medium) | Omnidirectional | LED | 3 | 60 | 111.8 | 60.2 |  |  |  | 800 | 9.5 | 85 | No | 25000 | 4000 | 82 | 9 | 1 | -20 | Dimmable | 20% | Yes | Damp Location Rated,Recessed Fixtures | No |  |  | 2016-08-01 | 2016-08-03 | United States, Canada | ES_1137599_LG-A19-09.5W40_08032016074432_0272173 | 2274001
Litecorr Global Inc | Litecorr Global Inc | LG-A19-09.5W50 | LG-A19-09.5W50 |  | A19 | General Purpose Replacement | E26 (Medium) | Omnidirectional | LED | 3 | 60 | 111.8 | 60.1 |  |  |  | 800 | 9.5 | 85 | No | 25000 | 5000 | 83 | 13 | 1 | -20 | Dimmable | 20% | Yes | Damp Location Rated,Recessed Fixtures | No |  |  | 2016-08-01 | 2016-08-03 | United States, Canada | ES_1137599_LG-A19-09.5W50_08032016074448_0288940 | 2274002
Litecorr Global Inc | Litecorr Global Inc | LG-BR20-06.5W27 | LG-BR20-06.5W27 |  | R20 | Reflector (Flood/Spot) | E26 (Medium) | Directional | LED | 3 | 45 | 96.3 | 63 | 203 |  | 100 | 480 | 6.5 | 74 | No | 25000 | 2700 | 82 | 6 | 0.9 | -20 | Dimmable | 20% | Yes | Damp Location Rated | No |  |  | 2016-08-01 | 2016-08-02 | United States, Canada | ES_1137599_LG-BR20-06.5W27_08032016070631_7991085 | 2273989
Litecorr Global Inc | Litecorr Global Inc | LG-BR20-06.5W30 | LG-BR20-06.5W30 |  | R20 | Reflector (Flood/Spot) | E26 (Medium) | Directional | LED | 3 | 45 | 96.4 | 63.2 | 212 |  | 100 | 480 | 6.5 | 74 | No | 25000 | 3000 | 83 | 13 | 0.9 | -20 | Dimmable | 20% | Yes | Damp Location Rated | No |  |  | 2016-08-01 | 2016-08-02 | United States, Canada | ES_1137599_LG-BR20-06.5W30_08032016070652_8012107 | 2273990
Litecorr Global Inc | Litecorr Global Inc | LG-BR20-06.5W40 | LG-BR20-06.5W40 |  | R20 | Reflector (Flood/Spot) | E26 (Medium) | Directional | LED | 3 | 45 | 96.6 | 63.1 | 223 |  | 100 | 480 | 6.5 | 74 | No | 25000 | 4000 | 82 | 9 | 0.9 | -20 | Dimmable | 20% | Yes | Damp Location Rated | No |  |  | 2016-08-01 | 2016-08-02 | United States, Canada | ES_1137599_LG-BR20-06.5W40_08032016070716_8036515 | 2273992
Litecorr Global Inc | Litecorr Global Inc | LG-BR20-06.5W50 | LG-BR20-06.5W50 |  | R20 | Reflector (Flood/Spot) | E26 (Medium) | Directional | LED | 3 | 45 | 96.6 | 63 | 232 |  | 100 | 480 | 6.5 | 74 | No | 25000 | 5000 | 82 | 8 | 0.9 | -20 | Dimmable | 20% | Yes | Damp Location Rated | No |  |  | 2016-08-01 | 2016-08-02 | United States, Canada | ES_1137599_LG-BR20-06.5W50_08032016070740_8060794 | 2273993
Litecorr Global Inc | Litecorr Global Inc | LG-BR30-10W27 | LG-BR30-10W27 |  | BR30 | Reflector (Flood/Spot) | E26 (Medium) | Directional | LED | 3 | 65 | 133.3 | 95.1 | 312 |  | 110 | 800 | 10 | 70 | No | 25000 | 2700 | 82 | 3 | 0.9 | -20 | Dimmable | 20% | Yes | Damp Location Rated | No |  |  | 2016-08-01 | 2016-08-03 | United States, Canada | ES_1137599_LG-BR30-10W27_08032016071643_8603059 | 2273994
Litecorr Global Inc | Litecorr Global Inc | LG-BR30-10W30 | LG-BR30-10W30 |  | BR30 | Reflector (Flood/Spot) | E26 (Medium) | Directional | LED | 3 | 65 | 132.9 | 95.2 | 321 |  | 110 | 800 | 10 | 70 | No | 25000 | 3000 | 82 | 3 | 0.9 | -20 | Dimmable | 20% | Yes | Damp Location Rated | No |  |  | 2016-08-01 | 2016-08-03 | United States, Canada | ES_1137599_LG-BR30-10W30_08032016071715_8635421 | 2273995
Litecorr Global Inc | Litecorr Global Inc | LG-BR30-10W40 | LG-BR30-10W40 |  | BR30 | Reflector (Flood/Spot) | E26 (Medium) | Directional | LED | 3 | 65 | 133.2 | 95.3 | 360 |  | 110 | 800 | 10 | 70 | No | 25000 | 4000 | 84 | 10 | 0.9 | -20 | Dimmable | 20% | Yes | Damp Location Rated | No |  |  | 2016-08-01 | 2016-08-03 | United States, Canada | ES_1137599_LG-BR30-10W40_08032016071742_8662218 | 2273996
Litecorr Global Inc | Litecorr Global Inc | LG-BR30-10W50 | LG-BR30-10W50 |  | BR30 | Reflector (Flood/Spot) | E26 (Medium) | Directional | LED | 3 | 65 | 132.9 | 95.1 | 367 |  | 110 | 800 | 10 | 70 | No | 25000 | 5000 | 86 | 19 | 0.9 | -20 | Dimmable | 20% | Yes | Damp Location Rated | No |  |  | 2016-08-01 | 2016-08-03 | United States, Canada | ES_1137599_LG-BR30-10W50_08032016071840_8720247 | 2273997
Liteline Corporation | Lightline | LED bulb | F1-A19LED7W-27 |  | A19 | General Purpose Replacement | E26 (Medium) | Omnidirectional | LED | 5 | 60 | 108 | 60 |  |  |  | 810 | 7 | 115.7 | No | 25000 | 2700 | 80 | 6 | 0.7 | -30 |  |  |  | Other,Not for use in enclosed fixtures |  |  |  | 2015-06-20 | 2015-06-12 | United States, Canada | ES_1120137_F1-A19LED7W-27_06162015123102_5455884 | 2241597
Liteline Corporation | Liteline | A19 LED Lamp | A19LED09W-30K-WH-ES |  | A19 | General Purpose Replacement | E26 (Medium) | Omnidirectional | LED | 3 | 60 | 111.4 | 59.9 |  |  |  | 800 | 9 | 88.9 | No | 25000 | 3000 | 81 | 4 | 0.9 | -20 | Dimmable | 15% |  | Damp Location Rated,Not for Use in Enclosed Fixtures,Recessed Fixtures |  |  |  | 2016-04-01 | 2016-04-07 | United States, Canada | ES_1120317_A19LED09W-30K-WH-ES_04072016163912_3919932 | 2264488
Liteline Corporation | Liteline | A19 LED Lamp | A19LED09W-40K-WH-ES |  | A19 | General Purpose Replacement | E26 (Medium) | Omnidirectional | LED | 3 | 60 | 111.4 | 59.9 |  |  |  | 800 | 9 | 88.9 | No | 25000 | 4000 | 84 | 10 | 0.9 | -20 | Dimmable | 15% |  | Damp Location Rated,Not for Use in Enclosed Fixtures,Recessed Fixtures |  |  |  | 2016-04-01 | 2016-04-07 | United States, Canada | ES_1120317_A19LED09W-40K-WH-ES_04072016163943_3894001 | 2264489
Liteline Corporation | Liteline | A19 LED Lamp | G4-A19LED9W-27K-ES1 |  | A19 | General Purpose Replacement | E26 (Medium) | Omnidirectional | LED | 3 | 60 | 111.7 | 59.6 |  |  |  | 810 | 9.5 | 85.3 | No | 25000 | 2700 | 82 | 6 | 0.9 | -20 | Dimmable | 10% |  | Damp Location Rated,Not for Use in Enclosed Fixtures,Recessed Fixtures |  |  |  | 2015-09-18 | 2015-09-23 | United States, Canada | ES_1120317_G4-A19LED9W-27K-ES1_09232015160723_8587298 | 2249161
Liteline Corporation | Liteline | A19 LED Lamp | G4-A19LED9W-30K-ES1 |  | A19 | General Purpose Replacement | E26 (Medium) | Omnidirectional | LED | 3 | 60 | 111.8 | 59.6 |  |  |  | 810 | 9.5 | 85.3 | No | 25000 | 3000 | 83 | 19 | 0.9 | -20 | Dimmable | 10% |  | Damp Location Rated,Not for Use in Enclosed Fixtures,Recessed Fixtures |  |  |  | 2015-09-18 | 2015-09-23 | United States, Canada | ES_1120317_G4-A19LED9W-40K-ES1_09232015160655_9482045 | 2249160
Liteline Corporation | Liteline | A19 LED Lamp | G4-A19LED9W-40K-ES1 |  | A19 | General Purpose Replacement | E26 (Medium) | Omnidirectional | LED | 3 | 60 | 111.5 | 59.6 |  |  |  | 810 | 9.5 | 85.3 | No | 25000 | 4000 | 85 | 20 | 0.9 | -20 | Dimmable | 10% |  | Damp Location Rated,Not for Use in Enclosed Fixtures,Recessed Fixtures |  |  |  | 2015-09-18 | 2015-09-23 | United States, Canada | ES_1120317_G4-A19LED9W-40K-ES1_09232015160622_4789710 | 2249159
Liteline Corporation | Liteline | A19 LED Lamp | G4-A19LED9W-50K-ES1 |  | A19 | General Purpose Replacement | E26 (Medium) | Omnidirectional | LED | 3 | 60 | 111.2 | 59.8 |  |  |  | 900 | 9.5 | 94.7 | No | 25000 | 5000 | 84 | 17 | 0.9 | -20 | Dimmable | 10% |  | Damp Location Rated,Not for Use in Enclosed Fixtures,Recessed Fixtures |  |  |  | 2015-09-18 | 2015-09-23 | United States, Canada | ES_1120317_G4-A19LED9W-50K-ES1_09232015160622_4789710 | 2249158
Liteline Corporation | Liteline | GU10LED-6W30-FL-ES | GU10LED-6W30-FL-ES |  | PAR16 | Reflector (Flood/Spot) | GU10 | Directional | LED | 5 | 50 | 57 | 50 | 632 |  | 40 | 400 | 6 | 66.7 | No | 25000 | 3000 | 91 | 50 | 0.9 | -40 | Dimmable |  | Yes | Damp Location Rated | No |  |  | 2015-01-01 | 2016-05-18 | United States, Canada | ES_1120317_GU10LED-6W30-FL-ES_05162016093031_436517 | 2267082
Lowe's Home Improvement | Utilitech | CFL 15W BR30 | 18814 | ,LBP15BR302/65K/CAN, | BR30 | Reflector (Flood/Spot) | E26 (Medium) | Directional | CFL | 2 | 65 | 134.8 | 94 |  | 1 |  | 650 | 15 | 43.3 | No | 10000 | 6500 | 87 | 58 | 0.6 | -20 |  |  |  | Damp Location Rated |  |  |  | 2015-02-15 | 2015-02-24 | Canada | ES_1114486_0018814_02242015111001_1023770 | 2233881
Lowe's Home Improvement | Utilitech | CFL 15W BR30 | 22419 | ,0099816,6 pack; ,LBP15BR302/27K,Retail Number; ,LBP15BR306,6 pack Retail Number | BR30 | Reflector (Flood/Spot) | E26 (Medium) | Directional | CFL | 2 | 65 | 134.8 | 94 |  | 1 |  | 750 | 15 | 50 | No | 10000 | 2700 | 84 | -5 | 0.6 | -20 |  |  |  | Damp Location Rated |  |  |  | 2015-02-15 | 2015-02-24 | United States, Canada | ES_1114486_0022419_02242015111001_1023770 | 2233873
Lowe's Home Improvement | Utilitech | CFL 18W BR40 | 22519 | ,LBP18R402/27K,RETAIL NUMBER | BR40 | Reflector (Flood/Spot) | E26 (Medium) | Directional | CFL | 2 | 75 | 159.9 | 119.5 |  | 1 |  | 950 | 18 | 52.8 | No | 10000 | 2700 | 83 | -3 | 0.6 | -20 |  |  |  | Damp Location Rated |  |  |  | 2015-02-15 | 2015-07-07 | United States, Canada | ES_1114486_0022519_07082015043620_1023845 | 2242929
Lowe's Home Improvement | Utilitech | CFL 18W BR40 3500K | 19153 | ,LBP18R40/35K/CAN,RETAIL NUMBER | BR40 | Reflector (Flood/Spot) | E26 (Medium) | Directional | CFL | 2 | 75 | 151.6 | 119.2 |  | 1 |  | 950 | 18 | 52.8 | No | 10000 | 3500 | 85 | 9 | 0.6 | -20 |  |  |  | Damp Location Rated |  |  |  | 2015-02-15 | 2015-07-07 | Canada | ES_1114486_0019153_07082015031950_1023846 | 2242930
Lowe's Home Improvement | Utilitech | CFL 18W BR40 3500K | 296863 | ,LBP18R40/35K,RETAIL NUMBER | BR40 | Reflector (Flood/Spot) | E26 (Medium) | Directional | CFL | 2 | 75 | 151.6 | 119.2 |  | 1 |  | 950 | 18 | 52.8 | No | 10000 | 3500 | 85 | 9 | 0.6 | -20 |  |  |  | Damp Location Rated |  |  |  | 2015-02-15 | 2015-07-07 | United States, Canada | ES_1114486_0296863_07082015031950_1023845 | 2242928
Lowe's Home Improvement | Utilitech | CFL 18W BR40 6500K | 19170 | ,LBP18R40/65K/CAN,RETAIL NUMBER | BR40 | Reflector (Flood/Spot) | E26 (Medium) | Directional | CFL | 2 | 75 | 151.6 | 119.2 |  | 1 |  | 950 | 18 | 52.8 | No | 10000 | 6500 | 86 | 49 | 0.6 | -20 |  |  |  | Damp Location Rated |  |  |  | 2015-02-15 | 2015-07-07 | Canada | ES_1114486_0019170_07082015031950_1023845 | 2242931
Lowe's Home Improvement | Utilitech | CFL 18W Twist | 23582 | ,LBP18TM2/27K,RETAIL NUMBER | CFL Bare Spiral | General Purpose Replacement | E26 (Medium) | Omnidirectional | CFL | 2 | 75 | 119.6 | 56.9 |  | 1 |  | 1170 | 18 | 65 | No | 10000 | 2700 | 83 | 0 | 0.6 | -33 |  |  |  | Damp Location Rated,Not for Use in Enclosed Fixtures |  |  |  | 2015-02-15 | 2015-09-11 | United States | ES_1114486_0023582_09152015030000_1023892 | 2248063
Lowe's Home Improvement | Utilitech | CFL 18W Twist | 79658 | ,L18TM4/35K,RETAIL NUMBER | CFL Bare Spiral | General Purpose Replacement | E26 (Medium) | Omnidirectional | CFL | 2 | 75 | 119.6 | 56.9 |  | 1 |  | 1205 | 18 | 66.9 | No | 10000 | 3500 | 85 | 20 | 0.6 | -29 |  |  |  | Damp Location Rated,Not for Use in Enclosed Fixtures |  |  |  | 2015-02-15 | 2015-09-11 | United States | ES_1114486_0079658_09152015030000_1023892 | 2248064
Lowe's Home Improvement | Utilitech | CFL 23W GU24 Twist | 237767 | ,LBP23TM/GU24, | CFL Bare Spiral | General Purpose Replacement | GU24 | Omnidirectional | CFL | 2 | 100 | 110.7 | 60 |  | 1 |  | 1600 | 23 | 69.6 | No | 10000 | 2700 | 83 | -8 | 0.6 | -29 |  |  |  | Not for Use in Enclosed Fixtures |  |  |  | 2015-02-18 | 2015-02-18 | United States | ES_1114486_0237767_02182015022620_1023767 | 2233297
Lowe's Home Improvement | Utilitech | CFL 32Watt 3-Way | 81248 | ,LBP50/150T/27K/CAN,RETAIL NUMBER | CFL Bare Spiral | General Purpose Replacement | E26d | Omnidirectional | CFL | 2 | 125 | 138.1 | 70.7 |  | 2.2 |  | 2080 | 32 | 65 | Yes | 10000 | 2700 | 81 | -20 | 0.6 | -29 |  |  |  | Damp Location Rated,Not for Use in Enclosed Fixtures |  |  |  | 2015-08-01 | 2015-09-11 | Canada | ES_1114486_0081248_09172015042330_1023892 | 2248207
Lowe's Home Improvement | Utilitech | CFL 32Watt 3-Way | 81393 | ,LBP50/150T/35K/CAN,RETAIL NUMBER | CFL Bare Spiral | General Purpose Replacement | E26d | Omnidirectional | CFL | 2 | 125 | 138.1 | 70.7 |  | 2.2 |  | 2080 | 32 | 65 | Yes | 10000 | 3500 | 81 | -20 | 0.6 | -29 |  |  |  | Damp Location Rated,Not for Use in Enclosed Fixtures |  |  |  | 2015-08-01 | 2015-09-11 | Canada | ES_1114486_0081393_09172015042330_1023892 | 2248209
Lowe's Home Improvement | Utilitech | CFL 32Watt 3-Way | 81590 | ,LBP50/150T/65K/CAN,RETAIL NUMBER | CFL Bare Spiral | General Purpose Replacement | E26d | Omnidirectional | CFL | 2 | 125 | 138.1 | 70.7 |  | 2.2 |  | 2080 | 32 | 65 | Yes | 10000 | 6500 | 86 | 49 | 0.6 | -29 |  |  |  | Damp Location Rated,Not for Use in Enclosed Fixtures |  |  |  | 2015-08-01 | 2015-09-11 | Canada | ES_1114486_0081590_09172015042330_1023892 | 2248211
Lowe's Home Improvement | Utilitech | CFL 32Watt 3-Way | 296891 | ,LBP50/150T/35K,RETAIL NUMBER | CFL Bare Spiral | General Purpose Replacement | E26d | Omnidirectional | CFL | 2 | 125 | 138.1 | 70.7 |  | 2.2 |  | 2080 | 32 | 65 | Yes | 10000 | 3500 | 83 | 2 | 0.6 | -29 |  |  |  | Damp Location Rated,Not for Use in Enclosed Fixtures |  |  |  | 2015-08-01 | 2015-09-11 | United States, Canada | ES_1114486_0296891_09172015042330_1023892 | 2248208
Lowe's Home Improvement | Utilitech | CFL 32Watt 3-Way | 346991 | ,LBP50/150T/5K,RETAIL NUMBER | CFL Bare Spiral | General Purpose Replacement | E26d | Omnidirectional | CFL | 2 | 125 | 138.1 | 70.7 |  | 2.2 |  | 2080 | 32 | 65 | Yes | 10000 | 5000 | 85 | 31 | 0.6 | -29 |  |  |  | Damp Location Rated,Not for Use in Enclosed Fixtures |  |  |  | 2015-08-01 | 2015-09-11 | United States, Canada | ES_1114486_0346991_09172015042330_1023892 | 2248210
Lowe's Home Improvement | Utilitech | CFL 32Watt 3-Way | 280590 | ,LBP50/150T,RETAIL NUMBER | CFL Bare Spiral | General Purpose Replacement | E26d | Omnidirectional | CFL | 2 | 125 | 138.1 | 70.7 |  | 2.2 |  | 2080 | 32 | 65 | Yes | 10000 | 2700 | 81 | -20 | 0.6 | -29 |  |  |  | Damp Location Rated,Not for Use in Enclosed Fixtures |  |  |  | 2015-08-01 | 2015-09-11 | United States, Canada | ES_1114486_280590_09172015042330_1023892 | 2248203
Lowe's Home Improvement | Utilitech | CFL 9W Twist | 20928 | ,0136251,; ,LBP9T2/27K,; ,LBP9T2/27K/CAN, | CFL Bare Spiral | General Purpose Replacement | E26 (Medium) | Omnidirectional | CFL | 2 | 40 | 105.8 | 44.2 |  | 1 |  | 500 | 9 | 55.6 | No | 10000 | 2700 | 82 | -10 | 0.5 | -29 |  |  |  | Damp Location Rated |  |  |  | 2015-02-12 | 2015-02-13 | United States, Canada | ES_1114486_0020928_02132015110221_1023766 | 2233080
Lowe's Home Improvement | Utilitech | CFL 9W Twist | 126098 | ,LBP9T2/35K/CAN, | CFL Bare Spiral | General Purpose Replacement | E26 (Medium) | Omnidirectional | CFL | 2 | 40 | 105.8 | 44.2 |  | 1 |  | 500 | 9 | 55.6 | No | 10000 | 3500 | 86 | 21 | 0.5 | -29 |  |  |  | Damp Location Rated |  |  |  | 2015-02-12 | 2015-02-13 | Canada | ES_1114486_0126098_02132015110221_1023766 | 2233086
Lowe's Home Improvement | Utilitech | CFL 9W Twist | 126275 | ,LBP9T2/65K/CAN, | CFL Bare Spiral | General Purpose Replacement | E26 (Medium) | Omnidirectional | CFL | 2 | 40 | 105.8 | 44.2 |  | 1 |  | 500 | 9 | 55.6 | No | 10000 | 6500 | 86 | 55 | 0.5 | -29 |  |  |  | Damp Location Rated |  |  |  | 2015-02-12 | 2015-02-13 | United States, Canada | ES_1114486_0126275_02132015110221_1023766 | 2233087
Lowe's Home Improvement | Utilitech | CFL Lamp | 21926 | ,0020845,; ,0252003,; ,L13T6/27K,; ,LBP13T/27K,; ,LBP13T2/27K, | CFL Bare Spiral | General Purpose Replacement | E26 (Medium) | Omnidirectional | CFL | 2 | 60 | 111.5 | 48.7 |  | 0.2 |  | 900 | 13 | 69.2 | No | 10000 | 2700 | 83 | -4 | 0.6 | -29 |  |  |  | Not for Use in Enclosed Fixtures |  |  |  | 2014-12-17 | 2014-12-17 | United States | ES_1114486_0021926_12172014034840_1023731 | 2229566
Luminiz Inc. | Luminiz | P38D1-16-F-WWC | P38D1-16-F-WWC |  | PAR38 | Reflector (Flood/Spot) | E26 (Medium) | Directional | LED | 3 | 100 | 130.5 | 120.8 | 3096 |  | 40 | 1100 | 16 | 65 | No | 25000 | 3000 | 82 | 4 | 1 | -20 | Dimmable | 20% |  | Damp Location Rated |  |  |  | 2014-04-30 | 2016-03-08 | Canada | ES_1127049_P38D1-16-F-WWC_05092014024732_3652452 | 2210198
Luminiz Inc. | Luminiz | PAR16--8----WWC | PAR16--8----WWC | ,PAR16--8----WWC,2700K,470lm; ,PAR16--830--WWC,3000K,470lm | PAR16 | Reflector (Flood/Spot) | E26 (Medium) | Directional | LED | 3 | 60 | 70 | 49.9 | 837 |  | 40 | 470 | 8 | 58.7 | No | 25000 | 2700 | 81 | 13 | 0.9 | -20 | Dimmable | 10% |  | Damp Location Rated,Enclosed Fixtures,Recessed Fixtures |  |  |  | 2015-01-01 | 2016-01-23 | United States, Canada | ES_1127049_PAR16--8----WWC_01232015094746_7960931 | 2232414
Luminiz Inc. | Luminiz | PAR20-730--WWC | PAR20-730--WWC |  | PAR20 | Reflector (Flood/Spot) | E26 (Medium) | Directional | LED | 3 | 50 | 86 | 64 | 958 |  | 40 | 525 | 6.5 | 80.8 | No | 25000 | 3000 | 81 | 5 |  | -20 | Dimmable | 10% |  | Damp Location Rated,Enclosed Fixtures |  |  |  | 2015-11-17 | 2016-04-18 | United States, Canada | ES_1127049_PAR20-730--WWC_11262015024337_5817324 | 2253661
Luminiz Inc. | Luminiz | PAR20-740--NWC | PAR20-740--NWC |  | PAR20 | Reflector (Flood/Spot) | E26 (Medium) | Directional | LED | 3 | 50 | 86.2 | 64.1 | 980 |  | 40 | 550 | 6.5 | 84.6 | No | 25000 | 4000 | 81 | 5 |  | -20 | Dimmable | 10% |  | Damp Location Rated,Enclosed Fixtures |  |  |  | 2015-11-17 | 2016-04-18 | United States, Canada | ES_1127049_PAR20-740--NWC_11262015024319_5799981 | 2253662
Luminiz Inc. | Luminiz | PAR20-7.5W-DIM 4000K 40D | PAR20-7.5W-DIM 4000K 40D |  | PAR20 | Reflector (Flood/Spot) | E26 (Medium) | Directional | LED | 3 | 60 | 85.3 | 63.8 | 1187 |  | 40 | 480 | 7.5 | 60 | No | 25000 | 4000 | 83 | 7 | 1 | -20 | Dimmable | 20% |  | Damp Location Rated |  |  |  | 2014-04-30 | 2016-03-08 | Canada | ES_1127049_PAR20-7.5W-DIM 4000K 40D_05092014023603_2963464 | 2210199
Luminiz Inc. | Luminiz | PAR301227 | PAR301227 | ,PAR301227,2700K,25°,900lm; ,PAR301230,3000K,40°,900lm; ,PAR301250,5000K,40°,950lm | PAR30L | Reflector (Flood/Spot) | E26 (Medium) | Directional | LED | 5 | 75 | 93.1 | 114.9 | 3414 |  | 25 | 900 | 12 | 75 | No | 25000 | 2700 | 81 | 4 | 0.9 | -20 | Dimmable | 5% | Yes | Damp Location Rated | No |  |  | 2016-01-01 | 2016-06-17 | United States, Canada | ES_1127049_PAR301227-----_06142016145119_6532556 | 2270017
Luminiz Inc. | Luminiz | PAR30-13W-DIM 4000K 40D | PAR30-13W-DIM 4000K 40D |  | PAR30 | Reflector (Flood/Spot) | E26 (Medium) | Directional | LED | 3 | 75 | 112.3 | 96.3 | 1937 |  | 40 | 850 | 13 | 60 | No | 25000 | 4000 | 83 | 11 | 1 | -20 | Dimmable | 20% |  | Damp Location Rated |  |  |  | 2014-04-30 | 2016-03-08 | Canada | ES_1127049_PAR30-13W-DIM 4000K 40D_05092014024417_3457655 | 2210205
Luminiz Inc. | Luminiz | PAR381430NF | PAR381430NF | ,PAR381430,3000K,40°,1100lm; ,PAR381430NF,3000K,25°,1050lm; ,PAR381450,5000K,40°,1100lm | PAR38 | Reflector (Flood/Spot) | E26 (Medium) | Directional | LED | 5 | 100 | 119.4 | 133.2 | 5336 |  | 25 | 1050 | 14.5 | 72.4 | No | 25000 | 2700 | 82 | 6 | 0.9 | -20 | Dimmable | 4% | Yes | Damp Location Rated | No |  |  | 2016-01-01 | 2016-06-20 | United States, Canada | ES_1127049_PAR381430NF---_06142016105741_3279535 | 2270168
Luminiz Inc. | Luminiz | PAR38-16W-DIM 4000K 40D | PAR38-16W-DIM 4000K 40D |  | PAR38 | Reflector (Flood/Spot) | E26 (Medium) | Directional | LED | 3 | 100 | 130.5 | 120.8 | 3096 |  | 40 | 1150 | 16 | 65 | No | 25000 | 4000 | 83 | 8 | 1 | -20 | Dimmable | 20% |  | Damp Location Rated |  |  |  | 2014-04-30 | 2016-03-08 | Canada | ES_1127049_PAR38-16W-DIM 4000K 40D_05092014024755_3675410 | 2210206
LUNO LIGHTING LLC | LUNO | LED Lamps | LUNO A19 40WE aaa cccccc | ,,Where“aaa” denotes CCT and could be W27, WW, NW and N50 which refers to 2700K, 3000K, 4000K and 5000K, “ccccc” denotes product information for marketing purpose (or Blank). | A19 | General Purpose Replacement | E26 (Medium) | Omnidirectional | LED | 3 | 40 | 113.5 | 60 |  |  |  | 500 | 6.5 | 85 | No | 25000 | 2700 | 82 | 7 | 0.9 | -20 | Dimmable | 12% | No | Other, | No |  |  | 2016-07-20 | 2016-07-28 | United States, Canada | ES_1137676_LUNO A19 40WE aaa cccccc_08172016163803_4950178 | 2275498
LUNO LIGHTING LLC | LUNO | LED Lamps | LUNO A19 40WE aaa cccccc | ,,Where“aaa” denotes CCT and could be W27, WW, NW and N50 which refers to 2700K, 3000K, 4000K and 5000K, “ccccc” denotes product information for marketing purpose (or Blank). | A19 | General Purpose Replacement | E26 (Medium) | Omnidirectional | LED | 3 | 40 | 113.5 | 60 |  |  |  | 530 | 6.5 | 90 | No | 25000 | 3000 | 84 | 14 | 0.9 | -20 | Dimmable | 12% | No | Other, | No |  |  | 2016-07-20 | 2016-07-28 | United States, Canada | ES_1137676_LUNO A19 40WE aaa cccccc_08172016163832_8626939 | 2275499
LUNO LIGHTING LLC | LUNO | LED Lamps | LUNO A19 40WE aaa cccccc | ,,Where“aaa” denotes CCT and could be W27, WW, NW and N50 which refers to 2700K, 3000K, 4000K and 5000K, “ccccc” denotes product information for marketing purpose (or Blank). | A19 | General Purpose Replacement | E26 (Medium) | Omnidirectional | LED | 3 | 40 | 113.5 | 60 |  |  |  | 560 | 6.5 | 95 | No | 25000 | 5000 | 86 | 21 | 0.9 | -20 | Dimmable | 12% | No | Other, | No |  |  | 2016-07-20 | 2016-07-28 | United States, Canada | ES_1137676_LUNO A19 40WE aaa cccccc_08172016163921_6212162 | 2275501
LUNO LIGHTING LLC | LUNO | LED Lamps | LUNO A19 40WE aaa cccccc | ,,Where“aaa” denotes CCT and could be W27, WW, NW and N50 which refers to 2700K, 3000K, 4000K and 5000K, “ccccc” denotes product information for marketing purpose (or Blank). | A19 | General Purpose Replacement | E26 (Medium) | Omnidirectional | LED | 3 | 40 | 113.5 | 60 |  |  |  | 600 | 6.5 | 100 | No | 25000 | 4000 | 83 | 7 | 0.9 | -20 | Dimmable | 12% | No | Other, | No |  |  | 2016-07-20 | 2016-07-28 | United States, Canada | ES_1137676_LUNO A19 40WE aaa cccccc_08172016163858_5799985 | 2275500
LUNO LIGHTING LLC | LUNO | LED Lamps | LUNO A19 60WE aaa ccccc | ,,Where“aaa” denotes CCT and could be W27, WW, NW and N50 which refers to 2700K, 3000K, 4000K and 5000K, “ccccc” denotes product information for marketing purpose (or Blank). | A19 | General Purpose Replacement | E26 (Medium) | Omnidirectional | LED | 5 | 60 | 116.5 | 60 |  |  |  | 800 | 9.5 | 84.2 | No | 25000 | 2700 | 82 | 9 | 0.9 | -20 | Dimmable | 10% | No | None | No |  |  | 2016-07-20 | 2016-07-28 | United States, Canada | ES_1137676_LUNO A19 60WE aaa ccccc_08172016163953_7250717 | 2275502
LUNO LIGHTING LLC | LUNO | LED Lamps | LUNO A19 60WE aaa ccccc | ,,Where“aaa” denotes CCT and could be W27, WW, NW and N50 which refers to 2700K, 3000K, 4000K and 5000K, “ccccc” denotes product information for marketing purpose (or Blank). | A19 | General Purpose Replacement | E26 (Medium) | Omnidirectional | LED | 5 | 60 | 116.5 | 60 |  |  |  | 850 | 9.5 | 89.5 | No | 25000 | 3000 | 84 | 14 | 0.9 | -20 | Dimmable | 10% | No | None | No |  |  | 2016-07-20 | 2016-07-28 | United States, Canada | ES_1137676_LUNO A19 60WE aaa ccccc_08172016164019_5593058 | 2275503
LUNO LIGHTING LLC | LUNO | LED Lamps | LUNO A19 60WE aaa ccccc | ,,Where“aaa” denotes CCT and could be W27, WW, NW and N50 which refers to 2700K, 3000K, 4000K and 5000K, “ccccc” denotes product information for marketing purpose (or Blank). | A19 | General Purpose Replacement | E26 (Medium) | Omnidirectional | LED | 5 | 60 | 116.5 | 60 |  |  |  | 940 | 9.5 | 99 | No | 25000 | 5000 | 86 | 22 | 0.9 | -20 | Dimmable | 10% | No | None | No |  |  | 2016-07-20 | 2016-07-28 | United States, Canada | ES_1137676_LUNO A19 60WE aaa ccccc_08172016164113_5527509 | 2275505
LUNO LIGHTING LLC | LUNO | LED Lamps | LUNO A19 60WE aaa ccccc | ,,Where“aaa” denotes CCT and could be W27, WW, NW and N50 which refers to 2700K, 3000K, 4000K and 5000K, “ccccc” denotes product information for marketing purpose (or Blank). | A19 | General Purpose Replacement | E26 (Medium) | Omnidirectional | LED | 5 | 60 | 116.5 | 60 |  |  |  | 1000 | 9.5 | 105.3 | No | 25000 | 4000 | 83 | 9 | 0.9 | -20 | Dimmable | 10% | No | None | No |  |  | 2016-07-20 | 2016-07-28 | United States, Canada | ES_1137676_LUNO A19 60WE aaa ccccc_08172016164047_3353351 | 2275504
LUNO LIGHTING LLC | LUNO | LED Lamps | LUNO B11 40WE aaa cccccc | ,,Where “aaa” denotes CCT and could be W27 which refers to 2700K, “ccccc” denotes product information for marketing purpose (or Blank). | BA10 | Decorative | E12 (Candelabra) | Decorative | LED | 5 | 40 | 125 | 38 |  |  |  | 300 | 4 | 87.5 | No | 25000 | 2700 | 82 | 7 | 0.8 | -20 | Dimmable | 15% | No | None | No |  |  | 2016-03-16 | 2016-07-28 | United States, Canada | ES_1137676_LUNO B11 40WE aaa cccccc_08312016164849_4283569 | 2277667
LUNO LIGHTING LLC | LUNO | LED Lamps | LUNO B11 60WE aaa cccccc | ,,Where “aaa” denotes CCT and could be W27 which refers to 2700K, “ccccc” denotes product information for marketing purpose (or Blank). | BA10 | Decorative | E12 (Candelabra) | Decorative | LED | 5 | 60 | 125 | 38 |  |  |  | 500 | 6 | 83.3 | No | 25000 | 2700 | 81 | 6 | 0.9 | -20 | Dimmable | 15% | No | None | No |  |  | 2016-03-16 | 2016-07-28 | United States, Canada | ES_1137676_LUNO B11 60WE aaa cccccc_08312016164813_8955548 | 2277666
LUX Technology Group | LUX | LMR16JAGU10D07-27KFH | LMR16JAGU10D07-27KFH |  | PAR16 | Reflector (Flood/Spot) | GU10 | Directional | LED | 5 | 60 | 53 | 50 | 859 |  | 38 | 360 | 6.6 | 53.8 | No | 25000 | 2700 | 95 | 65 | 0.7 | -20 | Dimmable | 10% |  | Damp Location Rated |  |  |  | 2015-01-01 | 2015-09-14 | United States, Canada | ES_1130823_LMR16JAGU10D07-27KFH_09112015130833_7378198 | 2247907
LUX Technology Group | LUX | LMR16JAGU10D07-30KFH | LMR16JAGU10D07-30KFH |  | PAR16 | Reflector (Flood/Spot) | GU10 | Directional | LED | 5 | 60 | 53 | 50 | 871 |  | 38 | 375 | 6.6 | 56.8 | No | 25000 | 3000 | 95 | 69 | 0.7 | -20 | Dimmable | 10% |  | Damp Location Rated |  |  |  | 2015-01-01 | 2015-09-04 | United States, Canada | ES_1130823_LMR16JAGU10D07-30KFH_09012015103222_6477777 | 2247363
LUX Technology Group | LUX | LMR16JCGU53D07-27KFH | LMR16JCGU53D07-27KFH |  | MR16 | Reflector (Flood/Spot) | GU5.3 | Directional | LED | 5 | 50 | 48 | 49 | 1251 |  | 38 | 500 | 7.4 | 67.6 | No | 25000 | 2700 | 94 | 62 | 0.7 | -20 | Dimmable | 15% |  | Damp Location Rated |  |  |  | 2015-01-01 | 2015-09-04 | United States, Canada | ES_1130823_LMR16JCGU53D07-27KFH_09012015102030_7169610 | 2247360
LUX Technology Group | LUX | LMR16JCGU53D07-30KFH | LMR16JCGU53D07-30KFH |  | MR16 | Reflector (Flood/Spot) | GU5.3 | Directional | LED | 5 | 50 | 48 | 45 | 1208 |  | 38 | 500 | 7.3 | 68.5 | No | 25000 | 3000 | 95 | 70 | 0.7 | -20 | Dimmable | 20% |  | Damp Location Rated |  |  |  | 2015-01-01 | 2015-09-04 | United States, Canada | ES_1130823_LMR16JCGU53D07-30KFH_09012015102720_1499444 | 2247361
LUX Technology Group | LUX Technology Group | LED A19 Lamp | LA19TOE26D09-27KH |  | A19 | General Purpose Replacement | E26 (Medium) | Omnidirectional | LED | 5 | 60 | 111.2 | 63.6 |  |  |  | 800 | 9.5 | 84.2 | No | 25000 | 2700 | 91 | 57 | 0.9 | -20 | Dimmable | 10% |  | Damp Location Rated,Not for Use in Enclosed Fixtures |  |  |  | 2015-08-06 | 2015-08-10 | United States, Canada | ES_1130823_LA19TOE26D09-27KH_08102015123331_1023868 | 2245417
LUX Technology Group | LUX Technology Group | LED A19 Lamp | LA19TOE26D09-30KH |  | A19 | General Purpose Replacement | E26 (Medium) | Omnidirectional | LED | 5 | 60 | 111.3 | 63.6 |  |  |  | 800 | 9.5 | 84.2 | No | 25000 | 3000 | 92 | 65 | 0.9 | -20 | Dimmable | 10% |  | Damp Location Rated,Not for Use in Enclosed Fixtures |  |  |  | 2015-08-06 | 2015-08-10 | United States, Canada | ES_1130823_LA19TOE26D09-30KH_08102015123841_1023868 | 2245418
Maxlite | MaxLED | 17A21DLED27 | 17A21DLED27 | ,HC17A21DLED27-RB, | A21 | General Purpose Replacement | E26 (Medium) | Omnidirectional | LED | 5 | 100 | 130 | 70 |  |  |  | 1600 | 17 | 94.1 | No | 25000 | 2700 | 82 | 14 | 0.9 | -20 | Dimmable | 5% |  | Damp Location Rated |  |  |  | 2014-06-23 | 2014-06-24 | United States | ES_1018391_17A21DLED27_06242014173554_1354204 | 2214212
LUX Technology Group | LUX Technology Group | LED A19 Lamp | LA19TOE26D11-27K |  | A19 | General Purpose Replacement | E26 (Medium) | Omnidirectional | LED | 5 | 75 | 112.3 | 63.7 |  |  |  | 1100 | 11 | 100 | No | 25000 | 2700 | 82 | 8 | 0.9 | -20 | Dimmable | 10% |  | Damp Location Rated,Not for Use in Enclosed Fixtures |  |  |  | 2015-08-04 | 2015-08-04 | United States, Canada | ES_1130823_LA19TOE26D11-27K_08042015055550_1023867 | 2245006
LUX Technology Group | LUX Technology Group | LED A19 Lamp | LA19TOE26D11-30K |  | A19 | General Purpose Replacement | E26 (Medium) | Omnidirectional | LED | 5 | 75 | 112.3 | 63.7 |  |  |  | 1100 | 11 | 100 | No | 25000 | 3000 | 83 | 9 | 0.9 | -20 | Dimmable | 10% |  | Damp Location Rated,Not for Use in Enclosed Fixtures |  |  |  | 2015-08-04 | 2015-08-04 | United States, Canada | ES_1130823_LA19TOE26D11-30K_08042015055840_1023867 | 2245007
LUX Technology Group | LUX Technology Group | LED A21 Lamp | LA21TOE26D15-27K |  | A21 | General Purpose Replacement | E26 (Medium) | Omnidirectional | LED | 5 | 100 | 131.7 | 69.8 |  |  |  | 1600 | 15 | 106.7 | No | 25000 | 2700 | 82 | 8 | 1 | -20 | Dimmable | 10% |  | Damp Location Rated,Not for Use in Enclosed Fixtures |  |  |  | 2015-08-06 | 2015-08-10 | United States, Canada | ES_1130823_LA21TOE26D15-27K_08102015105841_1023868 | 2245415
LUX Technology Group | LUX Technology Group | LED A21 Lamp | LA21TOE26D15-30K |  | A21 | General Purpose Replacement | E26 (Medium) | Omnidirectional | LED | 5 | 100 | 131.7 | 69.8 |  |  |  | 1600 | 15 | 106.7 | No | 25000 | 3000 | 82 | 7 | 1 | -20 | Dimmable | 10% |  | Damp Location Rated,Not for Use in Enclosed Fixtures |  |  |  | 2015-08-06 | 2015-08-10 | United States, Canada | ES_1130823_LA21TOE26D15-30K_08102015121731_1023868 | 2245416
LUX Technology Group | LUX Technology Group | LED BR30 Lamp | LBR30TSE26D11-27K |  | BR30 | Reflector (Flood/Spot) | E26 (Medium) | Directional | LED | 5 | 65 | 128.9 | 94.7 |  |  | 109 | 850 | 11 | 77.3 | No | 25000 | 2700 | 82 | 9 | 1 | -20 | Dimmable | 10% |  | Damp Location Rated,Not for Use in Enclosed Fixtures |  |  |  | 2015-08-06 | 2015-08-10 | United States, Canada | ES_1130823_LBR30TSE26D11-27K_08102015013950_1023869 | 2245406
LUX Technology Group | LUX Technology Group | LED BR30 Lamp | LBR30TSE26D11-30K |  | BR30 | Reflector (Flood/Spot) | E26 (Medium) | Directional | LED | 5 | 65 | 128.9 | 94.7 |  |  | 110 | 850 | 11 | 77.3 | No | 15000 | 3000 | 82 | 9 | 1 | -20 | Dimmable | 10% |  | Damp Location Rated,Not for Use in Enclosed Fixtures |  |  |  | 2015-08-06 | 2015-08-10 | United States, Canada | ES_1130823_LBR30TSE26D11-30K_08102015014620_1023869 | 2245407
LUX Technology Group | LUX Technology Group | LED BR30 Lamp | LBR30TSE26D11-40K |  | BR30 | Reflector (Flood/Spot) | E26 (Medium) | Directional | LED | 5 | 65 | 128.9 | 95.7 |  |  | 110 | 900 | 11 | 81.8 | No | 25000 | 4000 | 84 | 16 | 1 | -20 | Dimmable | 10% |  | Damp Location Rated,Not for Use in Enclosed Fixtures |  |  |  | 2015-08-06 | 2015-08-10 | United States, Canada | ES_1130823_LBR30TSE26D11-40K_08102015014950_1023869 | 2245408
LUX Technology Group | LUX Technology Group | LED BR30 Lamp | LBR30TSE26D11-50K |  | BR30 | Reflector (Flood/Spot) | E26 (Medium) | Directional | LED | 5 | 65 | 129.7 | 94.2 |  |  | 109 | 900 | 11 | 81.8 | No | 25000 | 5000 | 85 | 16 | 1 | -20 | Dimmable | 10% |  | Damp Location Rated,Not for Use in Enclosed Fixtures |  |  |  | 2015-08-10 | 2015-08-10 | United States, Canada | ES_1130823_LBR30TSE26D11-50K_08102015020220_1023871 | 2245409
LUX Technology Group | LUX Technology Group | LED BR40 Lamp | LBR40TSE26D17-27K |  | BR40 | Reflector (Flood/Spot) | E26 (Medium) | Directional | LED | 5 | 100 | 158.7 | 120 |  |  | 109 | 1400 | 17 | 82.4 | No | 25000 | 2700 | 82 | 9 | 0.9 | -20 | Dimmable | 10% |  | Damp Location Rated,Not for Use in Enclosed Fixtures |  |  |  | 2015-08-10 | 2015-08-10 | United States, Canada | ES_1130823_LBR40TSE26D17-27K_08122015034730_1023871 | 2245484
LUX Technology Group | LUX Technology Group | LED BR40 Lamp | LBR40TSE26D17-30K |  | BR40 | Reflector (Flood/Spot) | E26 (Medium) | Directional | LED | 5 | 100 | 158.7 | 120 |  |  | 110 | 1400 | 17 | 82.4 | No | 25000 | 3000 | 82 | 9 | 0.9 | -20 | Dimmable | 10% |  | Damp Location Rated,Not for Use in Enclosed Fixtures |  |  |  | 2015-08-10 | 2015-08-10 | United States, Canada | ES_1130823_LBR40TSE26D17-30K_08122015034950_1023871 | 2245485
LUX Technology Group | LUX Technology Group | LED BR40 Lamp | LBR40TSE26D17-40K |  | BR40 | Reflector (Flood/Spot) | E26 (Medium) | Directional | LED | 5 | 100 | 158.7 | 120 |  |  | 110 | 1450 | 17 | 85.3 | No | 25000 | 4000 | 84 | 15 | 0.9 | -20 | Dimmable | 10% |  | Damp Location Rated,Not for Use in Enclosed Fixtures |  |  |  | 2015-08-11 | 2015-08-11 | United States, Canada | ES_1130823_LBR40TSE26D17-40K_08122015035000_1023871 | 2245486
LUX Technology Group | LUX Technology Group | LED BR40 Lamp | LBR40TSE26D17-50K |  | BR40 | Reflector (Flood/Spot) | E26 (Medium) | Directional | LED | 3 | 100 | 158.7 | 120 | 505 |  | 111 | 1450 | 17 | 85.3 | No | 25000 | 5000 | 85 | 17 | 0.9 | -20 | Dimmable | 10% |  | Damp Location Rated |  |  |  | 2015-08-11 | 2015-08-11 | United States, Canada | ES_1130823_LBR40TSE26D17-50K_08122015040330_1023871 | 2245487
LUX Technology Group | LUX Technology Group | LED Lamp BR30 | LBR30JTE26D09-30K |  | BR30 | Reflector (Flood/Spot) | E26 (Medium) | Directional | LED | 5 | 65 | 133 | 95 |  |  |  | 650 | 9.5 | 68.4 | No | 25000 | 3000 | 84 | 12 | 1 | -20 | Dimmable | 20% |  | Not for Use in Enclosed Fixtures |  |  |  | 2014-12-20 | 2014-12-23 | United States, Canada | ES_1130823_LBR30JTE26D09-30K_12232014013110_1023736 | 2229965
LUX Technology Group | LUX Technology Group | LED Lamp BR40 | LBR40JTE26D17-30K |  | BR40 | Reflector (Flood/Spot) | E26 (Medium) | Directional | LED | 5 | 85 | 157 | 125 |  |  |  | 1100 | 17 | 64.7 | No | 25000 | 3000 | 83 | 8 | 1 | -20 | Dimmable | 20% |  | Not for Use in Enclosed Fixtures |  |  |  | 2014-12-20 | 2014-12-23 | United States, Canada | ES_1130823_LBR40JTE26D17-30K_12232014012840_1023735 | 2229964
LUX Technology Group | LUX Technology Group | LED Lamp MR16 | LMR16JAGU53D07-30KF |  | MR16 | Reflector (Flood/Spot) | GX5.3 | Directional | LED | 5 | 50 | 48.6 | 47.8 | 1380 |  | 38 | 500 | 7.2 | 69.4 | No | 25000 | 3000 | 84 | 23 | 0.7 | -20 | Dimmable | 20% |  | Not for Use in Enclosed Fixtures |  |  |  | 2014-12-20 | 2014-12-22 | United States, Canada | ES_1130823_LMR16JAGU53D07-30KF_12222014015730_1023735 | 2229788
MAKENA ELECTRONIC (SHEN ZHEN) CO., LT | Makena | LHE12A005AA | LHE12A005AA |  | Decorative Candle: Other | Decorative | E12 (Candelabra) | Decorative | LED | 5 | 40 | 97.2 | 35 |  |  |  | 325 | 5 | 65 | No | 25000 | 2700 | 82 | 7 | 0.9 | -33 | Dimmable | 10% |  | Damp Location Rated,Not for Use in Enclosed Fixtures |  |  |  | 2014-04-10 | 2015-11-10 | United States, Canada | ES_1134491_LHE12A005AA_11102015111441_1023924 | 2252263
LUX Technology Group | LUX Technology Group | LED Lamp PAR30 | LP30JXE26D10-27KFH |  | PAR30 | Reflector (Flood/Spot) | E26 (Medium) | Directional | LED | 5 | 75 | 119 | 94 | 1505 |  | 40 | 800 | 10 | 80 | No | 25000 | 2700 | 91 | 50 | 0.9 | -20 | Dimmable | 10% |  | Wet Location Rated,Not for Use in Enclosed Fixtures |  |  |  | 2014-12-20 | 2014-12-22 | United States, Canada | ES_1130823_LP30JXE26D10-27KFH_12222014014110_1023735 | 2229787
LUX Technology Group | LUX Technology Group | LED Lamp PAR30 | LP30JXE26D10-30KFH |  | PAR30 | Reflector (Flood/Spot) | E26 (Medium) | Directional | LED | 5 | 75 | 119 | 94 | 1564 |  | 40 | 800 | 10 | 80 | No | 25000 | 3000 | 91 | 52 | 0.9 | -20 | Dimmable | 10% |  | Wet Location Rated,Not for Use in Enclosed Fixtures |  |  |  | 2014-12-20 | 2014-12-22 | United States, Canada | ES_1130823_LP30JXE26D10-30KFH_12222014013440_1023734 | 2229786
LUX Technology Group | LUX Technology Group | LED R20 Lamp | LBR20TSE26D07-27K |  | R20 | Reflector (Flood/Spot) | E26 (Medium) | Directional | LED | 5 | 50 | 96.2 | 63.3 |  |  | 109 | 550 | 7.2 | 76.4 | No | 25000 | 2700 | 82 | 8 | 0.9 | -20 | Dimmable | 10% |  | Damp Location Rated,Not for Use in Enclosed Fixtures |  |  |  | 2015-08-06 | 2015-08-10 | United States, Canada | ES_1130823_LBR20TSE26D07-27K_08102015125001_1023868 | 2245402
LUX Technology Group | LUX Technology Group | LED R20 Lamp | LBR20TSE26D07-30K |  | R20 | Reflector (Flood/Spot) | E26 (Medium) | Directional | LED | 5 | 50 | 96.2 | 63.4 |  |  | 109 | 550 | 7.1 | 77.5 | No | 25000 | 3000 | 82 | 6 | 0.9 | -20 | Dimmable | 10% |  | Damp Location Rated,Not for Use in Enclosed Fixtures |  |  |  | 2015-08-06 | 2015-08-10 | United States, Canada | ES_1130823_LBR20TSE26D07-30K_08102015125551_1023869 | 2245403
LUX Technology Group | LUX Technology Group | LED R20 Lamp | LBR20TSE26D07-40K |  | R20 | Reflector (Flood/Spot) | E26 (Medium) | Directional | LED | 5 | 50 | 96.2 | 63.3 |  |  | 109 | 600 | 7 | 85.7 | No | 25000 | 4000 | 84 | 16 | 0.9 | -20 | Dimmable | 10% |  | Damp Location Rated,Not for Use in Enclosed Fixtures |  |  |  | 2015-08-06 | 2015-08-10 | United States, Canada | ES_1130823_LBR20TSE26D07-40K_08102015011550_1023869 | 2245404
LUX Technology Group | LUX Technology Group | LED R20 Lamp | LBR20TSE26D07-50K |  | R20 | Reflector (Flood/Spot) | E26 (Medium) | Directional | LED | 5 | 50 | 96.2 | 63.3 |  |  | 108 | 600 | 7 | 85.7 | No | 25000 | 5000 | 85 | 18 | 0.9 | -20 | Dimmable | 10% |  | Damp Location Rated,Not for Use in Enclosed Fixtures |  |  |  | 2015-08-06 | 2015-08-10 | United States, Canada | ES_1130823_LBR20TSE26D07-50K_08102015011110_1023869 | 2245405
Luxway Lighting | Luxway | Directional LED Lamp GU10 | BGU10AEX |  | PAR16 | Reflector (Flood/Spot) | GU10 | Directional | LED | 3 | 60 | 55.2 | 50.2 | 942 |  | 40 | 455 | 8 | 56.9 | No | 25000 | 3000 | 92 | 72 | 0.8 | -20 | Dimmable | 5% |  | Damp Location Rated,Recessed Fixtures,Not for Use in Enclosed Fixtures |  |  |  | 2016-04-15 | 2016-04-15 | Canada | ES_1130843_BGU10AEX_04152016111521_2899134 | 2265329
Luxway Lighting | LUXWAY LIGHTING | LED lamps | BGU07EX |  | PAR16 | Reflector (Flood/Spot) | GU10 | Directional | LED | 5 | 50 | 53.9 | 50 | 1419 |  | 40 |  | 7.1 | 67.8 | No | 25000 | 3000 | 93 | 61 | 1 | -20 | Dimmable | 20% |  | None |  |  |  | 2014-12-02 | 2015-03-11 | United States, Canada | ES_1130843_BGU07EX_03122015154539_2492184 | 2234680
Luxway Lighting | LUXWAY LIGHTING | LED lamps | GU10L5CI |  | PAR16 | Reflector (Flood/Spot) | GU10 | Directional | LED | 5 | 60 | 55.5 | 49.9 | 1025 |  | 37 | 450 | 5.7 | 78.9 | No | 25000 | 3000 | 83 | 17 | 1 | -20 | Dimmable | 20% |  | None |  |  |  | 2014-11-14 | 2014-12-22 | United States, Canada | ES_1130843_GU10L5CI_12292014170742_9630485 | 2230345
MAKENA ELECTRONIC (SHEN ZHEN) CO., LT | Makena | LAR30I012BA | LAR30I012BA |  | PAR30L | Reflector (Flood/Spot) | E26 (Medium) | Directional | LED | 5 | 75 | 116 | 95.1 | 1673 |  | 40 | 850 | 12 | 70.8 | No | 25000 | 3000 | 81 | 10 | 1 | -33 | Dimmable | 10% |  | Damp Location Rated,Not for Use in Enclosed Fixtures |  |  |  | 2014-09-10 | 2015-11-10 | United States, Canada | ES_1134491_LAR30I012BA_11122015062220_1023925 | 2252491
MAKENA ELECTRONIC (SHEN ZHEN) CO., LT | Makena | LBE26A006AA | LBE26A006AA |  | A19 | General Purpose Replacement | E26 (Medium) | Omnidirectional | LED | 5 | 40 | 112.3 | 64.1 |  |  |  | 470 | 6 | 78.3 | No | 25000 | 2700 | 83 | 13 | 0.9 | -33 | Dimmable | 10% |  | Damp Location Rated,Not for Use in Enclosed Fixtures |  |  |  | 2015-02-28 | 2015-11-13 | United States, Canada | ES_1134491_LBE26A006AA_11132015114731_1023925 | 2252604
MAKENA ELECTRONIC (SHEN ZHEN) CO., LT | Makena | LBE26A009AA | LBE26A009AA |  | A19 | General Purpose Replacement | E26 (Medium) | Omnidirectional | LED | 5 | 60 | 110.7 | 59.5 |  |  |  | 800 | 9 | 88.9 | No | 25000 | 2700 | 81 | 3 | 0.9 | -33 | Dimmable | 10% |  | Damp Location Rated,Not for Use in Enclosed Fixtures |  |  |  | 2015-02-28 | 2015-11-13 | United States, Canada | ES_1134491_LBE26A009AA_11132015115841_1023926 | 2252605
MAKENA ELECTRONIC (SHEN ZHEN) CO., LT | Makena | LRR30A008AA | LRR30A008AA |  | BR30 | Reflector (Flood/Spot) | E26 (Medium) | Directional | LED | 5 | 65 | 128.5 | 94.7 |  |  | 100 | 650 | 8.5 | 76.5 | No | 25000 | 2700 | 82 | 8 | 1 | -33 | Dimmable | 10% |  | Damp Location Rated,Not for Use in Enclosed Fixtures |  |  |  | 2015-08-30 | 2015-11-10 | United States, Canada | ES_1134491_LRR30A008AA_11102015114111_1023923 | 2252269
MAKENA ELECTRONIC (SHEN ZHEN) CO., LT | Makena | LRR40A012AA | LRR40A012AA |  | BR40 | Reflector (Flood/Spot) | E26 (Medium) | Directional | LED | 5 | 75 | 158.1 | 120.2 |  |  | 100 | 1050 | 12 | 87.5 | No | 25000 | 2700 | 82 | 10 | 1 | -33 | Dimmable | 10% |  | Damp Location Rated,Not for Use in Enclosed Fixtures |  |  |  | 2015-08-30 | 2015-11-10 | United States, Canada | ES_1134491_LRR40A012AA_11102015011330_1023924 | 2252270
MAKENA ELECTRONIC (SHEN ZHEN) CO., LT | Makena | LSGU0P007BA | LSGU0P007BA |  | PAR16 | Reflector (Flood/Spot) | GU10 | Directional | LED | 5 | 75 | 54.5 | 50.2 | 3261 |  | 20 | 450 | 7 | 64.3 | No | 25000 | 3000 | 82 | 5 | 0.9 | -33 | Dimmable | 10% |  | Damp Location Rated,Not for Use in Enclosed Fixtures |  |  |  | 2015-11-10 | 2015-11-12 | United States, Canada | ES_1134491_LSGU0P007BA_11122015065330_1023926 | 2252493
Marketing Power Inc dba - EnviroTech | Enviro Tech | LED | ENV-LED-A19O-10-G3-27 |  | A19 | General Purpose Replacement | E26 (Medium) | Omnidirectional | LED | 3 | 60 | 107 | 56 |  |  |  | 800 | 11.5 | 69.6 | No | 40000 | 2700 | 83 | 18 | 0.9 | -40 | Dimmable | 1% |  | Other,Not for use in enclosed fixtures |  |  |  | 2014-03-15 | 2014-07-28 | United States | ES_1120868_ENV-LED-A19O-10-G3-27_07312014154816_2326364 | 2216817
Marketing Power Inc dba - EnviroTech | Enviro Tech | LED | ENV-LED-A19O-10-G3-30 | LED,ENV-LED-A19O-11.5-Gu24-G3-30, | A19 | General Purpose Replacement | E26 (Medium) | Omnidirectional | LED | 3 | 60 | 106.7 | 55.9 |  |  |  | 800 | 11.5 | 69.6 | No | 40000 | 3000 | 84 | 22 | 1 | -40 | Dimmable | 1% |  | Damp Location Rated |  |  |  | 2014-03-15 | 2014-02-18 | United States | ES_1120868_ENV-LED-A19O-10-G3-30_03052014110245_6082591 | 2205611
Marketing Power Inc dba - EnviroTech | Enviro Tech | LED | ENV-LED-A19O-10-G3-40 |  | A19 | General Purpose Replacement | E26 (Medium) | Omnidirectional | LED | 3 | 60 | 110 | 56 |  |  |  | 800 | 11.5 | 69.6 | No | 40000 | 4000 | 85 | 28 | 0.9 | -40 | Dimmable | 1% |  | Other,Not for use in enclosed fixtures |  |  |  | 2014-07-30 | 2014-07-28 | United States | ES_1120868_ENV-LED-A19O-10-G3-40_07312014154816_7998555 | 2216818
Marketing Power Inc dba - EnviroTech | Enviro Tech | LED | ENV-LED-A19O-7-G4-30 |  | A19 | General Purpose Replacement | E26 (Medium) | Omnidirectional | LED | 3 | 40 | 109 | 60 |  |  |  | 480 | 7 | 68.6 | No | 25000 | 3000 | 84 | 21 | 0.9 | -40 | Dimmable | 10% |  | None |  |  |  | 2014-10-05 | 2014-10-08 | United States | ES_1120868_ENV-LED-A19O-7-G4-30_10092014145020_1767973 | 2222027
Marketing Power Inc dba - EnviroTech | Enviro Tech | LED | ENV-LED-A19O-7-G4-41 |  | A19 | General Purpose Replacement | E26 (Medium) | Omnidirectional | LED | 3 | 40 | 109 | 60 |  |  |  | 480 | 7 | 68.6 | No | 25000 | 4000 | 87 | 23 | 0.9 | -40 | Dimmable | 10% |  | None |  |  |  | 2014-10-05 | 2014-10-08 | United States | ES_1120868_ENV-LED-A19O-7-G4-41_10092014145020_3982147 | 2222028
Marketing Power Inc dba - EnviroTech | Enviro Tech | LED | ENV-LED-A19O-9.5-G4-30 |  | A19 | General Purpose Replacement | E26 (Medium) | Omnidirectional | LED | 3 | 60 | 111 | 60 |  |  |  | 800 | 9.5 | 84.2 | No | 25000 | 3000 | 83 | 9 | 0.9 | -40 | Dimmable | 10% |  | None |  |  |  | 2014-10-05 | 2014-10-08 | United States | ES_1120868_ENV-LED-A19O-9.5-G4-30_10092014145032_4391312 | 2222026
Marketing Power Inc dba - EnviroTech | Enviro Tech | LED | ENV-LED-A19O-9.5-G4-41 |  | A19 | General Purpose Replacement | E26 (Medium) | Omnidirectional | LED | 3 | 60 | 110 | 60 |  |  |  | 800 | 9.5 | 84.2 | No | 25000 | 4000 | 85 | 17 | 0.9 | -40 | Dimmable | 10% |  | None |  |  |  | 2014-10-05 | 2014-10-08 | United States | ES_1120868_ENV-LED-A19O-9.5-G4-41_10092014145044_9057227 | 2222025
Marketing Power Inc dba - EnviroTech | Enviro Tech | LED | ENV-LED-B11-5-G3-30 |  | Decorative: Other | Decorative | E12 (Candelabra) | Decorative | LED | 3 | 40 | 103 | 35 |  |  |  | 315 | 5 | 64.3 | No | 40000 | 3000 | 83 | 21 | 0.7 | -40 | Dimmable | 10% |  | None |  |  |  | 2014-05-20 | 2014-05-22 | United States | ES_1120868_ENV-LED-B11-5-G3-30_06052014152542_2194473 | 2212495
Marketing Power Inc dba - EnviroTech | Enviro Tech | LED | ENV-LED-B11-5-G3-30-FT |  | Decorative Candle: Other | Decorative | E12 (Candelabra) | Decorative | LED | 3 | 40 | 116 | 35 |  |  |  | 315 | 5 | 62.5 | No | 40000 | 3000 | 83 | 21 | 0.7 | -40 | Dimmable | 10% |  | None |  |  |  | 2015-08-31 | 2015-09-03 | United States | ES_1120868_ENV-LED-B11-5-G3-30-FT_09102015154943_5927603 | 2247644
Marketing Power Inc dba - EnviroTech | Enviro Tech | LED | ENV-LED-BR30-12-G3-27 |  | BR30 | Reflector (Flood/Spot) | E26 (Medium) | Directional | LED | 3 | 65 | 133 | 95 |  |  |  | 865 | 12 | 72.1 | No | 40000 | 2700 | 83 | 21 | 1 | -40 | Dimmable | 10% |  | Enclosed Fixtures |  |  |  | 2014-06-15 | 2014-06-10 | United States | ES_1120868_ENV-LED-BR30-12-G3-27_06132014154524_8764806 | 2213568
Marketing Power Inc dba - EnviroTech | Enviro Tech | LED | ENV-LED-BR30-12-G3-30 |  | BR30 | Reflector (Flood/Spot) | E26 (Medium) | Directional | LED | 3 | 65 | 133 | 95 |  |  |  | 865 | 12 | 72.1 | No | 40000 | 3000 | 84 | 24 | 0.9 | -40 | Dimmable | 10% |  | Enclosed Fixtures |  |  |  | 2014-06-15 | 2014-06-10 | United States | ES_1120868_ENV-LED-BR30-12-G3-30_06132014154535_8299840 | 2213567
Marketing Power Inc dba - EnviroTech | Enviro Tech | LED | ENV-LED-PAR20-8-G3-27 |  | PAR20 | Reflector (Flood/Spot) | E26 (Medium) | Directional | LED | 3 | 50 | 85 | 62 | 827 |  | 40 |  | 8 | 60.9 | No | 40000 | 2700 | 83 | 4 | 1 | -40 | Dimmable | 10% |  | None |  |  |  | 2015-07-25 | 2015-07-27 | United States | ES_1120868_ENV-LED-PAR20-8-G3-27_08052015135202_8431130 | 2245126
Marketing Power Inc dba - EnviroTech | Enviro Tech | LED | ENV-LED-PAR20-8-G3-30 |  | PAR20 | Reflector (Flood/Spot) | E26 (Medium) | Directional | LED | 3 | 50 | 85 | 62 | 882 |  | 40 |  | 8 | 61 | No | 40000 | 3000 | 83 | 5 | 0.9 | -40 | Dimmable | 10% |  | None |  |  |  | 2015-07-25 | 2015-07-27 | United States | ES_1120868_ENV-LED-PAR20-8-G3-30_08052015135154_5334832 | 2245127
Marketing Power Inc dba - EnviroTech | Enviro Tech | LED | ENV-LED-PAR30-14-G3-WL-27 |  | PAR30L | Reflector (Flood/Spot) | E26 (Medium) | Directional | LED | 3 | 75 | 118 | 95 | 1440 |  | 40 | 800 | 14 | 57.1 | No | 40000 | 2700 | 82 | 2 | 1 | -40 | Dimmable | 10% |  | Enclosed Fixtures |  |  |  | 2014-06-05 | 2014-05-30 | United States | ES_1120868_ENV-LED-PAR30-14-G3-WL-27_06122014143423_1139733 | 2213596
Marketing Power Inc dba - EnviroTech | Enviro Tech | LED | ENV-LED-PAR30-14-G3-WL-30 |  | PAR30L | Reflector (Flood/Spot) | E26 (Medium) | Directional | LED | 3 | 75 | 118 | 95 | 1648 |  | 40 | 850 | 14 | 60.7 | No | 40000 | 3000 | 83 | 3 | 1 | -40 | Dimmable | 10% |  | Enclosed Fixtures |  |  |  | 2014-06-05 | 2014-05-30 | United States | ES_1120868_ENV-LED-PAR30-14-G3-WL-30_06122014143434_3936696 | 2213595
Marketing Power Inc dba - EnviroTech | Enviro Tech | LED | ENV-LED-PAR38-16-G3-WL-27 |  | PAR38 | Reflector (Flood/Spot) | E26 (Medium) | Directional | LED | 3 | 90 | 128 | 120 | 1800 |  | 40 | 950 | 16 | 59.4 | No | 40000 | 2700 | 81 | 10 | 0.9 | -40 | Dimmable | 10% |  | Enclosed Fixtures |  |  |  | 2014-06-05 | 2014-05-30 | United States | ES_1120868_ENV-LED-PAR38-16-G3-WL-27_06122014143445_1858871 | 2213594
Marketing Power Inc dba - EnviroTech | Enviro Tech | LED | ENV-LED-PAR38-16-G3-WL-30 |  | PAR38 | Reflector (Flood/Spot) | E26 (Medium) | Directional | LED | 3 | 90 | 128 | 120 | 1721 |  | 40 | 970 | 16 | 60.6 | No | 40000 | 3000 | 84 | 19 | 0.9 | -40 | Dimmable | 10% |  | Enclosed Fixtures |  |  |  | 2014-06-05 | 2014-05-30 | United States | ES_1120868_ENV-LED-PAR38-16-G3-WL-30_06122014143558_1535071 | 2213593
Marketing Power Inc dba - EnviroTech | EnviroTech | LED Omni Lamp A19 | ENV-LED-A19-7-G3-27 |  | A19 | General Purpose Replacement | E26 (Medium) | Omnidirectional | LED | 3 | 40 | 111.5 | 59.7 |  |  |  | 500 | 6 | 83.3 | No | 25000 | 2700 | 82 | 8 | 0.9 | -20 | Dimmable | 10% |  | Damp Location Rated,Not for Use in Enclosed Fixtures,Recessed Fixtures |  |  |  | 2015-11-20 | 2015-11-24 | United States | ES_1120868_ENV-LED-A19-7-G3-27_11242015102812_4212453 | 2254337
Marketing Power Inc dba - EnviroTech | EnviroTech | LED Omni Lamp A19 | ENV-LED-A19-7-G3-30 |  | A19 | General Purpose Replacement | E26 (Medium) | Omnidirectional | LED | 3 | 40 | 111.3 | 59.8 |  |  |  | 500 | 6 | 83.3 | No | 25000 | 3000 | 85 | 22 | 0.9 | -20 | Dimmable | 10% |  | Damp Location Rated,Not for Use in Enclosed Fixtures,Recessed Fixtures |  |  |  | 2015-11-20 | 2015-11-24 | United States | ES_1120868_ENV-LED-A19-7-G3-30_11242015102846_4898132 | 2254338
Marketing Power Inc dba - EnviroTech | EnviroTech | LED Omni Lamp A19 | ENV-LED-A19-7-G3-41 |  | A19 | General Purpose Replacement | E26 (Medium) | Omnidirectional | LED | 3 | 40 | 111.6 | 59.8 |  |  |  | 500 | 6 | 83.3 | No | 25000 | 4000 | 85 | 19 | 0.9 | -20 | Dimmable | 10% |  | Damp Location Rated,Not for Use in Enclosed Fixtures,Recessed Fixtures |  |  |  | 2015-11-20 | 2015-11-24 | United States | ES_1120868_ENV-LED-A19-7-G3-41_11242015102853_2988711 | 2254339
Marketing Power Inc dba - EnviroTech | EnviroTech | LED Omni Lamp A19 | ENV-LED-A19-7-G3-50 |  | A19 | General Purpose Replacement | E26 (Medium) | Omnidirectional | LED | 3 | 40 | 111.9 | 59.8 |  |  |  | 600 | 6 | 100 | No | 25000 | 5000 | 84 | 15 | 0.9 | -20 | Dimmable | 10% |  | Damp Location Rated,Not for Use in Enclosed Fixtures,Recessed Fixtures |  |  |  | 2015-11-20 | 2015-11-24 | United States | ES_1120868_ENV-LED-A19-7-G3-50_11242015102858_5092714 | 2254341
Marketing Power Inc dba - EnviroTech | EnviroTech | LED Omni Lamp A19 | ENV-LED-A19-9.5-G3-27 |  | A19 | General Purpose Replacement | E26 (Medium) | Omnidirectional | LED | 3 | 60 | 111.7 | 59.6 |  |  |  | 810 | 9.5 | 85.3 | No | 25000 | 2700 | 82 | 6 | 0.9 | -20 | Dimmable | 10% |  | Damp Location Rated,Not for Use in Enclosed Fixtures,Recessed Fixtures |  |  |  | 2015-11-20 | 2015-11-24 | United States | ES_1120868_ENV-LED-A19-9.5-G3-27_11242015101812_4918931 | 2254333
Marketing Power Inc dba - EnviroTech | EnviroTech | LED Omni Lamp A19 | ENV-LED-A19-9.5-G3-30 |  | A19 | General Purpose Replacement | E26 (Medium) | Omnidirectional | LED | 3 | 60 | 111.8 | 59.6 |  |  |  | 810 | 9.5 | 85.3 | No | 25000 | 3000 | 83 | 19 | 0.9 | -20 | Dimmable | 10% |  | Damp Location Rated,Not for Use in Enclosed Fixtures,Recessed Fixtures |  |  |  | 2015-11-20 | 2015-11-24 | United States | ES_1120868_ENV-LED-A19-9.5-G3-30_11242015101844_6091783 | 2254334
Marketing Power Inc dba - EnviroTech | EnviroTech | LED Omni Lamp A19 | ENV-LED-A19-9.5-G3-40 |  | A19 | General Purpose Replacement | E26 (Medium) | Omnidirectional | LED | 3 | 60 | 111.5 | 59.6 |  |  |  | 810 | 9.5 | 85.3 | No | 25000 | 4000 | 85 | 20 | 0.9 | -20 | Dimmable | 10% |  | Damp Location Rated,Not for Use in Enclosed Fixtures,Recessed Fixtures |  |  |  | 2015-11-20 | 2015-11-24 | United States | ES_1120868_ENV-LED-A19-9.5-G3-40_11242015101852_1678542 | 2254335
Marketing Power Inc dba - EnviroTech | EnviroTech | LED Omni Lamp A19 | ENV-LED-A19-9.5-G3-50 |  | A19 | General Purpose Replacement | E26 (Medium) | Omnidirectional | LED | 3 | 60 | 111.2 | 59.8 |  |  |  | 900 | 9.5 | 94.7 | No | 25000 | 5000 | 84 | 17 | 0.9 | -20 | Dimmable | 10% |  | Damp Location Rated,Not for Use in Enclosed Fixtures,Recessed Fixtures |  |  |  | 2015-11-20 | 2015-11-24 | United States | ES_1120868_ENV-LED-A19-9.5-G3-50_11242015101859_3902713 | 2254336
Matrix Lighting Ltd. | VIRIBRIGHT | Decorative LED Lamp | C32EG2-6 | ,,Retail Number: 753637 | Decorative Candle: Other | Decorative | E26 (Medium) | Decorative | LED | 3 | 40 | 108.5 | 39 |  |  |  | 300 | 3.2 | 93.8 | No | 15000 | 2700 | 91 | 36 | 0.9 | -20 | Dimmable | 10% |  | Damp Location Rated,Not for Use in Recessed Fixtures,Not for Use in Enclosed Fixtures |  |  |  | 2016-04-18 | 2016-06-14 | United States | ES_1120660_C32EG2-6_06142016133201_2143890 | 2270925
Matrix Lighting Ltd. | VIRIBRIGHT | Decorative LED Lamp | C32EG4-6 | ,,Retail Number: 753638 | Decorative Candle: Other | Decorative | E26 (Medium) | Decorative | LED | 3 | 40 | 108.4 | 39 |  |  |  | 300 | 3.2 | 93.8 | No | 15000 | 4000 | 94 | 55 | 0.9 | -20 | Dimmable | 10% |  | Damp Location Rated,Not for Use in Recessed Fixtures,Not for Use in Enclosed Fixtures |  |  |  | 2016-04-18 | 2016-06-14 | United States | ES_1120660_C32EG4-6_06142016133233_4325891 | 2270926
Matrix Lighting Ltd. | VIRIBRIGHT | Decorative LED Lamp | C32EG6-6 | ,,Retail Number: 753639 | Decorative Candle: Other | Decorative | E26 (Medium) | Decorative | LED | 3 | 40 | 108.2 | 38.9 |  |  |  | 300 | 3.2 | 93.8 | No | 15000 | 6500 | 94 | 67 | 0.9 | -20 | Dimmable | 10% |  | Damp Location Rated,Not for Use in Recessed Fixtures,Not for Use in Enclosed Fixtures |  |  |  | 2016-04-18 | 2016-06-14 | United States | ES_1120660_C32EG6-6_06142016133244_3425709 | 2270927
Matrix Lighting Ltd. | VIRIBRIGHT | Decorative LED Lamp | C32SG2-6 | ,,Retail Number: 753337 | Decorative Candle: Other | Decorative | E12 (Candelabra) | Decorative | LED | 3 | 40 | 100.9 | 38.9 |  |  |  | 300 | 3.2 | 93.8 | No | 15000 | 2700 | 91 | 36 | 0.9 | -20 | Dimmable | 10% |  | Damp Location Rated,Not for Use in Recessed Fixtures,Not for Use in Enclosed Fixtures |  |  |  | 2016-04-18 | 2016-06-14 | United States | ES_1120660_C32SG2-6_06142016133252_3294096 | 2270928
Matrix Lighting Ltd. | VIRIBRIGHT | Decorative LED Lamp | C32SG4-6 | ,,Retail Number: 753338 | Decorative Candle: Other | Decorative | E12 (Candelabra) | Decorative | LED | 3 | 40 | 100.5 | 38.9 |  |  |  | 300 | 3.2 | 93.8 | No | 15000 | 4000 | 94 | 55 | 0.9 | -20 | Dimmable | 10% |  | Damp Location Rated,Not for Use in Recessed Fixtures,Not for Use in Enclosed Fixtures |  |  |  | 2016-04-18 | 2016-06-14 | United States | ES_1120660_C32SG4-6_06142016133307_3124906 | 2270930
Matrix Lighting Ltd. | VIRIBRIGHT | Decorative LED Lamp | C32SG6-6 | ,,Retail Number: 753339 | Decorative Candle: Other | Decorative | E12 (Candelabra) | Decorative | LED | 3 | 40 | 100.9 | 39.1 |  |  |  | 300 | 3.2 | 93.8 | No | 15000 | 6500 | 94 | 65 | 0.9 | -20 | Dimmable | 10% |  | Damp Location Rated,Not for Use in Recessed Fixtures,Not for Use in Enclosed Fixtures |  |  |  | 2016-04-18 | 2016-06-14 | United States | ES_1120660_C32SG6-6_06142016133315_5470187 | 2270931
Matrix Lighting Ltd. | VIRIBRIGHT | LED Lamp | P85EG2-6 | ,,Retail Number: 754697 | BR30 | Reflector (Flood/Spot) | E26 (Medium) | Directional | LED | 3 | 65 | 124 | 95.8 |  |  |  | 700 | 8.5 | 82.4 | No | 25000 | 2700 | 91 | 42 | 1 | -20 | Dimmable | 10% | No | None | No |  |  | 2016-08-13 | 2016-09-06 | United States, Canada | ES_1120660_P85EG2-6_09062016172001_2349912 | 2278505
Matrix Lighting Ltd. | VIRIBRIGHT | LED Lamp | P85EG4-6 | ,,Retail Number: 754698 | BR30 | Reflector (Flood/Spot) | E26 (Medium) | Directional | LED | 3 | 65 | 123.9 | 95.5 |  |  |  | 700 | 8.5 | 82.4 | No | 25000 | 4000 | 94 | 62 | 1 | -20 | Dimmable | 10% | No | None | No |  |  | 2016-08-13 | 2016-09-06 | United States, Canada | ES_1120660_P85EG4-6_09062016172033_2314991 | 2278506
Matrix Lighting Ltd. | VIRIBRIGHT | Omnidirectional LED Lamp | A07EG2-6 | ,,Retail Number: 751677 | A19 | General Purpose Replacement | E26 (Medium) | Omnidirectional | LED | 3 | 40 | 109.1 | 58.9 |  |  |  | 630 | 7 | 90 | No | 15000 | 2700 | 91 | 39 | 0.9 | -20 | Dimmable | 10% | No | Not for Use in Recessed Fixtures | No |  |  | 2016-07-01 | 2016-06-17 | United States | ES_1120660_A07EG2-6_06172016140402_1299042 | 2271670
Matrix Lighting Ltd. | VIRIBRIGHT | Omnidirectional LED Lamp | A07EG4-6 | ,,Retail Number: 751678 | A19 | General Purpose Replacement | E26 (Medium) | Omnidirectional | LED | 3 | 40 | 109.1 | 58.9 |  |  |  | 650 | 7 | 92.9 | No | 15000 | 4000 | 94 | 61 | 0.9 | -20 | Dimmable | 10% | No | Not for Use in Recessed Fixtures | No |  |  | 2016-07-01 | 2016-06-17 | United States | ES_1120660_A07EG4-6_06172016140433_3219400 | 2271671
Matrix Lighting Ltd. | VIRIBRIGHT | Omnidirectional LED Lamp | A07EG6-6 | ,,Retail Number: 751679 | A19 | General Purpose Replacement | E26 (Medium) | Omnidirectional | LED | 3 | 40 | 109.1 | 58.9 |  |  |  | 650 | 7 | 92.9 | No | 15000 | 6500 | 94 | 67 | 0.9 | -20 | Dimmable | 10% | No | Not for Use in Recessed Fixtures | No |  |  | 2016-07-01 | 2016-06-17 | United States | ES_1120660_A07EG6-6_06172016140444_3429850 | 2271672
Matrix Lighting Ltd. | VIRIBRIGHT | Omnidirectional LED Lamp | A07GG2-6 | ,,Retail Number: 751477 | A19 | General Purpose Replacement | GU24 | Omnidirectional | LED | 3 | 40 | 109.1 | 58.9 |  |  |  | 630 | 7 | 90 | No | 15000 | 2700 | 91 | 39 | 0.9 | -20 | Dimmable | 10% | No | Not for Use in Recessed Fixtures | No |  |  | 2016-07-01 | 2016-06-17 | United States | ES_1120660_A07GG2-6_06172016140459_4659201 | 2271673
Matrix Lighting Ltd. | VIRIBRIGHT | Omnidirectional LED Lamp | A07GG4-6 | ,,Retail Number: 751478 | A19 | General Purpose Replacement | GU24 | Omnidirectional | LED | 3 | 40 | 109.1 | 58.9 |  |  |  | 650 | 7 | 92.9 | No | 15000 | 4000 | 94 | 62 | 0.9 | -20 | Dimmable | 10% | No | Not for Use in Recessed Fixtures | No |  |  | 2016-07-01 | 2016-06-17 | United States | ES_1120660_A07GG4-6_06172016140505_2194002 | 2271674
Matrix Lighting Ltd. | VIRIBRIGHT | Omnidirectional LED Lamp | A07GG6-6 | ,,Retail Number: 751479 | A19 | General Purpose Replacement | GU24 | Omnidirectional | LED | 3 | 40 | 109.2 | 58.9 |  |  |  | 650 | 7 | 92.9 | No | 15000 | 6500 | 94 | 66 | 0.9 | -20 | Dimmable | 10% | No | Not for Use in Recessed Fixtures | No |  |  | 2016-07-01 | 2016-06-17 | United States | ES_1120660_A07GG6-6_06172016140514_2194002 | 2271675
Matrix Lighting Ltd. | VIRIBRIGHT | Omnidirectional LED Lamp | A09EG2-6 | ,,Retail Number: 751697 | A19 | General Purpose Replacement | E26 (Medium) | Omnidirectional | LED | 3 | 60 | 108.2 | 59.1 |  |  |  | 810 | 9 | 90 | No | 25000 | 2700 | 91 | 36 | 1 | -20 | Dimmable | 10% |  | Not for Use in Recessed Fixtures,Not for Use in Enclosed Fixtures |  |  |  | 2016-04-18 | 2016-06-16 | United States | ES_1120660_A09EG2-6_06162016135401_2349908 | 2270932
Matrix Lighting Ltd. | VIRIBRIGHT | Omnidirectional LED Lamp | A09EG4-6 | ,,Retail Number: 751698 | A19 | General Purpose Replacement | E26 (Medium) | Omnidirectional | LED | 3 | 60 | 108.2 | 59.1 |  |  |  | 830 | 9 | 92.2 | No | 25000 | 4000 | 93 | 58 | 1 | -20 | Dimmable | 10% |  | Not for Use in Recessed Fixtures,Not for Use in Enclosed Fixtures |  |  |  | 2016-04-18 | 2016-06-16 | United States | ES_1120660_A09EG4-6_06162016135435_3214709 | 2270933
Matrix Lighting Ltd. | VIRIBRIGHT | Omnidirectional LED Lamp | A09EG6-6 | ,,Retail Number: 751699 | A19 | General Purpose Replacement | E26 (Medium) | Omnidirectional | LED | 3 | 60 | 108.4 | 59.2 |  |  |  | 830 | 9 | 92.2 | No | 25000 | 6500 | 94 | 67 | 1 | -20 | Dimmable | 10% |  | Not for Use in Recessed Fixtures,Not for Use in Enclosed Fixtures |  |  |  | 2016-04-18 | 2016-06-16 | United States | ES_1120660_A09EG6-6_06162016135449_6290153 | 2270935
Matrix Lighting Ltd. | VIRIBRIGHT | Omnidirectional LED Lamp | A09GG2-6 | ,,Retail Number: 751497 | A19 | General Purpose Replacement | GU24 | Omnidirectional | LED | 3 | 60 | 109.3 | 59.5 |  |  |  | 810 | 9 | 90 | No | 25000 | 2700 | 91 | 36 | 1 | -20 | Dimmable | 10% |  | Not for Use in Recessed Fixtures,Not for Use in Enclosed Fixtures |  |  |  | 2016-04-18 | 2016-06-16 | United States | ES_1120660_A09GG2-6_06162016135457_5469800 | 2270936
Matrix Lighting Ltd. | VIRIBRIGHT | Omnidirectional LED Lamp | A09GG4-6 | ,,Retail Number: 751498 | A19 | General Purpose Replacement | GU24 | Omnidirectional | LED | 3 | 60 | 108.5 | 59 |  |  |  | 830 | 9 | 92.2 | No | 25000 | 4000 | 93 | 57 | 1 | -20 | Dimmable | 10% |  | Not for Use in Recessed Fixtures,Not for Use in Enclosed Fixtures |  |  |  | 2016-04-18 | 2016-06-16 | United States | ES_1120660_A09GG4-6_06162016135505_1278496 | 2270937
Matrix Lighting Ltd. | VIRIBRIGHT | Omnidirectional LED Lamp | A09GG6-6 | ,,Retail Number: 751499 | A19 | General Purpose Replacement | GU24 | Omnidirectional | LED | 3 | 60 | 108.6 | 59.2 |  |  |  | 830 | 9 | 92.2 | No | 25000 | 6500 | 93 | 67 | 1 | -20 | Dimmable | 10% |  | Not for Use in Recessed Fixtures,Not for Use in Enclosed Fixtures |  |  |  | 2016-04-18 | 2016-06-16 | United States | ES_1120660_A09GG6-6_06162016135512_4198952 | 2270939
Maxlite | MaxLED | 10A19DLED27 | 10A19DLED27 | ,HC10A19DLED27-RB, | A19 | General Purpose Replacement | E26 (Medium) | Omnidirectional | LED | 5 | 60 | 112.3 | 63.3 |  |  |  | 800 | 10 | 80 | No | 25000 | 2700 | 83 | 16 | 0.9 | -20 | Dimmable | 10% |  | Damp Location Rated |  |  |  | 2014-07-01 | 2014-07-18 | United States | ES_1018391_10A19DLED27_07182014130903_8943902 | 2215716
Maxlite | MaxLED | 10A19DLED30 | 10A19DLED30 |  | A19 | General Purpose Replacement | E26 (Medium) | Omnidirectional | LED | 5 | 60 | 112.5 | 63.3 |  |  |  | 800 | 10 | 80 | No | 25000 | 3000 | 84 | 18 | 0.9 | -20 | Dimmable | 10% |  | Damp Location Rated |  |  |  | 2014-09-22 | 2014-09-29 | United States | ES_1018391_10A19DLED30_09292014145708_2628772 | 2220686
Maxlite | MaxLED | 10A19GUDLED27 | 10A19GUDLED27 |  | A19 | General Purpose Replacement | GU24 | Omnidirectional | LED | 5 | 60 | 112.3 | 63.3 |  |  |  | 800 | 10 | 80 | No | 25000 | 2700 | 83 | 16 | 0.9 | -20 | Dimmable | 10% |  | Damp Location Rated |  |  |  | 2014-07-01 | 2014-07-18 | United States | ES_1018391_10A19GUDLED27_07292014201208_4728227 | 2216615
Maxlite | MaxLED | 10A19GUDLED30 | 10A19GUDLED30 |  | A19 | General Purpose Replacement | GU24 | Omnidirectional | LED | 5 | 60 | 112.5 | 63.3 |  |  |  | 800 | 10 | 80 | No | 25000 | 3000 | 84 | 18 | 0.9 | -20 | Dimmable | 10% |  | Damp Location Rated |  |  |  | 2014-07-01 | 2014-07-18 | United States | ES_1018391_10A19GUDLED30_07182014131124_9084517 | 2215717
Maxlite | MaxLED | 10A19SDLED30 | 10A19SDLED30 |  | A19 | General Purpose Replacement | E26 (Medium) | Omnidirectional | LED | 5 | 60 | 111.5 | 60.2 |  |  |  | 800 | 10 | 80 | No | 25000 | 3000 | 85 | 23 | 0.9 | -20 | Dimmable | 9% | No | Damp Location Rated,Dim to Warm,Not for Use in Recessed Fixtures,Other | No |  |  | 2016-08-01 | 2016-08-02 | United States | ES_1018391_10A19SDLED30_08022016142338_7818168 | 2273941
Maxlite | MaxLED | 10P30DLED27FL | 10P30DLED27FL |  | PAR30S | Reflector (Flood/Spot) | E26 (Medium) | Directional | LED | 5 | 75 | 86.5 | 94.8 | 1726 |  | 35 | 750 | 10 | 75 | No | 25000 | 2700 | 81 | 9 | 0.9 | -20 | Dimmable | 5% | No | Damp Location Rated | No |  |  | 2016-10-10 | 2016-10-28 | United States | ES_1018391_10P30DLED27FL_10282016144018_5618255 | 2282614
Maxlite | MaxLED | 10P30DLED30FL | 10P30DLED30FL |  | PAR30S | Reflector (Flood/Spot) | E26 (Medium) | Directional | LED | 5 | 75 | 86.5 | 94.8 | 1721 |  | 35 | 750 | 10 | 75 | No | 25000 | 3000 | 81 | 11 | 0.9 | -20 | Dimmable | 5% | No | Damp Location Rated | No |  |  | 2016-10-10 | 2016-10-28 | United States | ES_1018391_10P30DLED30FL_10282016144859_6139254 | 2282615
Maxlite | MaxLED | 10P30LNDLED27FL | 10P30LNDLED27FL |  | PAR30L | Reflector (Flood/Spot) | E26 (Medium) | Directional | LED | 5 | 75 | 111.5 | 95 | 1726 |  | 35 | 750 | 10 | 75 | No | 25000 | 2700 | 81 | 9 | 0.9 | -20 | Dimmable | 5% | No | Damp Location Rated | No |  |  | 2016-10-10 | 2016-10-28 | United States | ES_1018391_10P30LNDLED27FL_10282016145654_6614517 | 2282617
Maxlite | MaxLED | 10P30LNDLED30FL | 10P30LNDLED30FL |  | PAR30L | Reflector (Flood/Spot) | E26 (Medium) | Directional | LED | 5 | 75 | 111.5 | 95 | 1721 |  | 35 | 750 | 10 | 75 | No | 25000 | 3000 | 81 | 11 | 0.9 | -20 | Dimmable | 5% | No | Damp Location Rated | No |  |  | 2016-10-10 | 2016-10-28 | United States | ES_1018391_10P30LNDLED30FL_10282016150438_7078709 | 2282618
Maxlite | MaxLED | 11A19DLED27 | 11A19DLED27 |  | A19 | General Purpose Replacement | E26 (Medium) | Omnidirectional | LED | 5 | 60 | 112 | 60 |  |  |  | 800 | 11 | 72.7 | No | 25000 | 2700 | 81 | 4 | 1 | -20 | Dimmable | 10% |  | Damp Location Rated,Not for Use in Enclosed Fixtures |  |  |  | 2015-06-12 | 2015-07-30 | United States | ES_1018391_11A19DLED27_07302015170749_6069663 | 2244913
Maxlite | MaxLED | 11A19DLED27/G2 | 11A19DLED27/G2 | ,11A19DLED27/G2BP, | A19 | General Purpose Replacement | E26 (Medium) | Omnidirectional | LED | 5 | 75 | 112.1 | 63.4 |  |  |  | 1100 | 11 | 100 | No | 25000 | 2700 | 82 | 8 | 0.9 | -20 | Dimmable | 10% |  | Damp Location Rated,Not for Use in Enclosed Fixtures |  |  |  | 2015-09-15 | 2015-09-23 | United States | ES_1018391_11A19DLED27/G2_09232015192531_6331855 | 2248400
Maxlite | MaxLED | 15A21DLED30/G4 | 15A21DLED30/G4 |  | A21 | General Purpose Replacement | E26 (Medium) | Omnidirectional | LED | 5 | 100 | 134.3 | 71.8 |  |  |  | 1600 | 15 | 106.7 | No | 25000 | 3000 | 84 | 11 | 0.9 | -20 | Dimmable | 10% | No | Damp Location Rated | No |  |  | 2016-08-15 | 2016-09-12 | United States | ES_1018391_15A21DLED30/G4_09122016220132_7692104 | 2279022
Maxlite | MaxLED | 11A19DLED27/G4 | 11A19DLED27/G4 | ,11A19DLED27/G4/BP, | A19 | General Purpose Replacement | E26 (Medium) | Omnidirectional | LED | 5 | 75 | 115.2 | 63.8 |  |  |  | 1100 | 11 | 100 | No | 25000 | 2700 | 84 | 15 | 0.9 | -20 | Dimmable | 10% | No | Damp Location Rated | No |  |  | 2016-08-15 | 2016-09-01 | United States | ES_1018391_11A19DLED27/G4_09012016175608_2569034 | 2277984
Maxlite | MaxLED | 11A19DLED30 | 11A19DLED30 |  | A19 | General Purpose Replacement | E26 (Medium) | Omnidirectional | LED | 5 | 60 | 112 | 60 |  |  |  | 800 | 11 | 72.7 | No | 25000 | 3000 | 81 | 2 | 0.9 | -20 | Dimmable | 10% |  | Damp Location Rated,Not for Use in Enclosed Fixtures |  |  |  | 2015-06-12 | 2015-07-30 | United States | ES_1018391_11A19DLED30_07302015172201_6921744 | 2244914
Maxlite | MaxLED | 11A19DLED30/G2 | 11A19DLED30/G2 |  | A19 | General Purpose Replacement | E26 (Medium) | Omnidirectional | LED | 5 | 75 | 112.3 | 63.7 |  |  |  | 1100 | 11 | 100 | No | 25000 | 3000 | 83 | 9 | 0.9 | -20 | Dimmable | 10% |  | Damp Location Rated,Not for Use in Enclosed Fixtures |  |  |  | 2015-09-15 | 2015-09-23 | United States | ES_1018391_11A19DLED30/G2_09232015192626_6386662 | 2248397
Maxlite | MaxLED | 11A19DLED30/G4 | 11A19DLED30/G4 |  | A19 | General Purpose Replacement | E26 (Medium) | Omnidirectional | LED | 5 | 75 | 112.1 | 63 |  |  |  | 1100 | 11 | 100 | No | 25000 | 3000 | 84 | 11 | 0.9 | -20 | Dimmable | 10% | No | Damp Location Rated | No |  |  | 2016-08-15 | 2016-09-01 | United States | ES_1018391_11A19DLED30/G4_09012016180239_2959233 | 2277985
Maxlite | MaxLED | 11A19DLED40 | 11A19DLED40 |  | A19 | General Purpose Replacement | E26 (Medium) | Omnidirectional | LED | 5 | 60 | 112 | 60 |  |  |  | 800 | 11 | 72.7 | No | 25000 | 4000 | 84 | 17 | 0.9 | -20 | Dimmable | 10% |  | Damp Location Rated,Not for Use in Enclosed Fixtures |  |  |  | 2015-06-12 | 2015-07-30 | United States | ES_1018391_11A19DLED40_07302015172409_7049601 | 2244915
Maxlite | MaxLED | 11A19DLED40/G2 | 11A19DLED40/G2 |  | A19 | General Purpose Replacement | E26 (Medium) | Omnidirectional | LED | 5 | 75 | 112.2 | 63.5 |  |  |  | 1100 | 11 | 100 | No | 25000 | 4000 | 85 | 17 | 0.9 | -20 | Dimmable | 10% |  | Damp Location Rated,Not for Use in Enclosed Fixtures |  |  |  | 2015-09-15 | 2015-09-23 | United States | ES_1018391_11A19DLED40/G2_09232015192956_6596880 | 2248401
Maxlite | MaxLED | 11A19DLED40/G4 | 11A19DLED40/G4 |  | A19 | General Purpose Replacement | E26 (Medium) | Omnidirectional | LED | 5 | 75 | 112.2 | 63.1 |  |  |  | 1100 | 11 | 100 | No | 25000 | 4000 | 84 | 17 | 0.9 | -20 | Dimmable | 10% | No | Damp Location Rated | No |  |  | 2016-08-15 | 2016-09-01 | United States | ES_1018391_11A19DLED40/G4_09012016180422_3062951 | 2277986
Maxlite | MaxLED | 11A19GUDLED27/G2 | 11A19GUDLED27/G2 |  | A19 | General Purpose Replacement | GU24 | Omnidirectional | LED | 5 | 75 | 112.1 | 63.4 |  |  |  | 1100 | 11 | 100 | No | 25000 | 2700 | 82 | 8 | 0.9 | -20 | Dimmable | 10% |  | Damp Location Rated,Not for Use in Enclosed Fixtures |  |  |  | 2015-09-15 | 2015-09-23 | United States | ES_1018391_11A19GUDLED27/G2_09232015193056_6656109 | 2248398
Maxlite | MaxLED | 11A19GUDLED27/G4 | 11A19GUDLED27/G4 |  | A19 | General Purpose Replacement | GU24 | Omnidirectional | LED | 5 | 75 | 115.2 | 63.8 |  |  |  | 1100 | 11 | 100 | No | 25000 | 2700 | 84 | 15 | 0.9 | -20 | Dimmable | 10% | No | Damp Location Rated | No |  |  | 2016-08-15 | 2016-09-01 | United States | ES_1018391_11A19GUDLED27/G4_09012016180142_2902714 | 2277987
Maxlite | MaxLED | 11A19GUDLED30/G2 | 11A19GUDLED30/G2 |  | A19 | General Purpose Replacement | GU24 | Omnidirectional | LED | 5 | 75 | 112.3 | 63.7 |  |  |  | 1100 | 11 | 100 | No | 25000 | 3000 | 83 | 9 | 0.9 | -20 | Dimmable | 10% |  | Damp Location Rated,Not for Use in Enclosed Fixtures |  |  |  | 2015-09-15 | 2015-09-23 | United States | ES_1018391_11A19GUDLED30/G2_09232015193144_6704932 | 2248402
Maxlite | MaxLED | 11A19GUDLED30/G4 | 11A19GUDLED30/G4 |  | A19 | General Purpose Replacement | GU24 | Omnidirectional | LED | 5 | 75 | 112.1 | 63 |  |  |  | 1100 | 11 | 100 | No | 25000 | 3000 | 84 | 11 | 0.9 | -20 | Dimmable | 10% | No | Damp Location Rated | No |  |  | 2016-08-15 | 2016-09-01 | United States | ES_1018391_11A19GUDLED30/G4_09012016180332_3012512 | 2277988
Maxlite | MaxLED | 11A19GUDLED40/G2 | 11A19GUDLED40/G2 |  | A19 | General Purpose Replacement | GU24 | Omnidirectional | LED | 5 | 75 | 112.2 | 63.5 |  |  |  | 1100 | 11 | 100 | No | 25000 | 4000 | 85 | 17 | 0.9 | -20 | Dimmable | 10% |  | Damp Location Rated,Not for Use in Enclosed Fixtures |  |  |  | 2015-09-15 | 2015-09-23 | United States | ES_1018391_11A19GUDLED40/G2_09232015193227_6747716 | 2248399
Maxlite | MaxLED | 11A19GUDLED40/G4 | 11A19GUDLED40/G4 |  | A19 | General Purpose Replacement | GU24 | Omnidirectional | LED | 5 | 75 | 112.2 | 63.1 |  |  |  | 1100 | 11 | 100 | No | 25000 | 4000 | 84 | 17 | 0.9 | -20 | Dimmable | 10% | No | Damp Location Rated | No |  |  | 2016-08-15 | 2016-09-01 | United States | ES_1018391_11A19GUDLED40/G4_09012016180631_3191293 | 2277989
Maxlite | MaxLED | 11A19ND27 | 11A19ND27 |  | A19 | General Purpose Replacement | E26 (Medium) | Omnidirectional | LED | 3 | 75 | 112.5 | 62 |  |  |  | 1100 | 11 | 100 | No | 15000 | 2700 | 82 | 7 | 0.8 | -20 |  |  | No | Damp Location Rated | No |  |  | 2016-09-20 | 2016-10-04 | United States | ES_1018391_11A19ND27_10042016153659_5419390 | 2280602
Maxlite | MaxLED | 11BR30DLED27 | 11BR30DLED27 | ,HC11BR30DLED27-RB, | BR30 | Reflector (Flood/Spot) | E26 (Medium) | Directional | LED | 5 | 65 | 130 | 95 |  |  | 113 | 850 | 11 | 77.3 | No | 25000 | 2700 | 82 | 14 | 0.9 | -20 | Dimmable | 10% |  | Damp Location Rated |  |  |  | 2014-08-01 | 2014-07-17 | United States | ES_1018391_11BR30DLED27_07172014140142_5702446 | 2215677
Maxlite | MaxLED | ﻿11BR30DLED27/G2 | ﻿11BR30DLED27/G2 |  | BR30 | Reflector (Flood/Spot) | E26 (Medium) | Directional | LED | 5 | 65 | 128.9 | 94.7 | 294 |  | 110 | 850 | 11 | 77.3 | No | 25000 | 2700 | 82 | 9 | 0.9 | -20 | Dimmable | 10% |  | Damp Location Rated,Not for Use in Enclosed Fixtures |  |  |  | 2015-11-03 | 2015-11-16 | United States | ES_1018391_﻿11BR30DLED27/G2_11172015001238_9158252 | 2252708
Maxlite | MaxLED | 11BR30DLED30 | 11BR30DLED30 |  | BR30 | Reflector (Flood/Spot) | E26 (Medium) | Directional | LED | 5 | 65 | 129.2 | 95.3 |  |  | 111 | 850 | 11 | 77.3 | No | 25000 | 3000 | 83 | 17 | 0.9 | -20 | Dimmable | 10% |  | Damp Location Rated |  |  |  | 2014-08-01 | 2014-07-17 | United States | ES_1018391_11BR30DLED30_07172014140205_5725095 | 2215678
Maxlite | MaxLED | ﻿11BR30DLED30/G2 | ﻿11BR30DLED30/G2 |  | BR30 | Reflector (Flood/Spot) | E26 (Medium) | Directional | LED | 5 | 65 | 128.8 | 94.7 | 319 |  | 110 | 850 | 11 | 77.3 | No | 25000 | 3000 | 82 | 9 | 0.9 | -20 | Dimmable | 10% |  | Damp Location Rated,Not for Use in Enclosed Fixtures |  |  |  | 2015-11-03 | 2015-11-16 | United States | ES_1018391_﻿11BR30DLED30/G2_11172015002025_9625062 | 2252709
Maxlite | MaxLED | ﻿11BR30DLED40/G2 | ﻿11BR30DLED40/G2 |  | BR30 | Reflector (Flood/Spot) | E26 (Medium) | Directional | LED | 5 | 65 | 129.5 | 94.6 | 329 |  | 110 | 850 | 11 | 77.3 | No | 25000 | 4000 | 84 | 16 | 0.9 | -20 | Dimmable | 10% |  | Damp Location Rated,Not for Use in Enclosed Fixtures |  |  |  | 2015-11-03 | 2015-11-16 | United States | ES_1018391_﻿11BR30DLED40/G2_11172015002053_9653919 | 2252710
Maxlite | MaxLED | 11BR30DLED41 | 11BR30DLED41 |  | BR30 | Reflector (Flood/Spot) | E26 (Medium) | Directional | LED | 5 | 65 | 129.2 | 94.5 |  |  | 110 | 850 | 11 | 77.3 | No | 25000 | 4000 | 85 | 26 | 0.9 | -20 | Dimmable | 10% |  | Damp Location Rated,Not for Use in Enclosed Fixtures |  |  |  | 2015-04-06 | 2015-04-09 | United States | ES_1018391_11BR30DLED41_04092015131510_5310008 | 2236071
Maxlite | MaxLED | 12A19DLED27 | 12A19DLED27 | ,HC12A19DLED27-RB, | A19 | General Purpose Replacement | E26 (Medium) | Omnidirectional | LED | 5 | 75 | 112.7 | 63.4 |  |  |  | 1100 | 12 | 91.7 | No | 25000 | 2700 | 82 | 16 | 0.9 | -20 | Dimmable | 5% |  | Damp Location Rated |  |  |  | 2014-06-23 | 2014-06-24 | United States | ES_1018391_12A19DLED27_06242014173445_1285081 | 2214211
Maxlite | MaxLED | 12A19DLED30 | 12A19DLED30 |  | A19 | General Purpose Replacement | E26 (Medium) | Omnidirectional | LED | 5 | 75 | 112.6 | 63.4 |  |  |  | 1100 | 12.4 | 91.7 | No | 25000 | 3000 | 83 | 15 | 0.9 | -20 | Dimmable | 10% |  | Damp Location Rated |  |  |  | 2014-09-22 | 2014-09-29 | United States | ES_1018391_12A19DLED30_09292014145843_2723411 | 2220685
Maxlite | MaxLED | 12A19DLED30-141 | 12A19DLED30-141 |  | A19 | General Purpose Replacement | E26 (Medium) | Omnidirectional | LED | 5 | 60 | 110.6 | 60.4 |  |  |  | 800 | 12 | 66.7 | No | 25000 | 3000 | 81 | 3 | 0.9 | -20 | Dimmable | 10% |  | Damp Location Rated,Not for Use in Enclosed Fixtures |  |  |  | 2015-05-01 | 2015-07-24 | United States | ES_1044455_12A19DLED30-141_07242015160818_4098465 | 2244505
Maxlite | MaxLED | 12A19DLED40-141 | 12A19DLED40-141 |  | A19 | General Purpose Replacement | E26 (Medium) | Omnidirectional | LED | 5 | 60 | 110.7 | 60.5 |  |  |  | 800 | 12 | 66.7 | No | 25000 | 4000 | 83 | 9 | 0.9 | -20 | Dimmable | 10% |  | Damp Location Rated,Not for Use in Enclosed Fixtures |  |  |  | 2015-05-01 | 2015-07-23 | United States | ES_1018391_12A19DLED40-141_07242015162153_4913157 | 2244506
Maxlite | MaxLED | 12A19DLED41 | 12A19DLED41 |  | A19 | General Purpose Replacement | E26 (Medium) | Omnidirectional | LED | 5 | 75 | 112.6 | 63.6 |  |  |  | 1100 | 12 | 91.7 | No | 25000 | 4000 | 85 | 20 | 0.9 | -20 | Dimmable | 10% |  | Damp Location Rated,Not for Use in Enclosed Fixtures |  |  |  | 2015-10-15 | 2015-10-21 | United States | ES_1018391_12A19DLED41_10212015202629_9189204 | 2251045
Maxlite | MaxLED | 12A19DLED930 | 12A19DLED930 | 12A19GUDLED930,12A19GUDLED930, | A19 | General Purpose Replacement | E26 (Medium) | Omnidirectional | LED | 5 | 60 | 112.7 | 63.3 |  |  |  | 800 | 12 | 66.7 | No | 25000 | 3000 | 96 | 69 | 0.9 | -20 | Dimmable | 10% |  | Damp Location Rated |  |  |  | 2014-09-22 | 2014-09-29 | United States | ES_1018391_12A19DLED930_09292014145906_2746731 | 2220683
Maxlite | MaxLED | 12A19GUDLED27 | 12A19GUDLED27 |  | A19 | General Purpose Replacement | GU24 | Omnidirectional | LED | 5 | 75 | 112.7 | 63.4 |  |  |  | 1100 | 12 | 91.7 | No | 25000 | 2700 | 82 | 16 | 0.9 | -20 | Dimmable | 5% |  | Damp Location Rated |  |  |  | 2014-06-23 | 2014-06-24 | United States | ES_1018391_12A19GUDLED27_06242014173525_1325492 | 2214213
Maxlite | MaxLED | 12A19GUDLED30 | 12A19GUDLED30 |  | A19 | General Purpose Replacement | GU24 | Omnidirectional | LED | 5 | 75 | 112.6 | 63.4 |  |  |  | 1100 | 12 | 91.6 | No | 25000 | 3000 | 83 | 15 | 0.9 | -20 | Dimmable | 10% |  | Damp Location Rated |  |  |  | 2014-07-01 | 2014-07-18 | United States | ES_1018391_12A19GUDLED30_07182014131144_9104443 | 2215718
Maxlite | MaxLED | 12BR30DLED927/G2 | 12BR30DLED927/G2 |  | BR30 | Reflector (Flood/Spot) | E26 (Medium) | Directional | LED | 5 | 65 | 129 | 94.8 | 308 |  | 110 | 800 | 12 | 66.7 | No | 25000 | 2700 | 93 | 68 | 0.9 | -20 | Dimmable | 10% |  | Damp Location Rated,Not for Use in Enclosed Fixtures |  |  |  | 2015-10-21 | 2015-10-28 | United States | ES_1018391_12BR30DLED927/G2_10282015192041_0041183 | 2251411
Maxlite | MaxLED | 12BR30DLED930/G2 | 12BR30DLED930/G2 |  | BR30 | Reflector (Flood/Spot) | E26 (Medium) | Directional | LED | 5 | 65 | 129 | 94.7 | 329 |  | 110 | 800 | 12 | 66.7 | No | 25000 | 3000 | 94 | 70 | 0.9 | -20 | Dimmable | 10% |  | Damp Location Rated,Not for Use in Enclosed Fixtures |  |  |  | 2015-09-22 | 2015-10-22 | United States | ES_1018391_12BR30DLED930/G2_10222015111711_2631931 | 2251078
Maxlite | MaxLED | 12P30DLED27FL | 12P30DLED27FL | ,12P30DLED27FL/BP, | PAR30 | Reflector (Flood/Spot) | E26 (Medium) | Directional | LED | 5 | 75 | 93.3 | 96.1 | 1680 |  | 40 | 850 | 12.3 | 69.1 | No | 25000 | 2700 | 81 | 9 | 0.9 | -20 | Dimmable | 10% |  | Damp Location Rated |  |  |  | 2014-12-01 | 2014-12-22 | United States | ES_1018391_12P30DLED27FL_12222014184514_3914426 | 2229769
Maxlite | MaxLED | 12P30DLED27NF | 12P30DLED27NF |  | PAR30 | Reflector (Flood/Spot) | E26 (Medium) | Directional | LED | 5 | 75 | 92.2 | 95.3 | 5176 |  | 25 | 850 | 12.3 | 69.1 | No | 25000 | 2700 | 81 | 9 | 0.9 | -20 | Dimmable | 10% |  | Damp Location Rated |  |  |  | 2014-12-01 | 2014-12-22 | United States | ES_1018391_12P30DLED27NF_12222014184442_3882252 | 2229768
Maxlite | MaxLED | 12P30DLED30FL | 12P30DLED30FL |  | PAR30 | Reflector (Flood/Spot) | E26 (Medium) | Directional | LED | 5 | 75 | 92.2 | 95.3 | 2024 |  | 40 | 850 | 12 | 70.8 | No | 25000 | 3000 | 80 | 8 | 0.9 | -20 | Dimmable | 10% |  | Damp Location Rated |  |  |  | 2014-12-01 | 2014-12-22 | United States | ES_1018391_12P30DLED30FL_12222014184613_3973347 | 2229771
Maxlite | MaxLED | 12P30DLED30NF | 12P30DLED30NF |  | PAR30 | Reflector (Flood/Spot) | E26 (Medium) | Directional | LED | 5 | 75 | 93.8 | 95 | 3826 |  | 25 | 850 | 12.4 | 68.5 | No | 25000 | 3000 | 81 | 11 | 0.9 | -20 | Dimmable | 10% |  | Damp Location Rated |  |  |  | 2014-12-01 | 2014-12-22 | United States | ES_1018391_12P30DLED30NF_12222014184539_3939982 | 2229770
Maxlite | MaxLED | 12P30LNDLED27FL | 12P30LNDLED27FL |  | PAR30L | Reflector (Flood/Spot) | E26 (Medium) | Directional | LED | 5 | 75 | 115.5 | 94.5 | 1976 |  | 40 | 850 | 12.2 | 69.7 | No | 25000 | 2700 | 81 | 9 | 0.9 | -20 | Dimmable | 10% |  | Damp Location Rated |  |  |  | 2014-08-15 | 2014-08-27 | United States | ES_1018391_12P30LNDLED27FL_08272014132212_5732370 | 2217975
Maxlite | MaxLED | 12P30LNDLED27FL/G2 | 12P30LNDLED27FL/G2 | ,12P30LNDLED27FL/G2BP, | PAR30L | Reflector (Flood/Spot) | E26 (Medium) | Directional | LED | 5 | 75 | 117.5 | 95.2 | 2604 |  | 40 | 850 | 12 | 70.8 | No | 25000 | 2700 | 82 | 7 | 0.9 | -20 | Dimmable | 10% |  | Damp Location Rated,Not for Use in Enclosed Fixtures |  |  |  | 2015-09-25 | 2015-09-24 | United States | ES_1018391_12P30LNDLED27FL/G2_09242015201552_5752748 | 2248459
Maxlite | MaxLED | 12P30LNDLED27NF | 12P30LNDLED27NF |  | PAR30L | Reflector (Flood/Spot) | E26 (Medium) | Directional | LED | 5 | 75 | 115.5 | 94.6 | 4761 |  | 25 | 850 | 12 | 70.8 | No | 25000 | 2700 | 81 | 9 | 0.9 | -20 | Dimmable | 10% |  | Damp Location Rated,Not for Use in Enclosed Fixtures |  |  |  | 2014-11-01 | 2015-08-18 | United States | ES_1018391_12P30LNDLED27NF_08182015170936_7776481 | 2245895
Maxlite | MaxLED | ﻿12P30LNDLED27NF/G2 | ﻿12P30LNDLED27NF/G2 |  | PAR30L | Reflector (Flood/Spot) | E26 (Medium) | Directional | LED | 5 | 75 | 116 | 94.7 | 3065 |  | 25 | 850 | 12 | 70.8 | No | 25000 | 2700 | 82 | 7 | 0.9 | -20 | Dimmable | 10% |  | Damp Location Rated,Not for Use in Enclosed Fixtures |  |  |  | 2015-11-11 | 2015-11-23 | United States | ES_1018391_﻿12P30LNDLED27NF/G2_11232015164650_7210182 | 2253172
Maxlite | MaxLED | 12P30LNDLED30FL | 12P30LNDLED30FL |  | PAR30L | Reflector (Flood/Spot) | E26 (Medium) | Directional | LED | 5 | 75 | 115.5 | 94.5 | 2140 |  | 40 | 850 | 12.1 | 80.5 | No | 25000 | 3000 | 81 | 12 | 0.9 | -20 | Dimmable | 10% |  | Damp Location Rated |  |  |  | 2014-09-22 | 2014-10-21 | United States | ES_1018391_12P30LNDLED30FL_10212014174754_3674554 | 2222918
Maxlite | MaxLED | 12P30LNDLED30FL/G2 | 12P30LNDLED30FL/G2 |  | PAR30L | Reflector (Flood/Spot) | E26 (Medium) | Directional | LED | 5 | 75 | 116.1 | 95.4 | 2337 |  | 40 | 850 | 12 | 70.8 | No | 25000 | 3000 | 83 | 12 | 0.9 | -20 | Dimmable | 10% |  | Damp Location Rated,Not for Use in Enclosed Fixtures |  |  |  | 2015-11-11 | 2015-11-23 | United States | ES_1018391_12P30LNDLED30FL/G2_11232015164743_7263584 | 2253170
Maxlite | MaxLED | ﻿12P30LNDLED30NF/G2 | ﻿12P30LNDLED30NF/G2 |  | PAR30L | Reflector (Flood/Spot) | E26 (Medium) | Directional | LED | 5 | 75 | 117.3 | 94.9 | 3202 |  | 25 | 850 | 12 | 70.8 | No | 25000 | 3000 | 82 | 8 | 0.9 | -20 | Dimmable | 10% |  | Damp Location Rated,Not for Use in Enclosed Fixtures |  |  |  | 2015-11-11 | 2015-11-23 | United States | ES_1018391_﻿12P30LNDLED30NF/G2_11232015164717_7237796 | 2253173
Maxlite | MaxLED | 12P30LNDLED40FL/G2 | 12P30LNDLED40FL/G2 |  | PAR30L | Reflector (Flood/Spot) | E26 (Medium) | Directional | LED | 5 | 75 | 116 | 94.9 | 2197 |  | 40 | 850 | 12 | 70.8 | No | 25000 | 4000 | 84 | 15 | 0.9 | -20 | Dimmable | 10% |  | Damp Location Rated,Not for Use in Enclosed Fixtures |  |  |  | 2015-11-11 | 2015-11-23 | United States | ES_1018391_12P30LNDLED40FL/G2_11232015164807_7287020 | 2253171
Maxlite | MaxLED | 13P38DLED27FL | 13P38DLED27FL |  | PAR38 | Reflector (Flood/Spot) | E26 (Medium) | Directional | LED | 5 | 90 | 128.7 | 119.6 | 2513 |  | 35 | 950 | 13 | 73.1 | No | 25000 | 2700 | 82 | 13 | 0.9 | -20 | Dimmable | 5% | No | Damp Location Rated | No |  |  | 2016-10-10 | 2016-10-28 | United States | ES_1018391_13P38DLED27FL_10282016151141_7501798 | 2282619
Maxlite | MaxLED | 13P38DLED30FL | 13P38DLED30FL |  | PAR38 | Reflector (Flood/Spot) | E26 (Medium) | Directional | LED | 5 | 90 | 128.7 | 119.6 | 2470 |  | 35 | 950 | 13 | 73.1 | No | 25000 | 3000 | 82 | 16 | 0.9 | -20 | Dimmable | 5% | No | Damp Location Rated | No |  |  | 2016-10-10 | 2016-10-28 | United States | ES_1018391_13P38DLED30FL_10282016152257_8177046 | 2282621
Maxlite | MaxLED | 14A19ND27 | 14A19ND27 |  | A19 | General Purpose Replacement | E26 (Medium) | Omnidirectional | LED | 3 | 100 | 112.6 | 62.1 |  |  |  | 1600 | 14 | 114.3 | No | 15000 | 2700 | 82 | 8 | 0.8 | -20 |  |  | No | Damp Location Rated | No |  |  | 2016-09-20 | 2016-10-04 | United States | ES_1018391_14A19ND27_10042016154354_5834731 | 2280603
Maxlite | MaxLED | 14BR30DLED930 | 14BR30DLED930 |  | BR30 | Reflector (Flood/Spot) | E26 (Medium) | Directional | LED | 5 | 65 | 130.1 | 95.2 | 277 |  | 110 | 800 | 13.7 | 64.2 | No | 25000 | 3000 | 95 | 66 | 0.9 | -20 | Dimmable | 10% |  | Damp Location Rated |  |  |  | 2014-09-22 | 2014-10-21 | United States | ES_1018391_14BR30DLED930_10212014173437_2877234 | 2222916
Maxlite | MaxLED | 14BR40DLED930 | 14BR40DLED930 |  | BR40 | Reflector (Flood/Spot) | E26 (Medium) | Directional | LED | 5 | 75 | 159.2 | 119.9 | 353 |  | 107 | 1000 | 14 | 71.4 | No | 25000 | 3000 | 93 | 73 | 0.9 | -20 | Dimmable | 10% |  | Damp Location Rated,Not for Use in Enclosed Fixtures |  |  |  | 2015-06-12 | 2015-09-16 | United States | ES_1018391_14BR40DLED930_09162015213904_9544480 | 2248079
Maxlite | MaxLED | 14BR40DLED930/G2 | 14BR40DLED930/G2 |  | BR40 | Reflector (Flood/Spot) | E26 (Medium) | Directional | LED | 5 | 75 | 158.3 | 119.9 |  |  | 110 | 1000 | 14 | 71.4 | No | 25000 | 3000 | 93 | 70 | 0.9 | -20 | Dimmable | 10% |  | Damp Location Rated,Not for Use in Enclosed Fixtures |  |  |  | 2016-03-25 | 2016-04-20 | United States | ES_1018391_14BR40DLED930/G2_04202016223313_1593152 | 2265082
Maxlite | MaxLED | 15A21DLED27/G2 | 15A21DLED27/G2 | ,15A21DLED27/G2BP, | A21 | General Purpose Replacement | E26 (Medium) | Omnidirectional | LED | 5 | 100 | 130.9 | 69.5 |  |  |  | 1600 | 15 | 106.7 | No | 25000 | 2700 | 82 | 8 | 0.9 | -20 | Dimmable | 10% |  | Damp Location Rated,Not for Use in Enclosed Fixtures |  |  |  | 2015-09-15 | 2015-09-23 | United States | ES_1018391_15A21DLED27/G2_09232015194856_7736076 | 2248403
Maxlite | MaxLED | 15A21DLED27/G4 | 15A21DLED27/G4 | ,15A21DLED27/G4/BP, | A21 | General Purpose Replacement | E26 (Medium) | Omnidirectional | LED | 5 | 100 | 134.9 | 71.7 |  |  |  | 1600 | 15 | 106.7 | No | 25000 | 2700 | 84 | 15 | 0.9 | -20 | Dimmable | 10% | No | Damp Location Rated | No |  |  | 2016-08-15 | 2016-09-12 | United States | ES_1018391_15A21DLED27/G4_09122016214647_6807171 | 2279020
Maxlite | MaxLED | 15A21DLED30/G2 | 15A21DLED30/G2 |  | A21 | General Purpose Replacement | E26 (Medium) | Omnidirectional | LED | 5 | 100 | 131.6 | 69.8 |  |  |  | 1600 | 15 | 106.7 | No | 25000 | 3000 | 82 | 7 | 0.9 | -20 | Dimmable | 10% |  | Damp Location Rated,Not for Use in Enclosed Fixtures |  |  |  | 2015-09-15 | 2015-09-23 | United States | ES_1018391_15A21DLED30/G2_09232015194919_7759433 | 2248406
Maxlite | MaxLED | 15A21DLED40/G2 | 15A21DLED40/G2 |  | A21 | General Purpose Replacement | E26 (Medium) | Omnidirectional | LED | 5 | 100 | 132.3 | 71.3 |  |  |  | 1600 | 15 | 106.7 | No | 25000 | 4000 | 84 | 15 | 0.9 | -20 | Dimmable | 10% |  | Damp Location Rated,Not for Use in Enclosed Fixtures |  |  |  | 2015-09-15 | 2015-09-23 | United States | ES_1018391_15A21DLED40/G2_09232015194945_7785676 | 2248404
Maxlite | MaxLED | 15A21DLED40/G4 | 15A21DLED40/G4 |  | A21 | General Purpose Replacement | E26 (Medium) | Omnidirectional | LED | 5 | 100 | 134.5 | 72 |  |  |  | 1600 | 15 | 106.7 | No | 25000 | 4000 | 84 | 18 | 0.9 | -20 | Dimmable | 10% | No | Damp Location Rated | No |  |  | 2016-08-15 | 2016-09-12 | United States | ES_1018391_15A21DLED40/G4_09122016221802_8682659 | 2279024
Maxlite | MaxLED | 15A21GUDLED27/G2 | 15A21GUDLED27/G2 |  | A21 | General Purpose Replacement | GU24 | Omnidirectional | LED | 5 | 100 | 130.9 | 69.5 |  |  |  | 1600 | 15 | 106.7 | No | 25000 | 2700 | 82 | 8 | 0.9 | -20 | Dimmable | 10% |  | Damp Location Rated,Not for Use in Enclosed Fixtures |  |  |  | 2015-09-15 | 2015-09-23 | United States | ES_1018391_15A21GUDLED27/G2_09232015195008_7808279 | 2248407
Maxlite | MaxLED | 15A21GUDLED27/G4 | 15A21GUDLED27/G4 |  | A21 | General Purpose Replacement | GU24 | Omnidirectional | LED | 5 | 100 | 134.9 | 71.7 |  |  |  | 1600 | 15 | 106.7 | No | 25000 | 2700 | 84 | 15 | 0.9 | -20 | Dimmable | 10% | No | Damp Location Rated | No |  |  | 2016-08-15 | 2016-09-12 | United States | ES_1018391_15A21GUDLED27/G4_09122016215110_7070051 | 2279021
Maxlite | MaxLED | 15A21GUDLED30/G2 | 15A21GUDLED30/G2 |  | A21 | General Purpose Replacement | GU24 | Omnidirectional | LED | 5 | 100 | 131.6 | 69.8 |  |  |  | 1600 | 15 | 106.7 | No | 25000 | 3000 | 82 | 7 | 0.9 | -20 | Dimmable | 10% |  | Damp Location Rated,Not for Use in Enclosed Fixtures |  |  |  | 2015-09-15 | 2015-09-23 | United States | ES_1018391_15A21GUDLED30/G2_09232015195039_7839275 | 2248405
Maxlite | MaxLED | 15A21GUDLED30/G4 | 15A21GUDLED30/G4 |  | A21 | General Purpose Replacement | GU24 | Omnidirectional | LED | 5 | 100 | 134.3 | 71.8 |  |  |  | 1600 | 15 | 106.7 | No | 25000 | 3000 | 84 | 11 | 0.9 | -20 | Dimmable | 10% | No | Damp Location Rated | No |  |  | 2016-08-15 | 2016-09-12 | United States | ES_1018391_15A21GUDLED30/G4_09122016220157_7717191 | 2279023
Maxlite | MaxLED | 15A21GUDLED40/G2 | 15A21GUDLED40/G2 |  | A21 | General Purpose Replacement | GU24 | Omnidirectional | LED | 5 | 100 | 132.3 | 71.3 |  |  |  | 1600 | 15 | 106.7 | No | 25000 | 4000 | 84 | 15 | 0.9 | -20 | Dimmable | 10% |  | Damp Location Rated,Not for Use in Enclosed Fixtures |  |  |  | 2015-09-15 | 2015-09-23 | United States | ES_1018391_15A21GUDLED40/G2_09232015195058_7858931 | 2248408
Maxlite | MaxLED | 15A21GUDLED40/G4 | 15A21GUDLED40/G4 |  | A21 | General Purpose Replacement | GU24 | Omnidirectional | LED | 5 | 100 | 134.5 | 72 |  |  |  | 1600 | 15 | 106.7 | No | 25000 | 4000 | 84 | 18 | 0.9 | -20 | Dimmable | 10% | No | Damp Location Rated | No |  |  | 2016-08-15 | 2016-09-12 | United States | ES_1018391_15A21GUDLED40/G4_09122016221912_8752542 | 2279025
Maxlite | MaxLED | 17A21DLED30 | 17A21DLED30 |  | A21 | General Purpose Replacement | E26 (Medium) | Omnidirectional | LED | 5 | 100 | 127.9 | 69.5 |  |  |  | 1600 | 17 | 94.1 | No | 25000 | 3000 | 83 | 15 | 0.9 | -20 | Dimmable | 10% |  | Damp Location Rated |  |  |  | 2014-10-27 | 2014-10-31 | United States | ES_1018391_17A21DLED30_11032014202823_6503697 | 2225111
Maxlite | MaxLED | ﻿17A21DLED41 | ﻿17A21DLED41 |  | A21 | General Purpose Replacement | E26 (Medium) | Omnidirectional | LED | 5 | 100 | 130 | 70 |  |  |  | 1600 | 17.4 | 92 | No | 25000 | 4000 | 84 | 14 | 0.9 | -20 | Dimmable | 10% |  | Damp Location Rated,Not for Use in Enclosed Fixtures |  |  |  | 2015-05-18 | 2015-08-25 | United States | ES_1018391_﻿17A21DLED41_08252015165939_1979530 | 2246489
Maxlite | MaxLED | 17A21GUDLED27 | 17A21GUDLED27 |  | A21 | General Purpose Replacement | GU24 | Omnidirectional | LED | 5 | 100 | 130 | 70 |  |  |  | 1600 | 17 | 94.1 | No | 25000 | 2700 | 82 | 14 | 0.9 | -20 | Dimmable | 5% |  | Damp Location Rated |  |  |  | 2014-06-23 | 2014-06-24 | United States | ES_1018391_17A21GUDLED27_06242014173618_1378344 | 2214214
Maxlite | MaxLED | 17A21GUDLED30 | 17A21GUDLED30 |  | A21 | General Purpose Replacement | GU24 | Omnidirectional | LED | 5 | 100 | 127.9 | 69.5 |  |  |  | 1600 | 17 | 94.1 | No | 25000 | 3000 | 83 | 15 | 0.9 | -20 | Dimmable | 10% |  | Damp Location Rated |  |  |  | 2014-07-01 | 2014-07-18 | United States | ES_1018391_17A21GUDLED30_07182014131209_9129226 | 2215719
Maxlite | MaxLED | 17A21GUDLED41 | 17A21GUDLED41 |  | A21 | General Purpose Replacement | GU24 | Omnidirectional | LED | 5 | 100 | 130 | 70 |  |  |  | 1600 | 17.4 | 92 | No | 25000 | 4000 | 84 | 14 | 0.9 | -20 | Dimmable | 10% |  | Damp Location Rated,Not for Use in Enclosed Fixtures |  |  |  | 2015-05-18 | 2015-08-25 | United States | ES_1018391_17A21GUDLED41_08252015170015_2015997 | 2246488
Maxlite | MaxLED | 17BR40DLED27 | 17BR40DLED27 |  | BR40 | Reflector (Flood/Spot) | E26 (Medium) | Directional | LED | 5 | 100 | 160.1 | 119.9 |  |  | 111 | 1400 | 17 | 82.4 | No | 25000 | 2700 | 82 | 12 | 0.9 | -20 | Dimmable | 10% |  | Damp Location Rated |  |  |  | 2014-08-01 | 2014-07-17 | United States | ES_1018391_17BR40DLED27_07172014140306_5786984 | 2215679
Maxlite | MaxLED | 17BR40DLED27/G2 | 17BR40DLED27/G2 |  | BR40 | Reflector (Flood/Spot) | E26 (Medium) | Directional | LED | 5 | 100 | 158.7 | 120 | 491 |  | 110 | 1400 | 17 | 82.4 | No | 25000 | 2700 | 82 | 9 | 0.9 | -20 | Dimmable | 10% |  | Damp Location Rated,Not for Use in Enclosed Fixtures |  |  |  | 2015-12-24 | 2016-01-29 | United States | ES_1018391_17BR40DLED27/G2_01292016205008_0608253 | 2257518
Maxlite | MaxLED | 17BR40DLED30 | 17BR40DLED30 |  | BR40 | Reflector (Flood/Spot) | E26 (Medium) | Directional | LED | 5 | 100 | 158.2 | 120 |  |  | 108 | 1400 | 17 | 82.4 | No | 25000 | 3000 | 83 | 17 | 0.9 | -20 | Dimmable | 10% |  | Damp Location Rated |  |  |  | 2014-08-01 | 2014-07-17 | United States | ES_1018391_17BR40DLED30_07172014140326_5806385 | 2215680
Maxlite | MaxLED | ﻿17BR40DLED30/G2 | ﻿17BR40DLED30/G2 |  | BR40 | Reflector (Flood/Spot) | E26 (Medium) | Directional | LED | 5 | 100 | 159.4 | 120.2 | 512 |  | 110 | 1400 | 17 | 82.4 | No | 25000 | 3000 | 82 | 9 | 0.9 | -20 | Dimmable | 10% |  | Damp Location Rated,Not for Use in Enclosed Fixtures |  |  |  | 2015-12-24 | 2016-01-29 | United States | ES_1018391_﻿17BR40DLED30/G2_01292016205022_0622296 | 2257519
Maxlite | MaxLED | ﻿17BR40DLED40/G2 | ﻿17BR40DLED40/G2 |  | BR40 | Reflector (Flood/Spot) | E26 (Medium) | Directional | LED | 5 | 100 | 158.8 | 119.8 | 512 |  | 110 | 1400 | 17 | 82.4 | No | 25000 | 4000 | 84 | 15 | 0.9 | -20 | Dimmable | 10% |  | Damp Location Rated,Not for Use in Enclosed Fixtures |  |  |  | 2015-12-24 | 2016-01-29 | United States | ES_1018391_﻿17BR40DLED40/G2_01292016205036_0636332 | 2257520
Maxlite | MaxLED | 17BR40DLED41 | 17BR40DLED41 |  | BR40 | Reflector (Flood/Spot) | E26 (Medium) | Directional | LED | 5 | 100 | 162.5 | 119.9 | 567 |  | 110 | 1400 | 17 | 82.4 | No | 25000 | 4000 | 84 | 13 | 0.9 | -20 | Dimmable | 10% |  | Damp Location Rated,Not for Use in Enclosed Fixtures |  |  |  | 2015-06-01 | 2015-09-16 | United States | ES_1018391_17BR40DLED41_09162015214850_0130816 | 2248080
Maxlite | MaxLED | 5B11DLED27 | 5B11DLED27 | ,5B11DLED27/BP,; ,HC5B11DLED27-RB3, | Decorative: Other | Decorative | E12 (Candelabra) | Decorative | LED | 5 | 40 | 97 | 35 |  |  |  | 325 | 5.3 | 65 | No | 15000 | 2700 | 83 | 21 | 0.9 | -20 | Dimmable | 10% |  | Damp Location Rated |  |  |  | 2014-09-22 | 2014-09-29 | United States | ES_1018391_5B11DLED27_09292014145232_2352484 | 2220687
Maxlite | MaxLED | 6A19DLED27/G2 | 6A19DLED27/G2 |  | A19 | General Purpose Replacement | E26 (Medium) | Omnidirectional | LED | 5 | 40 | 112.3 | 64.1 |  |  |  | 470 | 6 | 78.3 | No | 25000 | 2700 | 83 | 13 | 0.9 | -20 | Dimmable | 10% |  | Damp Location Rated,Not for Use in Enclosed Fixtures |  |  |  | 2015-09-15 | 2015-09-23 | United States | ES_1018391_6A19DLED27/G2_09232015172453_9093955 | 2248389
Maxlite | MaxLED | 6A19DLED27/G4 | 6A19DLED27/G4 |  | A19 | General Purpose Replacement | E26 (Medium) | Omnidirectional | LED | 5 | 40 | 109.4 | 59.8 |  |  |  | 480 | 6 | 80 | No | 25000 | 2700 | 84 | 13 | 0.9 | -20 | Dimmable | 10% | No | Damp Location Rated,Not for Use in Recessed Fixtures | No |  |  | 2016-08-03 | 2016-08-24 | United States | ES_1018391_6A19DLED27/G4_08242016223221_7941466 | 2276417
Maxlite | MaxLED | 6A19DLED30/G2 | 6A19DLED30/G2 |  | A19 | General Purpose Replacement | E26 (Medium) | Omnidirectional | LED | 5 | 40 | 112.2 | 63.6 |  |  |  | 470 | 6 | 78.3 | No | 25000 | 3000 | 83 | 10 | 0.9 | -20 | Dimmable | 10% |  | Damp Location Rated,Not for Use in Enclosed Fixtures |  |  |  | 2015-09-15 | 2015-09-23 | United States | ES_1018391_6A19DLED30/G2_09232015172533_9133157 | 2248387
Maxlite | MaxLED | 6A19DLED30/G4 | 6A19DLED30/G4 |  | A19 | General Purpose Replacement | E26 (Medium) | Omnidirectional | LED | 5 | 40 | 107.8 | 59.9 |  |  |  | 480 | 6 | 80 | No | 25000 | 3000 | 83 | 8 | 0.9 | -20 | Dimmable | 10% | No | Damp Location Rated,Not for Use in Recessed Fixtures | No |  |  | 2016-08-03 | 2016-08-24 | United States | ES_1018391_6A19DLED30/G4_08242016223302_7982126 | 2276418
Maxlite | MaxLED | 6A19DLED40/G4 | 6A19DLED40/G4 |  | A19 | General Purpose Replacement | E26 (Medium) | Omnidirectional | LED | 5 | 40 | 109.7 | 59.9 |  |  |  | 480 | 6 | 80 | No | 25000 | 4000 | 84 | 15 | 0.9 | -20 | Dimmable | 10% | No | Damp Location Rated,Not for Use in Recessed Fixtures | No |  |  | 2016-08-03 | 2016-08-24 | United States | ES_1018391_6A19DLED40/G4_08242016223357_8037284 | 2276419
Maxlite | MaxLED | 6A19GUDLED27/G2 | 6A19GUDLED27/G2 |  | A19 | General Purpose Replacement | GU24 | Omnidirectional | LED | 5 | 40 | 112.3 | 64.1 |  |  |  | 470 | 6 | 78.3 | No | 25000 | 2700 | 83 | 13 | 0.9 | -20 | Dimmable | 10% |  | Damp Location Rated,Not for Use in Enclosed Fixtures |  |  |  | 2015-09-15 | 2015-09-23 | United States | ES_1018391_6A19GUDLED27/G2_09232015172610_9170873 | 2248390
Maxlite | MaxLED | 6A19GUDLED27/G4 | 6A19GUDLED27/G4 |  | A19 | General Purpose Replacement | GU24 | Omnidirectional | LED | 5 | 40 | 109.4 | 59.8 |  |  |  | 480 | 6 | 80 | No | 25000 | 2700 | 84 | 13 | 0.9 | -20 | Dimmable | 10% | No | Damp Location Rated,Not for Use in Recessed Fixtures | No |  |  | 2016-08-03 | 2016-08-24 | United States | ES_1018391_6A19GUDLED27/G4_08242016223653_8213017 | 2276420
Maxlite | MaxLED | 6A19GUDLED30/G2 | 6A19GUDLED30/G2 |  | A19 | General Purpose Replacement | GU24 | Omnidirectional | LED | 5 | 40 | 112.2 | 63.6 |  |  |  | 470 | 6 | 78.3 | No | 25000 | 3000 | 83 | 10 | 0.9 | -20 | Dimmable | 10% |  | Damp Location Rated,Not for Use in Enclosed Fixtures |  |  |  | 2015-09-15 | 2015-09-23 | United States | ES_1018391_6A19GUDLED30/G2_09232015172635_9195905 | 2248388
Maxlite | MaxLED | 6A19GUDLED30/G4 | 6A19GUDLED30/G4 |  | A19 | General Purpose Replacement | GU24 | Omnidirectional | LED | 5 | 40 | 107.8 | 59.9 |  |  |  | 480 | 6 | 80 | No | 25000 | 3000 | 83 | 8 | 0.9 | -20 | Dimmable | 10% | No | Damp Location Rated,Not for Use in Recessed Fixtures | No |  |  | 2016-08-03 | 2016-08-24 | United States | ES_1018391_6A19GUDLED30/G4_08242016223902_8342613 | 2276421
Maxlite | MaxLED | 6A19GUDLED40/G4 | 6A19GUDLED40/G4 |  | A19 | General Purpose Replacement | GU24 | Omnidirectional | LED | 5 | 40 | 109.7 | 59.9 |  |  |  | 480 | 6 | 80 | No | 25000 | 4000 | 84 | 15 | 0.9 | -20 | Dimmable | 10% | No | Damp Location Rated,Not for Use in Recessed Fixtures | No |  |  | 2016-08-03 | 2016-08-24 | United States | ES_1018391_6A19GUDLED40/G4_08242016223934_8374898 | 2276422
Maxlite | MaxLED | 6A19ND27 | 6A19ND27 |  | A19 | General Purpose Replacement | E26 (Medium) | Omnidirectional | LED | 3 | 40 | 108 | 60 |  |  |  | 480 | 6 | 80 | No | 15000 | 2700 | 82 | 6 | 0.6 | -20 |  |  | No | Damp Location Rated | No |  |  | 2016-09-20 | 2016-10-04 | United States | ES_1018391_6A19ND27_10042016141258_0378645 | 2280591
Maxlite | MaxLED | 6A19ND30 | 6A19ND30 |  | A19 | General Purpose Replacement | E26 (Medium) | Omnidirectional | LED | 3 | 40 | 108 | 60 |  |  |  | 480 | 6 | 80 | No | 15000 | 3000 | 84 | 11 | 0.6 | -20 |  |  | No | Damp Location Rated | No |  |  | 2016-09-20 | 2016-10-04 | United States | ES_1018391_6A19ND30_10042016141331_0411441 | 2280592
Maxlite | MaxLED | 6G25DLED27 | 6G25DLED27 | ,6G25DLED27/BP,; ,HC6G25DLED27-RB3, | G25 | Globe | E26 (Medium) | Omnidirectional | LED | 5 | 40 | 123 | 79.9 |  |  |  | 450 | 6.1 | 75 | No | 25000 | 2700 | 82 | 16 | 0.7 | -20 | Dimmable | 10% |  | Damp Location Rated |  |  |  | 2014-09-22 | 2014-09-29 | United States | ES_1018391_6G25DLED27_09292014145524_2524866 | 2220688
Maxlite | MaxLED | 7A19DLED27 | 7A19DLED27 | ,HC7A19DLED27-RB, HC7A19DLED27TR, | A19 | General Purpose Replacement | E26 (Medium) | Omnidirectional | LED | 5 | 40 | 112 | 63.5 |  |  |  | 470 | 7 | 67.1 | No | 25000 | 2700 | 83 | 17 | 0.9 | -20 | Dimmable | 10% |  | Damp Location Rated |  |  |  | 2014-07-01 | 2014-07-18 | United States | ES_1018391_7A19DLED27_07182014125746_8266232 | 2215714
Maxlite | MaxLED | 7A19DLED30 | 7A19DLED30 |  | A19 | General Purpose Replacement | E26 (Medium) | Omnidirectional | LED | 5 | 40 | 112 | 63.5 |  |  |  | 470 | 7 | 67.1 | No | 25000 | 3000 | 83 | 19 | 0.9 | -20 | Dimmable | 10% |  | Damp Location Rated |  |  |  | 2014-07-01 | 2014-07-18 | United States | ES_1018391_7A19DLED30_07182014130717_8837825 | 2215715
Maxlite | MaxLED | 7A19GUDLED27 | 7A19GUDLED27 |  | A19 | General Purpose Replacement | GU24 | Omnidirectional | LED | 5 | 40 | 112 | 63.5 |  |  |  | 470 | 7 | 67.1 | No | 25000 | 2700 | 83 | 17 | 0.9 | -20 | Dimmable | 10% |  | Damp Location Rated |  |  |  | 2014-07-01 | 2014-07-18 | United States | ES_1018391_7A19GUDLED27_07292014200412_4252389 | 2216614
Maxlite | MaxLED | 7A19GUDLED30 | 7A19GUDLED30 |  | A19 | General Purpose Replacement | GU24 | Omnidirectional | LED | 5 | 40 | 112 | 63.5 |  |  |  | 470 | 7 | 67.1 | No | 25000 | 3000 | 83 | 19 | 0.9 | -20 | Dimmable | 10% |  | Damp Location Rated |  |  |  | 2014-07-01 | 2014-07-18 | United States | ES_1018391_7A19GUDLED30_07182014151152_6312242 | 2215722
Maxlite | MaxLED | 7BR20DLED27 | 7BR20DLED27 |  | R20 | Reflector (Flood/Spot) | E26 (Medium) | Directional | LED | 5 | 50 | 98 | 64 |  |  | 107 | 550 | 7 | 78.6 | No | 25000 | 2700 | 82 | 13 | 0.9 | -20 | Dimmable | 10% |  | Damp Location Rated |  |  |  | 2014-08-01 | 2014-07-17 | United States | ES_1018391_7BR20DLED27_07172014140250_5770127 | 2215681
Maxlite | MaxLED | ﻿7BR20DLED27/G2 | ﻿7BR20DLED27/G2 |  | R20 | Reflector (Flood/Spot) | E26 (Medium) | Directional | LED | 5 | 50 | 96.2 | 63.3 | 198 |  | 110 | 550 | 7.2 | 76.4 | No | 25000 | 2700 | 82 | 8 | 0.9 | -20 | Dimmable | 10% |  | Damp Location Rated,Not for Use in Enclosed Fixtures |  |  |  | 2015-11-03 | 2015-11-16 | United States | ES_1018391_﻿7BR20DLED27/G2_11162015205818_7498484 | 2252680
Maxlite | MaxLED | 7BR20DLED30 | 7BR20DLED30 |  | R20 | Reflector (Flood/Spot) | E26 (Medium) | Directional | LED | 5 | 50 | 98 | 64 |  |  | 110 | 550 | 7.4 | 78.7 | No | 25000 | 3000 | 83 | 17 | 0.9 | -20 | Dimmable | 10% |  | Damp Location Rated |  |  |  | 2014-09-22 | 2014-10-21 | United States | ES_1018391_7BR20DLED30_10212014173411_2851905 | 2222915
Maxlite | MaxLED | ﻿7BR20DLED30/G2 | ﻿7BR20DLED30/G2 |  | R20 | Reflector (Flood/Spot) | E26 (Medium) | Directional | LED | 5 | 50 | 96.1 | 63.7 | 213 |  | 110 | 550 | 7.1 | 77.5 | No | 25000 | 3000 | 82 | 6 | 0.9 | -20 | Dimmable | 10% |  | Damp Location Rated,Not for Use in Enclosed Fixtures |  |  |  | 2015-11-03 | 2015-11-16 | United States | ES_1018391_﻿7BR20DLED30/G2_11162015205843_7523045 | 2252681
Maxlite | MaxLED | ﻿7BR20DLED40/G2 | ﻿7BR20DLED40/G2 |  | R20 | Reflector (Flood/Spot) | E26 (Medium) | Directional | LED | 5 | 50 | 96.8 | 63 | 212 |  | 110 | 550 | 7 | 78.6 | No | 25000 | 4000 | 84 | 16 | 0.9 | -20 | Dimmable | 10% |  | Damp Location Rated,Not for Use in Enclosed Fixtures |  |  |  | 2015-11-03 | 2015-11-16 | United States | ES_1018391_﻿7BR20DLED40/G2_11162015205907_7547570 | 2252682
Maxlite | MaxLED | 7P20DLED27FL | 7P20DLED27FL |  | PAR20 | Reflector (Flood/Spot) | E26 (Medium) | Directional | LED | 5 | 50 | 84.1 | 63.1 | 1074 |  | 40 | 470 | 7.6 | 61.8 | No | 25000 | 2700 | 81 | 8 | 0.9 | -20 | Dimmable | 10% |  | Damp Location Rated |  |  |  | 2014-08-15 | 2014-08-27 | United States | ES_1018391_7P20DLED27FL_08272014132106_5666468 | 2217973
Maxlite | MaxLED | ﻿7P20DLED27FL/G2 | ﻿7P20DLED27FL/G2 |  | PAR20 | Reflector (Flood/Spot) | E26 (Medium) | Directional | LED | 5 | 50 | 81.1 | 62.9 | 1128 |  | 40 | 470 | 7.2 | 65.3 | No | 25000 | 2700 | 82 | 8 | 0.9 | -20 | Dimmable | 10% |  | Damp Location Rated,Not for Use in Enclosed Fixtures |  |  |  | 2016-01-01 | 2016-01-29 | United States | ES_1018391_﻿7P20DLED27FL/G2_01292016205747_1067912 | 2257521
Maxlite | MaxLED | 7P20DLED27NF | 7P20DLED27NF |  | PAR20 | Reflector (Flood/Spot) | E26 (Medium) | Directional | LED | 5 | 50 | 84 | 63 | 1526 |  | 25 | 470 | 7.8 | 60.3 | No | 25000 | 2700 | 81 | 8 | 0.9 | -20 | Dimmable | 10% |  | Damp Location Rated |  |  |  | 2014-08-15 | 2014-08-27 | United States | ES_1018391_7P20DLED27NF_08272014132034_5635002 | 2217972
Maxlite | MaxLED | ﻿7P20DLED27NF/G2 | ﻿7P20DLED27NF/G2 |  | PAR20 | Reflector (Flood/Spot) | E26 (Medium) | Directional | LED | 5 | 50 | 81.1 | 63 | 1851 |  | 25 | 470 | 7.2 | 65.3 | No | 25000 | 2700 | 82 | 8 | 0.9 | -20 | Dimmable | 10% |  | Damp Location Rated,Not for Use in Enclosed Fixtures |  |  |  | 2016-01-01 | 2016-01-29 | United States | ES_1018391_﻿7P20DLED27NF/G2_01292016205802_1082362 | 2257522
Maxlite | MaxLED | 7P20DLED30FL | 7P20DLED30FL |  | PAR20 | Reflector (Flood/Spot) | E26 (Medium) | Directional | LED | 5 | 50 | 84.1 | 63 | 1127 |  | 40 | 470 | 7.7 | 71.5 | No | 25000 | 3000 | 82 | 11 | 0.9 | -20 | Dimmable | 10% |  | Damp Location Rated |  |  |  | 2014-09-22 | 2014-10-21 | United States | ES_1018391_7P20DLED30FL_10212014173505_2905235 | 2222917
Maxlite | MaxLED | ﻿7P20DLED30FL/G2 | ﻿7P20DLED30FL/G2 |  | PAR20 | Reflector (Flood/Spot) | E26 (Medium) | Directional | LED | 5 | 50 | 80.2 | 62.8 | 1181 |  | 40 | 470 | 7 | 67.1 | No | 25000 | 3000 | 82 | 8 | 0.9 | -20 | Dimmable | 10% |  | Damp Location Rated,Not for Use in Enclosed Fixtures |  |  |  | 2016-01-01 | 2016-01-29 | United States | ES_1018391_﻿7P20DLED30FL/G2_01292016205825_1105416 | 2257523
Maxlite | MaxLED | 7P20DLED30NF | 7P20DLED30NF |  | PAR20 | Reflector (Flood/Spot) | E26 (Medium) | Directional | LED | 5 | 50 | 84.9 | 62.1 | 1750 |  | 25 | 470 | 7.7 | 61 | No | 25000 | 3000 | 82 | 12 | 0.9 | -20 | Dimmable | 10% |  | Damp Location Rated |  |  |  | 2014-08-15 | 2014-08-27 | United States | ES_1018391_7P20DLED30NF_08272014132139_5699317 | 2217974
Maxlite | MaxLED | ﻿7P20DLED30NF/G2 | ﻿7P20DLED30NF/G2 |  | PAR20 | Reflector (Flood/Spot) | E26 (Medium) | Directional | LED | 5 | 50 | 81 | 62.9 | 2080 |  | 25 | 470 | 7 | 67.1 | No | 25000 | 3000 | 82 | 9 | 0.9 | -20 | Dimmable | 10% |  | Damp Location Rated,Not for Use in Enclosed Fixtures |  |  |  | 2016-01-01 | 2016-01-29 | United States | ES_1018391_﻿7P20DLED30NF/G2_01292016205840_1120993 | 2257524
Maxlite | MaxLED | ﻿7P20DLED40FL/G2 | ﻿7P20DLED40FL/G2 |  | PAR20 | Reflector (Flood/Spot) | E26 (Medium) | Directional | LED | 5 | 50 | 80.9 | 62.8 | 1308 |  | 40 | 470 | 7 | 67.1 | No | 25000 | 4000 | 84 | 17 | 0.9 | -20 | Dimmable | 10% |  | Damp Location Rated,Not for Use in Enclosed Fixtures |  |  |  | 2016-05-06 | 2016-05-20 | United States | ES_1018391_﻿7P20DLED40FL/G2_05202016131757_0277140 | 2267195
Maxlite | MaxLED | 8BR30DLED27/G2 | 8BR30DLED27/G2 | ,8BR30DLED27/G2/4P,; ,8BR30DLED27/G2BP, | BR30 | Reflector (Flood/Spot) | E26 (Medium) | Directional | LED | 5 | 65 | 128.5 | 94.7 | 232 |  | 110 | 650 | 8.5 | 76.5 | No | 25000 | 2700 | 82 | 8 | 0.9 | -20 | Dimmable | 10% |  | Damp Location Rated,Not for Use in Enclosed Fixtures |  |  |  | 2015-09-22 | 2015-09-24 | United States | ES_1018391_8BR30DLED27/G2_09242015195435_4475174 | 2248457
Maxlite | MaxLED | ﻿8BR30DLED30/G2 | ﻿8BR30DLED30/G2 |  | BR30 | Reflector (Flood/Spot) | E26 (Medium) | Directional | LED | 5 | 65 | 128 | 94.9 | 245 |  | 110 | 650 | 8.6 | 75.6 | No | 25000 | 3000 | 82 | 7 | 0.9 | -20 | Dimmable | 10% |  | Damp Location Rated,Not for Use in Enclosed Fixtures |  |  |  | 2015-11-03 | 2015-11-17 | United States | ES_1018391_﻿8BR30DLED30/G2_11172015205802_3882094 | 2252848
Maxlite | MaxLED | ﻿8BR30DLED40/G2 | ﻿8BR30DLED40/G2 |  | BR30 | Reflector (Flood/Spot) | E26 (Medium) | Directional | LED | 5 | 65 | 129.6 | 94.4 | 242 |  | 110 | 650 | 8.2 | 79.3 | No | 25000 | 4000 | 84 | 15 | 0.9 | -20 | Dimmable | 10% |  | Damp Location Rated,Not for Use in Enclosed Fixtures |  |  |  | 2015-11-03 | 2015-11-17 | United States | ES_1018391_﻿8BR30DLED40/G2_11172015210056_4056115 | 2252849
Maxlite | MaxLED | 9.5A19DLED927/G2 | 9.5A19DLED927/G2 |  | A19 | General Purpose Replacement | E26 (Medium) | Omnidirectional | LED | 5 | 60 | 111.3 | 63.6 |  |  |  | 800 | 9.5 | 84.2 | No | 25000 | 2700 | 91 | 57 | 0.9 | -20 | Dimmable | 10% |  | Damp Location Rated,Not for Use in Enclosed Fixtures |  |  |  | 2015-09-21 | 2015-09-23 | United States | ES_1018391_9.5A19DLED927/G2_09232015171618_8578659 | 2248385
Maxlite | MaxLED | 9.5A19DLED930/G2 | 9.5A19DLED930/G2 |  | A19 | General Purpose Replacement | E26 (Medium) | Omnidirectional | LED | 5 | 60 | 111.3 | 63.6 |  |  |  | 800 | 9.5 | 84.2 | No | 25000 | 3000 | 92 | 65 | 0.9 | -20 | Dimmable | 10% |  | Damp Location Rated,Not for Use in Enclosed Fixtures |  |  |  | 2015-09-21 | 2015-09-23 | United States | ES_1018391_9.5A19DLED930/G2_09232015172827_9307632 | 2248386
Maxlite | MaxLED | 9.5A19GUDLED930/G2 | 9.5A19GUDLED930/G2 |  | A19 | General Purpose Replacement | GU24 | Omnidirectional | LED | 5 | 60 | 111.3 | 63.6 |  |  |  | 800 | 9.5 | 84.2 | No | 25000 | 3000 | 92 | 65 | 0.9 | -20 | Dimmable | 10% |  | Damp Location Rated,Not for Use in Enclosed Fixtures |  |  |  | 2016-03-25 | 2016-04-20 | United States | ES_1018391_9.5A19GUDLED930/G2_04202016225053_2653381 | 2265083
Maxlite | MaxLED | 9A19DLED27 | 9A19DLED27 |  | A19 | General Purpose Replacement | E26 (Medium) | Omnidirectional | LED | 5 | 60 | 112.3 | 60.9 |  |  |  | 800 | 9.8 | 81.6 | No | 25000 | 2700 | 81 | 5 | 0.9 | -20 | Dimmable | 10% |  | Damp Location Rated,Not for Use in Enclosed Fixtures |  |  |  | 2015-02-26 | 2015-03-04 | United States | ES_1018391_9A19DLED27_03042015221546_7346016 | 2234239
Maxlite | MaxLED | 9A19DLED27/G3 | 9A19DLED27/G3 | ,9A19DLED27/G3BP, | A19 | General Purpose Replacement | E26 (Medium) | Omnidirectional | LED | 5 | 60 | 110.7 | 59.5 |  |  |  | 800 | 9 | 88.9 | No | 25000 | 2700 | 81 | 3 | 0.9 | -20 | Dimmable | 10% |  | Damp Location Rated,Not for Use in Enclosed Fixtures |  |  |  | 2015-12-07 | 2015-12-09 | United States | ES_1018391_9A19DLED27/G3_12092015173027_2227661 | 2254471
Maxlite | MaxLED | 9A19DLED27/G4 | 9A19DLED27/G4 | ,9A19DLED27/G4/4P,; ,9A19DLED27/G4/BP, | A19 | General Purpose Replacement | E26 (Medium) | Omnidirectional | LED | 5 | 60 | 112.5 | 59.9 |  |  |  | 800 | 9 | 88.8 | No | 25000 | 2700 | 82 | 8 | 0.9 | -20 | Dimmable | 9% | No | Damp Location Rated | No |  |  | 2016-07-12 | 2016-07-22 | United States | ES_1018391_9A19DLED27/G4_07222016173937_9177492 | 2273005
Maxlite | MaxLED | 9A19DLED27/XE | 9A19DLED27/XE | ,9A19DLED27/2P/XE,; ,9A19DLED27/2P/XEG,; ,9A19DLED27/4P,; ,9A19DLED27/BP,; ,HC9A19DLED27/TR, | A19 | General Purpose Replacement | E26 (Medium) | Omnidirectional | LED | 5 | 60 | 111.5 | 63.7 |  |  |  | 800 | 9 | 88.9 | No | 25000 | 2700 | 82 | 7 | 0.9 | -20 | Dimmable | 10% |  | Damp Location Rated,Not for Use in Enclosed Fixtures |  |  |  | 2015-05-01 | 2015-06-08 | United States | ES_1018391_9A19DLED27/XE_06082015200442_3882452 | 2241199
Maxlite | MaxLED | 9A19DLED30 | 9A19DLED30 |  | A19 | General Purpose Replacement | E26 (Medium) | Omnidirectional | LED | 5 | 60 | 112.3 | 64.8 |  |  |  | 800 | 9 | 88.9 | No | 25000 | 3000 | 83 | 9 | 0.9 | -20 | Dimmable | 10% |  | Damp Location Rated,Not for Use in Enclosed Fixtures |  |  |  | 2015-05-01 | 2015-06-08 | United States | ES_1018391_9A19DLED30_06082015200759_4079858 | 2241200
Maxlite | MaxLED | 9A19DLED30/G4 | 9A19DLED30/G4 |  | A19 | General Purpose Replacement | E26 (Medium) | Omnidirectional | LED | 5 | 60 | 111.3 | 60.2 |  |  |  | 800 | 9 | 88.8 | No | 25000 | 3000 | 82 | 7 | 0.9 | -20 | Dimmable | 9% | No | Damp Location Rated | No |  |  | 2016-07-12 | 2016-07-22 | United States | ES_1018391_9A19DLED30/G4_07222016173956_9196672 | 2273006
Maxlite | MaxLED | 9A19DLED40 | 9A19DLED40 |  | A19 | General Purpose Replacement | E26 (Medium) | Omnidirectional | LED | 5 | 60 | 111.4 | 63.6 |  |  |  | 800 | 9 | 88.9 | No | 25000 | 4000 | 84 | 15 | 0.9 | -20 | Dimmable | 10% |  | Damp Location Rated,Not for Use in Enclosed Fixtures |  |  |  | 2015-09-15 | 2015-09-23 | United States | ES_1018391_9A19DLED40_09232015175502_0902176 | 2248394
Maxlite | MaxLED | 9A19DLED40/G4 | 9A19DLED40/G4 |  | A19 | General Purpose Replacement | E26 (Medium) | Omnidirectional | LED | 5 | 60 | 111.9 | 59.9 |  |  |  | 800 | 9 | 88.9 | No | 25000 | 4000 | 83 | 14 | 0.9 | -20 | Dimmable | 10% | No | Damp Location Rated | No |  |  | 2016-08-10 | 2016-09-27 | United States | ES_1018391_9A19DLED40/G4_09272016150633_8793959 | 2280092
Maxlite | MaxLED | 9A19GUDLED27/G2 | 9A19GUDLED27/G2 |  | A19 | General Purpose Replacement | GU24 | Omnidirectional | LED | 5 | 60 | 111.5 | 63.7 |  |  |  | 800 | 9 | 88.9 | No | 25000 | 2700 | 82 | 7 | 0.9 | -20 | Dimmable | 10% |  | Damp Location Rated,Not for Use in Enclosed Fixtures |  |  |  | 2015-09-15 | 2015-09-23 | United States | ES_1018391_9A19GUDLED27/G2_09232015175553_0953325 | 2248392
Maxlite | MaxLED | 9A19GUDLED27/G4 | 9A19GUDLED27/G4 |  | A19 | General Purpose Replacement | GU24 | Omnidirectional | LED | 5 | 60 | 112.5 | 59.9 |  |  |  | 800 | 9 | 88.9 | No | 25000 | 2700 | 82 | 8 | 0.9 | -20 | Dimmable | 10% | No | Damp Location Rated | No |  |  | 2016-08-10 | 2016-09-27 | United States | ES_1018391_9A19GUDLED27/G4_09272016150649_8809529 | 2280093
Maxlite | MaxLED | 9A19GUDLED30/G2 | 9A19GUDLED30/G2 |  | A19 | General Purpose Replacement | GU24 | Omnidirectional | LED | 5 | 60 | 112.3 | 64.9 |  |  |  | 800 | 9 | 88.9 | No | 25000 | 3000 | 83 | 9 | 0.9 | -20 | Dimmable | 10% |  | Damp Location Rated,Not for Use in Enclosed Fixtures |  |  |  | 2015-09-15 | 2015-09-23 | United States | ES_1018391_9A19GUDLED30/G2_09232015175720_1040026 | 2248395
Maxlite | MaxLED | 9A19GUDLED30/G4 | 9A19GUDLED30/G4 |  | A19 | General Purpose Replacement | GU24 | Omnidirectional | LED | 5 | 60 | 111.3 | 60.2 |  |  |  | 800 | 9 | 88.9 | No | 25000 | 3000 | 82 | 7 | 0.9 | -20 | Dimmable | 10% | No | Damp Location Rated | No |  |  | 2016-08-10 | 2016-09-27 | United States | ES_1018391_9A19GUDLED30/G4_09272016150701_8821982 | 2280094
Maxlite | MaxLED | 9A19GUDLED40/G2 | 9A19GUDLED40/G2 |  | A19 | General Purpose Replacement | GU24 | Omnidirectional | LED | 5 | 60 | 111.4 | 63.6 |  |  |  | 800 | 9 | 88.9 | No | 25000 | 4000 | 84 | 15 | 0.9 | -20 | Dimmable | 10% |  | Damp Location Rated,Not for Use in Enclosed Fixtures |  |  |  | 2015-09-15 | 2015-09-23 | United States | ES_1018391_9A19GUDLED40/G2_09232015175829_1109514 | 2248393
Maxlite | MaxLED | 9A19GUDLED40/G4 | 9A19GUDLED40/G4 |  | A19 | General Purpose Replacement | GU24 | Omnidirectional | LED | 5 | 60 | 111.9 | 59.9 |  |  |  | 800 | 9 | 88.9 | No | 25000 | 4000 | 83 | 14 | 0.9 | -20 | Dimmable | 10% | No | Damp Location Rated | No |  |  | 2016-08-10 | 2016-09-27 | United States | ES_1018391_9A19GUDLED40/G4_09272016150714_8834534 | 2280096
Maxlite | MaxLED | 9A19ND27 | 9A19ND27 | ,9A19ND27/4P, | A19 | General Purpose Replacement | E26 (Medium) | Omnidirectional | LED | 3 | 60 | 106 | 60 |  |  |  | 800 | 9 | 88.9 | No | 15000 | 2700 | 82 | 8 | 0.6 | -20 |  |  | No | Damp Location Rated | No |  |  | 2016-09-20 | 2016-10-04 | United States | ES_1018391_9A19ND27_10042016133012_7812519 | 2280588
Maxlite | MaxLED | 9A19ND30 | 9A19ND30 |  | A19 | General Purpose Replacement | E26 (Medium) | Omnidirectional | LED | 3 | 60 | 106 | 60 |  |  |  | 800 | 9 | 88.9 | No | 15000 | 3000 | 84 | 11 | 0.6 | -20 |  |  | No | Damp Location Rated | No |  |  | 2016-09-20 | 2016-10-04 | United States | ES_1018391_9A19ND30_10042016133138_7898689 | 2280589
Maxlite | MaxLED | 9BR30SDLED30 | 9BR30SDLED30 |  | BR30 | Reflector (Flood/Spot) | E26 (Medium) | Directional | LED | 5 | 65 | 131.3 | 94.8 |  |  | 110 | 650 | 9 | 72.2 | No | 25000 | 3000 | 85 | 22 | 0.9 | -20 | Dimmable | 9% | No | Damp Location Rated,Dim to Warm | No |  |  | 2016-08-01 | 2016-08-02 | United States | ES_1018391_9BR30SDLED30_08022016134745_5665387 | 2273940
Maxlite | MaxLED | ﻿E9A19DLED27 | ﻿E9A19DLED27 |  | A19 | General Purpose Replacement | E26 (Medium) | Omnidirectional | LED | 5 | 60 | 112.7 | 59.8 |  |  |  | 800 | 9 | 88.9 | No | 25000 | 2700 | 82 | 8 | 0.9 | -20 | Dimmable | 10% |  | Damp Location Rated,Enclosed Fixtures |  |  |  | 2015-11-23 | 2015-12-17 | United States | ES_1018391_﻿E9A19DLED27_12172015185153_8313730 | 2255075
Maxlite | MaxLED | E9A19DLED27/G2 | E9A19DLED27/G2 |  | A19 | General Purpose Replacement | E26 (Medium) | Omnidirectional | LED | 5 | 60 | 112.1 | 59.7 |  |  |  | 800 | 9 | 88.9 | No | 25000 | 2700 | 81 | 4 | 0.9 | -20 | Dimmable | 10% | Yes | Damp Location Rated | No |  |  | 2016-09-06 | 2016-10-11 | United States | ES_1018391_E9A19DLED27/G2_10112016162049_2849497 | 2281072
Maxlite | MaxLED | E9A19DLED30 | E9A19DLED30 |  | A19 | General Purpose Replacement | E26 (Medium) | Omnidirectional | LED | 5 | 60 | 112.7 | 59.8 |  |  |  | 800 | 9.1 | 87.9 | No | 25000 | 3000 | 83 | 14 | 0.9 | -20 | Dimmable | 10% |  | Damp Location Rated,Enclosed Fixtures |  |  |  | 2015-11-23 | 2015-12-17 | United States | ES_1018391_E9A19DLED30_12172015185218_8338919 | 2255072
Maxlite | MaxLED | ﻿E9A19DLED30/G2 | ﻿E9A19DLED30/G2 |  | A19 | General Purpose Replacement | E26 (Medium) | Omnidirectional | LED | 5 | 60 | 111.4 | 59.6 |  |  |  | 800 | 9 | 88.9 | No | 25000 | 3000 | 82 | 7 | 0.9 | -20 | Dimmable | 10% | Yes | Damp Location Rated | No |  |  | 2016-09-06 | 2016-10-11 | United States | ES_1018391_﻿E9A19DLED30/G2_10112016162153_2913787 | 2281074
Maxlite | MaxLED | E9A19GUDLED27 | E9A19GUDLED27 |  | A19 | General Purpose Replacement | GU24 | Omnidirectional | LED | 5 | 60 | 98.2 | 59.7 |  |  |  | 800 | 9 | 88.9 | No | 25000 | 2700 | 82 | 8 | 0.9 | -20 | Dimmable | 10% |  | Damp Location Rated,Enclosed Fixtures |  |  |  | 2015-11-23 | 2015-12-17 | United States | ES_1018391_E9A19GUDLED27_12172015185243_8363191 | 2255073
Maxlite | MaxLED | E9A19GUDLED27/G2 | E9A19GUDLED27/G2 |  | A19 | General Purpose Replacement | GU24 | Omnidirectional | LED | 5 | 60 | 112.1 | 59.7 |  |  |  | 800 | 9 | 88.9 | No | 25000 | 2700 | 81 | 4 | 0.9 | -20 | Dimmable | 10% | Yes | Damp Location Rated | No |  |  | 2016-09-06 | 2016-10-11 | United States | ES_1018391_E9A19GUDLED27/G2_10112016162125_2885669 | 2281073
Maxlite | MaxLED | E9A19GUDLED30 | E9A19GUDLED30 |  | A19 | General Purpose Replacement | GU24 | Omnidirectional | LED | 5 | 60 | 98.2 | 59.7 |  |  |  | 800 | 9.1 | 87.9 | No | 25000 | 3000 | 83 | 14 | 0.9 | -20 | Dimmable | 10% |  | Damp Location Rated,Enclosed Fixtures |  |  |  | 2015-11-23 | 2015-12-17 | United States | ES_1018391_E9A19GUDLED30_12172015185311_8391148 | 2255074
Maxlite | MaxLED | ﻿E9A19GUDLED30/G2 | ﻿E9A19GUDLED30/G2 |  | A19 | General Purpose Replacement | GU24 | Omnidirectional | LED | 5 | 60 | 111.4 | 59.6 |  |  |  | 800 | 9 | 88.9 | No | 25000 | 3000 | 82 | 7 | 0.9 | -20 | Dimmable | 10% | Yes | Damp Location Rated | No |  |  | 2016-09-06 | 2016-10-11 | United States | ES_1018391_﻿E9A19GUDLED30/G2_10112016162222_2942704 | 2281075
Maxlite | MaxLED | HC8BR30DLED27-RB4 | HC8BR30DLED27-RB4 |  | BR30 | Reflector (Flood/Spot) | E26 (Medium) | Directional | LED | 5 | 65 | 127.8 | 94.8 |  |  | 112 | 650 | 8 | 81.3 | No | 25000 | 2700 | 82 | 14 | 0.9 | -20 | Dimmable | 10% |  | Damp Location Rated |  |  |  | 2014-08-01 | 2014-07-17 | United States | ES_1018391_HC8BR30DLED27-RB4_07172014140229_5749919 | 2215682
Maxlite | MaxLED | ﻿ML7MR16GUDLED27FL | ﻿ML7MR16GUDLED27FL |  | PAR16 | Reflector (Flood/Spot) | GU10 | Directional | LED | 5 | 50 | 58.6 | 50 | 1318 |  | 38 | 500 | 7 | 71.4 | No | 25000 | 2700 | 82 | 13 | 0.9 | -20 | Dimmable | 20% |  | Damp Location Rated |  |  |  | 2015-05-20 | 2015-09-11 | United States | ES_1018391_﻿ML7MR16GUDLED27FL_09112015204424_4264755 | 2247892
Maxlite | MaxLED | ﻿ML7MR16GUDLED30FL | ﻿ML7MR16GUDLED30FL |  | PAR16 | Reflector (Flood/Spot) | GU10 | Directional | LED | 5 | 50 | 58.6 | 50 | 1348 |  | 38 | 500 | 7 | 71.4 | No | 25000 | 3000 | 82 | 16 | 0.9 | -20 | Dimmable | 20% |  | Damp Location Rated |  |  |  | 2015-05-20 | 2015-09-11 | United States | ES_1018391_﻿ML7MR16GUDLED30FL_09112015204512_4312678 | 2247891
Maxlite | MaxLED | SKB14EAWW-133 | SKB14EAWW-133 |  | CFL Covered Other | Other | E26 (Medium) | Decorative | CFL | 2 | 60 | 120 | 60 |  | 3 |  | 800 | 14 | 57.1 | No | 10000 | 2700 | 82 | 14 | 0.6 | -23 |  |  |  | None |  |  |  | 2015-08-20 | 2015-08-19 | United States, Canada | ES_1018391_SKB14EAWW-133_09012015090220_3791829 | 2246848
Maxlite | MaxLED | SKMR1607DLED27FL | SKMR1607DLED27FL |  | MR16 | Reflector (Flood/Spot) | GU5.3 | Directional | LED | 5 | 50 | 50.3 | 50.2 | 1202 |  | 40 | 450 | 7 | 64.3 | No | 25000 | 2700 | 82 | 6 | 0.7 | -20 | Dimmable | 15% |  | Damp Location Rated,Not for Use in Enclosed Fixtures |  |  |  | 2015-05-01 | 2015-08-03 | United States | ES_1018391_SKMR1607DLED27FL_08032015195126_1486234 | 2244918
Maxlite | MaxLED | SKMR1607DLED30FL | SKMR1607DLED30FL |  | MR16 | Reflector (Flood/Spot) | GU5.3 | Directional | LED | 5 | 50 | 50.4 | 50.2 | 1058 |  | 40 | 450 | 7 | 64.3 | No | 25000 | 3000 | 83 | 12 | 0.7 | -20 | Dimmable | 15% |  | Damp Location Rated,Not for Use in Enclosed Fixtures |  |  |  | 2015-05-01 | 2015-08-03 | United States | ES_1018391_SKMR1607DLED30FL_08032015195643_1803176 | 2244919
Maxlite | MaxLED | SKS23T2DL | SKS23T2DL |  | CFL Bare Spiral | General Purpose Replacement | E26 (Medium) | Omnidirectional | CFL | 2 | 100 | 126 | 55 |  | 1.6 |  | 1600 | 23 | 69.6 | No | 10000 | 5000 | 84 | 35 | 0.6 | -18 |  |  |  | None |  |  |  | 2014-10-01 | 2014-10-10 | United States | ES_1018391_SKS23T2DL_10102014041000_1023693 | 2222116
Maxlite | MaxLite | 17A21/3WLED27 | 17A21/3WLED27 |  | A21 | General Purpose Replacement | E26 (Medium) | Omnidirectional | LED | 5 | 100 | 136 | 72 |  |  |  | 1600 | 17 | 94.1 | Yes | 25000 | 2700 | 82 | 11 | 0.9 | -4 |  |  | No | Damp Location Rated,Not for Use in Recessed Fixtures | No |  |  | 2015-01-01 | 2016-05-06 | United States, Canada | ES_1018391_17A21/3WLED27_04292016093929_2689782 | 2266209
Maxlite | MaxLite | 17A21/3WLED30 | 17A21/3WLED30 |  | A21 | General Purpose Replacement | E26 (Medium) | Omnidirectional | LED | 5 | 100 | 136 | 72 |  |  |  | 1600 | 17 | 94.1 | Yes | 25000 | 3000 | 83 | 15 | 0.9 | -4 |  |  | No | Damp Location Rated,Not for Use in Recessed Fixtures | No |  |  | 2015-01-01 | 2016-05-06 | United States, Canada | ES_1018391_17A21/3WLED30_05042016094622_8771478 | 2266210
Maxlite | MaxLite | 5G16.5DLED27 | 5G16.5DLED27 | ,,5G16.5DLED27 | G16.5 | Globe | E12 (Candelabra) | Decorative | LED | 5 | 40 | 75 | 49 |  |  |  | 350 | 5 | 70 | No | 25000 | 2700 | 82 | 10 | 1 | -4 | Dimmable | 5% |  | Not for Use in Enclosed Fixtures |  |  |  | 2016-06-25 | 2016-06-21 | United States | ES_1018391_5G16.5DLED27_06272016123617_2497718 | 2270786
Maxlite | MaxLite | 6.5MR16DLED27FL | 6.5MR16DLED27FL |  | MR16 | Reflector (Flood/Spot) | GU5.3 | Directional | LED | 5 | 50 | 48 | 50 | 1323 |  | 35 | 500 | 6.5 | 76.9 | No | 25000 | 2700 | 81 | 4 | 0.7 | -20 | Dimmable | 50% | No | Damp Location Rated | No |  |  | 2015-01-01 | 2016-08-11 | United States, Canada | ES_1018391_6.5MR16DLED27FL_08112016093826_5173150 | 2274607
Maxlite | MaxLite | 6.5MR16DLED30FL | 6.5MR16DLED30FL |  | MR16 | Reflector (Flood/Spot) | GU5.3 | Directional | LED | 5 | 50 | 48 | 50 | 1302 |  | 35 | 500 | 6.5 | 76.9 | No | 25000 | 3000 | 82 | 7 | 0.7 | -20 | Dimmable | 50% | No | Damp Location Rated | No |  |  | 2015-01-01 | 2016-08-11 | United States, Canada | ES_1018391_6.5MR16DLED30FL_08092016153501_8457300 | 2274608
Maxlite | MaxLite | 6.5MR16GUDLED27FL | 6.5MR16GUDLED27FL |  | PAR16 | Reflector (Flood/Spot) | GU10 | Directional | LED | 5 | 50 | 54 | 50 | 1181 |  | 35 | 500 | 6.5 | 76.9 | No | 25000 | 2700 | 83 | 11 | 0.9 | -20 | Dimmable | 50% | No | Damp Location Rated | No |  |  | 2015-01-01 | 2016-08-11 | United States, Canada | ES_1018391_6.5MR16GUDLED27FL_08092016153709_9170343 | 2274613
Maxlite | MaxLite | 6.5MR16GUDLED30FL | 6.5MR16GUDLED30FL |  | PAR16 | Reflector (Flood/Spot) | GU10 | Directional | LED | 5 | 50 | 54 | 50 | 1176 |  | 35 | 500 | 6.5 | 76.9 | No | 25000 | 3000 | 84 | 17 | 0.9 | -20 | Dimmable | 50% | No | Damp Location Rated | No |  |  | 2015-01-01 | 2016-08-10 | United States, Canada | ES_1018391_6.5MR16GUDLED30FL_08092016124004_4927331 | 2274518
Maxlite | MaxLite | 6MR16GUDLED930FL | 6MR16GUDLED930FL |  | PAR16 | Reflector (Flood/Spot) | GU10 | Directional | LED | 5 | 50 | 57 | 50 | 632 |  | 40 | 400 | 6 | 66.7 | No | 25000 | 3000 | 91 | 50 | 0.9 | -20 | Dimmable | 50% | No | Damp Location Rated | No |  |  | 2015-01-01 | 2016-08-10 | United States, Canada | ES_1018391_6MR16GUDLED930FL_08092016124129_1074182 | 2274524
Maxlite | MaxLite | 7G25DLED27 | 7G25DLED27 | ,,7G25DLED27 | G25 | Globe | E26 (Medium) | Decorative | LED | 5 | 60 | 112 | 80 |  |  |  | 500 | 7 | 71.4 | No | 25000 | 2700 | 81 | 4 | 1 | -4 | Dimmable | 5% |  | Not for Use in Enclosed Fixtures |  |  |  | 2016-06-25 | 2016-06-21 | United States | ES_1018391_7G25DLED27_06272016123525_1397305 | 2270785
Maxlite | MaxLite | 9A19LED27/G4 | 9A19LED27/G4 | ,9A19LED27/G4,1 pack; ,9A19LED27/G4/4P,1 pack | A19 | General Purpose Replacement | E26 (Medium) | Omnidirectional | LED | 5 | 60 | 112 | 60 |  |  |  | 800 | 9.5 | 84.2 | No | 25000 | 2700 | 81 | 2 | 0.6 | -20 |  |  | No | Damp Location Rated,Not for Use in Recessed Fixtures | No |  |  | 2015-01-01 | 2016-08-10 | United States, Canada | ES_1018391_9A19LED27/G4_08092016181317_7182428 | 2274517
Maxlite | MaxLite | 9A19LED27/G4/4P0 | 9A19LED27/G4/4P0 |  | A19 | General Purpose Replacement | E26 (Medium) | Omnidirectional | LED | 5 | 60 | 112 | 60 |  |  |  | 800 | 9.5 | 84.2 | No | 25000 | 2700 | 81 | 2 | 0.6 | -20 |  |  | No | Damp Location Rated,Not for Use in Recessed Fixtures | No |  |  | 2015-01-01 | 2016-10-12 | United States, Canada | ES_1018391_9A19LED27/G4/4P0_08092016181317_7182428 | 2281202
Maxlite | MaxLite | 9A19LED27/G4/4P1 | 9A19LED27/G4/4P1 |  | A19 | General Purpose Replacement | E26 (Medium) | Omnidirectional | LED | 5 | 60 | 112 | 60 |  |  |  | 800 | 9.5 | 84.2 | No | 25000 | 2700 | 81 | 2 | 0.6 | -20 |  |  | No | Damp Location Rated,Not for Use in Recessed Fixtures | No |  |  | 2015-01-01 | 2016-10-13 | United States, Canada | ES_1018391_9A19LED27/G4/4P1_10122016085018_5599939 | 2281332
Maxlite | MaxLite | F4B10DLED27 | F4B10DLED27 |  | B10 | Decorative | E26 (Medium) | Decorative | LED | 3 | 40 | 91.1 | 31.7 |  |  |  | 330 | 4 | 82.5 | No | 15000 | 2700 | 82 | 7 | 0.9 | -20 | Dimmable | 10% | No | Damp Location Rated | No |  |  | 2015-01-01 | 2016-10-28 | United States, Canada | ES_1018391_F4B10DLED27_08092016181317_7182428 | 2282606
Maxlite | MaxLite | HCS18DL6 | HCS18DL6 |  | CFL Bare Spiral | General Purpose Replacement | E26 (Medium) | Omnidirectional | CFL | 2 | 75 | 115 | 60 |  | 2.3 |  | 1200 | 18.4 | 65.2 | No | 10000 | 5000 | 82 | 41 | 0.5 | -15 |  |  |  | Damp Location Rated |  |  |  | 2014-10-01 | 2014-10-17 | United States | ES_1018391_HCS18DL6_10262014130033_8433284 | 2223468
Maxlite | MaxLite | HCS18T2WW-110 | HCS18T2WW-110 | ,HCS184T2WW-110, | CFL Bare Spiral | General Purpose Replacement | E26 (Medium) | Omnidirectional | CFL | 2 | 75 | 103.5 | 56.6 |  | 2.5 |  | 1200 | 19.2 | 66.7 | No | 12000 | 2700 | 81 | -22 | 0.6 | -20 |  |  |  | Damp Location Rated,Other |  |  |  | 2014-10-01 | 2014-10-09 | United States | ES_1018391_HCS18T2WW-110_02162016164232_0952915 | 2260157
Maxlite | MaxLite | HCS23DL6 | HCS23DL6 |  | CFL Bare Spiral | General Purpose Replacement | E26 (Medium) | Omnidirectional | CFL | 2 | 100 | 133 | 60 |  | 2.3 |  | 1600 | 23.2 | 69 | No | 10000 | 5000 | 83 | 41 | 0.5 | -15 |  |  |  | Damp Location Rated |  |  |  | 2014-10-01 | 2014-10-17 | United States | ES_1018391_HCS23DL6_10262014130342_8622946 | 2223472
Maxlite | MaxLite | HCS30WW6 | HCS30WW6 |  | CFL Bare Spiral | General Purpose Replacement | E26 (Medium) | Omnidirectional | CFL | 2 | 125 | 145 | 68 |  | 2.3 |  | 2000 | 30 | 66.7 | No | 10000 | 2700 | 82 | -8 | 0.6 | -15 |  |  |  | Damp Location Rated |  |  |  | 2014-10-01 | 2014-10-17 | United States | ES_1018391_HCS30WW6_10262014130404_8644515 | 2223469
Maxlite | MaxLite | MLM30SWW-110 | MLM30SWW-110 | ,HCS30WW-110, | CFL Bare Spiral | General Purpose Replacement | E26 (Medium) | Omnidirectional | CFL | 2 | 125 | 131.3 | 68.3 |  | 3 |  | 2100 | 30 | 70 | No | 10000 | 2700 | 82 | -10 | 0.6 | -20 |  |  |  | Damp Location Rated,Other |  |  |  | 2014-10-01 | 2014-10-09 | United States | ES_1018391_MLM30SWW-110_10152014041623_6583592 | 2222361
Maxlite | MaxLite | MLS13GU30 | MLS13GU30 |  | CFL Bare Spiral | General Purpose Replacement | GU24 | Omnidirectional | CFL | 3 | 60 | 99.2 | 50.4 |  | 2.5 |  | 900 | 13 | 69.2 | No | 10000 | 3000 | 84 | 20 | 0.6 | -18 |  |  |  | Damp Location Rated |  |  |  | 2014-10-24 | 2014-10-31 | United States | ES_1018391_MLS13GU30_11032014154012_9212087 | 2225114
Maxlite | MaxLite | MLS13GUCW | MLS13GUCW |  | CFL Bare Spiral | General Purpose Replacement | GU24 | Omnidirectional | CFL | 3 | 60 | 96.3 | 49.6 |  | 2.3 |  | 800 | 13 | 61.5 | No | 10000 | 4100 | 82 | 23 | 0.6 | -15 |  |  |  | Other,Not for Use in Enclosed Fixtures |  |  |  | 2014-10-01 | 2014-10-17 | United States | ES_1018391_MLS13GUCW_10262014130429_8669990 | 2223710
Maxlite | MaxLite | MLS13GUSWW6 | MLS13GUSWW6 |  | CFL Bare Spiral | General Purpose Replacement | GU24 | Omnidirectional | CFL | 3 | 60 | 63 | 75 |  | 2.5 |  | 800 | 13.3 | 60.2 | No | 10000 | 2700 | 81 | 13 | 0.6 | -18 |  |  |  | Damp Location Rated |  |  |  | 2014-10-24 | 2014-10-31 | United States | ES_1018391_MLS13GUSWW6_11032014154029_9229234 | 2225115
Maxlite | MaxLite | MLS13GUWW | MLS13GUWW |  | CFL Bare Spiral | General Purpose Replacement | GU24 | Omnidirectional | CFL | 3 | 60 | 99.6 | 50.1 |  | 2.5 |  | 900 | 13 | 69.2 | No | 10000 | 2700 | 82 | 19 | 0.5 | -18 |  |  |  | Damp Location Rated |  |  |  | 2014-10-24 | 2014-10-31 | United States | ES_1018391_MLS13GUWW_11032014154836_9716924 | 2225116
Maxlite | MaxLite | MLS18GU30 | MLS18GU30 |  | CFL Bare Spiral | General Purpose Replacement | GU24 | Omnidirectional | CFL | 3 | 75 | 118.9 | 59.9 |  | 2.5 |  | 1200 | 18 | 66.7 | No | 10000 | 3000 | 85 | 16 | 0.5 | -18 |  |  |  | Damp Location Rated |  |  |  | 2014-10-24 | 2014-10-31 | United States | ES_1018391_MLS18GU30_11032014154854_9734638 | 2225117
Maxlite | MaxLite | MLS18GUCW | MLS18GUCW |  | CFL Bare Spiral | General Purpose Replacement | GU24 | Omnidirectional | CFL | 3 | 75 | 113.2 | 59.6 |  | 2.3 |  | 1300 | 18 | 72.2 | No | 10000 | 4100 | 83 | 29 | 0.5 | -15 |  |  |  | Damp Location Rated |  |  |  | 2014-10-01 | 2014-10-17 | United States | ES_1018391_MLS18GUCW_10262014130448_8688065 | 2223476
Maxlite | MaxLite | MLS18GUSWW6 | MLS18GUSWW6 |  | CFL Bare Spiral | General Purpose Replacement | GU24 | Omnidirectional | CFL | 3 | 75 | 72 | 75 |  | 2.5 |  | 1150 | 17.5 | 65.6 | No | 10000 | 2700 | 82 | 14 | 0.5 | -18 |  |  |  | Damp Location Rated |  |  |  | 2014-10-24 | 2014-10-31 | United States | ES_1018391_MLS18GUSWW6_11032014154910_9750749 | 2225118
Maxlite | MaxLite | MLS18GUWW | MLS18GUWW |  | CFL Bare Spiral | General Purpose Replacement | GU24 | Omnidirectional | CFL | 3 | 75 | 118.8 | 60.1 |  | 2.5 |  | 1200 | 18 | 66.7 | No | 10000 | 2700 | 83 | 15 | 0.5 | -18 |  |  |  | Damp Location Rated |  |  |  | 2014-10-24 | 2014-10-31 | United States | ES_1018391_MLS18GUWW_11032014154931_9771998 | 2225119
Maxlite | MaxLite | MLS23GU30 | MLS23GU30 |  | CFL Bare Spiral | General Purpose Replacement | GU24 | Omnidirectional | CFL | 3 | 100 | 123.1 | 60.4 |  | 2.5 |  | 1600 | 23 | 69.6 | No | 10000 | 3000 | 84 | 33 | 0.6 | -18 |  |  |  | Damp Location Rated |  |  |  | 2014-10-24 | 2014-10-31 | United States | ES_1018391_MLS23GU30_11032014154949_9789541 | 2225120
Maxlite | MaxLite | MLS23GUWW-133 | MLS23GUWW-133 |  | CFL Bare Spiral | General Purpose Replacement | GU24 | Omnidirectional | CFL | 3 | 100 | 123 | 60 |  | 2.5 |  | 1600 | 23 | 69.6 | No | 10000 | 2700 | 82 | 31 | 0.6 | -18 |  |  |  | Damp Location Rated,Not for Use in Enclosed Fixtures |  |  |  | 2015-05-01 | 2015-06-02 | United States | ES_1018391_MLS23GUWW-133_07122016180510_6710593 | 2272199
Maxlite | MaxLite | MLS23T2WW-110 | MLS23T2WW-110 | ,HCS234T2WW-110,; ,HCS23T2WW/MA-110, | CFL Bare Spiral | General Purpose Replacement | E26 (Medium) | Omnidirectional | CFL | 2 | 100 | 112.1 | 60.7 |  | 2.5 |  | 1600 | 23.2 | 69.6 | No | 12000 | 2700 | 81 | -23 | 0.6 | -20 |  |  |  | Damp Location Rated,Other |  |  |  | 2014-10-01 | 2014-10-09 | United States | ES_1018391_MLS23T2WW-110_10152014042044_6844241 | 2222363
Maxlite | MaxLite | MLS25EA3WW-110 | MLS25EA3WW-110 | ,HCS253WWW6-110, | CFL Bare Spiral | General Purpose Replacement | E26 (Medium) | Omnidirectional | CFL | 2 | 100 | 185.4 | 59.3 |  | 2.5 |  | 1700 | 26 | 65.4 | No | 10000 | 2700 | 82 | -10 | 0.5 | -20 |  |  |  | Damp Location Rated,Other |  |  |  | 2014-10-01 | 2014-10-09 | United States | ES_1018391_MLS25EA3WW-110_10152014042235_6955353 | 2222364
Maxlite | MaxLite | MLS26GUCW | MLS26GUCW |  | CFL Bare Spiral | General Purpose Replacement | GU24 | Omnidirectional | CFL | 3 | 100 | 125.6 | 59.5 |  | 2.3 |  | 1700 | 26 | 65.4 | No | 10000 | 4100 | 82 | 27 | 0.6 | -15 |  |  |  | Damp Location Rated |  |  |  | 2014-10-01 | 2014-10-17 | United States | ES_1018391_MLS26GUCW_10262014130504_8704515 | 2223467
Maxlite | MaxLite | MLS26GUSWW | MLS26GUSWW |  | CFL Bare Spiral | General Purpose Replacement | GU24 | Omnidirectional | CFL | 3 | 100 | 86 | 75 |  | 2.5 |  | 1700 | 26 | 65.4 | No | 10000 | 2700 | 82 | 13 | 0.5 | -18 |  |  |  | Damp Location Rated |  |  |  | 2014-10-24 | 2014-10-31 | United States | ES_1018391_MLS26GUSWW_11032014155005_9805580 | 2225121
Maxlite | MaxLite | MLS26GUWW6 | MLS26GUWW6 |  | CFL Bare Spiral | General Purpose Replacement | GU24 | Omnidirectional | CFL | 3 | 100 | 126 | 59 |  | 2.5 |  | 1700 | 26 | 65.4 | No | 10000 | 2700 | 82 | 13 | 0.5 | -18 |  |  |  | Damp Location Rated |  |  |  | 2014-10-24 | 2014-10-31 | United States | ES_1018391_MLS26GUWW6_11032014155028_9828436 | 2225123
Maxlite | MaxLite | MLS27GU30 | MLS27GU30 |  | CFL Bare Spiral | General Purpose Replacement | GU24 | Omnidirectional | CFL | 3 | 100 | 126.5 | 61.6 |  | 2.5 |  | 1800 | 27 | 66.7 | No | 10000 | 3000 | 84 | 5 | 0.6 | -18 |  |  |  | Damp Location Rated |  |  |  | 2014-10-24 | 2014-10-31 | United States | ES_1018391_MLS27GU30_11032014155045_9845400 | 2225125
Maxlite | MaxLite | MLS32GUWW | MLS32GUWW |  | CFL Bare Spiral | General Purpose Replacement | GU24 | Omnidirectional | CFL | 3 | 125 | 152 | 72 |  | 2.3 |  | 2200 | 32 | 75 | No | 10000 | 2700 | 82 | -6 | 0.5 | -15 |  |  |  | Damp Location Rated |  |  |  | 2014-10-01 | 2014-10-17 | United States | ES_1018391_MLS32GUWW_10262014130524_8724573 | 2223473
Maxlite | MaxLite | SKB13EAWW-107 | SKB13EAWW-107 | ,HCB13WW6-107, | CFL A-type | General Purpose Replacement | E26 (Medium) | Omnidirectional | CFL | 2 | 60 | 121 | 60 |  | 1.2 |  | 800 | 13 | 61.5 | No | 10000 | 2700 | 82 | 0 | 0.6 | -15 |  |  |  | None |  |  |  | 2014-10-01 | 2014-10-17 | United States | ES_1018391_SKB13EAWW-107_10262014130612_8772196 | 2223470
Maxlite | MaxLite | SKB18EAWW | SKB18EAWW | ,HCB18WW6, | CFL A-type | General Purpose Replacement | E26 (Medium) | Omnidirectional | CFL | 2 | 75 | 128.8 | 65.7 |  | 2.5 |  | 1150 | 18 | 63.9 | No | 10000 | 2700 | 82 | -6 | 0.6 | -20 |  |  |  | Damp Location Rated,Other |  |  |  | 2014-10-01 | 2014-10-09 | United States | ES_1018391_SKB18EAWW_10152014042431_7071414 | 2222366
Maxlite | MaxLite | SKC7CWW-144 | SKC7CWW-144 |  | CFL Candle | Decorative | E12 (Candelabra) | Decorative | CFL | 2 | 40 | 105 | 40 |  | 2 |  | 350 | 7.2 | 48.6 | No | 10000 | 2700 | 81 | -5 | 0.6 | -15 |  |  |  | Damp Location Rated |  |  |  | 2014-11-15 | 2014-11-24 | United States | ES_1018391_SKC7CWW-144_11252014004840_6520960 | 2225892
Maxlite | MaxLite | SKM11EGWW | SKM11EGWW |  | CFL Globe | Globe | E26 (Medium) | Decorative | CFL | 2 | 60 | 120 | 70 |  | 2.3 |  | 550 | 11 | 50 | No | 10000 | 2700 | 82 | -9 | 0.6 | -15 |  |  |  | Damp Location Rated |  |  |  | 2014-10-01 | 2014-10-17 | United States | ES_1018391_SKM11EGWW_10262014130916_8956682 | 2223475
Maxlite | MaxLite | SKM14EGWW | SKM14EGWW | ,HCG14WW6, | CFL Globe | Globe | E26 (Medium) | Decorative | CFL | 2 | 100 | 114 | 80 |  | 1.8 |  | 800 | 14 | 57.1 | No | 10000 | 2700 | 82 | -7 | 0.5 | -15 |  |  |  | None |  |  |  | 2014-10-01 | 2014-10-17 | United States | ES_1018391_SKM14EGWW_10262014131000_9000696 | 2223455
Maxlite | MaxLite | SKM9EGWW-141 | SKM9EGWW-141 | ,SKM9EGWW/BP-141, | G25 | Globe | E26 (Medium) | Decorative | CFL | 2 | 60 | 108.3 | 79.1 |  | 2 |  | 500 | 9.3 | 53.8 | No | 10000 | 2700 | 83 | -11 | 0.6 | -18 |  |  |  | Not for Use in Enclosed Fixtures |  |  |  | 2015-08-25 | 2015-09-14 | United States | ES_1018391_SKM9EGWW-141_09142015175451_3291437 | 2247948
Maxlite | MaxLite | SKR315FLCW | SKR315FLCW |  | CFL Reflector | Reflector (Flood/Spot) | E26 (Medium) | Directional | CFL | 2 | 65 | 142 | 94 |  | 1.2 |  | 780 | 15 | 46.7 | No | 10000 | 4100 | 82 | 30 | 0.6 | -15 |  |  |  | None |  |  |  | 2014-10-01 | 2014-10-31 | United States | ES_1018391_SKR315FLCW_11042014161836_7916943 | 2224209
Maxlite | MaxLite | SKR315FLWW-107 | SKR315FLWW-107 | ,HCR315WW6-107, | CFL Reflector | Reflector (Flood/Spot) | E26 (Medium) | Directional | CFL | 2 | 65 | 142 | 94 |  | 1.2 |  | 781 | 15 | 46.7 | No | 10000 | 2700 | 82 | 0 | 0.5 | -15 |  |  |  | None |  |  |  | 2014-10-01 | 2014-10-31 | United States | ES_1018391_SKR315FLWW-107_11042014162036_8036163 | 2224210
Maxlite | MaxLite | SKR316FLWW-141,SKR316FLWW/BP-141 | SKR316FLWW-141 | SKR316FLWW-141,SKR316FLWW/BP-141,SKR316FLWW/BP-141, | CFL Reflector | Reflector (Flood/Spot) | E26 (Medium) | Directional | CFL | 2 | 65 | 147 | 94 |  | 2 |  | 750 | 16 | 46.9 | No | 10000 | 2700 | 81 | -9 | 0.6 | 0 |  |  |  | Not for Use in Enclosed Fixtures |  |  |  | 2016-07-10 | 2016-06-30 | United States | ES_1018391_SKR316FLWW-141_07012016134725_6085738 | 2271366
Maxlite | MaxLite | SKS11EAWW | SKS11EAWW | ,HCS11WWTR, | CFL Bare Spiral | General Purpose Replacement | E26 (Medium) | Omnidirectional | CFL | 2 | 40 | 108 | 46 |  | 2.3 |  | 690 | 11 | 62.7 | No | 10000 | 2700 | 83 | -7 | 0.6 | -15 |  |  |  | Damp Location Rated |  |  |  | 2014-10-01 | 2014-10-17 | United States | ES_1018391_SKS11EAWW_10262014131112_9072383 | 2223461
Maxlite | MaxLite | SKS13EADL | SKS13EADL | ,HCS134DL6,; ,HCS13DL6, | CFL Bare Spiral | General Purpose Replacement | E26 (Medium) | Omnidirectional | CFL | 2 | 60 | 112 | 50 |  | 2.3 |  | 900 | 13.3 | 65.4 | No | 10000 | 5000 | 83 | 44 | 0.6 | -15 |  |  |  | Other,Not for Use in Enclosed Fixtures |  |  |  | 2014-10-01 | 2014-10-17 | United States | ES_1018391_SKS13EADL_10262014131429_9269999 | 2223711
Maxlite | MaxLite | SKS13EAWW-107 | SKS13EAWW-107 | ,HCS134WW-107/XE,; ,HCS134WW6-107,; ,HCS13WW6-107,; SKS13EAWW-107,SKS13EAWW-107, | CFL Bare Spiral | General Purpose Replacement | E26 (Medium) | Omnidirectional | CFL | 2 | 60 | 112 | 50 |  | 2.3 |  | 900 | 13.2 | 69.2 | No | 10000 | 2700 | 82 | 0 | 0.6 | -15 |  |  |  | Other,Not for Use in Enclosed Fixtures |  |  |  | 2014-10-01 | 2014-10-17 | United States | ES_1018391_SKS13EAWW-107_10262014131705_9425802 | 2223712
Maxlite | MaxLite | SKS13EAWW-110 | SKS13EAWW-110 | ,HCS134WW-110/XE,; ,HCS136EAWW/TR,; ,SKS134TEAWW/TR,; ,SKS134TEAWW/TR2,; SKS13EAWW-110,SKS13EAWW-110, | CFL Bare Spiral | General Purpose Replacement | E26 (Medium) | Omnidirectional | CFL | 2 | 60 | 118.2 | 45.9 |  | 2.5 |  | 900 | 13.5 | 69.2 | No | 10000 | 2700 | 81 | -20 | 0.6 | -20 |  |  |  | Damp Location Rated,Other |  |  |  | 2014-10-01 | 2014-10-09 | United States | ES_1018391_SKS13EAWW-110_10152014042653_7213758 | 2222367
Maxlite | MaxLite | SKS13EAWW-133 | SKS13EAWW-133 |  | CFL Bare Spiral | General Purpose Replacement | E26 (Medium) | Omnidirectional | CFL | 2 | 60 | 112 | 46 |  | 2.5 |  | 900 | 13 | 69.2 | No | 10000 | 2700 | 82 | 18 | 0.6 | -18 |  |  |  | Damp Location Rated,Not for Use in Enclosed Fixtures |  |  |  | 2015-05-01 | 2015-06-02 | United States | ES_1018391_SKS13EAWW-133_06032015181211_5131891 | 2241052
Maxlite | MaxLite | SKS13T2CW | SKS13T2CW |  | CFL Bare Spiral | General Purpose Replacement | E26 (Medium) | Omnidirectional | CFL | 2 | 60 | 105.9 | 47.6 |  | 1.6 |  | 880 | 13 | 67.7 | No | 10000 | 4100 | 84 | 32 | 0.6 | -18 |  |  |  | None |  |  |  | 2014-10-01 | 2014-11-24 | United States | ES_1018391_SKS13T2CW_11252014094730_1023718 | 2225962
Maxlite | MaxLite | ﻿SKS13T2CW-149 | ﻿SKS13T2CW-149 |  | CFL Bare Spiral | General Purpose Replacement | E26 (Medium) | Omnidirectional | CFL | 2 | 60 | 97.8 | 49.7 |  | 1.5 |  | 900 | 13 | 69.2 | No | 10000 | 4100 | 85 | 21 | 0.6 | -18 |  |  |  | Not for Use in Enclosed Fixtures |  |  |  | 2015-08-20 | 2015-09-07 | United States | ES_1018391_﻿SKS13T2CW-149_09092015175206_1126219 | 2247494
Maxxima | MAXXIMA | LED | MLB-211500W-02 |  | A21 | General Purpose Replacement | E26 (Medium) | Omnidirectional | LED | 3 | 100 | 134.9 | 71.7 |  |  |  | 1600 | 15 | 106.7 | No | 25000 | 2700 | 84 | 15 | 0.9 | -40 | Dimmable | 10% | No | Damp Location Rated | No |  |  | 2016-07-18 | 2016-08-15 | United States, Canada | ES_1061198_MLB-211500W-02_08192016121001_1024058 | 2276115
Maxlite | MaxLite | ﻿SKS13T2DL-149 | ﻿SKS13T2DL-149 | ,SKS13T2DL/4P-149,; ﻿SKS13T2DL-149,﻿SKS13T2DL-149, | CFL Bare Spiral | General Purpose Replacement | E26 (Medium) | Omnidirectional | CFL | 2 | 60 | 97.8 | 50.6 |  | 1.5 |  | 900 | 13 | 69.2 | No | 10000 | 5000 | 85 | 34 | 0.6 | -18 |  |  |  | Not for Use in Enclosed Fixtures |  |  |  | 2015-08-20 | 2015-09-07 | United States | ES_1018391_﻿SKS13T2DL-149_09092015175638_1398823 | 2247495
Maxlite | MaxLite | SKS13T2WW-110 | SKS13T2WW-110 | ,HCS13T2WW/MA-110,; ,SKS13T2WW-110/BP, | CFL Bare Spiral | General Purpose Replacement | E26 (Medium) | Omnidirectional | CFL | 2 | 60 | 102.6 | 46.8 |  | 2.5 |  | 900 | 13.2 | 69.2 | No | 12000 | 2700 | 82 | 12 | 0.6 | -20 |  |  |  | Damp Location Rated,Other |  |  |  | 2014-10-01 | 2014-10-09 | United States | ES_1018391_SKS13T2WW-110_10152014042914_7354696 | 2222368
Maxlite | MaxLite | SKS13T2WW-133 | SKS13T2WW-133 |  | CFL Bare Spiral | General Purpose Replacement | E26 (Medium) | Omnidirectional | CFL | 2 | 60 | 107.7 | 42.6 |  | 2.5 |  | 900 | 13 | 69.2 | No | 10000 | 2700 | 82 | 34 | 0.6 | -18 |  |  |  | Damp Location Rated,Not for Use in Enclosed Fixtures |  |  |  | 2015-08-15 | 2015-08-25 | United States | ES_1018391_SKS13T2WW-133_08252015195011_2211906 | 2246493
Maxlite | MaxLite | ﻿SKS13T2WW-149 | ﻿SKS13T2WW-149 | ,SKS13T2WW-149/BP,; ,SKS13T2WW/4P-149,; ﻿SKS13T2WW-149,﻿SKS13T2WW-149, | CFL Bare Spiral | General Purpose Replacement | E26 (Medium) | Omnidirectional | CFL | 2 | 60 | 91.1 | 48.7 |  | 1.5 |  | 900 | 13.9 | 64.7 | No | 10000 | 2700 | 82 | 9 | 0.6 | -18 |  |  |  | Not for Use in Enclosed Fixtures |  |  |  | 2015-08-20 | 2015-09-07 | United States | ES_1018391_﻿SKS13T2WW-149_09092015173956_0396188 | 2247492
Maxlite | MaxLite | SKS18EAWW-107 | SKS18EAWW-107 |  | CFL Bare Spiral | General Purpose Replacement | E26 (Medium) | Omnidirectional | CFL | 2 | 75 | 115 | 60 |  | 2.3 |  | 1300 | 18 | 72.2 | No | 10000 | 2700 | 83 | -10 | 0.5 | -15 |  |  |  | Damp Location Rated |  |  |  | 2014-10-01 | 2014-10-17 | United States | ES_1018391_SKS18EAWW-107_10262014131824_9504996 | 2223471
Maxlite | MaxLite | ﻿SKS18T2CW-149 | ﻿SKS18T2CW-149 |  | CFL Bare Spiral | General Purpose Replacement | E26 (Medium) | Omnidirectional | CFL | 2 | 75 | 108 | 61 |  | 1.5 |  | 1200 | 18.1 | 66.3 | No | 10000 | 4100 | 81 | 12 | 0.6 | -20 |  |  |  | Not for Use in Enclosed Fixtures |  |  |  | 2015-08-20 | 2015-09-07 | United States | ES_1018391_﻿SKS18T2CW-149_09092015181549_2549739 | 2247501
Maxlite | MaxLite | ﻿SKS18T2DL-149 | ﻿SKS18T2DL-149 |  | CFL Bare Spiral | General Purpose Replacement | E26 (Medium) | Omnidirectional | CFL | 2 | 75 | 108 | 61 |  | 1.5 |  | 1200 | 18.1 | 66.3 | No | 10000 | 5000 | 82 | 42 | 0.6 | -20 |  |  |  | Not for Use in Enclosed Fixtures |  |  |  | 2015-08-20 | 2015-09-07 | United States | ES_1018391_﻿SKS18T2DL-149_09092015182432_3072954 | 2247502
Maxlite | MaxLite | ﻿SKS18T2WW-149 | ﻿SKS18T2WW-149 | ,SKS18T2WW/4P-149, | CFL Bare Spiral | General Purpose Replacement | E26 (Medium) | Omnidirectional | CFL | 2 | 75 | 108 | 61 |  | 1.5 |  | 1200 | 18 | 66.7 | No | 10000 | 2700 | 82 | -16 | 0.6 | -20 |  |  |  | Not for Use in Enclosed Fixtures |  |  |  | 2015-08-20 | 2015-09-07 | United States | ES_1018391_﻿SKS18T2WW-149_09092015180211_1731333 | 2247498
Maxlite | MaxLite | SKS23T2CW | SKS23T2CW |  | CFL Bare Spiral | General Purpose Replacement | E26 (Medium) | Omnidirectional | CFL | 2 | 100 | 126 | 55 |  | 1.6 |  | 1600 | 23 | 69.6 | No | 10000 | 4100 | 83 | 25 | 0.6 | -18 |  |  |  | None |  |  |  | 2014-10-01 | 2014-11-25 | United States | ES_1018391_SKS23T2CW_11252014095000_1023718 | 2225963
Maxlite | MaxLite | ﻿SKS23T2CW-149 | ﻿SKS23T2CW-149 |  | CFL Bare Spiral | General Purpose Replacement | E26 (Medium) | Omnidirectional | CFL | 2 | 100 | 114.6 | 59.8 |  | 2.2 |  | 1600 | 23.3 | 68.7 | No | 10000 | 4100 | 85 | 34 | 0.6 | -18 |  |  |  | Not for Use in Enclosed Fixtures |  |  |  | 2015-08-20 | 2015-09-07 | United States | ES_1018391_﻿SKS23T2CW-149_09092015183222_3542213 | 2247504
Maxlite | MaxLite | ﻿SKS23T2DL-149 | ﻿SKS23T2DL-149 |  | CFL Bare Spiral | General Purpose Replacement | E26 (Medium) | Omnidirectional | CFL | 2 | 100 | 114.6 | 59.8 |  | 2.2 |  | 1600 | 23 | 69.6 | No | 10000 | 5000 | 86 | 38 | 0.6 | -20 |  |  |  | Not for Use in Enclosed Fixtures |  |  |  | 2015-08-20 | 2015-09-07 | United States | ES_1018391_﻿SKS23T2DL-149_09092015183243_3563519 | 2247505
Maxlite | MaxLite | ﻿SKS23T2WW-149 | ﻿SKS23T2WW-149 | ﻿,SKS23T2WW/4P-149, | CFL Bare Spiral | General Purpose Replacement | E26 (Medium) | Omnidirectional | CFL | 2 | 100 | 114.6 | 59.8 |  | 2.2 |  | 1600 | 23 | 69.6 | No | 10000 | 2700 | 83 | -8 | 0.6 | -18 |  |  |  | Not for Use in Enclosed Fixtures |  |  |  | 2015-08-20 | 2015-09-07 | United States | ES_1018391_﻿SKS23T2WW-149_09092015183306_3586429 | 2247506
Maxlite | MaxLite | SKS23WW-107 | SKS23WW-107 | ,HCS234WW-107,; ,HCS23WW/TR, | CFL Bare Spiral | General Purpose Replacement | E26 (Medium) | Omnidirectional | CFL | 2 | 100 | 133 | 60 |  | 2.3 |  | 1600 | 23 | 69.6 | No | 10000 | 2700 | 81 | -7 | 0.5 | -15 |  |  |  | Damp Location Rated |  |  |  | 2014-10-01 | 2014-10-17 | United States | ES_1018391_SKS23WW-107_10262014131927_9567239 | 2223457
Maxlite | MaxLite | SKS30EA3WW-110 | SKS30EA3WW-110 |  | CFL Bare Spiral | General Purpose Replacement | E26 (Medium) | Omnidirectional | CFL | 2 | 125 | 148.5 | 68.7 |  | 3 |  | 2200 | 30 | 73.3 | Yes | 10000 | 2700 | 81 | -9 | 0.5 | -20 |  |  |  | Damp Location Rated,Other |  |  |  | 2014-10-01 | 2014-10-09 | United States | ES_1018391_SKS30EA3WW-110_10152014043826_7906674 | 2222371
Maxxima | MAXXIMA | LED | MLB-191000W |  | A19 | General Purpose Replacement | E26 (Medium) | Omnidirectional | LED | 3 | 60 | 112.7 | 61.5 |  |  |  | 800 | 10.6 | 75.5 | No | 25000 | 2700 | 81 | 9 | 1 | -20 | Dimmable | 5% |  | Damp Location Rated,Not for Use in Enclosed Fixtures |  |  |  | 2015-04-27 | 2015-04-28 | United States, Canada | ES_1061198_MLB-191000W_04282015062000_1023802 | 2238147
Maxxima | MAXXIMA | LED | MLB-19950W-4 |  | A19 | General Purpose Replacement | E26 (Medium) | Omnidirectional | LED | 3 | 60 | 112.5 | 59.9 |  |  |  | 800 | 9 | 88.9 | No | 25000 | 2700 | 82 | 8 | 0.9 | -40 | Dimmable | 10% | No | Damp Location Rated | No |  |  | 2016-07-18 | 2016-08-15 | United States, Canada | ES_1061198_MLB-19950W-4_08192016120111_1024058 | 2276110
Maxxima | MAXXIMA | LED | MLB-211400W |  | A21 | General Purpose Replacement | E26 (Medium) | Omnidirectional | LED | 3 | 75 | 134.4 | 71.3 |  |  |  | 1100 | 14 | 78.6 | No | 25000 | 2700 | 82 | 9 | 1 | -20 | Dimmable | 5% |  | Damp Location Rated,Not for Use in Enclosed Fixtures |  |  |  | 2015-04-27 | 2015-04-28 | United States, Canada | ES_1061198_MLB-211400W_04282015055730_1023802 | 2238146
Maxxima | MAXXIMA | LED | MLB-BR2070W |  | R20 | Reflector (Flood/Spot) | E26 (Medium) | Directional | LED | 3 | 50 | 96.2 | 63.4 |  |  | 109 | 600 | 7.1 | 84.5 | No | 25000 | 3000 | 82 | 6 | 0.9 | -20 | Dimmable | 10% |  | Damp Location Rated,Not for Use in Enclosed Fixtures |  |  |  | 2015-05-20 | 2016-01-04 | United States, Canada | ES_1061198_MLB-BR2070W_01042016022000_1023947 | 2255795
Maxxima | MAXXIMA | LED | MLB-BR30120NW |  | BR30 | Reflector (Flood/Spot) | E26 (Medium) | Directional | LED | 3 | 75 | 128.9 | 95.7 |  |  | 110 | 950 | 11 | 86.4 | No | 25000 | 4000 | 84 | 16 | 1 | -20 | Dimmable | 10% |  | Damp Location Rated,Not for Use in Enclosed Fixtures |  |  |  | 2015-05-15 | 2016-01-04 | United States, Canada | ES_1061198_MLB-BR30120NW_01042016022730_1023948 | 2255796
Maxxima | MAXXIMA | LED | MLB-BR30120W |  | BR30 | Reflector (Flood/Spot) | E26 (Medium) | Directional | LED | 3 | 75 | 128.9 | 94.7 |  |  | 110 | 950 | 11 | 86.4 | No | 25000 | 3000 | 82 | 9 | 1 | -20 | Dimmable | 10% |  | Damp Location Rated,Not for Use in Enclosed Fixtures |  |  |  | 2015-04-28 | 2015-07-22 | United States, Canada | ES_1061198_MLB-BR30120W_04282015064840_1023802 | 2238142
Maxxima | MAXXIMA | LED | MLB-BR40140NW |  | BR40 | Reflector (Flood/Spot) | E26 (Medium) | Directional | LED | 3 | 75 | 158.1 | 119.7 |  |  | 110 | 1100 | 12 | 91.7 | No | 25000 | 4000 | 84 | 15 | 0.9 | -20 | Dimmable | 10% |  | Damp Location Rated,Not for Use in Enclosed Fixtures |  |  |  | 2015-05-20 | 2016-01-04 | United States, Canada | ES_1061198_MLB-BR40140NW_01042016023950_1023948 | 2255797
Maxxima | MAXXIMA | LED | MLB-BR40140W |  | BR40 | Reflector (Flood/Spot) | E26 (Medium) | Directional | LED | 3 | 75 | 158.1 | 120.2 |  |  | 110 | 1100 | 12 | 91.7 | No | 25000 | 3000 | 82 | 10 | 1 | -20 | Dimmable | 10% |  | Damp Location Rated,Not for Use in Enclosed Fixtures |  |  |  | 2015-04-28 | 2015-07-22 | United States, Canada | ES_1061198_MLB-BR40140W_04282015070550_1023802 | 2238143
Maxxima | MAXXIMA | LED | MLB-BR40200NW |  | BR40 | Reflector (Flood/Spot) | E26 (Medium) | Directional | LED | 3 | 100 | 158.7 | 120 |  |  | 110 | 1500 | 17 | 88.2 | No | 25000 | 4000 | 84 | 15 | 0.9 | -20 | Dimmable | 10% |  | Damp Location Rated,Not for Use in Enclosed Fixtures |  |  |  | 2015-05-20 | 2016-01-04 | United States, Canada | ES_1061198_MLB-BR40200NW_01042016024330_1023948 | 2255798
Maxxima | MAXXIMA | LED | MLB-BR40200W |  | BR40 | Reflector (Flood/Spot) | E26 (Medium) | Directional | LED | 3 | 100 | 158.7 | 120 |  |  | 110 | 1500 | 17 | 88.2 | No | 25000 | 3000 | 82 | 9 | 0.9 | -20 | Dimmable | 10% |  | Damp Location Rated,Not for Use in Enclosed Fixtures |  |  |  | 2015-04-28 | 2015-07-22 | United States, Canada | ES_1061198_MLB-BR40200W_04282015071440_1023803 | 2238144
Maxxima | MAXXIMA | M16008LG-W3A | MLB-16800WF |  | MR16 | Reflector (Flood/Spot) | GU5.3 | Directional | LED | 3 | 50 | 49.9 | 50.1 | 1320 |  | 40 | 625 | 8 | 78.1 | No | 25000 | 2700 | 82 | 17 | 1 | -20 | Dimmable | 19% |  | Damp Location Rated,Not for Use in Enclosed Fixtures |  |  |  | 2015-02-23 | 2015-04-02 | United States, Canada | ES_1061198_MLB-16800WF_04022015111951_1023783 | 2235702
Maxxima | MAXXIMA | M16008LG-W3B | MLB-16800SF |  | MR16 | Reflector (Flood/Spot) | GU5.3 | Directional | LED | 3 | 50 | 49.9 | 50.1 | 1317 |  | 40 | 650 | 8 | 81.3 | No | 25000 | 3500 | 85 | 28 | 1 | -20 | Dimmable | 20% |  | Damp Location Rated |  |  |  | 2015-04-02 | 2015-04-02 | United States, Canada | ES_1061198_MLB-16800SF_04022015023000_1023783 | 2235703
Megalight Inc. | MegaLight | A1901427 | A1901427 |  | CFL A-type | General Purpose Replacement | E26 (Medium) | Omnidirectional | CFL | 2 | 60 | 113.4 | 59.9 |  | 1.5 |  | 800 | 14.2 | 56.3 | No | 10000 | 2700 | 82 | -6 | 0.6 | 15 |  |  |  | Not for Use in Enclosed Fixtures |  |  |  | 2014-08-05 | 2014-12-18 | United States, Canada | ES_1041489_A1901427_12182014042620_1023733 | 2229636
Megalight Inc. | MegaLight | CFL | A1901427 |  | CFL A-type | General Purpose Replacement | E26 (Medium) | Decorative | CFL | 9 | 60 | 122 | 60 |  | 1.5 |  | 800 | 15.2 | 57.1 | No | 10000 | 2700 | 82 | -10 | 0.6 | -29 |  |  |  | None |  |  |  | 2014-10-30 | 2014-10-21 | United States | ES_1041489_A1901427_10222014133748_6644427 | 2223145
Megalight Inc. | MegaLight | CFL | ST201327 |  | CFL Bare Spiral | General Purpose Replacement | E26 (Medium) | Omnidirectional | CFL | 2 | 60 | 102 | 50 |  | 1.5 |  | 860 | 13.2 | 66.2 | No | 12000 | 2700 | 83 | -5 | 0.6 | -20 |  |  |  | Not for Use in Enclosed Fixtures |  |  |  | 2014-10-30 | 2014-11-05 | United States | ES_1041489_ST201327_11072014100726_6190398 | 2224366
Megalight Inc. | MegaLight | CFL | ST201327-C2 AEP |  | CFL Bare Spiral | General Purpose Replacement | E26 (Medium) | Omnidirectional | CFL | 2 | 60 | 102 | 50 |  | 1.5 |  | 900 | 13 | 69.2 | No | 12000 | 2700 | 83 | -5 | 0.6 | -4 |  |  |  | None |  |  |  | 2014-08-30 | 2014-08-26 | United States | ES_1041489_ST201327-C2 AEP_08292014154947_1048048 | 2218524
Megalight Inc. | MegaLight | CFL | ST201827 |  | CFL Bare Spiral | General Purpose Replacement | E26 (Medium) | Omnidirectional | CFL | 2 | 75 | 113 | 56 |  | 1.5 |  | 1250 | 18.5 | 69.4 | No | 12000 | 2700 | 83 | -10 | 0.6 | -29 |  |  |  | Not for Use in Recessed Fixtures,Not for Use in Enclosed Fixtures |  |  |  | 2014-10-30 | 2014-11-05 | United States | ES_1041489_ST201827_11072014101028_3773783 | 2224372
Megalight Inc. | MegaLight | Directional LED Lamp PAR20 | LPAR2000830 |  | PAR20 | Reflector (Flood/Spot) | E26 (Medium) | Directional | LED | 3 | 50 | 85.6 | 63.1 | 1005 |  | 40 | 500 | 8 | 62.5 | No | 25000 | 3000 | 83 | 8 | 0.9 | -20 | Dimmable | 10% |  | Damp Location Rated,Recessed Fixtures,Not for Use in Enclosed Fixtures |  |  |  | 2015-03-27 | 2015-03-27 | United States, Canada | ES_1041489_LPAR2000830_03272015172802_2098741 | 2236045
Megalight Inc. | MegaLight | Directional LED Lamp PAR30 | LPAR3001330 |  | PAR30L | Reflector (Flood/Spot) | E26 (Medium) | Directional | LED | 3 | 75 | 115.4 | 95.8 | 1680 |  | 40 | 800 | 13 | 61.5 | No | 25000 | 3000 | 83 | 6 | 0.9 | -20 | Dimmable | 10% |  | Damp Location Rated,Recessed Fixtures,Not for Use in Enclosed Fixtures |  |  |  | 2015-03-27 | 2015-03-27 | United States, Canada | ES_1041489_LPAR3001330_03272015172745_4335662 | 2236044
Megalight Inc. | MegaLight | Directional LED Lamp PAR38 | LPAR3801830 |  | PAR38 | Reflector (Flood/Spot) | E26 (Medium) | Directional | LED | 3 | 100 | 133.2 | 124.6 | 2197 |  | 40 | 1100 | 18 | 61.1 | No | 25000 | 3000 | 83 | 6 | 1 | -20 | Dimmable | 10% |  | Damp Location Rated,Recessed Fixtures,Not for Use in Enclosed Fixtures |  |  |  | 2015-03-27 | 2015-03-27 | United States, Canada | ES_1041489_LPAR3801830_03272015172722_3208591 | 2236043
Megalight Inc. | MegaLight | LA191430OHC | LA191430OHC |  | A19 | General Purpose Replacement | E26 (Medium) | Omnidirectional | LED | 3 | 60 | 110.9 | 64.7 |  |  |  | 850 | 14 | 60.7 | No | 25000 | 3000 | 92 | 67 | 1 | -20 | Dimmable | 3% |  | None |  |  |  | 2014-04-28 | 2014-04-28 | United States | ES_1041489_LA191430OHC_05022014015440_1023602 | 2210313
Megalight Inc. | MegaLight | LED | LBR2000830 |  | R20 | Reflector (Flood/Spot) | E26 (Medium) | Directional | LED | 5 | 50 | 95 | 64 |  |  |  | 500 | 7.5 | 66.7 | No | 25000 | 2700 | 82 | 5 | 0.9 | -40 | Dimmable | 10% |  | None |  |  |  | 2014-10-30 | 2014-11-12 | United States | ES_1041489_LBR2000830_11132014140726_5543937 | 2225040
Megalight Inc. | MegaLight | LED | LCDL00530E12 |  | Decorative: Other | Decorative | E12 (Candelabra) | Decorative | LED | 5 | 40 | 104 | 35 |  |  |  | 315 | 4.7 | 67 | No | 40000 | 3000 | 82 | 18 | 0.6 | -40 | Dimmable | 10% |  | None |  |  |  | 2014-10-20 | 2014-10-31 | United States | ES_1041489_LCDL00530E12_10312014155224_1122856 | 2224088
Megalight Inc. | MegaLight | LED | LPAR2000830 |  | PAR20 | Reflector (Flood/Spot) | E26 (Medium) | Directional | LED | 5 | 50 | 85 | 62 | 882 |  | 40 |  | 8.1 | 58.7 | No | 25000 | 3000 | 83 | 5 | 0.9 | -40 | Dimmable | 10% |  | None |  |  |  | 2014-10-30 | 2014-10-31 | United States | ES_1041489_LPAR2000830_10312014154905_9451197 | 2224029
Megalight Inc. | MegaLight | LED | LPAR3001430 |  | PAR30L | Reflector (Flood/Spot) | E26 (Medium) | Directional | LED | 5 | 75 | 118 | 95 | 1648 |  | 40 |  | 14.4 | 57.1 | No | 40000 | 3000 | 83 | 3 | 1 | -40 | Dimmable | 10% |  | None |  |  |  | 2014-10-30 | 2014-11-05 | United States | ES_1041489_LPAR3001430_11072014103203_3876962 | 2224379
Megalight Inc. | MegaLight | LED Omni Lamp A19 | LA1900930OHL |  | A19 | General Purpose Replacement | E26 (Medium) | Omnidirectional | LED | 3 | 60 | 111.8 | 59.6 |  |  |  | 810 | 9.5 | 85.3 | No | 25000 | 3000 | 83 | 19 | 0.9 | -20 | Dimmable | 10% |  | Damp Location Rated,Not for Use in Enclosed Fixtures,Recessed Fixtures |  |  |  | 2015-03-27 | 2015-03-27 | United States, Canada | ES_1041489_LA1900930OHL_03272015172825_2897854 | 2236046
Megalight Inc. | MegaLight | self-ballasted LED Lamp | LA1900930OHL |  | A19 | General Purpose Replacement | E26 (Medium) | Omnidirectional | LED | 3 | 60 | 117 | 59.7 |  |  |  | 800 | 9 | 88.9 | No | 25000 | 3000 | 83 | 7 | 1 | -25 | Dimmable | 5% |  | None |  |  |  | 2015-02-12 | 2015-02-18 | United States | ES_1041489_LA1900930OHL_02192015131920_5447130 | 2233489
Megalight Inc. | MegaLight | self-ballasted LED Lamp | LBR2000730 |  | R20 | Reflector (Flood/Spot) | E26 (Medium) | Directional | LED | 3 | 45 | 98.5 | 63 |  |  | 120 | 500 | 7 | 71.4 | No | 25000 | 3000 | 84 | 12 | 1 | -40 | Dimmable | 10% |  | None |  |  |  | 2015-05-15 | 2015-05-12 | United States | ES_1041489_LBR2000730_05132015105916_7674888 | 2239253
Megalight Inc. | MegaLight | self-ballasted LED Lamp | LBR3001330 |  | BR30 | Reflector (Flood/Spot) | E26 (Medium) | Directional | LED | 3 | 85 | 135 | 95 |  |  | 120 | 1100 | 13 | 84.6 | No | 25000 | 3000 | 84 | 13 | 1 | -40 | Dimmable | 10% |  | None |  |  |  | 2015-02-12 | 2015-02-18 | United States | ES_1041489_LBR3001330_02192015132256_3274377 | 2233423
Megalight Inc. | MegaLight | ST201450-C1 | ST201450-C1 |  | CFL Bare Spiral | General Purpose Replacement | E26 (Medium) | Omnidirectional | CFL | 2 | 60 | 103.2 | 45.1 |  | 1.8 |  | 850 | 14.2 | 59.9 | No | 10000 | 5000 | 82 | 46 | 0.6 | -29 |  |  |  | Not for Use in Enclosed Fixtures |  |  |  | 2014-08-20 | 2014-12-18 | United States, Canada | ES_1041489_ST201450-C1_12182014041110_1023733 | 2229633
Megalight Inc. | MegaLight | ST2801927 | ST2801927 |  | CFL Bare Spiral | General Purpose Replacement | E26 (Medium) | Omnidirectional | CFL | 2 | 75 | 103.5 | 56.6 |  | 2 |  | 1250 | 19.2 | 65.1 | No | 12000 | 2700 | 82 | -22 | 0.6 | -29 |  |  |  | Not for Use in Enclosed Fixtures |  |  |  | 2014-07-25 | 2014-12-18 | United States, Canada | ES_1041489_ST201927_12182014043550_1023733 | 2229637
Megalight Inc. | MegaLight | ST2802327 | ST2802327 |  | CFL Bare Spiral | General Purpose Replacement | E26 (Medium) | Omnidirectional | CFL | 2 | 100 | 112.1 | 60.7 |  | 2 |  | 1600 | 23.2 | 69 | No | 12000 | 2700 | 81 | -23 | 0.6 | -30 |  |  |  | Not for Use in Enclosed Fixtures |  |  |  | 2014-08-10 | 2014-12-18 | United States, Canada | ES_1041489_ST2802327_12182014040840_1023733 | 2229632
Meijer Distribution, Inc. | Meijer | 5cSB-A1100ST-Q1D-01 | 5cSB-A1100ST-Q1D-01 |  | A19 | General Purpose Replacement | E26 (Medium) | Omnidirectional | LED | 3 | 75 | 117.2 | 60 |  |  |  | 1100 | 12.5 | 88 | No | 15000 | 2700 | 81 | 4 | 1 | -20 | Dimmable | 5% | No | Not for Use in Recessed Fixtures | No |  |  | 2016-09-10 | 2016-09-09 | United States | ES_21964_5cSB-A1100ST-Q1D-01_09162016113616_7415148 | 2279166
Meijer Distribution, Inc. | Meijer | CFL | ET16MRL-IS | ,,2884975 | R30 | Reflector (Flood/Spot) | E26 (Medium) | Directional | CFL | 3 | 60 | 139 | 94 |  | 1.5 |  | 750 | 16.4 | 46.9 | No | 10000 | 2700 | 82 | -6 | 0.6 | -18 |  |  |  | None |  |  |  | 2014-10-30 | 2014-11-05 | United States | ES_21964_ET16MRL-IS_11072014135120_1293487 | 2224389
Meijer Distribution, Inc. | Meijer | 5cSB-A1100ST-Q1D-03 | 5cSB-A1100ST-Q1D-03 |  | A19 | General Purpose Replacement | E26 (Medium) | Omnidirectional | LED | 3 | 75 | 117.2 | 60 |  |  |  | 1155 | 12.5 | 92.4 | No | 15000 | 5000 | 84 | 16 | 1 | -20 | Dimmable | 5% | No | Not for Use in Recessed Fixtures | No |  |  | 2016-09-10 | 2016-09-09 | United States | ES_21964_5cSB-A1100ST-Q1D-03_09162016113616_4481807 | 2279167
Meijer Distribution, Inc. | Meijer | 5cSB-A1600ST-Q1D-01 | 5cSB-A1600ST-Q1D-01 |  | A19 | General Purpose Replacement | E26 (Medium) | Omnidirectional | LED | 3 | 100 | 117.2 | 60 |  |  |  | 1600 | 15 | 106.7 | No | 15000 | 2700 | 81 | 5 | 1 | -20 | Dimmable | 5% | No | Not for Use in Recessed Fixtures | No |  |  | 2016-09-10 | 2016-09-09 | United States | ES_21964_5cSB-A1600ST-Q1D-01_09162016113634_7910099 | 2279164
Meijer Distribution, Inc. | Meijer | 5cSB-A1600ST-Q1D-03 | 5cSB-A1600ST-Q1D-03 |  | A19 | General Purpose Replacement | E26 (Medium) | Omnidirectional | LED | 3 | 100 | 117.2 | 60 |  |  |  | 1650 | 15 | 110 | No | 15000 | 5000 | 84 | 10 | 1 | -20 | Dimmable | 5% | No | Not for Use in Recessed Fixtures | No |  |  | 2016-09-10 | 2016-09-09 | United States | ES_21964_5cSB-A1600ST-Q1D-03_09162016113634_8273884 | 2279165
Meijer Distribution, Inc. | Meijer | 5cSB-A1600ST-Q1P-01 | 5cSB-A1600ST-Q1P-01 |  | A19 | General Purpose Replacement | E26 (Medium) | Omnidirectional | LED | 3 | 100 | 117 | 60 |  |  |  | 1500 | 13.5 | 111.1 | Yes | 15000 | 2700 | 81 | 4 | 1 | -20 |  |  | No | Not for Use in Recessed Fixtures | No |  |  | 2016-09-10 | 2016-09-09 | United States | ES_21964_5cSB-A1600ST-Q1P-01_09162016113651_9313902 | 2279163
Meijer Distribution, Inc. | Meijer | 5cSB-A450ST-Q1D-01-C | 5cSB-A450ST-Q1D-01-C |  | A19 | General Purpose Replacement | E26 (Medium) | Omnidirectional | LED | 3 | 40 | 107 | 60 |  |  |  | 450 | 5.5 | 81.8 | No | 15000 | 2700 | 82 | 4 | 1 | -20 | Dimmable | 10% | No | Not for Use in Recessed Fixtures | No |  |  | 2016-09-10 | 2016-09-09 | United States | ES_21964_5cSB-A450ST-Q1D-01-C_09162016113529_1386034 | 2279170
Meijer Distribution, Inc. | Meijer | 5cSB-A450ST-Q1D-03-C | 5cSB-A450ST-Q1D-03-C |  | A19 | General Purpose Replacement | E26 (Medium) | Omnidirectional | LED | 3 | 40 | 107 | 60 |  |  |  | 480 | 5.5 | 87.3 | No | 15000 | 5000 | 85 | 18 | 1 | -20 | Dimmable | 10% | No | Not for Use in Recessed Fixtures | No |  |  | 2016-09-10 | 2016-09-09 | United States | ES_21964_5cSB-A450ST-Q1D-03-C_09162016113529_7642477 | 2279171
Meijer Distribution, Inc. | Meijer | 5cSB-A800ST-Q1D-01-C | 5cSB-A800ST-Q1D-01-C |  | A19 | General Purpose Replacement | E26 (Medium) | Omnidirectional | LED | 3 | 60 | 107.3 | 60.1 |  |  |  | 800 | 9 | 88.9 | No | 15000 | 2700 | 81 | 2 | 0.9 | -20 | Dimmable | 9% | No | Not for Use in Recessed Fixtures | No |  |  | 2016-09-10 | 2016-09-09 | United States | ES_21964_5cSB-A800ST-Q1D-01-C_09162016113600_7977377 | 2279168
Meijer Distribution, Inc. | Meijer | 5cSB-A800ST-Q1D-03-C | 5cSB-A800ST-Q1D-03-C |  | A19 | General Purpose Replacement | E26 (Medium) | Omnidirectional | LED | 3 | 60 | 107.3 | 60.1 |  |  |  | 850 | 9 | 94.4 | No | 15000 | 5000 | 85 | 19 | 0.9 | -20 | Dimmable | 9% | No | Not for Use in Recessed Fixtures | No |  |  | 2016-09-10 | 2016-09-09 | United States | ES_21964_5cSB-A800ST-Q1D-03-C_09162016113600_4504311 | 2279169
Meijer Distribution, Inc. | Meijer | 6aSA-BR650ST-Q1D-01 | 6aSA-BR650ST-Q1D-01 |  | BR30 | Reflector (Flood/Spot) | E26 (Medium) | Directional | LED | 3 | 65 | 126 | 91 |  |  |  | 700 | 9 | 77.8 | No | 25000 | 2700 | 81 | 5 | 0.9 | -20 | Dimmable | 9% | No | None | No |  |  | 2016-09-10 | 2016-09-09 | United States | ES_21964_6aSA-BR650ST-Q1D-01_09162016112954_1371516 | 2279156
Meijer Distribution, Inc. | Meijer | 6aSA-BR650ST-Q1D-03 | 6aSA-BR650ST-Q1D-03 |  | BR30 | Reflector (Flood/Spot) | E26 (Medium) | Directional | LED | 3 | 65 | 126 | 91 |  |  |  | 735 | 9 | 81.7 | No | 25000 | 5000 | 85 | 19 | 0.9 | -20 | Dimmable | 9% | No | None | No |  |  | 2016-09-10 | 2016-09-09 | United States | ES_21964_6aSA-BR650ST-Q1D-03_09162016112954_4456692 | 2279157
Meijer Distribution, Inc. | Meijer | CFL | ET09MCL/CAN | ,,2885026 | CFL Candle | Decorative | E12 (Candelabra) | Decorative | CFL | 3 | 40 | 112 | 40 |  | 1.5 |  | 450 | 9.7 | 50 | No | 10000 | 2700 | 82 | -3 | 0.6 | -18 |  |  |  | None |  |  |  | 2014-10-30 | 2014-11-05 | United States | ES_21964_ET09MCL/CAN_11072014101537_2554354 | 2224369
Meijer Distribution, Inc. | Meijer | CFL | ET13MSL2E | ,,2884952 | CFL Bare Spiral | General Purpose Replacement | E26 (Medium) | Omnidirectional | CFL | 2 | 60 | 102 | 50 |  | 1.5 |  | 900 | 13 | 69.2 | No | 12000 | 2700 | 83 | -5 | 0.6 | -18 |  |  |  | Not for Use in Enclosed Fixtures |  |  |  | 2014-10-30 | 2014-11-17 | United States | ES_21964_ET13MSL2E_11242014141220_1962991 | 2225645
Meijer Distribution, Inc. | Meijer | CFL | ET13MSL2E | ,,2884952 | CFL Bare Spiral | General Purpose Replacement | E26 (Medium) | Omnidirectional | CFL | 3 | 60 | 102 | 50 |  | 1.5 |  | 900 | 13 | 69.2 | No | 12000 | 2700 | 83 | -5 | 0.6 | -18 |  |  |  | Not for Use in Recessed Fixtures |  |  |  | 2014-10-30 | 2014-11-17 | United States | ES_21964_ET13MSL2E_11242014141220_6380004 | 2225646
Meijer Distribution, Inc. | Meijer | CFL | ET13MSL2E35 | ,,2884955 | CFL Bare Spiral | General Purpose Replacement | E26 (Medium) | Omnidirectional | CFL | 2 | 60 | 102 | 50 |  | 1.5 |  | 900 | 13 | 69 | No | 12000 | 3500 | 84 | 17 | 0.6 | -18 |  |  |  | None |  |  |  | 2014-10-30 | 2014-11-17 | United States | ES_21964_ET13MSL2E35_11242014141443_6634045 | 2225639
Meijer Distribution, Inc. | Meijer | CFL | ET13MSL2E35 | ,,2884955 | CFL Bare Spiral | General Purpose Replacement | E26 (Medium) | Omnidirectional | CFL | 3 | 60 | 102 | 50 |  | 1.5 |  | 900 | 13 | 69 | No | 12000 | 3500 | 84 | 17 | 0.6 | -18 |  |  |  | None |  |  |  | 2014-10-30 | 2014-11-17 | United States | ES_21964_ET13MSL2E35_11242014141443_9412333 | 2225640
Meijer Distribution, Inc. | Meijer | CFL | ET13MSL2E65 | ,,2884962 | CFL Bare Spiral | General Purpose Replacement | E26 (Medium) | Omnidirectional | CFL | 2 | 60 | 102 | 50 |  | 1.5 |  | 860 | 13.1 | 65.8 | No | 12000 | 6500 | 84 | 46 | 0.6 | -18 |  |  |  | Not for Use in Enclosed Fixtures |  |  |  | 2014-10-30 | 2014-11-17 | United States | ES_21964_ET13MSL2E65_11242014141520_9042496 | 2225637
Meijer Distribution, Inc. | Meijer | CFL | ET13MSL2E65 | ,,2884962 | CFL Bare Spiral | General Purpose Replacement | E26 (Medium) | Omnidirectional | CFL | 3 | 60 | 102 | 50 |  | 1.5 |  | 860 | 13.1 | 65.8 | No | 12000 | 6500 | 84 | 46 | 0.6 | -18 |  |  |  | Not for Use in Enclosed Fixtures |  |  |  | 2014-10-30 | 2014-11-17 | United States | ES_21964_ET13MSL2E65_11242014141520_1324324 | 2225638
Meijer Distribution, Inc. | Meijer | CFL | ET18MSL2E | ,,2884966 | CFL Bare Spiral | General Purpose Replacement | E26 (Medium) | Omnidirectional | CFL | 2 | 75 | 113 | 56 |  | 1.5 |  | 1250 | 18 | 69.4 | No | 12000 | 2700 | 83 | -10 | 0.6 | -18 |  |  |  | Not for Use in Enclosed Fixtures |  |  |  | 2014-10-30 | 2014-11-17 | United States | ES_21964_ET18MSL2E_11242014141311_3392646 | 2225643
Meijer Distribution, Inc. | Meijer | CFL | ET18MSL2E | ,,2884966 | CFL Bare Spiral | General Purpose Replacement | E26 (Medium) | Omnidirectional | CFL | 3 | 75 | 113 | 56 |  | 1.5 |  | 1250 | 18 | 69.4 | No | 12000 | 2700 | 83 | -10 | 0.6 | -18 |  |  |  | Not for Use in Recessed Fixtures |  |  |  | 2014-10-30 | 2014-11-17 | United States | ES_21964_ET18MSL2E_11242014141311_7724305 | 2225644
Meijer Distribution, Inc. | Meijer | CFL | ET18MSL2E65 | ,,3576202 | CFL Bare Spiral | General Purpose Replacement | E26 (Medium) | Omnidirectional | CFL | 2 | 75 | 112 | 56 |  | 1.5 |  | 1200 | 18 | 66.7 | No | 12000 | 6500 | 84 | 44 | 0.6 | -18 |  |  |  | Not for Use in Enclosed Fixtures |  |  |  | 2014-10-30 | 2014-11-17 | United States | ES_21964_ET18MSL2E65_11242014141601_7505820 | 2225635
Meijer Distribution, Inc. | Meijer | CFL | ET18MSL2E65 | ,,3576202 | CFL Bare Spiral | General Purpose Replacement | E26 (Medium) | Omnidirectional | CFL | 3 | 75 | 112 | 56 |  | 1.5 |  | 1200 | 18 | 66.7 | No | 12000 | 6500 | 84 | 44 | 0.6 | -18 |  |  |  | Not for Use in Enclosed Fixtures |  |  |  | 2014-10-30 | 2014-11-17 | United States | ES_21964_ET18MSL2E65_11242014141601_3739391 | 2225636
Meijer Distribution, Inc. | Meijer | CFL | ET23MSL2E | ,,2884971 | CFL Bare Spiral | General Purpose Replacement | E26 (Medium) | Omnidirectional | CFL | 2 | 100 | 115 | 60 |  | 2 |  | 1600 | 23 | 69.6 | No | 12000 | 2700 | 82 | -7 | 0.5 | -18 |  |  |  | Not for Use in Enclosed Fixtures |  |  |  | 2014-10-30 | 2014-11-17 | United States | ES_21964_ET23MSL2E_11242014141400_2295388 | 2225641
Meijer Distribution, Inc. | Meijer | CFL | ET23MSL2E | ,,2884971 | CFL Bare Spiral | General Purpose Replacement | E26 (Medium) | Omnidirectional | CFL | 3 | 100 | 115 | 60 |  | 2 |  | 1600 | 23 | 69.6 | No | 12000 | 2700 | 82 | -7 | 0.5 | -18 |  |  |  | Not for Use in Recessed Fixtures |  |  |  | 2014-10-30 | 2014-11-17 | United States | ES_21964_ET23MSL2E_11242014141400_5714044 | 2225642
Meijer Distribution, Inc. | Meijer | CFL | ET23MSL2E65 | ,,3576201 | CFL Bare Spiral | General Purpose Replacement | E26 (Medium) | Omnidirectional | CFL | 3 | 100 | 113 | 61 |  | 2 |  | 1600 | 23.1 | 69.6 | No | 12000 | 6500 | 84 | 44 | 0.6 | -18 |  |  |  | Not for Use in Recessed Fixtures,Not for Use in Enclosed Fixtures |  |  |  | 2014-10-30 | 2014-11-12 | United States | ES_21964_ET23MSL2E65_11242014141626_4167688 | 2225634
Meijer Distribution, Inc. | Meijer | CFL | ET9MSL2E | ,,2884945 | CFL Bare Spiral | General Purpose Replacement | E26 (Medium) | Omnidirectional | CFL | 2 | 40 | 91 | 45 |  | 1.5 |  | 550 | 9.1 | 60.4 | No | 12000 | 2700 | 82 | -8 | 0.6 | -18 |  |  |  | None |  |  |  | 2014-10-30 | 2014-11-17 | United States | ES_21964_ET9MSL2E_11242014141125_4610565 | 2225647
Meijer Distribution, Inc. | Meijer | CFL | ET9MSL2E | ,,2884945 | CFL Bare Spiral | General Purpose Replacement | E26 (Medium) | Omnidirectional | CFL | 3 | 40 | 91 | 45 |  | 1.5 |  | 550 | 9.1 | 60.4 | No | 12000 | 2700 | 82 | -8 | 0.6 | -18 |  |  |  | None |  |  |  | 2014-10-30 | 2014-11-17 | United States | ES_21964_ET9MSL2E_11242014141125_6354840 | 2225648
Mester LED Limited | Mester | LED lamps | GU0727KCFLBWU |  | PAR16 | Reflector (Flood/Spot) | GU10 | Directional | LED | 5 | 50 | 53.9 | 50 | 1114 |  | 40 | 500 | 7 | 71.4 | No | 25000 | 2700 | 90 | 48 | 1 | -20 | Dimmable | 20% |  | None |  |  |  | 2014-12-02 | 2015-02-17 | United States, Canada | ES_1122203_GU0727KCFLBWU_02182015135646_9673905 | 2233472
Mester LED Limited | Mester | LED lamps | GU0727KCFLCWU |  | PAR16 | Reflector (Flood/Spot) | GU10 | Directional | LED | 5 | 50 | 53.9 | 50 | 1231 |  | 40 | 500 | 7.1 | 70.7 | No | 25000 | 2700 | 91 | 52 | 1 | -20 | Dimmable | 20% |  | None |  |  |  | 2014-12-02 | 2015-02-11 | United States, Canada | ES_1122203_GU0727KCFLCWU_02182015135601_6369652 | 2233476
Mester LED Limited | Mester | LED lamps | GU0727KFLAWH |  | PAR16 | Reflector (Flood/Spot) | GU10 | Directional | LED | 5 | 50 | 58.6 | 50 | 1318 |  | 38 | 510 | 7 | 74.5 | No | 25000 | 2700 | 82 | 13 | 1 | -20 | Dimmable | 20% |  | None |  |  |  | 2014-12-02 | 2015-03-03 | United States, Canada | ES_1122203_GU0727KFLAWH_03052015151754_3113490 | 2234277
Mester LED Limited | Mester | LED lamps | GU0730KCFLBWU |  | PAR16 | Reflector (Flood/Spot) | GU10 | Directional | LED | 5 | 50 | 53.9 | 50 | 1323 |  | 40 | 500 | 7 | 71.4 | No | 25000 | 3000 | 93 | 62 | 0.9 | -20 | Dimmable | 20% |  | None |  |  |  | 2014-12-02 | 2015-02-17 | United States, Canada | ES_1122203_GU0730KCFLBWU_02182015135646_7657434 | 2233473
Mester LED Limited | Mester | LED lamps | GU0730KCFLCWU | LED lamps,GU0730KCFLCYU, | PAR16 | Reflector (Flood/Spot) | GU10 | Directional | LED | 5 | 50 | 53.9 | 50 | 1419 |  | 40 | 500 | 7.1 | 70.6 | No | 25000 | 3000 | 93 | 61 | 1 | -20 | Dimmable | 20% |  | None |  |  |  | 2014-12-02 | 2015-02-11 | United States, Canada | ES_1122203_GU0730KCFLCWU_02182015135601_5916661 | 2233477
Mester LED Limited | Mester | LED lamps | GU0730KCFLCYU |  | PAR16 | Reflector (Flood/Spot) | GU10 | Directional | LED | 5 | 50 | 53.9 | 50 | 1419 |  | 40 | 500 | 7.1 | 70.6 | No | 25000 | 3000 | 93 | 61 | 1 | -20 | Dimmable | 20% |  | None |  |  |  | 2014-12-02 | 2015-02-11 | United States, Canada | ES_1122203_GU0730KCFLCYU_03192015152105_1071024 | 2234930
Mester LED Limited | Mester | LED lamps | GU0730KFLAWH |  | PAR16 | Reflector (Flood/Spot) | GU10 | Directional | LED | 5 | 50 | 58.6 | 50 | 1348 |  | 38 | 520 | 7 | 78.8 | No | 25000 | 3000 | 82 | 16 | 1 | -20 | Dimmable | 20% |  | None |  |  |  | 2014-12-02 | 2015-03-03 | United States, Canada | ES_1122203_GU0730KFLAWH_03052015151754_5060093 | 2234278
Mester LED Limited | Mester | LED lamps | GU0740KFLAWH |  | PAR16 | Reflector (Flood/Spot) | GU10 | Directional | LED | 5 | 50 | 58.6 | 50 | 1486 |  | 38 | 550 | 7 | 87.8 | No | 25000 | 4000 | 81 | 14 | 1 | -20 | Dimmable | 20% |  | None |  |  |  | 2014-12-02 | 2015-03-03 | United States, Canada | ES_1122203_GU0740KFLAWH_03052015151754_8625931 | 2234279
Mester LED Limited | Mester | LED lamps | MR0727KFLAWH |  | MR16 | Reflector (Flood/Spot) | GU5.3 | Directional | LED | 5 | 50 | 50.5 | 50.1 | 1310 |  | 38 | 510 | 7 | 72.4 | No | 25000 | 2700 | 82 | 13 | 0.9 | -20 | Dimmable | 20% |  | None |  |  |  | 2014-12-02 | 2015-03-03 | United States, Canada | ES_1122203_MR0727KFLAWH_03052015151802_4971231 | 2234274
Mester LED Limited | Mester | LED lamps | MR0730KFLAWH |  | MR16 | Reflector (Flood/Spot) | GU5.3 | Directional | LED | 5 | 50 | 50.5 | 50.1 | 1384 |  | 38 | 520 | 7 | 72.4 | No | 25000 | 3000 | 82 | 16 | 0.9 | -20 | Dimmable | 20% |  | None |  |  |  | 2014-12-02 | 2015-03-03 | United States, Canada | ES_1122203_MR0730KFLAWH_03052015151802_9366919 | 2234275
Mester LED Limited | Mester | LED lamps | MR0740KFLAWH |  | MR16 | Reflector (Flood/Spot) | GU5.3 | Directional | LED | 5 | 50 | 50.5 | 50.1 | 1509 |  | 38 | 550 | 7.1 | 71.8 | No | 25000 | 4000 | 82 | 16 | 0.9 | -20 | Dimmable | 20% |  | None |  |  |  | 2014-12-02 | 2015-03-03 | United States, Canada | ES_1122203_MR0740KFLAWH_03052015151802_4060028 | 2234276
Mester LED Limited | Mester | LED lamps | P10727KCFLBWU |  | PAR16 | Reflector (Flood/Spot) | E26 (Medium) | Directional | LED | 5 | 50 | 70.3 | 50 | 1114 |  | 40 | 500 | 7 | 71.4 | No | 25000 | 2700 | 90 | 48 | 1 | -20 | Dimmable | 20% |  | None |  |  |  | 2014-12-02 | 2015-02-17 | United States, Canada | ES_1122203_P10727KCFLBWU_02182015135646_7529451 | 2233474
Mester LED Limited | Mester | LED lamps | P10727KFLAWH |  | PAR16 | Reflector (Flood/Spot) | E26 (Medium) | Directional | LED | 5 | 50 | 70.1 | 50 | 1318 |  | 38 | 510 | 7 | 74.5 | No | 25000 | 2700 | 82 | 13 | 1 | -20 | Dimmable | 20% |  | None |  |  |  | 2014-12-02 | 2015-03-03 | United States, Canada | ES_1122203_P10727KFLAWH_03052015151754_6159914 | 2234280
Mester LED Limited | Mester | LED lamps | P10730KCFLBWU |  | PAR16 | Reflector (Flood/Spot) | E26 (Medium) | Directional | LED | 5 | 50 | 70.3 | 50 | 1323 |  | 40 | 500 | 7 | 71.4 | No | 25000 | 3000 | 93 | 62 | 0.9 | -20 | Dimmable | 20% |  | None |  |  |  | 2014-12-02 | 2015-02-17 | United States, Canada | ES_1122203_P10730KCFLBWU_02182015135646_8578791 | 2233475
Mester LED Limited | Mester | LED lamps | P10730KFLAWH |  | PAR16 | Reflector (Flood/Spot) | E26 (Medium) | Directional | LED | 5 | 50 | 70.1 | 50 | 1348 |  | 38 | 520 | 7 | 78.8 | No | 25000 | 3000 | 82 | 16 | 1 | -20 | Dimmable | 20% |  | None |  |  |  | 2014-12-02 | 2015-03-03 | United States, Canada | ES_1122203_P10730KFLAWH_03052015151754_5746582 | 2234281
Mester LED Limited | Mester | LED lamps | P10740KFLAWH |  | PAR16 | Reflector (Flood/Spot) | E26 (Medium) | Directional | LED | 5 | 50 | 70.1 | 50 | 1486 |  | 38 | 550 | 7 | 87.8 | No | 25000 | 4000 | 81 | 14 | 1 | -20 | Dimmable | 20% |  | None |  |  |  | 2014-12-02 | 2015-03-03 | United States, Canada | ES_1122203_P10740KFLAWH_03052015151754_4201363 | 2234282
Mester LED Limited | Mester | LED Spotlight | BR08E2627KAWH |  | R20 | Reflector (Flood/Spot) | E26 (Medium) | Directional | LED | 5 | 50 | 96.6 | 63.1 |  |  |  | 550 | 8 | 68.8 | No | 25000 | 2700 | 82 | 11 | 1 | -20 | Dimmable | 10% |  | Damp Location Rated,Use With Timers,Recessed Fixtures,Shatter Resistant,Not for Use in Enclosed Fixtures,Use With Photo And/Or Motion Sensors |  |  |  | 2015-02-27 | 2015-08-06 | United States, Canada | ES_1122203_BR08E2627KAWH_08062015102402_3997510 | 2245843
Mester LED Limited | Mester | LED Spotlight | BR08E2630KAWH |  | R20 | Reflector (Flood/Spot) | E26 (Medium) | Directional | LED | 5 | 50 | 96.8 | 62.9 |  |  |  | 580 | 8 | 72.5 | No | 25000 | 3000 | 82 | 12 | 1 | -20 | Dimmable | 10% |  | Damp Location Rated,Use With Timers,Recessed Fixtures,Shatter Resistant,Not for Use in Enclosed Fixtures,Use With Photo And/Or Motion Sensors |  |  |  | 2015-02-27 | 2015-08-06 | United States, Canada | ES_1122203_BR08E2630KAWH_08062015102435_0985872 | 2245844
Mester LED Limited | Mester | LED Spotlight | BR08E2640KAWH |  | R20 | Reflector (Flood/Spot) | E26 (Medium) | Directional | LED | 5 | 50 | 96.7 | 63 |  |  |  | 620 | 8 | 77.5 | No | 25000 | 4000 | 83 | 7 | 1 | -20 | Dimmable | 10% |  | Damp Location Rated,Use With Timers,Recessed Fixtures,Shatter Resistant,Not for Use in Enclosed Fixtures,Use With Photo And/Or Motion Sensors |  |  |  | 2015-02-27 | 2015-08-06 | United States, Canada | ES_1122203_BR08E26340KAWH_08062015102447_5221198 | 2245845
Mester LED Limited | Mester | LED Spotlight | BR09E2627KAWH |  | BR30 | Reflector (Flood/Spot) | E26 (Medium) | Directional | LED | 5 | 65 | 133.1 | 95.2 |  |  |  | 680 | 9 | 75.6 | No | 25000 | 2700 | 82 | 15 | 1 | -20 | Dimmable | 10% |  | Damp Location Rated,Recessed Fixtures,Shatter Resistant,Not for Use in Enclosed Fixtures |  |  |  | 2015-02-27 | 2015-03-31 | United States, Canada | ES_1122203_BR09E2627KAWH_03312015171114_2874013 | 2236259
Mester LED Limited | Mester | LED Spotlight | BR09E2630KAWH |  | BR30 | Reflector (Flood/Spot) | E26 (Medium) | Directional | LED | 5 | 65 | 132.8 | 95 |  |  |  | 700 | 9 | 77.8 | No | 25000 | 3000 | 82 | 11 | 1 | -20 | Dimmable | 10% |  | Damp Location Rated,Recessed Fixtures,Shatter Resistant,Not for Use in Enclosed Fixtures |  |  |  | 2015-02-27 | 2015-03-31 | United States, Canada | ES_1122203_BR09E2630KAWH_03312015171143_2983745 | 2236260
Mester LED Limited | Mester | LED Spotlight | BR09E2640KAWH |  | BR30 | Reflector (Flood/Spot) | E26 (Medium) | Directional | LED | 5 | 65 | 132.4 | 95 |  |  |  | 750 | 9 | 83.3 | No | 25000 | 4000 | 83 | 7 | 1 | -20 | Dimmable | 10% |  | Damp Location Rated,Recessed Fixtures,Shatter Resistant,Not for Use in Enclosed Fixtures |  |  |  | 2015-02-27 | 2015-03-31 | United States, Canada | ES_1122203_BR09E2640KAWH_03312015171157_7124675 | 2236261
Mester LED Limited | Mester | LED Spotlight | BR13E2627KAWH |  | BR30 | Reflector (Flood/Spot) | E26 (Medium) | Directional | LED | 5 | 85 | 133 | 95 |  |  |  | 1070 | 14 | 76.4 | No | 25000 | 2700 | 82 | 15 | 1 | -20 | Dimmable | 10% |  | Damp Location Rated,Recessed Fixtures,Shatter Resistant,Not for Use in Enclosed Fixtures |  |  |  | 2015-02-27 | 2015-03-31 | United States, Canada | ES_1122203_BR13E2627KAWH_03312015165810_2874589 | 2236256
Mester LED Limited | Mester | LED Spotlight | BR13E2630KAWH |  | BR30 | Reflector (Flood/Spot) | E26 (Medium) | Directional | LED | 5 | 85 | 132.9 | 95.2 |  |  |  | 1070 | 14 | 76.4 | No | 25000 | 3000 | 82 | 11 | 1 | -20 | Dimmable | 10% |  | Damp Location Rated,Recessed Fixtures,Shatter Resistant,Not for Use in Enclosed Fixtures |  |  |  | 2015-02-27 | 2015-03-31 | United States, Canada | ES_1122203_BR13E2630KAWH_03312015165845_8751013 | 2236257
Mester LED Limited | Mester | LED Spotlight | BR13E2640KAWH |  | BR30 | Reflector (Flood/Spot) | E26 (Medium) | Directional | LED | 5 | 85 | 133.3 | 95.5 |  |  |  | 1070 | 14 | 76.4 | No | 25000 | 4000 | 83 | 9 | 1 | -20 | Dimmable | 10% |  | Damp Location Rated,Recessed Fixtures,Shatter Resistant,Not for Use in Enclosed Fixtures |  |  |  | 2015-02-27 | 2015-03-31 | United States, Canada | ES_1122203_BR13E2640KAWH_03312015165851_8716790 | 2236258
Mester LED Limited | Mester | LED Spotlight | BR15E2627KAWH |  | BR40 | Reflector (Flood/Spot) | E26 (Medium) | Directional | LED | 5 | 75 | 156.3 | 120 |  |  |  | 1050 | 15 | 70 | No | 25000 | 2700 | 83 | 11 | 1 | -20 | Dimmable | 10% |  | Damp Location Rated,Use With Timers,Recessed Fixtures,Shatter Resistant,Not for Use in Enclosed Fixtures,Use With Photo And/Or Motion Sensors |  |  |  | 2015-02-27 | 2015-08-06 | United States, Canada | ES_1122203_BR15E2627KAWH_08062015102617_4928801 | 2245865
Mester LED Limited | Mester | LED Spotlight | BR15E2627KSP |  | BR40 | Reflector (Flood/Spot) | E26 (Medium) | Directional | LED | 5 | 85 | 161.5 | 126.9 |  |  | 108 | 1100 | 16.4 | 67.1 | No | 25000 | 2700 | 80 | 4 | 1 | -20 | Dimmable | 10% |  | Not for Use in Recessed Fixtures,Not for Use in Enclosed Fixtures |  |  |  | 2014-12-23 | 2014-12-23 | United States, Canada | ES_1122203_BR15E2627KSP_12232014020950_1023736 | 2229973
Mester LED Limited | Mester | LED Spotlight | BR15E2630KAWH |  | BR40 | Reflector (Flood/Spot) | E26 (Medium) | Directional | LED | 5 | 75 | 156.2 | 119.8 |  |  |  | 1080 | 15 | 72 | No | 25000 | 3000 | 82 | 10 | 1 | -20 | Dimmable | 10% |  | Damp Location Rated,Use With Timers,Recessed Fixtures,Shatter Resistant,Not for Use in Enclosed Fixtures,Use With Photo And/Or Motion Sensors |  |  |  | 2015-02-27 | 2015-08-06 | United States, Canada | ES_1122203_BR15E2630KAWH_08062015102646_7897123 | 2245866
Mester LED Limited | Mester | LED Spotlight | BR15E2640KAWH |  | BR40 | Reflector (Flood/Spot) | E26 (Medium) | Directional | LED | 5 | 75 | 156.3 | 119.9 |  |  |  | 1150 | 15 | 76.7 | No | 25000 | 4000 | 83 | 7 | 1 | -20 | Dimmable | 10% |  | Damp Location Rated,Use With Timers,Recessed Fixtures,Shatter Resistant,Not for Use in Enclosed Fixtures,Use With Photo And/Or Motion Sensors |  |  |  | 2015-02-27 | 2015-08-06 | United States, Canada | ES_1122203_BR15E2640KAWH_08062015102659_8310984 | 2245867
Mester LED Limited | Mester | LED Spotlight | MR0727KCFLBWU |  | MR16 | Reflector (Flood/Spot) | GU5.3 | Directional | LED | 5 | 50 | 45.6 | 50.1 | 1282 |  | 40 | 450 | 7 | 64.3 | No | 25000 | 2700 | 91 | 52 | 0.9 | -20 | Dimmable | 10% |  | Damp Location Rated,Use With Timers,Enclosed Fixtures,Recessed Fixtures,Use With Photo And/Or Motion Sensors |  |  |  | 2016-02-17 | 2016-02-25 | United States, Canada | ES_1122203_MR0727KCFLBWU_02252016103821_2810387 | 2262777
Mester LED Limited | Mester | LED Spotlight | MR0730KCFLBWU |  | MR16 | Reflector (Flood/Spot) | GU5.3 | Directional | LED | 5 | 50 | 45.8 | 50.2 | 1248 |  | 40 | 500 | 7 | 71.4 | No | 25000 | 3000 | 94 | 71 | 0.9 | -20 | Dimmable | 10% |  | Damp Location Rated,Use With Timers,Enclosed Fixtures,Recessed Fixtures,Use With Photo And/Or Motion Sensors |  |  |  | 2016-02-17 | 2016-02-25 | United States, Canada | ES_1122203_MR0730KCFLBWU_02252016103856_2891903 | 2262778
Mester LED Limited | Mester | LED Spotlight | P208E2627KCFLAWH |  | PAR20 | Reflector (Flood/Spot) | E26 (Medium) | Directional | LED | 5 | 50 | 84.8 | 63.2 | 1061 |  | 40 | 535 | 8 | 66.9 | No | 25000 | 2700 | 81 | 6 | 1 | -20 | Dimmable | 10% |  | Damp Location Rated,Recessed Fixtures,Shatter Resistant |  |  |  | 2014-10-25 | 2014-10-27 | United States, Canada | ES_1122203_P208E2627KCFLAWH_10272014163205_7108593 | 2223958
Mester LED Limited | Mester | LED Spotlight | P208E2627KCFLAWU |  | PAR20 | Reflector (Flood/Spot) | E26 (Medium) | Directional | LED | 5 | 50 | 84.9 | 63.2 | 1041 |  | 40 | 545 | 8 | 68.1 | No | 25000 | 2700 | 91 | 65 | 1 | -20 | Dimmable | 10% |  | Damp Location Rated,Recessed Fixtures,Shatter Resistant |  |  |  | 2014-10-20 | 2014-10-27 | United States, Canada | ES_1122203_P208E2627KCFLAWU_10272014163900_2755116 | 2223959
Mester LED Limited | Mester | LED Spotlight | P208E2627KCFLDWY |  | PAR20 | Reflector (Flood/Spot) | E26 (Medium) | Directional | LED | 5 | 50 | 85.4 | 63.2 | 965 |  | 40 | 540 | 8 | 67.5 | No | 25000 | 2700 | 95 | 75 | 1 | -20 | Dimmable | 10% |  | Damp Location Rated,Use With Timers,Enclosed Fixtures,Recessed Fixtures,Shatter Resistant,Use With Photo And/Or Motion Sensors |  |  |  | 2015-06-15 | 2015-06-25 | United States, Canada | ES_1122203_P208E2627KCFLDWY_06252015095610_3018875 | 2243213
Mester LED Limited | Mester | LED Spotlight | P208E2630KCFLAWH |  | PAR20 | Reflector (Flood/Spot) | E26 (Medium) | Directional | LED | 5 | 50 | 85.1 | 63.6 | 1294 |  | 40 | 580 | 8 | 72.5 | No | 25000 | 3000 | 82 | 9 | 1 | -20 | Dimmable | 10% |  | Damp Location Rated,Recessed Fixtures,Shatter Resistant |  |  |  | 2015-01-21 | 2015-01-19 | United States, Canada | ES_1122203_P208E2630KCFLAWH_01192015113942_9087230 | 2232249
Mester LED Limited | Mester | LED Spotlight | P208E2630KCFLDWU |  | PAR20 | Reflector (Flood/Spot) | E26 (Medium) | Directional | LED | 5 | 50 | 84.3 | 63.2 | 1051 |  | 40 | 550 | 8 | 68.8 | No | 25000 | 3000 | 92 | 68 | 1 | -20 | Dimmable | 10% |  | Damp Location Rated,Use With Timers,Enclosed Fixtures,Recessed Fixtures,Shatter Resistant,Use With Photo And/Or Motion Sensors |  |  |  | 2015-06-15 | 2015-06-25 | United States, Canada | ES_1122203_P208E2630KCFLDWU_06252015095647_9571664 | 2243214
Mester LED Limited | Mester | LED Spotlight | P208E2635KCFLAWH |  | PAR20 | Reflector (Flood/Spot) | E26 (Medium) | Directional | LED | 5 | 50 | 85 | 63.2 | 1070 |  | 40 | 580 | 8 | 72.5 | No | 25000 | 3500 | 82 | 10 | 1 | -20 | Dimmable | 10% |  | Damp Location Rated,Recessed Fixtures,Shatter Resistant |  |  |  | 2015-09-15 | 2015-09-15 | United States, Canada | ES_1122203_P208E2635KCFLAWH_09152015151822_4982751 | 2248472
Mester LED Limited | Mester | LED Spotlight | P208E2640KCFLAWH |  | PAR20 | Reflector (Flood/Spot) | E26 (Medium) | Directional | LED | 5 | 50 | 86.5 | 63.3 | 1388 |  | 40 | 600 | 8 | 75 | No | 25000 | 4000 | 84 | 18 | 1 | -20 | Dimmable | 10% |  | Damp Location Rated,Recessed Fixtures,Shatter Resistant |  |  |  | 2015-01-21 | 2015-01-19 | United States, Canada | ES_1122203_P208E2640KCFLAWH_01192015114014_8325484 | 2232250
Mester LED Limited | Mester | LED Spotlight | P208E2640KCFLDWY |  | PAR20 | Reflector (Flood/Spot) | E26 (Medium) | Directional | LED | 5 | 50 | 85.6 | 63.2 | 1169 |  | 40 | 550 | 8 | 68.8 | No | 25000 | 4000 | 94 | 82 | 1 | -20 | Dimmable | 10% |  | Damp Location Rated,Use With Timers,Enclosed Fixtures,Recessed Fixtures,Shatter Resistant,Use With Photo And/Or Motion Sensors |  |  |  | 2015-06-15 | 2015-06-25 | United States, Canada | ES_1122203_P208E2640KCFLDWY_06252015095655_5029871 | 2243215
Mester LED Limited | Mester | LED Spotlight | P208E2650KCFLAWH |  | PAR20 | Reflector (Flood/Spot) | E26 (Medium) | Directional | LED | 5 | 50 | 84.7 | 63.2 | 1326 |  | 40 | 600 | 8 | 75 | No | 25000 | 5000 | 83 | 18 | 1 | -20 | Dimmable | 10% |  | Damp Location Rated,Recessed Fixtures,Shatter Resistant |  |  |  | 2015-01-21 | 2015-01-19 | United States, Canada | ES_1122203_P208E2650KCFLAWH_01192015114032_5673186 | 2232251
Mester LED Limited | Mester | LED Spotlight | P313E2627KCFLAWH |  | PAR30L | Reflector (Flood/Spot) | E26 (Medium) | Directional | LED | 5 | 75 | 115.6 | 94.6 | 1661 |  | 40 | 815 | 13 | 62.7 | No | 25000 | 2700 | 82 | 5 | 0.9 | -20 | Dimmable | 10% |  | Damp Location Rated,Recessed Fixtures,Shatter Resistant |  |  |  | 2014-10-25 | 2014-10-23 | United States, Canada | ES_1122203_P313E2627KCFLAWH_10232014162616_7657480 | 2223957
Mester LED Limited | Mester | LED Spotlight | P313E2627KCFLDWY |  | PAR30L | Reflector (Flood/Spot) | E26 (Medium) | Directional | LED | 5 | 75 | 116.2 | 94.8 | 1994 |  | 40 | 820 | 13 | 63.1 | No | 25000 | 2700 | 94 | 70 | 0.9 | -20 | Dimmable | 10% |  | Damp Location Rated,Use With Timers,Recessed Fixtures,Shatter Resistant,Not for Use in Enclosed Fixtures,Use With Photo And/Or Motion Sensors |  |  |  | 2015-06-15 | 2015-06-25 | United States, Canada | ES_1122203_P313E2627KCFLDWY_06252015101802_3017675 | 2243216
Mester LED Limited | Mester | LED Spotlight | P313E2630KCFLAWH |  | PAR30L | Reflector (Flood/Spot) | E26 (Medium) | Directional | LED | 5 | 75 | 116.6 | 94.9 | 2282 |  | 40 | 900 | 13 | 69.2 | No | 25000 | 3000 | 82 | 9 | 0.9 | -20 | Dimmable | 10% |  | Damp Location Rated,Recessed Fixtures,Shatter Resistant |  |  |  | 2015-01-24 | 2015-01-23 | United States, Canada | ES_1122203_P313E2630KCFLAWH_01232015142829_0723452 | 2232265
Mester LED Limited | Mester | LED Spotlight | P313E2630KCFLDWU |  | PAR30L | Reflector (Flood/Spot) | E26 (Medium) | Directional | LED | 5 | 75 | 116.4 | 94.8 | 1647 |  | 40 | 840 | 13 | 64.6 | No | 25000 | 3000 | 92 | 68 | 1 | -20 | Dimmable | 10% |  | Damp Location Rated,Use With Timers,Recessed Fixtures,Shatter Resistant,Not for Use in Enclosed Fixtures,Use With Photo And/Or Motion Sensors |  |  |  | 2015-06-15 | 2015-06-25 | United States, Canada | ES_1122203_P313E2630KCFLDWU_06252015101833_2886341 | 2243217
Mester LED Limited | Mester | LED Spotlight | P313E2635KCFLAWH |  | PAR30L | Reflector (Flood/Spot) | E26 (Medium) | Directional | LED | 5 | 75 | 116 | 94.6 | 1708 |  | 40 | 850 | 13 | 65.4 | No | 25000 | 3500 | 83 | 11 | 0.9 | -20 | Dimmable | 10% |  | Damp Location Rated,Recessed Fixtures,Shatter Resistant |  |  |  | 2015-09-15 | 2015-09-15 | United States, Canada | ES_1122203_P313E2635KCFLAWH_09152015152323_5829781 | 2248474
Mester LED Limited | Mester | LED Spotlight | P313E2640KCFLAWH |  | PAR30L | Reflector (Flood/Spot) | E26 (Medium) | Directional | LED | 5 | 75 | 115.8 | 94.9 | 2190 |  | 40 | 900 | 13 | 69.2 | No | 25000 | 4000 | 80 | 5 | 0.9 | -20 | Dimmable | 10% |  | Damp Location Rated,Recessed Fixtures,Shatter Resistant |  |  |  | 2015-01-24 | 2015-01-23 | United States, Canada | ES_1122203_P313E2640KCFLAWH_01232015142853_5330269 | 2232266
Mester LED Limited | Mester | LED Spotlight | P313E2640KCFLDWY |  | PAR30L | Reflector (Flood/Spot) | E26 (Medium) | Directional | LED | 5 | 75 | 115.1 | 94.6 | 1671 |  | 40 | 850 | 13 | 65.4 | No | 25000 | 4000 | 94 | 76 | 1 | -20 | Dimmable | 10% |  | Damp Location Rated,Use With Timers,Recessed Fixtures,Shatter Resistant,Not for Use in Enclosed Fixtures,Use With Photo And/Or Motion Sensors |  |  |  | 2015-06-15 | 2015-06-25 | United States, Canada | ES_1122203_P313E2640KCFLDWY_06252015101847_0192745 | 2243218
Mester LED Limited | Mester | LED Spotlight | P313E2650KCFLAWH |  | PAR30L | Reflector (Flood/Spot) | E26 (Medium) | Directional | LED | 5 | 75 | 117.2 | 94.8 | 1907 |  | 40 | 900 | 13 | 69.2 | No | 25000 | 5000 | 82 | 9 | 0.9 | -20 | Dimmable | 10% |  | Damp Location Rated,Recessed Fixtures,Shatter Resistant |  |  |  | 2015-01-24 | 2015-01-23 | United States, Canada | ES_1122203_P313E2650KCFLAWH_01232015142911_9381045 | 2232267
MLS CO., LTD | FOREST LIGHTING | LED BR LAMP | BR20Z |  | R20 | Reflector (Flood/Spot) | E26 (Medium) | Directional | LED | 3 | 40 | 92.1 | 63.5 |  |  | 120 | 500 | 7 | 85 | No | 25000 | 5000 | 84 | 7 | 1 | -18 | Dimmable | 14% | Yes | Damp Location Rated | No |  |  | 2016-06-01 | 2016-05-02 | United States, Canada | ES_1127332_BR20Z_05062016151713_5118982 | 2266304
Mester LED Limited | Mester | MR0727KFLA | MR0727KFLA | MR0727KFLAW,MR0727KFLAW,Lamp Color: White; MR0727KNFLA,MR0727KNFLA,Beam Angle: 25D | MR16 | Reflector (Flood/Spot) | GU5.3 | Directional | LED | 5 | 50 | 50.3 | 50.2 | 1202 |  | 40 | 450 | 7 | 64.3 | No | 25000 | 2700 | 82 | 6 | 0.7 | -20 | Dimmable | 15% |  | Damp Location Rated,Recessed Fixtures,Shatter Resistant |  |  |  | 2014-06-10 | 2014-10-31 | United States, Canada | ES_1122203_MR0727KFLA_06132014154407_2502273 | 2212950
Mester LED Limited | Mester | MR0730KFLA | MR0730KFLA | MR0730KFLAW,MR0730KFLAW,Lamp Color: White; MR0730KNFLA,MR0730KNFLA,Beam Angle: 25D | MR16 | Reflector (Flood/Spot) | GU5.3 | Directional | LED | 5 | 50 | 50.4 | 50.2 | 1058 |  | 40 | 450 | 7 | 64.3 | No | 25000 | 3000 | 83 | 12 | 0.7 | -20 | Dimmable | 15% |  | Damp Location Rated,Recessed Fixtures,Shatter Resistant |  |  |  | 2014-06-10 | 2014-09-30 | United States, Canada | ES_1122203_MR0730KFLA_06132014153835_1994766 | 2212949
Metro LED Sign & Light | Metro LED | ML-BR102-3000K | ML-BR102-3000K | ,ML-BR102-3000K,3000K; ,ML-BR102-4000K,4000K; ,ML-BR102-5000K,5000K | BR30 | Reflector (Flood/Spot) | E26 (Medium) | Directional | LED | 3 | 75 | 133.9 | 95.1 |  |  | 110 | 800 | 11 | 72.7 | No | 25000 | 3000 | 83 | 16 | 0.9 | -20 | Dimmable | 10% |  | Recessed Fixtures |  |  |  | 2014-01-01 | 2014-10-17 | United States | ES_1129864_ML-BR102-3000K_03052015142453_2770044 | 2234355
Metro LED Sign & Light | Metro LED | ML-BR103-3000K | ML-BR103-3000K | ,ML-BR103-3000K,3000K; ,ML-BR103-4000K,4000K; ,ML-BR103-5000K,5000K | BR40 | Reflector (Flood/Spot) | E26 (Medium) | Directional | LED | 3 | 85 | 159.5 | 121.8 |  |  | 110 | 1150 | 15 | 76.7 | No | 25000 | 3000 | 83 | 16 | 0.9 | -20 | Dimmable | 10% |  | Recessed Fixtures |  |  |  | 2014-01-01 | 2014-10-17 | United States | ES_1129864_ML-BR103-3000K_03052015142754_6939203 | 2234356
Metro LED Sign & Light | Metro LED | ML-BR20-6.5YYZZCC27P | ML-BR20-6.5YYZZCC27P |  | R20 | Reflector (Flood/Spot) | E26 (Medium) | Directional | LED | 3 | 45 | 96.3 | 63 | 203 |  | 100 | 480 | 6.5 | 75 | No | 25000 | 2700 | 82 | 6 | 0.9 | -20 | Dimmable | 20% | Yes | Damp Location Rated | No |  |  | 2015-11-20 | 2016-06-29 | United States, Canada | ES_1129864_ML-BR20-6.5YYZZCC27P_06302016075201_3121172 | 2271250
Metro LED Sign & Light | Metro LED | ML-BR20-6.5YYZZCC30P | ML-BR20-6.5YYZZCC30P |  | R20 | Reflector (Flood/Spot) | E26 (Medium) | Directional | LED | 3 | 45 | 96.4 | 63.2 | 212 |  | 100 | 480 | 6.5 | 75 | No | 25000 | 3000 | 83 | 13 | 0.9 | -20 | Dimmable | 20% | Yes | Damp Location Rated | No |  |  | 2015-11-20 | 2016-06-29 | United States, Canada | ES_1129864_ML-BR20-6.5YYZZCC30P_06302016075218_3138084 | 2271251
Metro LED Sign & Light | Metro LED | ML-BR20-6.5YYZZCC35P | ML-BR20-6.5YYZZCC35P |  | R20 | Reflector (Flood/Spot) | E26 (Medium) | Directional | LED | 3 | 45 | 96.3 | 63.1 | 237 |  | 100 | 480 | 6.5 | 75 | No | 25000 | 3500 | 83 | 8 | 0.9 | -20 | Dimmable | 20% | Yes | Damp Location Rated | No |  |  | 2015-11-20 | 2016-06-29 | United States, Canada | ES_1129864_ML-BR20-6.5YYZZCC35P_06302016075234_3154764 | 2271252
Metro LED Sign & Light | Metro LED | ML-BR20-6.5YYZZCC40P | ML-BR20-6.5YYZZCC40P |  | R20 | Reflector (Flood/Spot) | E26 (Medium) | Directional | LED | 3 | 45 | 96.6 | 63.1 | 223 |  | 100 | 480 | 6.5 | 75 | No | 25000 | 4000 | 82 | 9 | 0.9 | -20 | Dimmable | 20% | Yes | Damp Location Rated | No |  |  | 2015-11-20 | 2016-06-29 | United States, Canada | ES_1129864_ML-BR20-6.5YYZZCC40P_06302016075249_3169958 | 2271253
Metro LED Sign & Light | Metro LED | ML-BR20-6.5YYZZCC50P | ML-BR20-6.5YYZZCC50P |  | R20 | Reflector (Flood/Spot) | E26 (Medium) | Directional | LED | 3 | 45 | 96.6 | 63 | 232 |  | 100 | 480 | 6.5 | 75 | No | 25000 | 5000 | 82 | 8 | 0.9 | -20 | Dimmable | 20% | Yes | Damp Location Rated | No |  |  | 2015-11-20 | 2016-06-29 | United States, Canada | ES_1129864_ML-BR20-6.5YYZZCC50P_06302016075305_3185442 | 2271254
Metro LED Sign & Light | Metro LED | ML-BR30-10YYZZCC27P | ML-BR30-10YYZZCC27P |  | BR30 | Reflector (Flood/Spot) | E26 (Medium) | Directional | LED | 3 | 65 | 133.3 | 95.1 | 312 |  | 110 | 800 | 10 | 80 | No | 25000 | 2700 | 82 | 3 | 0.9 | -20 | Dimmable | 20% | Yes | Damp Location Rated | No |  |  | 2015-11-20 | 2016-06-29 | United States, Canada | ES_1129864_ML-BR30-10YYZZCC27P_06302016080157_3717476 | 2271259
Metro LED Sign & Light | Metro LED | ML-BR30-10YYZZCC30P | ML-BR30-10YYZZCC30P |  | BR30 | Reflector (Flood/Spot) | E26 (Medium) | Directional | LED | 3 | 65 | 132.9 | 95.2 | 321 |  | 110 | 800 | 10 | 80 | No | 25000 | 3000 | 82 | 3 | 0.9 | -20 | Dimmable | 20% | Yes | Damp Location Rated | No |  |  | 2015-11-20 | 2016-06-29 | United States, Canada | ES_1129864_ML-BR30-10YYZZCC30P_06302016080232_3752344 | 2271260
Metro LED Sign & Light | Metro LED | ML-BR30-10YYZZCC35P | ML-BR30-10YYZZCC35P |  | BR30 | Reflector (Flood/Spot) | E26 (Medium) | Directional | LED | 3 | 65 | 133.4 | 95.2 | 353 |  | 110 | 800 | 10 | 80 | No | 25000 | 3500 | 84 | 10 | 0.9 | -20 | Dimmable | 20% | Yes | Damp Location Rated | No |  |  | 2015-11-20 | 2016-06-29 | United States, Canada | ES_1129864_ML-BR30-10YYZZCC35P_06302016080253_3773131 | 2271261
Metro LED Sign & Light | Metro LED | ML-BR30-10YYZZCC40P | ML-BR30-10YYZZCC40P |  | BR30 | Reflector (Flood/Spot) | E26 (Medium) | Directional | LED | 3 | 65 | 133.2 | 95.3 | 360 |  | 110 | 800 | 10 | 80 | No | 25000 | 4000 | 84 | 10 | 0.9 | -20 | Dimmable | 20% | Yes | Damp Location Rated | No |  |  | 2015-11-20 | 2016-06-29 | United States, Canada | ES_1129864_ML-BR30-10YYZZCC40P_06302016080327_3807324 | 2271262
Metro LED Sign & Light | Metro LED | ML-BR30-10YYZZCC50P | ML-BR30-10YYZZCC50P |  | BR30 | Reflector (Flood/Spot) | E26 (Medium) | Directional | LED | 3 | 65 | 132.9 | 95.1 | 367 |  | 110 | 800 | 10 | 80 | No | 25000 | 5000 | 86 | 19 | 0.9 | -20 | Dimmable | 20% | Yes | Damp Location Rated | No |  |  | 2015-11-20 | 2016-06-29 | United States, Canada | ES_1129864_ML-BR30-10YYZZCC50P_06302016080347_3827891 | 2271263
Metro Richelieu inc. d.b.a. Les Marques Metro s.e.n.c./Metro Brands G.P. | Metro | CF23EL/METRO/827/RP/YX | 89971 |  | CFL Bare Spiral | General Purpose Replacement | E26 (Medium) | Omnidirectional | CFL | 9 | 100 | 132 | 60 |  | 1.4 |  | 1600 | 23.4 | 68.4 | No | 10000 | 2700 | 82 | -7 | 0.6 | -18 |  |  |  | Not for Use in Recessed Fixtures,Not for Use in Enclosed Fixtures |  |  |  | 2014-03-01 | 2015-01-05 | United States, Canada | ES_1125229_89971_03182015131957_2388575 | 2234994
Metro Richelieu inc. d.b.a. Les Marques Metro s.e.n.c./Metro Brands G.P. | Selection | CF13EL/SPIRAL/METRO/827/HZ | 89970 |  | CFL Bare Spiral | General Purpose Replacement | E26 (Medium) | Omnidirectional | CFL | 9 | 60 | 100.2 | 38.3 |  | 1.5 |  | 850 | 13 | 65.4 | No | 10000 | 2700 | 82 | -9 | 0.6 | -18 |  |  |  | Not for Use in Enclosed Fixtures |  |  |  | 2016-04-15 | 2016-05-10 | United States, Canada | ES_1125229_89970_06072016085601_1342431 | 2270534
Metro Richelieu inc. d.b.a. Les Marques Metro s.e.n.c./Metro Brands G.P. | Selection | CF23EL/SPIRAL/METRO/827/HZ | 89971 |  | CFL Bare Spiral | General Purpose Replacement | E26 (Medium) | Omnidirectional | CFL | 9 | 100 | 116.7 | 50.9 |  | 2.5 |  | 1600 | 23.2 | 69 | No | 10000 | 2700 | 81 | -13 | 0.6 | -18 |  |  |  | Not for Use in Enclosed Fixtures |  |  |  | 2016-02-15 | 2016-05-09 | United States, Canada | ES_1125229_89971_06072016090446_470697 | 2270532
Metrosphere Light Corp. | Metrosphere | LED | MET-BR20-H8W30K |  | R20 | Reflector (Flood/Spot) | E26 (Medium) | Directional | LED | 3 | 50 | 99 | 64 |  |  | 110 | 500 | 8 | 62.5 | No | 25000 | 3000 | 91 | 57 | 0.9 | -20 | Dimmable | 10% | No | None | No |  |  | 2016-02-25 | 2016-01-27 | United States, Canada | ES_1125332_MET-BR20-H8W30K_03072016121317_8961871 | 2261839
Metrosphere Light Corp. | Metrosphere | LED | MET-BR30-H9W30K |  | BR30 | Reflector (Flood/Spot) | E26 (Medium) | Directional | LED | 3 | 65 | 133 | 95 |  |  | 110 | 650 | 9.3 | 70 | No | 25000 | 3000 | 91 | 58 | 0.9 | -20 | Dimmable | 10% | No | None | No |  |  | 2016-02-25 | 2016-01-27 | United States, Canada | ES_1125332_MET-BR30-H9W30K_03072016121350_8896885 | 2261838
Metrosphere Light Corp. | Metrosphere | LED | MET-BR40-H15W30K |  | BR40 | Reflector (Flood/Spot) | E26 (Medium) | Directional | LED | 3 | 90 | 157 | 124 |  |  | 110 | 1300 | 15 | 86.7 | No | 25000 | 3000 | 92 | 59 | 1 | -20 | Dimmable | 10% | No | None | No |  |  | 2016-02-25 | 2016-01-27 | United States, Canada | ES_1125332_MET-BR40-H15W30K_03072016121405_2739737 | 2261837
Metrosphere Light Corp. | Metrosphere | LED | MET-PAR20-H8W6030K |  | PAR20 | Reflector (Flood/Spot) | E26 (Medium) | Directional | LED | 3 | 50 | 80 | 63 | 558 |  | 60 | 500 | 8 | 62.5 | No | 25000 | 3000 | 95 | 68 | 0.9 | -20 | Dimmable | 10% | No | None | No |  |  | 2016-02-25 | 2016-01-27 | United States, Canada | ES_1125332_MET-PAR20-H8W6030K_03072016121420_2142454 | 2261836
Metrosphere Light Corp. | Metrosphere | LED | MET-PAR30-H10W6030K |  | PAR30 | Reflector (Flood/Spot) | E26 (Medium) | Directional | LED | 3 | 75 | 115 | 95 | 1231 |  | 60 | 800 | 10.2 | 78.2 | No | 25000 | 3000 | 95 | 68 | 0.9 | -20 | Dimmable | 10% | No | None | No |  |  | 2016-02-25 | 2016-01-27 | United States, Canada | ES_1125332_MET-PAR30-H10W6030K_03072016121435_9606817 | 2261835
Metrosphere Light Corp. | Metrosphere | LED Omni Lamp A19 | MET-A19-BYM-6W27 |  | A19 | General Purpose Replacement | E26 (Medium) | Omnidirectional | LED | 3 | 40 | 111.5 | 59.7 |  |  |  | 500 | 6 | 83.3 | No | 25000 | 2700 | 82 | 8 | 0.9 | -20 | Dimmable | 10% |  | Damp Location Rated,Not for Use in Enclosed Fixtures,Recessed Fixtures |  |  |  | 2015-10-15 | 2015-10-16 | United States, Canada | ES_1125332_MET-A19-BYM-6W27_10162015102502_3897120 | 2251369
Metrosphere Light Corp. | Metrosphere | LED Omni Lamp A19 | MET-A19-BYM-6W30 |  | A19 | General Purpose Replacement | E26 (Medium) | Omnidirectional | LED | 3 | 40 | 111.3 | 59.8 |  |  |  | 500 | 6 | 83.3 | No | 25000 | 3000 | 85 | 22 | 0.9 | -20 | Dimmable | 10% |  | Damp Location Rated,Not for Use in Enclosed Fixtures,Recessed Fixtures |  |  |  | 2015-10-15 | 2015-10-16 | United States, Canada | ES_1125332_MET-A19-BYM-6W30_10162015102535_6878212 | 2251370
Metrosphere Light Corp. | Metrosphere | LED Omni Lamp A19 | MET-A19-BYM-6W40 |  | A19 | General Purpose Replacement | E26 (Medium) | Omnidirectional | LED | 3 | 40 | 111.6 | 59.8 |  |  |  | 500 | 6 | 83.3 | No | 25000 | 4000 | 85 | 19 | 0.9 | -20 | Dimmable | 10% |  | Damp Location Rated,Not for Use in Enclosed Fixtures,Recessed Fixtures |  |  |  | 2015-10-15 | 2015-10-16 | United States, Canada | ES_1125332_MET-A19-BYM-6W40_10162015102544_7682110 | 2251390
Metrosphere Light Corp. | Metrosphere | LED Omni Lamp A19 | MET-A19-BYM-6W50 |  | A19 | General Purpose Replacement | E26 (Medium) | Omnidirectional | LED | 3 | 40 | 111.9 | 59.8 |  |  |  | 600 | 6 | 100 | No | 25000 | 5000 | 84 | 15 | 0.9 | -20 | Dimmable | 10% |  | Damp Location Rated,Not for Use in Enclosed Fixtures,Recessed Fixtures |  |  |  | 2015-10-15 | 2015-10-16 | United States, Canada | ES_1125332_MET-A19-BYM-6W50_10162015102557_5012935 | 2251391
Metrosphere Light Corp. | Metrosphere | LED Omni Lamp A19 | MET-A19-BYM-9.5W27 |  | A19 | General Purpose Replacement | E26 (Medium) | Omnidirectional | LED | 3 | 60 | 111.7 | 59.6 |  |  |  | 810 | 9.5 | 85.3 | No | 25000 | 2700 | 82 | 6 | 0.9 | -20 | Dimmable | 10% |  | Damp Location Rated,Not for Use in Enclosed Fixtures,Recessed Fixtures |  |  |  | 2015-10-15 | 2015-10-16 | United States, Canada | ES_1125332_MET-A19-BYM-9.5W27_10162015103212_4979813 | 2251942
Metrosphere Light Corp. | Metrosphere | LED Omni Lamp A19 | MET-A19-BYM-9.5W30 |  | A19 | General Purpose Replacement | E26 (Medium) | Omnidirectional | LED | 3 | 60 | 111.8 | 59.6 |  |  |  | 810 | 9.5 | 85.3 | No | 25000 | 3000 | 83 | 19 | 0.9 | -20 | Dimmable | 10% |  | Damp Location Rated,Not for Use in Enclosed Fixtures,Recessed Fixtures |  |  |  | 2015-10-15 | 2015-10-16 | United States, Canada | ES_1125332_MET-A19-BYM-9.5W30_10162015103243_0189753 | 2251943
Metrosphere Light Corp. | Metrosphere | LED Omni Lamp A19 | MET-A19-BYM-9.5W40 |  | A19 | General Purpose Replacement | E26 (Medium) | Omnidirectional | LED | 3 | 60 | 111.5 | 59.6 |  |  |  | 810 | 9.5 | 85.3 | No | 25000 | 4000 | 85 | 20 | 0.9 | -20 | Dimmable | 10% |  | Damp Location Rated,Not for Use in Enclosed Fixtures,Recessed Fixtures |  |  |  | 2015-10-15 | 2015-10-16 | United States, Canada | ES_1125332_MET-A19-BYM-9.5W40_10162015103255_6987612 | 2251944
Metrosphere Light Corp. | Metrosphere | LED Omni Lamp A19 | MET-A19-BYM-9.5W50 |  | A19 | General Purpose Replacement | E26 (Medium) | Omnidirectional | LED | 3 | 60 | 111.2 | 59.8 |  |  |  | 900 | 9.5 | 94.7 | No | 25000 | 5000 | 84 | 17 | 0.9 | -20 | Dimmable | 10% |  | Damp Location Rated,Not for Use in Enclosed Fixtures,Recessed Fixtures |  |  |  | 2015-10-15 | 2015-10-16 | United States, Canada | ES_1125332_MET-A19-BYM-9.5W50_10162015103301_4031467 | 2251945
Metrosphere Light Corp. | Metrosphere | Omni LED Lamp A19 | MET-A19-CDA-10W-30 |  | A19 | General Purpose Replacement | E26 (Medium) | Omnidirectional | LED | 5 | 60 | 111.6 | 65.7 |  |  |  | 800 | 9.9 | 80.8 | No | 25000 | 3000 | 83 | 10 | 0.8 | -20 | Dimmable | 5% |  | Damp Location Rated,Not for Use in Enclosed Fixtures,Recessed Fixtures |  |  |  | 2015-08-07 | 2015-08-07 | United States, Canada | ES_1125332_MET-A19-CDA-10W-30_08072015155735_0782897 | 2245869
Metrosphere Light Corp. | Metrosphere | Omni LED Lamp A19 | MET-A19-CDA-10W-50 |  | A19 | General Purpose Replacement | E26 (Medium) | Omnidirectional | LED | 5 | 60 | 110.9 | 65.6 |  |  |  | 800 | 9.9 | 80.8 | No | 25000 | 5000 | 86 | 22 | 0.8 | -20 | Dimmable | 5% |  | Damp Location Rated,Not for Use in Enclosed Fixtures,Recessed Fixtures |  |  |  | 2015-08-07 | 2015-08-07 | United States, Canada | ES_1125332_MET-A19-CDA-10W-50_08072015155835_3971094 | 2245870
Metrosphere Light Corp. | Metrosphere | Omni LED Lamp A19 | MET-A19-CDA-7W-50 |  | A19 | General Purpose Replacement | E26 (Medium) | Omnidirectional | LED | 5 | 40 | 110.5 | 65.6 |  |  |  | 480 | 7 | 68.6 | No | 25000 | 5000 | 85 | 21 | 0.8 | -20 | Dimmable | 5% |  | Damp Location Rated,Not for Use in Enclosed Fixtures,Recessed Fixtures |  |  |  | 2015-08-07 | 2015-08-07 | United States, Canada | ES_1125332_MET-A19-CDA-7W-50_08072015155453_3018845 | 2245868
MLS CO., LTD | FOREST LIGHTING | LED BR LAMP | BR20-7W27KD-ES-4-BR20D-7W |  | R20 | Reflector (Flood/Spot) | E26 (Medium) | Directional | LED | 3 | 40 | 92.1 | 63.5 |  |  | 120 | 500 | 7 | 78 | No | 25000 | 2700 | 81 | 7 | 1 | -18 | Dimmable | 14% | Yes | Damp Location Rated | No |  |  | 2016-06-01 | 2016-05-02 | United States, Canada | ES_1127332_BR20-7W27KD-ES-4-BR20D-7W_05062016151713_1322892 | 2266305
MLS CO., LTD | FOREST LIGHTING | LED BR LAMP | BR20-7W30KD-ES-4-BR20S-7W |  | R20 | Reflector (Flood/Spot) | E26 (Medium) | Directional | LED | 3 | 40 | 92.1 | 63.5 |  |  | 120 | 500 | 7 | 89 | No | 25000 | 3000 | 83 | 7 | 1 | -18 | Dimmable | 14% | Yes | Damp Location Rated | No |  |  | 2016-06-01 | 2016-05-02 | United States, Canada | ES_1127332_BR20-7W30KD-ES-4-BR20S-7W_05062016151713_4492086 | 2266306
MLS CO., LTD | FOREST LIGHTING | LED BR LAMP | BR20-7W40KD-ES-4-BR20N-7W |  | R20 | Reflector (Flood/Spot) | E26 (Medium) | Directional | LED | 3 | 40 | 92.1 | 63.5 |  |  | 120 | 500 | 7 | 85 | No | 25000 | 4000 | 83 | 7 | 1 | -18 | Dimmable | 14% | Yes | Damp Location Rated | No |  |  | 2016-06-01 | 2016-05-02 | United States, Canada | ES_1127332_BR20-7W40KD-ES-4-BR20N-7W_05062016151713_9672952 | 2266307
MLS CO., LTD | FOREST LIGHTING | LED BR LAMP | BR20-7W50KD-ES-4-BR20Z-7W |  | R20 | Reflector (Flood/Spot) | E26 (Medium) | Directional | LED | 3 | 40 | 92.1 | 63.5 |  |  | 120 | 500 | 7 | 85 | No | 25000 | 5000 | 84 | 7 | 1 | -18 | Dimmable | 14% | Yes | Damp Location Rated | No |  |  | 2016-06-01 | 2016-05-02 | United States, Canada | ES_1127332_BR20-7W50KD-ES-4-BR20Z-7W_05062016151713_5050157 | 2266308
MLS CO., LTD | FOREST LIGHTING | LED BR LAMP | BR20D |  | R20 | Reflector (Flood/Spot) | E26 (Medium) | Directional | LED | 3 | 40 | 92.1 | 63.5 |  |  | 120 | 500 | 7 | 78 | No | 25000 | 2700 | 81 | 7 | 1 | -18 | Dimmable | 14% | Yes | Damp Location Rated | No |  |  | 2016-06-01 | 2016-05-02 | United States, Canada | ES_1127332_BR20D_05062016151713_4507188 | 2266301
MLS CO., LTD | FOREST LIGHTING | LED BR LAMP | BR20N |  | R20 | Reflector (Flood/Spot) | E26 (Medium) | Directional | LED | 3 | 40 | 92.1 | 63.5 |  |  | 120 | 500 | 7 | 85 | No | 25000 | 4000 | 83 | 7 | 1 | -18 | Dimmable | 14% | Yes | Damp Location Rated | No |  |  | 2016-06-01 | 2016-05-02 | United States, Canada | ES_1127332_BR20N_05062016151713_6893351 | 2266303
MLS CO., LTD | FOREST LIGHTING | LED BR LAMP | BR20S |  | R20 | Reflector (Flood/Spot) | E26 (Medium) | Directional | LED | 3 | 40 | 92.1 | 63.5 |  |  | 120 | 500 | 7 | 89 | No | 25000 | 3000 | 83 | 7 | 1 | -18 | Dimmable | 14% | Yes | Damp Location Rated | No |  |  | 2016-06-01 | 2016-05-02 | United States, Canada | ES_1127332_BR20S_05062016151713_5988462 | 2266302
MLS CO., LTD | FOREST LIGHTING | LED BR LAMP | BR30-10W27KD-ES-BR30D-10W |  | BR30 | Reflector (Flood/Spot) | E26 (Medium) | Directional | LED | 3 | 60 | 132.1 | 95 |  |  | 120 | 660 | 10 | 74 | No | 25000 | 2700 | 82 | 7 | 1 | -18 | Dimmable | 14% | Yes | None | No |  |  | 2016-06-01 | 2016-03-28 | United States, Canada | ES_1127332_BR30-10W27KD-ES-BR30D-10W_04122016102243_4723817 | 2263938
MLS CO., LTD | FOREST LIGHTING | LED BR LAMP | BR30-10W30KD-ES-BR30S-10W |  | BR30 | Reflector (Flood/Spot) | E26 (Medium) | Directional | LED | 3 | 60 | 132.1 | 95 |  |  | 120 | 660 | 10 | 85 | No | 25000 | 3000 | 83 | 13 | 1 | -18 | Dimmable | 14% | Yes | None | No |  |  | 2016-06-01 | 2016-03-28 | United States, Canada | ES_1127332_BR30-10W30KD-ES-BR30S-10W_04122016102243_2284347 | 2263939
MLS CO., LTD | FOREST LIGHTING | LED BR LAMP | BR30-10W40KD-ES-BR30N-10W |  | BR30 | Reflector (Flood/Spot) | E26 (Medium) | Directional | LED | 3 | 60 | 132.1 | 95 |  |  | 120 | 660 | 10 | 77 | No | 25000 | 4000 | 86 | 27 | 1 | -18 | Dimmable | 14% | Yes | None | No |  |  | 2016-06-01 | 2016-03-28 | United States, Canada | ES_1127332_BR30-10W40KD-ES-BR30N-10W_04122016102243_1466468 | 2263940
MLS CO., LTD | FOREST LIGHTING | LED BR LAMP | BR30-10W50KD-ES-BR30W-10W |  | BR30 | Reflector (Flood/Spot) | E26 (Medium) | Directional | LED | 3 | 60 | 132.1 | 95 |  |  | 120 | 660 | 10 | 76 | No | 25000 | 5000 | 86 | 24 | 1 | -18 | Dimmable | 14% | Yes | None | No |  |  | 2016-06-01 | 2016-03-28 | United States, Canada | ES_1127332_BR30-10W50KD-ES-BR30W-10W_04122016102243_1695582 | 2263941
MLS CO., LTD | FOREST LIGHTING | LED BR LAMP | BR30D |  | BR30 | Reflector (Flood/Spot) | E26 (Medium) | Directional | LED | 3 | 60 | 132.1 | 95 |  |  | 120 | 660 | 10 | 74 | No | 25000 | 2700 | 82 | 7 | 1 | -18 | Dimmable | 14% | Yes | None | No |  |  | 2016-06-01 | 2016-03-28 | United States, Canada | ES_1127332_BR30D_04122016102243_6441812 | 2263934
MLS CO., LTD | FOREST LIGHTING | LED BR LAMP | BR30N |  | BR30 | Reflector (Flood/Spot) | E26 (Medium) | Directional | LED | 3 | 60 | 132.1 | 95 |  |  | 120 | 660 | 10 | 77 | No | 25000 | 4000 | 86 | 27 | 1 | -18 | Dimmable | 14% | Yes | None | No |  |  | 2016-06-01 | 2016-03-28 | United States, Canada | ES_1127332_BR30N_04122016102243_9428467 | 2263936
MLS CO., LTD | FOREST LIGHTING | LED BR LAMP | BR30S |  | BR30 | Reflector (Flood/Spot) | E26 (Medium) | Directional | LED | 3 | 60 | 132.1 | 95 |  |  | 120 | 660 | 10 | 85 | No | 25000 | 3000 | 83 | 13 | 1 | -18 | Dimmable | 14% | Yes | None | No |  |  | 2016-06-01 | 2016-03-28 | United States, Canada | ES_1127332_BR30S_04122016102243_9638353 | 2263935
MLS CO., LTD | FOREST LIGHTING | LED BR LAMP | BR30Z |  | BR30 | Reflector (Flood/Spot) | E26 (Medium) | Directional | LED | 3 | 60 | 132.1 | 95 |  |  | 120 | 660 | 10 | 76 | No | 25000 | 5000 | 86 | 24 | 1 | -18 | Dimmable | 14% | Yes | None | No |  |  | 2016-06-01 | 2016-03-28 | United States, Canada | ES_1127332_BR30Z_04122016102243_8579938 | 2263937
MLS CO., LTD | FOREST LIGHTING | LED BR LAMP | BR38-14W27KD-ES-BR38D-14W |  | BR38 | Reflector (Flood/Spot) | E26 (Medium) | Directional | LED | 3 | 75 | 142 | 121 |  |  | 120 | 900 | 14 | 64 | No | 25000 | 2700 | 80 | 1 | 1 | -18 | Dimmable | 14% | Yes | None | No |  |  | 2016-06-01 | 2016-04-29 | United States, Canada | ES_1127332_BR38-14W27KD-ES-BR38D-14W_05062016151740_9009419 | 2266258
MLS CO., LTD | FOREST LIGHTING | LED BR LAMP | BR38-14W30KD-ES-BR38S-14W |  | BR38 | Reflector (Flood/Spot) | E26 (Medium) | Directional | LED | 3 | 75 | 142 | 121 |  |  | 120 | 900 | 14 | 64 | No | 25000 | 3000 | 83 | 11 | 1 | -18 | Dimmable | 14% | Yes | None | No |  |  | 2016-06-01 | 2016-04-29 | United States, Canada | ES_1127332_BR38-14W30KD-ES-BR38S-14W_05062016151740_2693417 | 2266259
MLS CO., LTD | FOREST LIGHTING | LED BR LAMP | BR38-14W40KD-ES-BR38N-14W |  | BR38 | Reflector (Flood/Spot) | E26 (Medium) | Directional | LED | 3 | 75 | 142 | 121 |  |  | 120 | 900 | 14 | 64 | No | 25000 | 4000 | 85 | 22 | 1 | -18 | Dimmable | 14% | Yes | None | No |  |  | 2016-06-01 | 2016-04-29 | United States, Canada | ES_1127332_BR38-14W40KD-ES-BR38N-14W_05062016151740_2760559 | 2266260
MSI SSL | MSI LIGHTING INC. | LED Lamp | zPAR30S304014T3N |  | PAR30 | Reflector (Flood/Spot) | E26 (Medium) | Directional | LED | 5 | 75 | 95.2 | 95.7 | 1930 |  | 40 |  | 14 | 88 | No | 25000 | 3000 | 82 | 9 | 1 | -20 |  |  |  | Not for Use in Enclosed Fixtures |  |  |  | 2016-01-01 | 2016-03-28 | United States, Canada | ES_1109590_zPAR30S304014T3N_05132016160351_8329801 | 2266710
MSI SSL | MSI LIGHTING INC. | LED Lamp | zPAR30S304015H1D |  | PAR30 | Reflector (Flood/Spot) | E26 (Medium) | Directional | LED | 5 | 75 | 95.2 | 95.7 | 1716 |  | 40 |  | 15 | 73 | No | 25000 | 3000 | 95 | 78 | 1 | -20 | Dimmable |  |  | Not for Use in Enclosed Fixtures |  |  |  | 2016-01-01 | 2016-03-17 | United States, Canada | ES_1109590_zPAR30S304015H1D_03232016103916_3887331 | 2262925
MSI SSL | MSI LIGHTING INC. | LED Lamp | zPAR30S304015T1D |  | PAR30 | Reflector (Flood/Spot) | E26 (Medium) | Directional | LED | 5 | 75 | 95.2 | 95.7 | 2289 |  | 40 |  | 15 | 93 | No | 50000 | 3000 | 81 | 7 |  | -20 | Dimmable |  |  | Not for Use in Enclosed Fixtures |  |  |  | 2016-01-01 | 2016-03-24 | United States, Canada | ES_1109590_zPAR30S304015T1D_05132016160227_9105200 | 2266728
MSI SSL | MSI LIGHTING INC. | LED Lamp | zPAR30S401513T1D |  | PAR30 | Reflector (Flood/Spot) | E26 (Medium) | Directional | LED | 5 | 75 | 95.2 | 95.7 | 12616 |  | 15 |  | 13 | 99 | No | 25000 | 4000 | 82 | 6 | 1 | -20 | Dimmable |  |  | Not for Use in Enclosed Fixtures |  |  |  | 2016-01-01 | 2016-04-17 | United States, Canada | ES_1109590_zPAR30S401513T1D_05022016095941_1746833 | 2265678
MSI SSL | MSI LIGHTING INC. | LED Lamp | zPAR30S401514T3N |  | PAR30 | Reflector (Flood/Spot) | E26 (Medium) | Directional | LED | 5 | 75 | 95.2 | 95.7 | 14334 |  | 15 |  | 14 | 96 | No | 25000 | 4000 | 82 | 8 | 1 | -20 |  |  |  | Not for Use in Enclosed Fixtures |  |  |  | 2016-01-01 | 2016-03-28 | United States, Canada | ES_1109590_zPAR30S401514T3N_05132016160351_9318272 | 2266711
MSI SSL | MSI LIGHTING INC. | LED Lamp | zPAR30S401515T1D |  | PAR30 | Reflector (Flood/Spot) | E26 (Medium) | Directional | LED | 5 | 75 | 95.2 | 95.7 | 14722 |  | 15 |  | 15 | 98 | No | 50000 | 4000 | 83 | 6 |  | -20 | Dimmable |  |  | Not for Use in Enclosed Fixtures |  |  |  | 2016-01-01 | 2016-03-24 | United States, Canada | ES_1109590_zPAR30S401515T1D_05132016160227_8113713 | 2266729
MSI SSL | MSI LIGHTING INC. | LED Lamp | zPAR30S402513T1D |  | PAR30 | Reflector (Flood/Spot) | E26 (Medium) | Directional | LED | 5 | 75 | 95.2 | 95.7 | 5923 |  | 25 |  | 13 | 103 | No | 25000 | 4000 | 81 | 6 | 1 | -20 | Dimmable |  |  | Not for Use in Enclosed Fixtures |  |  |  | 2016-01-01 | 2016-04-17 | United States, Canada | ES_1109590_zPAR30S402513T1D_05022016095941_1164855 | 2265679
MSI SSL | MSI LIGHTING INC. | LED Lamp | zPAR30S402514T3N |  | PAR30 | Reflector (Flood/Spot) | E26 (Medium) | Directional | LED | 5 | 75 | 95.2 | 95.7 | 6326 |  | 25 |  | 14 | 102 | No | 25000 | 4000 | 83 | 9 | 1 | -20 |  |  |  | Not for Use in Enclosed Fixtures |  |  |  | 2016-01-01 | 2016-03-28 | United States, Canada | ES_1109590_zPAR30S402514T3N_05132016160351_1446025 | 2266712
MSI SSL | MSI LIGHTING INC. | LED Lamp | zPAR30S402515T1D |  | PAR30 | Reflector (Flood/Spot) | E26 (Medium) | Directional | LED | 5 | 75 | 95.2 | 95.7 | 6139 |  | 25 |  | 15 | 101 | No | 50000 | 4000 | 81 | 5 |  | -20 | Dimmable |  |  | Not for Use in Enclosed Fixtures |  |  |  | 2016-01-01 | 2016-03-24 | United States, Canada | ES_1109590_zPAR30S402515T1D_05132016160227_4329673 | 2266730
MSI SSL | MSI LIGHTING INC. | LED Lamp | zPAR30S404013T1D |  | PAR30 | Reflector (Flood/Spot) | E26 (Medium) | Directional | LED | 5 | 75 | 95.2 | 95.7 | 2145 |  | 40 |  | 13 | 101 | No | 25000 | 4000 | 82 | 7 | 1 | -20 | Dimmable |  |  | Not for Use in Enclosed Fixtures |  |  |  | 2016-01-01 | 2016-04-17 | United States, Canada | ES_1109590_zPAR30S404013T1D_05022016095941_5620813 | 2265680
MSI SSL | MSI LIGHTING INC. | LED Lamp | zPAR30S404014T3N |  | PAR30 | Reflector (Flood/Spot) | E26 (Medium) | Directional | LED | 5 | 75 | 95.2 | 95.7 | 2540 |  | 40 |  | 14 | 106 | No | 25000 | 4000 | 82 | 7 | 1 | -20 |  |  |  | Not for Use in Enclosed Fixtures |  |  |  | 2016-01-01 | 2016-03-28 | United States, Canada | ES_1109590_zPAR30S404014T3N_05132016160351_8110304 | 2266713
MSI SSL | MSI LIGHTING INC. | LED Lamp | zPAR30S404015T1D |  | PAR30 | Reflector (Flood/Spot) | E26 (Medium) | Directional | LED | 5 | 75 | 95.2 | 95.7 | 2467 |  | 40 |  | 15 | 102 | No | 50000 | 4000 | 82 | 6 |  | -20 | Dimmable |  |  | Not for Use in Enclosed Fixtures |  |  |  | 2016-01-01 | 2016-03-24 | United States, Canada | ES_1109590_zPAR30S404015T1D_05132016160227_8366776 | 2266731
MSI SSL | MSI LIGHTING INC. | LED Lamp | zPAR38271512H3N |  | PAR38 | Reflector (Flood/Spot) | E26 (Medium) | Directional | LED | 5 | 85 | 130.9 | 123.2 | 8222 |  | 15 |  | 12 | 81 | No | 25000 | 2700 | 95 | 76 |  | -20 |  |  |  | Not for Use in Enclosed Fixtures |  |  |  | 2016-01-01 | 2016-06-30 | United States, Canada | ES_1109590_zPAR38271512H3N_07012016134646_7597553 | 2271369
MSI SSL | MSI LIGHTING INC. | LED Lamp | zPAR38271513H1D |  | PAR38 | Reflector (Flood/Spot) | E26 (Medium) | Directional | LED | 5 | 90 | 130.9 | 123.2 | 9410 |  |  |  | 13 | 70 | No | 25000 | 2700 | 95 | 76 |  | -20 | Dimmable |  |  | Not for Use in Enclosed Fixtures |  |  |  | 2016-01-01 | 2016-05-03 | United States, Canada | ES_1109590_zPAR38271513H1D_05132016160418_6279326 | 2266699
MSI SSL | MSI LIGHTING INC. | LED Lamp | zPAR38271518H3N |  | PAR38 | Reflector (Flood/Spot) | E26 (Medium) | Directional | LED | 5 | 100 | 130.9 | 123.2 | 11743 |  | 15 |  | 18 | 67 | No | 25000 | 2700 | 95 | 75 | 1 | -20 |  |  |  | Not for Use in Enclosed Fixtures |  |  |  | 2016-01-01 | 2016-03-17 | United States, Canada | ES_1109590_zPAR38271518H3N_03232016104006_7800911 | 2262908
MSI SSL | MSI LIGHTING INC. | LED Lamp | zPAR38272512H3N |  | PAR38 | Reflector (Flood/Spot) | E26 (Medium) | Directional | LED | 5 | 90 | 130.9 | 123.2 | 4146 |  | 25 |  | 12.3 | 77 | No | 25000 | 2700 | 95 | 76 |  | -20 |  |  |  | Not for Use in Enclosed Fixtures |  |  |  | 2016-01-01 | 2016-06-30 | United States, Canada | ES_1109590_zPAR38272512H3N_07012016134646_7600355 | 2271370
MSI SSL | MSI LIGHTING INC. | LED Lamp | zPAR38272513H1D |  | PAR38 | Reflector (Flood/Spot) | E26 (Medium) | Directional | LED | 5 | 90 | 130.9 | 123.2 | 4124 |  |  |  | 13 | 75 | No | 25000 | 2700 | 95 | 76 |  | -20 | Dimmable |  |  | Not for Use in Enclosed Fixtures |  |  |  | 2016-01-01 | 2016-05-03 | United States, Canada | ES_1109590_zPAR38272513H1D_05132016160418_7170782 | 2266700
MLS CO., LTD | FOREST LIGHTING | LED BR LAMP | BR38-14W50KD-ES-BR38Z-14W |  | BR38 | Reflector (Flood/Spot) | E26 (Medium) | Directional | LED | 3 | 75 | 142 | 121 |  |  | 120 | 900 | 14 | 64 | No | 25000 | 5000 | 87 | 35 | 1 | -18 | Dimmable | 14% | Yes | None | No |  |  | 2016-06-01 | 2016-04-29 | United States, Canada | ES_1127332_BR38-14W50KD-ES-BR38Z-14W_05062016151740_8450264 | 2266261
MLS CO., LTD | FOREST LIGHTING | LED BR LAMP | BR38D |  | BR38 | Reflector (Flood/Spot) | E26 (Medium) | Directional | LED | 3 | 75 | 142 | 121 |  |  | 120 | 900 | 14 | 64 | No | 25000 | 2700 | 80 | 1 | 1 | -18 | Dimmable | 14% | Yes | None | No |  |  | 2016-06-01 | 2016-04-29 | United States, Canada | ES_1127332_BR38D_05062016151740_5502153 | 2266254
MLS CO., LTD | FOREST LIGHTING | LED BR LAMP | BR38N |  | BR38 | Reflector (Flood/Spot) | E26 (Medium) | Directional | LED | 3 | 75 | 142 | 121 |  |  | 120 | 900 | 14 | 64 | No | 25000 | 4000 | 85 | 22 | 1 | -18 | Dimmable | 14% | Yes | None | No |  |  | 2016-06-01 | 2016-04-29 | United States, Canada | ES_1127332_BR38N_05062016151740_2016186 | 2266256
MLS CO., LTD | FOREST LIGHTING | LED BR LAMP | BR38S |  | BR38 | Reflector (Flood/Spot) | E26 (Medium) | Directional | LED | 3 | 75 | 142 | 121 |  |  | 120 | 900 | 14 | 64 | No | 25000 | 3000 | 83 | 11 | 1 | -18 | Dimmable | 14% | Yes | None | No |  |  | 2016-06-01 | 2016-04-29 | United States, Canada | ES_1127332_BR38S_05062016151740_4532114 | 2266255
MLS CO., LTD | FOREST LIGHTING | LED BR LAMP | BR38Z |  | BR38 | Reflector (Flood/Spot) | E26 (Medium) | Directional | LED | 3 | 75 | 142 | 121 |  |  | 120 | 900 | 14 | 64 | No | 25000 | 5000 | 87 | 35 | 1 | -18 | Dimmable | 14% | Yes | None | No |  |  | 2016-06-01 | 2016-04-29 | United States, Canada | ES_1127332_BR38Z_05062016151740_7416309 | 2266257
MLS CO., LTD | FOREST LIGHTING | LED BULB | A19-6W30KD-ES-MA4S05-6 |  | A19 | General Purpose Replacement | E26 (Medium) | Omnidirectional | LED | 5 | 40 | 111.4 | 60 |  |  |  | 450 | 6 | 75 | No | 25000 | 3000 | 81 | 4 | 1 | -20 | Dimmable | 10% |  | None |  |  |  | 2015-09-15 | 2015-10-13 | United States, Canada | ES_1127332_A19-6W30KD-ES-MA4S05-6_10142015141849_2856959 | 2250228
MLS CO., LTD | FOREST LIGHTING | LED BULB | A19-6W40KD-ES-MA4N05-6 |  | A19 | General Purpose Replacement | E26 (Medium) | Omnidirectional | LED | 5 | 40 | 111.4 | 60 |  |  |  | 450 | 6 | 75 | No | 25000 | 4000 | 83 | 15 | 1 | -20 | Dimmable | 10% |  | None |  |  |  | 2015-09-15 | 2015-10-13 | United States, Canada | ES_1127332_A19-6W40KD-ES-MA4N05-6_10142015141849_6033400 | 2250229
MLS CO., LTD | FOREST LIGHTING | LED BULB | A19-6W50KD-ES-MA4Z05-6 |  | A19 | General Purpose Replacement | E26 (Medium) | Omnidirectional | LED | 5 | 40 | 111.4 | 60 |  |  |  | 450 | 6 | 75 | No | 25000 | 5000 | 83 | 10 | 1 | -20 | Dimmable | 10% |  | None |  |  |  | 2015-09-15 | 2015-10-13 | United States, Canada | ES_1127332_A19-6W50KD-ES-MA4Z05-6_10142015141849_2770169 | 2250230
MLS CO., LTD | FOREST LIGHTING | LED BULB | A19-9W30KD-ES-MA4S06-9 |  | A19 | General Purpose Replacement | E26 (Medium) | Omnidirectional | LED | 5 | 60 | 111.4 | 60 |  |  |  | 850 | 9 | 88.9 | No | 25000 | 3000 | 82 | 10 | 1 | -20 | Dimmable | 10% |  | None |  |  |  | 2015-09-15 | 2015-10-13 | United States, Canada | ES_1127332_A19-9W30KD-ES-MA4S06-9_10142015141906_5594439 | 2250222
MLS CO., LTD | FOREST LIGHTING | LED BULB | A19-9W40KD-ES-MA4N06-9 |  | A19 | General Purpose Replacement | E26 (Medium) | Omnidirectional | LED | 5 | 60 | 111.4 | 60 |  |  |  | 850 | 9 | 88.9 | No | 25000 | 4000 | 83 | 13 | 1 | -20 | Dimmable | 10% |  | None |  |  |  | 2015-09-15 | 2015-10-13 | United States, Canada | ES_1127332_A19-9W40KD-ES-MA4N06-9_10142015141906_1548292 | 2250223
MLS CO., LTD | FOREST LIGHTING | LED BULB | A19-9W50KD-ES-MA4Z06-9 |  | A19 | General Purpose Replacement | E26 (Medium) | Omnidirectional | LED | 5 | 60 | 111.4 | 60 |  |  |  | 850 | 9 | 88.9 | No | 25000 | 5000 | 85 | 14 | 1 | -20 | Dimmable | 10% |  | None |  |  |  | 2015-09-15 | 2015-10-13 | United States, Canada | ES_1127332_A19-9W50KD-ES-MA4Z06-9_10142015141906_3619853 | 2250224
MLS CO., LTD | FOREST LIGHTING | LED BULB | MA4N05-6 |  | A19 | General Purpose Replacement | E26 (Medium) | Omnidirectional | LED | 5 | 40 | 111.4 | 60 |  |  |  | 450 | 6 | 75 | No | 25000 | 4000 | 83 | 15 | 1 | -20 | Dimmable | 10% |  | None |  |  |  | 2015-09-15 | 2015-10-13 | United States, Canada | ES_1127332_MA4N05-6_10142015141849_5874027 | 2250226
MLS CO., LTD | FOREST LIGHTING | LED BULB | MA4N06-9 |  | A19 | General Purpose Replacement | E26 (Medium) | Omnidirectional | LED | 5 | 60 | 111.4 | 60 |  |  |  | 850 | 9 | 88.9 | No | 25000 | 4000 | 83 | 13 | 1 | -20 | Dimmable | 10% |  | None |  |  |  | 2015-09-15 | 2015-10-13 | United States, Canada | ES_1127332_MA4N06-9_10142015141906_4110515 | 2250220
MLS CO., LTD | FOREST LIGHTING | LED BULB | MA4S05-6 |  | A19 | General Purpose Replacement | E26 (Medium) | Omnidirectional | LED | 5 | 40 | 111.4 | 60 |  |  |  | 450 | 6 | 75 | No | 25000 | 3000 | 81 | 4 | 1 | -20 | Dimmable | 10% |  | None |  |  |  | 2015-09-15 | 2015-10-13 | United States, Canada | ES_1127332_MA4S05-6_10142015141849_3607080 | 2250225
MLS CO., LTD | FOREST LIGHTING | LED BULB | MA4S06-9 |  | A19 | General Purpose Replacement | E26 (Medium) | Omnidirectional | LED | 5 | 60 | 111.4 | 60 |  |  |  | 850 | 9 | 88.9 | No | 25000 | 3000 | 82 | 10 | 1 | -20 | Dimmable | 10% |  | None |  |  |  | 2015-09-15 | 2015-10-13 | United States, Canada | ES_1127332_MA4S06-9_10142015141906_8099991 | 2250219
MLS CO., LTD | FOREST LIGHTING | LED BULB | MA4Z05-6 |  | A19 | General Purpose Replacement | E26 (Medium) | Omnidirectional | LED | 5 | 40 | 111.4 | 60 |  |  |  | 450 | 6 | 75 | No | 25000 | 5000 | 83 | 10 | 1 | -20 | Dimmable | 10% |  | None |  |  |  | 2015-09-15 | 2015-10-13 | United States, Canada | ES_1127332_MA4Z05-6_10142015141849_6986363 | 2250227
MLS CO., LTD | FOREST LIGHTING | LED BULB | MA4Z06-9 |  | A19 | General Purpose Replacement | E26 (Medium) | Omnidirectional | LED | 5 | 60 | 111.4 | 60 |  |  |  | 850 | 9 | 88.9 | No | 25000 | 5000 | 85 | 14 | 1 | -20 | Dimmable | 10% |  | None |  |  |  | 2015-09-15 | 2015-10-13 | United States, Canada | ES_1127332_MA4Z06-9_10142015141906_2127286 | 2250221
MLS CO., LTD | MLS | Decorative LED Bulbs | MC1S02-4.5 | Decorative LED Bulbs,MC2S02-4.5, | B10 | Decorative | E12 (Candelabra) | Decorative | LED | 3 | 40 | 108 | 35 |  |  |  | 300 | 4.5 | 66.7 | No | 25000 | 2700 | 80 | 2 | 1 | -35 | Dimmable |  |  | None |  |  |  | 2015-10-01 | 2014-12-01 | United States | ES_1127332_MC1S02-4.5_12082014112610_7375192 | 2226671
MLS CO., LTD | MLS | Decorative LED Bulbs | MC1S06-4.5 | Decorative LED Bulbs,MC2S06-4.5, | F10 | Decorative | E12 (Candelabra) | Decorative | LED | 3 | 40 | 131 | 35 |  |  |  | 300 | 4.5 | 66.7 | No | 25000 | 2700 | 80 | 3 | 1 | -35 | Dimmable |  |  | None |  |  |  | 2015-10-01 | 2014-12-01 | United States | ES_1127332_MC1S06-4.5_12082014112558_5481567 | 2226672
MLS CO., LTD | MLS | Decorative LED Bulbs | MC1S07-4.5 | Decorative LED Bulbs,MC2S07-4.5, | B10 | Decorative | E12 (Candelabra) | Decorative | LED | 3 | 40 | 108 | 35 |  |  |  | 300 | 4.5 | 66.7 | No | 25000 | 2700 | 82 | 4 | 1 | -35 | Dimmable |  |  | None |  |  |  | 2015-10-01 | 2014-12-01 | United States | ES_1127332_MC1S07-4.5_12082014112545_9225624 | 2226673
MLS CO., LTD | MLS | Decorative LED Bulbs | MC1S08-4.5 | Decorative LED Bulbs,MC2S08-4.5, | F10 | Decorative | E12 (Candelabra) | Decorative | LED | 3 | 40 | 131 | 35 |  |  |  | 300 | 4.5 | 66.7 | No | 25000 | 2700 | 81 | 3 | 1 | -35 | Dimmable |  |  | None |  |  |  | 2015-10-01 | 2014-12-01 | United States | ES_1127332_MC1S08-4.5_12082014112624_7367172 | 2226674
MSI SSL | MSI Lighting Inc | ZPAR30 Short | ZPAR30S402512T3N |  | PAR30 | Reflector (Flood/Spot) | E26 (Medium) | Directional | LED | 5 | 75 | 97 | 95.4 | 5697 |  | 25 | 1287 | 12.2 | 105 | No | 25000 | 4000 | 83 | 11 | 0.9 | -20 |  |  |  | Not for Use in Enclosed Fixtures |  |  |  | 2015-05-01 | 2015-07-28 | United States, Europe, Canada | ES_1109590_ZPAR30S402512T3N_07282015180820_6900610 | 2244567
MSI SSL | MSI Lighting Inc | ZPAR30 Short | ZPAR30S404012T3N |  | PAR30 | Reflector (Flood/Spot) | E26 (Medium) | Directional | LED | 5 | 75 | 97 | 95.4 | 2500 |  | 40 | 1287 | 12.2 | 105 | No | 25000 | 4000 | 83 | 11 | 0.9 | -20 |  |  |  | Not for Use in Enclosed Fixtures |  |  |  | 2015-05-01 | 2015-07-28 | United States, Europe, Canada | ES_1109590_ZPAR30S404012T3N_07282015180933_6973481 | 2244568
MSI SSL | MSI Lighting Inc | ZPAR38 | ZPAR38271512T3N |  | PAR38 | Reflector (Flood/Spot) | E26 (Medium) | Directional | LED | 5 | 100 | 126.6 | 122.2 | 10740 |  | 15 | 1051 | 12.2 | 86 | No | 25000 | 2700 | 83 | 18 | 0.9 | -20 |  |  |  | Not for Use in Enclosed Fixtures |  |  |  | 2015-05-01 | 2015-07-28 | United States, Europe, Canada | ES_1109590_ZPAR38271512T3N_07282015183340_8420974 | 2244571
MSI SSL | MSI Lighting Inc | ZPAR38 | ZPAR38272512T3N |  | PAR38 | Reflector (Flood/Spot) | E26 (Medium) | Directional | LED | 5 | 100 | 126.6 | 122.2 | 4898 |  | 25 | 1051 | 12.2 | 86 | No | 25000 | 2700 | 83 | 18 | 0.9 | -20 |  |  |  | Not for Use in Enclosed Fixtures |  |  |  | 2015-05-01 | 2015-07-28 | United States, Europe, Canada | ES_1109590_ZPAR38272512T3N_07282015183716_8636139 | 2244572
MSI SSL | MSI Lighting Inc | ZPAR38 | ZPAR38274012T3N |  | PAR38 | Reflector (Flood/Spot) | E26 (Medium) | Directional | LED | 5 | 100 | 126.6 | 122.2 | 1942 |  | 40 | 1051 | 12.2 | 86 | No | 25000 | 2700 | 83 | 18 | 0.9 | -20 |  |  |  | Not for Use in Enclosed Fixtures |  |  |  | 2015-05-01 | 2015-07-28 | United States, Europe, Canada | ES_1109590_ZPAR38274012T3N_07282015183745_8665471 | 2244573
MSI SSL | MSI Lighting Inc | ZPAR38 | ZPAR38301512T3N |  | PAR38 | Reflector (Flood/Spot) | E26 (Medium) | Directional | LED | 5 | 100 | 126.6 | 122.2 | 11780 |  | 15 | 1120 | 12.2 | 92.2 | No | 25000 | 3000 | 83 | 17 | 0.9 | -20 |  |  |  | Not for Use in Enclosed Fixtures |  |  |  | 2015-05-01 | 2015-07-28 | United States, Europe, Canada | ES_1109590_ZPAR38301512T3N_07282015183813_8693929 | 2244574
MSI SSL | MSI Lighting Inc | ZPAR38 | ZPAR38304012T3N |  | PAR38 | Reflector (Flood/Spot) | E26 (Medium) | Directional | LED | 5 | 100 | 126.6 | 122.2 | 2171 |  | 40 | 1120 | 12.2 | 92.2 | No | 25000 | 3000 | 83 | 17 | 0.9 | -20 |  |  |  | Not for Use in Enclosed Fixtures |  |  |  | 2015-05-01 | 2015-07-28 | United States, Europe, Canada | ES_1109590_ZPAR38304012T3N_07282015183910_8750678 | 2244576
MSI SSL | MSI Lighting Inc | ZPAR38 | ZPAR38404012T3N |  | PAR38 | Reflector (Flood/Spot) | E26 (Medium) | Directional | LED | 5 | 100 | 126.6 | 122.2 | 2066 |  | 40 | 1245 | 12.2 | 102.2 | No | 25000 | 4000 | 83 | 12 | 0.9 | -20 |  |  |  | Not for Use in Enclosed Fixtures |  |  |  | 2015-05-01 | 2015-07-28 | United States, Europe, Canada | ES_1109590_ZPAR38404012T3N_07282015184126_8886842 | 2244579
MSI SSL | MSI LIGHTING INC. | LED Lamp | zPAR30S271513H1D |  | PAR30 | Reflector (Flood/Spot) | E26 (Medium) | Directional | LED | 5 | 90 | 95.2 | 95.7 | 8964 |  | 15 |  | 13 | 68 | No | 25000 | 2700 | 95 | 75 |  | -20 | Dimmable |  |  | Not for Use in Enclosed Fixtures |  |  |  | 2016-01-01 | 2016-04-17 | United States, Canada | ES_1109590_zPAR30S271513H1D_05022016095849_4743652 | 2265681
MSI SSL | MSI LIGHTING INC. | LED Lamp | zPAR30S271513T1D |  | PAR30 | Reflector (Flood/Spot) | E26 (Medium) | Directional | LED | 5 | 75 | 95.2 | 95.7 | 10469 |  | 15 |  | 13 | 82 | No | 25000 | 2700 | 82 | 13 | 1 | -20 | Dimmable |  |  | Not for Use in Enclosed Fixtures |  |  |  | 2016-01-01 | 2016-04-17 | United States, Canada | ES_1109590_zPAR30S271513T1D_05022016095941_2429553 | 2265672
MSI SSL | MSI LIGHTING INC. | LED Lamp | zPAR30S271514H3N |  | PAR30 | Reflector (Flood/Spot) | E26 (Medium) | Directional | LED | 5 | 75 | 95.2 | 95.7 | 9901 |  | 15 |  | 14 | 70 | No | 25000 | 2700 | 95 | 75 | 1 | -20 |  |  |  | Not for Use in Enclosed Fixtures |  |  |  | 2016-01-01 | 2016-03-23 | United States, Canada | ES_1109590_zPAR30S271514H3N_05102016155636_8789824 | 2266383
MSI SSL | MSI LIGHTING INC. | LED Lamp | zPAR30S271514T3N |  | PAR30 | Reflector (Flood/Spot) | E26 (Medium) | Directional | LED | 5 | 75 | 95.2 | 95.7 | 12220 |  | 15 |  | 14 | 81 | No | 25000 | 2700 | 81 | 8 | 0.9 | -20 |  |  |  | Not for Use in Enclosed Fixtures |  |  |  | 2016-01-01 | 2016-03-28 | United States, Canada | ES_1109590_zPAR30S271514T3N_05132016160351_9209613 | 2266705
MSI SSL | MSI LIGHTING INC. | LED Lamp | zPAR30S271515H1D |  | PAR30 | Reflector (Flood/Spot) | E26 (Medium) | Directional | LED | 5 | 75 | 95.2 | 95.7 | 9741 |  | 15 |  | 15 | 68 | No | 25000 | 2700 | 95 | 74 | 1 | -20 | Dimmable |  |  | Not for Use in Enclosed Fixtures |  |  |  | 2016-01-01 | 2016-03-17 | United States, Canada | ES_1109590_zPAR30S271515H1D_03232016103916_8172513 | 2262920
MSI SSL | MSI LIGHTING INC. | LED Lamp | zPAR30S271515T1D |  | PAR30 | Reflector (Flood/Spot) | E26 (Medium) | Directional | LED | 5 | 75 | 95.2 | 95.7 | 10798 |  | 15 |  | 15 | 78 | No | 50000 | 2700 | 82 | 13 |  | -20 | Dimmable |  |  | Not for Use in Enclosed Fixtures |  |  |  | 2016-01-01 | 2016-03-24 | United States, Canada | ES_1109590_zPAR30S271515T1D_05132016160227_4483928 | 2266723
MSI SSL | MSI LIGHTING INC. | LED Lamp | zPAR30S272513H1D |  | PAR30 | Reflector (Flood/Spot) | E26 (Medium) | Directional | LED | 5 | 85 | 95.2 | 95.7 | 3842 |  | 25 |  | 13 | 75 | No | 25000 | 2700 | 95 | 76 |  | -20 | Dimmable |  |  | Not for Use in Enclosed Fixtures |  |  |  | 2016-01-01 | 2016-04-17 | United States, Canada | ES_1109590_zPAR30S272513H1D_05022016095849_5270633 | 2265682
MSI SSL | MSI LIGHTING INC. | LED Lamp | zPAR30S272513T1D |  | PAR30 | Reflector (Flood/Spot) | E26 (Medium) | Directional | LED | 5 | 75 | 95.2 | 95.7 | 4617 |  | 25 |  | 13 | 86 | No | 25000 | 2700 | 82 | 13 | 1 | -20 | Dimmable |  |  | Not for Use in Enclosed Fixtures |  |  |  | 2016-01-01 | 2016-04-17 | United States, Canada | ES_1109590_zPAR30S272513T1D_05022016095941_2007204 | 2265673
MSI SSL | MSI LIGHTING INC. | LED Lamp | zPAR30S272514H3N |  | PAR30 | Reflector (Flood/Spot) | E26 (Medium) | Directional | LED | 5 | 75 | 95.2 | 95.7 | 4998 |  | 25 |  | 14 | 74 | No | 25000 | 2700 | 95 | 77 | 1 | -20 |  |  |  | Not for Use in Enclosed Fixtures |  |  |  | 2016-01-01 | 2016-03-23 | United States, Canada | ES_1109590_zPAR30S272514H3N_05102016155636_2417748 | 2266384
MSI SSL | MSI LIGHTING INC. | LED Lamp | zPAR30S272514T3N |  | PAR30 | Reflector (Flood/Spot) | E26 (Medium) | Directional | LED | 5 | 75 | 95.2 | 95.7 | 5780 |  | 25 |  | 14 | 88 | No | 25000 | 2700 | 82 | 12 | 0.9 | -20 |  |  |  | Not for Use in Enclosed Fixtures |  |  |  | 2016-01-01 | 2016-03-28 | United States, Canada | ES_1109590_zPAR30S272514T3N_05132016160351_2876235 | 2266706
MSI SSL | MSI LIGHTING INC. | LED Lamp | zPAR30S272515H1D |  | PAR30 | Reflector (Flood/Spot) | E26 (Medium) | Directional | LED | 5 | 75 | 95.2 | 95.7 | 4470 |  | 25 |  | 15 | 71 | No | 25000 | 2700 | 95 | 75 | 1 | -20 | Dimmable |  |  | Not for Use in Enclosed Fixtures |  |  |  | 2016-01-01 | 2016-03-17 | United States, Canada | ES_1109590_zPAR30S272515H1D_03232016103916_4107995 | 2262921
MSI SSL | MSI, SSL | xPAR38302514H3N | xPAR38302514H3N |  | PAR38 | Reflector (Flood/Spot) | E26 (Medium) | Directional | LED | 5 | 85 | 127.9 | 121.1 | 3796 |  | 25 | 800 | 14 | 57.1 | No | 25000 | 3000 | 91 | 56 | 0.9 | -20 |  |  |  | None |  |  |  | 2014-04-01 | 2014-08-27 | United States, Canada | ES_1109590_xPAR38302514H3N_08272014173446_7565469 | 2218029
MW LED Inc. | MW LED | A19 LED Lamp | MW-A19G02-D-30H |  | A19 | General Purpose Replacement | E26 (Medium) | Omnidirectional | LED | 3 | 60 | 111.4 | 59.9 |  |  |  | 800 | 9 | 88.9 | No | 25000 | 3000 | 81 | 4 | 0.9 | -20 | Dimmable | 15% |  | Damp Location Rated,Not for Use in Enclosed Fixtures,Recessed Fixtures |  |  |  | 2016-03-30 | 2016-04-12 | United States | ES_1130939_MW-A19G02-D-30H_04122016173412_5471990 | 2264492
MW LED Inc. | MW LED | A19 LED Lamp | MW-A19G02-D-50H |  | A19 | General Purpose Replacement | E26 (Medium) | Omnidirectional | LED | 3 | 60 | 111.4 | 59.9 |  |  |  | 900 | 9 | 100 | No | 25000 | 5000 | 81 | 5 | 0.9 | -20 | Dimmable | 15% |  | Damp Location Rated,Not for Use in Enclosed Fixtures,Recessed Fixtures |  |  |  | 2016-03-30 | 2016-04-12 | United States | ES_1130939_MW-A19G02-D-50H_04122016173449_5678921 | 2264493
MW LED Inc. | MW LED | Dimmable MR16 | MW-MR16A7W30K |  | MR16 | Reflector (Flood/Spot) | GU5.3 | Directional | LED | 5 | 50 | 50.3 | 50.1 | 1058 |  | 40 | 450 | 7 | 64.3 | No | 25000 | 3000 | 83 | 12 | 0.7 | -20 | Dimmable | 15% |  | Damp Location Rated,Recessed Fixtures,Shatter Resistant |  |  |  | 2015-09-11 | 2015-09-28 | Canada | ES_1130939_MW-MR16A7W30K_09282015143521_4978913 | 2250269
MW LED Inc. | MW LED | Directional LED Lamp PAR20 | MW-P20A01-D 2700K |  | PAR20 | Reflector (Flood/Spot) | E26 (Medium) | Directional | LED | 3 | 50 | 86.1 | 63.2 | 1758 |  | 25 | 500 | 8 | 62.5 | No | 25000 | 2700 | 82 | 2 | 0.9 | -20 | Dimmable | 10% |  | Damp Location Rated,Recessed Fixtures,Not for Use in Enclosed Fixtures |  |  |  | 2015-03-26 | 2015-04-06 | Canada | ES_1130939_MW-P20A01-D 2700K_04062015135224_0184725 | 2235965
MW LED Inc. | MW LED | Directional LED Lamp PAR20 | MW-P20A01-D 3000K |  | PAR20 | Reflector (Flood/Spot) | E26 (Medium) | Directional | LED | 3 | 50 | 85.5 | 63 | 1818 |  | 25 | 500 | 8 | 62.5 | No | 25000 | 3000 | 83 | 9 | 0.9 | -20 | Dimmable | 10% |  | Damp Location Rated,Recessed Fixtures,Not for Use in Enclosed Fixtures |  |  |  | 2015-03-26 | 2015-04-06 | Canada | ES_1130939_MW-P20A01-D 3000K_04062015135315_1525943 | 2235970
Morstar Inc | morstar | LED lamps | V-BR30-1427KWH |  | BR30 | Reflector (Flood/Spot) | E26 (Medium) | Directional | LED | 5 | 85 | 133 | 95 |  |  |  | 1070 | 14 | 76.4 | No | 25000 | 2700 | 82 | 15 | 1 | -20 | Dimmable | 20% |  | None |  |  |  | 2015-06-22 | 2015-07-08 | United States, Canada | ES_1125111_V-BR30-1427KWH_07102015164549_8663042 | 2243166
Morstar Inc | morstar | LED lamps | V-PAR30-1327KFLWH |  | PAR30L | Reflector (Flood/Spot) | E26 (Medium) | Directional | LED | 5 | 75 | 115.6 | 94.6 | 1661 |  | 40 |  | 13 | 62.7 | No | 25000 | 2700 | 82 | 5 | 0.9 | -20 | Dimmable | 20% |  | None |  |  |  | 2015-06-22 | 2015-07-08 | United States, Canada | ES_1125111_V-PAR30-1327KFLWH_07102015164741_3128597 | 2243165
MSI SSL | MSI Lighting Inc | ZPAR30 Long | ZPAR30L271512T3N |  | PAR30L | Reflector (Flood/Spot) | E26 (Medium) | Directional | LED | 5 | 75 | 97 | 95.4 | 11320 |  | 15 | 1037 | 12.1 | 85 | No | 25000 | 2700 | 83 | 18 | 0.9 | -20 |  |  |  | Not for Use in Enclosed Fixtures |  |  |  | 2015-05-01 | 2015-07-28 | United States, Europe, Canada | ES_1109590_ZPAR30L271512T3N_07282015181433_7273839 | 2244569
MSI SSL | MSI Lighting Inc | ZPAR30 Long | ZPAR30L272512T3N |  | PAR30L | Reflector (Flood/Spot) | E26 (Medium) | Directional | LED | 5 | 75 | 97 | 95.4 | 4895 |  | 25 | 1037 | 12.1 | 85 | No | 25000 | 2700 | 83 | 18 | 0.9 | -20 |  |  |  | Not for Use in Enclosed Fixtures |  |  |  | 2015-05-01 | 2015-07-28 | United States, Europe, Canada | ES_1109590_ZPAR30L272512T3N_07282015181615_7375026 | 2244570
MSI SSL | MSI Lighting Inc | ZPAR30 Long | ZPAR30L274012T3N |  | PAR30L | Reflector (Flood/Spot) | E26 (Medium) | Directional | LED | 5 | 75 | 97 | 95.4 | 2115 |  | 40 | 1037 | 12.1 | 85 | No | 25000 | 2700 | 83 | 18 | 0.9 | -20 |  |  |  | Not for Use in Enclosed Fixtures |  |  |  | 2015-05-01 | 2015-07-28 | United States, Europe, Canada | ES_1109590_ZPAR30L274012T3N_07282015181650_7410921 | 2244553
MSI SSL | MSI Lighting Inc | ZPAR30 Long | ZPAR30L301512T3N |  | PAR30L | Reflector (Flood/Spot) | E26 (Medium) | Directional | LED | 5 | 75 | 97 | 95.4 | 12430 |  | 15 | 1109 | 12.1 | 91 | No | 25000 | 3000 | 83 | 14 | 0.9 | -20 |  |  |  | Not for Use in Enclosed Fixtures |  |  |  | 2015-05-01 | 2015-07-28 | United States, Europe, Canada | ES_1109590_ZPAR30L301512T3N_07282015181850_7530116 | 2244554
MSI SSL | MSI Lighting Inc | ZPAR30 Long | ZPAR30L302512T3N |  | PAR30L | Reflector (Flood/Spot) | E26 (Medium) | Directional | LED | 5 | 75 | 97 | 95.4 | 5272 |  | 25 | 1109 | 12.1 | 91 | No | 25000 | 3000 | 83 | 14 | 0.9 | -20 |  |  |  | Not for Use in Enclosed Fixtures |  |  |  | 2015-05-01 | 2015-07-28 | United States, Europe, Canada | ES_1109590_ZPAR30L302512T3N_07282015181920_7560659 | 2244555
MSI SSL | MSI Lighting Inc | ZPAR30 Long | ZPAR30L304012T3N |  | PAR30L | Reflector (Flood/Spot) | E26 (Medium) | Directional | LED | 5 | 75 | 97 | 95.4 | 2484 |  | 40 | 1109 | 12.1 | 91 | No | 25000 | 3000 | 83 | 14 | 0.9 | -20 |  |  |  | Not for Use in Enclosed Fixtures |  |  |  | 2015-05-01 | 2015-07-28 | United States, Europe, Canada | ES_1109590_ZPAR30L304012T3N_07282015181957_7597986 | 2244556
MSI SSL | MSI Lighting Inc | ZPAR30 Long | ZPAR30L401512T3N |  | PAR30L | Reflector (Flood/Spot) | E26 (Medium) | Directional | LED | 5 | 75 | 97 | 95.4 | 14110 |  | 15 | 1287 | 12.2 | 105 | No | 25000 | 4000 | 83 | 11 | 0.9 | -20 |  |  |  | Not for Use in Enclosed Fixtures |  |  |  | 2015-05-01 | 2015-07-28 | United States, Europe, Canada | ES_1109590_ZPAR30L401512T3N_07282015182258_7778050 | 2244557
MSI SSL | MSI Lighting Inc | ZPAR30 Long | ZPAR30L402512T3N |  | PAR30L | Reflector (Flood/Spot) | E26 (Medium) | Directional | LED | 5 | 75 | 97 | 95.4 | 5697 |  | 25 | 1287 | 12.2 | 105 | No | 25000 | 4000 | 83 | 11 | 0.9 | -20 |  |  |  | Not for Use in Enclosed Fixtures |  |  |  | 2015-05-01 | 2015-07-28 | United States, Europe, Canada | ES_1109590_ZPAR30L402512T3N_07282015182356_7836413 | 2244558
MSI SSL | MSI Lighting Inc | ZPAR30 Long | ZPAR30L404012T3N |  | PAR30L | Reflector (Flood/Spot) | E26 (Medium) | Directional | LED | 5 | 75 | 97 | 95.4 | 2500 |  | 40 | 1287 | 12.2 | 105 | No | 25000 | 4000 | 83 | 11 | 0.9 | -20 |  |  |  | Not for Use in Enclosed Fixtures |  |  |  | 2015-05-01 | 2015-07-28 | United States, Europe, Canada | ES_1109590_ZPAR30L404012T3N_07282015182542_7942679 | 2244559
MSI SSL | MSI Lighting Inc | ZPAR30 Short | ZPAR30S271512T3N |  | PAR30 | Reflector (Flood/Spot) | E26 (Medium) | Directional | LED | 5 | 75 | 97 | 95.4 | 11320 |  | 15 | 1037 | 12.1 | 85 | No | 25000 | 2700 | 83 | 18 | 0.9 | -20 |  |  |  | Not for Use in Enclosed Fixtures |  |  |  | 2015-05-01 | 2015-07-28 | United States, Europe, Canada | ES_1109590_ZPAR30S271512T3N_07282015174616_5576346 | 2244560
MSI SSL | MSI Lighting Inc | ZPAR30 Short | ZPAR30S272512T3N |  | PAR30 | Reflector (Flood/Spot) | E26 (Medium) | Directional | LED | 5 | 75 | 97 | 95.4 | 4895 |  | 25 | 1037 | 12.1 | 85 | No | 25000 | 2700 | 83 | 18 | 0.9 | -20 |  |  |  | Not for Use in Enclosed Fixtures |  |  |  | 2015-05-01 | 2015-07-28 | United States, Europe, Canada | ES_1109590_ZPAR30S272512T3N_07282015175550_6150398 | 2244561
MSI SSL | MSI Lighting Inc | ZPAR30 Short | ZPAR30S274012T3N |  | PAR30 | Reflector (Flood/Spot) | E26 (Medium) | Directional | LED | 5 | 75 | 97 | 95.4 | 2115 |  | 40 | 1037 | 12.1 | 85 | No | 25000 | 2700 | 83 | 18 | 0.9 | -20 |  |  |  | Not for Use in Enclosed Fixtures |  |  |  | 2015-05-01 | 2015-07-28 | United States, Europe, Canada | ES_1109590_ZPAR30S274012T3N_07282015175734_6254505 | 2244562
MSI SSL | MSI Lighting Inc | ZPAR30 Short | ZPAR30S301512T3N |  | PAR30 | Reflector (Flood/Spot) | E26 (Medium) | Directional | LED | 5 | 75 | 97 | 95.4 | 12430 |  | 15 | 1109 | 12.1 | 91 | No | 25000 | 3000 | 83 | 14 | 0.9 | -20 |  |  |  | Not for Use in Enclosed Fixtures |  |  |  | 2015-05-01 | 2015-07-28 | United States, Europe, Canada | ES_1109590_ZPAR30S301512T3N_07282015175804_6284663 | 2244563
MSI SSL | MSI Lighting Inc | ZPAR30 Short | ZPAR30S302512T3N |  | PAR30 | Reflector (Flood/Spot) | E26 (Medium) | Directional | LED | 5 | 75 | 97 | 95.4 | 5272 |  | 25 | 1109 | 12.1 | 91 | No | 25000 | 3000 | 83 | 14 | 0.9 | -20 |  |  |  | Not for Use in Enclosed Fixtures |  |  |  | 2015-05-01 | 2015-07-28 | United States, Europe, Canada | ES_1109590_ZPAR30S302512T3N_07282015180455_6695243 | 2244564
MSI SSL | MSI Lighting Inc | ZPAR30 Short | ZPAR30S304012T3N |  | PAR30 | Reflector (Flood/Spot) | E26 (Medium) | Directional | LED | 5 | 75 | 97 | 95.4 | 2484 |  | 40 | 1109 | 12.1 | 91 | No | 25000 | 3000 | 83 | 14 | 0.9 | -20 |  |  |  | Not for Use in Enclosed Fixtures |  |  |  | 2015-05-01 | 2015-07-28 | United States, Europe, Canada | ES_1109590_ZPAR30S304012T3N_07282015180604_6764602 | 2244565
MSI SSL | MSI Lighting Inc | ZPAR30 Short | ZPAR30S401512T3N |  | PAR30 | Reflector (Flood/Spot) | E26 (Medium) | Directional | LED | 5 | 75 | 97 | 95.4 | 14110 |  | 15 | 1287 | 12.2 | 105 | No | 25000 | 4000 | 83 | 11 | 0.9 | -20 |  |  |  | Not for Use in Enclosed Fixtures |  |  |  | 2015-05-01 | 2015-07-28 | United States, Europe, Canada | ES_1109590_ZPAR30S401512T3N_07282015180639_6799414 | 2244566
MSI SSL | MSI LIGHTING INC. | LED Lamp | zPAR30S272515T1D |  | PAR30 | Reflector (Flood/Spot) | E26 (Medium) | Directional | LED | 5 | 75 | 95.2 | 95.7 | 5318 |  | 25 |  | 15 | 87 | No | 50000 | 2700 | 82 | 13 |  | -20 | Dimmable |  |  | Not for Use in Enclosed Fixtures |  |  |  | 2016-01-01 | 2016-03-24 | United States, Canada | ES_1109590_zPAR30S272515T1D_05132016160227_6814703 | 2266724
MSI SSL | MSI LIGHTING INC. | LED Lamp | zPAR30S274013H1D |  | PAR30 | Reflector (Flood/Spot) | E26 (Medium) | Directional | LED | 5 | 85 | 95.2 | 95.7 | 1750 |  | 40 |  | 13 | 74 | No | 25000 | 2700 | 95 | 75 |  | -20 | Dimmable |  |  | Not for Use in Enclosed Fixtures |  |  |  | 2016-01-01 | 2016-04-17 | United States, Canada | ES_1109590_zPAR30S274013H1D_05022016095849_2950311 | 2265683
MSI SSL | MSI LIGHTING INC. | LED Lamp | zPAR30S274013T1D |  | PAR30 | Reflector (Flood/Spot) | E26 (Medium) | Directional | LED | 5 | 75 | 95.2 | 95.7 | 1875 |  | 40 |  | 13 | 81 | No | 25000 | 2700 | 81 | 12 | 1 | -20 | Dimmable |  |  | Not for Use in Enclosed Fixtures |  |  |  | 2016-01-01 | 2016-04-17 | United States, Canada | ES_1109590_zPAR30S274013T1D_05022016095941_5212853 | 2265674
MSI SSL | MSI LIGHTING INC. | LED Lamp | zPAR30S274014H3N |  | PAR30 | Reflector (Flood/Spot) | E26 (Medium) | Directional | LED | 5 | 75 | 95.2 | 95.7 | 1870 |  | 40 |  | 14 | 72 | No | 25000 | 2700 | 95 | 75 | 1 | -20 |  |  |  | Not for Use in Enclosed Fixtures |  |  |  | 2016-01-01 | 2016-03-23 | United States, Canada | ES_1109590_zPAR30S274014H3N_05102016155636_2698583 | 2266385
MSI SSL | MSI LIGHTING INC. | LED Lamp | zPAR30S274014T3N |  | PAR30 | Reflector (Flood/Spot) | E26 (Medium) | Directional | LED | 5 | 75 | 95.2 | 95.7 | 1875 |  | 40 |  | 14 | 87 | No | 25000 | 2700 | 82 | 11 | 0.9 | -20 |  |  |  | Not for Use in Enclosed Fixtures |  |  |  | 2016-01-01 | 2016-03-28 | United States, Canada | ES_1109590_zPAR30S274014T3N_05132016160351_1242306 | 2266707
MSI SSL | MSI LIGHTING INC. | LED Lamp | zPAR30S274015H1D |  | PAR30 | Reflector (Flood/Spot) | E26 (Medium) | Directional | LED | 5 | 75 | 95.2 | 95.7 | 1776 |  | 40 |  | 15 | 72 | No | 25000 | 2700 | 95 | 75 | 1 | -20 | Dimmable |  |  | Not for Use in Enclosed Fixtures |  |  |  | 2016-01-01 | 2016-03-17 | United States, Canada | ES_1109590_zPAR30S274015H1D_03232016103916_6013746 | 2262922
MSI SSL | MSI LIGHTING INC. | LED Lamp | zPAR30S274015T1D |  | PAR30 | Reflector (Flood/Spot) | E26 (Medium) | Directional | LED | 5 | 75 | 95.2 | 95.7 | 2107 |  | 40 |  | 15 | 81 | No | 50000 | 2700 | 82 | 11 |  | -20 | Dimmable |  |  | Not for Use in Enclosed Fixtures |  |  |  | 2016-01-01 | 2016-03-24 | United States, Canada | ES_1109590_zPAR30S274015T1D_05132016160227_4505326 | 2266725
MSI SSL | MSI LIGHTING INC. | LED Lamp | zPAR30S301513H1D |  | PAR30 | Reflector (Flood/Spot) | E26 (Medium) | Directional | LED | 5 | 90 | 95.2 | 95.7 | 8986 |  | 15 |  | 13 | 72 | No | 25000 | 3000 | 95 | 79 |  | -20 | Dimmable |  |  | Not for Use in Enclosed Fixtures |  |  |  | 2016-01-01 | 2016-04-17 | United States, Canada | ES_1109590_zPAR30S301513H1D_05022016095849_9627012 | 2265684
MSI SSL | MSI LIGHTING INC. | LED Lamp | zPAR30S301513T1D |  | PAR30 | Reflector (Flood/Spot) | E26 (Medium) | Directional | LED | 5 | 75 | 95.2 | 95.7 | 11876 |  | 15 |  | 13 | 92 | No | 25000 | 3000 | 81 | 7 | 1 | -20 | Dimmable |  |  | Not for Use in Enclosed Fixtures |  |  |  | 2016-01-01 | 2016-04-17 | United States, Canada | ES_1109590_zPAR30S301513T1D_05022016095941_7321148 | 2265675
MSI SSL | MSI LIGHTING INC. | LED Lamp | zPAR30S301514H3N |  | PAR30 | Reflector (Flood/Spot) | E26 (Medium) | Directional | LED | 5 | 75 | 95.2 | 95.7 | 11679 |  | 15 |  | 14 | 74 | No | 25000 | 3000 | 94 | 76 | 1 | -20 |  |  |  | Not for Use in Enclosed Fixtures |  |  |  | 2016-01-01 | 2016-03-23 | United States, Canada | ES_1109590_zPAR30S301514H3N_05102016155636_8310678 | 2266386
MSI SSL | MSI LIGHTING INC. | LED Lamp | zPAR30S301514T3N |  | PAR30 | Reflector (Flood/Spot) | E26 (Medium) | Directional | LED | 5 | 75 | 95.2 | 95.7 | 11564 |  | 15 |  | 14 | 84 | No | 25000 | 3000 | 82 | 9 | 1 | -20 |  |  |  | Not for Use in Enclosed Fixtures |  |  |  | 2016-01-01 | 2016-03-28 | United States, Canada | ES_1109590_zPAR30S301514T3N_05132016160351_1799036 | 2266708
MSI SSL | MSI LIGHTING INC. | LED Lamp | zPAR30S301515H1D |  | PAR30 | Reflector (Flood/Spot) | E26 (Medium) | Directional | LED | 5 | 75 | 95.2 | 95.7 | 10829 |  | 15 |  | 15 | 70 | No | 25000 | 3000 | 95 | 79 | 1 | -20 | Dimmable |  |  | Not for Use in Enclosed Fixtures |  |  |  | 2016-01-01 | 2016-03-17 | United States, Canada | ES_1109590_zPAR30S301515H1D_03232016103916_8719388 | 2262923
MSI SSL | MSI LIGHTING INC. | LED Lamp | zPAR30S301515T1D |  | PAR30 | Reflector (Flood/Spot) | E26 (Medium) | Directional | LED | 5 | 75 | 95.2 | 95.7 | 13563 |  | 15 |  | 15 | 90 | No | 50000 | 3000 | 81 | 7 |  | -20 | Dimmable |  |  | Not for Use in Enclosed Fixtures |  |  |  | 2016-01-01 | 2016-03-24 | United States, Canada | ES_1109590_zPAR30S301515T1D_05132016160227_7769224 | 2266726
MSI SSL | MSI LIGHTING INC. | LED Lamp | zPAR30S302513H1D |  | PAR30 | Reflector (Flood/Spot) | E26 (Medium) | Directional | LED | 5 | 90 | 95.2 | 95.7 | 4518 |  | 25 |  | 13 | 78 | No | 25000 | 3000 | 95 | 78 |  | -20 | Dimmable |  |  | Not for Use in Enclosed Fixtures |  |  |  | 2016-01-01 | 2016-04-17 | United States, Canada | ES_1109590_zPAR30S302513H1D_05022016095849_9571576 | 2265685
MSI SSL | MSI LIGHTING INC. | LED Lamp | zPAR30S302513T1D |  | PAR30 | Reflector (Flood/Spot) | E26 (Medium) | Directional | LED | 5 | 75 | 95.2 | 95.7 | 5281 |  | 25 |  | 13 | 97 | No | 25000 | 3000 | 81 | 7 | 1 | -20 | Dimmable |  |  | Not for Use in Enclosed Fixtures |  |  |  | 2016-01-01 | 2016-04-17 | United States, Canada | ES_1109590_zPAR30S302513T1D_05022016095941_3324311 | 2265676
MSI SSL | MSI LIGHTING INC. | LED Lamp | zPAR30S302514H3N |  | PAR30 | Reflector (Flood/Spot) | E26 (Medium) | Directional | LED | 5 | 75 | 95.2 | 95.7 | 4964 |  | 25 |  | 14 | 77 | No | 25000 | 3000 | 95 | 78 | 1 | -20 |  |  |  | Not for Use in Enclosed Fixtures |  |  |  | 2016-01-01 | 2016-03-23 | United States, Canada | ES_1109590_zPAR30S302514H3N_05102016155636_9802613 | 2266387
MSI SSL | MSI LIGHTING INC. | LED Lamp | zPAR30S302514T3N |  | PAR30 | Reflector (Flood/Spot) | E26 (Medium) | Directional | LED | 5 | 75 | 95.2 | 95.7 | 4880 |  | 25 |  | 14 | 85 | No | 25000 | 3000 | 83 | 8 | 1 | -20 |  |  |  | Not for Use in Enclosed Fixtures |  |  |  | 2016-01-01 | 2016-03-28 | United States, Canada | ES_1109590_zPAR30S302514T3N_05132016160351_7392491 | 2266709
MSI SSL | MSI LIGHTING INC. | LED Lamp | zPAR30S302515H1D |  | PAR30 | Reflector (Flood/Spot) | E26 (Medium) | Directional | LED | 5 | 75 | 95.2 | 95.7 | 4655 |  | 25 |  | 15 | 75 | No | 25000 | 3000 | 95 | 78 | 1 | -20 | Dimmable |  |  | Not for Use in Enclosed Fixtures |  |  |  | 2016-01-01 | 2016-03-17 | United States, Canada | ES_1109590_zPAR30S302515H1D_03232016103916_4670091 | 2262924
MSI SSL | MSI LIGHTING INC. | LED Lamp | zPAR30S302515T1D |  | PAR30 | Reflector (Flood/Spot) | E26 (Medium) | Directional | LED | 5 | 75 | 95.2 | 95.7 | 6057 |  | 25 |  | 15 | 95 | No | 50000 | 3000 | 81 | 7 |  | -20 | Dimmable |  |  | Not for Use in Enclosed Fixtures |  |  |  | 2016-01-01 | 2016-03-24 | United States, Canada | ES_1109590_zPAR30S302515T1D_05132016160227_1939305 | 2266727
MSI SSL | MSI LIGHTING INC. | LED Lamp | zPAR30S304013H1D |  | PAR30 | Reflector (Flood/Spot) | E26 (Medium) | Directional | LED | 5 | 85 | 95.2 | 95.7 | 1701 |  | 40 |  | 13 | 75 | No | 25000 | 3000 | 95 | 79 |  | -20 | Dimmable |  |  | Not for Use in Enclosed Fixtures |  |  |  | 2016-01-01 | 2016-04-17 | United States, Canada | ES_1109590_zPAR30S304013H1D_05022016095849_8558711 | 2265686
MSI SSL | MSI LIGHTING INC. | LED Lamp | zPAR30S304013T1D |  | PAR30 | Reflector (Flood/Spot) | E26 (Medium) | Directional | LED | 5 | 75 | 95.2 | 95.7 | 2249 |  | 40 |  | 13 | 94 | No | 25000 | 3000 | 81 | 6 | 1 | -20 | Dimmable |  |  | Not for Use in Enclosed Fixtures |  |  |  | 2016-01-01 | 2016-04-17 | United States, Canada | ES_1109590_zPAR30S304013T1D_05022016095941_7601404 | 2265677
MSI SSL | MSI LIGHTING INC. | LED Lamp | zPAR30S304014H3N |  | PAR30 | Reflector (Flood/Spot) | E26 (Medium) | Directional | LED | 5 | 75 | 95.2 | 95.7 | 1854 |  | 40 |  | 14 | 73 | No | 25000 | 3000 | 95 | 79 | 1 | -20 |  |  |  | Not for Use in Enclosed Fixtures |  |  |  | 2016-01-01 | 2016-03-23 | United States, Canada | ES_1109590_zPAR30S304014H3N_05102016155636_3629598 | 2266388
MSI SSL | MSI LIGHTING INC. | LED Lamp | zPAR38274012H3N |  | PAR38 | Reflector (Flood/Spot) | E26 (Medium) | Directional | LED | 5 | 100 | 130.9 | 123.2 | 1814 |  | 40 |  | 12.3 | 76 | No | 25000 | 2700 | 95 | 76 |  | -20 |  |  |  | Not for Use in Enclosed Fixtures |  |  |  | 2016-01-01 | 2016-06-30 | United States, Canada | ES_1109590_zPAR38274012H3N_07012016134646_9269742 | 2271371
MSI SSL | MSI LIGHTING INC. | LED Lamp | zPAR38274013H1D |  | PAR38 | Reflector (Flood/Spot) | E26 (Medium) | Directional | LED | 5 | 90 | 130.9 | 123.2 | 1668 |  |  |  | 13 | 74 | No | 25000 | 2700 | 95 | 75 |  | -20 | Dimmable |  |  | Not for Use in Enclosed Fixtures |  |  |  | 2016-01-01 | 2016-05-03 | United States, Canada | ES_1109590_zPAR38274013H1D_05132016160418_1435221 | 2266701
MSI SSL | MSI LIGHTING INC. | LED Lamp | zPAR38301512H3N |  | PAR38 | Reflector (Flood/Spot) | E26 (Medium) | Directional | LED | 5 | 90 | 130.9 | 123.2 | 9373 |  | 15 |  | 12.3 | 78 | No | 25000 | 3000 | 95 | 80 |  | -20 |  |  |  | Not for Use in Enclosed Fixtures |  |  |  | 2016-01-01 | 2016-06-30 | United States, Canada | ES_1109590_zPAR38301512H3N_07012016134646_1786138 | 2271372
MSI SSL | MSI LIGHTING INC. | LED Lamp | zPAR38301513H1D |  | PAR38 | Reflector (Flood/Spot) | E26 (Medium) | Directional | LED | 5 | 100 | 130.9 | 123.2 | 10438 |  |  |  | 13 | 75 | No | 25000 | 3000 | 95 | 80 |  | -20 | Dimmable |  |  | Not for Use in Enclosed Fixtures |  |  |  | 2016-01-01 | 2016-05-03 | United States, Canada | ES_1109590_zPAR38301513H1D_05132016160418_9621667 | 2266702
MSI SSL | MSI LIGHTING INC. | LED Lamp | zPAR38302512H3N |  | PAR38 | Reflector (Flood/Spot) | E26 (Medium) | Directional | LED | 5 | 100 | 130.9 | 123.2 | 4301 |  | 25 |  | 12 | 80 | No | 25000 | 3000 | 95 | 80 |  | -20 |  |  |  | Not for Use in Enclosed Fixtures |  |  |  | 2016-01-01 | 2016-06-30 | United States, Canada | ES_1109590_zPAR38302512H3N_07012016134646_8252737 | 2271373
MSI SSL | MSI LIGHTING INC. | LED Lamp | zPAR38302513H1D |  | PAR38 | Reflector (Flood/Spot) | E26 (Medium) | Directional | LED | 5 | 90 | 130.9 | 123.2 | 4110 |  |  |  | 13 | 77 | No | 25000 | 3000 | 95 | 79 |  | -20 | Dimmable |  |  | Not for Use in Enclosed Fixtures |  |  |  | 2016-01-01 | 2016-05-03 | United States, Canada | ES_1109590_zPAR38302513H1D_05132016160418_5080231 | 2266703
MSI SSL | MSI LIGHTING INC. | LED Lamp | zPAR38304012H3N |  | PAR38 | Reflector (Flood/Spot) | E26 (Medium) | Directional | LED | 5 | 100 | 130.9 | 123.2 | 2099 |  | 40 |  | 12 | 81 | No | 25000 | 3000 | 85 | 80 |  | -20 |  |  |  | Not for Use in Enclosed Fixtures |  |  |  | 2016-01-01 | 2016-06-30 | United States, Canada | ES_1109590_zPAR38304012H3N_07012016134646_7976494 | 2271374
MSI SSL | MSI LIGHTING INC. | LED Lamp | zPAR38304013H1D |  | PAR38 | Reflector (Flood/Spot) | E26 (Medium) | Directional | LED | 5 | 90 | 130.9 | 123.2 | 1648 |  |  |  | 13 | 76 | No | 25000 | 3000 | 95 | 79 |  | -20 | Dimmable |  |  | Not for Use in Enclosed Fixtures |  |  |  | 2016-01-01 | 2016-05-03 | United States, Canada | ES_1109590_zPAR38304013H1D_05132016160418_5951130 | 2266704
LEDVANCE, formerly OSRAM SYLVANIA | Sylvania [Osram] | LED18PAR38/PRO/827/SP12/P3 | 78454 |  | PAR38 | Reflector (Flood/Spot) | E26 (Medium) | Directional | LED | 5 | 90 | 127 | 122 | 21738 |  | 12 | 1150 | 18 | 63.9 | No | 25000 | 2700 | 81 | 13 | 0.9 | -20 | Dimmable |  |  | Damp Location Rated,Use With Timers,Enclosed Fixtures,Recessed Fixtures,Use With Photo And/Or Motion Sensors |  |  |  | 2014-12-01 | 2015-04-15 | United States, Canada | ES_1018393_78454_04202015102818_6018182 | 2238224
LEDVANCE, formerly OSRAM SYLVANIA | Sylvania [Osram] | LED18PAR38/PRO/830/SP12/P3 | 78450 |  | PAR38 | Reflector (Flood/Spot) | E26 (Medium) | Directional | LED | 5 | 90 | 127 | 122 | 22028 |  | 12 | 1275 | 18 | 70.8 | No | 25000 | 3000 | 83 | 19 | 0.9 | -20 | Dimmable |  |  | Damp Location Rated,Use With Timers,Enclosed Fixtures,Recessed Fixtures,Use With Photo And/Or Motion Sensors |  |  |  | 2014-12-01 | 2015-04-15 | United States, Canada | ES_1018393_78450_04202015112048_9242364 | 2238223
LEDVANCE, formerly OSRAM SYLVANIA | Sylvania [Osram] | LED18PAR38/PRO/840/SP12/P3 | 78458 |  | PAR38 | Reflector (Flood/Spot) | E26 (Medium) | Directional | LED | 5 | 90 | 127 | 122 | 19505 |  | 12 | 1300 | 18 | 72.2 | No | 25000 | 4000 | 84 | 24 | 0.9 | -20 | Dimmable |  |  | Damp Location Rated,Use With Timers,Enclosed Fixtures,Recessed Fixtures,Use With Photo And/Or Motion Sensors |  |  |  | 2014-12-01 | 2015-04-15 | United States, Canada | ES_1018393_78458_04202015113638_8251916 | 2238242
LEDVANCE, formerly OSRAM SYLVANIA | Sylvania [Osram] | LED18PAR38/PRO/927/SP12/P3 | 78466 |  | PAR38 | Reflector (Flood/Spot) | E26 (Medium) | Directional | LED | 5 | 90 | 127 | 122 |  |  | 12 | 1020 | 18 | 56.7 | No | 25000 | 2700 | 97 | 93 | 1 | -20 | Dimmable |  |  | Damp Location Rated,Enclosed Fixtures,Recessed Fixtures |  |  |  | 2015-05-01 | 2015-05-13 | United States, Canada | ES_1018393_78466_05132015131239_1277887 | 2239579
LEDVANCE, formerly OSRAM SYLVANIA | Sylvania [Osram] | LED18PAR38/PRO/930/SP12/P3 | 78462 |  | PAR38 | Reflector (Flood/Spot) | E26 (Medium) | Directional | LED | 5 | 90 | 127 | 122 |  |  | 12 | 1050 | 18 | 58.3 | No | 25000 | 3000 | 92 | 58 | 1 | -20 | Dimmable |  |  | Damp Location Rated,Enclosed Fixtures,Recessed Fixtures |  |  |  | 2015-05-01 | 2015-05-13 | United States, Canada | ES_1018393_78462_05132015131357_3121911 | 2239580
LEDVANCE, formerly OSRAM SYLVANIA | Sylvania [Osram] | LED18PAR38/PRO/940/SP12/P3 | 78470 |  | PAR38 | Reflector (Flood/Spot) | E26 (Medium) | Directional | LED | 5 | 90 | 127 | 122 |  |  | 12 | 1147 | 18 | 63.7 | No | 25000 | 4000 | 96 | 94 | 1 | -20 | Dimmable |  |  | Damp Location Rated,Enclosed Fixtures,Recessed Fixtures |  |  |  | 2015-05-01 | 2015-05-13 | United States, Canada | ES_1018393_78470_05132015131527_3372003 | 2239581
LEDVANCE, formerly OSRAM SYLVANIA | Sylvania [Osram] | LED19PAR30LN/HO/DIM/830/SP15/W/120 | 79361 |  | PAR30L | Reflector (Flood/Spot) | E26 (Medium) | Directional | LED | 5 | 75 | 117.6 | 96.2 | 15711 |  | 15 | 1800 | 19 | 101.6 | No | 25000 | 3000 | 82 | 8 | 1 | 0 | Dimmable |  |  | Damp Location Rated,Enclosed Fixtures |  |  |  | 2015-10-30 | 2015-12-18 | United States, Canada | ES_1018393_79361_12182015122423_711480 | 2255193
Lighting Science Group, Corp | Lighting Science | LED Lamp | LS A19 60WE WW 120 FS1 4PK | ,,Retail Number: FG-02284 | A19 | General Purpose Replacement | E26 (Medium) | Omnidirectional | LED | 5 | 60 | 108.1 | 59.8 |  |  |  | 800 | 10 | 80 | No | 25000 | 3000 | 82 | 18 | 0.9 | -18 | Dimmable | 10% |  | Damp Location Rated,Not for Use in Enclosed Fixtures,Recessed Fixtures,Shatter Resistant |  |  |  | 2015-06-10 | 2015-07-28 | United States, Canada | ES_1071878_LS A19 60WE WW 120 FS1 4PK_07282015190552_3082785 | 2245223
Liteline Corporation | Liteline | LED | B11LED5W-27K-WH |  | Decorative: Other | Decorative | E12 (Candelabra) | Decorative | LED | 5 | 40 | 104 | 35 |  |  |  | 315 | 5 | 64.3 | No | 40000 | 2700 | 82 | 17 | 0.7 | -40 | Dimmable | 10% |  | None |  |  |  | 2014-06-02 | 2014-05-28 | United States, Canada | ES_1120317_B11LED5W-27K-WH_06052014161007_9728091 | 2212487
Liteline Corporation | Liteline | LED | G4-A19LED7W-27K-ES |  | A19 | General Purpose Replacement | E26 (Medium) | Omnidirectional | LED | 5 | 40 | 109 | 60 |  |  |  | 480 | 7 | 68.6 | No | 25000 | 2700 | 83 | 9 | 0.9 | -40 | Dimmable | 10% |  | None |  |  |  | 2015-01-20 | 2015-01-26 | United States, Canada | ES_1120317_G4-A19LED7W-27K-ES_01262015162704_3548540 | 2232520
Liteline Corporation | Liteline | LED | G4-A19LED7W-30K-ES |  | A19 | General Purpose Replacement | E26 (Medium) | Omnidirectional | LED | 5 | 40 | 109 | 60 |  |  |  | 480 | 7.3 | 65.8 | No | 25000 | 3000 | 84 | 21 | 0.9 | -40 | Dimmable | 10% |  | None |  |  |  | 2015-01-20 | 2015-01-26 | United States, Canada | ES_1120317_G4-A19LED7W-30K-ES_01262015162704_2461766 | 2232521
Liteline Corporation | Liteline | LED | G4-A19LED7W-40K-ES |  | A19 | General Purpose Replacement | E26 (Medium) | Omnidirectional | LED | 5 | 40 | 109 | 60 |  |  |  | 480 | 7.3 | 66 | No | 25000 | 4000 | 86 | 23 | 0.9 | -40 | Dimmable | 10% |  | None |  |  |  | 2015-01-20 | 2015-01-26 | United States, Canada | ES_1120317_G4-A19LED7W-40K-ES_01262015162704_1137974 | 2232522
Liteline Corporation | Liteline | LED | G4-A19LED9W-27K-ES |  | A19 | General Purpose Replacement | E26 (Medium) | Omnidirectional | LED | 5 | 60 | 110 | 60 |  |  |  | 800 | 9.5 | 84.2 | No | 25000 | 2700 | 81 | 3 | 0.9 | -40 | Dimmable | 5% |  | None |  |  |  | 2015-01-05 | 2015-01-06 | United States, Canada | ES_1120317_G4-A19LED9W-27K-ES_01062015160151_1658175 | 2230669
Liteline Corporation | Liteline | LED | G4-A19LED9W-30K-ES |  | A19 | General Purpose Replacement | E26 (Medium) | Omnidirectional | LED | 5 | 60 | 111 | 60 |  |  |  | 800 | 9.5 | 84.2 | No | 25000 | 3000 | 83 | 9 | 0.9 | -40 | Dimmable | 10% |  | None |  |  |  | 2015-01-05 | 2015-01-05 | United States, Canada | ES_1120317_G4-A19LED9W-30K-ES_01062015125825_4098107 | 2230668
Liteline Corporation | Liteline | LED | G4-A19LED9W-40K-ES |  | A19 | General Purpose Replacement | E26 (Medium) | Omnidirectional | LED | 5 | 60 | 110 | 60 |  |  |  | 820 | 9.5 | 86.3 | No | 25000 | 4000 | 85 | 17 | 0.9 | -40 | Dimmable | 5% |  | None |  |  |  | 2015-01-05 | 2015-01-06 | United States, Canada | ES_1120317_G4-A19LED9W-40K-ES_01062015160151_7241688 | 2230670
Liteline Corporation | Liteline | LED | G4-B11LED5W-27K-ES |  | Decorative: Other | Decorative | E12 (Candelabra) | Decorative | LED | 5 | 40 | 104 | 35 |  |  |  | 330 | 4.7 | 70.2 | No | 25000 | 2700 | 82 | 17 | 0.6 | -40 | Dimmable | 10% |  | Not for Use in Enclosed Fixtures |  |  |  | 2016-02-25 | 2016-02-24 | United States, Canada | ES_1120317_G4-B11LED5W-27K-ES_03032016110415_9948774 | 2261328
Liteline Corporation | Liteline | LED | G4-GU10LED6W-30K-ES |  | PAR16 | Reflector (Flood/Spot) | GU10 | Directional | LED | 5 | 60 | 53 | 50 | 849 |  | 38 | 380 | 6.4 | 59.4 | No | 25000 | 3000 | 82 | 19 | 0.7 | -40 | Dimmable | 10% |  | Not for Use in Enclosed Fixtures |  |  |  | 2015-01-05 | 2015-01-05 | United States, Canada | ES_1120317_G4-GU10LED6W-30K-ES_01062015130417_7076121 | 2230588
Liteline Corporation | Liteline | LED | G4-GU10LED7W-27K-ES |  | PAR16 | Reflector (Flood/Spot) | GU10 | Directional | LED | 5 | 60 | 53 | 50 | 859 |  | 38 |  | 6.6 | 54.3 | No | 25000 | 2700 | 95 | 65 | 0.7 | -40 | Dimmable | 10% |  | None |  |  |  | 2015-04-05 | 2015-04-03 | United States, Canada | ES_1120317_G4-GU10LED7W-27K-ES_04072015073052_1345939 | 2235913
Liteline Corporation | Liteline | LED | G4-GU10LED7W-30K-ES |  | PAR16 | Reflector (Flood/Spot) | GU10 | Directional | LED | 5 | 60 | 53 | 50 | 871 |  | 38 | 375 | 6.6 | 56.6 | No | 25000 | 3000 | 95 | 69 | 0.7 | -40 | Dimmable | 10% |  | None |  |  |  | 2015-05-30 | 2015-06-24 | United States, Canada | ES_1120317_G4-GU10LED7W-30K-ES_07102015111218_1714148 | 2243004
Liteline Corporation | Liteline | LED | G4-GU10LED7W-30K-ES |  | PAR16 | Reflector (Flood/Spot) | GU10 | Directional | LED | 5 | 75 | 54 | 50 | 1395 |  | 38 | 500 | 7.4 | 67.6 | No | 25000 | 3000 | 82 | 17 | 0.7 | -40 | Dimmable | 10% |  | None |  |  |  | 2015-01-05 | 2015-01-05 | United States, Canada | ES_1120317_G4-GU10LED7W-30K-ES_01062015130424_4656797 | 2230587
Liteline Corporation | Liteline | LED | G4-MR16LED7W-27K-ES |  | MR16 | Reflector (Flood/Spot) | GU5.3 | Directional | LED | 5 | 50 | 48 | 49 | 1251 |  | 38 |  | 7.4 | 67.9 | No | 25000 | 2700 | 94 | 62 | 0.7 | -40 | Dimmable | 15% |  | None |  |  |  | 2015-05-30 | 2015-06-04 | United States, Canada | ES_1120317_G4-MR16LED7W-27K-ES_06102015080544_6799364 | 2241351
Liteline Corporation | Liteline | LED | G4-MR16LED7W-30K-ES |  | MR16 | Reflector (Flood/Spot) | GU5.3 | Directional | LED | 5 | 50 | 48 | 45 | 1208 |  | 33 |  | 7.3 | 68.6 | No | 25000 | 3000 | 95 | 70 | 0.7 | -40 | Dimmable | 20% |  | None |  |  |  | 2015-05-30 | 2015-06-04 | United States, Canada | ES_1120317_G4-MR16LED7W-30K-ES_06102015080525_1798970 | 2241352
Liteline Corporation | Liteline | LED | G4-P16LED6W-27KFL-ES |  | PAR16 | Reflector (Flood/Spot) | E26 (Medium) | Directional | LED | 5 | 60 | 72 | 49 | 818 |  | 38 |  | 6.3 | 55.9 | No | 40000 | 2700 | 83 | 22 | 0.7 | -40 | Dimmable | 10% |  | None |  |  |  | 2015-01-15 | 2015-01-26 | United States, Canada | ES_1120317_G4-P16LED6W-27KFL-ES_01262015162409_8954573 | 2232499
Liteline Corporation | Liteline | LED | G4-P16LED6W-30KFL-ES |  | PAR16 | Reflector (Flood/Spot) | E26 (Medium) | Directional | LED | 5 | 60 | 72 | 49 | 952 |  | 38 |  | 6.2 | 60.8 | No | 40000 | 3000 | 83 | 21 | 0.7 | -40 | Dimmable | 10% |  | None |  |  |  | 2015-01-15 | 2015-01-26 | United States, Canada | ES_1120317_G4-P16LED6W-30KFL-ES_01262015162409_9342584 | 2232500
Liteline Corporation | Liteline | LED | G4-P16LED7W-30KFL-ES |  | PAR16 | Reflector (Flood/Spot) | E26 (Medium) | Directional | LED | 5 | 75 | 71 | 48 | 1355 |  | 38 |  | 7.3 | 68.5 | No | 40000 | 3000 | 82 | 18 | 0.7 | -40 | Dimmable | 10% |  | None |  |  |  | 2015-01-15 | 2015-01-26 | United States, Canada | ES_1120317_G4-P16LED7W-30KFL-ES_01262015162416_2118024 | 2232498
Liteline Corporation | Liteline | LED | G4-P20LED7W-30KFL-ES |  | PAR20 | Reflector (Flood/Spot) | E26 (Medium) | Directional | LED | 5 | 50 | 85 | 63 | 1002 |  | 40 | 470 | 7 | 67.1 | No | 40000 | 3000 | 91 | 50 | 0.8 | -40 | Dimmable | 10% |  | None |  |  |  | 2015-01-20 | 2015-01-26 | United States, Canada | ES_1120317_G4-P20LED7W-30KFL-ES_01262015162352_9401796 | 2232527
Liteline Corporation | Liteline | LED | G4-P20LED7W-30KSP-ES |  | PAR20 | Reflector (Flood/Spot) | E26 (Medium) | Directional | LED | 5 | 50 | 85 | 63 | 1504 |  | 25 | 470 | 7 | 67.2 | No | 40000 | 3000 | 91 | 50 | 0.8 | -40 | Dimmable | 10% |  | None |  |  |  | 2015-01-20 | 2015-01-26 | United States, Canada | ES_1120317_G4-P20LED7W-30KSP-ES_01262015162352_6627543 | 2232528
Liteline Corporation | Liteline | LED | G4-P20LED7W-40KFL-ES |  | PAR20 | Reflector (Flood/Spot) | E26 (Medium) | Directional | LED | 5 | 50 | 85 | 63 | 1061 |  | 40 | 500 | 7 | 71.4 | No | 40000 | 4000 | 92 | 60 | 0.8 | -40 | Dimmable | 10% |  | None |  |  |  | 2015-01-20 | 2015-01-26 | United States, Canada | ES_1120317_G4-P20LED7W-40KFL-ES_01262015162352_9752806 | 2232529
Liteline Corporation | Liteline | LED | G4-P20LED7W-40KSP-ES |  | PAR20 | Reflector (Flood/Spot) | E26 (Medium) | Directional | LED | 5 | 50 | 85 | 63 | 1504 |  | 25 | 500 | 7 | 71.4 | No | 40000 | 4000 | 92 | 60 | 0.8 | -40 | Dimmable | 10% |  | None |  |  |  | 2015-01-20 | 2015-01-26 | United States, Canada | ES_1120317_G4-P20LED7W-40KSP-ES_01262015162352_4411801 | 2232530
Liteline Corporation | Liteline | LED | G4-P30LLED10W-30KFES |  | PAR30L | Reflector (Flood/Spot) | E26 (Medium) | Directional | LED | 5 | 75 | 119 | 94 | 1564 |  | 40 |  | 10 | 80 | No | 40000 | 3000 | 91 | 52 | 0.9 | -40 | Dimmable | 10% |  | None |  |  |  | 2015-01-20 | 2015-01-26 | United States, Canada | ES_1120317_G4-P30LLED10W-30KFES_01262015162401_5263356 | 2232501
Lowe's Home Improvement | Utilitech | CFL Lamp | LBP23TM2/27K | ,0023790,; ,0252475,; ,L23TM6/27K, | CFL Bare Spiral | General Purpose Replacement | E26 (Medium) | Omnidirectional | CFL | 2 | 100 | 125.6 | 60.2 |  | 0.2 |  | 1600 | 23 | 69.6 | No | 10000 | 2700 | 83 | -8 | 0.5 | -29 |  |  |  | Not for Use in Recessed Fixtures |  |  |  | 2014-11-10 | 2014-12-01 | United States, Canada | ES_1114486_LBP23TM2/27K_12012014103841_1023716 | 2226353
Lowe's Home Improvement | Utilitech | CFL Lamp | LBP23TM2/35K/CAN | ,0073511,; ,0127131,; ,0127803,; ,L23TM4/35K,; ,L23TM6/35K/CAN, | CFL Bare Spiral | General Purpose Replacement | E26 (Medium) | Omnidirectional | CFL | 2 | 100 | 125.6 | 60.2 |  | 0.2 |  | 1650 | 23 | 71.7 | No | 10000 | 3500 | 85 | 17 | 0.6 | -29 |  |  |  | Not for Use in Recessed Fixtures |  |  |  | 2014-11-10 | 2014-12-01 | United States, Canada | ES_1114486_LBP23TM2/35K/CAN_12012014103841_1023717 | 2226354
Lowe's Home Improvement | Utilitech | Decorative 12W CFL Globe | 17636 | ,LBP12GTM2/27K/CAN,Sold in Canada only | CFL Globe | Globe | E26 (Medium) | Decorative | CFL | 2 | 60 | 109.1 | 79.5 |  | 1 |  | 550 | 12 | 45.8 | No | 10000 | 2700 | 83 | -20 | 0.6 | -29 |  |  |  | Damp Location Rated,Not for Use in Enclosed Fixtures |  |  |  | 2015-02-15 | 2015-02-25 | Canada | ES_1114486_0017636_02252015013840_1023771 | 2233959
Lowe's Home Improvement | Utilitech | Decorative 12W CFL Globe | 17795 | ,LBP12GTM2/65K/CAN,Sold in Canada only | CFL Globe | Globe | E26 (Medium) | Decorative | CFL | 2 | 60 | 109.1 | 79.5 |  | 1 |  | 550 | 12 | 45.8 | No | 10000 | 6500 | 86 | 41 | 0.6 | -29 |  |  |  | Damp Location Rated,Not for Use in Enclosed Fixtures |  |  |  | 2015-02-15 | 2015-02-25 | Canada | ES_1114486_0017795_02252015013840_1023772 | 2233960
Lowe's Home Improvement | Utilitech | Decorative 12W CFL Globe | 275632 | ,LBP12GTM2/27K, | CFL Globe | Globe | E26 (Medium) | Decorative | CFL | 2 | 60 | 109.1 | 79.5 |  | 1 |  | 550 | 12 | 45.8 | No | 10000 | 2700 | 83 | -20 | 0.6 | -29 |  |  |  | Damp Location Rated,Not for Use in Enclosed Fixtures |  |  |  | 2015-02-15 | 2015-02-25 | United States, Canada | ES_1114486_0275632_02252015013840_1023771 | 2233958
Lowe's Home Improvement | Utilitech | Decorative 12W CFL Globe 3500K | 17593 | ,LBP12GTM2/35K/CAN,RETAIL NUMBER | Decorative: Other | Decorative | E26 (Medium) | Decorative | CFL | 2 | 60 | 85.5 | 79.5 |  | 1 |  | 550 | 12 | 45.8 | No | 10000 | 3500 | 85 | 7 | 0.6 | -29 |  |  |  | Damp Location Rated |  |  |  | 2015-02-15 | 2015-10-18 | Canada | ES_1114486_0017593_10182015114441_1023893 | 2250723
Lowe's Home Improvement | Utilitech | Decorative 12W CFL Globe 3500K | 296869 | ,LBP12GTM2/35K,RETAIL NUMBER | Decorative: Other | Decorative | E26 (Medium) | Decorative | CFL | 2 | 60 | 85.5 | 79.5 |  | 1 |  | 550 | 12 | 45.8 | No | 10000 | 3500 | 85 | 7 | 0.6 | -29 |  |  |  | Damp Location Rated |  |  |  | 2015-02-15 | 2015-10-18 | United States, Canada | ES_1114486_0296869_10182015114441_1023893 | 2250722
Lowe's Home Improvement | Utilitech | Directional LED lamp | YGA08A48-BR40-14W-827-1 |  | BR40 | Reflector (Flood/Spot) | E26 (Medium) | Directional | LED | 3 | 85 | 161.3 | 120.1 |  |  |  | 1100 | 14 | 78.6 | No | 25000 | 2700 | 83 | 11 | 0.9 | -20 | Dimmable | 5% |  | Damp Location Rated |  |  |  | 2016-04-12 | 2016-04-12 | United States, Canada | ES_1114486_YGA08A48-BR40-14W-827-1_04132016083330_1023993 | 2263980
Lowe's Home Improvement | Utilitech | Directional LED lamp | YGA08A48-BR40-14W-850-1 |  | BR40 | Reflector (Flood/Spot) | E26 (Medium) | Directional | LED | 3 | 85 | 161.8 | 120.1 |  |  |  | 1100 | 14 | 78.6 | No | 25000 | 5000 | 84 | 14 | 0.9 | -20 | Dimmable | 5% |  | Damp Location Rated |  |  |  | 2016-04-12 | 2016-04-12 | United States, Canada | ES_1114486_YGA08A48-BR40-14W-850-1_04132016083330_1023993 | 2263981
Lowe's Home Improvement | Utilitech | ENERGY SAVING LAMP | YK506 15W | ,,0022419 | CFL Reflector | Reflector (Flood/Spot) | E26 (Medium) | Directional | CFL | 2 | 65 | 138 | 94 |  | 2 |  | 800 | 15 | 53.3 | No | 10000 | 2700 | 82 | -13 | 0.5 | -15 |  |  |  | None |  |  |  | 2014-09-30 | 2014-09-30 | United States | ES_1114486_YK506 15W_10012014170459_5423783 | 2221010
Lowe's Home Improvement | Utilitech | ENERGY SAVING LAMP | YK506 15W 3500K | ,,0296878 | CFL Reflector | Reflector (Flood/Spot) | E26 (Medium) | Directional | CFL | 2 | 65 | 138 | 94 |  | 2 |  | 750 | 15 | 50 | No | 10000 | 3500 | 83 | 11 | 0.6 | -15 |  |  |  | None |  |  |  | 2014-09-30 | 2014-09-30 | United States | ES_1114486_YK506 15W 3500K_10012014170424_3251939 | 2221009
Lowe's Home Improvement | Utilitech | ENERGY SAVING LAMP | YK506 15W 5000K | ,,0346995 | CFL Reflector | Reflector (Flood/Spot) | E26 (Medium) | Directional | CFL | 2 | 65 | 138 | 94 |  | 2 |  | 750 | 15 | 50 | No | 10000 | 5000 | 85 | 41 | 0.6 | -15 |  |  |  | None |  |  |  | 2014-09-30 | 2014-09-30 | United States | ES_1114486_YK506 15W 5000K_10012014170349_4804044 | 2221008
Lowe's Home Improvement | Utilitech | ENERGY SAVING LAMP | YK511 13W 2700K | ,,0020845 | CFL Bare Spiral | General Purpose Replacement | E26 (Medium) | Omnidirectional | CFL | 2 | 60 | 115 | 45 |  | 2 |  | 825 | 13 | 63.5 | No | 10000 | 2700 | 83 | -8 | 0.6 | -15 |  |  |  | None |  |  |  | 2014-09-30 | 2014-09-29 | United States | ES_1114486_YK511 13W 2700K_10022014115922_4246009 | 2221117
Lowe's Home Improvement | Utilitech | ENERGY SAVING LAMP | YK511 13W 3500K | ,,0340252 | CFL Bare Spiral | General Purpose Replacement | E26 (Medium) | Omnidirectional | CFL | 2 | 60 | 115 | 45 |  | 2 |  | 825 | 13 | 63.5 | No | 10000 | 3500 | 83 | 17 | 0.6 | -15 |  |  |  | None |  |  |  | 2014-09-10 | 2014-09-29 | United States | ES_1114486_YK511 13W 3500K_10022014115835_9491499 | 2221116
Lowe's Home Improvement | Utilitech | ENERGY SAVING LAMP | YK511 13W 5000K | ,,0340280 | CFL Bare Spiral | General Purpose Replacement | E26 (Medium) | Omnidirectional | CFL | 2 | 60 | 115 | 45 |  | 2 |  | 825 | 13 | 63.5 | No | 10000 | 5000 | 83 | 35 | 0.6 | -15 |  |  |  | None |  |  |  | 2014-09-10 | 2014-09-29 | United States | ES_1114486_YK511 13W 5000K_10022014115752_1374495 | 2221115
Lowe's Home Improvement | Utilitech | ENERGY SAVING LAMP | YK515 19W | ,,0521590 | CFL Bare Spiral | General Purpose Replacement | E26 (Medium) | Omnidirectional | CFL | 2 | 75 | 115 | 59 |  | 2 |  | 1250 | 19 | 65.8 | No | 10000 | 2700 | 82 | -5 | 0.5 | -15 |  |  |  | None |  |  |  | 2014-09-10 | 2014-09-29 | United States | ES_1114486_YK515 19W_10022014115713_4767806 | 2221114
Lowe's Home Improvement | Utilitech | ENERGY SAVING LAMP | YK515 23W | ,,0023790 | CFL Bare Spiral | General Purpose Replacement | E26 (Medium) | Omnidirectional | CFL | 2 | 100 | 124 | 59 |  | 2 |  | 1600 | 23 | 69.6 | No | 10000 | 2700 | 82 | -5 | 0.6 | -15 |  |  |  | None |  |  |  | 2014-09-10 | 2014-09-29 | United States | ES_1114486_YK515 23W_10022014115621_2234765 | 2221113
Lowe's Home Improvement | Utilitech | ENERGY SAVING LAMP | YK515 23W 3500K | ,,0073511; ,YK515 23W 3500K,0340289 | CFL Bare Spiral | General Purpose Replacement | E26 (Medium) | Omnidirectional | CFL | 2 | 100 | 124 | 59 |  | 2 |  | 1600 | 23 | 69.6 | No | 10000 | 3500 | 83 | 17 | 0.6 | -15 |  |  |  | None |  |  |  | 2014-09-30 | 2014-09-29 | United States | ES_1114486_YK515 23W 3500K_10022014120332_8296303 | 2221123
Lowe's Home Improvement | Utilitech | ENERGY SAVING LAMP | YK515 23W 5000K | ,,0340286; ,YK515 23W 5000K,0345544 | CFL Bare Spiral | General Purpose Replacement | E26 (Medium) | Omnidirectional | CFL | 2 | 100 | 124 | 59 |  | 2 |  | 1600 | 23 | 69.6 | No | 10000 | 5000 | 83 | 32 | 0.6 | -15 |  |  |  | None |  |  |  | 2014-09-30 | 2014-09-29 | United States | ES_1114486_YK515 23W 5000K_10022014120141_2142513 | 2221122
Lowe's Home Improvement | Utilitech | ENERGY SAVING LAMP | YK518T 7W | ,,0351541 | CFL Candle | Decorative | E12 (Candelabra) | Decorative | CFL | 2 | 40 | 124.5 | 40 |  | 2 |  | 350 | 7 | 50 | No | 10000 | 2700 | 83 | -8 | 0.6 | -15 |  |  |  | None |  |  |  | 2014-09-30 | 2014-09-30 | United States | ES_1114486_YK518T 7W_10022014113613_6382878 | 2221070
Lowe's Home Improvement | Utilitech | ENERGY SAVING LAMP | YK536 11W 2700K | ,,0354618 | CFL Reflector | Reflector (Flood/Spot) | E26 (Medium) | Directional | CFL | 2 | 40 | 109.5 | 63 |  | 2 |  | 440 | 11 | 40 | No | 10000 | 2700 | 83 | -7 | 0.6 | -15 |  |  |  | None |  |  |  | 2014-09-30 | 2014-09-30 | United States | ES_1114486_YK536 11W 2700K_01052015092542_3572974 | 2230506
LEDVANCE, formerly OSRAM SYLVANIA | Sylvania [Osram] | LED6.5A19/DIM/O/827/G5/RP | 79163 |  | A19 | General Purpose Replacement | E26 (Medium) | Omnidirectional | LED | 5 | 40 | 107.4 | 59.8 |  |  |  | 450 | 6.6 | 68.2 | No | 25000 | 2700 | 80 | 1 | 0.9 | -20 | Dimmable |  |  | Not for Use in Enclosed Fixtures |  |  |  | 2014-11-01 | 2015-03-06 | United States, Canada | ES_1018393_79163_03102015161028_7897303 | 2234714
LEDVANCE, formerly OSRAM SYLVANIA | Sylvania [Osram] | LED6.5A19/DIM/O/827/G6/RP | 72316 |  | A19 | General Purpose Replacement | E26 (Medium) | Omnidirectional | LED | 5 | 40 | 107.4 | 59.8 |  |  |  | 450 | 6.6 | 68.2 | No | 25000 | 2700 | 80 | 1 | 0.9 | -20 | Dimmable |  |  | Not for Use in Enclosed Fixtures |  |  |  | 2014-11-01 | 2015-03-06 | United States, Canada | ES_1018393_72316_05042016093707_7172662 | 2266789
LEDVANCE, formerly OSRAM SYLVANIA | Sylvania [Osram] | LED6.5A19/DIM/O/827/G6/RP | 72577 |  | A19 | General Purpose Replacement | E26 (Medium) | Omnidirectional | LED | 5 | 40 | 107.4 | 59.8 |  |  |  | 450 | 6.6 | 68.2 | No | 25000 | 2700 | 80 | 1 | 0.9 | -20 | Dimmable |  |  | Not for Use in Enclosed Fixtures |  |  |  | 2014-11-01 | 2015-03-06 | United States, Canada | ES_1018393_72577_05042016093707_8553583 | 2266790
LEDVANCE, formerly OSRAM SYLVANIA | Sylvania [Osram] | LED6.5A19/DIM/O/850/G5/RP | 79162 |  | A19 | General Purpose Replacement | E26 (Medium) | Omnidirectional | LED | 5 | 40 | 106.4 | 59.6 |  |  |  | 450 | 6.9 | 65.4 | No | 25000 | 5000 | 83 | 10 | 0.9 | -20 | Dimmable |  |  | Not for Use in Enclosed Fixtures |  |  |  | 2014-11-01 | 2015-03-06 | United States, Canada | ES_1018393_79162_03062015133711_1745263 | 2234395
LEDVANCE, formerly OSRAM SYLVANIA | Sylvania [Osram] | LED6A19/DIM/CL/O/827/BL | 79141 |  | A19 | General Purpose Replacement | E26 (Medium) | Omnidirectional | LED | 5 | 40 | 106.2 | 59.9 |  |  |  | 450 | 6.2 | 75 | No | 25000 | 2700 | 82 | 13 | 1 | -20 | Dimmable |  |  | Not for Use in Enclosed Fixtures |  |  |  | 2015-02-01 | 2015-04-01 | United States, Canada | ES_1018393_79141_04012015160007_5038873 | 2235756
LEDVANCE, formerly OSRAM SYLVANIA | Sylvania [Osram] | LED6A19/DIM/CL/O/827/RP | 79643 |  | A19 | General Purpose Replacement | E26 (Medium) | Omnidirectional | LED | 5 | 40 | 106.2 | 59.9 |  |  |  | 450 | 6.2 | 75 | No | 25000 | 2700 | 82 | 13 | 1 | -20 | Dimmable |  |  | Not for Use in Enclosed Fixtures |  |  |  | 2015-02-01 | 2015-04-01 | United States, Canada | ES_1018393_79643_04012015160007_1597559 | 2235757
LEDVANCE, formerly OSRAM SYLVANIA | Sylvania [Osram] | LED6A19/DIM/O/827/G4 | 79069 |  | A19 | General Purpose Replacement | E26 (Medium) | Omnidirectional | LED | 5 | 40 | 106.2 | 59.9 |  |  |  | 450 | 6 | 75 | No | 25000 | 2700 | 82 | 15 | 1 | -20 | Dimmable |  |  | Not for Use in Enclosed Fixtures |  |  |  | 2015-02-01 | 2015-03-25 | United States, Canada | ES_1018393_79069_03252015165815_4466806 | 2235772
LEDVANCE, formerly OSRAM SYLVANIA | Sylvania [Osram] | LED6A19/DIM/O/827/G4/BL | 79070 |  | A19 | General Purpose Replacement | E26 (Medium) | Omnidirectional | LED | 5 | 40 | 106.2 | 59.9 |  |  |  | 450 | 6 | 75 | No | 25000 | 2700 | 82 | 15 | 1 | -20 | Dimmable |  |  | Not for Use in Enclosed Fixtures |  |  |  | 2015-02-01 | 2015-03-25 | United States, Canada | ES_1018393_79070_03252015165815_171433 | 2235771
LEDVANCE, formerly OSRAM SYLVANIA | Sylvania [Osram] | LED6A19/DIM/O/827/G5 | 79242 |  | A19 | General Purpose Replacement | E26 (Medium) | Omnidirectional | LED | 5 | 40 | 109.3 | 60.1 |  |  |  | 450 | 6 | 75 | No | 25000 | 2700 | 82 | 11 | 0.9 | -20 | Dimmable |  |  | Damp Location Rated,Use With Timers,Enclosed Fixtures,Recessed Fixtures,Use With Photo And/Or Motion Sensors |  |  |  | 2015-07-01 | 2015-07-23 | United States, Canada | ES_1018393_79242_07232015092044_4710199 | 2244386
LEDVANCE, formerly OSRAM SYLVANIA | Sylvania [Osram] | LED6A19/DIM/O/827/G5/CC | 79496 |  | A19 | General Purpose Replacement | E26 (Medium) | Omnidirectional | LED | 5 | 40 | 109.3 | 60.1 |  |  |  | 450 | 6 | 75 | No | 25000 | 2700 | 82 | 11 | 0.9 | -20 | Dimmable |  |  | Damp Location Rated,Use With Timers,Enclosed Fixtures,Recessed Fixtures,Use With Photo And/Or Motion Sensors |  |  |  | 2015-07-01 | 2015-07-23 | United States, Canada | ES_1018393_79496_07232015092044_3109095 | 2244387
LEDVANCE, formerly OSRAM SYLVANIA | Sylvania [Osram] | LED6A19/DIM/O/827/G5/RP | 79243 |  | A19 | General Purpose Replacement | E26 (Medium) | Omnidirectional | LED | 5 | 40 | 109.3 | 60.1 |  |  |  | 450 | 6 | 75 | No | 25000 | 2700 | 82 | 11 | 0.9 | -20 | Dimmable |  |  | Damp Location Rated,Use With Timers,Enclosed Fixtures,Recessed Fixtures,Use With Photo And/Or Motion Sensors |  |  |  | 2015-07-01 | 2015-07-23 | United States, Canada | ES_1018393_79243_07232015092045_1269631 | 2244388
LEDVANCE, formerly OSRAM SYLVANIA | Sylvania [Osram] | LED6A19/DIM/O/827/G5/RP | 79271 |  | A19 | General Purpose Replacement | E26 (Medium) | Omnidirectional | LED | 5 | 40 | 109.3 | 60.1 |  |  |  | 450 | 6 | 75 | No | 25000 | 2700 | 82 | 11 | 0.9 | -20 | Dimmable |  |  | Damp Location Rated,Use With Timers,Enclosed Fixtures,Recessed Fixtures,Use With Photo And/Or Motion Sensors |  |  |  | 2015-07-01 | 2015-07-23 | United States, Canada | ES_1018393_79271_07232015092045_9554826 | 2244389
LEDVANCE, formerly OSRAM SYLVANIA | Sylvania [Osram] | LED6A19/DIM/O/850/G5/RP | 79245 |  | A19 | General Purpose Replacement | E26 (Medium) | Omnidirectional | LED | 5 | 40 | 109.3 | 60.1 |  |  |  | 450 | 6 | 75 | No | 25000 | 5000 | 83 | 9 | 0.9 | -20 | Dimmable |  |  | Damp Location Rated,Use With Timers,Enclosed Fixtures,Recessed Fixtures,Use With Photo And/Or Motion Sensors |  |  |  | 2015-07-01 | 2015-07-23 | United States, Canada | ES_1018393_79245_07232015095457_8703424 | 2244390
LEDVANCE, formerly OSRAM SYLVANIA | Sylvania [Osram] | LED6B13/BLUNT/DIM/827/G2 | 79628 |  | B13 | Decorative | E26 (Medium) | Decorative | LED | 5 | 40 | 120 | 42 |  |  |  | 350 | 6 | 58.3 | No | 15000 | 2700 | 82 | 9 | 0.9 | -20 | Dimmable |  |  | Damp Location Rated,Use With Timers,Enclosed Fixtures,Recessed Fixtures,Use With Photo And/Or Motion Sensors |  |  |  | 2015-04-01 | 2015-08-17 | United States, Canada | ES_1018393_79628_08122015125244_3610498 | 2245863
LEDVANCE, formerly OSRAM SYLVANIA | Sylvania [Osram] | LED6B13/BLUNT/DIM/827/G2/RP | 79635 |  | B13 | Decorative | E26 (Medium) | Decorative | LED | 5 | 40 | 120 | 42 |  |  |  | 350 | 6 | 58.3 | No | 15000 | 2700 | 82 | 9 | 0.9 | -20 | Dimmable |  |  | Damp Location Rated,Use With Timers,Enclosed Fixtures,Recessed Fixtures,Use With Photo And/Or Motion Sensors |  |  |  | 2015-04-01 | 2015-08-17 | United States, Canada | ES_1018393_79635_08122015125244_6890223 | 2245864
LEDVANCE, formerly OSRAM SYLVANIA | Sylvania [Osram] | LED6B13C/BLUNT/DIM/827/G2 | 79629 |  | B13 | Decorative | E12 (Candelabra) | Decorative | LED | 5 | 40 | 120 | 42 |  |  |  | 350 | 6 | 58.3 | No | 15000 | 2700 | 82 | 9 | 0.9 | -20 | Dimmable |  |  | Damp Location Rated,Use With Timers,Enclosed Fixtures,Recessed Fixtures,Use With Photo And/Or Motion Sensors |  |  |  | 2015-04-01 | 2015-08-12 | United States, Canada | ES_1018393_79629_08122015113417_2371789 | 2245488
Lighting Science Group, Corp | Lighting Science | LED lamps | LSpro 16 50WE CW FL GU10 120 BX |  | PAR16 | Reflector (Flood/Spot) | GU10 | Directional | LED | 5 | 50 | 56 | 50 | 1231 |  | 40 |  | 8 | 81 | No | 25000 | 5000 | 96 | 92 | 0.9 | -18 | Dimmable | 20% |  | None |  |  |  | 2015-12-08 | 2015-12-11 | United States, Canada | ES_1071878_LSpro 16 50WE CW FL GU10 120 BX_12232015102413_6954602 | 2255423
Lighting Science Group, Corp | Lighting Science | LED lamps | LSpro 16 50WE CW NFL GU10 120 BX |  | PAR16 | Reflector (Flood/Spot) | GU10 | Directional | LED | 5 | 50 | 56 | 50 | 3067 |  | 25 |  | 8 | 81 | No | 25000 | 5000 | 96 | 92 | 0.9 | -18 | Dimmable | 20% |  | None |  |  |  | 2015-12-08 | 2015-12-11 | United States, Canada | ES_1071878_LSpro 16 50WE CW NFL GU10 120 BX_12232015102413_9378983 | 2255427
Lighting Science Group, Corp | Lighting Science | LED lamps | LSpro 16 50WE NW FL GU10 120 BX |  | PAR16 | Reflector (Flood/Spot) | GU10 | Directional | LED | 5 | 50 | 56 | 50 | 1128 |  | 40 |  | 8 | 75 | No | 25000 | 4000 | 94 | 79 | 0.9 | -18 | Dimmable | 20% |  | None |  |  |  | 2015-12-08 | 2015-12-11 | United States, Canada | ES_1071878_LSpro 16 50WE NW FL GU10 120 BX_12232015102413_5525070 | 2255422
Lighting Science Group, Corp | Lighting Science | LED lamps | LSpro 16 50WE NW NFL GU10 120 BX |  | PAR16 | Reflector (Flood/Spot) | GU10 | Directional | LED | 5 | 50 | 56 | 50 | 2674 |  | 25 |  | 8 | 75 | No | 25000 | 4000 | 94 | 79 | 0.9 | -18 | Dimmable | 20% |  | None |  |  |  | 2015-12-08 | 2015-12-11 | United States, Canada | ES_1071878_LSpro 16 50WE NW NFL GU10 120 BX_12232015102413_6994956 | 2255426
Liteline Corporation | Liteline | LED | G4-P30LLED10W-30KSES |  | PAR30L | Reflector (Flood/Spot) | E26 (Medium) | Directional | LED | 5 | 75 | 119 | 94 | 3545 |  | 25 |  | 10 | 80 | No | 40000 | 3000 | 91 | 52 | 0.9 | -40 | Dimmable | 10% |  | None |  |  |  | 2015-01-20 | 2015-01-26 | United States, Canada | ES_1120317_G4-P30LLED10W-30KSES_01262015162401_7966715 | 2232502
Liteline Corporation | Liteline | LED | G4-P30LLED10W-40KFES |  | PAR30L | Reflector (Flood/Spot) | E26 (Medium) | Directional | LED | 5 | 75 | 119 | 94 | 1711 |  | 40 |  | 10 | 82 | No | 40000 | 4000 | 92 | 52 | 0.9 | -40 | Dimmable | 10% |  | None |  |  |  | 2015-01-20 | 2015-01-26 | United States, Canada | ES_1120317_G4-P30LLED10W-40KFES_01262015162401_1236462 | 2232503
Liteline Corporation | Liteline | LED | G4-P30LLED10W-40KSES |  | PAR30L | Reflector (Flood/Spot) | E26 (Medium) | Directional | LED | 5 | 75 | 119 | 94 | 3545 |  | 25 |  | 10 | 82 | No | 40000 | 4000 | 92 | 52 | 0.9 | -40 | Dimmable | 10% |  | None |  |  |  | 2015-01-20 | 2015-01-26 | United States, Canada | ES_1120317_G4-P30LLED10W-40KSES_01262015162401_5759637 | 2232504
Liteline Corporation | Liteline | LED | G4-P30SLED10W-30KFES |  | PAR30 | Reflector (Flood/Spot) | E26 (Medium) | Directional | LED | 5 | 75 | 87 | 94 | 1540 |  | 40 |  | 10.5 | 76.4 | No | 40000 | 3000 | 90 | 48 | 0.9 | -40 | Dimmable | 10% |  | None |  |  |  | 2015-01-20 | 2015-01-26 | United States, Canada | ES_1120317_G4-P30SLED10W-30KFES_01262015162427_8621961 | 2232493
Liteline Corporation | Liteline | LED | G4-P30SLED10W-30KSES |  | PAR30 | Reflector (Flood/Spot) | E26 (Medium) | Directional | LED | 5 | 75 | 87 | 94 | 3707 |  | 25 |  | 10.5 | 76.4 | No | 40000 | 3000 | 90 | 48 | 0.9 | -40 | Dimmable | 10% |  | None |  |  |  | 2015-01-20 | 2015-01-26 | United States, Canada | ES_1120317_G4-P30SLED10W-30KSES_01262015162427_3961090 | 2232494
Liteline Corporation | Liteline | LED | G4-P30SLED10W-40KFES |  | PAR30 | Reflector (Flood/Spot) | E26 (Medium) | Directional | LED | 5 | 75 | 87 | 94 | 1657 |  | 40 |  | 10.5 | 78.2 | No | 40000 | 4000 | 93 | 61 | 0.9 | -40 | Dimmable | 10% |  | None |  |  |  | 2015-01-20 | 2015-01-26 | United States, Canada | ES_1120317_G4-P30SLED10W-40KFES_01262015162427_1378735 | 2232495
Liteline Corporation | Liteline | LED | G4-P30SLED10W-40KSES |  | PAR30 | Reflector (Flood/Spot) | E26 (Medium) | Directional | LED | 5 | 75 | 87 | 94 | 3707 |  | 25 |  | 10.5 | 78.2 | No | 40000 | 4000 | 93 | 61 | 0.9 | -40 | Dimmable | 10% |  | None |  |  |  | 2015-01-20 | 2015-01-26 | United States, Canada | ES_1120317_G4-P30SLED10W-40KSES_01262015162427_2624107 | 2232496
Liteline Corporation | Liteline | LED | MR16LED8W-30K-WH |  | MR16 | Reflector (Flood/Spot) | GU5.3 | Directional | LED | 5 | 50 | 49 | 50 | 1201 |  | 38 | 500 | 8 | 62.5 | No | 40000 | 3000 | 82 | 12 | 0.7 | -40 | Dimmable | 10% |  | Damp Location Rated,Recessed Fixtures |  |  |  | 2014-03-20 | 2014-03-17 | United States, Canada | ES_1120317_MR16LED8W-30K-WH_03192014163238_7101705 | 2206654
Liteline Corporation | Liteline | LED | P16LED6W-30K-WH |  | PAR16 | Reflector (Flood/Spot) | E26 (Medium) | Directional | LED | 5 | 60 | 71 | 49 | 1063 |  | 38 |  | 6.3 | 60.4 | No | 40000 | 3000 | 84 | 25 | 0.7 | -40 | Dimmable | 10% |  | None |  |  |  | 2014-11-30 | 2014-12-05 | United States, Canada | ES_1120317_P16LED6W-30K-WH_12122014164332_3933743 | 2229423
Liteline Corporation | Liteline | LED | P16LED8W-30K-WH |  | PAR16 | Reflector (Flood/Spot) | E26 (Medium) | Directional | LED | 5 | 75 | 72 | 49 | 1130 |  | 38 | 500 | 8 | 62.5 | No | 40000 | 3000 | 82 | 12 | 0.8 | -40 | Dimmable | 10% |  | Other,Not for use in enclosed fixtures |  |  |  | 2014-08-10 | 2014-07-30 | United States, Canada | ES_1120317_P16LED8W-30K-WH_08012014142558_4063541 | 2216908
Liteline Corporation | Liteline | LED | P20LED8W-30KFL-WH |  | PAR20 | Reflector (Flood/Spot) | E26 (Medium) | Directional | LED | 5 | 50 | 85 | 62 | 882 |  | 40 | 490 | 8 | 61 | No | 40000 | 3000 | 83 | 5 | 0.9 | -40 | Dimmable | 10% |  | None |  |  |  | 2014-11-30 | 2014-11-21 | United States, Canada | ES_1120317_P20LED8W-30KFL-WH_11242014135456_4947440 | 2226306
Liteline Corporation | Liteline | LED | P20LED8WG-30KFL-WH |  | PAR20 | Reflector (Flood/Spot) | GU24 | Directional | LED | 5 | 50 | 84 | 62 | 837 |  | 40 |  | 8 | 61.3 | No | 40000 | 3000 | 84 | 6 | 0.9 | -40 | Dimmable | 10% |  | None |  |  |  | 2014-08-20 | 2014-08-13 | United States, Canada | ES_1120317_P20LED8WG-30KFL-WH_08222014063848_1558323 | 2217904
Liteline Corporation | Liteline | LED | P30LLED14W-30KFL-WH |  | PAR30L | Reflector (Flood/Spot) | E26 (Medium) | Directional | LED | 5 | 75 | 118 | 95 | 1648 |  | 40 | 850 | 14 | 60.7 | No | 40000 | 3000 | 83 | 3 | 1 | -40 | Dimmable | 10% |  | Enclosed Fixtures |  |  |  | 2014-06-18 | 2014-06-10 | United States | ES_1120317_P30LLED14W-30KFL-WH_06132014154544_1424721 | 2213566
Liteline Corporation | Liteline | LED | P30SLED14W-30KFL-WH |  | PAR30 | Reflector (Flood/Spot) | E26 (Medium) | Directional | LED | 5 | 75 | 95 | 85 | 1332 |  | 40 | 850 | 14.5 | 58.6 | No | 40000 | 3000 | 83 | 3 | 0.9 | -40 | Dimmable | 10% |  | Enclosed Fixtures |  |  |  | 2014-06-18 | 2014-06-10 | United States, Canada | ES_1120317_P30SLED14W-30KFL-WH_06132014154607_8781422 | 2213562
Liteline Corporation | Liteline | LED | P30SLED14W-30KSP-WH |  | PAR30 | Reflector (Flood/Spot) | E26 (Medium) | Directional | LED | 5 | 75 | 95 | 85 | 3254 |  | 40 | 850 | 14.5 | 58.6 | No | 40000 | 3000 | 83 | 3 | 0.9 | -40 | Dimmable | 10% |  | Enclosed Fixtures |  |  |  | 2014-06-18 | 2014-06-10 | United States, Canada | ES_1120317_P30SLED14W-30KSP-WH_06132014154607_8465539 | 2213563
Liteline Corporation | Liteline | LED | P38LED19W-30KSP-WH |  | PAR38 | Reflector (Flood/Spot) | E26 (Medium) | Directional | LED | 5 | 100 | 128 | 120 | 4424 |  | 25 | 1250 | 19 | 65.8 | No | 40000 | 3000 | 83 | 5 | 1 | -40 | Dimmable | 10% |  | Enclosed Fixtures |  |  |  | 2014-06-18 | 2014-06-10 | United States, Canada | ES_1120317_P38LED19W-30KSP-WH_06132014154554_4240773 | 2213565
Liteline Corporation | Liteline | LED bulb | F1-A19LED5W-27 |  | A19 | General Purpose Replacement | E26 (Medium) | Omnidirectional | LED | 5 | 40 | 108 | 60 |  |  |  | 500 | 5 | 100 | No | 25000 | 2700 | 81 | 3 |  | -30 | Dimmable | 25% |  | Other,Not for use in enclosed fixtures |  |  |  | 2015-06-20 | 2015-06-12 | United States, Canada | ES_1120317_F1-A19LED5W-27_06162015123931_9546983 | 2241600
Liteline Corporation | Liteline | LED bulb | F1-A19LED5W-65 |  | A19 | General Purpose Replacement | E26 (Medium) | Omnidirectional | LED | 5 | 40 | 108 | 60 |  |  |  | 550 | 5 | 110 | No | 25000 | 6500 | 86 | 29 |  | -30 | Dimmable | 25% |  | Other,Not for use in enclosed fixtures |  |  |  | 2015-06-20 | 2015-06-12 | United States, Canada | ES_1120317_F1-A19LED5W-65_06162015123937_7540716 | 2241601
Lowe's Home Improvement | Utilitech | LED BULB | YGA03A35-15.5W-827-3Way |  | A21 | General Purpose Replacement | E26 (Medium) | Omnidirectional | LED | 3 | 100 | 130 | 65 |  |  |  | 1600 | 15.5 | 125.4 | No | 25000 | 2700 | 81 | 3 | 1 | -20 |  |  | No | Not for Use in Recessed Fixtures | No |  |  | 2016-04-27 | 2016-04-26 | United States, Canada | ES_1114486_YGA03A35-15.5W-827-3Way_05062016153107_3731053 | 2266391
Lowe's Home Improvement | Utilitech | UT13/10E/SW | 93386 | ,UT13T3SW6BXTP, | CFL Bare Spiral | General Purpose Replacement | E26 (Medium) | Omnidirectional | CFL | 5 | 60 | 115.5 | 45 |  | 1 |  | 915 | 13.4 | 68.3 | No | 10000 | 2700 | 83 | -5 | 0.6 | -15 |  |  |  | Damp Location Rated |  |  |  | 2014-12-03 | 2014-12-05 | United States | ES_1114486_93386_12052014121311_1591269 | 2226540
Lowe's Home Improvement | Utilitech | UT20/10E/SW | 87403 | ,UT20T3/SW/6BXTP, | CFL Bare Spiral | General Purpose Replacement | E26 (Medium) | Omnidirectional | CFL | 2 | 75 | 113.1 | 58.9 |  | 1 |  | 1365 | 20.2 | 67.6 | No | 10000 | 2700 | 82 | -22 | 0.6 | -15 |  |  |  | Damp Location Rated,Not for Use in Enclosed Fixtures |  |  |  | 2014-11-24 | 2014-12-02 | United States | ES_1114486_87403_12022014172425_1065116 | 2226351
Lowe's Home Improvement | UTILITECH Pro | BR30 | YGA08A48-BR30-10W-827 |  | BR30 | Reflector (Flood/Spot) | E26 (Medium) | Directional | LED | 3 | 65 | 127 | 95 |  |  | 120 | 650 | 10 | 65 | No | 25000 | 2700 | 82 | 6 | 0.9 | -20 | Dimmable | 10% |  | None |  |  |  | 2015-06-04 | 2015-06-17 | United States, Canada | ES_1114486_YGA08A48-BR30-10W-827_06222015154959_4859116 | 2241933
Lowe's Home Improvement | UTILITECH Pro | BR30 | YGA08A48-BR30-10W-827-1 |  | BR30 | Reflector (Flood/Spot) | E26 (Medium) | Directional | LED | 3 | 65 | 127 | 95 |  |  |  | 650 | 10 | 65 | No | 25000 | 2700 | 81 | 8 | 0.9 | -20 | Dimmable | 10% |  | None |  |  |  | 2015-09-15 | 2015-09-29 | United States, Canada | ES_1114486_YGA08A48-BR30-10W-827-1_10022015125948_3193275 | 2249333
Lowe's Home Improvement | UTILITECH Pro | BR30 | YGA08A48-BR30-10W-850-1 |  | BR30 | Reflector (Flood/Spot) | E26 (Medium) | Directional | LED | 3 | 65 | 127 | 95 |  |  |  | 650 | 10 | 65 | No | 25000 | 5000 | 85 | 15 | 0.9 | -20 | Dimmable | 10% |  | None |  |  |  | 2015-09-15 | 2016-04-17 | United States, Canada | ES_1114486_YGA08A48-BR30-10W-850-1_05172016142608_4604044 | 2266865
Lowe's Home Improvement | UTILITECH Pro | BR30 LED | 599130 | ,,LBR30HO/LEDG2 | BR30 | Reflector (Flood/Spot) | E26 (Medium) | Directional | LED | 3 | 85 | 131 | 95 |  |  | 110 | 1150 | 15 | 76 | No | 25000 | 2700 | 80 | 1 | 1 | -25 | Dimmable | 0% |  | None |  |  |  | 2015-09-25 | 2015-09-28 | United States | ES_1114486_0599130_10052015104452_2801736 | 2249395
Lowe's Home Improvement | UTILITECH Pro | LED BR LAMP | YGA08A35-12W-827 |  | BR30 | Reflector (Flood/Spot) | E26 (Medium) | Directional | LED | 5 | 65 | 126 | 95 |  |  | 110 | 650 | 12 | 54.2 | No | 25000 | 2700 | 82 | 9 | 0.9 | -20 | Dimmable | 10% |  | Damp Location Rated |  |  |  | 2014-03-01 | 2014-05-29 | United States | ES_1114486_YGA08A35-12W-827_06052014164328_5289880 | 2212482
Lowe's Home Improvement | UTILITECH Pro | LED BR LAMP | YGA08A35-17.5W-827 |  | BR40 | Reflector (Flood/Spot) | E26 (Medium) | Directional | LED | 5 | 85 | 160 | 121 |  |  | 110 |  | 17.5 | 62.9 | No | 25000 | 2700 | 82 | 12 | 0.9 | -20 | Dimmable | 10% |  | None |  |  |  | 2014-03-01 | 2014-09-29 | United States, Canada | ES_1114486_YGA08A35-17.5W-827_10012014161615_8483469 | 2221035
Lowe's Home Improvement | UTILITECH Pro | LED Chandelier 300 | 394796 | ,,LCFCDM300LED; ,596923,LCFCDM300LED/2 | Decorative: Other | Decorative | E12 (Candelabra) | Decorative | LED | 3 | 40 | 104 | 38 |  |  |  | 300 | 4.8 | 62.5 | No | 25000 | 3000 | 83 | 12 | 0.6 | -25 | Dimmable | 5% |  | None |  |  |  | 2015-01-01 | 2015-02-06 | United States | ES_1114486_394796_02202015102659_3022912 | 2233533
Lowe's Home Improvement | UTILITECH Pro | LED Chandelier 300 | 424735 | ,,LCFFD/300/LED | Decorative: Other | Decorative | E12 (Candelabra) | Decorative | LED | 3 | 40 | 104 | 38 |  |  |  | 300 | 4.8 | 62.5 | No | 25000 | 3000 | 82 | 10 | 0.6 | -25 | Dimmable | 5% |  | None |  |  |  | 2015-01-01 | 2015-02-06 | United States | ES_1114486_424735_02202015102738_9484545 | 2233534
Lowe's Home Improvement | UTILITECH Pro | LED Chandelier 300 | 596924 | ,,LEFCDM/300/LED/2 | Decorative: Other | Decorative | E26 (Medium) | Decorative | LED | 3 | 40 | 104 | 38 |  |  |  | 300 | 4.8 | 62.5 | No | 25000 | 3000 | 83 | 12 | 0.6 | -25 | Dimmable | 5% |  | None |  |  |  | 2015-01-01 | 2015-02-06 | United States | ES_1114486_596924_02202015102738_2528802 | 2233535
Lowe's Home Improvement | UTILITECH Pro | LED G25 40W | 375565 | ,,LG25DM/LEDG2 | CFL Globe | Globe | E26 (Medium) | Decorative | LED | 3 | 40 | 111.4 | 78.8 |  |  |  | 499 | 8.5 | 58.7 | No | 25000 | 3000 | 82 | 7 | 0.7 | -25 | Dimmable | 10% |  | None |  |  |  | 2015-02-15 | 2015-02-24 | United States | ES_1114486_0375565_03042015124845_7093246 | 2234306
Lowe's Home Improvement | UTILITECH Pro | LED PAR38 | 180170 | ,,L20PAR38/LEDG5 | PAR38 | Reflector (Flood/Spot) | E26 (Medium) | Directional | LED | 3 | 90 | 128.7 | 126.4 | 2204 |  | 38 |  | 17 | 61 | No | 25000 | 3000 | 82 | 16 | 0.9 | -25 | Dimmable | 10% |  | None |  |  |  | 2015-02-01 | 2015-02-24 | United States | ES_1114486_0180170_03042015124544_5850769 | 2234272
Lowe's Home Improvement | UTILITECH Pro | LED R LAMP | YGA08A35-8W-827 |  | R20 | Reflector (Flood/Spot) | E26 (Medium) | Directional | LED | 5 | 45 | 93 | 63 |  |  | 120 |  | 8 | 56.3 | No | 25000 | 2700 | 81 | 10 | 0.9 | -20 | Dimmable | 10% |  | None |  |  |  | 2014-03-01 | 2014-09-29 | United States, Canada | ES_1114486_YGA08A35-8W-827_10012014161631_7608124 | 2221034
Lowe's Home Improvement | UTILITECH Pro | LED R LAMP | YGA08A35-8W-850 |  | R20 | Reflector (Flood/Spot) | E26 (Medium) | Directional | LED | 5 | 45 | 93 | 63 |  |  | 120 | 450 | 8 | 56.3 | No | 25000 | 5000 | 84 | 16 | 0.9 | -20 | Dimmable | 10% |  | None |  |  |  | 2014-03-01 | 2016-04-17 | United States, Canada | ES_1114486_YGA08A35-8W-850_05172016142535_4225351 | 2266864
Lowe's Home Improvement | UTILITECH Pro | PAR20 LED Lamp | 596931 | LPAR20/LEDG7/2,, | PAR20 | Reflector (Flood/Spot) | E26 (Medium) | Directional | LED | 3 | 50 | 86.9 | 64.1 | 799 |  | 38 |  | 8.5 | 58.2 | No | 25000 | 3000 | 81 | 13 | 1 | -25 | Dimmable | 10% |  | None |  |  |  | 2015-05-30 | 2015-05-19 | United States | ES_1114486_0596931; LPAR20/LEDG7/2_05192015164538_1450075 | 2239613
Lowe's Home Improvement | UTILITECH Pro | PAR30 LED Lamp | 596932 | ,LPAR30L/LEDG7/2, | PAR30L | Reflector (Flood/Spot) | E26 (Medium) | Directional | LED | 3 | 75 | 119.1 | 95.4 | 1578 |  | 38 |  | 12 | 66.7 | No | 25000 | 3000 | 80 | 9 | 1 | -25 | Dimmable | 10% |  | None |  |  |  | 2015-05-30 | 2015-05-19 | United States | ES_1114486_0596932; LPAR30L/LEDG7/2_05192015164633_3121600 | 2239614
Lowe's Home Improvement | UTILITECH Pro | PAR30S LEDG5 | 424723 | ,,LPAR30S/LEDG5 | PAR30 | Reflector (Flood/Spot) | E26 (Medium) | Directional | LED | 3 | 75 | 86.5 | 94.5 | 1559 |  | 38 | 750 | 15 | 50 | No | 25000 | 3000 | 82 | 16 | 0.9 | -25 | Dimmable | 10% |  | None |  |  |  | 2014-12-15 | 2015-01-05 | United States | ES_1114486_0424723; LPAR30S/LEDG5_01062015130206_3503208 | 2230601
Lowe's Home Improvement | UTILITECH Pro | PAR38 LED Lamp | 596933 |  | PAR38 | Reflector (Flood/Spot) | E26 (Medium) | Directional | LED | 3 | 90 | 133.1 | 122.2 | 1821 |  | 38 |  | 16 | 59.4 | No | 25000 | 3000 | 81 | 12 | 1 | -25 | Dimmable | 10% |  | None |  |  |  | 2015-05-30 | 2015-05-19 | United States | ES_1114486_0596933_05212015100018_1359681 | 2240010
LEDVANCE, formerly OSRAM SYLVANIA | Sylvania [Osram] | LED6B13C/BLUNT/DIM/827/G2/RP | 79636 |  | B13 | Decorative | E12 (Candelabra) | Decorative | LED | 5 | 40 | 120 | 42 |  |  |  | 350 | 6 | 58.3 | No | 15000 | 2700 | 82 | 9 | 0.9 | -20 | Dimmable |  |  | Damp Location Rated,Use With Timers,Enclosed Fixtures,Recessed Fixtures,Use With Photo And/Or Motion Sensors |  |  |  | 2015-04-01 | 2015-08-12 | United States, Canada | ES_1018393_79636_08122015113417_2150843 | 2245489
LEDVANCE, formerly OSRAM SYLVANIA | Sylvania [Osram] | LED6PAR20/DIM/830/FL30/RP/G2 | 79261 |  | PAR20 | Reflector (Flood/Spot) | E26 (Medium) | Directional | LED | 5 | 50 | 84.1 | 63.2 | 1005 |  | 30 | 450 | 6 | 75 | No | 25000 | 3000 | 82 | 8 | 0.9 | -20 | Dimmable |  |  | Damp Location Rated,Use With Timers,Enclosed Fixtures,Recessed Fixtures,Use With Photo And/Or Motion Sensors |  |  |  | 2015-06-01 | 2015-07-30 | United States, Canada | ES_1018393_79261_07302015111359_8174859 | 2244699
LEDVANCE, formerly OSRAM SYLVANIA | Sylvania [Osram] | LED7A19/DIM/0/SE/830 | 78214 |  | A19 | General Purpose Replacement | E26 (Medium) | Omnidirectional | LED | 5 | 40 | 114.5 | 59.7 |  |  |  | 450 | 7 | 64.3 | No | 25000 | 3000 | 83 | 19 | 0.9 | -20 | Dimmable | 10% |  | Damp Location Rated,Not for Use in Enclosed Fixtures |  |  |  | 2014-01-01 | 2014-12-19 | United States | ES_1018393_78214_12182014143349_2034112 | 2230104
LEDVANCE, formerly OSRAM SYLVANIA | Sylvania [Osram] | LED7A19/DIM/0/SE/830/RP | 78213 |  | A19 | General Purpose Replacement | E26 (Medium) | Omnidirectional | LED | 5 | 40 | 114.5 | 59.7 |  |  |  | 450 | 7 | 64.3 | No | 25000 | 3000 | 83 | 19 | 0.9 | -20 | Dimmable | 10% |  | Damp Location Rated,Not for Use in Enclosed Fixtures |  |  |  | 2014-01-01 | 2014-12-19 | United States | ES_1018393_78213_03232015093924_6605340 | 2235038
LEDVANCE, formerly OSRAM SYLVANIA | Sylvania [Osram] | LED7A19/DIM/O/827/G3 | 79099 |  | A19 | General Purpose Replacement | E26 (Medium) | Omnidirectional | LED | 5 | 40 | 110 | 60 |  |  |  | 450 | 7 | 64.3 | No | 25000 | 2700 | 84 | 24 | 0.9 | -20 | Dimmable |  |  | Damp Location Rated,Recessed Fixtures |  |  |  | 2014-04-01 | 2014-10-07 | United States, Canada | ES_1018393_79099_02252015135046_1996423 | 2233972
LEDVANCE, formerly OSRAM SYLVANIA | Sylvania [Osram] | LED7A19/DIM/O/827/G3/RP | 79100 |  | A19 | General Purpose Replacement | E26 (Medium) | Omnidirectional | LED | 5 | 40 | 110 | 60 |  |  |  | 450 | 7 | 64.3 | No | 25000 | 2700 | 84 | 24 | 0.9 | -20 | Dimmable |  |  | Damp Location Rated,Recessed Fixtures |  |  |  | 2014-04-01 | 2014-10-07 | United States, Canada | ES_1018393_79100_10072014110539_5578119 | 2221904
LEDVANCE, formerly OSRAM SYLVANIA | Sylvania [Osram] | LED7A19/DIM/O/850/G3/RP | 79102 |  | A19 | General Purpose Replacement | E26 (Medium) | Omnidirectional | LED | 5 | 40 | 110 | 60 |  |  |  | 450 | 7 | 64.3 | No | 25000 | 5000 | 86 | 17 | 0.9 | -20 | Dimmable |  |  | Damp Location Rated,Recessed Fixtures |  |  |  | 2014-04-01 | 2014-10-07 | United States, Canada | ES_1018393_79102_10072014105818_555383 | 2221898
LEDVANCE, formerly OSRAM SYLVANIA | Sylvania [Osram] | LED7A19/DIM/O/SE/830/RP | 79240 |  | A19 | General Purpose Replacement | E26 (Medium) | Omnidirectional | LED | 5 | 40 | 114.5 | 59.7 |  |  |  | 450 | 7 | 64.3 | No | 25000 | 3000 | 83 | 19 | 0.9 | -20 | Dimmable | 10% |  | Damp Location Rated,Not for Use in Enclosed Fixtures |  |  |  | 2014-01-01 | 2014-12-19 | United States | ES_1018393_79240_03232015093924_4707300 | 2235039
LEDVANCE, formerly OSRAM SYLVANIA | Sylvania [Osram] | LED7G25/DIM/F/827/G2/RP | 75159 |  | G25 | Globe | E26 (Medium) | Decorative | LED | 5 | 45 | 112 | 80 |  |  |  | 475 | 7 | 67.9 | No | 25000 | 2700 | 86 | 26 | 1 | -40 | Dimmable |  |  | Not for Use in Enclosed Fixtures |  |  |  | 2015-01-02 | 2015-05-26 | United States, Canada | ES_1018393_75159_08202015111000_2745782 | 2246486
LEDVANCE, formerly OSRAM SYLVANIA | Sylvania [Osram] | LED7G25/DIM/F/827/G2/RP | 75169 |  | G25 | Globe | E26 (Medium) | Decorative | LED | 5 | 45 | 112 | 80 |  |  |  | 475 | 7 | 67.9 | No | 25000 | 2700 | 86 | 26 | 1 | -40 | Dimmable |  |  | Not for Use in Enclosed Fixtures |  |  |  | 2015-01-02 | 2015-05-26 | United States, Canada | ES_1018393_75169_05262015182436_4621545 | 2240269
LEDVANCE, formerly OSRAM SYLVANIA | Sylvania [Osram] | LED7G25/DIM/F/850/G2/RP | 75170 |  | G25 | Globe | E26 (Medium) | Decorative | LED | 5 | 45 | 112 | 80 |  |  |  | 475 | 7 | 67.9 | No | 25000 | 5000 | 85 | 16 | 1 | -40 | Dimmable |  |  | Not for Use in Enclosed Fixtures |  |  |  | 2015-01-02 | 2015-05-26 | United States, Canada | ES_1018393_75170_05262015181324_7270585 | 2240524
Lighting Science Group, Corp | Lighting Science | LED lamps | LSpro 16 50WE W27 FL GU10 120 BX |  | PAR16 | Reflector (Flood/Spot) | GU10 | Directional | LED | 5 | 50 | 56 | 50 | 1028 |  | 40 |  | 8 | 69.8 | No | 25000 | 2700 | 91 | 54 | 0.9 | -18 | Dimmable | 20% |  | None |  |  |  | 2015-12-08 | 2015-12-11 | United States, Canada | ES_1071878_LSpro 16 50WE W27 FL GU10 120 BX_12232015102413_8857583 | 2255421
Lighting Science Group, Corp | Lighting Science | LED lamps | LSpro 16 50WE W27 NFL GU10 120 BX |  | PAR16 | Reflector (Flood/Spot) | GU10 | Directional | LED | 5 | 50 | 56 | 50 | 2074 |  | 25 |  | 8 | 69.8 | No | 25000 | 2700 | 91 | 54 | 0.9 | -18 | Dimmable | 20% |  | None |  |  |  | 2015-12-08 | 2015-12-11 | United States, Canada | ES_1071878_LSpro 16 50WE W27 NFL GU10 120 BX_12232015102413_5867312 | 2255424
Lighting Science Group, Corp | Lighting Science | LED lamps | LSPro 16 50WE WW FL GU10 120 BX |  | PAR16 | Reflector (Flood/Spot) | GU10 | Directional | LED | 5 | 50 | 56 | 50 | 952 |  | 40 | 519 | 8 | 75.8 | No | 25000 | 3000 | 92 | 58 | 0.9 | -18 | Dimmable | 20% |  | None |  |  |  | 2015-10-05 | 2015-10-07 | United States, Canada | ES_1071878_LSpro 16 50WE WW FL GU10 120 BX_10082015132420_8773865 | 2249779
Lighting Science Group, Corp | Lighting Science | LED lamps | LSpro 16 50WE WW NFL GU10 120 BX |  | PAR16 | Reflector (Flood/Spot) | GU10 | Directional | LED | 5 | 50 | 56 | 50 | 2368 |  | 25 |  | 8 | 75.8 | No | 25000 | 3000 | 92 | 58 | 0.9 | -18 | Dimmable | 20% |  | None |  |  |  | 2015-12-08 | 2015-12-11 | United States, Canada | ES_1071878_LSpro 16 50WE WW NFL GU10 120 BX_12232015102413_7513932 | 2255425
Lighting Science Group, Corp | Lighting Science | LED lamps | LSpro 20 50WE CW FL 120 BX |  | PAR20 | Reflector (Flood/Spot) | E26 (Medium) | Directional | LED | 5 | 50 | 81 | 63.5 | 1319 |  | 40 | 575 | 9 | 68.8 | No | 25000 | 5000 | 90 | 59 | 0.9 | -18 | Dimmable | 20% |  | None |  |  |  | 2015-11-13 | 2015-11-16 | United States, Canada | ES_1071878_LSpro 20 50WE CW FL 120 BX_11232015134337_1372349 | 2253226
Lighting Science Group, Corp | Lighting Science | LED lamps | LSpro 20 50WE CW NFL 120 BX |  | PAR20 | Reflector (Flood/Spot) | E26 (Medium) | Directional | LED | 5 | 50 | 81 | 63.5 | 2427 |  | 25 | 575 | 9 | 68.8 | No | 25000 | 5000 | 90 | 59 | 0.9 | -18 | Dimmable | 20% |  | None |  |  |  | 2015-11-13 | 2015-11-16 | United States, Canada | ES_1071878_LSpro 20 50WE CW NFL 120 BX_11232015134337_6279176 | 2253229
Lighting Science Group, Corp | Lighting Science | LED lamps | LSPro 20 50WE NW FL 120 BX |  | PAR20 | Reflector (Flood/Spot) | E26 (Medium) | Directional | LED | 5 | 50 | 81 | 63.5 | 1465 |  | 40 | 601 | 9 | 67.3 | No | 25000 | 4000 | 91 | 61 | 0.9 | -18 | Dimmable | 20% |  | None |  |  |  | 2015-10-05 | 2015-10-07 | United States, Canada | ES_1071878_LSPro 20 50WE NW FL 120 BX_10082015132433_8586285 | 2249778
Lighting Science Group, Corp | Lighting Science | LED lamps | LSpro 20 50WE NW NFL 120 BX |  | PAR20 | Reflector (Flood/Spot) | E26 (Medium) | Directional | LED | 5 | 50 | 81 | 63.5 | 2732 |  | 25 |  | 9 | 67.3 | No | 25000 | 4000 | 92 | 69 | 0.9 | -18 | Dimmable | 20% |  | None |  |  |  | 2015-11-13 | 2015-12-11 | United States, Canada | ES_1071878_LSpro 20 50WE NW NFL 120 BX_12232015102426_6139691 | 2255428
Lighting Science Group, Corp | Lighting Science | LED lamps | LSPro 20 50WE W27 FL 120 BX |  | PAR20 | Reflector (Flood/Spot) | E26 (Medium) | Directional | LED | 5 | 50 | 81 | 63.5 | 1080 |  | 40 | 542 | 9 | 60.2 | No | 25000 | 2700 | 91 | 61 | 0.9 | -18 | Dimmable | 20% |  | None |  |  |  | 2015-10-05 | 2015-10-07 | United States, Canada | ES_1071878_LSPro 20 50WE W27 FL 120 BX_10082015132433_5814038 | 2249776
Lighting Science Group, Corp | Lighting Science | LED lamps | LSpro 20 50WE W27 NFL 120 BX |  | PAR20 | Reflector (Flood/Spot) | E26 (Medium) | Directional | LED | 5 | 50 | 81 | 63.5 | 2175 |  | 25 | 542 | 9 | 60.3 | No | 25000 | 2700 | 91 | 61 | 0.9 | -18 | Dimmable | 20% |  | None |  |  |  | 2015-11-13 | 2015-11-16 | United States, Canada | ES_1071878_LSpro 20 50WE W27 NFL 120 BX_11232015134337_9080548 | 2253227
Luminance | LUMIN | LED | L7530 |  | PAR20 | Reflector (Flood/Spot) | E26 (Medium) | Directional | LED | 5 | 50 | 85 | 63 | 1002 |  | 40 | 470 | 7 | 67.1 | No | 25000 | 3000 | 91 | 50 | 0.8 | -40 | Dimmable | 10% |  | None |  |  |  | 2014-12-20 | 2014-12-22 | United States, Canada | ES_1122933_L7530_12292014170750_7653057 | 2230344
Lighting Science Group, Corp | Lighting Science | LED lamps | LSPro 20 50WE WW FL 120 BX |  | PAR20 | Reflector (Flood/Spot) | E26 (Medium) | Directional | LED | 5 | 50 | 81 | 63.5 | 1087 |  | 40 | 500 | 9 | 59.1 | No | 25000 | 3000 | 92 | 69 | 0.9 | -18 | Dimmable | 20% |  | None |  |  |  | 2015-10-05 | 2015-10-07 | United States, Canada | ES_1071878_LSPro 20 50WE WW FL 120 BX_10082015132433_4276318 | 2249777
Lighting Science Group, Corp | Lighting Science | LED lamps | LSpro 20 50WE WW NFL 120 BX |  | PAR20 | Reflector (Flood/Spot) | E26 (Medium) | Directional | LED | 5 | 50 | 81 | 63.5 | 2689 |  | 25 | 500 | 9 | 59.2 | No | 25000 | 3000 | 92 | 69 | 0.9 | -18 | Dimmable | 20% |  | None |  |  |  | 2015-11-13 | 2015-11-16 | United States, Canada | ES_1071878_LSpro 20 50WE WW NFL 120 BX_11232015134337_3236358 | 2253228
Lighting Science Group, Corp | Lighting Science | LED lamps | LSPro 30 75WE CW FL 120 BX |  | PAR30 | Reflector (Flood/Spot) | E26 (Medium) | Directional | LED | 5 | 75 | 112 | 95 | 2027 |  | 40 |  | 14 | 78 | No | 25000 | 5000 | 91 | 70 | 1 | -18 | Dimmable | 20% |  | None |  |  |  | 2015-10-05 | 2015-10-07 | United States, Canada | ES_1071878_LSPro 30 75WE CW FL 120 BX_10082015132456_6759809 | 2249775
Lighting Science Group, Corp | Lighting Science | LED lamps | LSPro 30 75WE NW FL 120 BX |  | PAR30 | Reflector (Flood/Spot) | E26 (Medium) | Directional | LED | 5 | 75 | 112 | 95 | 1780 |  | 40 |  | 14 | 72.2 | No | 25000 | 4000 | 95 | 81 | 1 | -18 | Dimmable | 20% |  | None |  |  |  | 2015-10-05 | 2015-10-07 | United States, Canada | ES_1071878_LSPro 30 75WE NW FL 120 BX_10082015132456_7287452 | 2249774
Liteline Corporation | Liteline | LED bulb | F1-A19LED5W-XX |  | A19 | General Purpose Replacement | E26 (Medium) | Omnidirectional | LED | 5 | 40 | 108 | 60 |  |  |  | 500 | 5 | 100 | No | 25000 | 2700 | 81 | 3 |  | -30 | Dimmable | 25% |  | Other,Not for use in enclosed fixtures |  |  |  | 2015-05-20 | 2015-05-13 | United States, Canada | ES_1120317_F1-A19LED5W-XX_05132015134550_6971251 | 2239297
Liteline Corporation | Liteline | LED bulb | F1-A19LED7W-27 |  | A19 | General Purpose Replacement | E26 (Medium) | Omnidirectional | LED | 5 | 60 | 108 | 60 |  |  |  | 810 | 7 | 115.7 | No | 25000 | 2700 | 80 | 6 | 0.7 | -30 |  |  |  | Other,Not for use in enclosed fixtures |  |  |  | 2015-06-20 | 2015-06-12 | United States, Canada | ES_1120317_F1-A19LED7W-27_06162015123811_2281612 | 2241598
Liteline Corporation | Liteline | LED bulb | F1-A19LED7W-65 |  | A19 | General Purpose Replacement | E26 (Medium) | Omnidirectional | LED | 5 | 60 | 108 | 60 |  |  |  | 890 | 7 | 127.1 | No | 25000 | 6500 | 81 | 27 | 0.7 | -30 |  |  |  | Other,Not for use in enclosed fixtures |  |  |  | 2015-06-20 | 2015-06-12 | United States, Canada | ES_1120317_F1-A19LED7W-65 _06162015123925_6656517 | 2241599
Liteline Corporation | Liteline | LED bulb | F1-A19LED7W-XX |  | A19 | General Purpose Replacement | E26 (Medium) | Omnidirectional | LED | 5 | 60 | 108 | 60 |  |  |  | 810 | 7 | 115.7 | No | 25000 | 2700 | 80 | 6 | 0.9 | -30 |  |  |  | Other,Not for use in enclosed fixtures |  |  |  | 2015-05-20 | 2015-09-02 | United States | ES_1120317_F1-A19LED7W-XX_05132015134457_4807278 | 2239296
Liteline Corporation | Liteline | LED bulb | F1-C35LED4W-27 |  | Decorative: Other | Decorative | E12 (Candelabra) | Decorative | LED | 5 | 40 | 120 | 35 |  |  |  | 420 | 4 | 105 | No | 25000 | 2700 | 81 | 4 |  | -30 | Dimmable | 23% |  | Other,Not for use in enclosed fixtures |  |  |  | 2015-06-20 | 2015-06-12 | United States, Canada | ES_1120317_F1-C35LED4W-27_06162015123955_3718713 | 2241604
Liteline Corporation | Liteline | LED bulb | F1-C35LED4W-65 |  | Decorative: Other | Decorative | E12 (Candelabra) | Decorative | LED | 5 | 40 | 120 | 35 |  |  |  | 450 | 4 | 112.5 | No | 25000 | 6500 | 86 | 28 |  | -30 | Dimmable | 23% |  | Other,Not for use in enclosed fixtures |  |  |  | 2015-06-20 | 2015-06-12 | United States, Canada | ES_1120317_F1-C35LED4W-65_06162015124000_9495117 | 2241605
Liteline Corporation | Liteline | LED bulb | F1-C35LED4W-XX |  | Decorative: Other | Decorative | E12 (Candelabra) | Decorative | LED | 5 | 40 | 120 | 35 |  |  |  | 420 | 4 | 105 | No | 25000 | 2700 | 81 | 4 |  | -30 | Dimmable | 23% |  | Other,Not for use in enclosed fixtures |  |  |  | 2015-05-20 | 2015-05-13 | United States, Canada | ES_1120317_F1-C35LED4W-XX_05132015134727_1828570 | 2239299
Liteline Corporation | Liteline | LED PAR16 | P16LED-7W27-FL-ES |  | PAR16 | Reflector (Flood/Spot) | E26 (Medium) | Directional | LED | 3 | 75 | 73.2 | 50 | 1431 |  | 40 | 500 | 7.5 | 66.7 | No | 25000 | 2700 | 82 | 8 | 0.9 | -20 | Dimmable | 10% |  | Damp Location Rated,Enclosed Fixtures,Recessed Fixtures |  |  |  | 2016-06-01 | 2016-06-06 | United States | ES_1120317_P16LED-7W27-FL-ES_06062016172002_2139950 | 2270262
Liteline Corporation | Liteline | LED PAR16 | P16LED-7W30-FL-ES |  | PAR16 | Reflector (Flood/Spot) | E26 (Medium) | Directional | LED | 3 | 75 | 72.7 | 49.6 | 1426 |  | 40 | 500 | 7.5 | 66.7 | No | 25000 | 3000 | 84 | 16 | 0.9 | -20 | Dimmable | 10% |  | Damp Location Rated,Enclosed Fixtures,Recessed Fixtures |  |  |  | 2016-06-01 | 2016-06-06 | United States | ES_1120317_P16LED-7W30-FL-ES_06062016172032_3248064 | 2270263
Liteline Corporation | Liteline | LED PAR16 | P16LED-7W40-FL-ES |  | PAR16 | Reflector (Flood/Spot) | E26 (Medium) | Directional | LED | 3 | 75 | 73.3 | 50 | 1488 |  | 40 | 600 | 7.5 | 80 | No | 25000 | 4000 | 84 | 16 | 0.9 | -20 | Dimmable | 10% |  | Damp Location Rated,Enclosed Fixtures,Recessed Fixtures |  |  |  | 2016-06-01 | 2016-06-06 | United States | ES_1120317_P16LED-7W40-FL-ES_06062016172032_3248064 | 2270264
Liteline Corporation | Liteline | LED PAR16 | P16LED-7W50-FL-ES |  | PAR16 | Reflector (Flood/Spot) | E26 (Medium) | Directional | LED | 3 | 75 | 72.9 | 49.8 | 1293 |  | 40 | 600 | 7.5 | 80 | No | 25000 | 5000 | 86 | 25 | 0.9 | -20 | Dimmable | 10% |  | Damp Location Rated,Enclosed Fixtures,Recessed Fixtures |  |  |  | 2016-06-01 | 2016-06-06 | United States | ES_1120317_P16LED-7W50-FL-ES_06062016172056_4325987 | 2270265
Liteline Corporation | Liteline | P20LED-7W30-FL-ES | P20LED-7W30-FL-ES |  | PAR20 | Reflector (Flood/Spot) | E26 (Medium) | Directional | LED | 5 | 50 | 85 | 63 | 843 |  | 40 | 500 | 7 | 71.4 | No | 25000 | 3000 | 92 | 63 | 0.9 | -40 | Dimmable | 50% | No | Damp Location Rated | No |  |  | 2015-01-01 | 2016-08-15 | United States, Canada | ES_1120317_P20LED-7W30-FL-ES_08152016094908_5037347 | 2275256
Liteline Corporation | Liteline | P30SLED-11W30-FL-ES | P30SLED-11W30-FL-ES |  | PAR30 | Reflector (Flood/Spot) | E26 (Medium) | Directional | LED | 5 | 75 | 84 | 94 | 1499 |  | 40 | 800 | 11 | 72.7 | No | 25000 | 3000 | 92 | 64 | 0.9 | -40 | Dimmable | 80% | No | Damp Location Rated | No |  |  | 2015-01-01 | 2016-08-15 | United States, Canada | ES_1120317_P30SLED-11W30-FL-ES_08152016095420_2496148 | 2275257
Liteline Corporation | Liteline | P30SLED-11W40-FL-ES | P30SLED-11W40-FL-ES |  | PAR30 | Reflector (Flood/Spot) | E26 (Medium) | Directional | LED | 5 | 75 | 84 | 94 | 1565 |  | 40 | 800 | 11 | 72.7 | No | 25000 | 4000 | 95 | 82 | 0.9 | -40 | Dimmable | 80% | No | Damp Location Rated | No |  |  | 2015-01-01 | 2016-08-15 | United States, Canada | ES_1120317_P30SLED-11W40-FL-ES_08152016095750_3146478 | 2275258
Litetronics International Inc. | Earthmate | CFL | E1552AK2LW |  | CFL Bare Spiral | General Purpose Replacement | E26 (Medium) | Omnidirectional | CFL | 9 | 60 | 100 | 42 |  | 1.5 |  | 1000 | 15 | 66.7 | No | 10000 | 2700 | 82 | -3 | 0.5 | -18 |  |  |  | Not for Use in Enclosed Fixtures |  |  |  | 2014-09-30 | 2014-10-07 | United States, Canada | ES_21060_E1552AK2LW_10092014144856_2548209 | 2222033
Litetronics International Inc. | Earthmate | CFL | E3052AELW |  | CFL Bare Spiral | General Purpose Replacement | E26 (Medium) | Omnidirectional | CFL | 9 | 125 | 125 | 68 |  | 3 |  | 2050 | 30 | 68.3 | No | 10000 | 2700 | 81 | 18 | 0.5 | -18 |  |  |  | Not for Use in Enclosed Fixtures |  |  |  | 2014-10-30 | 2014-11-24 | United States, Canada | ES_21060_E3052AELW_12032014175027_3956387 | 2226675
Litetronics International Inc. | Earthmate | CFL BR30 15W 2700K | E155250-1 |  | CFL Reflector | Reflector (Flood/Spot) | E26 (Medium) | Directional | CFL | 7 | 65 | 147 | 94 |  | 2 |  | 750 | 15.1 | 50 | No | 10000 | 2700 | 81 | -9 | 0.6 | -18 |  |  |  | None |  |  |  | 2014-09-30 | 2014-10-07 | United States | ES_21060_E155250-1_10092014142744_3024722 | 2221998
Litetronics International Inc. | Earthmate | CFL DIMMABLE | E2752AJLW |  | CFL Bare Spiral | General Purpose Replacement | E26 (Medium) | Omnidirectional | CFL | 9 | 125 | 135 | 60 |  | 2.5 |  | 1915 | 27 | 70.9 | No | 10000 | 2700 | 82 | -8 | 0.6 | -18 | Dimmable | 20% |  | Not for Use in Enclosed Fixtures |  |  |  | 2015-03-20 | 2015-03-20 | United States | ES_21060_E2752AJLW_03272015163337_1967170 | 2235288
Lowe's Home Improvement | UTILITECH® PRO | G161/2 LED | 424739 | ,,LG161/2DM/CL/300/LED(C) | G16.5 | Globe | E12 (Candelabra) | Decorative | LED | 3 | 40 | 50.4 | 50.2 |  |  |  | 300 | 4.8 | 72.9 | No | 25000 | 3000 | 83 | 16 | 0.6 | -25 | Dimmable | 10% |  | None |  |  |  | 2015-10-15 | 2015-10-07 | United States | ES_1114486_0424739_10092015110857_2064539 | 2249814
Lowe's Home Improvement | UTILITECH® PRO | LED CFC 300 | 596923 | ,,LCFCDM/300/LED/2 (C) | Decorative: Other | Decorative | E12 (Candelabra) | Decorative | LED | 3 | 40 | 107.1 | 37 |  |  |  | 300 | 4.8 | 62.5 | No | 25000 | 3000 | 83 | 16 | 0.6 | -25 | Dimmable | 10% |  | None |  |  |  | 2015-10-01 | 2015-12-22 | United States | ES_1114486_0596923_01042016131916_1912459 | 2255736
Lowe's Home Improvement | UTILITECH® PRO | LED EFC 300 | 596924 | ,,LEFCDM/300/LED/2 (C) | Decorative: Other | Decorative | E26 (Medium) | Decorative | LED | 3 | 40 | 107.5 | 37.4 |  |  |  | 300 | 4.8 | 62.5 | No | 25000 | 3000 | 83 | 9 | 1 | -25 | Dimmable | 10% |  | None |  |  |  | 2015-10-01 | 2015-12-22 | United States | ES_1114486_0596924_01042016131826_4660961 | 2255735
Lowe's Home Improvement | UTILITECH™ | CFL 13W TWIST | 77180 | ,,L13T4/35K (N) | A19 | General Purpose Replacement | E26 (Medium) | Omnidirectional | CFL | 2 | 60 | 114.6 | 49.4 |  | 1.8 |  | 900 | 13.1 | 69 | No | 10000 | 3500 | 83 | 22 | 0.6 | -25 |  |  |  | None |  |  |  | 2015-08-01 | 2015-12-09 | United States | ES_1114486_0077180_01082016130037_4090538 | 2256250
Lowe's Home Improvement | UTILITECH™ | CFL 13W TWIST | 128315 | ,,L13T6/35K/CAN | A19 | General Purpose Replacement | E26 (Medium) | Omnidirectional | CFL | 2 | 60 | 114.6 | 49.4 |  | 1.8 |  | 835 | 14.1 | 64.2 | No | 10000 | 3500 | 84 | 22 | 0.6 | -25 |  |  |  | Not for Use in Enclosed Fixtures |  |  |  | 2015-08-01 | 2015-12-04 | Canada | ES_1114486_0128315_01062016114901_2179390 | 2256141
Lowe's Home Improvement | UTILITECH™ | CFL 13W TWIST | 128940 | ,,L13T6/65K/CAN | A19 | General Purpose Replacement | E26 (Medium) | Omnidirectional | CFL | 2 | 60 | 133.5 | 59.5 |  | 1.8 |  | 900 | 14 | 61.5 | No | 10000 | 6500 | 84 | 51 | 0.6 | -25 |  |  |  | Not for Use in Enclosed Fixtures |  |  |  | 2015-08-01 | 2015-12-04 | Canada | ES_1114486_0128940_12102015145416_1869707 | 2254678
Lowe's Home Improvement | UTILITECH™ | CFL 13W TWIST | 136466 | ,,L13T6/27K | A19 | General Purpose Replacement | E26 (Medium) | Omnidirectional | CFL | 2 | 60 | 109.9 | 47.9 |  | 1.8 |  | 900 | 13.1 | 69.2 | No | 10000 | 2700 | 83 | -2 | 0.6 | -25 |  |  |  | Not for Use in Enclosed Fixtures |  |  |  | 2015-08-01 | 2015-12-04 | Canada | ES_1114486_0136466_12102015145519_1044683 | 2254679
Lowe's Home Improvement | UTILITECH™ | CFL 23W | 127131 | ,,LBP23TM2/35K/CAN (N); CFL 23W,0127803,L23TM6/35K/CAN (N) | CFL A-type | General Purpose Replacement | E26 (Medium) | Omnidirectional | CFL | 2 | 100 | 130 | 59 |  | 2.1 |  | 1600 | 23 | 69 | No | 10000 | 3500 | 83 | 22 | 0.5 | -25 |  |  |  | None |  |  |  | 2015-08-01 | 2015-10-02 | Canada | ES_1114486_0127131_10092015113043_8766130 | 2249830
Lowe's Home Improvement | UTILITECH™ | CFL 23W | 127707 | ,,LBP23TM2/65K/CAN (N); CFL 23W,0127828,L23TM6/65K/CAN (N) | CFL A-type | General Purpose Replacement | E26 (Medium) | Omnidirectional | CFL | 2 | 100 | 132 | 58 |  | 2.1 |  | 1600 | 23 | 69 | No | 10000 | 6500 | 81 | 42 | 0.5 | -25 |  |  |  | None |  |  |  | 2015-08-01 | 2015-10-02 | Canada | ES_1114486_0127707_10092015113043_3045970 | 2249829
Lowe's Home Improvement | UTILITECH™ | CFL 23W | 252475 | ,,L23TM6/27K (N); CFL 23W,0023790,LBP23TM2/27K (N); CFL 23W,0067731,L23TM6/27K/CAN (N); CFL 23W,0079761,LBP23TM2/27K/CAN (N) | A21 | General Purpose Replacement | E26 (Medium) | Omnidirectional | CFL | 2 | 100 | 119 | 60 |  |  |  | 1600 | 23 | 69 | No | 10000 | 2700 | 82 | -12 | 0.5 | -25 |  |  |  | None |  |  |  | 2015-08-01 | 2015-12-04 | United States, Canada | ES_1114486_0252475_12112015152929_9612087 | 2254772
LTF Lighting LLC | LTF Lighting | LED Spotlight | LTF20BR8W30K |  | R20 | Reflector (Flood/Spot) | E26 (Medium) | Directional | LED | 5 | 50 | 96.8 | 62.9 |  |  |  | 580 | 8 | 72.5 | No | 25000 | 3000 | 82 | 12 | 1 | -20 | Dimmable | 10% |  | Damp Location Rated,Recessed Fixtures,Shatter Resistant,Not for Use in Enclosed Fixtures |  |  |  | 2015-08-30 | 2015-09-16 | United States | ES_1133032_LTF20BR8W30K_09162015155822_4010341 | 2248481
LTF Lighting LLC | LTF Lighting | LED Spotlight | LTF20PAR8W50K |  | PAR20 | Reflector (Flood/Spot) | E26 (Medium) | Directional | LED | 5 | 50 | 84.7 | 63.2 | 1326 |  | 40 | 600 | 8 | 75 | No | 25000 | 5000 | 83 | 18 | 1 | -20 | Dimmable | 10% |  | Damp Location Rated,Enclosed Fixtures,Recessed Fixtures,Shatter Resistant |  |  |  | 2015-08-30 | 2015-08-26 | United States | ES_1133032_LFT20PAR8W50K_08262015105223_3927402 | 2247636
LTF Lighting LLC | LTF Lighting | LED Spotlight | LTF30BR14W30K |  | BR30 | Reflector (Flood/Spot) | E26 (Medium) | Directional | LED | 5 | 85 | 132.9 | 95.2 |  |  |  | 1070 | 14 | 76.4 | No | 25000 | 3000 | 82 | 11 | 1 | -20 | Dimmable | 10% |  | Damp Location Rated,Recessed Fixtures,Shatter Resistant,Not for Use in Enclosed Fixtures |  |  |  | 2015-08-30 | 2015-08-26 | United States | ES_1133032_LTF30BR14W30K_08262015105923_3829741 | 2247637
LTF Lighting LLC | LTF Lighting | LED Spotlight | LTF30PAR13W50K |  | PAR30L | Reflector (Flood/Spot) | E26 (Medium) | Directional | LED | 5 | 75 | 117.2 | 94.8 | 1907 |  | 40 | 900 | 13 | 69.2 | No | 25000 | 5000 | 82 | 9 | 0.9 | -20 | Dimmable | 10% |  | Damp Location Rated,Recessed Fixtures,Shatter Resistant,Not for Use in Enclosed Fixtures |  |  |  | 2015-08-30 | 2015-08-26 | United States | ES_1133032_LTF30PAR13W50K_08262015110443_4971723 | 2247638
LTF Lighting LLC | LTF Lighting LLC | LED lamps | LTF16MR7W30K |  | MR16 | Reflector (Flood/Spot) | GU5.3 | Directional | LED | 5 | 50 | 50.5 | 50.1 | 1309 |  | 38 |  | 7 | 75.3 | No | 25000 | 3000 | 82 | 16 | 0.9 | -20 | Dimmable | 20% |  | None |  |  |  | 2015-09-10 | 2015-09-21 | United States, Canada | ES_1133032_LTF16MR7W30K_10012015150859_8929153 | 2249020
LEDVANCE, formerly OSRAM SYLVANIA | Sylvania [Osram] | LED7PAR20/DIM/830/FL30 | 78785 |  | PAR20 | Reflector (Flood/Spot) | E26 (Medium) | Directional | LED | 5 | 50 | 85.9 | 63 | 1038 |  | 30 | 450 | 7 | 64.3 | No | 25000 | 3000 | 83 | 19 | 0.8 | -20 | Dimmable |  |  | Damp Location Rated,Recessed Fixtures |  |  |  | 2014-01-01 | 2014-09-23 | United States, Canada | ES_1018393_78785_02102015170512_8836328 | 2233021
LEDVANCE, formerly OSRAM SYLVANIA | Sylvania [Osram] | LED7PAR20/DIM/830/FL30/RP | 79094 |  | PAR20 | Reflector (Flood/Spot) | E26 (Medium) | Directional | LED | 5 | 50 | 85.9 | 63 | 1038 |  | 30 | 450 | 7 | 64.3 | No | 25000 | 3000 | 83 | 19 | 0.8 | -20 | Dimmable |  |  | Damp Location Rated,Recessed Fixtures |  |  |  | 2014-01-01 | 2014-09-23 | United States, Canada | ES_1018393_79094_09232014182013_7807428 | 2220843
LEDVANCE, formerly OSRAM SYLVANIA | Sylvania [Osram] | LED7R20/DIM/HO/827/G4 | 79172 | LED7R20/DIM/HO/827/G4,79172,2700K; LED7R20/DIM/HO/827/G4/RP,79173,2700K; LED7R20/DIM/HO/827/G4/RP,79174,2700K; LED7R20/DIM/HO/835/G4/RP,79180,3500K; LED7R20/DIM/HO/850/G4/RP,79181,5000K | R20 | Reflector (Flood/Spot) | E26 (Medium) | Directional | LED | 5 | 50 | 94.5 | 64 | 152 |  | 109 | 525 | 7 | 75 | No | 25000 | 2700 | 81 | 5 | 1 | 0 | Dimmable | 10% |  | Recessed Fixtures |  |  |  | 2015-09-01 | 2015-10-08 | United States | ES_1018393_79172_10112015154223_4103204 | 2250106
LEDVANCE, formerly OSRAM SYLVANIA | Sylvania [Osram] | LED8.5A19/DIM/O/827/G5/DIS | 79164 |  | A19 | General Purpose Replacement | E26 (Medium) | Omnidirectional | LED | 5 | 60 | 107 | 60.1 |  |  |  | 800 | 8.5 | 94.1 | No | 25000 | 2700 | 81 | 1 | 0.9 | -20 | Dimmable |  |  | Not for Use in Enclosed Fixtures |  |  |  | 2014-11-01 | 2015-03-06 | United States, Canada | ES_1018393_79164_03062015140648_8791315 | 2234397
LEDVANCE, formerly OSRAM SYLVANIA | Sylvania [Osram] | LED8.5A19/DIM/O/827/G5/RP | 79161 |  | A19 | General Purpose Replacement | E26 (Medium) | Omnidirectional | LED | 5 | 60 | 107 | 60.1 |  |  |  | 800 | 8.5 | 94.1 | No | 25000 | 2700 | 81 | 1 | 0.9 | -20 | Dimmable |  |  | Not for Use in Enclosed Fixtures |  |  |  | 2014-11-01 | 2015-03-06 | United States, Canada | ES_1018393_79161_03062015140648_8656732 | 2234396
LEDVANCE, formerly OSRAM SYLVANIA | Sylvania [Osram] | LED8.5A19/DIM/O/827/G5/RP | 79685 |  | A19 | General Purpose Replacement | E26 (Medium) | Omnidirectional | LED | 5 | 60 | 107 | 60.1 |  |  |  | 800 | 8.5 | 94.1 | No | 25000 | 2700 | 81 | 1 | 0.9 | -20 | Dimmable |  |  | Not for Use in Enclosed Fixtures |  |  |  | 2014-11-01 | 2015-03-06 | United States, Canada | ES_1018393_79685_05042016092232_6235620 | 2266692
LEDVANCE, formerly OSRAM SYLVANIA | Sylvania [Osram] | LED8.5A19/DIM/O/827/G6/RP | 79692 |  | A19 | General Purpose Replacement | E26 (Medium) | Omnidirectional | LED | 5 | 60 | 107 | 60.1 |  |  |  | 800 | 8.5 | 94.1 | No | 25000 | 2700 | 81 | 1 | 0.9 | -20 | Dimmable |  |  | Not for Use in Enclosed Fixtures |  |  |  | 2014-11-01 | 2015-03-06 | United States, Canada | ES_1018393_79692_05042016092233_4571955 | 2266693
LEDVANCE, formerly OSRAM SYLVANIA | Sylvania [Osram] | LED8.5A19/DIM/O/850/G5/DIS | 79165 |  | A19 | General Purpose Replacement | E26 (Medium) | Omnidirectional | LED | 5 | 60 | 106.5 | 59.7 |  |  |  | 800 | 8.5 | 94.1 | No | 25000 | 5000 | 83 | 11 | 0.9 | -20 | Dimmable |  |  | Not for Use in Enclosed Fixtures |  |  |  | 2014-11-01 | 2015-03-09 | United States, Canada | ES_1018393_79165_03062015141233_5124628 | 2234408
LEDVANCE, formerly OSRAM SYLVANIA | Sylvania [Osram] | LED8.5A19/DIM/O/850/G5/RP | 79160 |  | A19 | General Purpose Replacement | E26 (Medium) | Omnidirectional | LED | 5 | 60 | 106.5 | 59.7 |  |  |  | 800 | 8.5 | 94.1 | No | 25000 | 5000 | 83 | 11 | 0.9 | -20 | Dimmable |  |  | Not for Use in Enclosed Fixtures |  |  |  | 2014-11-01 | 2015-03-09 | United States, Canada | ES_1018393_79160_03062015141233_9055292 | 2234407
LEDVANCE, formerly OSRAM SYLVANIA | Sylvania [Osram] | LED8.5A19/DIM/O/850/G6/RP | 72594 |  | A19 | General Purpose Replacement | E26 (Medium) | Omnidirectional | LED | 5 | 60 | 106.5 | 59.7 |  |  |  | 800 | 8.5 | 94.1 | No | 25000 | 5000 | 83 | 11 | 0.9 | -20 | Dimmable |  |  | Not for Use in Enclosed Fixtures |  |  |  | 2014-11-01 | 2015-03-09 | United States, Canada | ES_1018393_72594_05032016110541_4344446 | 2267810
LEDVANCE, formerly OSRAM SYLVANIA | Sylvania [Osram] | LED8.5A19/DIM/O/850/G6/RP | 79690 |  | A19 | General Purpose Replacement | E26 (Medium) | Omnidirectional | LED | 5 | 60 | 106.5 | 59.7 |  |  |  | 800 | 8.5 | 94.1 | No | 25000 | 5000 | 83 | 11 | 0.9 | -20 | Dimmable |  |  | Not for Use in Enclosed Fixtures |  |  |  | 2014-11-01 | 2015-03-09 | United States, Canada | ES_1018393_79690_05032016110541_87549 | 2267811
LEDVANCE, formerly OSRAM SYLVANIA | Sylvania [Osram] | LED8.5WA19/DIM/O/835/G6/RP | 79684 |  | A19 | General Purpose Replacement | E26 (Medium) | Omnidirectional | LED | 5 | 60 | 60 | 107 |  |  |  | 800 | 8.5 | 94.1 | No | 25000 | 3500 | 83 | 9 | 0.9 | -20 | Dimmable | 20% |  | Damp Location Rated,Use With Timers,Enclosed Fixtures,Recessed Fixtures,Use With Photo And/Or Motion Sensors |  |  |  | 2016-03-05 | 2016-03-14 | United States, Canada | ES_1018393_79684_03102016134945_7008935 | 2262372
LEDVANCE, formerly OSRAM SYLVANIA | Sylvania [Osram] | LED8PAR20/DIM/830/FL40/GL1/W | 78981 |  | PAR20 | Reflector (Flood/Spot) | E26 (Medium) | Directional | LED | 5 | 60 | 83.9 | 63.9 | 1848 |  | 25 | 571 | 7.4 | 77.5 | No | 25000 | 3000 | 81 | 4 | 1 | 0 | Dimmable |  |  | Wet Location Rated |  |  |  | 2015-11-16 | 2015-11-30 | United States, Canada | ES_1018393_78981_11202015154153_954675 | 2253942
Lighting Science Group, Corp | Lighting Science | LED lamps | LSPro BR30 65WE CW 120 FS1 BX |  | BR30 | Reflector (Flood/Spot) | E26 (Medium) | Directional | LED | 5 | 65 | 130 | 95 |  |  |  | 690 | 10 | 70 | No | 25000 | 5000 | 96 | 86 | 1 | -18 | Dimmable | 20% |  | None |  |  |  | 2015-12-08 | 2015-12-14 | United States, Canada | ES_1071878_LSPro BR30 65WE CW 120 FS1 BX_12232015102520_2811136 | 2255444
Lighting Science Group, Corp | Lighting Science | LED lamps | LSPro BR30 65WE NW 120 FS1 BX |  | BR30 | Reflector (Flood/Spot) | E26 (Medium) | Directional | LED | 5 | 65 | 130 | 95 |  |  |  | 850 | 10 | 86.2 | No | 25000 | 4000 | 93 | 67 | 1 | -18 | Dimmable | 20% |  | None |  |  |  | 2015-12-08 | 2015-12-14 | United States, Canada | ES_1071878_LSPro BR30 65WE NW 120 FS1 BX_12232015102520_8133031 | 2255443
Litetronics International Inc. | Earthmate | E145218LW-1 | E145218LW-1 |  | CFL A-type | General Purpose Replacement | E26 (Medium) | Omnidirectional | CFL | 7 | 60 | 113.4 | 59.9 |  | 1.5 |  | 800 | 14.2 | 56.3 | No | 10000 | 2700 | 82 | -6 | 0.6 | -18 |  |  |  | None |  |  |  | 2014-09-20 | 2014-09-24 | United States | ES_21060_E145218LW-1_09242014040440_1023677 | 2220188
Litetronics International Inc. | Litetronics | 15W 25?PAR30 | LP15564NF4D |  | PAR30L | Reflector (Flood/Spot) | E26 (Medium) | Directional | LED | 3 | 75 | 114.3 | 96.5 | 3431 |  | 25 | 800 | 15 | 53.3 | No | 30000 | 3000 | 86 | 28 | 1 | -20 | Dimmable | 10% |  | None |  |  |  | 2014-04-25 | 2014-04-24 | United States, Canada | ES_21060_LP15564NF4D_05052014114501_7876901 | 2209924
Litetronics International Inc. | Litetronics | 15W PAR30 2700K | LP15564NF2D |  | PAR30L | Reflector (Flood/Spot) | E26 (Medium) | Directional | LED | 3 | 75 | 114.3 | 96.5 | 3780 |  | 25 | 967 | 15 | 64.5 | No | 30000 | 2700 | 84 | 21 | 1 | -20 | Dimmable | 10% |  | None |  |  |  | 2014-06-02 | 2014-06-12 | United States, Canada | ES_21060_LP15564NF2D_07162014175850_1592955 | 2215619
Litetronics International Inc. | Litetronics | 15W PAR30 2700K | LP15564WF2D |  | PAR30L | Reflector (Flood/Spot) | E26 (Medium) | Directional | LED | 3 | 75 | 114.3 | 96.5 | 1231 |  | 60 | 967 | 15 | 64.5 | No | 30000 | 2700 | 84 | 21 | 1 | -20 | Dimmable | 10% |  | None |  |  |  | 2014-06-02 | 2014-06-12 | United States, Canada | ES_21060_LP15564WF2D_07162014175850_4557863 | 2215621
Litetronics International Inc. | Litetronics | 16W 25?PAR38 | LP16566NF4D |  | PAR38 | Reflector (Flood/Spot) | E26 (Medium) | Directional | LED | 3 | 90 | 129.5 | 121.9 | 3714 |  | 25 | 950 | 16 | 59.4 | No | 30000 | 3000 | 87 | 32 | 1 | -20 | Dimmable | 10% |  | None |  |  |  | 2014-04-25 | 2014-04-24 | United States, Canada | ES_21060_LP16566NF4D_05052014114526_2588981 | 2209921
Litetronics International Inc. | Litetronics | 16W 60?PAR38 | LP16566WF4D |  | PAR38 | Reflector (Flood/Spot) | E26 (Medium) | Directional | LED | 3 | 90 | 129.5 | 121.9 | 1287 |  | 60 | 950 | 16 | 59.4 | No | 30000 | 3000 | 87 | 32 | 1 | -20 | Dimmable | 10% |  | None |  |  |  | 2014-04-25 | 2014-04-24 | United States, Canada | ES_21060_LP16566WF4D_05052014114526_2927324 | 2209923
Litetronics International Inc. | Litetronics | 16W PAR38 2700K | LP16566FL2D |  | PAR38 | Reflector (Flood/Spot) | E26 (Medium) | Directional | LED | 3 | 90 | 129.5 | 121.9 | 1824 |  | 40 | 1057 | 16 | 66.1 | No | 30000 | 2700 | 84 | 21 | 1 | -20 | Dimmable | 10% |  | None |  |  |  | 2014-06-02 | 2014-06-12 | United States, Canada | ES_21060_LP16566FL2D_07162014175902_2924954 | 2215617
Litetronics International Inc. | Litetronics | 16W PAR38 2700K | LP16566NF2D |  | PAR38 | Reflector (Flood/Spot) | E26 (Medium) | Directional | LED | 3 | 90 | 129.5 | 121.9 | 4066 |  | 25 | 1057 | 16 | 66.1 | No | 30000 | 2700 | 84 | 21 | 1 | -20 | Dimmable | 10% |  | None |  |  |  | 2014-06-02 | 2014-06-12 | United States, Canada | ES_21060_LP16566NF2D_07162014175902_1800072 | 2215616
Litetronics International Inc. | Litetronics | 16W PAR38 2700K | LP16566WF2D |  | PAR38 | Reflector (Flood/Spot) | E26 (Medium) | Directional | LED | 3 | 90 | 129.5 | 121.9 | 1287 |  | 60 | 1057 | 16 | 66.1 | No | 30000 | 2700 | 84 | 21 | 1 | -20 | Dimmable | 10% |  | None |  |  |  | 2014-06-02 | 2014-06-12 | United States, Canada | ES_21060_LP16566WF2D_07162014175902_4382151 | 2215618
Litetronics International Inc. | Litetronics | 8W 60 degree PAR20 | LP08560WF4D |  | PAR20 | Reflector (Flood/Spot) | E26 (Medium) | Directional | LED | 3 | 50 | 86.4 | 63.5 | 669 |  | 60 | 500 | 8 | 62.5 | No | 30000 | 3000 | 86 | 30 | 1 | -20 | Dimmable | 10% |  | None |  |  |  | 2014-04-25 | 2014-04-24 | United States, Canada | ES_21060_LP08560WF4D_05052014114337_2817899 | 2209929
Litetronics International Inc. | Litetronics | 8W BR20 2700K | LP08547FL2D |  | R20 | Reflector (Flood/Spot) | E26 (Medium) | Directional | LED | 5 | 50 | 98 | 65 |  |  | 110 |  | 8 | 62.3 | No | 50000 | 2700 | 83 | 15 | 0.8 | -20 | Dimmable | 10% |  | Other,Not for use in Recessed Fixture |  |  |  | 2014-09-20 | 2014-09-30 | United States | ES_21060_LP08547FL2D_10012014162049_3299673 | 2221020
Litetronics International Inc. | Litetronics | 8W BR20 3000K | LP08547FL4D |  | R20 | Reflector (Flood/Spot) | E26 (Medium) | Directional | LED | 5 | 45 | 98 | 65 |  |  | 110 |  | 8 | 62.3 | No | 50000 | 3000 | 83 | 6 | 0.8 | -20 | Dimmable | 10% |  | Other,Not for use in Recessed Fixture |  |  |  | 2014-09-20 | 2014-09-30 | United States | ES_21060_LP08547FL4D_10012014162049_6269206 | 2221021
Litetronics International Inc. | Litetronics | 8W BR20 4000K | LP08547FL6D |  | R20 | Reflector (Flood/Spot) | E26 (Medium) | Directional | LED | 5 | 50 | 98 | 65 |  |  | 110 |  | 8 | 62.3 | No | 50000 | 4000 | 87 | 24 | 0.8 | -20 | Dimmable | 10% |  | Other,Not for use in Recessed Fixture |  |  |  | 2014-09-20 | 2014-09-30 | United States | ES_21060_LP08547FL6D_10012014162049_3776846 | 2221022
Litetronics International Inc. | Litetronics | 8W PAR20 2700K | LP08560NF2D |  | PAR20 | Reflector (Flood/Spot) | E26 (Medium) | Directional | LED | 3 | 50 | 86.4 | 63.5 | 1845 |  | 25 | 500 | 8 | 62.5 | No | 30000 | 2700 | 86 | 30 | 1 | -20 | Dimmable | 10% |  | None |  |  |  | 2014-04-25 | 2014-04-24 | United States, Canada | ES_21060_LP08560NF2D_06132014145322_6597685 | 2213610
Litetronics International Inc. | Litetronics | 8W PAR20 2700K | LP08560WF2D |  | PAR20 | Reflector (Flood/Spot) | E26 (Medium) | Directional | LED | 3 | 50 | 86.4 | 63.5 | 669 |  | 60 | 500 | 8 | 62.5 | No | 30000 | 2700 | 86 | 30 | 1 | -20 | Dimmable | 10% |  | None |  |  |  | 2014-04-25 | 2014-04-24 | United States, Canada | ES_21060_LP08560WF2D_06132014145322_1154310 | 2213612
Litetronics International Inc. | Litetronics | CFL | L-13C27 |  | CFL Bare Spiral | General Purpose Replacement | GU24 | Omnidirectional | CFL | 2 | 60 | 98 | 50 |  | 1.5 |  | 900 | 13.8 | 65.1 | No | 10000 | 2700 | 82 | -7 | 0.6 | -15 |  |  |  | Not for Use in Recessed Fixtures,Not for Use in Enclosed Fixtures |  |  |  | 2014-10-30 | 2014-11-12 | United States, Canada | ES_21060_L-13C27_11132014141408_1446869 | 2225683
Litetronics International Inc. | Litetronics | CFL | L-18C27 |  | CFL Bare Spiral | General Purpose Replacement | GU24 | Omnidirectional | CFL | 2 | 75 | 112 | 51 |  | 1.5 |  | 1300 | 18 | 72.2 | No | 10000 | 2700 | 82 | -9 | 0.5 | -15 |  |  |  | Not for Use in Recessed Fixtures,Not for Use in Enclosed Fixtures |  |  |  | 2014-10-30 | 2014-11-12 | United States, Canada | ES_21060_L-18C27_11132014141402_2508623 | 2225684
Litetronics International Inc. | Litetronics | CFL | L-23527D |  | CFL Bare Spiral | General Purpose Replacement | E26 (Medium) | Omnidirectional | CFL | 2 | 75 | 127 | 56 |  | 2.5 |  | 1620 | 23.8 | 68.2 | No | 10000 | 2700 | 83 | -8 | 1 | -18 | Dimmable | 20% |  | Not for Use in Enclosed Fixtures |  |  |  | 2015-03-20 | 2015-03-20 | United States | ES_21060_L-23527D_03272015163355_7565436 | 2235287
Litetronics International Inc. | Litetronics | CFL | L-23C27 |  | CFL Bare Spiral | General Purpose Replacement | GU24 | Omnidirectional | CFL | 2 | 100 | 117 | 60 |  | 2 |  | 1600 | 23.7 | 67.5 | No | 10000 | 2700 | 83 | -7 | 0.6 | -15 |  |  |  | Not for Use in Recessed Fixtures,Not for Use in Enclosed Fixtures |  |  |  | 2014-11-30 | 2014-12-01 | United States, Canada | ES_21060_L-23C27_12032014175047_8326630 | 2226669
Litetronics International Inc. | Litetronics | CFL | L-33627 |  | CFL Bare Spiral | General Purpose Replacement | E26 (Medium) | Omnidirectional | CFL | 2 | 125 | 133.4 | 63 |  | 2.5 |  | 2150 | 33 | 65.2 | Yes | 10000 | 2700 | 81 | -20 | 0.6 | -18 |  |  |  | Not for Use in Enclosed Fixtures |  |  |  | 2014-11-11 | 2014-11-10 | United States | ES_21060_L-33627_11102014174333_5814731 | 2226435
Litetronics International Inc. | Litetronics | CFL | NL-10527 |  | CFL Bare Spiral | General Purpose Replacement | E26 (Medium) | Omnidirectional | CFL | 2 | 40 | 92.2 | 40.2 |  | 2.5 |  | 650 | 10 | 65 | No | 10000 | 2700 | 81 | -22 | 0.6 | -18 |  |  |  | Not for Use in Enclosed Fixtures |  |  |  | 2014-01-27 | 2014-10-20 | United States | ES_21060_NL-10527_10202014173718_2673462 | 2224410
Litetronics International Inc. | Litetronics | CFL | NL-13527 |  | CFL Bare Spiral | General Purpose Replacement | E26 (Medium) | Omnidirectional | CFL | 2 | 60 | 95.5 | 39.7 |  | 2.5 |  | 900 | 13 | 69.2 | No | 10000 | 2700 | 81 | -20 | 0.6 | -18 |  |  |  | Not for Use in Enclosed Fixtures |  |  |  | 2014-01-27 | 2014-10-20 | United States | ES_21060_NL-13527_10202014174209_5425211 | 2224411
LumenPros | LumenPros | LP BR30 15W 27K | LP-BR30-D-15-27K |  | BR30 | Reflector (Flood/Spot) | E26 (Medium) | Directional | LED | 3 | 75 | 133 | 95 |  |  | 110 | 1000 | 15.2 | 65.6 | No | 30000 | 2700 | 82 | 11 | 1 | -20 | Dimmable | 10% |  | None |  |  |  | 2015-04-15 | 2015-04-20 | United States | ES_1131022_LP-BR30-D-15-27K_04222015140652_6591140 | 2237661
LumenPros | LumenPros | LP BR30 15W 30K | LP-BR30-D-15-30K |  | BR30 | Reflector (Flood/Spot) | E26 (Medium) | Directional | LED | 3 | 75 | 134.6 | 96.5 |  |  | 110 | 1000 | 15 | 66.7 | No | 30000 | 3000 | 83 | 18 | 1 | -20 | Dimmable | 10% |  | None |  |  |  | 2015-04-15 | 2015-04-20 | United States | ES_1131022_LP-BR30-D-15-30K_04222015140652_3489888 | 2237660
LumenPros | LumenPros | LP BR40 16W 27K | LP-BR40-D-16-27K |  | BR40 | Reflector (Flood/Spot) | E26 (Medium) | Directional | LED | 3 | 90 | 160 | 126 |  |  | 110 | 1300 | 16.3 | 79.8 | No | 30000 | 2700 | 81 | 10 | 1 | -20 | Dimmable | 10% |  | None |  |  |  | 2015-04-15 | 2015-04-20 | United States | ES_1131022_LP-BR40-D-16-27K_04222015140732_4379762 | 2237659
LumenPros | LumenPros | LP BR40 16W 30K | LP-BR40-D-16-30K |  | BR40 | Reflector (Flood/Spot) | E26 (Medium) | Directional | LED | 3 | 90 | 162.6 | 129.5 |  |  | 110 | 1300 | 16 | 81 | No | 30000 | 3000 | 83 | 19 | 1 | -20 | Dimmable | 10% |  | None |  |  |  | 2015-04-15 | 2015-04-20 | United States | ES_1131022_LP-BR40-D-16-30K_04222015140732_3872300 | 2237658
LumenPros | LumenPros | Omni LED Lamp A19 | LP-A19-D-27K-9.5 |  | A19 | General Purpose Replacement | E26 (Medium) | Omnidirectional | LED | 3 | 60 | 111.7 | 59.6 |  |  |  | 810 | 9.5 | 85.3 | No | 25000 | 2700 | 82 | 6 | 0.9 | -20 | Dimmable | 10% |  | Damp Location Rated,Not for Use in Enclosed Fixtures,Recessed Fixtures |  |  |  | 2015-04-20 | 2015-04-28 | United States, Canada | ES_1131022_LP-A19-D-27K-9.5_04282015151121_2094701 | 2239174
LumenPros | LumenPros | Omni LED Lamp A19 | LP-A19-D-30K-9.5 |  | A19 | General Purpose Replacement | E26 (Medium) | Omnidirectional | LED | 3 | 60 | 111.8 | 59.6 |  |  |  | 810 | 9.5 | 85.3 | No | 25000 | 3000 | 83 | 19 | 0.9 | -20 | Dimmable | 10% |  | Damp Location Rated,Not for Use in Enclosed Fixtures,Recessed Fixtures |  |  |  | 2015-04-20 | 2015-04-28 | United States, Canada | ES_1131022_LP-A19-D-30K-9.5_04282015151153_9078246 | 2239175
LumenPros | LumenPros | Omni LED Lamp A19 | LP-A19-D-40K-9.5 |  | A19 | General Purpose Replacement | E26 (Medium) | Omnidirectional | LED | 3 | 60 | 111.5 | 59.6 |  |  |  | 810 | 9.5 | 85.3 | No | 25000 | 4000 | 85 | 20 | 0.9 | -20 | Dimmable | 10% |  | Damp Location Rated,Not for Use in Enclosed Fixtures,Recessed Fixtures |  |  |  | 2015-04-20 | 2015-04-28 | United States, Canada | ES_1131022_LP-A19-D-40K-9.5_04282015151221_0198734 | 2239176
Luminance | LUMIN | CFL | LUE26G2509-27K |  | CFL Globe | Globe | E26 (Medium) | Decorative | CFL | 2 | 60 | 110 | 80 |  | 2 |  | 500 | 9.3 | 53.5 | No | 10000 | 2700 | 83 | -11 | 0.6 | -23 |  |  |  | None |  |  |  | 2014-12-17 | 2014-12-19 | United States | ES_1122933_LUE26G2509-27K_12222014103707_7153588 | 2229878
Luminance | LUMIN | CFL | LUE26G2514-27K |  | CFL Globe | Globe | E26 (Medium) | Decorative | CFL | 2 | 100 | 110 | 80 |  | 2 |  | 800 | 14.3 | 56 | No | 10000 | 2700 | 83 | -5 | 0.6 | -23 |  |  |  | None |  |  |  | 2014-12-16 | 2014-12-19 | United States | ES_1122933_LUE26G2514-27K_12222014184519_2150444 | 2229882
Luminance | LUMIN | CFL | LUGU24S13-27K |  | CFL Bare Spiral | General Purpose Replacement | GU24 | Omnidirectional | CFL | 2 | 60 | 92 | 48 |  | 2.8 |  | 900 | 13 | 69.2 | No | 10000 | 2700 | 82 | -6 | 0.6 | -23 |  |  |  | Not for Use in Enclosed Fixtures |  |  |  | 2014-12-19 | 2015-01-02 | United States | ES_1122933_LUGU24S13-27K_01072015095305_7234913 | 2230694
Luminance | LUMIN | CFL | LUGU24S13-41K |  | CFL Bare Spiral | General Purpose Replacement | GU24 | Omnidirectional | CFL | 2 | 60 | 101.7 | 48.5 |  | 2.8 |  | 900 | 13 | 69.2 | No | 10000 | 4100 | 81 | -11 | 0.6 | -12 |  |  |  | None |  |  |  | 2014-04-25 | 2014-04-24 | United States | ES_1122933_LUGU24S13-41K_05062014170601_2756639 | 2210057
Luminance | LUMIN | CFL | LUGU24S23-27K |  | CFL Bare Spiral | General Purpose Replacement | GU24 | Omnidirectional | CFL | 3 | 100 | 120 | 60 |  | 2.5 |  | 1600 | 23 | 69.6 | No | 10000 | 2700 | 83 | -6 | 0.5 | -23 |  |  |  | None |  |  |  | 2014-12-17 | 2014-12-19 | United States | ES_1122933_LUGU24S23-27K_12222014184512_6766793 | 2229881
Luminance | LUMIN | L7510-1 | L7510-1 |  | A19 | General Purpose Replacement | E26 (Medium) | Omnidirectional | LED | 5 | 60 | 112.3 | 64.9 |  |  |  | 800 | 9 | 88.9 | No | 25000 | 2700 | 82 | 7 | 0.9 | -20 | Dimmable | 10% |  | Damp Location Rated,Not for Use in Enclosed Fixtures |  |  |  | 2015-06-15 | 2015-06-15 | United States | ES_1122933_L7510-1_06152015042550_1023831 | 2241564
Luminance | LUMIN | L7521-1 | L7521-1 |  | BR30 | Reflector (Flood/Spot) | E26 (Medium) | Directional | LED | 5 | 65 | 128.9 | 94.7 |  |  | 120 | 850 | 11 | 77.3 | No | 25000 | 2700 | 82 | 9 | 1 | -20 | Dimmable | 10% |  | Damp Location Rated,Not for Use in Enclosed Fixtures |  |  |  | 2015-11-16 | 2015-11-18 | United States | ES_1122933_L7521-1 _11182015111731_1023927 | 2252905
Luminance | LUMIN | L7522-1 | L7522-1 |  | BR40 | Reflector (Flood/Spot) | E26 (Medium) | Directional | LED | 5 | 100 | 158.7 | 120 |  |  | 109 | 1400 | 17 | 82.4 | No | 25000 | 2700 | 82 | 9 | 0.9 | -20 | Dimmable | 10% |  | Damp Location Rated,Not for Use in Enclosed Fixtures |  |  |  | 2015-11-24 | 2015-11-24 | United States | ES_1122933_L7522-1_11242015050000_1023933 | 2253457
Luminance | LUMIN | L7523 | L7523 |  | BR30 | Reflector (Flood/Spot) | E26 (Medium) | Directional | LED | 5 | 65 | 128.9 | 94.7 |  |  | 120 | 850 | 11 | 77.3 | No | 25000 | 3000 | 82 | 9 | 1 | -20 | Dimmable | 10% |  | Damp Location Rated,Not for Use in Enclosed Fixtures |  |  |  | 2015-11-16 | 2015-11-16 | United States | ES_1122933_L7523 _11182015023110_1023927 | 2252913
Luminance | LUMIN | L7560-1 | L7560-1 |  | Decorative Candle: Other | Decorative | E12 (Candelabra) | Decorative | LED | 5 | 40 | 97.2 | 35 |  |  |  | 325 | 5 | 65 | No | 25000 | 2700 | 82 | 7 | 0.9 | -20 | Dimmable | 10% |  | Damp Location Rated,Not for Use in Enclosed Fixtures |  |  |  | 2015-11-16 | 2015-11-18 | United States | ES_1122933_ L7560-1 _11182015110621_1023927 | 2252901
LEDVANCE, formerly OSRAM SYLVANIA | Sylvania [Osram] | LED8PAR20/DIM/830/FL40/GL1/W/RP | 74055 |  | PAR20 | Reflector (Flood/Spot) | E26 (Medium) | Directional | LED | 5 | 60 | 83.9 | 63.9 | 1848 |  | 25 | 571 | 7.4 | 77.5 | No | 25000 | 3000 | 81 | 4 | 1 | 0 | Dimmable |  |  | Wet Location Rated |  |  |  | 2015-11-16 | 2015-11-30 | United States, Canada | ES_1018393_74055_11202015154153_6356126 | 2253941
LEDVANCE, formerly OSRAM SYLVANIA | Sylvania [Osram] | LED8PAR20/DIM/830/FL40/GL1/W/RP | 74056 |  | PAR20 | Reflector (Flood/Spot) | E26 (Medium) | Directional | LED | 5 | 60 | 83.9 | 63.9 | 1848 |  | 25 | 571 | 7.4 | 77.5 | No | 25000 | 3000 | 81 | 4 | 1 | 0 | Dimmable |  |  | Wet Location Rated |  |  |  | 2015-11-16 | 2015-11-30 | United States, Canada | ES_1018393_74056_11202015154153_237374 | 2253940
LEDVANCE, formerly OSRAM SYLVANIA | Sylvania [Osram] | LED8PAR20/DIM/850/FL40/GL1/W/RP | 74053 |  | PAR20 | Reflector (Flood/Spot) | E26 (Medium) | Directional | LED | 5 | 60 | 84 | 63.8 | 1881 |  | 25 | 500 | 7 | 71.4 | No | 25000 | 5000 | 83 | 12 | 1 | 0 | Dimmable |  |  | Wet Location Rated |  |  |  | 2015-11-16 | 2015-11-30 | United States, Canada | ES_1018393_74053_11252015113805_9054682 | 2253944
LEDVANCE, formerly OSRAM SYLVANIA | Sylvania [Osram] | LED8PAR20/DIM/850/FL40/GL1/W/RP | 74054 |  | PAR20 | Reflector (Flood/Spot) | E26 (Medium) | Directional | LED | 5 | 60 | 84 | 63.8 | 1881 |  | 25 | 500 | 7 | 71.4 | No | 25000 | 5000 | 83 | 12 | 1 | 0 | Dimmable |  |  | Wet Location Rated |  |  |  | 2015-11-16 | 2015-11-30 | United States, Canada | ES_1018393_74054_11252015113805_9706384 | 2253943
LEDVANCE, formerly OSRAM SYLVANIA | Sylvania [Osram] | LED8PAR20/PRO/827/WSP15/P3 | 79023 |  | PAR20 | Reflector (Flood/Spot) | E26 (Medium) | Directional | LED | 5 | 50 | 88 | 64 | 6241 |  | 15 | 550 | 8.1 | 67.9 | No | 25000 | 2700 | 82 | 14 | 0.9 | -20 | Dimmable |  |  | Damp Location Rated,Use With Timers,Enclosed Fixtures,Recessed Fixtures,Use With Photo And/Or Motion Sensors |  |  |  | 2015-04-28 | 2015-04-28 | United States, Canada | ES_1018393_79023_04292015081025_3424646 | 2238801
LEDVANCE, formerly OSRAM SYLVANIA | Sylvania [Osram] | LED8PAR20/PRO/830/WSP15/P3 | 79019 |  | PAR20 | Reflector (Flood/Spot) | E26 (Medium) | Directional | LED | 5 | 50 | 88 | 64 | 6241 |  | 15 | 550 | 8.2 | 67.1 | No | 25000 | 3000 | 82 | 18 | 0.9 | -20 | Dimmable |  |  | Damp Location Rated,Use With Timers,Enclosed Fixtures,Recessed Fixtures,Use With Photo And/Or Motion Sensors |  |  |  | 2015-04-28 | 2015-04-28 | United States, Canada | ES_1018393_79019_04292015081619_5904046 | 2238811
LEDVANCE, formerly OSRAM SYLVANIA | Sylvania [Osram] | LED8PAR20/PRO/840/WSP15/P3 | 79026 |  | PAR20 | Reflector (Flood/Spot) | E26 (Medium) | Directional | LED | 5 | 50 | 88 | 64 | 6241 |  | 15 | 600 | 8.1 | 74.1 | No | 25000 | 4000 | 85 | 27 | 0.9 | -20 | Dimmable |  |  | Damp Location Rated,Use With Timers,Enclosed Fixtures,Recessed Fixtures,Use With Photo And/Or Motion Sensors |  |  |  | 2015-04-28 | 2015-04-28 | United States, Canada | ES_1018393_79026_04292015082541_6673242 | 2238812
LEDVANCE, formerly OSRAM SYLVANIA | Sylvania [Osram] | LED8PAR20/PRO/927/WSP15/P3 | 78996 |  | PAR20 | Reflector (Flood/Spot) | E26 (Medium) | Directional | LED | 5 | 50 | 64 | 88 | 4724 |  | 15 | 450 | 8.2 | 54.9 | No | 25000 | 2700 | 97 | 92 | 1 | -20 | Dimmable |  |  | Damp Location Rated,Enclosed Fixtures,Recessed Fixtures |  |  |  | 2015-05-01 | 2015-05-12 | United States, Canada | ES_1018393_78996_05122015142735_2458154 | 2239582
LEDVANCE, formerly OSRAM SYLVANIA | Sylvania [Osram] | LED8PAR20/PRO/930/WSP15/P3 | 79066 |  | PAR20 | Reflector (Flood/Spot) | E26 (Medium) | Directional | LED | 5 | 50 | 64 | 88 | 4845 |  | 15 | 470 | 8.2 | 56.7 | No | 25000 | 3000 | 97 | 95 | 1 | -20 | Dimmable |  |  | Damp Location Rated,Enclosed Fixtures,Recessed Fixtures |  |  |  | 2015-05-01 | 2015-05-12 | United States, Canada | ES_1018393_79066_05122015154654_329400 | 2239583
LEDVANCE, formerly OSRAM SYLVANIA | Sylvania [Osram] | LED8PAR20/PRO/940/WSP15/P3 | 79060 |  | PAR20 | Reflector (Flood/Spot) | E26 (Medium) | Directional | LED | 5 | 50 | 64 | 88 | 5111 |  | 15 | 480 | 8.2 | 58.5 | No | 25000 | 4000 | 96 | 98 | 1 | -20 | Dimmable |  |  | Damp Location Rated,Enclosed Fixtures,Recessed Fixtures |  |  |  | 2015-05-01 | 2015-05-12 | United States, Canada | ES_1018393_79060_06042015090307_1325647 | 2241082
LEDVANCE, formerly OSRAM SYLVANIA | Sylvania [Osram] | LED8PAR30LN/DIM/830/FL30/G2 | 79217 |  | PAR30L | Reflector (Flood/Spot) | E26 (Medium) | Directional | LED | 5 | 60 | 114.8 | 109.2 | 1756 |  | 30 | 650 | 8 | 81.3 | No | 25000 | 3000 | 82 | 10 | 0.9 | -20 | Dimmable |  |  | Damp Location Rated,Use With Timers,Enclosed Fixtures,Recessed Fixtures,Use With Photo And/Or Motion Sensors |  |  |  | 2015-06-01 | 2015-07-30 | United States, Canada | ES_1018393_79217_07302015131153_5009271 | 2244701
LEDVANCE, formerly OSRAM SYLVANIA | Sylvania [Osram] | LED8PAR30LN/DIM/830/FL30/RP/G2 | 79219 |  | PAR30L | Reflector (Flood/Spot) | E26 (Medium) | Directional | LED | 5 | 60 | 114.8 | 109.2 | 1756 |  | 30 | 650 | 8 | 81.3 | No | 25000 | 3000 | 82 | 10 | 0.9 | -20 | Dimmable |  |  | Damp Location Rated,Use With Timers,Enclosed Fixtures,Recessed Fixtures,Use With Photo And/Or Motion Sensors |  |  |  | 2015-06-01 | 2015-07-30 | United States, Canada | ES_1018393_79219_07302015130011_2877466 | 2244702
LEDVANCE, formerly OSRAM SYLVANIA | Sylvania [Osram] | LED9.5A19/DIM/O/827/G4/RP | 79486 |  | A19 | General Purpose Replacement | E26 (Medium) | Omnidirectional | LED | 5 | 75 | 107.3 | 59.5 |  |  |  | 1100 | 9.9 | 110.9 | No | 25000 | 2700 | 81 | 4 | 1 | -20 | Dimmable |  |  | Not for Use in Enclosed Fixtures |  |  |  | 2015-06-01 | 2015-09-23 | United States, Canada | ES_1018393_79486_09242015170250_6064874 | 2248979
LEDVANCE, formerly OSRAM SYLVANIA | Sylvania [Osram] | LED9.5A19/DIM/O/827/G4/RP | 79487 |  | A19 | General Purpose Replacement | E26 (Medium) | Omnidirectional | LED | 5 | 75 | 107.3 | 59.5 |  |  |  | 1100 | 9.9 | 110.9 | No | 25000 | 2700 | 81 | 4 | 1 | -20 | Dimmable |  |  | Not for Use in Enclosed Fixtures |  |  |  | 2015-06-01 | 2015-09-23 | United States, Canada | ES_1018393_79487_09242015170250_1662240 | 2248981
LEDVANCE, formerly OSRAM SYLVANIA | Sylvania [Osram] | LED9.5A19/DIM/O/827/G4/RP | 79488 |  | A19 | General Purpose Replacement | E26 (Medium) | Omnidirectional | LED | 5 | 75 | 107.3 | 59.5 |  |  |  | 1100 | 9.9 | 110.9 | No | 25000 | 2700 | 81 | 4 | 1 | -20 | Dimmable |  |  | Not for Use in Enclosed Fixtures |  |  |  | 2015-06-01 | 2015-09-23 | United States, Canada | ES_1018393_79488_09242015170250_2163507 | 2248980
LEDVANCE, formerly OSRAM SYLVANIA | Sylvania [Osram] | LED9.5A19/DIM/O/850/G4/RP | 79489 |  | A19 | General Purpose Replacement | E26 (Medium) | Omnidirectional | LED | 5 | 75 | 107.8 | 60 |  |  |  | 1100 | 9.6 | 114.5 | No | 25000 | 5000 | 83 | 11 | 1 | -20 | Dimmable |  |  | Not for Use in Enclosed Fixtures |  |  |  | 2015-06-01 | 2015-09-23 | United States, Canada | ES_1018393_79489_09242015152600_4778406 | 2248508
LEDVANCE, formerly OSRAM SYLVANIA | Sylvania [Osram] | LED9.5A19/DIM/O/850/G4/RP | 79490 |  | A19 | General Purpose Replacement | E26 (Medium) | Omnidirectional | LED | 5 | 75 | 107.8 | 60 |  |  |  | 1100 | 9.6 | 114.5 | No | 25000 | 5000 | 83 | 11 | 1 | -20 | Dimmable |  |  | Not for Use in Enclosed Fixtures |  |  |  | 2015-06-01 | 2015-09-23 | United States, Canada | ES_1018393_79490_09242015152600_1173975 | 2248509
LEDVANCE, formerly OSRAM SYLVANIA | Sylvania [Osram] | LED9A19/DIM/O/827/G5 | 79246 |  | A19 | General Purpose Replacement | E26 (Medium) | Omnidirectional | LED | 5 | 60 | 109.1 | 60.2 |  |  |  | 800 | 9 | 88.9 | No | 25000 | 2700 | 82 | 7 | 1 | -20 | Dimmable |  |  | Damp Location Rated,Use With Timers,Enclosed Fixtures,Recessed Fixtures,Use With Photo And/Or Motion Sensors |  |  |  | 2015-04-01 | 2015-07-22 | United States, Canada | ES_1018393_79246_07232015093126_4662286 | 2244431
LEDVANCE, formerly OSRAM SYLVANIA | Sylvania [Osram] | LED9A19/DIM/O/827/G5 | 79272 |  | A19 | General Purpose Replacement | E26 (Medium) | Omnidirectional | LED | 5 | 60 | 109.1 | 60.2 |  |  |  | 800 | 9 | 88.9 | No | 25000 | 2700 | 82 | 7 | 1 | -20 | Dimmable |  |  | Damp Location Rated,Use With Timers,Enclosed Fixtures,Recessed Fixtures,Use With Photo And/Or Motion Sensors |  |  |  | 2015-04-01 | 2015-07-22 | United States, Canada | ES_1018393_79272_07232015093126_3224298 | 2244432
Lighting Science Group, Corp | Lighting Science | LED lamps | LSPro BR30 65WE W27 120 FS1 BX |  | BR30 | Reflector (Flood/Spot) | E26 (Medium) | Directional | LED | 5 | 65 | 130 | 95 |  |  |  | 663 | 10 | 66 | No | 25000 | 2700 | 92 | 53 | 1 | -18 | Dimmable | 20% |  | None |  |  |  | 2015-12-08 | 2015-12-14 | United States, Canada | ES_1071878_LSPro BR30 65WE W27 120 FS1 BX_12232015102520_4274945 | 2255442
Lighting Science Group, Corp | Lighting Science | LED lamps | LSPro BR30 65WE WW 120 FS1 BX |  | BR30 | Reflector (Flood/Spot) | E26 (Medium) | Directional | LED | 5 | 65 | 130 | 95 |  |  |  | 722 | 10 | 75 | No | 25000 | 3000 | 95 | 68 | 1 | -18 | Dimmable | 20% |  | None |  |  |  | 2015-10-05 | 2015-10-12 | United States, Canada | ES_1071878_LSPro BR30 65WE WW 120 FS1 BX_10142015140636_3880949 | 2250213
Lighting Science Group, Corp | Lighting Science | LED lamps | LSPro BR30 75WE CW 120 FS1 BX |  | BR30 | Reflector (Flood/Spot) | E26 (Medium) | Directional | LED | 5 | 75 | 130 | 95 |  |  |  | 1006 | 15 | 67 | No | 25000 | 5000 | 96 | 91 | 1 | -18 | Dimmable | 20% |  | None |  |  |  | 2015-12-08 | 2015-12-11 | United States, Canada | ES_1071878_LSPro BR30 75WE CW 120 FS1 BX_12222015135725_3059091 | 2255283
Lighting Science Group, Corp | Lighting Science | LED lamps | LSPro BR30 75WE NW 120 FS1 BX |  | BR30 | Reflector (Flood/Spot) | E26 (Medium) | Directional | LED | 5 | 75 | 130 | 95 |  |  |  | 1082 | 15 | 75.7 | No | 25000 | 4000 | 93 | 68 | 1 | -18 | Dimmable | 20% |  | None |  |  |  | 2015-12-08 | 2015-12-11 | United States, Canada | ES_1071878_LSPro BR30 75WE NW 120 FS1 BX_12222015135725_5850826 | 2255282
Lighting Science Group, Corp | Lighting Science | LED lamps | LSPro BR30 75WE W27 120 FS1 BX |  | BR30 | Reflector (Flood/Spot) | E26 (Medium) | Directional | LED | 5 | 75 | 130 | 95 |  |  |  | 947 | 15 | 65 | No | 25000 | 2700 | 92 | 62 | 1 | -18 | Dimmable | 20% |  | None |  |  |  | 2015-12-08 | 2015-12-11 | United States, Canada | ES_1071878_LSPro BR30 75WE W27 120 FS1 BX_12222015135725_4016411 | 2255280
Lighting Science Group, Corp | Lighting Science | LED lamps | LSPro BR30 75WE WW 120 FS1 BX |  | BR30 | Reflector (Flood/Spot) | E26 (Medium) | Directional | LED | 5 | 75 | 130 | 95 |  |  |  | 1042 | 15 | 71 | No | 25000 | 3000 | 94 | 69 | 1 | -18 | Dimmable | 20% |  | None |  |  |  | 2015-12-08 | 2015-12-11 | United States, Canada | ES_1071878_LSPro BR30 75WE WW 120 FS1 BX_12222015135725_9185358 | 2255281
Lighting Science Group, Corp | Lighting Science | LED lamps | LSPro BR40 75WE CW 120 FS1 BX |  | BR40 | Reflector (Flood/Spot) | E26 (Medium) | Directional | LED | 5 | 75 | 165 | 125 |  |  |  | 1088 | 15 | 74 | No | 25000 | 5000 | 96 | 88 | 1 | -18 | Dimmable | 20% |  | None |  |  |  | 2015-12-08 | 2015-12-09 | United States, Canada | ES_1071878_LSPro BR40 75WE CW 120 FS1 BX_12102015130600_7482590 | 2254577
Lighting Science Group, Corp | Lighting Science | LED lamps | LSPro BR40 75WE NW 120 FS1 BX |  | BR40 | Reflector (Flood/Spot) | E26 (Medium) | Directional | LED | 5 | 75 | 165 | 125 |  |  |  | 1105 | 15 | 77 | No | 25000 | 4000 | 93 | 72 | 1 | -18 | Dimmable | 20% |  | None |  |  |  | 2015-12-08 | 2015-12-09 | United States, Canada | ES_1071878_LSPro BR40 75WE NW 120 FS1 BX_12102015130600_3852229 | 2254576
Lighting Science Group, Corp | Lighting Science | LED lamps | LSPro BR40 75WE W27 120 FS1 BX |  | BR40 | Reflector (Flood/Spot) | E26 (Medium) | Directional | LED | 5 | 75 | 165 | 125 |  |  |  | 984 | 15 | 65 | No | 25000 | 2700 | 95 | 64 | 1 | -18 | Dimmable | 20% |  | None |  |  |  | 2015-12-08 | 2015-12-09 | United States, Canada | ES_1071878_LSPro BR40 75WE W27 120 FS1 BX_12102015130600_3337099 | 2254620
Lighting Science Group, Corp | Lighting Science | LED lamps | LSPro BR40 75WE WW 120 FS1 BX |  | BR40 | Reflector (Flood/Spot) | E26 (Medium) | Directional | LED | 5 | 75 | 165 | 125 |  |  |  | 1118 | 15 | 77 | No | 25000 | 3000 | 92 | 61 | 1 | -18 | Dimmable | 20% |  | None |  |  |  | 2015-12-08 | 2015-12-09 | United States, Canada | ES_1071878_LSPro BR40 75WE WW 120 FS1 BX_12102015130600_3631199 | 2254621
Lighting Science Group, Corp | Lighting Science | LED lamps | LSPro BR40 90WE CW 120 FS1 BX |  | BR40 | Reflector (Flood/Spot) | E26 (Medium) | Directional | LED | 5 | 90 | 165 | 125 |  |  |  | 1335 | 20 | 68 | No | 25000 | 5000 | 96 | 89 | 1 | -18 | Dimmable | 20% |  | None |  |  |  | 2015-12-08 | 2015-12-09 | United States, Canada | ES_1071878_LSPro BR40 90WE CW 120 FS1 BX_12102015130611_3267228 | 2254619
Lighting Science Group, Corp | Lighting Science | LED lamps | LSPro BR40 90WE NW 120 FS1 BX |  | BR40 | Reflector (Flood/Spot) | E26 (Medium) | Directional | LED | 5 | 90 | 165 | 125 |  |  |  | 1408 | 20 | 76 | No | 25000 | 4000 | 94 | 74 | 1 | -18 | Dimmable | 20% |  | None |  |  |  | 2015-12-08 | 2015-12-09 | United States, Canada | ES_1071878_LSPro BR40 90WE NW 120 FS1 BX_12102015130611_4365584 | 2254618
Lighting Science Group, Corp | Lighting Science | LED lamps | LSPro BR40 90WE W27 120 FS1 BX |  | BR40 | Reflector (Flood/Spot) | E26 (Medium) | Directional | LED | 5 | 90 | 165 | 125 |  |  |  | 1276 | 20 | 65 | No | 25000 | 2700 | 94 | 63 | 1 | -18 | Dimmable | 20% |  | None |  |  |  | 2015-12-08 | 2015-12-09 | United States, Canada | ES_1071878_LSPro BR40 90WE W27 120 FS1 BX_12102015130611_2722218 | 2254616
Lighting Science Group, Corp | Lighting Science | LED lamps | LSPro BR40 90WE WW 120 FS1 BX |  | BR40 | Reflector (Flood/Spot) | E26 (Medium) | Directional | LED | 5 | 90 | 165 | 125 |  |  |  | 1343 | 20 | 71 | No | 25000 | 3000 | 94 | 67 | 1 | -18 | Dimmable | 20% |  | None |  |  |  | 2015-12-08 | 2015-12-09 | United States, Canada | ES_1071878_LSPro BR40 90WE WW 120 FS1 BX_12102015130611_5436396 | 2254617
Lighting Science Group, Corp | Lighting Science | LED lamps | LSPro R20 50WE CW 120 FS1 BX |  | R20 | Reflector (Flood/Spot) | E26 (Medium) | Directional | LED | 5 | 50 | 95 | 62 |  |  |  | 541 | 8 | 69 | No | 25000 | 5000 | 96 | 87 | 0.9 | -18 | Dimmable | 20% |  | None |  |  |  | 2015-12-08 | 2015-12-09 | United States, Canada | ES_1071878_LSPro R20 50WE CW 120 FS1 BX_12102015130631_7870152 | 2254615
Lighting Science Group, Corp | Lighting Science | LED lamps | LSPro R20 50WE NW 120 FS1 BX |  | R20 | Reflector (Flood/Spot) | E26 (Medium) | Directional | LED | 5 | 50 | 95 | 62 |  |  |  | 675 | 8 | 88 | No | 25000 | 4000 | 93 | 71 | 0.9 | -18 | Dimmable | 20% |  | None |  |  |  | 2015-12-08 | 2015-12-09 | United States, Canada | ES_1071878_LSPro R20 50WE NW 120 FS1 BX_12102015130631_8968333 | 2254614
Lighting Science Group, Corp | Lighting Science | LED lamps | LSPro R20 50WE W27 120 FS1 BX |  | R20 | Reflector (Flood/Spot) | E26 (Medium) | Directional | LED | 5 | 50 | 95 | 62 |  |  |  | 527 | 8 | 67 | No | 25000 | 2700 | 94 | 62 | 0.9 | -18 | Dimmable | 20% |  | None |  |  |  | 2015-12-08 | 2015-12-09 | United States, Canada | ES_1071878_LSPro R20 50WE W27 120 FS1 BX_12102015130631_1869780 | 2254612
Lighting Science Group, Corp | Lighting Science | LED lamps | LSPro R20 50WE WW 120 FS1 BX |  | R20 | Reflector (Flood/Spot) | E26 (Medium) | Directional | LED | 5 | 50 | 95 | 62 |  |  |  | 536 | 8 | 68 | No | 25000 | 3000 | 95 | 69 | 0.9 | -18 | Dimmable | 20% |  | None |  |  |  | 2015-12-08 | 2015-12-09 | United States, Canada | ES_1071878_LSPro R20 50WE WW 120 FS1 BX_12102015130631_5108478 | 2254613
Lighting Science Group, Corp | Lighting Science | LED Lamps | LSPro 16 50WE CW FL E26 120 BX |  | PAR16 | Reflector (Flood/Spot) | E26 (Medium) | Directional | LED | 5 | 50 | 72.1 | 50.3 | 1251 |  | 40 | 500 | 8 | 84 | No | 25000 | 5000 | 96 | 92 | 0.9 | -18 | Dimmable | 8% | No | None | No |  |  | 2016-03-21 | 2016-03-24 | United States, Canada | ES_1071878_LSPro 16 50WE CW FL E26 120 BX_04122016102309_3313722 | 2263929
Lighting Science Group, Corp | Lighting Science | LED Lamps | LSPro 16 50WE CW NFL E26 120 BX |  | PAR16 | Reflector (Flood/Spot) | E26 (Medium) | Directional | LED | 5 | 50 | 72.1 | 50.3 | 2937 |  | 25 | 500 | 8 | 84 | No | 25000 | 5000 | 96 | 92 | 0.9 | -18 | Dimmable | 8% | No | None | No |  |  | 2016-03-21 | 2016-03-24 | United States, Canada | ES_1071878_LSPro 16 50WE CW NFL E26 120 BX_04122016102309_7815945 | 2263933
Lighting Science Group, Corp | Lighting Science | LED Lamps | LSPro 16 50WE NW FL E26 120 BX |  | PAR16 | Reflector (Flood/Spot) | E26 (Medium) | Directional | LED | 5 | 50 | 72.1 | 50.3 | 1171 |  | 40 | 500 | 8 | 82 | No | 25000 | 4000 | 94 | 79 | 0.9 | -18 | Dimmable | 8% | No | None | No |  |  | 2016-03-21 | 2016-03-24 | United States, Canada | ES_1071878_LSPro 16 50WE NW FL E26 120 BX_04122016102309_5645253 | 2263928
Litetronics International Inc. | Litetronics | CFL | NL-20527 |  | CFL Bare Spiral | General Purpose Replacement | E26 (Medium) | Omnidirectional | CFL | 2 | 75 | 104.1 | 50.3 |  | 2.5 |  | 1300 | 20 | 65 | No | 10000 | 2700 | 81 | -25 | 0.6 | -18 |  |  |  | Not for Use in Enclosed Fixtures |  |  |  | 2014-01-27 | 2014-10-20 | United States | ES_21060_NL-20527_10202014172411_5942121 | 2224408
Litetronics International Inc. | Litetronics | CFL | NL-23527 |  | CFL Bare Spiral | General Purpose Replacement | E26 (Medium) | Omnidirectional | CFL | 2 | 100 | 110 | 50.3 |  | 2.5 |  | 1600 | 23 | 69.6 | No | 10000 | 2700 | 80 | -24 | 0.6 | -18 |  |  |  | Not for Use in Enclosed Fixtures |  |  |  | 2014-01-27 | 2014-10-20 | United States | ES_21060_NL-23527_10202014173154_4923861 | 2224409
Litetronics International Inc. | Litetronics | CFL 23W BR40 4100K | L-23541R40 |  | CFL Reflector | Reflector (Flood/Spot) | E26 (Medium) | Directional | CFL | 2 | 85 | 160 | 120 |  | 2.5 |  | 1200 | 23 | 52.2 | No | 10000 | 4100 | 84 | 21 | 0.6 | -18 |  |  |  | None |  |  |  | 2014-09-30 | 2014-10-07 | United States | ES_21060_L-23541R40_10092014142758_8787499 | 2221997
Litetronics International Inc. | Litetronics | CFL BR30 15W 2700K | L-15527R30-1 |  | CFL Reflector | Reflector (Flood/Spot) | E26 (Medium) | Directional | CFL | 2 | 65 | 147 | 94 |  | 2 |  | 750 | 15.1 | 50 | No | 10000 | 2700 | 81 | -9 | 0.6 | -18 |  |  |  | None |  |  |  | 2014-09-30 | 2014-10-07 | United States | ES_21060_L-15527R30-1_10092014142744_8789350 | 2221999
Litetronics International Inc. | Litetronics | CFL BR30 15W 4100K | L-15541R30 |  | CFL Reflector | Reflector (Flood/Spot) | E26 (Medium) | Directional | CFL | 2 | 65 | 147 | 94 |  | 2 |  | 750 | 15.7 | 50 | No | 10000 | 4100 | 86 | -6 | 0.6 | -18 |  |  |  | None |  |  |  | 2014-09-30 | 2014-10-07 | United States | ES_21060_L-15541R30_10092014142744_8832474 | 2222000
Litetronics International Inc. | Litetronics | CFL T3 13W 2700K | EL-13527 |  | CFL Bare Spiral | General Purpose Replacement | E26 (Medium) | Omnidirectional | CFL | 2 | 60 | 119 | 46 |  | 2 |  | 900 | 13.2 | 69.2 | No | 10000 | 2700 | 82 | -7 | 0.6 | -18 |  |  |  | None |  |  |  | 2014-09-30 | 2014-10-07 | United States | ES_21060_EL-13527_10092014144843_1737851 | 2222034
Litetronics International Inc. | Litetronics | CFL T3 13W 4100K | EL-13541 |  | CFL Bare Spiral | General Purpose Replacement | E26 (Medium) | Omnidirectional | CFL | 2 | 60 | 119 | 46 |  | 2 |  | 900 | 13.4 | 69.2 | No | 10000 | 4100 | 83 | -5 | 0.6 | -18 |  |  |  | None |  |  |  | 2014-09-30 | 2014-10-07 | United States | ES_21060_EL-13541_10092014144843_4919122 | 2222035
Litetronics International Inc. | Litetronics | CFL T3 13W 5000K | EL-13550 |  | CFL Bare Spiral | General Purpose Replacement | E26 (Medium) | Omnidirectional | CFL | 2 | 60 | 119 | 46 |  | 2 |  | 900 | 13.7 | 69.2 | No | 10000 | 5000 | 86 | 6 | 0.5 | -18 |  |  |  | None |  |  |  | 2014-09-30 | 2014-10-07 | United States | ES_21060_EL-13550_10092014144843_9356798 | 2222036
Litetronics International Inc. | Litetronics | CFL T3 18W 2700K | EL-18527 |  | CFL Bare Spiral | General Purpose Replacement | E26 (Medium) | Omnidirectional | CFL | 2 | 75 | 120 | 60 |  | 2.5 |  | 1325 | 18.5 | 71.7 | No | 10000 | 2700 | 82 | -5 | 0.6 | -18 |  |  |  | Not for Use in Enclosed Fixtures |  |  |  | 2014-12-05 | 2014-12-05 | United States | ES_21060_EL-18527_12122014164157_3207154 | 2229436
Litetronics International Inc. | Litetronics | CFL T3 18W 4100K | EL-18541 |  | CFL Bare Spiral | General Purpose Replacement | E26 (Medium) | Omnidirectional | CFL | 2 | 75 | 120 | 60 |  | 2.5 |  | 1320 | 18.3 | 72 | No | 10000 | 4100 | 83 | 11 | 0.5 | -18 |  |  |  | Not for Use in Enclosed Fixtures |  |  |  | 2014-12-05 | 2014-12-05 | United States | ES_21060_EL-18541_12122014164157_5250951 | 2229435
Litetronics International Inc. | Litetronics | CFL T3 18W 5000K | EL-18550 |  | CFL Bare Spiral | General Purpose Replacement | E26 (Medium) | Omnidirectional | CFL | 2 | 75 | 120 | 60 |  | 2.5 |  | 1325 | 19.1 | 69.6 | No | 10000 | 5000 | 86 | 34 | 0.6 | -18 |  |  |  | Not for Use in Enclosed Fixtures |  |  |  | 2014-12-05 | 2014-12-05 | United States | ES_21060_EL-18550_12122014164157_3558023 | 2229434
Litetronics International Inc. | Litetronics | Directional LED Lamp | LP16552FL2D |  | BR40 | Reflector (Flood/Spot) | E26 (Medium) | Directional | LED | 3 | 85 | 164.5 | 121.3 |  |  |  | 1200 | 17 | 70.6 | No | 25000 | 2700 | 82 | 16 | 0.9 | -20 | Dimmable | 10% |  | Damp Location Rated,Recessed Fixtures,Shatter Resistant |  |  |  | 2014-08-20 | 2014-08-19 | United States, Canada | ES_21060_LP16552FL2D_08252014144743_9427035 | 2217854
Litetronics International Inc. | Litetronics | L-14527A19-1 | L-14527A19-1 |  | CFL A-type | General Purpose Replacement | E26 (Medium) | Omnidirectional | CFL | 2 | 60 | 113.4 | 59.9 |  | 1.5 |  | 800 | 14.2 | 56.3 | No | 10000 | 2700 | 82 | -6 | 0.6 | -20 |  |  |  | None |  |  |  | 2014-09-20 | 2014-09-26 | United States | ES_21060_L-14527A19-1_09262014110221_1023679 | 2220567
Litetronics International Inc. | Litetronics | LED PAR38 | LP15566FL2D |  | PAR38 | Reflector (Flood/Spot) | E26 (Medium) | Directional | LED | 5 | 75 | 134.9 | 119.5 | 4088 |  | 28 | 980 | 15 | 65.3 | No | 50000 | 2700 | 83 | 18 | 1 | -20 | Dimmable | 20% |  | Not for Use in Enclosed Fixtures,Recessed Fixtures,Vibration Service |  |  |  | 2014-11-30 | 2014-12-22 | United States | ES_21060_LP15566FL2D_12222014162153_9817251 | 2230049
Litetronics International Inc. | Litetronics | LED PAR38 | LP15566FL4D |  | PAR38 | Reflector (Flood/Spot) | E26 (Medium) | Directional | LED | 5 | 75 | 134.7 | 118.5 | 4280 |  | 25 | 925 | 15 | 61.7 | No | 50000 | 3000 | 83 | 30 | 1 | -20 | Dimmable | 20% |  | Use With Timers,Not for Use in Enclosed Fixtures,Recessed Fixtures,Use With Photo And/Or Motion Sensors,Vibration Service |  |  |  | 2014-11-30 | 2014-12-19 | United States | ES_21060_LP15566FL4D_12192014160102_5632115 | 2230046
Litetronics International Inc. | Litetronics | LED PAR38 | LP15566WF2D |  | PAR38 | Reflector (Flood/Spot) | E26 (Medium) | Directional | LED | 5 | 75 | 135 | 119.1 | 1768 |  | 40 | 980 | 15 | 65.3 | No | 50000 | 2700 | 83 | 18 | 1 | -20 | Dimmable | 20% |  | Use With Timers,Not for Use in Enclosed Fixtures,Recessed Fixtures,Vibration Service,Use With Photo And/Or Motion Sensors |  |  |  | 2014-11-30 | 2014-12-22 | United States | ES_21060_LP15566WF2D_12222014162231_7431256 | 2230050
Litetronics International Inc. | Litetronics | LM07518WH2D-1 | LM07518WH2D-1 |  | A19 | General Purpose Replacement | E26 (Medium) | Omnidirectional | LED | 3 | 40 | 112.4 | 61 |  |  |  | 470 | 7 | 67.1 | No | 25000 | 2700 | 82 | 10 | 0.9 | -20 | Dimmable | 10% |  | Damp Location Rated,Not for Use in Enclosed Fixtures |  |  |  | 2015-01-25 | 2015-01-29 | United States | ES_21060_LM07518WH2D-1_01292015035440_1023758 | 2231970
Litetronics International Inc. | Litetronics | LM10518WH2D | LM10518WH2D |  | A19 | General Purpose Replacement | E26 (Medium) | Omnidirectional | LED | 3 | 60 | 112.3 | 60.9 |  |  |  | 800 | 10 | 80 | No | 25000 | 2700 | 81 | 5 | 0.9 | -20 | Dimmable | 10% |  | Damp Location Rated,Not for Use in Enclosed Fixtures |  |  |  | 2015-01-25 | 2015-01-29 | United States | ES_21060_LM10518WH2D_01292015040220_1023758 | 2231971
Litetronics International Inc. | Litetronics | LP06560NF2D | LP06560NF2D |  | PAR20 | Reflector (Flood/Spot) | E26 (Medium) | Directional | LED | 5 | 50 | 83.1 | 64 | 1554 |  | 25 | 370 | 6.4 | 57.8 | No | 50000 | 2700 | 83 | 21 | 0.7 | -20 | Dimmable | 20% |  | Not for Use in Recessed Fixtures,Not for Use in Enclosed Fixtures |  |  |  | 2015-01-16 | 2015-01-23 | United States | ES_21060_LP06560NF2D_01232015100621_1023749 | 2231737
Litetronics International Inc. | Litetronics | LP06560NF4D | LP06560NF4D |  | PAR20 | Reflector (Flood/Spot) | E26 (Medium) | Directional | LED | 5 | 50 | 82 | 63.1 | 1748 |  | 25 | 400 | 6.5 | 66.7 | No | 50000 | 3000 | 81 | 14 | 0.7 | -20 | Dimmable | 20% |  | Not for Use in Recessed Fixtures,Not for Use in Enclosed Fixtures |  |  |  | 2015-01-16 | 2015-01-22 | United States | ES_21060_LP06560NF4D_01232015103221_1023750 | 2231736
Luminance | LUMIN | L7571 | L7571 |  | G25 | Globe | E26 (Medium) | Decorative | LED | 5 | 40 | 123 | 79.9 |  |  |  | 450 | 6.1 | 81.6 | No | 25000 | 2700 | 82 | 16 | 0.7 | -20 | Dimmable | 10% |  | Damp Location Rated,Not for Use in Enclosed Fixtures |  |  |  | 2015-07-13 | 2015-07-13 | United States | ES_1122933_L7571_07132015042550_1023852 | 2243243
Luminance | LUMIN | LED | L7520-1 |  | R20 | Reflector (Flood/Spot) | E26 (Medium) | Directional | LED | 5 | 50 | 95 | 64 |  |  | 120 | 500 | 7.5 | 66.6 | No | 25000 | 2700 | 82 | 5 | 0.9 | -40 | Dimmable | 10% |  | None |  |  |  | 2014-12-20 | 2015-01-06 | United States, Canada | ES_1122933_L7520-1_01062015160127_3371784 | 2230604
Luminance | LUMIN | LED | L7540-1 |  | MR16 | Reflector (Flood/Spot) | GU5.3 | Directional | LED | 5 | 65 | 49 | 48 | 1380 |  | 38 | 500 | 7.2 | 69.7 | No | 25000 | 3000 | 84 | 23 | 0.7 | -40 | Dimmable | 20% |  | None |  |  |  | 2014-12-20 | 2014-12-22 | United States, Canada | ES_1122933_L7540-1_12292014170756_8652879 | 2230343
Luminance | LUMIN | TL7521-30K | TL7521-30K |  | BR30 | Reflector (Flood/Spot) | E26 (Medium) | Directional | LED | 5 | 65 | 128.5 | 94.7 |  |  | 110 | 650 | 8.5 | 76.5 | No | 25000 | 2700 | 82 | 8 | 1 | -20 | Dimmable | 10% |  | Damp Location Rated,Not for Use in Enclosed Fixtures |  |  |  | 2015-11-16 | 2015-11-18 | United States | ES_1122933_TL7521-30K_11182015111331_1023927 | 2252904
Luminance | Luminance LED | Decorative LED Lamp | L7560-1 |  | B10 | Decorative | E12 (Candelabra) | Decorative | LED | 5 | 40 | 97.7 | 35.1 |  |  |  | 325 | 5 | 65 | No | 25000 | 2700 | 82 | 7 | 0.9 | -20 | Dimmable | 10% | No | Damp Location Rated,Use With Timers,Not for Use in Recessed Fixtures,Use With Photo and/or Motion Sensors | No |  |  | 2016-10-10 | 2016-10-19 | United States, Canada | ES_1122933_L7560-1_10192016174602_3892913 | 2282257
Luminance | Luminance LED | Decorative LED Lamp | TL7560-1 |  | B10 | Decorative | E12 (Candelabra) | Decorative | LED | 5 | 40 | 98.8 | 35.1 |  |  |  | 350 | 5 | 70 | No | 25000 | 2700 | 82 | 9 | 0.9 | -20 | Dimmable | 10% | No | Damp Location Rated,Use With Timers,Not for Use in Recessed Fixtures,Use With Photo and/or Motion Sensors | No |  |  | 2016-07-20 | 2016-07-18 | United States, Canada | ES_1122933_TL7560-1_07182016152702_3480123 | 2273605
Luminance | Luminance LED | Directional LED Lamp | L7520-2 |  | R20 | Reflector (Flood/Spot) | E26 (Medium) | Directional | LED | 3 | 50 | 97.5 | 63.5 |  |  |  | 550 | 7 | 78.6 | No | 25000 | 2700 | 83 | 10 | 1 | -20 | Dimmable | 10% | No | Damp Location Rated,Use With Timers,Use With Photo and/or Motion Sensors | No |  |  | 2016-10-10 | 2016-10-19 | United States, Canada | ES_1122933_L7520-2_10192016173144_2199133 | 2282256
Luminance | Luminance LED | LED BR Lamp | L7521-1 |  | BR30 | Reflector (Flood/Spot) | E26 (Medium) | Directional | LED | 5 | 65 | 130.1 | 94.8 |  |  |  | 850 | 11 | 77.3 | No | 25000 | 2700 | 83 | 9 | 0.9 | -20 | Dimmable | 10% | No | Damp Location Rated,Use With Timers,Use With Photo and/or Motion Sensors | No |  |  | 2016-08-20 | 2016-10-19 | United States, Canada | ES_1122933_L7521-1_10192016173101_7823491 | 2282254
Luminance | Luminance LED | LED BR Lamp | L7522-1 |  | BR40 | Reflector (Flood/Spot) | E26 (Medium) | Directional | LED | 5 | 100 | 159.6 | 119.8 |  |  |  | 1400 | 17 | 82.4 | No | 25000 | 2700 | 82 | 9 | 0.9 | -20 | Dimmable | 10% | No | Damp Location Rated,Use With Timers,Use With Photo and/or Motion Sensors | No |  |  | 2016-10-10 | 2016-10-19 | United States, Canada | ES_1122933_L7522-1_10192016173124_2314989 | 2282255
Luminiz Inc. | Luminiz | LED bulb | BU10145--C-CWC |  | A19 | General Purpose Replacement | E26 (Medium) | Omnidirectional | LED | 5 | 40 | 108 | 60 |  |  |  | 550 | 5 | 110 | No | 25000 | 6500 | 86 | 29 |  | -30 | Dimmable | 25% |  | Other,Not for use in enclosed fixtures |  |  |  | 2015-04-15 | 2015-03-25 | United States, Canada | ES_1127049_BU10145--C-CWC_03262015204823_9740707 | 2235197
Luminiz Inc. | Luminiz | LED bulb | BU10145--C-WWC |  | A19 | General Purpose Replacement | E26 (Medium) | Omnidirectional | LED | 5 | 40 | 108 | 60 |  |  |  | 500 | 5 | 100 | No | 25000 | 2700 | 81 | 3 |  | -30 | Dimmable | 25% |  | Other,Not for use in enclosed fixtures |  |  |  | 2015-04-15 | 2015-03-25 | United States, Canada | ES_1127049_BU10145--C-WWC_03262015204811_7047234 | 2235196
Luminiz Inc. | Luminiz | LED bulb | BU10156--C-CWC |  | A19 | General Purpose Replacement | E26 (Medium) | Omnidirectional | LED | 5 | 40 | 108 | 60 |  |  |  | 600 | 6 | 100 | No | 25000 | 6500 | 86 | 29 | 0.9 | -30 |  |  |  | Other,Not for use in enclosed fixtures |  |  |  | 2015-04-15 | 2015-09-02 | United States, Canada | ES_1127049_BU10156--C-CWC_03262015204110_3274920 | 2235191
Luminiz Inc. | Luminiz | LED bulb | BU10156--C-WWC |  | A19 | General Purpose Replacement | E26 (Medium) | Omnidirectional | LED | 5 | 40 | 108 | 60 |  |  |  | 550 | 6 | 91.7 | No | 25000 | 2700 | 81 | 6 | 0.9 | -30 |  |  |  | Other,Not for use in enclosed fixtures |  |  |  | 2015-04-15 | 2015-09-02 | United States, Canada | ES_1127049_BU10156--C-WWC_03262015203454_1295852 | 2235190
Luminiz Inc. | Luminiz | LED bulb | BU10177--C-CWC |  | A19 | General Purpose Replacement | E26 (Medium) | Omnidirectional | LED | 5 | 60 | 108 | 60 |  |  |  | 890 | 7 | 127.1 | No | 25000 | 6500 | 81 | 27 | 0.9 | -30 |  |  |  | Other,Not for use in enclosed fixtures |  |  |  | 2015-04-15 | 2015-09-02 | United States, Canada | ES_1127049_BU10177--C-CWC_03262015204736_4416780 | 2235194
LEDVANCE, formerly OSRAM SYLVANIA | Sylvania [Osram] | LED9A19/DIM/O/827/G5/CC | 79497 |  | A19 | General Purpose Replacement | E26 (Medium) | Omnidirectional | LED | 5 | 60 | 109.1 | 60.2 |  |  |  | 800 | 9 | 88.9 | No | 25000 | 2700 | 82 | 7 | 1 | -20 | Dimmable |  |  | Damp Location Rated,Use With Timers,Enclosed Fixtures,Recessed Fixtures,Use With Photo And/Or Motion Sensors |  |  |  | 2015-04-01 | 2015-07-22 | United States, Canada | ES_1018393_79497_07232015093126_4592538 | 2244433
LEDVANCE, formerly OSRAM SYLVANIA | Sylvania [Osram] | LED9A19/DIM/O/827/G5/RP | 78032 |  | A19 | General Purpose Replacement | E26 (Medium) | Omnidirectional | LED | 5 | 60 | 109.1 | 60.2 |  |  |  | 800 | 9 | 88.9 | No | 25000 | 2700 | 82 | 7 | 1 | -20 | Dimmable |  |  | Damp Location Rated,Use With Timers,Enclosed Fixtures,Recessed Fixtures,Use With Photo And/Or Motion Sensors |  |  |  | 2015-04-01 | 2015-07-22 | United States, Canada | ES_1018393_78032_07232015093126_3500901 | 2244434
LEDVANCE, formerly OSRAM SYLVANIA | Sylvania [Osram] | LED9A19/DIM/O/827/G5/RP | 79190 |  | A19 | General Purpose Replacement | E26 (Medium) | Omnidirectional | LED | 5 | 60 | 109.1 | 60.2 |  |  |  | 800 | 9 | 88.9 | No | 25000 | 2700 | 82 | 7 | 1 | -20 | Dimmable |  |  | Damp Location Rated,Use With Timers,Enclosed Fixtures,Recessed Fixtures,Use With Photo And/Or Motion Sensors |  |  |  | 2015-04-01 | 2015-07-22 | United States, Canada | ES_1018393_79190_08112015131110_6599143 | 2245558
LEDVANCE, formerly OSRAM SYLVANIA | Sylvania [Osram] | LED9A19/DIM/O/827/G5/RP | 79247 |  | A19 | General Purpose Replacement | E26 (Medium) | Omnidirectional | LED | 5 | 60 | 109.1 | 60.2 |  |  |  | 800 | 9 | 88.9 | No | 25000 | 2700 | 82 | 7 | 1 | -20 | Dimmable |  |  | Damp Location Rated,Use With Timers,Enclosed Fixtures,Recessed Fixtures,Use With Photo And/Or Motion Sensors |  |  |  | 2015-04-01 | 2015-07-22 | United States, Canada | ES_1018393_79247_07232015093126_5354556 | 2244435
LEDVANCE, formerly OSRAM SYLVANIA | Sylvania [Osram] | LED9A19/DIM/O/827/G5/RP2 | 79286 |  | A19 | General Purpose Replacement | E26 (Medium) | Omnidirectional | LED | 5 | 60 | 109.1 | 60.2 |  |  |  | 800 | 9 | 88.9 | No | 25000 | 2700 | 82 | 7 | 1 | -20 | Dimmable |  |  | Damp Location Rated,Use With Timers,Enclosed Fixtures,Recessed Fixtures,Use With Photo And/Or Motion Sensors |  |  |  | 2015-04-01 | 2015-07-22 | United States, Canada | ES_1018393_79286_10212015100549_5104181 | 2251279
LEDVANCE, formerly OSRAM SYLVANIA | Sylvania [Osram] | LED9A19/DIM/O/827/G5/RP4 | 74019 |  | A19 | General Purpose Replacement | E26 (Medium) | Omnidirectional | LED | 5 | 60 | 109.1 | 60.2 |  |  |  | 800 | 9 | 88.9 | No | 25000 | 2700 | 82 | 7 | 1 | -20 | Dimmable |  |  | Damp Location Rated,Use With Timers,Enclosed Fixtures,Recessed Fixtures,Use With Photo And/Or Motion Sensors |  |  |  | 2015-04-01 | 2015-07-22 | United States, Canada | ES_1018393_74019_07232015093127_7384424 | 2244436
LEDVANCE, formerly OSRAM SYLVANIA | Sylvania [Osram] | LED9A19/DIM/O/850/G5/RP | 79249 |  | A19 | General Purpose Replacement | E26 (Medium) | Omnidirectional | LED | 5 | 60 | 109.6 | 60.4 |  |  |  | 800 | 9 | 88.9 | No | 25000 | 5000 | 85 | 20 | 1 | -20 | Dimmable |  |  | Damp Location Rated,Use With Timers,Enclosed Fixtures,Recessed Fixtures,Use With Photo And/Or Motion Sensors |  |  |  | 2015-04-01 | 2015-07-22 | United States, Canada | ES_1018393_79249_07232015090328_8966769 | 2244427
LEDVANCE, formerly OSRAM SYLVANIA | Sylvania [Osram] | LED9A19/DIM/O/850/G5/RP | 79273 |  | A19 | General Purpose Replacement | E26 (Medium) | Omnidirectional | LED | 5 | 60 | 109.6 | 60.4 |  |  |  | 800 | 9 | 88.9 | No | 25000 | 5000 | 85 | 20 | 1 | -20 | Dimmable |  |  | Damp Location Rated,Use With Timers,Enclosed Fixtures,Recessed Fixtures,Use With Photo And/Or Motion Sensors |  |  |  | 2015-04-01 | 2015-07-22 | United States, Canada | ES_1018393_79273_07232015090329_6040582 | 2244428
LEDVANCE, formerly OSRAM SYLVANIA | Sylvania [Osram] | LED9A19/DIM/O/850/G5/RP2 | 74020 |  | A19 | General Purpose Replacement | E26 (Medium) | Omnidirectional | LED | 5 | 60 | 109.6 | 60.4 |  |  |  | 800 | 9 | 88.9 | No | 25000 | 5000 | 85 | 20 | 1 | -20 | Dimmable |  |  | Damp Location Rated,Use With Timers,Enclosed Fixtures,Recessed Fixtures,Use With Photo And/Or Motion Sensors |  |  |  | 2015-04-01 | 2015-07-22 | United States, Canada | ES_1018393_74020_07232015090329_9866507 | 2244429
LEDVANCE, formerly OSRAM SYLVANIA | Sylvania [Osram] | LED9A19/DIM/O/850/G5/RP4 | 74025 |  | A19 | General Purpose Replacement | E26 (Medium) | Omnidirectional | LED | 5 | 60 | 109.6 | 60.4 |  |  |  | 800 | 9 | 88.9 | No | 25000 | 5000 | 85 | 20 | 1 | -20 | Dimmable |  |  | Damp Location Rated,Use With Timers,Enclosed Fixtures,Recessed Fixtures,Use With Photo And/Or Motion Sensors |  |  |  | 2015-04-01 | 2015-07-22 | United States, Canada | ES_1018393_74025_07232015090329_6659153 | 2244430
LEDVANCE, formerly OSRAM SYLVANIA | Sylvania [Osram] | LED9BR30/DIM/827/A | 73772 |  | BR30 | Reflector (Flood/Spot) | E26 (Medium) | Directional | LED | 5 | 65 | 126.5 | 108.5 |  |  |  | 650 | 9 | 72.2 | No | 25000 | 3000 | 82 | 19 | 1 | -20 | Dimmable |  |  | Damp Location Rated,Recessed Fixtures |  |  |  | 2014-04-01 | 2015-01-29 | United States, Canada | ES_1018393_73772_01292015160408_1164056 | 2232229
LEDVANCE, formerly OSRAM SYLVANIA | Sylvania [Osram] | LED9BR30/DIM/827/A/RP | 73645 |  | BR30 | Reflector (Flood/Spot) | E26 (Medium) | Directional | LED | 5 | 65 | 126.5 | 108.5 |  |  |  | 650 | 9 | 72.2 | No | 25000 | 3000 | 82 | 19 | 1 | -20 | Dimmable |  |  | Damp Location Rated,Recessed Fixtures |  |  |  | 2014-04-01 | 2015-01-29 | United States, Canada | ES_1018393_73645_01292015160408_1001703 | 2232230
LEDVANCE, formerly OSRAM SYLVANIA | Sylvania [Osram] | LED9BR30/DIM/827/A/RP | 73773 |  | BR30 | Reflector (Flood/Spot) | E26 (Medium) | Directional | LED | 5 | 65 | 126.5 | 108.5 |  |  |  | 650 | 9 | 72.2 | No | 25000 | 3000 | 82 | 19 | 1 | -20 | Dimmable |  |  | Damp Location Rated,Recessed Fixtures |  |  |  | 2014-04-01 | 2015-01-29 | United States, Canada | ES_1018393_73773_01292015160408_989785 | 2232231
LEDVANCE, formerly OSRAM SYLVANIA | Sylvania [Osram] | LED9BR30/DIM/827/A/RP | 73774 |  | BR30 | Reflector (Flood/Spot) | E26 (Medium) | Directional | LED | 5 | 65 | 126.5 | 108.5 |  |  |  | 650 | 9 | 72.2 | No | 25000 | 3000 | 82 | 19 | 1 | -20 | Dimmable |  |  | Damp Location Rated,Recessed Fixtures |  |  |  | 2014-04-01 | 2015-01-29 | United States, Canada | ES_1018393_73774_01292015160408_5284959 | 2232232
LEDVANCE, formerly OSRAM SYLVANIA | Sylvania [Osram] | LED9BR30/DIM/827/G2 | 73775 | LED9BR30/DIM/827/G2/RP,73776,; LED9BR30/DIM/827/G2/RP,73777,; LED9BR30/DIM/827/G2/RP/DIS,73779,; LED9BR30/DIM/827/G2/RP2,73778, | BR30 | Reflector (Flood/Spot) | E26 (Medium) | Directional | LED | 5 | 65 | 129 | 95 | 215 |  | 107 | 650 | 9 | 72.2 | No | 25000 | 2700 | 81 | 7 | 1 | 0 | Dimmable | 10% |  | Recessed Fixtures |  |  |  | 2015-09-01 | 2015-10-13 | United States | ES_1018393_73775_10112015154402_8837091 | 2250111
LEDVANCE, formerly OSRAM SYLVANIA | Sylvania [Osram] | LED9BR30/DIM/HO/850/G3 | 78487 |  | BR30 | Reflector (Flood/Spot) | E26 (Medium) | Directional | LED | 5 | 65 | 126.5 | 108.5 |  |  |  | 800 | 9 | 88.9 | No | 25000 | 5000 | 84 | 8 | 0.9 | -20 | Dimmable |  |  | Damp Location Rated,Recessed Fixtures |  |  |  | 2014-04-01 | 2014-09-26 | United States, Canada | ES_1018393_78487_09262014153918_2313501 | 2220634
LEDVANCE, formerly OSRAM SYLVANIA | Sylvania [Osram] | LED9BR30/DIM/HO/850/G3/RP | 78488 |  | BR30 | Reflector (Flood/Spot) | E26 (Medium) | Directional | LED | 5 | 65 | 126.5 | 108.5 |  |  |  | 800 | 9 | 88.9 | No | 25000 | 5000 | 84 | 8 | 0.9 | -20 | Dimmable |  |  | Damp Location Rated,Recessed Fixtures |  |  |  | 2014-04-01 | 2014-09-26 | United States, Canada | ES_1018393_78488_02122015145422_4942743 | 2233207
LEDVANCE, formerly OSRAM SYLVANIA | Sylvania [Osram] | LED9BR30/DIM/HO/850/G3/RP | 78703 |  | BR30 | Reflector (Flood/Spot) | E26 (Medium) | Directional | LED | 5 | 65 | 126.5 | 108.5 |  |  |  | 800 | 9 | 88.9 | No | 25000 | 5000 | 84 | 8 | 0.9 | -20 | Dimmable |  |  | Damp Location Rated,Recessed Fixtures |  |  |  | 2014-04-01 | 2014-09-26 | United States, Canada | ES_1018393_78703_02122015145422_1338312 | 2233208
Lighting Science Group, Corp | Lighting Science | LED Lamps | LSPro 16 50WE NW NFL E26 120 BX |  | PAR16 | Reflector (Flood/Spot) | E26 (Medium) | Directional | LED | 5 | 50 | 72.1 | 50.3 | 2814 |  | 25 | 500 | 8 | 82 | No | 25000 | 4000 | 94 | 79 | 0.9 | -18 | Dimmable | 8% | No | None | No |  |  | 2016-03-21 | 2016-03-24 | United States, Canada | ES_1071878_LSPro 16 50WE NW NFL E26 120 BX_04122016102309_8043334 | 2263932
Lighting Science Group, Corp | Lighting Science | LED Lamps | LSPro 16 50WE W27 FL E26 120 BX |  | PAR16 | Reflector (Flood/Spot) | E26 (Medium) | Directional | LED | 5 | 50 | 72.1 | 50.3 | 1117 |  | 40 | 480 | 8 | 77 | No | 25000 | 2700 | 91 | 55 | 0.9 | -18 | Dimmable | 8% | No | None | No |  |  | 2016-03-21 | 2016-03-24 | United States, Canada | ES_1071878_LSPro 16 50WE W27 FL E26 120 BX_04122016102309_3268713 | 2263926
Lighting Science Group, Corp | Lighting Science | LED Lamps | LSPro 16 50WE W27 NFL E26 120 BX |  | PAR16 | Reflector (Flood/Spot) | E26 (Medium) | Directional | LED | 5 | 50 | 72.1 | 50.3 | 2481 |  | 25 | 480 | 8 | 77 | No | 25000 | 2700 | 91 | 55 | 0.9 | -18 | Dimmable | 8% | No | None | No |  |  | 2016-03-21 | 2016-03-24 | United States, Canada | ES_1071878_LSPro 16 50WE W27 NFL E26 120 BX_04122016102309_1361284 | 2263930
Lighting Science Group, Corp | Lighting Science | LED Lamps | LSPro 16 50WE WW FL E26 120 BX |  | PAR16 | Reflector (Flood/Spot) | E26 (Medium) | Directional | LED | 5 | 50 | 72.1 | 50.3 | 1036 |  | 40 | 500 | 8 | 80 | No | 25000 | 3000 | 93 | 65 | 0.9 | -18 | Dimmable | 8% | No | None | No |  |  | 2016-03-21 | 2016-03-24 | United States, Canada | ES_1071878_LSPro 16 50WE WW FL E26 120 BX_04122016102309_9062574 | 2263927
Lighting Science Group, Corp | Lighting Science | LED Lamps | LSPro 16 50WE WW NFL E26 120 BX |  | PAR16 | Reflector (Flood/Spot) | E26 (Medium) | Directional | LED | 5 | 50 | 72.1 | 50.3 | 2675 |  | 25 | 500 | 8 | 80 | No | 25000 | 3000 | 93 | 65 | 0.9 | -18 | Dimmable | 8% | No | None | No |  |  | 2016-03-21 | 2016-03-24 | United States, Canada | ES_1071878_LSPro 16 50WE WW NFL E26 120 BX_04122016102309_9695781 | 2263931
Lighting Science Group, Corp | Lighting Science | LSPro A19 75WE W27 120 BX | LSPro A19 75WE W27 120 BX |  | A19 | General Purpose Replacement | E26 (Medium) | Omnidirectional | LED | 5 | 75 | 112.3 | 63.7 |  |  |  | 1100 | 11 | 100 | No | 25000 | 2700 | 82 | 8 | 0.9 | -18 | Dimmable | 10% |  | Damp Location Rated,Not for Use in Enclosed Fixtures |  |  |  | 2016-01-25 | 2016-06-27 | United States, Canada | ES_1071878_LSPro A19 75WE W27 120 BX_06282016105841_1024033 | 2271058
Lighting Science Group, Corp | Lighting Science | LSPro A21 100WE W27 120 BX | LSPro A21 100WE W27 120 BX |  | A21 | General Purpose Replacement | E26 (Medium) | Omnidirectional | LED | 3 | 100 | 131.7 | 69.8 |  |  |  | 1600 | 15 | 106.7 | No | 25000 | 2700 | 82 | 8 | 1 | -18 | Dimmable | 10% |  | Damp Location Rated,Not for Use in Enclosed Fixtures |  |  |  | 2016-01-25 | 2016-06-27 | United States, Canada | ES_1071878_LSPro A21 100WE W27 120 BX_06282016115221_1024033 | 2271059
Lighting Science Group, Corp | Lighting Science | LSPro B11 60WE W27 120 3PK | LSPro B11 60WE W27 120 3PK |  | B10 | Decorative | E26 (Medium) | Decorative | LED | 5 | 60 | 101 | 38 |  |  |  | 500 | 6 | 83.3 | No | 20000 | 2700 | 81 | 6 | 0.9 | -18 | Dimmable | 10% | No | Not for Use in Recessed Fixtures,Other | No |  |  | 2016-07-15 | 2016-08-03 | United States | ES_1071878_LSPro B11 60WE W27 120 3PK_08032016230524_5524794 | 2274086
Lighting Science Group, Corp | Lighting Science | LSPro B11 60WE W27 E12 120 3PK | LSPro B11 60WE W27 E12 120 3PK |  | B10 | Decorative | E12 (Candelabra) | Decorative | LED | 5 | 60 | 102 | 38 |  |  |  | 500 | 6 | 83.3 | No | 20000 | 2700 | 81 | 6 | 0.9 | -18 | Dimmable | 10% | No | Not for Use in Recessed Fixtures,Other | No |  |  | 2016-07-15 | 2016-08-03 | United States | ES_1071878_LSPro B11 60WE W27 E12 120 3PK_08032016230426_5466532 | 2274087
Lighting Science Group, Corp | Lighting Science | LSPro B11 CA 40WE W27 LP E12 120 3PK | LSPro B11 CA 40WE W27 LP E12 120 3PK |  | B10 | Decorative | E12 (Candelabra) | Decorative | LED | 5 | 40 | 101 | 38 |  |  |  | 350 | 4 | 87.5 | No | 20000 | 2700 | 82 | 7 | 0.9 | -18 | Dimmable | 10% | No | Not for Use in Recessed Fixtures,Other | No |  |  | 2016-07-15 | 2016-08-03 | United States | ES_1071878_LSPro B11 CA 40WE W27 LP E12 120 3PK_08032016224817_4497575 | 2274084
Lighting Science Group, Corp | Lighting Science | LSPro B11 CA 40WE W27 LP E26 120 3PK | LSPro B11 CA 40WE W27 LP E26 120 3PK |  | B10 | Decorative | E26 (Medium) | Decorative | LED | 5 | 40 | 100 | 38 |  |  |  | 350 | 4 | 87.5 | No | 20000 | 2700 | 82 | 7 | 0.9 | -18 | Dimmable | 10% | No | Not for Use in Recessed Fixtures,Other | No |  |  | 2016-07-15 | 2016-08-03 | United States | ES_1071878_LSPro B11 CA 40WE W27 LP E26 120 3PK_08032016225041_4641998 | 2274085
Lightkiwi, LLC | Lightkiwi | LED | LK-14.5PAR30E26(D)-27/25D |  | PAR30 | Reflector (Flood/Spot) | E26 (Medium) | Directional | LED | 5 | 75 | 85 | 95 | 3028 |  | 25 |  | 14.5 | 55.2 | No | 40000 | 2700 | 82 | 1 | 0.9 | -40 | Dimmable | 10% |  | None |  |  |  | 2014-10-30 | 2014-10-31 | United States | ES_1117268_LK-14.5PAR30E26(D)-27/25D_10312014154840_6854202 | 2224038
Lightkiwi, LLC | Lightkiwi | LED | LK-8PAR20E26(D)-27/25D |  | PAR20 | Reflector (Flood/Spot) | E26 (Medium) | Directional | LED | 5 | 50 | 85 | 62 | 1607 |  | 25 |  | 8.2 | 57.5 | No | 40000 | 2700 | 83 | 4 | 1 | -40 | Dimmable | 10% |  | None |  |  |  | 2014-10-30 | 2014-11-05 | United States | ES_1117268_LK-8PAR20E26(D)-27/25D_11072014103102_4646724 | 2224390
LiLEDs, LLC | LILEDs | LED A19 | A19D30C0930F |  | A19 | General Purpose Replacement | E26 (Medium) | Omnidirectional | LED | 5 | 60 | 112.3 | 64.9 |  |  |  | 800 | 9 | 88.9 | No | 25000 | 3000 | 83 | 9 | 0.9 | -20 | Dimmable | 10% |  | Damp Location Rated,Not for Use in Enclosed Fixtures |  |  |  | 2014-11-10 | 2015-05-26 | United States | ES_1127053_A19D30C0930F_05262015062110_1023818 | 2240184
LiLEDs, LLC | LILEDs | LED BR30 | BR30D1130F |  | BR30 | Reflector (Flood/Spot) | E26 (Medium) | Directional | LED | 5 | 65 | 128.9 | 94.7 |  |  |  | 850 | 11 | 77.3 | No | 25000 | 3000 | 82 | 9 | 1 | -20 | Dimmable | 10% |  | Damp Location Rated,Not for Use in Enclosed Fixtures |  |  |  | 2014-11-10 | 2015-05-28 | United States | ES_1127053_BR30D1130F_05282015082000_1023819 | 2240376
LiLEDs, LLC | LILEDs | LED PAR 30 | PAR30D1230C-40 |  | PAR30L | Reflector (Flood/Spot) | E26 (Medium) | Directional | LED | 5 | 75 | 116 | 94.7 | 2337 |  | 40 | 850 | 12 | 70.8 | No | 25000 | 3000 | 83 | 12 | 1 | -20 | Dimmable | 10% |  | Damp Location Rated,Not for Use in Enclosed Fixtures |  |  |  | 2014-11-10 | 2015-05-28 | United States | ES_1127053_PAR30D1230C-40_05282015080620_1023819 | 2240375
Litetronics International Inc. | Litetronics | LP07560FL2D | LP07560FL2D |  | PAR20 | Reflector (Flood/Spot) | E26 (Medium) | Directional | LED | 3 | 50 | 84 | 63 | 1074 |  | 40 | 470 | 7.8 | 60.3 | No | 25000 | 2700 | 81 | 8 | 0.9 | -21 | Dimmable | 10% |  | Damp Location Rated,Not for Use in Enclosed Fixtures |  |  |  | 2015-06-30 | 2015-07-21 | United States, Canada | ES_21060_LP07560FL2D_07212015050330_1023858 | 2243868
Litetronics International Inc. | Litetronics | LP07560FL4D | LP07560FL4D |  | PAR20 | Reflector (Flood/Spot) | E26 (Medium) | Directional | LED | 3 | 50 | 84 | 63 | 1127 |  | 40 | 470 | 7.7 | 61 | No | 25000 | 3000 | 82 | 11 | 0.9 | -21 | Dimmable | 10% |  | Damp Location Rated,Not for Use in Enclosed Fixtures |  |  |  | 2015-06-30 | 2015-07-21 | United States, Canada | ES_21060_LP07560FL4D_07212015044220_1023858 | 2243869
Litetronics International Inc. | Litetronics | LP08546FL2D-1 | LP08546FL2D-1 |  | R20 | Reflector (Flood/Spot) | E26 (Medium) | Directional | LED | 3 | 50 | 98 | 64 |  |  | 110 | 550 | 8 | 68.8 | No | 25000 | 2700 | 82 | 13 | 0.9 | -20 | Dimmable | 9% |  | Damp Location Rated,Not for Use in Enclosed Fixtures |  |  |  | 2015-01-25 | 2015-01-29 | United States | ES_21060_LP08546FL2D-1_01292015034840_1023758 | 2231973
Litetronics International Inc. | Litetronics | LP10518WH7D | LP10518WH7D |  | A19 | General Purpose Replacement | E26 (Medium) | Omnidirectional | LED | 3 | 60 | 112.3 | 60.9 |  |  |  | 925 | 10 | 92.5 | No | 25000 | 5000 | 86 | 22 | 0.9 | -21 | Dimmable | 10% |  | Damp Location Rated,Not for Use in Enclosed Fixtures |  |  |  | 2015-10-01 | 2015-10-01 | United States, Canada | ES_21060_LP10518WH7D_10012015033220_1023906 | 2249059
Litetronics International Inc. | Litetronics | LP10562FL2D | LP10562FL2D |  | PAR30 | Reflector (Flood/Spot) | E26 (Medium) | Directional | LED | 5 | 75 | 94.7 | 95.5 | 2417 |  | 28 | 660 | 10.4 | 63.5 | No | 50000 | 2700 | 83 | 17 | 1 | -20 | Dimmable | 20% |  | Not for Use in Enclosed Fixtures |  |  |  | 2015-01-21 | 2015-01-22 | United States | ES_21060_LP10562FL2D_01222015101001_1023749 | 2231708
Litetronics International Inc. | Litetronics | LP10562FL4D | LP10562FL4D |  | PAR30L | Reflector (Flood/Spot) | E26 (Medium) | Directional | LED | 5 | 50 | 94.1 | 95.6 | 2646 |  | 25 | 570 | 10.5 | 54.3 | No | 50000 | 3000 | 84 | 34 | 1 | -20 | Dimmable | 19% |  | Not for Use in Enclosed Fixtures |  |  |  | 2015-01-16 | 2015-01-22 | United States | ES_21060_LP10562FL4D_01222015100621_1023749 | 2231707
Litetronics International Inc. | Litetronics | LP10562WF2D | LP10562WF2D |  | PAR30 | Reflector (Flood/Spot) | E26 (Medium) | Directional | LED | 5 | 60 | 94.5 | 95.7 | 1218 |  | 40 | 650 | 10.5 | 61.7 | No | 50000 | 2700 | 82 | 17 | 1 | -20 | Dimmable | 19% |  | Not for Use in Enclosed Fixtures |  |  |  | 2014-12-29 | 2015-01-22 | United States | ES_21060_LP10562WF2D_01222015095620_1023749 | 2231706
Litetronics International Inc. | Litetronics | LP10564FL2D | LP10564FL2D |  | PAR30L | Reflector (Flood/Spot) | E26 (Medium) | Directional | LED | 5 | 75 | 119.9 | 95.3 | 2943 |  | 30 | 650 | 10.5 | 65 | No | 50000 | 2700 | 82 | 16 | 1 | -20 | Dimmable | 20% |  | None |  |  |  | 2015-01-16 | 2015-01-22 | United States | ES_21060_LP10564FL2D_01222015010620_1023749 | 2231712
Litetronics International Inc. | Litetronics | LP10564FL4D | LP10564FL4D |  | PAR30L | Reflector (Flood/Spot) | E26 (Medium) | Directional | LED | 5 | 50 | 119.8 | 95.6 | 2727 |  | 25 | 560 | 10.5 | 53.3 | No | 50000 | 3000 | 83 | 27 | 1 | -20 | Dimmable | 20% |  | Not for Use in Enclosed Fixtures |  |  |  | 2015-01-16 | 2015-01-21 | United States | ES_21060_LP10564FL4D_01212015033440_1023747 | 2231566
Litetronics International Inc. | Litetronics | LP10564WF2D | LP10564WF2D |  | PAR30L | Reflector (Flood/Spot) | E26 (Medium) | Directional | LED | 5 | 50 | 119.8 | 95.8 | 1272 |  | 40 | 660 | 10.6 | 62.3 | No | 50000 | 2700 | 82 | 16 | 1 | -20 | Dimmable | 20% |  | Not for Use in Enclosed Fixtures |  |  |  | 2015-01-16 | 2015-01-21 | United States | ES_21060_LP10564WF2D_01212015032730_1023749 | 2231565
Litetronics International Inc. | Litetronics | LP12550FL2D-1 | LP12550FL2D-1 |  | BR30 | Reflector (Flood/Spot) | E26 (Medium) | Directional | LED | 3 | 65 | 129.1 | 94.8 |  |  | 110 | 850 | 12 | 70.8 | No | 25000 | 2700 | 81 | 4 | 0.9 | -20 | Dimmable | 10% |  | Damp Location Rated,Not for Use in Enclosed Fixtures |  |  |  | 2015-06-30 | 2015-07-27 | United States, Canada | ES_21060_LP12550FL2D-1_07272015123731_1023858 | 2244519
Litetronics International Inc. | Litetronics | LP12550FL4D-1 | LP12550FL4D-1 |  | BR30 | Reflector (Flood/Spot) | E26 (Medium) | Directional | LED | 3 | 65 | 129.1 | 94.8 |  |  | 110 | 850 | 12 | 70.8 | No | 25000 | 3000 | 82 | 5 | 0.9 | -21 | Dimmable | 10% |  | Damp Location Rated,Not for Use in Enclosed Fixtures,Recessed Fixtures |  |  |  | 2015-10-01 | 2015-10-01 | United States, Canada | ES_21060_LP12550FL4D-1_10012015011110_1023906 | 2249054
Litetronics International Inc. | Litetronics | LP12562FL4D | LP12562FL4D |  | PAR30 | Reflector (Flood/Spot) | E26 (Medium) | Directional | LED | 3 | 75 | 92.2 | 95.3 | 2024 |  | 40 | 850 | 12.3 | 69.1 | No | 25000 | 3000 | 80 | 8 | 0.9 | -21 | Dimmable | 10% |  | Damp Location Rated,Not for Use in Enclosed Fixtures |  |  |  | 2015-06-30 | 2015-07-21 | United States, Canada | ES_21060_LP12562FL4D_07212015044950_1023859 | 2243871
Litetronics International Inc. | Litetronics | LP12564FL2D | LP12564FL2D |  | PAR30 | Reflector (Flood/Spot) | E26 (Medium) | Directional | LED | 3 | 75 | 115.5 | 94.6 | 1976 |  | 40 | 850 | 12 | 70.8 | No | 25000 | 2700 | 81 | 9 | 0.9 | -21 | Dimmable | 10% |  | Damp Location Rated,Not for Use in Enclosed Fixtures |  |  |  | 2015-06-30 | 2015-07-21 | United States, Canada | ES_21060_LP12564FL2D_07212015044550_1023859 | 2243870
Litetronics International Inc. | Litetronics | LP12564FL4D | LP12564FL4D |  | PAR30 | Reflector (Flood/Spot) | E26 (Medium) | Directional | LED | 3 | 75 | 115.5 | 94.5 | 2140 |  | 40 | 850 | 12.1 | 70.2 | No | 25000 | 3000 | 81 | 12 | 0.9 | -21 | Dimmable | 10% |  | Damp Location Rated,Not for Use in Enclosed Fixtures |  |  |  | 2015-06-30 | 2015-07-21 | United States, Canada | ES_21060_LP12564FL4D_07212015045220_1023859 | 2243872
Luminiz Inc. | Luminiz | LED bulb | BU10177--C-WWC |  | A19 | General Purpose Replacement | E26 (Medium) | Omnidirectional | LED | 5 | 60 | 108 | 60 |  |  |  | 810 | 7 | 115.7 | No | 25000 | 2700 | 80 | 6 | 0.9 | -30 |  |  |  | Other,Not for use in enclosed fixtures |  |  |  | 2015-04-15 | 2015-09-02 | United States, Canada | ES_1127049_BU10177--C-WWC_03262015204746_9302511 | 2235195
Luminiz Inc. | Luminiz | LED bulb | CA10134--C-CWC |  | Decorative: Other | Decorative | E12 (Candelabra) | Decorative | LED | 5 | 40 | 120 | 35 |  |  |  | 450 | 4 | 112.5 | No | 25000 | 6500 | 86 | 28 |  | -30 | Dimmable | 23% |  | Other,Not for use in enclosed fixtures |  |  |  | 2015-04-15 | 2015-03-25 | United States, Canada | ES_1127049_CA10134--C-CWC_03262015205219_5927838 | 2235205
Luminiz Inc. | Luminiz | LED bulb | CA10134--C-WWC |  | Decorative: Other | Decorative | E12 (Candelabra) | Decorative | LED | 5 | 40 | 120 | 35 |  |  |  | 420 | 4 | 105 | No | 25000 | 2700 | 81 | 4 |  | -30 | Dimmable | 23% |  | Other,Not for use in enclosed fixtures |  |  |  | 2015-04-15 | 2015-03-25 | United States, Canada | ES_1127049_CA10134--C-WWC_03262015205204_4526305 | 2235204
Luminiz Inc. | Luminiz | LED bulb | CA10144--C-CWC |  | Decorative: Other | Decorative | E12 (Candelabra) | Decorative | LED | 5 | 40 | 145 | 35 |  |  |  | 450 | 4 | 112.5 | No | 25000 | 6500 | 86 | 28 |  | -30 | Dimmable | 23% |  | Other,Not for use in enclosed fixtures |  |  |  | 2015-04-15 | 2015-03-25 | United States, Canada | ES_1127049_CA10144--C-CWC_03262015205441_3102914 | 2235213
Luminiz Inc. | Luminiz | LED bulb | CA10144--C-WWC |  | Decorative: Other | Decorative | E12 (Candelabra) | Decorative | LED | 5 | 40 | 145 | 35 |  |  |  | 420 | 4 | 105 | No | 25000 | 2700 | 81 | 6 |  | -30 | Dimmable | 23% |  | Other,Not for use in enclosed fixtures |  |  |  | 2015-04-15 | 2015-03-25 | United States, Canada | ES_1127049_CA10144--C-WWC_03262015205426_2831548 | 2235212
Luminiz Inc. | Luminiz | LED bulb | CA10153--C-CWC |  | Decorative: Other | Decorative | E12 (Candelabra) | Decorative | LED | 5 | 40 | 145 | 35 |  |  |  | 310 | 3 | 103.3 | No | 25000 | 6500 | 87 | 32 |  | -30 |  |  |  | Other,Not for use in enclosed fixtures |  |  |  | 2015-04-15 | 2015-03-25 | United States, Canada | ES_1127049_CA10153--C-CWC_03262015205304_5419602 | 2235209
Luminiz Inc. | Luminiz | LED bulb | CA10153--C-WWC |  | Decorative: Other | Decorative | E12 (Candelabra) | Decorative | LED | 5 | 40 | 145 | 35 |  |  |  | 300 | 3 | 100 | No | 25000 | 2700 | 82 | 5 |  | -30 |  |  |  | Other,Not for use in enclosed fixtures |  |  |  | 2015-04-15 | 2015-03-25 | United States, Canada | ES_1127049_CA10153--C-WWC_03262015205253_8967521 | 2235208
Luminiz Inc. | Luminiz | LED bulb | CA10183--C-CWC |  | Decorative: Other | Decorative | E12 (Candelabra) | Decorative | LED | 5 | 40 | 120 | 35 |  |  |  | 310 | 3 | 103.3 | No | 25000 | 6500 | 86 | 32 |  | -30 |  |  |  | Other,Not for use in enclosed fixtures |  |  |  | 2015-04-15 | 2015-03-25 | United States, Canada | ES_1127049_CA10183--C-CWC_03262015204940_8185135 | 2235199
Luminiz Inc. | Luminiz | LED bulb | CA10183--C-WWC |  | Decorative: Other | Decorative | E12 (Candelabra) | Decorative | LED | 5 | 40 | 120 | 35 |  |  |  | 300 | 3 | 100 | No | 25000 | 2700 | 82 | 6 |  | -30 |  |  |  | Other,Not for use in enclosed fixtures |  |  |  | 2015-04-15 | 2015-03-25 | United States, Canada | ES_1127049_CA10183--C-WWC_03262015204837_2647408 | 2235198
Luminiz Inc. | Luminiz | P20D1-7--F-CWC | P20D1-7--F-CWC |  | PAR20 | Reflector (Flood/Spot) | E26 (Medium) | Directional | LED | 3 | 60 | 85.3 | 63.8 | 1187 |  | 40 | 500 | 7.5 | 60 | No | 25000 | 5000 | 85 | 21 | 1 | -20 | Dimmable | 20% |  | Damp Location Rated |  |  |  | 2014-04-30 | 2016-03-08 | Canada | ES_1127049_P20D1-7--F-CWC_05092014023722_3042716 | 2210200
Luminiz Inc. | Luminiz | P20D1-7--F-WWC | P20D1-7--F-WWC |  | PAR20 | Reflector (Flood/Spot) | E26 (Medium) | Directional | LED | 3 | 60 | 85.3 | 63.8 | 1187 |  | 40 | 460 | 7.5 | 60 | No | 25000 | 3000 | 82 | 4 | 1 | -20 | Dimmable | 20% |  | Damp Location Rated |  |  |  | 2014-04-30 | 2016-03-08 | Canada | ES_1127049_P20D1-7-F-WWC_05092014023356_2836823 | 2210201
Luminiz Inc. | Luminiz | P30D1-13-F-CWC | P30D1-13-F-CWC |  | PAR30 | Reflector (Flood/Spot) | E26 (Medium) | Directional | LED | 3 | 75 | 112.3 | 96.3 | 1937 |  | 40 | 850 | 13 | 60 | No | 25000 | 5000 | 83 | 13 | 1 | -20 | Dimmable | 20% |  | Damp Location Rated |  |  |  | 2014-04-30 | 2016-03-08 | Canada | ES_1127049_P30D1-13-F-CWC_05092014024316_3396372 | 2210202
Luminiz Inc. | Luminiz | P30D1-13-F-WWC | P30D1-13-F-WWC |  | PAR30 | Reflector (Flood/Spot) | E26 (Medium) | Directional | LED | 3 | 75 | 112.3 | 96.3 | 1937 |  | 40 | 800 | 13 | 60 | No | 25000 | 3000 | 82 | 5 | 1 | -20 | Dimmable | 20% |  | Damp Location Rated |  |  |  | 2014-04-30 | 2016-03-08 | Canada | ES_1127049_P30D1-13-F-WWC_05092014024248_3368330 | 2210203
Luminiz Inc. | Luminiz | P38D1-16-F-CWC | P38D1-16-F-CWC |  | PAR38 | Reflector (Flood/Spot) | E26 (Medium) | Directional | LED | 3 | 100 | 130.5 | 120.8 | 3096 |  | 40 | 1200 | 16 | 65 | No | 25000 | 5000 | 84 | 16 | 1 | -20 | Dimmable | 20% |  | Damp Location Rated |  |  |  | 2014-04-30 | 2016-03-08 | Canada | ES_1127049_P38D1-16-F-CWC_05092014024817_3697540 | 2210204
LEDVANCE, formerly OSRAM SYLVANIA | Sylvania [Osram] | LED9BR30/DIM/HO/850/G4/RP | 79169 | LED9BR30/DIM/HO/850/G4,79170,; LED9BR30/DIM/HO/850/G4/RP,79171,; LED9BR30/DIM/HO/850/G4/RP2,79179, | BR30 | Reflector (Flood/Spot) | E26 (Medium) | Directional | LED | 5 | 65 | 129 | 95 | 256 |  | 110 | 800 | 9 | 88.9 | No | 25000 | 5000 | 84 | 14 | 1 | 0 | Dimmable | 10% |  | Recessed Fixtures |  |  |  | 2015-09-01 | 2015-10-13 | United States | ES_1018393_79169_10112015154525_1534692 | 2250107
LEDVANCE, formerly OSRAM SYLVANIA | Sylvania [Osram] | LED9MR16/DIM/830/FL35 | 74042 |  | MR16 | Reflector (Flood/Spot) | GX5.3 | Directional | LED | 5 | 50 | 48.4 | 48.2 | 3213 |  | 25 | 700 | 9 | 77.8 | No | 25000 | 3000 | 83 | 10 | 0.9 | 0 | Dimmable |  |  | Damp Location Rated,Recessed Fixtures |  |  |  | 2015-12-01 | 2016-01-22 | United States, Canada | ES_1018393_74042_01222016163353_2475228 | 2257365
LEDVANCE, formerly OSRAM SYLVANIA | Sylvania [Osram] | LED9MR16/DIM/830/FL35/RP | 74043 |  | MR16 | Reflector (Flood/Spot) | GX5.3 | Directional | LED | 5 | 50 | 48.4 | 48.2 | 3213 |  | 25 | 700 | 9 | 77.8 | No | 25000 | 3000 | 83 | 10 | 0.9 | 0 | Dimmable |  |  | Damp Location Rated,Recessed Fixtures |  |  |  | 2015-12-01 | 2016-01-22 | United States, Canada | ES_1018393_74043_01222016163352_7681543 | 2257364
LEDVANCE, formerly OSRAM SYLVANIA | Sylvania [Osram] | LED9MR16/DIM/830/FL35/RP | 74175 |  | MR16 | Reflector (Flood/Spot) | GX5.3 | Directional | LED | 5 | 50 | 48.4 | 48.2 | 3213 |  | 25 | 700 | 9 | 77.8 | No | 25000 | 3000 | 83 | 10 | 0.9 | 0 | Dimmable |  |  | Damp Location Rated,Recessed Fixtures |  |  |  | 2015-12-01 | 2016-01-22 | United States, Canada | ES_1018393_74175_02052016164033_5462915 | 2259862
LEDVANCE, formerly OSRAM SYLVANIA | Sylvania [Osram] | LED9MR16/DIM/830/NFL25 | 74044 |  | MR16 | Reflector (Flood/Spot) | GX5.3 | Directional | LED | 5 | 50 | 48.4 | 48.2 | 3213 |  | 25 | 700 | 9 | 77.8 | No | 25000 | 3000 | 83 | 10 | 0.9 | 0 | Dimmable |  |  | Damp Location Rated,Recessed Fixtures |  |  |  | 2015-12-01 | 2016-01-22 | United States, Canada | ES_1018393_74044_01222016163352_3615533 | 2257363
LEDVANCE, formerly OSRAM SYLVANIA | Sylvania, Osram | CF13EL/MINI/830/YX | 29376 | CF13EL/MINI/830/YX,29376,CF13EL/MINI/830/YX | CFL Bare Spiral | General Purpose Replacement | E26 (Medium) | Omnidirectional | CFL | 9 | 60 | 115 | 47 |  | 1.4 |  | 875 | 13 | 67.3 | No | 12000 | 3000 | 83 | 0 | 0.6 | 0 |  |  |  | None |  |  |  | 2014-04-01 | 2014-09-23 | United States, Canada | ES_1018393_29376_09232014135913_682794 | 2220282
LEDVANCE, formerly OSRAM SYLVANIA | Sylvania, Osram | CF13EL/MINI/835/DAY/RP3/YX | 29780 |  | A19 | General Purpose Replacement | E26 (Medium) | Omnidirectional | CFL | 9 | 60 | 107 | 49 |  | 1.4 |  | 875 | 13 | 67.3 | No | 10000 | 3500 | 83 | 10 | 0.6 | -18 |  |  |  | None |  |  |  | 2014-04-01 | 2014-10-20 | United States, Canada | ES_1018393_29780_10072014092539_4964105 | 2222695
LEDVANCE, formerly OSRAM SYLVANIA | Sylvania, Osram | CF13EL/SUPER/835/RP/YX | 29781 |  | A19 | General Purpose Replacement | E26 (Medium) | Omnidirectional | CFL | 9 | 60 | 107 | 49 |  | 1.4 |  | 875 | 13 | 67.3 | No | 10000 | 3500 | 83 | 10 | 0.6 | -18 |  |  |  | None |  |  |  | 2014-04-01 | 2014-10-20 | United States, Canada | ES_1018393_29781_10072014093020_3130304 | 2222798
LEDVANCE, formerly OSRAM SYLVANIA | Sylvania, Osram | CF30EL/TWIST/827/RP/1K | 29792 | CF30EL/TWIST/827/RP/1K,29792,CF30EL/TWIST/827/RP/1K | CFL Bare Spiral | General Purpose Replacement | E26 (Medium) | Omnidirectional | CFL | 9 | 125 | 125 | 68 |  | 1.5 |  | 2000 | 30 | 66.7 | No | 10000 | 2700 | 81 | 18 | 0.5 | -18 |  |  |  | None |  |  |  | 2014-04-01 | 2014-10-28 | United States, Canada | ES_1018393_29792_10162014085427_1715967 | 2223799
LEDVANCE, formerly OSRAM SYLVANIA | Sylvania, Osram | LED17PAR38/PRO/927/FL40/P3 | 78469 | LED17PAR38/PRO/927/NFL25/P3,78468,; LED17PAR38/PRO/927/WSP15/P3,78467,; LED17PAR38/PRO/930/FL40/P3,78465,; LED17PAR38/PRO/930/NFL25/P3,78464,; LED17PAR38/PRO/930/WSP15/P3,78463,; LED17PAR38/PRO/935/FL40/P3,78483,; LED17PAR38/PRO/935/NFL25/P3,78482,; LED17PAR38/PRO/935/WSP15/P3,78481,; LED17PAR38/PRO/940/FL40/P3,78473,; LED17PAR38/PRO/940/NFL25/P3,78472,; LED17PAR38/PRO/940/WSP15/P3,78471, | PAR38 | Reflector (Flood/Spot) | E26 (Medium) | Directional | LED | 5 | 90 | 127 | 122 | 2106 |  | 40 | 980 | 17 | 57.7 | No | 25000 | 2700 | 93 | 57 | 0.9 | -20 | Dimmable |  |  | Damp Location Rated,Enclosed Fixtures,Recessed Fixtures |  |  |  | 2014-05-01 | 2014-09-19 | United States, Canada | ES_1018393_78469_09242014124527_8253595 | 2220860
LEDVANCE, formerly OSRAM SYLVANIA | Sylvania, Osram | LED7PAR20/PRO/927/NFL25/P3 | 78997 | LED7PAR20/PRO/927/FL40/P3,78998,; LED7PAR20/PRO/930/FL40/P3,79068,; LED7PAR20/PRO/930/NFL25/P3,79067,; LED7PAR20/PRO/935/FL40/P3,79065,; LED7PAR20/PRO/935/NFL25/P3,79064,; LED7PAR20/PRO/940/FL40/P3,79062,; LED7PAR20/PRO/940/NFL25/P3,79061, | PAR20 | Reflector (Flood/Spot) | E26 (Medium) | Directional | LED | 5 | 50 | 88 | 64 | 2050 |  | 25 | 445 | 7 | 64 | No | 25000 | 2700 | 94 | 62 | 0.9 | -20 | Dimmable |  |  | Damp Location Rated |  |  |  | 2014-04-01 | 2014-09-16 | United States, Canada | ES_1018393_78997_09302014175606_8702813 | 2220865
LEDVANCE, formerly OSRAM SYLVANIA | Sylvania, Osram | LED8PAR20/DIM/827/NFL25/G3 | 78992 | LED8PAR20/DIM/830/NFL25/G3,78988,; LED8PAR20/DIM/850/NFL25/G3,78871, | PAR20 | Reflector (Flood/Spot) | E26 (Medium) | Directional | LED | 5 | 60 | 86 | 63 | 827 |  | 25 | 450 | 8 | 56.3 | No | 25000 | 2700 | 81 | 13 | 0.9 | -20 | Dimmable |  |  | Damp Location Rated,Recessed Fixtures |  |  |  | 2014-04-01 | 2014-12-01 | United States, Canada | ES_1018393_78992_11172014102159_6514245 | 2226235
LEDVANCE, formerly OSRAM SYLVANIA | SYLVANIA;OSRAM | 79656 LED7R20/DIM/SE/830/G3 | 79656 LED7R20/DIM/SE/830/G3 | ,79653 LED7R20/DIM/SE/830/G3/RP,; ,79659 LED7R20/DIM/SE/830/G3/RP, | R20 | Reflector (Flood/Spot) | E26 (Medium) | Directional | LED | 5 | 50 | 94.5 | 64 | 160 |  | 105 | 525 | 7 | 75 | No | 25000 | 3000 | 85 | 24 | 1 | 0 | Dimmable | 10% |  | Recessed Fixtures |  |  |  | 2015-10-01 | 2015-07-15 | United States | ES_1018393_79656 LED7R20/DIM/SE/830/G3_07132015132447_3383600 | 2243346
LEDVANCE, formerly OSRAM SYLVANIA | SYLVANIA;OSRAM | 79658 LED15BR40/DIM/SE/830/G3 | 79658 LED15BR40/DIM/SE/830/G3 | ,79655 LED15BR40/DIM/SE/830/G3/RP,; ,79661 LED15BR40/DIM/SE/830/G3/RP, | BR40 | Reflector (Flood/Spot) | E26 (Medium) | Directional | LED | 5 | 85 | 152 | 122 | 290 |  | 117 | 1100 | 15 | 73.3 | No | 25000 | 3000 | 84 | 20 | 1 | 0 | Dimmable | 10% |  | Recessed Fixtures |  |  |  | 2015-10-01 | 2015-07-15 | United States | ES_1018393_79658 LED15BR40/DIM/SE/830/G3_07132015131856_7519494 | 2243348
LEDVANCE, formerly OSRAM SYLVANIA | SYLVANIA;OSRAM | LED11BR30/DIM/HO/827/G4 | LED11BR30/DIM/HO/827/G4 | ,LED11BR30/DIM/HO/830/G4,3000K | BR30 | Reflector (Flood/Spot) | E26 (Medium) | Directional | LED | 5 | 65 | 128.8 | 94.9 | 275 |  | 112 | 800 | 11 | 72.7 | No | 25000 | 2700 | 82 | 10 | 1 | 0 | Dimmable | 10% |  | Recessed Fixtures |  |  |  | 2014-01-01 | 2015-09-23 | United States | ES_1018393_LED11BR30/DIM/HO/827/G4_09072015110504_7656976 | 2248364
LEDVANCE, formerly OSRAM SYLVANIA | SYLVANIA;OSRAM | LED9BR30/DIM/HO/850/G4 | LED9BR30/DIM/HO/850/G4 |  | BR30 | Reflector (Flood/Spot) | E26 (Medium) | Directional | LED | 5 | 65 | 128.9 | 94.9 | 272 |  | 113 | 800 | 9 | 88.9 | No | 25000 | 5000 | 83 | 7 | 1 | 0 | Dimmable | 10% |  | Recessed Fixtures |  |  |  | 2014-01-01 | 2015-01-08 | United States | ES_1018393_LED9BR30/DIM/HO/850/G4_01082015094801_9410821 | 2230726
LEDVANCE, formerly OSRAM SYLVANIA | SYVANIA and OSRAM | LED13PAR30LN/PRO/827/FL40/P3 | 78716 |  | PAR30 | Reflector (Flood/Spot) | E26 (Medium) | Directional | LED | 5 | 75 | 119 | 96 | 1970 |  | 40 | 930 | 13 | 71.5 | No | 25000 | 2700 | 85 | 13 | 1 | -20 | Dimmable |  |  | Damp Location Rated,Enclosed Fixtures,Recessed Fixtures |  |  |  | 2014-05-01 | 2014-09-24 | United States, Canada | ES_1018393_78716_09242014160747_2434808 | 2220841
Lenmar Enterprises, Inc. | LENMAR | LED11BR30-827-2D | LED11BR30-827-2D |  | BR30 | Reflector (Flood/Spot) | E26 (Medium) | Directional | LED | 5 | 65 | 129 | 95 | 252 |  | 109 | 800 | 11 | 72.7 | No | 25000 | 2700 | 81 | 7 | 1 | 0 | Dimmable | 10% |  | Recessed Fixtures |  |  |  | 2015-12-01 | 2016-03-29 | United States | ES_1135069_LED11BR30-827-2D_03282016092927_2417871 | 2263658
L'Image Home Products Inc., a licensee selling Sunbeam branded products | Home LUMINAIRE | 30411618 | 30411618 |  | A19 | General Purpose Replacement | E26 (Medium) | Omnidirectional | LED | 3 | 40 | 108.9 | 59.8 |  |  |  | 490 | 7 | 70 | No | 25000 | 2700 | 81 | 10 | 0.9 | -20 | Dimmable | 10% |  | None |  |  |  | 2014-08-08 | 2014-08-11 | United States, Canada | ES_31605_30411618_08112014172636_1683313 | 2217203
L'Image Home Products Inc., a licensee selling Sunbeam branded products | Home LUMINAIRE | 30411831 | 30411831 |  | A19 | General Purpose Replacement | E26 (Medium) | Omnidirectional | LED | 3 | 40 | 108.8 | 59.6 |  |  |  | 450 | 7 | 64.2 | No | 25000 | 2700 | 82 | 14 | 0.9 | -20 | Dimmable | 10% |  | Not for Use in Enclosed Fixtures |  |  |  | 2014-12-12 | 2014-12-31 | United States, Canada | ES_31605_30411831_12312014173305_7185516 | 2230504
L'Image Home Products Inc., a licensee selling Sunbeam branded products | Home LUMINAIRE | LPL24A19D-OM-7W | 30411967 | ,,31291 | A19 | General Purpose Replacement | E26 (Medium) | Omnidirectional | LED | 3 | 40 | 112.5 | 61 |  |  |  | 450 | 7 | 64.3 | No | 25000 | 3000 | 84 | 17 | 1 | -20 | Dimmable | 5% |  | Not for Use in Enclosed Fixtures |  |  |  | 2015-11-15 | 2015-11-11 | United States | ES_31605_30411967_11122015161124_8632429 | 2252482
L'Image Home Products Inc., a licensee selling Sunbeam branded products | Sunbeam | 30411295 | 30411295 |  | Decorative: Other | Decorative | E12 (Candelabra) | Decorative | LED | 3 | 40 | 101.5 | 38.5 |  |  |  | 310 | 6 | 51.7 | No | 15000 | 2700 | 81 | 7 | 0.8 | -20 | Dimmable | 11% |  | None |  |  |  | 2014-07-08 | 2014-07-09 | United States, Canada | ES_31605_30411295_07152014095431_1181122 | 2215533
L'Image Home Products Inc., a licensee selling Sunbeam branded products | Sunbeam | 30411617 | 30411617 |  | A19 | General Purpose Replacement | E26 (Medium) | Omnidirectional | LED | 3 | 60 | 112.7 | 59.9 |  |  |  | 800 | 12 | 66.7 | No | 25000 | 2700 | 82 | 14 | 0.9 | -20 | Dimmable | 10% |  | None |  |  |  | 2014-04-10 | 2014-07-23 | United States, Canada | ES_31605_30411617_04032014113035_6592267 | 2207524
L'Image Home Products Inc., a licensee selling Sunbeam branded products | Sunbeam | 30411618 | 30411618 |  | A19 | General Purpose Replacement | E26 (Medium) | Omnidirectional | LED | 3 | 40 | 108.9 | 59.8 |  |  |  | 490 | 7 | 70 | No | 25000 | 2700 | 81 | 10 | 0.9 | -20 | Dimmable | 10% |  | None |  |  |  | 2014-04-10 | 2014-07-23 | Canada | ES_31605_30411618_04102014104818_1976644 | 2208199
L'Image Home Products Inc., a licensee selling Sunbeam branded products | Sunbeam | 30411826 | 30411826 |  | A19 | General Purpose Replacement | E26 (Medium) | Omnidirectional | LED | 3 | 60 | 108.5 | 59.7 |  |  |  | 800 | 11.3 | 72.2 | No | 25000 | 2700 | 82 | 14 | 0.9 | -20 | Dimmable | 10% |  | Not for Use in Enclosed Fixtures |  |  |  | 2014-12-19 | 2014-12-31 | United States, Canada | ES_31605_30411826_12312014173649_7409492 | 2230503
L'Image Home Products Inc., a licensee selling Sunbeam branded products | Sunbeam | CFL | 30412056 |  | CFL Bare Spiral | General Purpose Replacement | E26 (Medium) | Omnidirectional | CFL | 2 | 100 | 113.6 | 60.1 |  | 2 |  | 1650 | 23 | 71.7 | No | 10000 | 2700 | 83 | -12 | 0.6 | -18 |  |  |  | Damp Location Rated |  |  |  | 2014-12-20 | 2015-03-20 | United States, Canada | ES_31605_30412056_03262015092459_1899729 | 2235125
L'Image Home Products Inc., a licensee selling Sunbeam branded products | Sunbeam | CFL Lamp | 30411523 |  | CFL Bare Spiral | General Purpose Replacement | E26 (Medium) | Omnidirectional | CFL | 3 | 60 | 124 | 46 |  | 1.5 |  | 1000 | 15 | 66.7 | No | 10000 | 2700 | 82 | -20 | 0.6 | -15 |  |  |  | Not for Use in Enclosed Fixtures |  |  |  | 2014-12-15 | 2014-12-22 | United States, Canada | ES_31605_30411523_12222014102731_1023735 | 2229793
L'Image Home Products Inc., a licensee selling Sunbeam branded products | Sunbeam | CFL Lamp | 30412000 |  | CFL Bare Spiral | General Purpose Replacement | E26 (Medium) | Omnidirectional | CFL | 3 | 100 | 124 | 60 |  | 2.5 |  | 1600 | 23 | 69.6 | No | 10000 | 2700 | 81 | -23 | 0.6 | -15 |  |  |  | Not for Use in Enclosed Fixtures |  |  |  | 2014-12-15 | 2014-12-22 | United States, Canada | ES_31605_30412000_12222014102221_1023735 | 2229792
L'Image Home Products Inc., a licensee selling Sunbeam branded products | Sunbeam | LED Lamp | 30411859 |  | A19 | General Purpose Replacement | E26 (Medium) | Omnidirectional | LED | 3 | 60 | 112.3 | 60.9 |  |  |  | 800 | 9.8 | 81.6 | No | 25000 | 2700 | 81 | 5 | 0.9 | -20 | Dimmable | 10% |  | Damp Location Rated,Not for Use in Enclosed Fixtures |  |  |  | 2015-01-12 | 2015-01-12 | United States, Canada | ES_31605_30411859_01122015020330_1023743 | 2230833
L'Image Home Products Inc., a licensee selling Sunbeam branded products | Sunbeam | LED lamps | 30411828 |  | A19 | General Purpose Replacement | E26 (Medium) | Omnidirectional | LED | 3 | 60 | 110.4 | 60.1 |  |  |  | 800 | 9.9 | 80.1 | No | 25000 | 2700 | 90 | 56 | 1 | -40 | Dimmable | 20% |  | None |  |  |  | 2015-08-17 | 2015-08-19 | United States, Canada | ES_31605_30411828_09012015090006_3457444 | 2246861
L'Image Home Products Inc., a licensee selling Sunbeam branded products | Sunbeam | LED lamps | 30411844 |  | PAR16 | Reflector (Flood/Spot) | GU10 | Directional | LED | 3 | 50 | 53.5 | 50 | 725 |  | 38 |  | 6.5 | 58.5 | No | 25000 | 2700 | 97 | 81 | 0.9 | -40 | Dimmable | 20% |  | None |  |  |  | 2015-08-17 | 2015-08-19 | United States, Canada | ES_31605_30411844_09012015085143_6820854 | 2246836
L'Image Home Products Inc., a licensee selling Sunbeam branded products | Sunbeam | LED lamps | 30411968 |  | PAR16 | Reflector (Flood/Spot) | GU10 | Directional | LED | 3 | 60 | 53.5 | 50 | 754 |  | 38 |  | 6.5 | 58.5 | No | 25000 | 3000 | 96 | 86 | 0.9 | -40 | Dimmable | 20% |  | None |  |  |  | 2015-08-17 | 2015-08-19 | United States, Canada | ES_31605_30411968_09012015085143_1395014 | 2246837
Litecorr Global Inc | Litecorr Global Inc | LG-A19-09.5W27 | LG-A19-09.5W27 |  | A19 | General Purpose Replacement | E26 (Medium) | Omnidirectional | LED | 3 | 60 | 112.3 | 60.1 |  |  |  | 800 | 9.5 | 85 | No | 25000 | 2700 | 82 | 7 | 1 | -20 | Dimmable | 20% | Yes | Damp Location Rated,Recessed Fixtures | No |  |  | 2016-08-01 | 2016-08-03 | United States, Canada | ES_1137599_LG-A19-09.5W27_08032016074324_0204856 | 2273998
Lowe's Home Improvement | FEIT ELECTRIC | 3way Omni | 623062 |  | A21 | General Purpose Replacement | E26 (Medium) | Omnidirectional | LED | 3 | 100 | 133.3 | 71.5 |  |  |  | 1600 | 19.5 | 82 | Yes | 25000 | 2700 | 82 | 10 | 1 | -25 |  |  |  | None |  |  |  | 2015-04-01 | 2015-04-03 | United States | ES_1114486_623062_04072015091949_1867081 | 2235934
Lowe's Home Improvement | FEIT ELECTRIC | MR16 GU10 LED | 596922 |  | PAR16 | Reflector (Flood/Spot) | GU10 | Directional | LED | 3 | 50 | 54.4 | 49.9 | 1170 |  | 38 | 500 | 8 | 62.5 | No | 25000 | 3000 | 82 | 10 | 0.7 | -25 | Dimmable | 10% |  | None |  |  |  | 2014-12-15 | 2015-01-13 | United States | ES_1114486_596922_01142015110510_7407854 | 2230964
Lowe's Home Improvement | Lowe's Home Improvement | MR16 LED | 596934 | ,,LEXNDM/500/LED | MR16 | Reflector (Flood/Spot) | GU5.3 | Directional | LED | 3 | 50 | 46.5 | 50 | 1153 |  | 38 | 500 | 8.5 | 58.8 | No | 25000 | 3000 | 81 | 7 | 1 | -25 | Dimmable | 10% |  | None |  |  |  | 2014-12-30 | 2015-01-19 | United States | ES_1114486_0596934_01212015124025_7716841 | 2231301
Lowe's Home Improvement | Utilitech | 7Watt CFL Decorative | 82339 | ,LBP7C2/27K/CAN,Retail number | Decorative: Other | Decorative | E12 (Candelabra) | Decorative | CFL | 2 | 40 | 113.4 | 39.3 |  | 1 |  | 320 | 7 | 54.4 | No | 10000 | 2700 | 82 | -17 | 0.6 | -20 |  |  |  | Damp Location Rated |  |  |  | 2015-02-15 | 2015-02-19 | Canada | ES_1114486_0082339_02192015015730_1023768 | 2233395
Lowe's Home Improvement | Utilitech | 7Watt CFL Decorative | 351620 | ,LBP7EF2,Retail number | Decorative Candle: Other | Decorative | E26 (Medium) | Decorative | CFL | 2 | 40 | 121.3 | 37.7 |  | 1 |  | 320 | 7 | 45.7 | No | 10000 | 2700 | 82 | -17 | 0.6 | -20 |  |  |  | Damp Location Rated |  |  |  | 2015-02-15 | 2015-02-19 | United States, Canada | ES_1114486_0351620_02192015015730_1023768 | 2233394
Lowe's Home Improvement | Utilitech | CFL 11R20 | 15723 | ,108069, | R20 | Reflector (Flood/Spot) | E26 (Medium) | Directional | CFL | 2 | 45 | 111.5 | 62.6 |  | 1 |  | 450 | 11 | 40.9 | No | 10000 | 2700 | 81 | -20 |  | -23 |  |  |  | Damp Location Rated,Not for Use in Enclosed Fixtures |  |  |  | 2015-01-26 | 2015-04-23 | Canada | ES_1114486_015723_04232015062220_1023799 | 2237931
Lowe's Home Improvement | Utilitech | CFL 11R20 | 346997 | ,LBP11R20TM/5K, | R20 | Reflector (Flood/Spot) | E26 (Medium) | Directional | CFL | 2 | 45 | 111.5 | 62.6 |  | 1 |  | 450 | 11 | 40.9 | No | 10000 | 5000 | 85 | 44 | 0.6 | -29 |  |  |  | Damp Location Rated |  |  |  | 2015-01-26 | 2015-12-02 | United States, Canada | ES_1114486_0346997_12022015113841_1023935 | 2254114
Lowe's Home Improvement | Utilitech | CFL 11R20 | 296873 |  | R20 | Reflector (Flood/Spot) | E26 (Medium) | Directional | CFL | 2 | 45 | 111.5 | 62.6 |  | 1 |  | 450 | 11 | 40.9 | No | 10000 | 3500 | 87 | 34 |  | -23 |  |  |  | Damp Location Rated,Not for Use in Enclosed Fixtures |  |  |  | 2015-01-26 | 2015-04-20 | United States, Canada | ES_1114486_296873_04232015062220_1023797 | 2237930
Lowe's Home Improvement | Utilitech | CFL 11R20 | 401536 |  | R20 | Reflector (Flood/Spot) | E26 (Medium) | Directional | CFL | 2 | 45 | 111.5 | 62.6 |  | 1 |  | 450 | 11 | 40.9 | No | 10000 | 3500 | 87 | 34 |  | -23 |  |  |  | Damp Location Rated,Not for Use in Enclosed Fixtures |  |  |  | 2015-01-26 | 2015-04-23 | Canada | ES_1114486_401536_04232015062220_1023799 | 2237933
Lowe's Home Improvement | Utilitech | CFL 11R20 | 401538 |  | R20 | Reflector (Flood/Spot) | E26 (Medium) | Directional | CFL | 2 | 45 | 111.5 | 62.6 |  | 1 |  | 450 | 11 | 40.9 | No | 10000 | 6500 | 87 | 52 |  | -23 |  |  |  | Damp Location Rated,Not for Use in Enclosed Fixtures |  |  |  | 2015-01-26 | 2015-04-23 | Canada | ES_1114486_401538_04232015062220_1023799 | 2237932
Lowe's Home Improvement | Utilitech | CFL 13W GU24 Twist | 237781 | ,LBP13T/GU24, | CFL Bare Spiral | General Purpose Replacement | GU24 | Omnidirectional | CFL | 2 | 60 | 94.7 | 52.8 |  | 1 |  | 900 | 13 | 69.2 | No | 10000 | 2700 | 83 | -20 | 0.6 | -29 |  |  |  | Not for Use in Enclosed Fixtures |  |  |  | 2015-02-18 | 2015-02-18 | United States | ES_1114486_0237781_02182015033950_1023768 | 2233322
Lowe's Home Improvement | Utilitech | CFL 13W(H) | 252003 | ,,L13T6/27K(H1) | A19 | General Purpose Replacement | E26 (Medium) | Omnidirectional | CFL | 2 | 60 | 109.2 | 47.2 |  | 1 |  | 900 | 13.4 | 69 | No | 10000 | 2700 | 82 | -6 | 0.6 | -20 |  |  |  | Not for Use in Recessed Fixtures |  |  |  | 2013-06-01 | 2014-10-07 | United States | ES_1114486_25003; L13T6/27K(H1)_10092014145055_7080295 | 2222023
Lowe's Home Improvement | Utilitech | CFL 13W Twist | 77180 | ,L13T4/35K,RETAIL NUMBER | CFL Bare Spiral | General Purpose Replacement | E26 (Medium) | Omnidirectional | CFL | 2 | 60 | 111.4 | 47.4 |  | 2.4 |  | 835 | 13 | 64.2 | No | 10000 | 3500 | 85 | 21 | 0.6 | -29 |  |  |  | Damp Location Rated,Not for Use in Enclosed Fixtures |  |  |  | 2015-01-01 | 2015-12-08 | United States, Canada | ES_1114486_0077180_12082015021330_1023938 | 2254529
Lowe's Home Improvement | Utilitech | CFL 13W Twist | 345548 | ,L13T4/5K,RETAIL NUMBER | CFL Bare Spiral | General Purpose Replacement | E26 (Medium) | Omnidirectional | CFL | 2 | 60 | 111.4 | 47.4 |  | 2.4 |  | 830 | 13 | 63.8 | No | 10000 | 5000 | 85 | 29 | 0.6 | -29 |  |  |  | Damp Location Rated,Not for Use in Enclosed Fixtures |  |  |  | 2015-01-01 | 2015-12-08 | United States, Canada | ES_1114486_0345548_12082015021330_1023938 | 2254530
Lowe's Home Improvement | Utilitech | CFL 15W | 18386 | ,LBP15A2/27K/CAN, | CFL Bare Spiral | General Purpose Replacement | E26 (Medium) | Decorative | CFL | 2 | 60 | 123.2 | 60 |  | 1 |  | 866 | 12.4 | 70.1 | No | 10000 | 2700 | 84 | 2 | 0.6 | -20 |  |  |  | Damp Location Rated |  |  |  | 2015-02-15 | 2015-02-24 | Canada | ES_1114486_0018386_02242015094330_1023770 | 2233879
Lowe's Home Improvement | Utilitech | CFL 15W | 18417 | ,LBP15A2/35K/CAN,RETAIL NUMBER | CFL A-type | General Purpose Replacement | E26 (Medium) | Omnidirectional | CFL | 2 | 60 | 123.1 | 60.8 |  | 1.5 |  | 970 | 13.2 | 73.8 | No | 10000 | 3500 | 85 | 6 | 0.6 | -29 |  |  |  | Damp Location Rated,Not for Use in Enclosed Fixtures |  |  |  | 2015-09-15 | 2015-12-02 | Canada | ES_1114486_0018417_12022015052950_1023936 | 2254141
Lowe's Home Improvement | Utilitech | CFL 15W | 18533 | ,LBP15A2/65K/CAN, | CFL Bare Spiral | General Purpose Replacement | E26 (Medium) | Decorative | CFL | 2 | 60 | 123.2 | 60 |  | 1 |  | 831 | 12.5 | 66.4 | No | 10000 | 6500 | 85 | 48 | 0.6 | -20 |  |  |  | Damp Location Rated |  |  |  | 2015-02-15 | 2015-02-24 | Canada | ES_1114486_0018533_02242015094330_1023770 | 2233878
Lowe's Home Improvement | Utilitech | CFL 15W | 82382 | ,LBP16AM2, | CFL Bare Spiral | General Purpose Replacement | E26 (Medium) | Decorative | CFL | 2 | 60 | 123.2 | 60 |  | 1 |  | 866 | 12.4 | 70.1 | No | 10000 | 2700 | 84 | 2 | 0.6 | -20 |  |  |  | Damp Location Rated |  |  |  | 2015-02-15 | 2015-02-24 | United States, Canada | ES_1114486_0082382_02242015094330_1023770 | 2233870
Lowe's Home Improvement | Utilitech | CFL 15W | 296865 | ,LBP16AM2/35K,RETAIL NUMBER | CFL A-type | General Purpose Replacement | E26 (Medium) | Omnidirectional | CFL | 2 | 60 | 123.1 | 60.8 |  | 1.5 |  | 970 | 13.2 | 73.8 | No | 10000 | 3500 | 85 | 6 | 0.6 | -29 |  |  |  | Damp Location Rated,Not for Use in Enclosed Fixtures |  |  |  | 2015-09-15 | 2015-12-02 | United States, Canada | ES_1114486_0296865_12022015052950_1023935 | 2254137
Lowe's Home Improvement | Utilitech | CFL 15W BR30 | 18545 | ,,Retail Number6 pack6 pack Retail Number; ,,Retail Number6 pack6 pack Retail Number; ,LBP15BR302/27K/CAN,Retail Number6 pack6 pack Retail Number | BR30 | Reflector (Flood/Spot) | E26 (Medium) | Directional | CFL | 2 | 65 | 134.8 | 94 |  | 1 |  | 750 | 15 | 50 | No | 10000 | 2700 | 84 | -5 | 0.6 | -20 |  |  |  | Damp Location Rated |  |  |  | 2015-02-15 | 2015-02-24 | Canada | ES_1114486_0018545_02242015111001_1023770 | 2233880
Lowe's Home Improvement | Utilitech | CFL 15W BR30 | 18600 | ,LBP15BR30/35K/CAN,RETAIL NUMBER | BR30 | Reflector (Flood/Spot) | E26 (Medium) | Directional | CFL | 2 | 65 | 134.8 | 94 |  | 1.5 |  | 750 | 15 | 50 | No | 10000 | 3500 | 85 | 8 | 0.6 | -29 |  |  |  | Damp Location Rated,Not for Use in Enclosed Fixtures |  |  |  | 2015-09-01 | 2015-09-11 | Canada | ES_1114486_0018600_09142015044110_1023893 | 2248066
iPAN LED Inc. | IPAN | LED Bulb | iPAN-OMNI-12W |  | A19 | General Purpose Replacement | E26 (Medium) | Omnidirectional | LED | 5 | 60 | 111 | 61 |  |  |  | 800 | 12 | 66.7 | No | 25000 | 3000 | 94 | 70 | 1 | -20 | Dimmable | 10% |  | None |  |  |  | 2014-06-01 | 2014-10-07 | United States, Canada | ES_1080990_iPAN-OMNI-12W_10092014144830_5641797 | 2222037
iPAN LED Inc. | IPAN | LED Bulb | iPAN-OMNI-7W |  | A19 | General Purpose Replacement | E26 (Medium) | Omnidirectional | LED | 5 | 40 | 111 | 61 |  |  |  | 450 | 7 | 64.3 | No | 25000 | 3000 | 94 | 73 | 0.9 | -20 | Dimmable | 10% |  | None |  |  |  | 2014-06-01 | 2014-10-07 | United States, Canada | ES_1080990_iPAN-OMNI-7W_10092014144819_1402960 | 2222038
iPAN LED Inc. | IPAN | LED C35 LAMP | iPAN-C11-4.5W-P-E12 |  | Decorative Candle: Other | Decorative | E12 (Candelabra) | Decorative | LED | 5 | 40 | 101.5 | 38 |  |  |  | 350 | 4.5 | 77.8 | No | 25000 | 2700 | 82 | 4 | 0.9 | -20 | Dimmable | 10% |  | None |  |  |  | 2014-06-01 | 2015-03-26 | United States, Canada | ES_1080990_iPAN-C11-4.5W-P-E12_03302015100410_7423988 | 2235393
iPAN LED Inc. | IPAN | LED C35 LAMP | iPAN-C11-4.5W-P-E26 |  | Decorative Candle: Other | Decorative | E26 (Medium) | Decorative | LED | 5 | 40 | 101.5 | 38 |  |  |  | 350 | 4.5 | 77.8 | No | 25000 | 2700 | 82 | 4 | 0.9 | -20 | Dimmable | 10% |  | None |  |  |  | 2014-06-01 | 2015-03-26 | United States, Canada | ES_1080990_iPAN-C11-4.5W-P-E26_03302015100410_5148024 | 2235394
iPAN LED Inc. | IPAN | LED PAR LAMP | IPAN-PAR30L-13.5W-D 3000K |  | PAR30L | Reflector (Flood/Spot) | E26 (Medium) | Directional | LED | 5 | 75 | 115 | 94 | 1754 |  | 40 |  | 13.5 | 55.6 | No | 25000 | 3000 | 84 | 23 | 0.9 | -20 | Dimmable | 10% |  | Other, |  |  |  | 2014-05-01 | 2016-04-17 | United States, Canada | ES_1080990_IPAN-PAR30L-13.5W-D 3000K_05022016100109_3032525 | 2265659
iPAN LED Inc. | IPAN | LED PAR LAMP | IPAN-PAR30L-13.5W-D 4000K |  | PAR30L | Reflector (Flood/Spot) | E26 (Medium) | Directional | LED | 5 | 75 | 115 | 94 | 1933 |  | 40 |  | 13.5 | 55.6 | No | 25000 | 4000 | 85 | 25 | 0.9 | -20 | Dimmable | 10% |  | Other, |  |  |  | 2014-05-01 | 2016-04-17 | United States, Canada | ES_1080990_IPAN-PAR30L-13.5W-D 4000K_05022016100109_7023282 | 2265660
iPAN LED Inc. | IPAN | LED PAR LAMP | IPAN-PAR30L-13.5W-D 5000K |  | PAR30L | Reflector (Flood/Spot) | E26 (Medium) | Directional | LED | 5 | 75 | 115 | 94 | 2003 |  | 40 |  | 13.5 | 55.6 | No | 25000 | 5000 | 86 | 25 | 0.9 | -20 | Dimmable | 10% |  | Other, |  |  |  | 2014-05-01 | 2016-04-17 | United States, Canada | ES_1080990_IPAN-PAR30L-13.5W-D 5000K_05022016100109_6524383 | 2265661
iPAN LED Inc. | IPAN | LED PAR LAMP | IPAN-PAR38-17.5W-D 3000K |  | PAR38 | Reflector (Flood/Spot) | E26 (Medium) | Directional | LED | 5 | 85 | 132 | 121 | 1566 |  | 40 |  | 17.5 | 60 | No | 25000 | 3000 | 84 | 23 | 0.9 | -20 | Dimmable | 10% |  | None |  |  |  | 2014-05-01 | 2016-04-17 | United States, Canada | ES_1080990_IPAN-PAR38-17.5W-D 3000K_05022016100127_8188884 | 2265656
iPAN LED Inc. | IPAN | LED PAR LAMP | IPAN-PAR38-17.5W-D 4000K |  | PAR38 | Reflector (Flood/Spot) | E26 (Medium) | Directional | LED | 5 | 85 | 132 | 121 | 1760 |  | 40 |  | 17.5 | 60 | No | 25000 | 4000 | 84 | 25 | 0.9 | -20 | Dimmable | 10% |  | None |  |  |  | 2014-05-01 | 2016-04-17 | United States, Canada | ES_1080990_IPAN-PAR38-17.5W-D 4000K_05022016100127_1751878 | 2265657
iPAN LED Inc. | IPAN | LED PAR LAMP | IPAN-PAR38-17.5W-D 5000K |  | PAR38 | Reflector (Flood/Spot) | E26 (Medium) | Directional | LED | 5 | 85 | 132 | 121 | 1699 |  | 40 |  | 17.5 | 60 | No | 25000 | 5000 | 86 | 25 | 0.9 | -20 | Dimmable | 10% |  | None |  |  |  | 2014-05-01 | 2016-04-17 | United States, Canada | ES_1080990_IPAN-PAR38-17.5W-D 5000K_05022016100127_7640162 | 2265658
iPAN LED Inc. | IPAN | LED R LAMP | iPAN-BR20-8W |  | R20 | Reflector (Flood/Spot) | E26 (Medium) | Directional | LED | 5 | 45 | 93 | 63 |  |  | 120 | 450 | 8 | 56.2 | No | 25000 | 2700 | 81 | 10 | 0.9 | -20 | Dimmable | 10% |  | None |  |  |  | 2014-03-01 | 2015-01-15 | United States, Canada | ES_1080990_iPAN-BR20-8W_01212015115028_3323766 | 2231294
iPAN LED Inc. | IPAN | MR16-GU5.3 | iPAN-MR16-7W-GU5.3 |  | MR16 | Reflector (Flood/Spot) | GU5.3 | Directional | LED | 3 | 50 | 50 | 50 | 1347 |  | 35 | 500 | 7 | 71.4 | No | 25000 | 3000 | 82 | 13 | 1 | -20 | Dimmable | 10% |  | None |  |  |  | 2014-01-01 | 2014-12-17 | United States, Canada | ES_1080990_iPAN-MR16-7W-GU5.3_12222014104217_2844932 | 2229820
JDI Sales USA Inc dba Triangle Bulbs | Triangle Bulb | LED A Lamp | T95121 |  | A19 | General Purpose Replacement | E26 (Medium) | Omnidirectional | LED | 3 | 60 | 112.5 | 59.9 |  |  |  | 800 | 9 | 88.9 | No | 15000 | 3000 | 83 | 10 | 0.9 | -20 | Dimmable | 10% | No | Damp Location Rated,Not for Use in Recessed Fixtures | No |  |  | 2016-07-30 | 2016-08-04 | United States, Canada | ES_1129609_T95121_08042016153201_2934985 | 2274472
JDI Sales USA Inc dba Triangle Bulbs | Triangle Bulb | LED A Lamp | T95123 |  | A19 | General Purpose Replacement | E26 (Medium) | Omnidirectional | LED | 3 | 60 | 112 | 60 |  |  |  | 800 | 9 | 88.9 | No | 15000 | 5000 | 85 | 20 | 0.9 | -20 | Dimmable | 10% | No | Damp Location Rated,Not for Use in Recessed Fixtures | No |  |  | 2016-07-30 | 2016-08-02 | United States, Canada | ES_1129609_T95123_08042016153230_9898315 | 2274473
JDI Sales USA Inc dba Triangle Bulbs | Triangle Bulbs | LED | T95031 |  | PAR16 | Reflector (Flood/Spot) | GU10 | Directional | LED | 3 | 50 | 57 | 50 | 632 |  | 38 |  | 6 | 66.7 | No | 25000 | 3000 | 91 | 50 | 0.9 | -40 | Dimmable | 10% |  | None |  |  |  | 2015-08-15 | 2015-08-19 | United States | ES_1129609_T95031_09012015085441_2951809 | 2246816
JDI Sales USA Inc dba Triangle Bulbs | Triangle Bulbs | T95035 | T95035 |  | Decorative Candle: Other | Decorative | E12 (Candelabra) | Decorative | LED | 3 | 40 | 97.2 | 35 |  |  |  | 325 | 5 | 65 | No | 25000 | 2700 | 82 | 7 | 0.9 | -40 | Dimmable | 10% |  | Damp Location Rated,Not for Use in Enclosed Fixtures |  |  |  | 2014-04-10 | 2016-02-19 | United States, Canada | ES_1129609_T95035_02192016013950_1023973 | 2260433
JDI Sales USA Inc dba Triangle Bulbs | Triangle Bulbs | T97001 | T97001 |  | PAR20 | Reflector (Flood/Spot) | E26 (Medium) | Directional | LED | 3 | 50 | 81.1 | 63 | 1128 |  | 40 | 470 | 7.2 | 65.3 | No | 25000 | 2700 | 82 | 8 | 0.9 | -20 | Dimmable | 10% |  | Damp Location Rated,Not for Use in Enclosed Fixtures |  |  |  | 2015-08-30 | 2015-10-13 | United States, Canada | ES_1129609_T97001_10162015120731_1023914 | 2250498
JDI Sales USA Inc dba Triangle Bulbs | Triangle Bulbs | T97005 | T97005 |  | PAR30L | Reflector (Flood/Spot) | E26 (Medium) | Directional | LED | 3 | 75 | 116 | 94.7 | 2604 |  | 40 | 850 | 12 | 70.8 | No | 25000 | 2700 | 82 | 7 | 1 | -20 | Dimmable | 10% |  | Damp Location Rated,Not for Use in Enclosed Fixtures |  |  |  | 2015-08-30 | 2015-10-08 | United States, Canada | ES_1129609_T97005_10082015035550_1023912 | 2249791
JDI Sales USA Inc dba Triangle Bulbs | Triangle Bulbs | T97201 | T97201 |  | G25 | Globe | E26 (Medium) | Decorative | LED | 3 | 40 | 113.1 | 79.8 |  |  |  | 400 | 6 | 66.7 | No | 25000 | 3000 | 82 | 8 | 0.9 | -20 | Dimmable | 10% |  | Damp Location Rated,Not for Use in Enclosed Fixtures |  |  |  | 2015-08-30 | 2015-10-05 | United States, Canada | ES_1129609_T97201_10062015072730_1023908 | 2249661
JDI Sales USA Inc dba Triangle Bulbs | Triangle Bulbs | T99005 | T99005 |  | R20 | Reflector (Flood/Spot) | E26 (Medium) | Directional | LED | 3 | 50 | 96.2 | 63.4 |  |  | 110 | 550 | 7.1 | 77.5 | No | 25000 | 3000 | 82 | 6 | 0.9 | -20 | Dimmable | 10% |  | Damp Location Rated,Not for Use in Enclosed Fixtures |  |  |  | 2015-08-30 | 2015-10-05 | United States, Canada | ES_1129609_T99005_10062015070330_1023907 | 2249655
Jiawei Technology (USA), Ltd | Duracell | self-ballasted LED Lamps | DL-15PAR38-830-25-D |  | PAR38 | Reflector (Flood/Spot) | E26 (Medium) | Directional | LED | 5 | 100 | 130 | 120 | 6133 |  | 25 | 1200 | 15 | 80 | No | 25000 | 3000 | 82 | 4 | 1 | -20 | Dimmable | 10% |  | None |  |  |  | 2015-06-30 | 2015-07-09 | United States, Canada | ES_1119003_DL-15PAR38-830-25-D_07102015164836_4213556 | 2243153
Jiawei Technology (USA), Ltd | Duracell | self-ballasted LED Lamps | DL-15PAR38-830-40-D |  | PAR38 | Reflector (Flood/Spot) | E26 (Medium) | Directional | LED | 5 | 100 | 130 | 120 | 2353 |  | 40 | 1200 | 15 | 80 | No | 25000 | 3000 | 82 | 4 | 1 | -20 | Dimmable | 10% |  | None |  |  |  | 2015-06-30 | 2015-07-09 | United States, Canada | ES_1119003_DL-15PAR38-830-40-D_07102015164836_2132662 | 2243154
Jiawei Technology (USA), Ltd | Duracell | self-ballasted LED Lamps | DL-15PAR38-850-25-D |  | PAR38 | Reflector (Flood/Spot) | E26 (Medium) | Directional | LED | 5 | 100 | 130 | 120 | 5753 |  | 25 | 1300 | 15 | 86.7 | No | 25000 | 5000 | 85 | 16 | 1 | -20 | Dimmable | 10% |  | None |  |  |  | 2015-06-30 | 2015-07-09 | United States, Canada | ES_1119003_DL-15PAR38-850-25-D_07102015164836_4603337 | 2243155
Jiawei Technology (USA), Ltd | Duracell | self-ballasted LED Lamps | DL-15PAR38-850-40-D |  | PAR38 | Reflector (Flood/Spot) | E26 (Medium) | Directional | LED | 5 | 100 | 130 | 120 | 2476 |  | 40 | 1300 | 15 | 86.7 | No | 25000 | 5000 | 85 | 16 | 1 | -20 | Dimmable | 10% |  | None |  |  |  | 2015-06-30 | 2015-07-09 | United States, Canada | ES_1119003_DL-15PAR38-850-40-D_07102015164836_9277407 | 2243156
Jiawei Technology (USA), Ltd | Duracell | self-ballasted LED Lamps | DL-6A19-827-300-D | self-ballasted LED Lamps,ML-6A19-827-300-D, | A19 | General Purpose Replacement | E26 (Medium) | Omnidirectional | LED | 5 | 40 | 112 | 60 |  |  |  | 450 | 6.1 | 75 | No | 25000 | 2700 | 82 | 10 | 1 | -20 | Dimmable | 10% |  | None |  |  |  | 2015-06-30 | 2015-07-09 | United States, Canada | ES_1119003_DL-6A19-827-300-D_07132015102039_9621939 | 2243195
Jiawei Technology (USA), Ltd | Duracell | self-ballasted LED Lamps | DL-8A19-827-300-D | self-ballasted LED Lamps,ML-8A19-827-300-D, | A19 | General Purpose Replacement | E26 (Medium) | Omnidirectional | LED | 5 | 60 | 116 | 60 |  |  |  | 800 | 8.6 | 93 | No | 25000 | 2700 | 82 | 10 | 1 | -20 | Dimmable | 10% |  | None |  |  |  | 2015-06-30 | 2015-07-13 | United States, Canada | ES_1119003_DL-8A19-827-300-D_07222015150826_7799488 | 2244330
Jiawei Technology (USA), Ltd | Duracell | self-ballasted LED Lamps | DL-8PAR20-830-25-D |  | PAR20 | Reflector (Flood/Spot) | E26 (Medium) | Directional | LED | 5 | 50 | 85 | 63 | 2395 |  | 25 | 430 | 8 | 53.8 | No | 25000 | 3000 | 83 | 18 | 1 | -20 | Dimmable | 10% |  | None |  |  |  | 2015-06-30 | 2015-07-13 | United States, Canada | ES_1119003_DL-8PAR20-830-25-D_07222015092620_5699018 | 2243929
Jiawei Technology (USA), Ltd | Duracell | self-ballasted LED Lamps | DL-8PAR20-830-40-D |  | PAR20 | Reflector (Flood/Spot) | E26 (Medium) | Directional | LED | 5 | 50 | 85 | 63 | 1333 |  | 40 | 430 | 8 | 53.8 | No | 25000 | 3000 | 83 | 18 | 1 | -20 | Dimmable | 10% |  | None |  |  |  | 2015-06-30 | 2015-07-13 | United States, Canada | ES_1119003_DL-8PAR20-830-40-D_07222015092620_2792555 | 2243930
Jiawei Technology (USA), Ltd | Duracell | self-ballasted LED Lamps | DL-8R20-827-110-D | self-ballasted LED Lamps,ML-8R20-827-110-D, | R20 | Reflector (Flood/Spot) | E26 (Medium) | Directional | LED | 5 | 45 | 98 | 63 |  |  | 120 | 450 | 8 | 56.2 | No | 25000 | 2700 | 82 | 6 | 1 | -20 | Dimmable | 10% |  | None |  |  |  | 2015-06-30 | 2015-07-13 | United States, Canada | ES_1119003_DL-8R20-827-110-D_07222015091839_2032692 | 2243919
Jiawei Technology (USA), Ltd | Duracell | self-ballasted LED Lamps | DL-9PAR30-830-25-D |  | PAR30 | Reflector (Flood/Spot) | E26 (Medium) | Directional | LED | 5 | 75 | 86 | 95 | 3721 |  | 25 | 650 | 9 | 72.2 | No | 25000 | 3000 | 83 | 20 | 1 | -20 | Dimmable | 10% |  | None |  |  |  | 2015-06-30 | 2015-07-13 | United States, Canada | ES_1119003_DL-9PAR30-830-25-D_07222015092711_2016662 | 2243933
Jiawei Technology (USA), Ltd | Duracell | self-ballasted LED Lamps | DL-9PAR30-830-40-D |  | PAR30 | Reflector (Flood/Spot) | E26 (Medium) | Directional | LED | 5 | 75 | 86 | 95 | 1613 |  | 40 | 650 | 9 | 72.2 | No | 25000 | 3000 | 83 | 20 | 1 | -20 | Dimmable | 10% |  | None |  |  |  | 2015-06-30 | 2015-07-13 | United States, Canada | ES_1119003_DL-9PAR30-830-40-D_07222015092711_2011074 | 2243934
Jiawei Technology (USA), Ltd | Duracell | self-ballasted LED Lamps | DL-9PAR30-830-LN-25-D |  | PAR30L | Reflector (Flood/Spot) | E26 (Medium) | Directional | LED | 5 | 75 | 113 | 95 | 3721 |  | 25 | 650 | 9 | 72.2 | No | 25000 | 3000 | 83 | 20 | 1 | -20 | Dimmable | 10% |  | None |  |  |  | 2015-06-30 | 2015-07-13 | United States, Canada | ES_1119003_DL-9PAR30-830-LN-25-D_07222015092711_9954306 | 2243935
Jiawei Technology (USA), Ltd | Duracell | self-ballasted LED Lamps | DL-9PAR30-830-LN-40-D |  | PAR30L | Reflector (Flood/Spot) | E26 (Medium) | Directional | LED | 5 | 75 | 113 | 95 | 1613 |  | 40 | 650 | 9 | 72.2 | No | 25000 | 3000 | 83 | 20 | 1 | -20 | Dimmable | 10% |  | None |  |  |  | 2015-06-30 | 2015-07-13 | United States, Canada | ES_1119003_DL-9PAR30-830-LN-40-D_07222015092711_4515483 | 2243936
Jiawei Technology (USA), Ltd | Maximus | 4PAR16-830-GU10-NFL-BX | 4PAR16-830-GU10-NFL-BX | ,M-4PAR16-830-GU10-NFL-BX,; ,M-GU10B, | PAR16 | Reflector (Flood/Spot) | GU10 | Directional | LED | 3 | 50 | 51.9 | 49.8 | 1491 |  | 25 | 270 | 4.5 | 60 | No | 25000 | 3000 | 82 | 7 |  | -20 |  |  |  | Damp Location Rated,Not for Use in Enclosed Fixtures |  |  |  | 2015-03-31 | 2015-04-23 | United States, Canada | ES_1119003_4PAR16-830-GU10-NFL-BX_03312015043840_1023785 | 2235565
Jiawei Technology (USA), Ltd | Maximus | 9PAR38-850-FL-BX | 9PAR38-850-FL-BX | ,M-9PAR38-850-FL-BX,; ,M-P38C, | PAR38 | Reflector (Flood/Spot) | E26 (Medium) | Directional | LED | 3 | 75 | 130.8 | 117.6 | 1857 |  | 34 | 800 | 9.4 | 85.1 | No | 25000 | 5000 | 83 | 30 | 1 | -20 |  |  |  | Not for Use in Enclosed Fixtures |  |  |  | 2015-04-01 | 2015-04-13 | United States, Canada | ES_1119003_9PAR38-850-FL-BX_04132015023550_1023792 | 2236217
Jiawei Technology (USA), Ltd | Maximus | D-10A19-830-O-BX | D-10A19-830-O-BX | ,10A19-830-O-BX,; ,D-A19J, | A19 | General Purpose Replacement | E26 (Medium) | Omnidirectional | LED | 3 | 60 | 112.2 | 60 |  |  |  | 800 | 10 | 80 | No | 25000 | 3000 | 82 | 12 | 0.9 | -20 |  |  |  | Damp Location Rated,Not for Use in Enclosed Fixtures |  |  |  | 2015-04-01 | 2015-05-05 | United States, Canada | ES_1119003_D-10A19-830-O-BX_05052015013950_1023806 | 2238731
Jiawei Technology (USA), Ltd | Maximus | Integral LED Lamp | 11A19-830-GU24-O-D | ,,Retail Number: M-A19F, M-11A19-830-GU24-O-D | A19 | General Purpose Replacement | GU24 | Omnidirectional | LED | 3 | 60 | 112.6 | 60.2 |  |  |  | 800 | 10.5 | 76.2 | No | 25000 | 3000 | 83 | 17 | 0.9 | -20 | Dimmable | 15% |  | Damp Location Rated,Not for Use in Recessed Fixtures,Not for Use in Enclosed Fixtures |  |  |  | 2015-04-06 | 2015-05-04 | United States, Canada | ES_1119003_11A19-830-GU24-O-D_05042015112332_9871415 | 2239191
Jiawei Technology (USA), Ltd | Maximus | Integral LED Lamp | 13BR40-827-WFL-D | ,,Retail Number: M-13BR40-827-WFL-D, M-BR40A | BR40 | Reflector (Flood/Spot) | E26 (Medium) | Directional | LED | 5 | 75 | 165.6 | 125.5 |  |  |  | 950 | 13 | 73.1 | No | 25000 | 2700 | 84 | 21 | 1 | -20 | Dimmable | 10% |  | Damp Location Rated,Not for Use in Enclosed Fixtures,Recessed Fixtures,Shatter Resistant |  |  |  | 2014-12-04 | 2014-12-08 | United States, Canada | ES_1119003_13BR40-827-WFL-D_12082014112241_8004331 | 2229072
Jiaxing Ledux Lighting Co., LTD | Greenlux | LDXPAR166W38D40K | LDXPAR166W38D40K |  | PAR16 | Reflector (Flood/Spot) | E26 (Medium) | Directional | LED | 5 | 60 | 64.5 | 50 | 1075 |  | 35 | 400 | 6 | 83.3 | No | 25000 | 4000 | 83 | 10 | 0.9 | -25 | Dimmable | 17% | Yes | Damp Location Rated | No |  |  | 2015-06-16 | 2016-05-11 | United States | ES_1131547_LDXPAR166W38D40K_05122016025126_1486494 | 2266582
Jiaxing Ledux Lighting Co., LTD | Greenlux | LDXPAR166W38D50K | LDXPAR166W38D50K |  | PAR16 | Reflector (Flood/Spot) | E26 (Medium) | Directional | LED | 5 | 60 | 64.5 | 50 | 1057 |  | 35 | 400 | 6 | 82.3 | No | 25000 | 5000 | 83 | 13 | 0.9 | -25 | Dimmable | 17% | Yes | Damp Location Rated | No |  |  | 2015-06-16 | 2016-05-11 | United States | ES_1131547_LDXPAR166W38D50K_05122016025205_1525792 | 2266583
Jiaxing Ledux Lighting Co., LTD | Greenlux | PAR16E6W4DIM8038G27K | PAR16E6W4DIM8038G27K |  | PAR16 | Reflector (Flood/Spot) | E26 (Medium) | Directional | LED | 3 | 60 | 69.9 | 50.2 | 986 |  | 35 | 450 | 6 | 75 | No | 25000 | 2700 | 82 | 10 | 0.8 | -25 | Dimmable | 20% | No | Damp Location Rated | No |  |  | 2016-02-06 | 2016-10-24 | United States, Canada | ES_1131547_PAR16E6W4DIM8038G27K_04272016073052_2252318 | 2265321
Jiaxing Ledux Lighting Co., LTD | Greenlux | PAR16E6W4DIM8038G30K | PAR16E6W4DIM8038G30K |  | PAR16 | Reflector (Flood/Spot) | E26 (Medium) | Directional | LED | 3 | 60 | 69.9 | 50.2 | 1065 |  | 35 | 450 | 6 | 75 | No | 25000 | 3000 | 83 | 10 | 0.8 | -25 | Dimmable | 20% | No | Damp Location Rated | No |  |  | 2016-02-06 | 2016-10-24 | United States, Canada | ES_1131547_PAR16E6W4DIM8038G30K_04272016073117_2277887 | 2265322
Jiaxing Ledux Lighting Co., LTD | Greenlux | PAR16E6W4DIM8038G40K | PAR16E6W4DIM8038G40K |  | PAR16 | Reflector (Flood/Spot) | E26 (Medium) | Directional | LED | 3 | 60 | 69.9 | 50.2 | 1104 |  | 35 | 450 | 6 | 75 | No | 25000 | 4000 | 84 | 14 | 0.8 | -25 | Dimmable | 20% | No | Damp Location Rated | No |  |  | 2016-02-06 | 2016-10-24 | United States, Canada | ES_1131547_PAR16E6W4DIM8038G40K_04272016073137_2297215 | 2265323
Jiaxing Ledux Lighting Co., LTD | Greenlux | PAR16E6W4DIM8038G50K | PAR16E6W4DIM8038G50K |  | PAR16 | Reflector (Flood/Spot) | E26 (Medium) | Directional | LED | 3 | 60 | 69.9 | 50.2 | 1031 |  | 35 | 450 | 6 | 75 | No | 25000 | 5000 | 84 | 18 | 0.8 | -25 | Dimmable | 20% | No | Damp Location Rated | No |  |  | 2016-02-06 | 2016-10-24 | United States, Canada | ES_1131547_PAR16E6W4DIM8038G50K_04272016073153_2313604 | 2265324
Jiaxing Ledux Lighting Co., LTD | Greenlux | PAR16E6W4DIM8038W27K | PAR16E6W4DIM8038W27K |  | PAR16 | Reflector (Flood/Spot) | E26 (Medium) | Directional | LED | 3 | 60 | 69.9 | 50.2 | 986 |  | 35 | 450 | 6 | 75 | No | 25000 | 2700 | 82 | 10 | 0.8 | -25 | Dimmable | 20% | No | Damp Location Rated | No |  |  | 2016-02-06 | 2016-10-24 | United States, Canada | ES_1131547_PAR16E6W4DIM8038W27K_03182016072241_5761285 | 2263394
Jiaxing Ledux Lighting Co., LTD | Greenlux | PAR16E6W4DIM8038W30K | PAR16E6W4DIM8038W30K |  | PAR16 | Reflector (Flood/Spot) | E26 (Medium) | Directional | LED | 3 | 60 | 69.9 | 50.2 | 1065 |  | 35 | 450 | 6 | 75 | No | 25000 | 3000 | 83 | 10 | 0.8 | -25 | Dimmable | 20% | No | Damp Location Rated | No |  |  | 2016-02-06 | 2016-10-24 | United States, Canada | ES_1131547_PAR16E6W4DIM8038W30K_04272016072958_2198841 | 2265287
Jiaxing Ledux Lighting Co., LTD | Greenlux | PAR16E6W4DIM8038W40K | PAR16E6W4DIM8038W40K |  | PAR16 | Reflector (Flood/Spot) | E26 (Medium) | Directional | LED | 3 | 60 | 69.9 | 50.2 | 1104 |  | 35 | 450 | 6 | 75 | No | 25000 | 4000 | 84 | 14 | 0.8 | -25 | Dimmable | 20% | No | Damp Location Rated | No |  |  | 2016-02-06 | 2016-10-24 | United States, Canada | ES_1131547_PAR16E6W4DIM8038W40K_04272016073016_2216471 | 2265325
Jiaxing Ledux Lighting Co., LTD | Greenlux | PAR16E6W4DIM8038W50K | PAR16E6W4DIM8038W50K |  | PAR16 | Reflector (Flood/Spot) | E26 (Medium) | Directional | LED | 3 | 60 | 69.9 | 50.2 | 1031 |  | 35 | 450 | 6 | 75 | No | 25000 | 5000 | 84 | 18 | 0.8 | -25 | Dimmable | 20% | No | Damp Location Rated | No |  |  | 2016-02-06 | 2016-10-24 | United States, Canada | ES_1131547_PAR16E6W4DIM8038W50K_04272016073031_2231096 | 2265326
Jiaxing Ledux Lighting Co., LTD | Greenlux | PAR16E6W4DIM9038G27K | PAR16E6W4DIM9038G27K |  | PAR16 | Reflector (Flood/Spot) | E26 (Medium) | Directional | LED | 3 | 60 | 69.9 | 50.2 | 907 |  | 35 | 380 | 6 | 63.3 | No | 25000 | 2700 | 92 | 54 | 0.8 | -25 | Dimmable | 20% | No | Damp Location Rated | No |  |  | 2016-02-06 | 2016-10-24 | United States, Canada | ES_1131547_PAR16E6W4DIM9038G27K_04272016074558_3158648 | 2265344
Jiaxing Ledux Lighting Co., LTD | Greenlux | PAR16E6W4DIM9038G30K | PAR16E6W4DIM9038G30K |  | PAR16 | Reflector (Flood/Spot) | E26 (Medium) | Directional | LED | 3 | 60 | 69.9 | 50.2 | 922 |  | 35 | 380 | 6 | 63.3 | No | 25000 | 3000 | 91 | 54 | 0.8 | -25 | Dimmable | 20% | No | Damp Location Rated | No |  |  | 2016-02-06 | 2016-10-24 | United States, Canada | ES_1131547_PAR16E6W4DIM9038G30K_04272016074619_3179785 | 2265345
Jiaxing Ledux Lighting Co., LTD | Greenlux | PAR16E6W4DIM9038W27K | PAR16E6W4DIM9038W27K |  | PAR16 | Reflector (Flood/Spot) | E26 (Medium) | Directional | LED | 3 | 60 | 69.9 | 50.2 | 907 |  | 35 | 380 | 6 | 63.3 | No | 25000 | 2700 | 92 | 54 | 0.8 | -25 | Dimmable | 20% | No | Damp Location Rated | No |  |  | 2016-02-06 | 2016-10-24 | United States, Canada | ES_1131547_PAR16E6W4DIM9038W27K_04272016074528_3128691 | 2265346
Jiaxing Ledux Lighting Co., LTD | Greenlux | PAR16E6W4DIM9038W30K | PAR16E6W4DIM9038W30K |  | PAR16 | Reflector (Flood/Spot) | E26 (Medium) | Directional | LED | 3 | 60 | 69.9 | 50.2 | 922 |  | 35 | 380 | 6 | 63.3 | No | 25000 | 3000 | 91 | 54 | 0.8 | -25 | Dimmable | 20% | No | Damp Location Rated | No |  |  | 2016-02-06 | 2016-10-24 | United States, Canada | ES_1131547_PAR16E6W4DIM9038W30K_04272016074544_3144458 | 2265347
Jiaxing Ledux Lighting Co., LTD | Greenlux | PAR20C7W7DIM9025D27K | PAR20C7W7DIM9025D27K |  | PAR20 | Reflector (Flood/Spot) | E26 (Medium) | Directional | LED | 3 | 50 | 86.7 | 64.1 | 1511 |  | 25 | 525 | 7 | 76.9 | No | 25000 | 2700 | 92 | 54 | 0.8 | -25 | Dimmable | 13% | Yes | Damp Location Rated | No |  |  | 2016-06-14 | 2016-10-19 | United States, Canada | ES_1131547_PAR20C7W7DIM9025D27K_06232016091452_3292536 | 2270462
Jiaxing Ledux Lighting Co., LTD | Greenlux | PAR20C7W7DIM9025D30K | PAR20C7W7DIM9025D30K |  | PAR20 | Reflector (Flood/Spot) | E26 (Medium) | Directional | LED | 3 | 50 | 86.7 | 64.1 | 1580 |  | 25 | 525 | 7 | 75.3 | No | 25000 | 3000 | 92 | 64 | 0.8 | -25 | Dimmable | 13% | Yes | Damp Location Rated | No |  |  | 2016-06-14 | 2016-10-19 | United States, Canada | ES_1131547_PAR20C7W7DIM9025D30K_06232016091530_3330949 | 2270463
Jiaxing Ledux Lighting Co., LTD | Greenlux | PAR20C7W7DIM9025D50K | PAR20C7W7DIM9025D50K |  | PAR20 | Reflector (Flood/Spot) | E26 (Medium) | Directional | LED | 3 | 50 | 86.7 | 64.1 | 1613 |  | 25 | 525 | 7 | 77 | No | 25000 | 5000 | 95 | 92 | 0.8 | -25 | Dimmable | 13% | Yes | Damp Location Rated | No |  |  | 2016-06-14 | 2016-10-19 | United States, Canada | ES_1131547_PAR20C7W7DIM9025D50K_06232016091555_3355670 | 2270464
Jiaxing Ledux Lighting Co., LTD | Greenlux | PAR20C7W7DIM9040D27K | PAR20C7W7DIM9040D27K |  | PAR20 | Reflector (Flood/Spot) | E26 (Medium) | Directional | LED | 3 | 50 | 86.7 | 64.1 | 1123 |  | 40 | 525 | 7 | 76.9 | No | 25000 | 2700 | 92 | 54 | 0.8 | -25 | Dimmable | 13% | Yes | Damp Location Rated | No |  |  | 2016-06-14 | 2016-10-19 | United States, Canada | ES_1131547_PAR20C7W7DIM9040D27K_06232016091505_3305733 | 2270465
Jiaxing Ledux Lighting Co., LTD | Greenlux | PAR20C7W7DIM9040D30K | PAR20C7W7DIM9040D30K |  | PAR20 | Reflector (Flood/Spot) | E26 (Medium) | Directional | LED | 3 | 50 | 86.7 | 64.1 | 1198 |  | 40 | 525 | 7 | 75.3 | No | 25000 | 3000 | 92 | 64 | 0.8 | -25 | Dimmable | 13% | Yes | Damp Location Rated | No |  |  | 2016-06-14 | 2016-10-19 | United States, Canada | ES_1131547_PAR20C7W7DIM9040D30K_06232016091519_3319521 | 2270466
Jiaxing Ledux Lighting Co., LTD | Greenlux | PAR20C7W7DIM9040D50K | PAR20C7W7DIM9040D50K |  | PAR20 | Reflector (Flood/Spot) | E26 (Medium) | Directional | LED | 3 | 50 | 86.7 | 64.1 | 1170 |  | 40 | 525 | 7 | 77 | No | 25000 | 5000 | 95 | 92 | 0.8 | -25 | Dimmable | 13% | Yes | Damp Location Rated | No |  |  | 2016-06-14 | 2016-10-19 | United States, Canada | ES_1131547_PAR20C7W7DIM9040D50K_06232016091545_3345421 | 2270467
Kobi Electric | KOBI ELECTRIC | LED Lamps | PAR30L-75-40-NFL |  | PAR30L | Reflector (Flood/Spot) | E26 (Medium) | Directional | LED | 5 | 75 | 115.7 | 95.1 | 3012 |  | 25 | 900 | 11 | 81.8 | No | 25000 | 4000 | 94 | 75 | 0.9 | -20 | Dimmable | 4% | No | None | No |  |  | 2016-09-14 | 2016-09-22 | United States, Canada | ES_1130465_PAR30L-75-40-NFL_09272016135040_8535055 | 2280109
Kobi Electric | KOBI ELECTRIC | LED Lamps | PAR30L-75-50-NFL |  | PAR30L | Reflector (Flood/Spot) | E26 (Medium) | Directional | LED | 5 | 75 | 115.7 | 95.1 | 2921 |  | 25 | 800 | 11 | 72.7 | No | 25000 | 5000 | 97 | 98 | 0.9 | -20 | Dimmable | 4% | No | None | No |  |  | 2016-09-14 | 2016-09-22 | United States, Canada | ES_1130465_PAR30L-75-50-NFL_09272016135040_6245847 | 2280110
Kobi Electric | KOBI ELECTRIC | LED Lamps | PAR30S-75-30-FL |  | PAR30S | Reflector (Flood/Spot) | E26 (Medium) | Directional | LED | 5 | 75 | 90.8 | 95 | 1526 |  | 40 | 800 | 11 | 72.7 | No | 25000 | 3000 | 93 | 71 | 0.9 | -20 | Dimmable | 8% | No | None | No |  |  | 2016-09-14 | 2016-09-29 | United States, Canada | ES_1130465_PAR30S-75-30-FL_10042016125452_1865665 | 2280618
Kobi Electric | KOBI ELECTRIC | LED Lamps | PAR30S-75-40-FL |  | PAR30S | Reflector (Flood/Spot) | E26 (Medium) | Directional | LED | 5 | 75 | 90.8 | 95 | 1553 |  | 40 | 800 | 11 | 72.7 | No | 25000 | 4000 | 93 | 73 | 0.9 | -20 | Dimmable | 8% | No | None | No |  |  | 2016-09-14 | 2016-09-29 | United States, Canada | ES_1130465_PAR30S-75-40-FL_10042016125452_3763927 | 2280619
Kobi Electric | KOBI ELECTRIC | LED Lamps | PAR30S-75-50-FL |  | PAR30S | Reflector (Flood/Spot) | E26 (Medium) | Directional | LED | 5 | 75 | 90.8 | 95 | 1494 |  | 40 | 750 | 11 | 68.2 | No | 25000 | 5000 | 97 | 98 | 0.9 | -20 | Dimmable | 8% | No | None | No |  |  | 2016-09-14 | 2016-09-29 | United States, Canada | ES_1130465_PAR30S-75-50-FL_10042016125452_4526843 | 2280620
Kobi Electric | KOBI ELECTRIC | LED Lamps | R20-50-XX | ,,Where "XX" denotes color temperature and could be 30,40 and 50 which refers 3000K,4000K and 5000K | R20 | Reflector (Flood/Spot) | E26 (Medium) | Directional | LED | 5 | 50 | 93.5 | 64.8 |  |  | 120 | 550 | 7 | 78.6 | No | 25000 | 3000 | 83 | 15 | 0.9 | -20 | Dimmable | 20% | No | None | No |  |  | 2016-07-20 | 2016-07-25 | United States, Canada | ES_1130465_R20-50-XX_08052016161812_9094507 | 2274276
Kobi Electric | KOBI ELECTRIC | LED Lamps | R20-50-XX | ,,Where "XX" denotes color temperature and could be 30,40 and 50 which refers 3000K,4000K and 5000K | R20 | Reflector (Flood/Spot) | E26 (Medium) | Directional | LED | 5 | 50 | 93.5 | 64.8 |  |  | 120 | 550 | 7 | 78.6 | No | 25000 | 4000 | 84 | 13 | 0.9 | -20 | Dimmable | 20% | No | None | No |  |  | 2016-07-20 | 2016-07-25 | United States, Canada | ES_1130465_R20-50-XX_08052016161841_2966688 | 2274277
Kobi Electric | KOBI ELECTRIC | LED Lamps | R20-50-XX | ,,Where "XX" denotes color temperature and could be 30,40 and 50 which refers 3000K,4000K and 5000K | R20 | Reflector (Flood/Spot) | E26 (Medium) | Directional | LED | 5 | 50 | 93.5 | 64.8 |  |  | 120 | 550 | 7 | 78.6 | No | 25000 | 5000 | 86 | 21 | 0.9 | -20 | Dimmable | 20% | No | None | No |  |  | 2016-07-20 | 2016-07-25 | United States, Canada | ES_1130465_R20-50-XX_08052016161901_4541233 | 2274278
Kobi Electric | KOBI ELECTRIC | LED Lamps | R20-50-XX-MV | ,,Where "XX" denotes color temperature and could be 40 and 50 which refers 4000K and 5000K | R20 | Reflector (Flood/Spot) | E26 (Medium) | Directional | LED | 5 | 50 | 93.8 | 64.9 |  |  | 120 | 550 | 7 | 78.6 | No | 25000 | 4000 | 83 | 12 | 1 | -20 |  |  | No | None | No |  |  | 2016-08-01 | 2016-07-28 | United States, Canada | ES_1130465_R20-50-XX-MV_08162016175243_8797403 | 2275402
Kobi Electric | KOBI ELECTRIC | LED Lamps | R20-50-XX-MV | ,,Where "XX" denotes color temperature and could be 40 and 50 which refers 4000K and 5000K | R20 | Reflector (Flood/Spot) | E26 (Medium) | Directional | LED | 5 | 50 | 93.8 | 64.9 |  |  | 120 | 550 | 7 | 78.6 | No | 25000 | 5000 | 85 | 21 | 1 | -20 |  |  | No | None | No |  |  | 2016-08-01 | 2016-07-28 | United States, Canada | ES_1130465_R20-50-XX-MV_08162016175307_1893559 | 2275403
Kobi Electric | KOBI ELECTRIC | LED Lamps | R30-65-XX | ,,Where "XX" denotes color temperature and could be 30,40 and 50 which refers 3000K,4000K and 5000K | BR30 | Reflector (Flood/Spot) | E26 (Medium) | Directional | LED | 5 | 65 | 124.1 | 93.7 |  |  | 105 | 650 | 9 | 72.2 | No | 25000 | 3000 | 83 | 14 | 1 | -20 | Dimmable | 20% | No | None | No |  |  | 2016-07-20 | 2016-07-25 | United States, Canada | ES_1130465_R30-65-XX_08052016161655_1831248 | 2274273
Kobi Electric | KOBI ELECTRIC | LED Lamps | R30-65-XX | ,,Where "XX" denotes color temperature and could be 30,40 and 50 which refers 3000K,4000K and 5000K | BR30 | Reflector (Flood/Spot) | E26 (Medium) | Directional | LED | 5 | 65 | 124.1 | 93.7 |  |  | 105 | 650 | 9 | 72.2 | No | 25000 | 4000 | 84 | 12 | 1 | -20 | Dimmable | 20% | No | None | No |  |  | 2016-07-20 | 2016-07-25 | United States, Canada | ES_1130465_R30-65-XX_08052016161720_5795912 | 2274274
Kobi Electric | KOBI ELECTRIC | LED Lamps | R30-65-XX | ,,Where "XX" denotes color temperature and could be 30,40 and 50 which refers 3000K,4000K and 5000K | BR30 | Reflector (Flood/Spot) | E26 (Medium) | Directional | LED | 5 | 65 | 124.1 | 93.7 |  |  | 105 | 650 | 9 | 72.2 | No | 25000 | 5000 | 86 | 21 | 1 | -20 | Dimmable | 20% | No | None | No |  |  | 2016-07-20 | 2016-07-25 | United States, Canada | ES_1130465_R30-65-XX_08052016161742_4682875 | 2274275
Kobi Electric | KOBI ELECTRIC | LED Lamps | R30-65-XX-MV | ,,Where "XX" denotes color temperature and could be 40 and 50 which refers 4000K and 5000K | BR30 | Reflector (Flood/Spot) | E26 (Medium) | Directional | LED | 5 | 65 | 124.2 | 94.1 |  |  | 105 | 650 | 9 | 80 | No | 25000 | 4000 | 84 | 13 | 1 | -20 |  |  | No | None | No |  |  | 2016-08-01 | 2016-08-05 | United States, Canada | ES_1130465_R30-65-XX-MV_08292016120411_6104465 | 2276704
Kobi Electric | KOBI ELECTRIC | LED Lamps | R30-65-XX-MV | ,,Where "XX" denotes color temperature and could be 40 and 50 which refers 4000K and 5000K | BR30 | Reflector (Flood/Spot) | E26 (Medium) | Directional | LED | 5 | 65 | 124.2 | 94.1 |  |  | 105 | 650 | 9 | 80 | No | 25000 | 5000 | 85 | 21 | 1 | -20 |  |  | No | None | No |  |  | 2016-08-01 | 2016-08-05 | United States, Canada | ES_1130465_R30-65-XX-MV_08292016120435_5095069 | 2276705
Kobi Electric | KOBI ELECTRIC | LED Lamps | R30-85-XX | ,,Where "XX" denotes color temperature and could be 30, 40, and 50 which refers to 3000K, 4000K and 5000K | BR30 | Reflector (Flood/Spot) | E26 (Medium) | Directional | LED | 5 | 85 | 127.5 | 93.8 |  |  | 105 | 1150 | 16 | 71.9 | No | 25000 | 3000 | 83 | 11 | 1 | -20 | Dimmable | 5% | No | None | No |  |  | 2016-06-20 | 2016-06-24 | United States, Canada | ES_1130465_R30-85-XX_06272016122659_6992624 | 2270778
Kobi Electric | KOBI ELECTRIC | LED Lamps | R30-85-XX | ,,Where "XX" denotes color temperature and could be 30, 40, and 50 which refers to 3000K, 4000K and 5000K | BR30 | Reflector (Flood/Spot) | E26 (Medium) | Directional | LED | 5 | 85 | 127.5 | 93.8 |  |  | 105 | 1150 | 16 | 71.9 | No | 25000 | 4000 | 84 | 14 | 1 | -20 | Dimmable | 5% | No | None | No |  |  | 2016-06-20 | 2016-06-24 | United States, Canada | ES_1130465_R30-85-XX_06272016122734_5974013 | 2270779
Kobi Electric | KOBI ELECTRIC | LED Lamps | R30-85-XX | ,,Where "XX" denotes color temperature and could be 30, 40, and 50 which refers to 3000K, 4000K and 5000K | BR30 | Reflector (Flood/Spot) | E26 (Medium) | Directional | LED | 5 | 85 | 127.5 | 93.8 |  |  | 105 | 1150 | 16 | 71.9 | No | 25000 | 5000 | 87 | 25 | 1 | -20 | Dimmable | 5% | No | None | No |  |  | 2016-06-20 | 2016-06-24 | United States, Canada | ES_1130465_R30-85-XX_06272016122807_6780526 | 2270780
Kobi Electric | KOBI ELECTRIC | LED Lamps | R30-85-XX-MV | ,,Where "XX" denotes color temperature and could be 40 and 50 which refers 4000K and 5000K | BR30 | Reflector (Flood/Spot) | E26 (Medium) | Directional | LED | 5 | 85 | 127.5 | 93.8 |  |  | 105 | 1150 | 16 | 71.9 | No | 25000 | 4000 | 84 | 13 | 1 | -20 |  |  | No | None | No |  |  | 2016-08-01 | 2016-07-28 | United States, Canada | ES_1130465_R30-85-XX-MV_08162016175152_1369089 | 2275400
Kobi Electric | KOBI ELECTRIC | LED Lamps | R30-85-XX-MV | ,,Where "XX" denotes color temperature and could be 40 and 50 which refers 4000K and 5000K | BR30 | Reflector (Flood/Spot) | E26 (Medium) | Directional | LED | 5 | 85 | 127.5 | 93.8 |  |  | 105 | 1150 | 16 | 71.9 | No | 25000 | 5000 | 87 | 26 | 1 | -20 |  |  | No | None | No |  |  | 2016-08-01 | 2016-07-28 | United States, Canada | ES_1130465_R30-85-XX-MV_08162016175213_2067640 | 2275401
Kobi Electric | KOBI ELECTRIC | LED Lamps | R40-65-XX | ,,Where "XX" denotes color temperature and could be 30,40 and 50 which refers 3000K,4000K and 5000K | BR40 | Reflector (Flood/Spot) | E26 (Medium) | Directional | LED | 5 | 65 | 151.2 | 123.6 |  |  | 90 | 650 | 9 | 72.2 | No | 25000 | 3000 | 83 | 17 | 1 | -20 | Dimmable | 20% | No | None | No |  |  | 2016-07-20 | 2016-07-25 | United States, Canada | ES_1130465_R40-65-XX_08052016161536_6583930 | 2274270
Kobi Electric | KOBI ELECTRIC | LED Lamps | R40-65-XX | ,,Where "XX" denotes color temperature and could be 30,40 and 50 which refers 3000K,4000K and 5000K | BR40 | Reflector (Flood/Spot) | E26 (Medium) | Directional | LED | 5 | 65 | 151.2 | 123.6 |  |  | 90 | 650 | 9 | 72.2 | No | 25000 | 4000 | 83 | 12 | 1 | -20 | Dimmable | 20% | No | None | No |  |  | 2016-07-20 | 2016-07-25 | United States, Canada | ES_1130465_R40-65-XX_08052016161600_9331957 | 2274271
Kobi Electric | KOBI ELECTRIC | LED Lamps | R40-65-XX | ,,Where "XX" denotes color temperature and could be 30,40 and 50 which refers 3000K,4000K and 5000K | BR40 | Reflector (Flood/Spot) | E26 (Medium) | Directional | LED | 5 | 65 | 151.2 | 123.6 |  |  | 90 | 650 | 9 | 72.2 | No | 25000 | 5000 | 86 | 22 | 0.1 | -20 | Dimmable | 20% | No | None | No |  |  | 2016-07-20 | 2016-07-25 | United States, Canada | ES_1130465_R40-65-XX_08052016161628_7747620 | 2274272
Kobi Electric | KOBI ELECTRIC | LED Lamps | R40-65-XX-MV | ,,Where "XX" denotes color temperature and could be 40 and 50 which refers 4000K and 5000K | BR40 | Reflector (Flood/Spot) | E26 (Medium) | Directional | LED | 5 | 65 | 159 | 127.5 |  |  | 95 | 650 | 9 | 72.2 | No | 25000 | 4000 | 84 | 12 | 1 | -20 |  |  | No | None | No |  |  | 2016-08-01 | 2016-07-28 | United States, Canada | ES_1130465_R40-65-XX-MV_08162016175054_8021798 | 2275398
Kobi Electric | KOBI ELECTRIC | LED Lamps | R40-65-XX-MV | ,,Where "XX" denotes color temperature and could be 40 and 50 which refers 4000K and 5000K | BR40 | Reflector (Flood/Spot) | E26 (Medium) | Directional | LED | 5 | 65 | 159 | 127.5 |  |  | 95 | 650 | 9 | 72.2 | No | 25000 | 5000 | 86 | 20 | 1 | -20 |  |  | No | None | No |  |  | 2016-08-01 | 2016-07-28 | United States, Canada | ES_1130465_R40-65-XX-MV_08162016175122_5669034 | 2275399
Kobi Electric | KOBI ELECTRIC | LED Lamps | R40-85-XX | ,,Where "XX" denotes color temperature and could be 30, 40, and 50 which refers to 3000K, 4000K and 5000K | BR40 | Reflector (Flood/Spot) | E26 (Medium) | Directional | LED | 5 | 85 | 159 | 127.5 |  |  |  | 1150 | 16 | 71.9 | No | 25000 | 3000 | 83 | 11 | 1 | -20 | Dimmable | 5% | No | None | No |  | 0 | 2016-06-10 | 2016-06-17 | United States, Canada | ES_1130465_R40-85-XX_06222016111008_7429393 | 2270307
Kobi Electric | KOBI ELECTRIC | LED Lamps | R40-85-XX | ,,Where "XX" denotes color temperature and could be 30, 40, and 50 which refers to 3000K, 4000K and 5000K | BR40 | Reflector (Flood/Spot) | E26 (Medium) | Directional | LED | 5 | 85 | 159 | 127.5 |  |  |  | 1150 | 16 | 71.9 | No | 25000 | 4000 | 83 | 13 | 1 | -20 | Dimmable | 5% | No | None | No |  | 0 | 2016-06-10 | 2016-06-17 | United States, Canada | ES_1130465_R40-85-XX_06222016111033_5883272 | 2270308
Kobi Electric | KOBI ELECTRIC | LED Lamps | R40-85-XX | ,,Where "XX" denotes color temperature and could be 30, 40, and 50 which refers to 3000K, 4000K and 5000K | BR40 | Reflector (Flood/Spot) | E26 (Medium) | Directional | LED | 5 | 85 | 159 | 127.5 |  |  |  | 1150 | 16 | 71.9 | No | 25000 | 5000 | 86 | 23 | 1 | -20 | Dimmable | 5% | No | None | No |  | 0 | 2016-06-10 | 2016-06-17 | United States, Canada | ES_1130465_R40-85-XX_06222016111100_7543496 | 2270309
Kobi Electric | KOBI ELECTRIC | LED Lamps | R40-85-XX-MV | ,,Where "XX" denotes color temperature and could be 40 and 50 which refers 4000K and 5000K | BR40 | Reflector (Flood/Spot) | E26 (Medium) | Directional | LED | 5 | 85 | 160.5 | 125.4 |  |  | 105 | 1150 | 16 | 71.9 | No | 25000 | 4000 | 83 | 13 | 1 | -20 |  |  | No | None | No |  |  | 2016-08-01 | 2016-07-28 | United States, Canada | ES_1130465_R40-85-XX-MV_08162016175001_6428959 | 2275396
Kobi Electric | KOBI ELECTRIC | LED Lamps | R40-85-XX-MV | ,,Where "XX" denotes color temperature and could be 40 and 50 which refers 4000K and 5000K | BR40 | Reflector (Flood/Spot) | E26 (Medium) | Directional | LED | 5 | 85 | 160.5 | 125.4 |  |  | 105 | 1150 | 16 | 71.9 | No | 25000 | 5000 | 86 | 25 | 1 | -20 |  |  | No | None | No |  |  | 2016-08-01 | 2016-07-28 | United States, Canada | ES_1130465_R40-85-XX-MV_08162016175027_8735775 | 2275397
Kroger Company | Everyday Living | FLE13HT3/2/10E/SW | 97975 | FLE13HT3/2/10E/SW,97975,; FLE13HT3/2/10E/SW,97988, | CFL Bare Spiral | General Purpose Replacement | E26 (Medium) | Omnidirectional | CFL | 2 | 60 | 115.5 | 45 |  | 1 |  | 915 | 13.4 | 68.3 | No | 10000 | 2700 | 83 | -5 | 0.6 | -15 |  |  |  | Damp Location Rated |  |  |  | 2015-04-08 | 2015-04-15 | United States | ES_1046816_97975_04152015165159_6719551 | 2237332
Kroger Company | Everyday Living | FLE14HT3/2/10E/SS | 66808 | ,66613,; ,FLE14HT3/D2PKEDL,; ,FLE14HT3/D4PKEDL,; FLE14HT3/2/10E/SS,66808, | CFL Bare Spiral | General Purpose Replacement | E26 (Medium) | Omnidirectional | CFL | 2 | 60 | 115.5 | 52 |  | 1 |  | 900 | 14 | 64.2 | No | 10000 | 5000 | 87 | 41 | 0.5 | -10 |  |  |  | Damp Location Rated |  |  |  | 2014-10-06 | 2014-10-22 | United States | ES_1046816_66808_10222014195814_7894058 | 2223065
Kroger Company | Everyday Living | FLE20HT3/2/10E/SS | 94446 | ,67897,; ,FLE20HT3/D4PKEDL,; ,FLE20HT3D2PKEDL,; FLE20HT3/2/10E/SS,94446, | CFL Bare Spiral | General Purpose Replacement | E26 (Medium) | Omnidirectional | CFL | 2 | 75 | 113 | 59 |  | 1 |  | 1300 | 20 | 65 | No | 10000 | 5000 | 85 | 31 | 0.5 | -15 |  |  |  | Damp Location Rated |  |  |  | 2014-10-06 | 2014-10-22 | United States | ES_1046816_94446_10222014204244_0564368 | 2223085
Kroger Company | Everyday Living | FLE20HT3/2/10E/SW | 67899 | ,FLE20HT3SW2PKEDL, | CFL Bare Spiral | General Purpose Replacement | E26 (Medium) | Omnidirectional | CFL | 2 | 75 | 113.1 | 58.8 |  | 1 |  | 1365 | 20.2 | 67.6 | No | 10000 | 2700 | 82 | -22 | 0.6 | -15 |  |  |  | Damp Location Rated,Not for Use in Enclosed Fixtures |  |  |  | 2014-10-06 | 2014-10-29 | United States | ES_1046816_67899_10292014124221_6541468 | 2225203
Kroger Company | Everyday Living | FLE23HT3/2/10E/SS | 98006 | ,FLE23HT3SS2PKEDL,; FLE23HT3/2/10E/SS,98006, | CFL Bare Spiral | General Purpose Replacement | E26 (Medium) | Omnidirectional | CFL | 2 | 100 | 128 | 63 |  | 1 |  | 1715 | 23.6 | 72.7 | No | 10000 | 5000 | 86 | 46 | 0.6 | -15 |  |  |  | Damp Location Rated |  |  |  | 2015-10-01 | 2015-03-20 | United States | ES_1046816_98006_03202015152539_5139823 | 2234978
Kroger Company | Everyday Living | FLE23HT3/2/10E/SW | 98005 | ,FLE23HT3SW2BXEDL,; FLE23HT3/2/10E/SW,98005, | CFL Bare Spiral | General Purpose Replacement | E26 (Medium) | Omnidirectional | CFL | 2 | 100 | 128 | 63 |  | 1 |  | 1745 | 22.9 | 76.2 | No | 10000 | 2700 | 83 | -11 | 0.6 | -15 |  |  |  | Damp Location Rated |  |  |  | 2015-03-12 | 2015-03-20 | United States | ES_1046816_98005_03202015153019_5419241 | 2234979
Kroger Company | Everyday Living | FLE9HT3/2/10E/SS | 97974 | ,FLE9HT3/SS2PKEDL,; FLE9HT3/2/10E/SS,97974, | CFL Bare Spiral | General Purpose Replacement | E26 (Medium) | Omnidirectional | CFL | 2 | 40 | 105.5 | 43 |  | 1 |  | 590 | 9.7 | 60.8 | No | 10000 | 5000 | 87 | 49 | 0.6 | -15 |  |  |  | Damp Location Rated,Not for Use in Enclosed Fixtures |  |  |  | 2015-10-01 | 2015-03-20 | United States | ES_1046816_97974_03202015151307_4387203 | 2234975
Kroger Company | Everyday Living | FLE9HT3/2/10E/SW | 97924 | ,FLE9HT3SW2PK-EDL,; FLE9HT3/2/10E/SW,97924, | CFL Bare Spiral | General Purpose Replacement | E26 (Medium) | Omnidirectional | CFL | 2 | 40 | 105.5 | 43 |  | 1 |  | 610 | 9.8 | 62.2 | No | 10000 | 2700 | 84 | 3 | 0.6 | -15 |  |  |  | Damp Location Rated,Not for Use in Enclosed Fixtures |  |  |  | 2015-10-01 | 2015-03-20 | United States | ES_1046816_97924_03202015152030_4830591 | 2234976
Krut Systems LLC | Krutled | KL-A19-11YYZZCCTTP(2700K) | KL-A19-11YYZZCCTTP(2700K) |  | A19 | General Purpose Replacement | E26 (Medium) | Omnidirectional | LED | 5 | 75 | 112.1 | 60.1 |  |  |  | 1100 | 11 | 100 | No | 25000 | 2700 | 82 | 6 | 0.9 | -20 | Dimmable | 20% | Yes | Recessed Fixtures | No |  |  | 2015-11-17 | 2016-09-01 | United States, Canada | ES_1127271_KL-A19-11YYZZCCTTP(2700K)_09022016074152_2112567 | 2278003
Krut Systems LLC | Krutled | KL-A19-11YYZZCCTTP(3000K) | KL-A19-11YYZZCCTTP(3000K) |  | A19 | General Purpose Replacement | E26 (Medium) | Omnidirectional | LED | 5 | 75 | 112.1 | 60.1 |  |  |  | 1100 | 11 | 100 | No | 25000 | 3000 | 83 | 9 | 0.9 | -20 | Dimmable | 20% | Yes | Recessed Fixtures | No |  |  | 2015-11-17 | 2016-09-01 | United States, Canada | ES_1127271_KL-A19-11YYZZCCTTP(3000K)_09022016074214_2134861 | 2278004
Krut Systems LLC | Krutled | KL-A19-11YYZZCCTTP(4000K) | KL-A19-11YYZZCCTTP(4000K) |  | A19 | General Purpose Replacement | E26 (Medium) | Omnidirectional | LED | 5 | 75 | 112.1 | 60.1 |  |  |  | 1100 | 11 | 100 | No | 25000 | 4000 | 84 | 10 | 0.9 | -20 | Dimmable | 20% | Yes | Recessed Fixtures | No |  |  | 2015-11-17 | 2016-09-01 | United States, Canada | ES_1127271_KL-A19-11YYZZCCTTP(4000K)_09022016074233_2153352 | 2278005
Krut Systems LLC | Krutled | KL-A19-11YYZZCCTTP(5000K) | KL-A19-11YYZZCCTTP(5000K) |  | A19 | General Purpose Replacement | E26 (Medium) | Omnidirectional | LED | 5 | 75 | 112.1 | 60.1 |  |  |  | 1100 | 11 | 100 | No | 25000 | 5000 | 83 | 8 | 0.9 | -20 | Dimmable | 20% | Yes | Recessed Fixtures | No |  |  | 2015-11-17 | 2016-09-01 | United States, Canada | ES_1127271_KL-A19-11YYZZCCTTP(5000K)_09022016074250_2170308 | 2278006
Krut Systems LLC | Krutled | KL-A19-9.5YYZZCCTTP (2700K) | KL-A19-9.5YYZZCCTTP (2700K) |  | A19 | General Purpose Replacement | E26 (Medium) | Omnidirectional | LED | 5 | 60 | 116.5 | 60 |  |  |  | 800 | 9.5 | 85 | No | 25000 | 2700 | 82 | 8 | 1 | -20 | Dimmable | 10% | No | Damp Location Rated,Not for Use in Recessed Fixtures | No |  |  | 2016-07-19 | 2016-10-12 | United States, Canada | ES_1127271_KL-A19-9.5YYZZCCTTP (2700K)_10132016010119_0479233 | 2281258
Krut Systems LLC | Krutled | KL-A19-9.5YYZZCCTTP (3000K) | KL-A19-9.5YYZZCCTTP (3000K) |  | A19 | General Purpose Replacement | E26 (Medium) | Omnidirectional | LED | 5 | 60 | 116.5 | 60 |  |  |  | 800 | 9.5 | 85 | No | 25000 | 3000 | 84 | 14 | 1 | -20 | Dimmable | 10% | No | Damp Location Rated,Not for Use in Recessed Fixtures | No |  |  | 2016-07-19 | 2016-10-12 | United States, Canada | ES_1127271_KL-A19-9.5YYZZCCTTP (3000K)_10132016010145_0505491 | 2281259
Krut Systems LLC | Krutled | KL-A19-9.5YYZZCCTTP (4000K) | KL-A19-9.5YYZZCCTTP (4000K) |  | A19 | General Purpose Replacement | E26 (Medium) | Omnidirectional | LED | 5 | 60 | 116.5 | 60 |  |  |  | 800 | 9.5 | 85 | No | 25000 | 4000 | 83 | 9 | 1 | -20 | Dimmable | 10% | No | Damp Location Rated,Not for Use in Recessed Fixtures | No |  |  | 2016-07-19 | 2016-10-12 | United States, Canada | ES_1127271_KL-A19-9.5YYZZCCTTP (4000K)_10132016010201_0521783 | 2281260
Krut Systems LLC | Krutled | KL-A19-9.5YYZZCCTTP (5000K) | KL-A19-9.5YYZZCCTTP (5000K) |  | A19 | General Purpose Replacement | E26 (Medium) | Omnidirectional | LED | 5 | 60 | 116.5 | 60 |  |  |  | 800 | 9.5 | 85 | No | 25000 | 5000 | 86 | 22 | 1 | -20 | Dimmable | 10% | No | Damp Location Rated,Not for Use in Recessed Fixtures | No |  |  | 2016-07-19 | 2016-10-12 | United States, Canada | ES_1127271_KL-A19-9.5YYZZCCTTP (5000K)_10132016010227_0547768 | 2281261
Krut Systems LLC | Krutled | KL-A21-15YYZZCCTTP(2700K) | KL-A21-15YYZZCCTTP(2700K) |  | A21 | General Purpose Replacement | E26 (Medium) | Omnidirectional | LED | 5 | 100 | 132.7 | 66.5 |  |  |  | 1500 | 15 | 100 | No | 25000 | 2700 | 82 | 5 | 0.9 | -20 | Dimmable | 20% | Yes | Recessed Fixtures | No |  |  | 2015-11-17 | 2016-09-01 | United States, Canada | ES_1127271_KL-A21-15YYZZCCTTP(2700K)_09022016074933_2573764 | 2278007
Krut Systems LLC | Krutled | KL-A21-15YYZZCCTTP(3000K) | KL-A21-15YYZZCCTTP(3000K) |  | A21 | General Purpose Replacement | E26 (Medium) | Omnidirectional | LED | 5 | 100 | 132.7 | 66.5 |  |  |  | 1500 | 15 | 100 | No | 25000 | 3000 | 83 | 9 | 0.9 | -20 | Dimmable | 20% | Yes | Recessed Fixtures | No |  |  | 2015-11-17 | 2016-09-01 | United States, Canada | ES_1127271_KL-A21-15YYZZCCTTP(3000K)_09022016074952_2592955 | 2278008
LED One Distribution, Inc | LEDone | LED Lamp | BR30-75WE-13.5WD50K |  | BR30 | Reflector (Flood/Spot) | E26 (Medium) | Directional | LED | 5 | 75 | 132 | 95 |  |  | 100 | 938 | 13.5 | 69.5 | No | 25000 | 5000 | 83 | 14 | 1 | -20 | Dimmable | 20% |  | None |  |  |  | 2015-05-15 | 2015-05-15 | United States | ES_1128019_BR30-75WE-13.5WD50K_05192015164209_1730974 | 2239636
Krut Systems LLC | Krutled | KL-A21-15YYZZCCTTP(4000K) | KL-A21-15YYZZCCTTP(4000K) |  | A21 | General Purpose Replacement | E26 (Medium) | Omnidirectional | LED | 5 | 100 | 132.7 | 66.5 |  |  |  | 1500 | 15 | 100 | No | 25000 | 4000 | 82 | 1 | 0.9 | -20 | Dimmable | 20% | Yes | Recessed Fixtures | No |  |  | 2015-11-17 | 2016-09-01 | United States, Canada | ES_1127271_KL-A21-15YYZZCCTTP(4000K)_09022016075009_2609917 | 2278009
Krut Systems LLC | Krutled | KL-A21-15YYZZCCTTP(5000K) | KL-A21-15YYZZCCTTP(5000K) |  | A21 | General Purpose Replacement | E26 (Medium) | Omnidirectional | LED | 5 | 100 | 132.7 | 66.5 |  |  |  | 1500 | 15 | 100 | No | 25000 | 5000 | 83 | 4 | 0.9 | -20 | Dimmable | 20% | Yes | Recessed Fixtures | No |  |  | 2015-11-17 | 2016-09-01 | United States, Canada | ES_1127271_KL-A21-15YYZZCCTTP(5000K)_09022016075044_2644577 | 2278010
Krut Systems LLC | Krutled | KL-B11-04YYZZCCTTP ( 2700K) | KL-B11-04YYZZCCTTP ( 2700K) |  | Decorative: Other | Decorative | E12 (Candelabra) | Decorative | LED | 3 | 40 | 130 | 37 |  |  |  | 300 | 4 | 75 | No | 25000 | 2700 | 82 | 10 | 0.8 | -20 | Dimmable | 20% |  | Damp Location Rated |  |  |  | 2016-06-17 | 2016-06-29 | United States, Canada | ES_1127271_KL-B11-04YYZZCCTTP ( 2700K)_06302016040435_9475528 | 2271238
Krut Systems LLC | Krutled | KL-B11-04YYZZCCTTP ( 3000K) | KL-B11-04YYZZCCTTP ( 3000K) |  | Decorative: Other | Decorative | E12 (Candelabra) | Decorative | LED | 3 | 40 | 128 | 39 |  |  |  | 300 | 4 | 75 | No | 25000 | 3000 | 83 | 14 | 0.8 | -20 | Dimmable | 20% |  | Damp Location Rated |  |  |  | 2016-06-17 | 2016-06-29 | United States, Canada | ES_1127271_KL-B11-04YYZZCCTTP ( 3000K)_06302016040500_9500804 | 2271239
Krut Systems LLC | Krutled | KL-B11-04YYZZCCTTP ( 4000K) | KL-B11-04YYZZCCTTP ( 4000K) |  | Decorative: Other | Decorative | E12 (Candelabra) | Decorative | LED | 3 | 40 | 125 | 36 |  |  |  | 300 | 4 | 75 | No | 25000 | 4000 | 84 | 17 | 0.8 | -20 | Dimmable | 20% |  | Damp Location Rated |  |  |  | 2016-06-17 | 2016-06-29 | United States, Canada | ES_1127271_KL-B11-04YYZZCCTTP ( 4000K)_06302016040517_9517510 | 2271240
Krut Systems LLC | Krutled | KL-B11-04YYZZCCTTP ( 5000K) | KL-B11-04YYZZCCTTP ( 5000K) |  | Decorative: Other | Decorative | E12 (Candelabra) | Decorative | LED | 3 | 40 | 131 | 36 |  |  |  | 300 | 4 | 75 | No | 25000 | 5000 | 85 | 21 | 0.8 | -20 | Dimmable | 20% |  | Damp Location Rated |  |  |  | 2016-06-17 | 2016-06-29 | United States, Canada | ES_1127271_KL-B11-04YYZZCCTTP ( 5000K)_06302016040536_9536753 | 2271241
Krut Systems LLC | Krutled | KL-B11-06YYZZCCTTP ( 2700K) | KL-B11-06YYZZCCTTP ( 2700K) |  | Decorative: Other | Decorative | E12 (Candelabra) | Decorative | LED | 3 | 60 | 130 | 37 |  |  |  | 500 | 6 | 83.3 | No | 25000 | 2700 | 81 | 5 | 0.9 | -20 | Dimmable | 20% |  | Damp Location Rated |  |  |  | 2016-06-17 | 2016-06-29 | United States, Canada | ES_1127271_KL-B11-06YYZZCCTTP ( 2700K)_06302016040601_9561112 | 2271242
Krut Systems LLC | Krutled | KL-B11-06YYZZCCTTP (3000K) | KL-B11-06YYZZCCTTP (3000K) |  | Decorative: Other | Decorative | E12 (Candelabra) | Decorative | LED | 3 | 60 | 131 | 36 |  |  |  | 500 | 6 | 83.3 | No | 25000 | 3000 | 84 | 19 | 0.9 | -20 | Dimmable | 20% |  | Damp Location Rated |  |  |  | 2016-06-17 | 2016-06-29 | United States, Canada | ES_1127271_KL-B11-06YYZZCCTTP (3000K)_06302016040618_9578809 | 2271243
Krut Systems LLC | Krutled | KL-B11-06YYZZCCTTP (4000K) | KL-B11-06YYZZCCTTP (4000K) |  | Decorative: Other | Decorative | E12 (Candelabra) | Decorative | LED | 3 | 60 | 128.9 | 37.2 |  |  |  | 500 | 6 | 83.3 | No | 25000 | 4000 | 83 | 14 | 0.9 | -20 | Dimmable | 20% |  | Damp Location Rated |  |  |  | 2016-06-17 | 2016-06-29 | United States, Canada | ES_1127271_KL-B11-06YYZZCCTTP (4000K)_06302016040635_9595398 | 2271244
Krut Systems LLC | Krutled | KL-B11-06YYZZCCTTP (5000K) | KL-B11-06YYZZCCTTP (5000K) |  | Decorative: Other | Decorative | E12 (Candelabra) | Decorative | LED | 3 | 60 | 131.5 | 38.6 |  |  |  | 500 | 6 | 83.3 | No | 25000 | 5000 | 84 | 17 | 0.9 | -20 | Dimmable | 20% |  | Damp Location Rated |  |  |  | 2016-06-17 | 2016-06-29 | United States, Canada | ES_1127271_KL-B11-06YYZZCCTTP (5000K)_06302016040653_9613891 | 2271245
Krut Systems LLC | Krutled | KL-BR30-10YYZZCC2TTP(2700K) | KL-BR30-10YYZZCCTTP(2700K) |  | BR30 | Reflector (Flood/Spot) | E26 (Medium) | Directional | LED | 3 | 65 | 133.3 | 95.1 | 312 |  | 110 | 800 | 10 | 80 | No | 25000 | 2700 | 82 | 3 | 0.9 | -20 | Dimmable | 20% | Yes | Damp Location Rated | No |  |  | 2016-07-19 | 2016-10-12 | United States, Canada | ES_1127271_KL-BR30-10YYZZCC2TTP(2700K)_10122016061645_3005953 | 2281161
Krut Systems LLC | Krutled | KL-BR30-10YYZZCC2TTP(3000K) | KL-BR30-10YYZZCCTTP(3000K) |  | BR30 | Reflector (Flood/Spot) | E26 (Medium) | Directional | LED | 3 | 65 | 132.9 | 95.2 | 321 |  | 110 | 800 | 10 | 80 | No | 25000 | 3000 | 82 | 3 | 0.9 | -20 | Dimmable | 20% | Yes | Damp Location Rated | No |  |  | 2016-07-19 | 2016-10-12 | United States, Canada | ES_1127271_KL-BR30-10YYZZCC2TTP(3000K)_10122016061757_3077555 | 2281162
Krut Systems LLC | Krutled | KL-BR30-10YYZZCC2TTP(4000K) | KL-BR30-10YYZZCCTTP(4000K) |  | BR30 | Reflector (Flood/Spot) | E26 (Medium) | Directional | LED | 3 | 65 | 133.2 | 95.3 | 360 |  | 110 | 800 | 10 | 80 | No | 25000 | 4000 | 84 | 10 | 0.9 | -20 | Dimmable | 20% | Yes | Damp Location Rated | No |  |  | 2016-07-19 | 2016-10-12 | United States, Canada | ES_1127271_KL-BR30-10YYZZCC2TTP(4000K)_10122016061847_3127876 | 2281163
Krut Systems LLC | Krutled | KL-BR30-10YYZZCC2TTP(5000K) | KL-BR30-10YYZZCCTTP(5000K) |  | BR30 | Reflector (Flood/Spot) | E26 (Medium) | Directional | LED | 3 | 65 | 132.9 | 95.1 | 367 |  | 110 | 800 | 10 | 80 | No | 25000 | 5000 | 86 | 19 | 0.9 | -20 | Dimmable | 20% | Yes | Damp Location Rated | No |  |  | 2016-07-19 | 2016-10-12 | United States, Canada | ES_1127271_KL-BR30-10YYZZCC2TTP(5000K)_10122016062045_3245391 | 2281164
Krut Systems LLC | Krutled | KL-BR40-15YYZZCC27P | KL-BR40-15YYZZCC27P |  | BR40 | Reflector (Flood/Spot) | E26 (Medium) | Directional | LED | 3 | 75 | 161.2 | 127.1 | 368 |  | 110 | 1050 | 15 | 70 | No | 25000 | 2700 | 82 | 6 | 0.9 | -20 | Dimmable | 19% | Yes | Damp Location Rated | No |  |  | 2016-10-19 | 2016-10-25 | United States, Canada | ES_1127271_KL-BR40-15YYZZCC27P_10252016085534_5734467 | 2282188
Krut Systems LLC | Krutled | KL-BR40-15YYZZCC30P | KL-BR40-15YYZZCC30P |  | BR40 | Reflector (Flood/Spot) | E26 (Medium) | Directional | LED | 3 | 75 | 161.2 | 127.1 | 382 |  | 110 | 1050 | 15 | 70 | No | 25000 | 3000 | 82 | 7 | 0.9 | -20 | Dimmable | 20% | Yes | Damp Location Rated | No |  |  | 2016-10-19 | 2016-10-25 | United States, Canada | ES_1127271_KL-BR40-15YYZZCC30P_10252016085626_5786279 | 2282189
Krut Systems LLC | Krutled | KL-BR40-15YYZZCC40P | KL-BR40-15YYZZCC40P |  | BR40 | Reflector (Flood/Spot) | E26 (Medium) | Directional | LED | 3 | 75 | 161.2 | 127.1 | 398 |  | 110 | 1050 | 15 | 70 | No | 25000 | 4000 | 83 | 5 | 0.9 | -20 | Dimmable | 20% | Yes | Damp Location Rated | No |  |  | 2016-10-19 | 2016-10-25 | United States, Canada | ES_1127271_KL-BR40-15YYZZCC40P_10252016085809_5889926 | 2282190
Krut Systems LLC | Krutled | KL-BR40-15YYZZCC50P | KL-BR40-15YYZZCC50P |  | BR40 | Reflector (Flood/Spot) | E26 (Medium) | Directional | LED | 3 | 75 | 161.2 | 127.1 | 401 |  | 110 | 1050 | 15 | 70 | No | 25000 | 5000 | 83 | 5 | 0.9 | -20 | Dimmable | 20% | Yes | Damp Location Rated | No |  |  | 2016-10-19 | 2016-10-25 | United States, Canada | ES_1127271_KL-BR40-15YYZZCC50P_10252016085847_5927381 | 2282191
Lattice Power, Inc. | LatticePower | LED A19 Lamp | A19JOE26D07-27K |  | A19 | General Purpose Replacement | E26 (Medium) | Omnidirectional | LED | 3 | 40 | 109 | 60 |  |  |  | 480 | 7 | 68.6 | No | 25000 | 2700 | 83 | 9 | 0.9 | -40 | Dimmable | 10% |  | Not for Use in Enclosed Fixtures |  |  |  | 2014-11-20 | 2014-11-24 | United States | ES_1128122_A19JOE26D07-27K_11242014024440_1023718 | 2225856
Lattice Power, Inc. | LatticePower | LED A19 Lamp | A19JOE26D07-30K |  | A19 | General Purpose Replacement | E26 (Medium) | Omnidirectional | LED | 3 | 40 | 109 | 60 |  |  |  | 480 | 7.3 | 68.6 | No | 25000 | 3000 | 84 | 21 | 0.9 | -20 | Dimmable | 10% |  | Not for Use in Enclosed Fixtures |  |  |  | 2014-11-20 | 2014-11-24 | United States | ES_1128122_A19JOE26D07-30K_11242014024950_1023718 | 2225849
Lattice Power, Inc. | LatticePower | LED A19 Lamp | A19JOE26D09-27K |  | A19 | General Purpose Replacement | E26 (Medium) | Omnidirectional | LED | 3 | 60 | 110 | 60 |  |  |  | 800 | 9.5 | 84.2 | No | 25000 | 2700 | 81 | 3 | 0.9 | -20 | Dimmable | 10% |  | Damp Location Rated,Not for Use in Enclosed Fixtures |  |  |  | 2014-11-20 | 2014-11-24 | United States | ES_1128122_A19JOE26D09-27K_11242014031550_1023718 | 2225850
Lattice Power, Inc. | LatticePower | LED A19 Lamp | A19JOE26D09-30K |  | A19 | General Purpose Replacement | E26 (Medium) | Omnidirectional | LED | 3 | 60 | 110.1 | 59.9 |  |  |  | 800 | 9.5 | 84.2 | No | 25000 | 4000 | 85 | 17 | 0.9 | -20 | Dimmable | 10% |  | Not for Use in Enclosed Fixtures |  |  |  | 2014-11-22 | 2014-11-24 | United States | ES_1128122_A19JOE26D09-30K_11242014032000_1023718 | 2225851
Lattice Power, Inc. | LatticePower | LED Lamp PAR20 | P20XE26D07-30KF |  | PAR20 | Reflector (Flood/Spot) | E26 (Medium) | Directional | LED | 3 | 50 | 88.8 | 63.2 | 869 |  | 40 | 430 | 7 | 61.4 | No | 25000 | 3000 | 83 | 19 | 0.9 | -20 | Dimmable | 10% |  | None |  |  |  | 2014-09-25 | 2014-09-25 | United States | ES_1128122_P20XE26D07-30KF_09252014041950_1023678 | 2220358
LED2 Lighting Group, Inc. | LED2 | LED Bulb | LED2-O85-50 |  | A19 | General Purpose Replacement | E26 (Medium) | Omnidirectional | LED | 3 | 60 | 112 | 60 |  |  |  | 800 | 8.5 | 94.1 | No | 25000 | 5000 | 84 | 12 | 0.9 | -20 | Dimmable | 10% |  | None |  |  |  | 2014-06-01 | 2015-01-19 | United States, Canada | ES_1125647_LED2-O85-50_01212015115646_6094278 | 2231343
LED2 Lighting Group, Inc. | LED2 | self-ballasted LED Lamps | LED2-AON-9W-50 |  | A19 | General Purpose Replacement | E26 (Medium) | Omnidirectional | LED | 3 | 60 | 116 | 60 |  |  |  | 800 | 9 | 88.9 | No | 25000 | 5000 | 85 | 20 | 1 | -20 |  |  |  | None |  |  |  | 2015-06-15 | 2015-06-16 | United States | ES_1125647_LED2-AON-9W-50_06232015094729_6498793 | 2242113
LEDi2 Inc | LEDi2 | Self-ballasted LED lamp | I2-LBR40D19.5-27K |  | BR40 | Reflector (Flood/Spot) | E26 (Medium) | Directional | LED | 3 | 100 | 162 | 127 |  |  | 120 | 1400 | 19.5 | 71.8 | No | 25000 | 2700 | 82 | 7 | 1 | -20 | Dimmable | 10% |  | None |  |  |  | 2016-05-01 | 2016-04-29 | United States | ES_1134488_I2-LBR40D19.5-27K_05052016114557_9965477 | 2266153
LEDi2 Inc | LEDi2 | Self-ballasted LED lamp | I2-LBR40D19.5-40K |  | BR40 | Reflector (Flood/Spot) | E26 (Medium) | Directional | LED | 3 | 100 | 162 | 127 |  |  | 120 | 1500 | 19.5 | 76.9 | No | 25000 | 4000 | 83 | 8 | 1 | -20 | Dimmable | 10% |  | None |  |  |  | 2016-05-01 | 2016-04-29 | United States | ES_1134488_I2-LBR40D19.5-40K_05052016114557_9640871 | 2266154
LEDi2 Inc | LEDi2 | Self-ballasted LED lamp | I2-LBR40D19.5-50K |  | BR40 | Reflector (Flood/Spot) | E26 (Medium) | Directional | LED | 3 | 100 | 162 | 127 |  |  | 120 | 1600 | 19.6 | 81.6 | No | 25000 | 5000 | 82 | 6 | 1 | -20 | Dimmable | 10% |  | None |  |  |  | 2016-05-01 | 2016-04-29 | United States | ES_1134488_I2-LBR40D19.5-50K_05052016114557_8284992 | 2266155
LEDi2 Inc | LEDi2 | self-ballasted LED Lamps | I2-LEA19D07-30K-4P | ,,I2-LEA19D07-30K-4P | A19 | General Purpose Replacement | E26 (Medium) | Omnidirectional | LED | 3 | 40 | 112 | 60 |  |  |  | 450 | 7.1 | 63.4 | No | 25000 | 3000 | 84 | 14 | 1 | -20 | Dimmable | 10% |  | None |  |  |  | 2015-11-15 | 2015-11-13 | United States | ES_1134488_I2-LEA19D07-30K-4P_11242015141112_1968177 | 2253294
LEDi2 Inc | LEDi2 | Self-ballast LED lamp | I2-LBR30D13-27K |  | BR30 | Reflector (Flood/Spot) | E26 (Medium) | Directional | LED | 3 | 65 | 135 | 95 |  |  | 120 | 750 | 13 | 57.7 | No | 25000 | 2700 | 81 | 5 | 1 | -20 | Dimmable | 10% |  | None |  |  |  | 2016-05-01 | 2016-05-02 | United States | ES_1134488_I2-LBR30D13-27K_05062016153440_9308415 | 2266379
LED Lighting Center LLC, dba OptimalLED | OptimalLED | G25 8W 3000K | GB25DXX807W30E26LFW |  | G25 | Globe | E26 (Medium) | Decorative | LED | 3 | 60 | 115 | 80 |  |  |  | 550 | 8 | 68.8 | No | 25000 | 3000 | 83 | 19 | 0.9 | -20 | Dimmable | 10% | No | Not for Use in Recessed Fixtures | No |  |  | 2016-04-20 | 2016-04-27 | United States | ES_1135474_GB25DXX807W30E26LFW_05062016153120_9667248 | 2266390
LED Lighting Center LLC, dba OptimalLED | OptimalLED | LED A21 Lamp | BB05DX1307W27E26LFW |  | A21 | General Purpose Replacement | E26 (Medium) | Omnidirectional | LED | 3 | 75 | 133.9 | 67.6 |  |  |  | 1100 | 13 | 84.6 | No | 25000 | 2700 | 81 | 5 | 0.9 | -20 | Dimmable | 10% |  | Damp Location Rated,Not for Use in Recessed Fixtures,Not for Use in Enclosed Fixtures |  |  |  | 2016-06-20 | 2016-06-14 | United States | ES_1135474_BB05DX1307W27E26LFW_06142016130705_3489961 | 2270919
LED Lighting Center LLC, dba OptimalLED | OptimalLED | LED A21 Lamp | BB05DX1307W30E26LFW |  | A21 | General Purpose Replacement | E26 (Medium) | Omnidirectional | LED | 3 | 75 | 133.4 | 67.5 |  |  |  | 1100 | 13 | 84.6 | No | 25000 | 3000 | 85 | 23 | 0.9 | -20 | Dimmable | 10% |  | Damp Location Rated,Not for Use in Recessed Fixtures,Not for Use in Enclosed Fixtures |  |  |  | 2016-06-20 | 2016-06-14 | United States | ES_1135474_BB05DX1307W30E26LFW_06142016130733_3294007 | 2270920
LED Lighting Center LLC, dba OptimalLED | OptimalLED | LED A21 Lamp | BB05DX1307W50E26LFW |  | A21 | General Purpose Replacement | E26 (Medium) | Omnidirectional | LED | 3 | 75 | 133.6 | 67.2 |  |  |  | 1100 | 13 | 84.6 | No | 25000 | 5000 | 86 | 29 | 0.9 | -20 | Dimmable | 10% |  | Damp Location Rated,Not for Use in Recessed Fixtures,Not for Use in Enclosed Fixtures |  |  |  | 2016-06-20 | 2016-06-14 | United States | ES_1135474_BB05DX1307W50E26LFW_06142016130745_6780146 | 2270921
LED One Distribution, Inc | LEDone | A19-60WE-9.5WD27K | A19-60WE-9.5WD27K |  | A19 | General Purpose Replacement | E26 (Medium) | Omnidirectional | LED | 5 | 60 | 112 | 60 |  |  |  | 800 | 9.5 | 84.2 | No | 25000 | 2700 | 81 | 3 | 0.8 | -20 | Dimmable | 10% | Yes | Damp Location Rated,Recessed Fixtures | No |  |  | 2016-01-01 | 2016-08-24 | United States, Canada | ES_1128019_A19-60WE-9.5WD27K_08222016152715_2583276 | 2276361
LED One Distribution, Inc | LEDone | A19-60WE-9.5WD50K | A19-60WE-9.5WD50K |  | A19 | General Purpose Replacement | E26 (Medium) | Omnidirectional | LED | 5 | 60 | 112 | 60 |  |  |  | 800 | 9.5 | 84.2 | No | 25000 | 5000 | 85 | 16 | 0.9 | -20 | Dimmable | 10% | Yes | Damp Location Rated,Recessed Fixtures | No |  |  | 2016-01-01 | 2016-08-26 | United States, Canada | ES_1128019_A19-60WE-9.5WD50K_08242016150145_5418054 | 2276531
LED One Distribution, Inc | LEDone | LED Lamp | A19-40WE-6WD27K |  | A19 | General Purpose Replacement | E26 (Medium) | Omnidirectional | LED | 5 | 40 | 110 | 60 |  |  |  | 450 | 6 | 75 | No | 25000 | 2700 | 81 | 4 | 0.9 | -20 | Dimmable | 10% |  | None |  |  |  | 2015-05-05 | 2015-05-01 | United States | ES_1128019_A19-40WE-6WD27K_05042015100551_9139293 | 2238522
LED One Distribution, Inc | LEDone | LED Lamp | A19-40WE-6WD40K |  | A19 | General Purpose Replacement | E26 (Medium) | Omnidirectional | LED | 5 | 40 | 110 | 60 |  |  |  | 450 | 6 | 75 | No | 25000 | 4000 | 86 | 18 | 0.9 | -20 | Dimmable | 10% |  | None |  |  |  | 2015-05-05 | 2015-05-01 | United States | ES_1128019_A19-40WE-6WD40K_05042015100551_3196420 | 2238524
LED One Distribution, Inc | LEDone | LED Lamp | A19-40WE-6WD50K |  | A19 | General Purpose Replacement | E26 (Medium) | Omnidirectional | LED | 5 | 40 | 110 | 60 |  |  |  | 450 | 6 | 75 | No | 25000 | 5000 | 86 | 20 | 0.9 | -20 | Dimmable | 10% |  | None |  |  |  | 2015-05-05 | 2015-05-01 | United States | ES_1128019_A19-40WE-6WD50K_05042015100551_9278450 | 2238523
LED One Distribution, Inc | LEDone | LED Lamp | A19-60WE-9WD27K |  | A19 | General Purpose Replacement | E26 (Medium) | Omnidirectional | LED | 5 | 60 | 110 | 60 |  |  |  | 800 | 9.1 | 87.9 | No | 25000 | 2700 | 82 | 10 | 0.9 | -20 | Dimmable | 10% |  | None |  |  |  | 2015-05-05 | 2015-05-01 | United States | ES_1128019_A19-60WE-9WD27K_05042015100645_5064224 | 2238525
LED One Distribution, Inc | LEDone | LED Lamp | A19-60WE-9WD40K |  | A19 | General Purpose Replacement | E26 (Medium) | Omnidirectional | LED | 5 | 60 | 110 | 60 |  |  |  | 800 | 9 | 88.6 | No | 25000 | 4000 | 83 | 8 | 1 | -20 | Dimmable | 10% |  | None |  |  |  | 2015-05-05 | 2015-05-01 | United States | ES_1128019_A19-60WE-9WD40K_05042015100645_5960914 | 2238527
LED One Distribution, Inc | LEDone | LED Lamp | A19-60WE-9WD50K |  | A19 | General Purpose Replacement | E26 (Medium) | Omnidirectional | LED | 5 | 60 | 110 | 60 |  |  |  | 800 | 9.3 | 86 | No | 25000 | 5000 | 84 | 15 | 0.9 | -20 | Dimmable | 10% |  | None |  |  |  | 2015-05-05 | 2015-05-01 | United States | ES_1128019_A19-60WE-9WD50K_05042015100645_5719353 | 2238526
LED One Distribution, Inc | LEDone | LED Lamp | B11-40WE-4WD27K |  | Decorative: Other | Decorative | E12 (Candelabra) | Decorative | LED | 5 | 40 | 103 | 38 |  |  |  | 300 | 4 | 75 | No | 25000 | 2700 | 82 | 9 | 0.9 | -20 | Dimmable | 10% |  | None |  |  |  | 2015-05-05 | 2015-05-01 | United States | ES_1128019_B11-40WE-4WD27K_05042015100851_4931775 | 2238529
LED One Distribution, Inc | LEDone | LED Lamp | B11-60WE-6WD27K |  | Decorative: Other | Decorative | E12 (Candelabra) | Decorative | LED | 5 | 60 | 103 | 38 |  |  |  | 500 | 6.1 | 82.1 | No | 25000 | 2700 | 81 | 3 | 0.9 | -20 | Dimmable | 10% |  | None |  |  |  | 2015-05-05 | 2015-05-01 | United States | ES_1128019_B11-60WE-6WD27K_05042015100722_3025098 | 2238528
LED One Distribution, Inc | LEDone | LED Lamp | BR20-50WE-7WD27K |  | R20 | Reflector (Flood/Spot) | E26 (Medium) | Directional | LED | 5 | 50 | 99 | 68 |  |  | 100 | 500 | 7.2 | 69 | No | 25000 | 2700 | 82 | 10 | 1 | -20 | Dimmable | 20% |  | None |  |  |  | 2015-05-15 | 2015-05-15 | United States | ES_1128019_BR20-50WE-7WD27K_05192015164415_2116032 | 2239610
LED One Distribution, Inc | LEDone | LED Lamp | BR20-50WE-7WD40K |  | R20 | Reflector (Flood/Spot) | E26 (Medium) | Directional | LED | 5 | 50 | 99 | 68 |  |  | 100 | 500 | 7.1 | 70.3 | No | 25000 | 4000 | 85 | 19 | 0.9 | -20 | Dimmable | 20% |  | None |  |  |  | 2015-05-15 | 2015-05-15 | United States | ES_1128019_BR20-50WE-7WD40K_05192015164415_2273875 | 2239611
LED One Distribution, Inc | LEDone | LED Lamp | BR20-50WE-7WD50K |  | R20 | Reflector (Flood/Spot) | E26 (Medium) | Directional | LED | 5 | 50 | 99 | 68 |  |  | 100 | 500 | 7 | 71.4 | No | 25000 | 5000 | 83 | 15 | 1 | -20 | Dimmable | 20% |  | None |  |  |  | 2015-05-15 | 2015-05-15 | United States | ES_1128019_BR20-50WE-7WD50K_05192015164415_2598211 | 2239612
LED One Distribution, Inc | LEDone | LED Lamp | BR30-75WE-13.5WD27K |  | BR30 | Reflector (Flood/Spot) | E26 (Medium) | Directional | LED | 5 | 75 | 132 | 95 |  |  | 100 | 938 | 13.5 | 69.5 | No | 25000 | 2700 | 82 | 9 | 1 | -20 | Dimmable | 20% |  | None |  |  |  | 2015-05-15 | 2015-05-15 | United States | ES_1128019_BR30-75WE-13.5WD27K_05192015164209_4242731 | 2239634
LED One Distribution, Inc | LEDone | LED Lamp | BR30-75WE-13.5WD40K |  | BR30 | Reflector (Flood/Spot) | E26 (Medium) | Directional | LED | 5 | 75 | 132 | 95 |  |  | 100 | 938 | 13.5 | 69.5 | No | 25000 | 4000 | 85 | 18 | 1 | -20 | Dimmable | 20% |  | None |  |  |  | 2015-05-15 | 2015-05-15 | United States | ES_1128019_BR30-75WE-13.5WD40K_05192015164209_1743713 | 2239635
LED One Distribution, Inc | LEDone | LED Lamp | BR40-90WE-17WD27K |  | BR40 | Reflector (Flood/Spot) | E26 (Medium) | Directional | LED | 5 | 90 | 165 | 130 |  |  | 100 | 1260 | 17.2 | 73.4 | No | 25000 | 2700 | 83 | 11 | 1 | -20 | Dimmable | 20% |  | None |  |  |  | 2015-05-15 | 2015-05-15 | United States | ES_1128019_BR40-90WE-17WD27K_05192015164318_8001767 | 2239637
LED One Distribution, Inc | LEDone | LED Lamp | BR40-90WE-17WD40K |  | BR40 | Reflector (Flood/Spot) | E26 (Medium) | Directional | LED | 5 | 90 | 165 | 130 |  |  | 100 | 1260 | 17.4 | 72.4 | No | 25000 | 4000 | 85 | 20 | 1 | -20 | Dimmable | 20% |  | None |  |  |  | 2015-05-15 | 2015-05-15 | United States | ES_1128019_BR40-90WE-17WD40K_05192015164318_9606644 | 2239638
LED One Distribution, Inc | LEDone | LED Lamp | BR40-90WE-17WD50K |  | BR40 | Reflector (Flood/Spot) | E26 (Medium) | Directional | LED | 5 | 90 | 165 | 130 |  |  | 100 | 1260 | 17 | 74.1 | No | 25000 | 5000 | 83 | 16 | 1 | -20 | Dimmable | 20% |  | None |  |  |  | 2015-05-15 | 2015-05-15 | United States | ES_1128019_BR40-90WE-17WD50K_05192015164318_8140441 | 2239609
LED One Distribution, Inc | LEDone | LED Lamp | GU10-50WE-6WD27K-B24 |  | PAR16 | Reflector (Flood/Spot) | GU10 | Directional | LED | 5 | 50 | 58 | 50 | 2158 |  | 24 |  | 6 | 83.3 | No | 25000 | 2700 | 84 | 13 | 0.9 | -20 | Dimmable | 10% |  | None |  |  |  | 2015-11-01 | 2015-10-30 | United States | ES_1128019_GU10-50WE-6WD27K-B24_11062015132805_2079174 | 2252033
LED One Distribution, Inc | LEDone | LED Lamp | GU10-50WE-6WD27K-B36 |  | PAR16 | Reflector (Flood/Spot) | GU10 | Directional | LED | 5 | 50 | 58 | 50 | 1336 |  | 36 |  | 6 | 83.3 | No | 25000 | 2700 | 84 | 13 | 0.9 | -20 | Dimmable | 10% |  | None |  |  |  | 2015-11-01 | 2015-10-30 | United States | ES_1128019_GU10-50WE-6WD27K-B36_11062015132805_6980879 | 2252031
LED One Distribution, Inc | LEDone | LED Lamp | GU10-50WE-6WD50K-B24 |  | PAR16 | Reflector (Flood/Spot) | GU10 | Directional | LED | 5 | 50 | 58 | 50 | 2359 |  | 24 |  | 6 | 83.3 | No | 25000 | 5000 | 84 | 20 | 0.9 | -20 | Dimmable | 10% |  | None |  |  |  | 2015-11-01 | 2015-10-30 | United States | ES_1128019_GU10-50WE-6WD50K-B24_11062015132805_7540259 | 2252034
LED One Distribution, Inc | LEDone | LED Lamp | GU10-50WE-6WD50K-B36 |  | PAR16 | Reflector (Flood/Spot) | GU10 | Directional | LED | 5 | 50 | 58 | 50 | 1367 |  | 36 |  | 6 | 83.3 | No | 25000 | 5000 | 84 | 20 | 0.9 | -20 | Dimmable | 10% |  | None |  |  |  | 2015-11-01 | 2015-10-30 | United States | ES_1128019_GU10-50WE-6WD50K-B36_11062015132805_1470767 | 2252032
LED One Distribution, Inc | LEDone | LED Lamp | PAR20-50WE-7WD27K-B25 |  | PAR20 | Reflector (Flood/Spot) | E26 (Medium) | Directional | LED | 5 | 50 | 86 | 65 | 1481 |  | 25 |  | 7 | 71.4 | No | 25000 | 2700 | 82 | 8 | 1 | -20 | Dimmable | 10% |  | None |  |  |  | 2015-06-10 | 2015-06-09 | United States | ES_1128019_PAR20-50WE-7WD27K-B25_06102015081402_2072049 | 2241324
LED One Distribution, Inc | LEDone | LED Lamp | PAR20-50WE-7WD40K-B25 |  | PAR20 | Reflector (Flood/Spot) | E26 (Medium) | Directional | LED | 5 | 50 | 86 | 65 | 1797 |  | 25 |  | 7 | 71.4 | No | 25000 | 4000 | 84 | 18 | 1 | -20 | Dimmable | 10% |  | None |  |  |  | 2015-06-10 | 2015-06-09 | United States | ES_1128019_PAR20-50WE-7WD40K-B25_06102015081402_6522965 | 2241325
LED One Distribution, Inc | LEDone | LED Lamp | PAR20-50WE-7WD50K-B25 |  | PAR20 | Reflector (Flood/Spot) | E26 (Medium) | Directional | LED | 5 | 50 | 86 | 65 | 1886 |  | 25 |  | 7.2 | 69.8 | No | 25000 | 5000 | 84 | 16 | 1 | -20 | Dimmable | 10% |  | None |  |  |  | 2015-06-10 | 2015-06-09 | United States | ES_1128019_PAR20-50WE-7WD50K-B25_06102015081402_3799463 | 2241326
LED One Distribution, Inc | LEDone | LED Lamp | PAR30L-75WE-11WD27K-B40 |  | PAR30L | Reflector (Flood/Spot) | E26 (Medium) | Directional | LED | 5 | 75 | 120 | 96 | 1962 |  | 40 |  | 11 | 77.3 | No | 25000 | 2700 | 82 | 8 | 1 | -20 | Dimmable | 10% |  | None |  |  |  | 2015-06-10 | 2015-06-09 | United States | ES_1128019_PAR30L-75WE-11WD27K-B40_06102015081437_8786306 | 2241321
LED One Distribution, Inc | LEDone | LED Lamp | PAR30L-75WE-11WD40K-B40 |  | PAR30L | Reflector (Flood/Spot) | E26 (Medium) | Directional | LED | 5 | 75 | 120 | 96 | 1977 |  | 40 |  | 11 | 77.3 | No | 25000 | 4000 | 84 | 18 | 1 | -20 | Dimmable | 10% |  | None |  |  |  | 2015-06-10 | 2015-06-09 | United States | ES_1128019_PAR30L-75WE-11WD40K-B40_06102015081437_1313585 | 2241322
LED One Distribution, Inc | LEDone | LED Lamp | PAR30L-75WE-11WD50K-B40 |  | PAR30L | Reflector (Flood/Spot) | E26 (Medium) | Directional | LED | 5 | 75 | 120 | 96 | 2289 |  | 40 |  | 11 | 77.3 | No | 25000 | 5000 | 84 | 16 | 1 | -20 | Dimmable | 10% |  | None |  |  |  | 2015-06-10 | 2015-06-09 | United States | ES_1128019_PAR30L-75WE-11WD50K-B40_06102015081437_7498314 | 2241323
LED One Distribution, Inc | LEDone | MR16-50WE-6.5WD27K-B38 | MR16-50WE-6.5WD27K-B38 |  | MR16 | Reflector (Flood/Spot) | GU5.3 | Directional | LED | 5 | 50 | 48 | 50 | 1323 |  | 35 | 500 | 6.5 | 76.9 | No | 25000 | 2700 | 81 | 4 | 0.7 | -40 | Dimmable | 10% | Yes | Damp Location Rated | No |  |  | 2016-01-01 | 2016-08-29 | United States, Canada | ES_1128019_MR16-50WE-6.5WD27K-B38_08222016152715_2583276 | 2276597
LED One Distribution, Inc | LEDone | MR16-50WE-6.5WD50K-B38 | MR16-50WE-6.5WD50K-B38 |  | MR16 | Reflector (Flood/Spot) | GU5.3 | Directional | LED | 5 | 50 | 48 | 50 | 1290 |  | 40 | 500 | 6.5 | 76.9 | No | 25000 | 5000 | 85 | 21 | 0.7 | -40 | Dimmable | 10% | Yes | Damp Location Rated | No |  |  | 2016-01-01 | 2016-08-29 | United States, Canada | ES_1128019_MR16-50WE-6.5WD50K-B38_08242016150646_6404382 | 2276598
LED One Distribution, Inc | LED ONE | BR30 | BR30-65WE-12WD27K |  | BR30 | Reflector (Flood/Spot) | E26 (Medium) | Directional | LED | 5 | 65 | 134 | 90.2 |  |  |  | 760 | 12 | 63.3 | No | 25000 | 2700 | 81 | 11 | 1 | -20 | Dimmable | 20% |  | Damp Location Rated,Not for Use in Enclosed Fixtures |  |  |  | 2015-06-01 | 2015-06-02 | United States | ES_1128019_BR30-65WE-12WD27K_06022015060220_1023823 | 2240835
LED One Distribution, Inc | LED ONE | BR40 | BR40-75WE-15WD27K |  | BR40 | Reflector (Flood/Spot) | E26 (Medium) | Directional | LED | 5 | 75 | 161.5 | 120 |  |  |  | 950 | 15 | 63.3 | No | 25000 | 2700 | 81 | 9 | 1 | -20 | Dimmable | 20% |  | Damp Location Rated,Not for Use in Enclosed Fixtures |  |  |  | 2015-06-01 | 2015-06-02 | United States | ES_1128019_BR40-75WE-15WD27K_06022015051110_1023823 | 2240834
LED One Distribution, Inc | LED ONE | PAR20 | PAR20-50WE-7WD27K-B36 |  | PAR20 | Reflector (Flood/Spot) | E26 (Medium) | Directional | LED | 5 | 50 | 87.2 | 63.1 | 1036 |  | 36 | 435 | 7 | 62.1 | No | 25000 | 2700 | 87 | 34 | 1 | -20 | Dimmable | 20% |  | Damp Location Rated,Not for Use in Recessed Fixtures,Not for Use in Enclosed Fixtures |  |  |  | 2015-06-02 | 2015-06-03 | United States | ES_1128019_PAR20-50WE-7WD27K-B36_06032015042110_1023824 | 2241045
LED One Distribution, Inc | LED ONE | PAR30 | PAR30-60WE-12WD27K-B36 |  | PAR30 | Reflector (Flood/Spot) | E26 (Medium) | Directional | LED | 5 | 60 | 120.2 | 90.2 | 1424 |  | 36 | 800 | 12 | 66.7 | No | 25000 | 2700 | 85 | 27 | 1 | -20 | Dimmable | 20% |  | Damp Location Rated,Not for Use in Enclosed Fixtures |  |  |  | 2015-06-02 | 2015-06-02 | United States | ES_1128019_PAR30-60WE-12WD27K-B36_06022015062000_1023824 | 2240840
LED One Distribution, Inc | LED ONE | PAR38 | PAR38-75WE-15WD27K-B36 |  | PAR38 | Reflector (Flood/Spot) | E26 (Medium) | Directional | LED | 5 | 75 | 130.4 | 120.1 | 1676 |  | 36 | 1000 | 15 | 66.7 | No | 25000 | 2700 | 84 | 27 | 1 | -20 | Dimmable | 20% |  | Damp Location Rated,Not for Use in Enclosed Fixtures |  |  |  | 2015-06-01 | 2015-06-02 | United States | ES_1128019_PAR38-75WE-15WD27K-B36_06022015061110_1023823 | 2240836
LEDseed Inc. | LEDseed Inc. | self-ballasted LED Lamps | BR20-8-27D-2-0 |  | R20 | Reflector (Flood/Spot) | E26 (Medium) | Directional | LED | 5 | 45 | 98 | 63 |  |  | 113 | 450 | 8 | 56.2 | No | 25000 | 2700 | 82 | 6 | 1 | -20 | Dimmable | 10% |  | None |  |  |  | 2015-03-08 | 2015-03-09 | United States | ES_1131171_BR20-8-27D-2-0_03122015162558_9728649 | 2234693
LEDseed Inc. | LEDseed Inc. | self-ballasted LED Lamps | BR20-8-30D-2-0 |  | R20 | Reflector (Flood/Spot) | E26 (Medium) | Directional | LED | 5 | 45 | 98 | 63 |  |  | 113 | 490 | 8 | 61.2 | No | 25000 | 3000 | 82 | 9 | 1 | -20 | Dimmable | 10% |  | None |  |  |  | 2015-03-08 | 2015-03-09 | United States | ES_1131171_BR20-8-30D-2-0_03122015162558_4372714 | 2234694
LEDseed Inc. | LEDseed Inc. | self-ballasted LED Lamps | BR20-8-40D-2-0 |  | R20 | Reflector (Flood/Spot) | E26 (Medium) | Directional | LED | 5 | 45 | 98 | 63 |  |  | 113 | 475 | 8 | 59.4 | No | 25000 | 4000 | 82 | 4 | 1 | -20 | Dimmable | 10% |  | None |  |  |  | 2015-03-08 | 2015-03-09 | United States | ES_1131171_BR20-8-40D-2-0_03122015162558_4501913 | 2234695
LEDseed Inc. | LEDseed Inc. | self-ballasted LED Lamps | BR20-8-50D-2-0 |  | R20 | Reflector (Flood/Spot) | E26 (Medium) | Directional | LED | 5 | 45 | 98 | 63 |  |  | 113 | 475 | 8 | 59.4 | No | 25000 | 5000 | 86 | 18 | 1 | -20 | Dimmable | 10% |  | None |  |  |  | 2015-03-08 | 2015-03-09 | United States | ES_1131171_BR20-8-50D-2-0_03122015162558_8443773 | 2234696
LEDseed Inc. | LEDseed Inc. | self-ballasted LED Lamps | BR30-13-27D-2-0 |  | BR30 | Reflector (Flood/Spot) | E26 (Medium) | Directional | LED | 5 | 60 | 135 | 95 |  |  | 120 | 800 | 13 | 61.5 | No | 25000 | 2700 | 81 | 5 | 1 | -20 | Dimmable | 10% |  | None |  |  |  | 2015-03-13 | 2015-03-11 | United States | ES_1131171_BR30-13-27D-2-0_03122015155746_5929724 | 2234681
LEDseed Inc. | LEDseed Inc. | self-ballasted LED Lamps | BR30-13-30D-2-0 |  | BR30 | Reflector (Flood/Spot) | E26 (Medium) | Directional | LED | 5 | 60 | 135 | 95 |  |  | 120 | 800 | 13 | 61.5 | No | 25000 | 3000 | 82 | 8 | 1 | -20 | Dimmable | 10% |  | None |  |  |  | 2015-03-13 | 2015-03-11 | United States | ES_1131171_BR30-13-30D-2-0_03122015155746_7968471 | 2234682
LEDseed Inc. | LEDseed Inc. | self-ballasted LED Lamps | BR30-13-40D-2-0 |  | BR30 | Reflector (Flood/Spot) | E26 (Medium) | Directional | LED | 5 | 60 | 135 | 95 |  |  | 120 | 850 | 13 | 65.4 | No | 25000 | 4000 | 82 | 5 | 1 | -20 | Dimmable | 10% |  | None |  |  |  | 2015-03-13 | 2015-03-11 | United States | ES_1131171_BR30-13-40D-2-0_03122015155746_7940137 | 2234683
LEDseed Inc. | LEDseed Inc. | self-ballasted LED Lamps | BR30-13-50D-2-0 |  | BR30 | Reflector (Flood/Spot) | E26 (Medium) | Directional | LED | 5 | 60 | 135 | 95 |  |  | 120 | 850 | 13 | 65.4 | No | 25000 | 5000 | 85 | 16 | 1 | -20 | Dimmable | 10% |  | None |  |  |  | 2015-03-13 | 2015-03-11 | United States | ES_1131171_BR30-13-50D-2-0_03122015155746_7340143 | 2234684
LED Source, LLC. | eFFINION | LED | EF BR30-12W-27-DIM-120 |  | BR30 | Reflector (Flood/Spot) | E26 (Medium) | Directional | LED | 3 | 65 | 133 | 95 |  |  |  | 865 | 12 | 72.1 | No | 40000 | 2700 | 83 | 21 | 1 | -40 | Dimmable | 10% |  | Enclosed Fixtures |  |  |  | 2014-06-15 | 2014-06-11 | United States | ES_1100223_EF BR30-12W-27-DIM-120_06132014154722_3655255 | 2213556
LED Source, LLC. | eFFINION | LED | EF BR30-12W-30-DIM-120 |  | BR30 | Reflector (Flood/Spot) | E26 (Medium) | Directional | LED | 3 | 65 | 133 | 95 |  |  |  | 865 | 12 | 72.1 | No | 40000 | 3000 | 84 | 24 | 0.9 | -40 | Dimmable | 10% |  | Enclosed Fixtures |  |  |  | 2014-06-15 | 2014-06-11 | United States | ES_1100223_EF BR30-12W-30-DIM-120_06132014154732_3903656 | 2213555
LEDUX LEDS LLC | LUZTRA | BR LED Lamp | L-BR20-7W-DIM-27K |  | R20 | Reflector (Flood/Spot) | E26 (Medium) | Directional | LED | 3 | 50 | 88.1 | 63.9 |  |  | 100 | 550 | 7 | 78.6 | No | 25000 | 2700 | 82 | 12 | 0.8 | -25 | Dimmable | 20% |  | Damp Location Rated,Enclosed Fixtures,Recessed Fixtures |  |  |  | 2015-05-13 | 2015-12-14 | United States, Canada | ES_1133437_L-BR20-7W-DIM-27K_01072016065441_9681462 | 2256196
LEDUX LEDS LLC | LUZTRA | BR LED Lamp | L-BR30-12W-DIM-27K |  | BR30 | Reflector (Flood/Spot) | E26 (Medium) | Directional | LED | 3 | 75 | 117.9 | 96.1 |  |  | 100 | 1000 | 12 | 83.3 | No | 25000 | 2700 | 82 | 10 | 0.9 | -25 | Dimmable | 20% |  | Damp Location Rated,Enclosed Fixtures,Recessed Fixtures |  |  |  | 2015-05-13 | 2015-12-14 | United States, Canada | ES_1133437_L-BR30-12W-DIM-27K_01072016065455_9695709 | 2256197
LEDUX LEDS LLC | LUZTRA | GU10 LED LAMP | L-GU10-6W-38D-30K |  | PAR16 | Reflector (Flood/Spot) | GU10 | Directional | LED | 5 | 60 | 47.1 | 50.3 | 930 |  | 38 | 400 | 6 | 71.3 | No | 25000 | 3000 | 82 | 8 | 0.9 | -25 | Dimmable | 20% |  | Enclosed Fixtures |  |  |  | 2015-06-16 | 2015-12-14 | United States, Canada | ES_1133437_L-GU10-6W-38D-30K_01072016065510_9710524 | 2256207
LEDUX LEDS LLC | LUZTRA | GU10 LED LAMP | L-GU10-6W-38D-40K |  | PAR16 | Reflector (Flood/Spot) | GU10 | Directional | LED | 5 | 60 | 64.5 | 50 | 930 |  | 38 | 400 | 6 | 83.3 | No | 25000 | 4000 | 83 | 10 | 0.9 | -25 | Dimmable | 20% |  | Enclosed Fixtures |  |  |  | 2015-06-16 | 2015-12-14 | United States, Canada | ES_1133437_L-GU10-6W-38D-40K_01072016065527_9727608 | 2256208
LEDUX LEDS LLC | LUZTRA | GU10 LED LAMP | L-GU10-6W-38D-50K |  | PAR16 | Reflector (Flood/Spot) | GU10 | Directional | LED | 5 | 60 | 64.5 | 50 | 930 |  | 38 | 400 | 6 | 82.3 | No | 25000 | 5000 | 83 | 13 | 0.9 | -25 | Dimmable | 20% |  | Enclosed Fixtures |  |  |  | 2015-06-16 | 2015-12-14 | United States, Canada | ES_1133437_L-GU10-6W-38D-50K_01072016065541_9741038 | 2256209
LEDUX LEDS LLC | LUZTRA | PAR LED Lamp | L-PAR20-7W-DIM-36D-30K |  | PAR20 | Reflector (Flood/Spot) | E26 (Medium) | Directional | LED | 3 | 50 | 86.7 | 64.1 | 1651 |  | 36 | 550 | 7 | 78.6 | No | 25000 | 3000 | 87 | 9 | 0.8 | -25 | Dimmable | 20% |  | Damp Location Rated,Enclosed Fixtures,Recessed Fixtures |  |  |  | 2015-05-13 | 2016-07-01 | United States, Canada | ES_1133437_L-PAR20-7W-DIM-36D-30K_01072016065554_9754451 | 2256198
LEDUX LEDS LLC | LUZTRA | PAR LED Lamp | L-PAR20-7W-DIM-36D-40K |  | PAR20 | Reflector (Flood/Spot) | E26 (Medium) | Directional | LED | 3 | 50 | 86.7 | 64.1 | 1651 |  | 25 | 600 | 7 | 90 | No | 25000 | 4000 | 82 | 9 | 0.8 | -25 | Dimmable | 20% |  | Damp Location Rated,Enclosed Fixtures,Recessed Fixtures |  |  |  | 2015-06-01 | 2016-07-01 | United States, Canada | ES_1133437_L-PAR20-7W-DIM-36D-40K_01072016065609_9769708 | 2256199
LEDUX LEDS LLC | LUZTRA | PAR LED Lamp | L-PAR20-7W-DIM-36D-50K |  | PAR20 | Reflector (Flood/Spot) | E26 (Medium) | Directional | LED | 3 | 50 | 86.7 | 64.1 | 1830 |  | 36 | 600 | 7 | 90 | No | 25000 | 5000 | 82 | 9 | 0.8 | -25 | Dimmable | 20% |  | Damp Location Rated,Enclosed Fixtures,Recessed Fixtures |  |  |  | 2015-06-01 | 2016-07-01 | United States, Canada | ES_1133437_L-PAR20-7W-DIM-36D-50K_01072016065622_9782282 | 2256200
LEDUX LEDS LLC | LUZTRA | PAR LED Lamp | L-PAR30-11.5W-DIM-40D-30K |  | PAR30 | Reflector (Flood/Spot) | E26 (Medium) | Directional | LED | 3 | 75 | 116.1 | 96.1 | 3514 |  | 40 | 950 | 11.5 | 82.6 | No | 25000 | 3000 | 87 | 10 | 0.9 | -25 | Dimmable | 20% |  | Damp Location Rated,Enclosed Fixtures,Recessed Fixtures |  |  |  | 2015-05-13 | 2016-07-01 | United States, Canada | ES_1133437_L-PAR30-11.5W-DIM-40D-30K_01072016065637_9797582 | 2256201
LEDUX LEDS LLC | LUZTRA | PAR LED Lamp | L-PAR30-11.5W-DIM-40D-40K |  | PAR30 | Reflector (Flood/Spot) | E26 (Medium) | Directional | LED | 3 | 75 | 116.1 | 96.1 | 3862 |  | 25 | 1000 | 11.5 | 90 | No | 25000 | 4000 | 82 | 10 | 0.9 | -25 | Dimmable | 20% |  | Damp Location Rated,Enclosed Fixtures,Recessed Fixtures |  |  |  | 2015-06-01 | 2016-07-01 | United States, Canada | ES_1133437_L-PAR30-11.5W-DIM-40D-40K_01072016065301_9581429 | 2256203
LEDUX LEDS LLC | LUZTRA | PAR LED Lamp | L-PAR30-11.5W-DIM-40D-50K |  | PAR30 | Reflector (Flood/Spot) | E26 (Medium) | Directional | LED | 3 | 75 | 116.1 | 96.1 | 3862 |  | 36 | 1000 | 11.5 | 90 | No | 25000 | 5000 | 82 | 10 | 0.9 | -25 | Dimmable | 20% |  | Damp Location Rated,Enclosed Fixtures,Recessed Fixtures |  |  |  | 2015-06-01 | 2016-07-01 | United States, Canada | ES_1133437_L-PAR30-11.5W-DIM-40D-50K_01072016065655_9815113 | 2256202
LEDVANCE, formerly OSRAM SYLVANIA | BUYERS CHOICE | CF13EL/SPIRAL/827/RP12/BUYERSCHOICE/1K | 26331 |  | CFL Bare Spiral | General Purpose Replacement | E26 (Medium) | Omnidirectional | CFL | 9 | 60 | 100.2 | 38.6 |  | 1.2 |  | 800 | 13 | 61.5 | No | 10000 | 2700 | 83 | -18 | 0.6 | -18 |  |  |  | Not for Use in Recessed Fixtures,Not for Use in Enclosed Fixtures |  |  |  | 2014-01-02 | 2015-02-05 | United States, Canada | ES_1018393_26331_02052015101332_4602014 | 2232778
LEDVANCE, formerly OSRAM SYLVANIA | BUYERS CHOICE | CF23EL/SPIRAL/827/RP8/BUYERSCHOICE | 26332 |  | CFL Bare Spiral | General Purpose Replacement | E26 (Medium) | Omnidirectional | CFL | 9 | 100 | 114.8 | 50.2 |  | 1 |  | 1600 | 23.7 | 69.6 | No | 10000 | 2700 | 80 | -9 | 0.6 | -18 |  |  |  | None |  |  |  | 2014-02-01 | 2015-05-27 | United States, Canada | ES_1018393_26332_05212015101502_3214036 | 2240275
LEDVANCE, formerly OSRAM SYLVANIA | Osram and Sylvania | CF13EL/MICRO/827/BL4/YX | 26903 | CF13EL/MICRO/827/RP2/WING48/YX,29735,; CF13EL/MICRO/827/RP2/YX,29727,; CF13EL/MICRO/827/RP3/YX,26943, | CFL Bare Spiral | General Purpose Replacement | E26 (Medium) | Omnidirectional | CFL | 11 | 60 | 102 | 39 |  | 1.4 |  | 900 | 14 | 64.3 | No | 12000 | 2700 | 82 | -7 | 0.6 | -18 |  |  |  | None |  |  |  | 2014-06-01 | 2014-10-16 | United States, Canada | ES_1018393_26903_10032014100509_2401544 | 2222505
LEDVANCE, formerly OSRAM SYLVANIA | Sylvania | 79656 LED7R20/DIM/SE/830/G3 | 79656 LED7R20/DIM/SE/830/G3 | ,79653 LED7R20/DIM/SE/830/G3/RP,; ,79659 LED7R20/DIM/SE/830/G3/RP, | R20 | Reflector (Flood/Spot) | E26 (Medium) | Directional | LED | 5 | 50 | 94.5 | 64 | 160 |  | 105 | 525 | 7 | 75 | No | 25000 | 3000 | 85 | 24 | 1 | 0 | Dimmable | 10% | Yes | Damp Location Rated | No |  |  | 2015-10-01 | 2015-07-13 | United States | ES_1018393_79656 LED7R20/DIM/SE/830/G3_07132015132447_3383600 | 2272111
LEDVANCE, formerly OSRAM SYLVANIA | Sylvania | 79657 LED11BR30/DIM/SE/830/G3 | 79657 LED11BR30/DIM/SE/830/G3 | ,79654 LED11BR30/DIM/SE/830/G3/RP,; ,79660 LED11BR30/DIM/SE/830/G3/RP, | BR30 | Reflector (Flood/Spot) | E26 (Medium) | Directional | LED | 5 | 65 | 129 | 95 | 230 |  | 105 | 800 | 11 | 72.7 | No | 25000 | 3000 | 85 | 24 | 1 | 0 | Dimmable | 10% | Yes | Damp Location Rated | No |  |  | 2015-10-01 | 2015-07-13 | United States | ES_1018393_79657 LED11BR30/DIM/SE/830/G3_07132015130848_5356714 | 2272112
LEDVANCE, formerly OSRAM SYLVANIA | Sylvania | CF11EL/MINI/830/Y | 29378 |  | CFL Bare Spiral | General Purpose Replacement | E26 (Medium) | Omnidirectional | CFL | 9 | 40 | 105 | 45 |  | 1.9 |  | 700 | 11 | 63.6 | No | 10000 | 3000 | 83 | 6 | 0.5 | -18 |  |  |  | None |  |  |  | 2013-09-01 | 2014-09-18 | United States, Canada | ES_1018393_29378_09102014170938_6234399 | 2219793
LEDVANCE, formerly OSRAM SYLVANIA | Sylvania | CF13EL/MICRO/827/LS/C/BL2/1K | 26938 | CF13EL/MICRO/827/LS/C/BL2/1K,26938,Candelabra based; CF13EL/MICRO/827/LS/C/BL2/1K,28935,Candelabra based; CF13EL/MICRO/827/LS/RP2/1K,29972,; CF13EL/MICRO/827/LS/RP2/CDN/1K,29420, | CFL Bare Spiral | General Purpose Replacement | E26 (Medium) | Omnidirectional | CFL | 11 | 60 | 102 | 39 |  | 1.2 |  | 800 | 13 | 61.5 | No | 12000 | 2700 | 81 | -9 | 0.6 | -18 |  |  |  | Not for Use in Recessed Fixtures,Not for Use in Enclosed Fixtures |  |  |  | 2014-05-01 | 2014-12-09 | United States, Canada | ES_1018393_26938_12052014105154_2113305 | 2229087
LEDVANCE, formerly OSRAM SYLVANIA | Sylvania | CF13EL/SPIRAL/827/BL8/BPLT/HZ | 26335 |  | CFL Bare Spiral | General Purpose Replacement | E26 (Medium) | Omnidirectional | CFL | 9 | 60 | 100.2 | 38.3 |  | 1.5 |  | 850 | 13 | 65.4 | No | 10000 | 2700 | 82 | -9 | 0.6 | -18 |  |  |  | Not for Use in Enclosed Fixtures |  |  |  | 2016-04-15 | 2016-05-10 | United States, Canada | ES_1018393_26335_05042016090209_9567660 | 2266361
LEDVANCE, formerly OSRAM SYLVANIA | Sylvania | CF13EL/SPIRAL/827/CVP | 29978 |  | CFL Bare Spiral | General Purpose Replacement | E26 (Medium) | Omnidirectional | CFL | 9 | 60 | 100.2 | 38.3 |  | 1.5 |  | 850 | 13 | 65.4 | No | 10000 | 2700 | 82 | -9 | 0.6 | -18 |  |  |  | Not for Use in Enclosed Fixtures |  |  |  | 2016-04-15 | 2016-05-10 | United States, Canada | ES_1018393_29978_06082016124013_7816736 | 2270533
LEDVANCE, formerly OSRAM SYLVANIA | Sylvania | CF13EL/SPIRAL/827/CVP/HZ | 28896 |  | CFL Bare Spiral | General Purpose Replacement | E26 (Medium) | Omnidirectional | CFL | 9 | 60 | 100.2 | 38.3 |  | 1.5 |  | 850 | 13 | 65.4 | No | 10000 | 2700 | 82 | -9 | 0.6 | -18 |  |  |  | Not for Use in Enclosed Fixtures |  |  |  | 2016-04-15 | 2016-05-10 | United States, Canada | ES_1018393_28896_05042016090209_503617 | 2266360
LEDVANCE, formerly OSRAM SYLVANIA | Sylvania | CF13EL/SPIRAL/827/HZ | 26370 |  | CFL Bare Spiral | General Purpose Replacement | E26 (Medium) | Omnidirectional | CFL | 9 | 60 | 100.2 | 38.3 |  | 1.5 |  | 850 | 13 | 65.4 | No | 10000 | 2700 | 82 | -9 | 0.6 | -18 |  |  |  | Not for Use in Enclosed Fixtures |  |  |  | 2016-04-15 | 2016-05-10 | United States, Canada | ES_1018393_26370_05042016090209_5182306 | 2266357
LEDVANCE, formerly OSRAM SYLVANIA | Sylvania | CF13EL/SPIRAL/827/HZ | 26371 |  | CFL Bare Spiral | General Purpose Replacement | E26 (Medium) | Omnidirectional | CFL | 9 | 60 | 100.2 | 38.3 |  | 1.5 |  | 850 | 13 | 65.4 | No | 10000 | 2700 | 82 | -9 | 0.6 | -18 |  |  |  | Not for Use in Enclosed Fixtures |  |  |  | 2016-04-15 | 2016-05-10 | United States, Canada | ES_1018393_26371_05042016090209_2975412 | 2266359
LEDVANCE, formerly OSRAM SYLVANIA | Sylvania | CF13EL/SPIRAL/827/HZ | 28895 |  | CFL Bare Spiral | General Purpose Replacement | E26 (Medium) | Omnidirectional | CFL | 9 | 60 | 100.2 | 38.3 |  | 1.5 |  | 850 | 13 | 65.4 | No | 10000 | 2700 | 82 | -9 | 0.6 | -18 |  |  |  | Not for Use in Enclosed Fixtures |  |  |  | 2016-04-15 | 2016-05-10 | United States, Canada | ES_1018393_28895_05042016090209_5019953 | 2266358
LEDVANCE, formerly OSRAM SYLVANIA | Sylvania | CF13EL/SPIRAL/830/HZ | 26372 |  | CFL Bare Spiral | General Purpose Replacement | E26 (Medium) | Omnidirectional | CFL | 9 | 60 | 100.2 | 38.3 |  | 1.5 |  | 850 | 13 | 65.4 | No | 10000 | 3000 | 83 | 2 | 0.6 | -18 |  |  |  | Not for Use in Enclosed Fixtures |  |  |  | 2016-04-15 | 2016-05-10 | United States, Canada | ES_1018393_26372_05042016090545_996057 | 2266362
LEDVANCE, formerly OSRAM SYLVANIA | Sylvania | CF13EL/SPIRAL/835/HZ | 26373 |  | CFL Bare Spiral | General Purpose Replacement | E26 (Medium) | Omnidirectional | CFL | 9 | 60 | 100.2 | 38.3 |  | 1.5 |  | 850 | 13 | 65.4 | No | 10000 | 3500 | 83 | 3 | 0.6 | -18 |  |  |  | Not for Use in Enclosed Fixtures |  |  |  | 2016-04-15 | 2016-05-10 | United States, Canada | ES_1018393_26373_05042016090755_5379297 | 2266364
LEDVANCE, formerly OSRAM SYLVANIA | Sylvania | CF13EL/SPIRAL/835/HZ | 26374 |  | CFL Bare Spiral | General Purpose Replacement | E26 (Medium) | Omnidirectional | CFL | 9 | 60 | 100.2 | 38.3 |  | 1.5 |  | 850 | 13 | 65.4 | No | 10000 | 3500 | 83 | 3 | 0.6 | -18 |  |  |  | Not for Use in Enclosed Fixtures |  |  |  | 2016-04-15 | 2016-05-10 | United States, Canada | ES_1018393_26374_05042016090755_2858088 | 2266365
LEDVANCE, formerly OSRAM SYLVANIA | Sylvania | CF13EL/SPIRAL/850/HZ | 26376 |  | CFL Bare Spiral | General Purpose Replacement | E26 (Medium) | Omnidirectional | CFL | 9 | 60 | 100.2 | 38.3 |  | 1.5 |  | 800 | 13 | 61.5 | No | 10000 | 5000 | 84 | 23 | 0.6 | -18 |  |  |  | Not for Use in Enclosed Fixtures |  |  |  | 2016-04-15 | 2016-05-10 | United States, Canada | ES_1018393_26376_05042016091015_7877923 | 2266603
LEDVANCE, formerly OSRAM SYLVANIA | Sylvania | CF20EL/MICRO/827/RP3/1K | 26925 |  | CFL Bare Spiral | General Purpose Replacement | E26 (Medium) | Omnidirectional | CFL | 9 | 75 | 105.2 | 50.4 |  | 1.4 |  | 1300 | 20 | 65 | No | 12000 | 2700 | 81 | -13 | 0.6 | -18 |  |  |  | Damp Location Rated,Recessed Fixtures |  |  |  | 2014-05-01 | 2014-09-25 | United States, Canada | ES_1018393_26925_09252014122005_372583 | 2220990
LEDVANCE, formerly OSRAM SYLVANIA | Sylvania | CF20EL/MICRO/827/RP3/1K | 27764 |  | CFL Bare Spiral | General Purpose Replacement | E26 (Medium) | Omnidirectional | CFL | 9 | 75 | 105.2 | 50.4 |  | 1.4 |  | 1300 | 20 | 65 | No | 12000 | 2700 | 81 | -13 | 0.6 | -18 |  |  |  | Damp Location Rated,Recessed Fixtures |  |  |  | 2014-05-01 | 2014-09-25 | United States, Canada | ES_1018393_27764_07212015142502_4768640 | 2244449
LEDVANCE, formerly OSRAM SYLVANIA | Sylvania | CF20EL/SPIRAL/827/1K | 26347 |  | CFL Bare Spiral | General Purpose Replacement | E26 (Medium) | Omnidirectional | CFL | 9 | 75 | 105.2 | 50.4 |  | 1.4 |  | 1300 | 20 | 65 | No | 12000 | 2700 | 81 | -13 | 0.6 | -18 |  |  |  | Damp Location Rated,Recessed Fixtures |  |  |  | 2014-05-01 | 2014-09-25 | United States, Canada | ES_1018393_26347_06272016141536_1350976 | 2271170
LEDVANCE, formerly OSRAM SYLVANIA | Sylvania | CF20EL/SPIRAL/827/1K | 26348 |  | CFL Bare Spiral | General Purpose Replacement | E26 (Medium) | Omnidirectional | CFL | 9 | 75 | 105.2 | 50.4 |  | 1.4 |  | 1300 | 20 | 65 | No | 12000 | 2700 | 81 | -13 | 0.6 | -18 |  |  |  | Damp Location Rated,Recessed Fixtures |  |  |  | 2014-05-01 | 2014-09-25 | United States, Canada | ES_1018393_26348_06272016141536_76105 | 2271171
LEDVANCE, formerly OSRAM SYLVANIA | Sylvania | CF20EL/SPIRAL/827/6PK/1K | 26341 |  | CFL Bare Spiral | General Purpose Replacement | E26 (Medium) | Omnidirectional | CFL | 9 | 75 | 105.2 | 50.4 |  | 1.4 |  | 1300 | 20 | 65 | No | 12000 | 2700 | 81 | -13 | 0.6 | -18 |  |  |  | Damp Location Rated,Recessed Fixtures |  |  |  | 2014-05-01 | 2014-09-25 | United States, Canada | ES_1018393_26341_04072016152331_9724084 | 2263955
LEDVANCE, formerly OSRAM SYLVANIA | Sylvania | CF23EL/BR40/827/BL/YX | 29706 |  | CFL Reflector | Reflector (Flood/Spot) | E26 (Medium) | Directional | CFL | 9 | 90 | 151 | 119 |  | 1.4 |  | 1264 | 23 | 55 | No | 10000 | 2700 | 83 | -8 | 0.6 | -18 |  |  |  | Not for Use in Enclosed Fixtures |  |  |  | 2014-03-01 | 2014-01-06 | United States, Canada | ES_1018393_29706_01062015133708_8337213 | 2230816
LEDVANCE, formerly OSRAM SYLVANIA | Sylvania | CF23EL/BR40/827/RP/CDN/YX | 26915 |  | CFL Reflector | Reflector (Flood/Spot) | E26 (Medium) | Directional | CFL | 9 | 90 | 151 | 119 |  | 1.4 |  | 1264 | 23 | 55 | No | 10000 | 2700 | 83 | -8 | 0.6 | -18 |  |  |  | Not for Use in Enclosed Fixtures |  |  |  | 2014-03-01 | 2014-01-06 | United States, Canada | ES_1018393_26915_01062015134656_9876351 | 2230817
LEDVANCE, formerly OSRAM SYLVANIA | Sylvania | CF23EL/BR40/827/RP/CDN/YX | 27810 |  | CFL Reflector | Reflector (Flood/Spot) | E26 (Medium) | Directional | CFL | 9 | 90 | 151 | 119 |  | 1.4 |  | 1264 | 23 | 55 | No | 10000 | 2700 | 83 | -8 | 0.6 | -18 |  |  |  | Not for Use in Enclosed Fixtures |  |  |  | 2014-03-01 | 2014-01-06 | United States, Canada | ES_1018393_27810_01062015133708_3187982 | 2230815
LEDVANCE, formerly OSRAM SYLVANIA | Sylvania | CF23EL/BR40/827RP/YX | 29452 |  | CFL Reflector | Reflector (Flood/Spot) | E26 (Medium) | Directional | CFL | 9 | 90 | 151 | 119 |  | 1.4 |  | 1264 | 23 | 55 | No | 10000 | 2700 | 83 | -8 | 0.6 | -18 |  |  |  | Not for Use in Enclosed Fixtures |  |  |  | 2014-03-01 | 2014-01-06 | United States, Canada | ES_1018393_29452_01062015134656_4882584 | 2230818
LEDVANCE, formerly OSRAM SYLVANIA | Sylvania | CF23EL/MINI/827/BL6/PLT/YX | 29997 |  | CFL Bare Spiral | General Purpose Replacement | E26 (Medium) | Omnidirectional | CFL | 9 | 100 | 132 | 60 |  | 1.4 |  | 1600 | 23.4 | 68.4 | No | 10000 | 2700 | 82 | -7 | 0.6 | -18 |  |  |  | Not for Use in Recessed Fixtures,Not for Use in Enclosed Fixtures |  |  |  | 2014-03-01 | 2015-01-05 | United States, Canada | ES_1018393_29997_01132015150656_6472538 | 2230891
LEDVANCE, formerly OSRAM SYLVANIA | Sylvania | CF23EL/MINI/827/CVP/CDN/YX | 27796 |  | CFL Bare Spiral | General Purpose Replacement | E26 (Medium) | Omnidirectional | CFL | 9 | 100 | 132 | 60 |  | 1.4 |  | 1600 | 23.4 | 68.4 | No | 10000 | 2700 | 82 | -7 | 0.6 | -18 |  |  |  | Not for Use in Recessed Fixtures,Not for Use in Enclosed Fixtures |  |  |  | 2014-03-01 | 2015-01-05 | United States, Canada | ES_1018393_27796_01132015150653_4534876 | 2230885
LEDVANCE, formerly OSRAM SYLVANIA | Sylvania | CF23EL/MINI/827/CVP/YX | 29614 |  | CFL Bare Spiral | General Purpose Replacement | E26 (Medium) | Omnidirectional | CFL | 9 | 100 | 132 | 60 |  | 1.4 |  | 1600 | 23.4 | 68.4 | No | 10000 | 2700 | 82 | -7 | 0.6 | -18 |  |  |  | Not for Use in Recessed Fixtures,Not for Use in Enclosed Fixtures |  |  |  | 2014-03-01 | 2015-01-05 | United States, Canada | ES_1018393_29614_01132015150654_8651828 | 2230888
LEDVANCE, formerly OSRAM SYLVANIA | Sylvania | CF23EL/MINI/RP3/YX | 29694 |  | CFL Bare Spiral | General Purpose Replacement | E26 (Medium) | Omnidirectional | CFL | 9 | 100 | 132 | 60 |  | 1.4 |  | 1600 | 23.4 | 68.4 | No | 10000 | 2700 | 82 | -7 | 0.6 | -18 |  |  |  | Not for Use in Recessed Fixtures,Not for Use in Enclosed Fixtures |  |  |  | 2014-03-01 | 2015-01-05 | United States, Canada | ES_1018393_29694_01132015150655_8293542 | 2230889
LEDVANCE, formerly OSRAM SYLVANIA | Sylvania | CF23EL/SPIRAL/827/BL8/BPLT/HZ | 26336 |  | CFL Bare Spiral | General Purpose Replacement | E26 (Medium) | Omnidirectional | CFL | 9 | 100 | 116.7 | 50.9 |  | 2.5 |  | 1600 | 23.2 | 69 | No | 10000 | 2700 | 81 | -13 | 0.6 | -18 |  |  |  | Not for Use in Enclosed Fixtures |  |  |  | 2016-02-15 | 2016-05-09 | United States, Canada | ES_1018393_26336_05062016102458_8424929 | 2266314
LEDVANCE, formerly OSRAM SYLVANIA | Sylvania | CF23EL/SPIRAL/827/CVP/HZ | 28899 |  | CFL Bare Spiral | General Purpose Replacement | E26 (Medium) | Omnidirectional | CFL | 9 | 100 | 116.7 | 50.9 |  | 2.5 |  | 1600 | 23.2 | 69 | No | 10000 | 2700 | 81 | -13 | 0.6 | -18 |  |  |  | Not for Use in Enclosed Fixtures |  |  |  | 2016-02-15 | 2016-05-09 | United States, Canada | ES_1018393_28899_05062016102458_770341 | 2266313
LEDVANCE, formerly OSRAM SYLVANIA | Sylvania | CF23EL/SPIRAL/827/HZ | 26353 |  | CFL Bare Spiral | General Purpose Replacement | E26 (Medium) | Omnidirectional | CFL | 9 | 100 | 116.7 | 50.9 |  | 2.5 |  | 1600 | 23.2 | 69 | No | 10000 | 2700 | 81 | -13 | 0.6 | -18 |  |  |  | Not for Use in Enclosed Fixtures |  |  |  | 2016-02-15 | 2016-05-09 | United States, Canada | ES_1018393_26353_05062016102457_8523676 | 2266311
LEDVANCE, formerly OSRAM SYLVANIA | Sylvania | CF23EL/SPIRAL/827/HZ | 26354 |  | CFL Bare Spiral | General Purpose Replacement | E26 (Medium) | Omnidirectional | CFL | 9 | 100 | 116.7 | 50.9 |  | 2.5 |  | 1600 | 23.2 | 69 | No | 10000 | 2700 | 81 | -13 | 0.6 | -18 |  |  |  | Not for Use in Enclosed Fixtures |  |  |  | 2016-02-15 | 2016-05-09 | United States, Canada | ES_1018393_26354_05062016102457_2413888 | 2266312
LEDVANCE, formerly OSRAM SYLVANIA | Sylvania | CF23EL/SPIRAL/827/HZ | 28898 |  | CFL Bare Spiral | General Purpose Replacement | E26 (Medium) | Omnidirectional | CFL | 9 | 100 | 116.7 | 50.9 |  | 2.5 |  | 1600 | 23.2 | 69 | No | 10000 | 2700 | 81 | -13 | 0.6 | -18 |  |  |  | Not for Use in Enclosed Fixtures |  |  |  | 2016-02-15 | 2016-05-09 | United States, Canada | ES_1018393_28898_05062016102457_9501611 | 2266310
LEDVANCE, formerly OSRAM SYLVANIA | Sylvania | CF23EL/SPIRAL/835/HZ | 26356 |  | CFL Bare Spiral | General Purpose Replacement | E26 (Medium) | Omnidirectional | CFL | 9 | 100 | 116.7 | 50.9 |  | 2.5 |  | 1600 | 23 | 69 | No | 10000 | 3500 | 83 | 3 | 0.6 | -18 |  |  |  | Not for Use in Enclosed Fixtures |  |  |  | 2016-02-15 | 2016-04-27 | United States, Canada | ES_1018393_26356_05062016102930_7520105 | 2266350
LEDVANCE, formerly OSRAM SYLVANIA | Sylvania | CF23EL/SPIRAL/835/HZ | 26357 |  | CFL Bare Spiral | General Purpose Replacement | E26 (Medium) | Omnidirectional | CFL | 9 | 100 | 116.7 | 50.9 |  | 2.5 |  | 1600 | 23 | 69 | No | 10000 | 3500 | 83 | 3 | 0.6 | -18 |  |  |  | Not for Use in Enclosed Fixtures |  |  |  | 2016-02-15 | 2016-05-10 | United States, Canada | ES_1018393_26357_05062016102930_1230585 | 2266351
LEDVANCE, formerly OSRAM SYLVANIA | Sylvania | CF23EL/SPIRAL/850/4PK/1K | 26346 |  | CFL Bare Spiral | General Purpose Replacement | E26 (Medium) | Omnidirectional | CFL | 11 | 60 | 114.8 | 50.2 |  | 1 |  | 1600 | 23 | 69.6 | No | 12000 | 5000 | 83 | 26 | 0.6 | -18 |  |  |  | None |  |  |  | 2014-02-01 | 2016-04-07 | United States, Canada | ES_1018393_26346_04122016165432_6137354 | 2264143
LEDVANCE, formerly OSRAM SYLVANIA | Sylvania | CF23EL/SPIRAL/850/HZ | 26359 |  | CFL Bare Spiral | General Purpose Replacement | E26 (Medium) | Omnidirectional | CFL | 9 | 100 | 116.7 | 50.9 |  | 2.5 |  | 1600 | 23 | 69.6 | No | 10000 | 5000 | 84 | 23 | 0.6 | -18 |  |  |  | Not for Use in Enclosed Fixtures |  |  |  | 2016-02-15 | 2016-04-27 | United States, Canada | ES_1018393_26359_05062016103308_5676996 | 2266355
LEDVANCE, formerly OSRAM SYLVANIA | Sylvania | CF23EL/SUPER/827/RP2/CDN/YX | 20020 |  | CFL Bare Spiral | General Purpose Replacement | E26 (Medium) | Omnidirectional | CFL | 9 | 100 | 132 | 60 |  | 1.4 |  | 1600 | 23.4 | 68.4 | No | 10000 | 2700 | 82 | -7 | 0.6 | -18 |  |  |  | Not for Use in Recessed Fixtures,Not for Use in Enclosed Fixtures |  |  |  | 2014-03-01 | 2015-01-05 | United States, Canada | ES_1018393_20020_01082015145007_208398 | 2230883
LEDVANCE, formerly OSRAM SYLVANIA | Sylvania | CF23EL/SUPER/827/RP4/CDN/YX | 20021 |  | CFL Bare Spiral | General Purpose Replacement | E26 (Medium) | Omnidirectional | CFL | 9 | 100 | 132 | 60 |  | 1.4 |  | 1600 | 23.4 | 68.4 | No | 10000 | 2700 | 82 | -7 | 0.6 | -18 |  |  |  | Not for Use in Recessed Fixtures,Not for Use in Enclosed Fixtures |  |  |  | 2014-03-01 | 2015-01-05 | United States, Canada | ES_1018393_20021_01132015150652_1568719 | 2230884
LEDVANCE, formerly OSRAM SYLVANIA | Sylvania | CF23EL/SUPER/827/RP/CDN/YX | 27832 |  | CFL Bare Spiral | General Purpose Replacement | E26 (Medium) | Omnidirectional | CFL | 9 | 100 | 132 | 60 |  | 1.4 |  | 1600 | 23.4 | 68.4 | No | 10000 | 2700 | 82 | -7 | 0.6 | -18 |  |  |  | Not for Use in Recessed Fixtures,Not for Use in Enclosed Fixtures |  |  |  | 2014-03-01 | 2015-01-05 | United States, Canada | ES_1018393_27832_01132015150653_2891793 | 2230886
LEDVANCE, formerly OSRAM SYLVANIA | Sylvania | CF23EL/SUPER/827/RP/YX | 26914 |  | CFL Bare Spiral | General Purpose Replacement | E26 (Medium) | Omnidirectional | CFL | 9 | 100 | 132 | 60 |  | 1.4 |  | 1600 | 23.4 | 68.4 | No | 10000 | 2700 | 82 | -7 | 0.6 | -18 |  |  |  | Not for Use in Recessed Fixtures,Not for Use in Enclosed Fixtures |  |  |  | 2014-03-01 | 2015-01-05 | United States, Canada | ES_1018393_26914_01132015150654_1679002 | 2230887
LEDVANCE, formerly OSRAM SYLVANIA | Sylvania | CF23EL/SUPER/827/RP/YX | 29712 |  | CFL Bare Spiral | General Purpose Replacement | E26 (Medium) | Omnidirectional | CFL | 9 | 100 | 132 | 60 |  | 1.4 |  | 1600 | 23.4 | 68.4 | No | 10000 | 2700 | 82 | -7 | 0.6 | -18 |  |  |  | Not for Use in Recessed Fixtures,Not for Use in Enclosed Fixtures |  |  |  | 2014-03-01 | 2015-01-05 | United States, Canada | ES_1018393_29712_01132015150655_4687369 | 2230890
LEDVANCE, formerly OSRAM SYLVANIA | Sylvania | CF33EL/3WAY/827/BL/1K | 28973 |  | CFL A-type | General Purpose Replacement | E26 (Medium) | Omnidirectional | CFL | 9 | 125 | 135 | 70 |  | 1.5 |  | 2150 | 33 | 65.1 | Yes | 10000 | 2700 | 81 | -20 | 0.6 | -12 |  |  |  | Not for Use in Recessed Fixtures,Not for Use in Enclosed Fixtures |  |  |  | 2014-04-01 | 2014-12-02 | United States, Canada | ES_1018393_28973_12022014090928_1121942 | 2229117
LEDVANCE, formerly OSRAM SYLVANIA | Sylvania | CF33EL/3WAY/830/RP/1K | 29913 |  | CFL A-type | General Purpose Replacement | E26 (Medium) | Omnidirectional | CFL | 9 | 125 | 135 | 70 |  | 1.5 |  | 2099 | 33 | 65.1 | Yes | 10000 | 3000 | 83 | 12 | 0.5 | -12 |  |  |  | Not for Use in Recessed Fixtures,Not for Use in Enclosed Fixtures |  |  |  | 2014-04-01 | 2014-11-17 | United States, Canada | ES_1018393_29913_12022014075858_1050836 | 2229233
LEDVANCE, formerly OSRAM SYLVANIA | Sylvania | CF33EL/3WAY/830/RP/CDN/1K | 27855 |  | CFL A-type | General Purpose Replacement | E26 (Medium) | Omnidirectional | CFL | 9 | 125 | 135 | 70 |  | 1.5 |  | 2099 | 33 | 65.1 | Yes | 10000 | 3000 | 83 | 12 | 0.5 | -12 |  |  |  | Not for Use in Recessed Fixtures,Not for Use in Enclosed Fixtures |  |  |  | 2014-04-01 | 2014-11-17 | United States, Canada | ES_1018393_27855_12022014080216_6124536 | 2229211
LEDVANCE, formerly OSRAM SYLVANIA | Sylvania | LED10A19/DIM/0/SE/830 | 78216 |  | A19 | General Purpose Replacement | E26 (Medium) | Omnidirectional | LED | 5 | 60 | 114.2 | 59.6 |  |  |  | 800 | 10 | 80 | No | 25000 | 3000 | 83 | 18 | 0.9 | 0 | Dimmable | 10% | No | Damp Location Rated | No |  |  | 2014-01-01 | 2014-12-19 | United States | ES_1018393_78216_12182014143644_4378473 | 2282739
LEDVANCE, formerly OSRAM SYLVANIA | Sylvania | LED10A19/DIM/0/SE/830 | LED10A19/DIM/0/SE/830 |  | A19 | General Purpose Replacement | E26 (Medium) | Omnidirectional | LED | 5 | 60 | 114.2 | 59.6 |  |  |  | 800 | 10 | 80 | No | 25000 | 3000 | 83 | 18 | 0.9 | -20 | Dimmable | 10% |  | Damp Location Rated,Not for Use in Enclosed Fixtures |  |  |  | 2014-01-01 | 2014-11-13 | United States | ES_1018393_LED10A19/DIM/0/SE/830_11122014151123_2483331 | 2225706
LEDVANCE, formerly OSRAM SYLVANIA | Sylvania | LED10A19/DIM/0/SE/830/RP | 78215 |  | A19 | General Purpose Replacement | E26 (Medium) | Omnidirectional | LED | 5 | 60 | 114.2 | 59.6 |  |  |  | 800 | 10 | 80 | No | 25000 | 3000 | 83 | 18 | 0.9 | 0 | Dimmable | 10% | No | Damp Location Rated | No |  |  | 2014-01-01 | 2014-12-19 | United States | ES_1018393_78215_03232015102756_4939233 | 2282740
LEDVANCE, formerly OSRAM SYLVANIA | Sylvania | LED10A19/DIM/O/SE/830/RP | 79241 |  | A19 | General Purpose Replacement | E26 (Medium) | Omnidirectional | LED | 5 | 60 | 114.2 | 59.6 |  |  |  | 800 | 10 | 80 | No | 25000 | 3000 | 83 | 18 | 0.9 | 0 | Dimmable | 10% | No | Damp Location Rated | No |  |  | 2014-01-01 | 2014-12-19 | United States | ES_1018393_79241_03232015102756_682337 | 2282741
LEDVANCE, formerly OSRAM SYLVANIA | Sylvania | LED11BR30/DIM/HO/827/G4/RP | 79166 | LED11BR30/DIM/HO/827/G4,79167,2700K; LED11BR30/DIM/HO/827/G4/DIS,79178,2700K; LED11BR30/DIM/HO/827/G4/RP,79166,2700K; LED11BR30/DIM/HO/827/G4/RP,79168,2700K; LED11BR30/DIM/HO/827/G4/RP2,74033,2700K; LED11BR30/DIM/HO/835/G4/RP,79182,3500K; LED11BR30/DIM/HO/835/G4/RP,79463,3500K; LED11BR30/DIM/HO/835/G4/RP2,79510,3500K | BR30 | Reflector (Flood/Spot) | E26 (Medium) | Directional | LED | 5 | 65 | 129 | 95 | 252 |  | 109 | 800 | 11 | 72.7 | No | 25000 | 2700 | 81 | 7 | 1 | 0 | Dimmable | 10% | Yes | Damp Location Rated | No |  |  | 2015-09-01 | 2015-10-08 | United States | ES_1018393_79166_10112015154613_1294519 | 2272109
LEDVANCE, formerly OSRAM SYLVANIA | Sylvania | LED11PAR30/PRO/827/SP12/P3 | 79003 |  | PAR30 | Reflector (Flood/Spot) | E26 (Medium) | Directional | LED | 5 | 50 | 95.3 | 92 | 13283 |  | 12 | 800 | 11.1 | 71.9 | No | 25000 | 2700 | 81 | 13 | 1 | -20 | Dimmable | 10% | Yes | Damp Location Rated | No |  |  | 2014-12-01 | 2015-04-28 | United States, Canada | ES_1018393_79003_04282015140613_6452142 | 2276315
LEDVANCE, formerly OSRAM SYLVANIA | Sylvania | LED11PAR30/PRO/830/WSP15/P3 | 78880 |  | PAR30 | Reflector (Flood/Spot) | E26 (Medium) | Directional | LED | 5 | 50 | 95.3 | 92 | 7931 |  | 12 | 850 | 11.1 | 76.6 | No | 25000 | 3000 | 83 | 21 | 1 | -20 | Dimmable | 10% | Yes | Damp Location Rated | No |  |  | 2014-12-01 | 2015-04-28 | United States, Canada | ES_1018393_78880_04282015153327_9496271 | 2276331
LEDVANCE, formerly OSRAM SYLVANIA | Sylvania | LED11PAR30/PRO/835/SP12/P3 | 79029 |  | PAR30 | Reflector (Flood/Spot) | E26 (Medium) | Directional | LED | 5 | 50 | 96 | 92 | 12901 |  | 15 | 790 | 11.1 | 71 | No | 25000 | 3500 | 84 | 21 | 1 | -20 | Dimmable |  |  | Damp Location Rated,Use With Timers,Enclosed Fixtures,Recessed Fixtures,Use With Photo And/Or Motion Sensors |  |  |  | 2014-12-01 | 2016-04-04 | United States, Canada | ES_1018393_79029_03302016141718_1948664 | 2263637
LEDVANCE, formerly OSRAM SYLVANIA | Sylvania | LED11PAR30/PRO/835/WSP15/P3 | 79030 |  | PAR30 | Reflector (Flood/Spot) | E26 (Medium) | Directional | LED | 5 | 50 | 96 | 92 | 8794 |  | 15 | 790 | 11.5 | 68.8 | No | 25000 | 3500 | 84 | 22 | 1 | -20 | Dimmable |  |  | Damp Location Rated,Use With Timers,Enclosed Fixtures,Recessed Fixtures,Use With Photo And/Or Motion Sensors |  |  |  | 2014-12-01 | 2016-04-01 | United States, Canada | ES_1018393_79030_03302016143157_9999490 | 2263588
LEDVANCE, formerly OSRAM SYLVANIA | Sylvania | LED11PAR30/PRO/935/SP12/P3 | 79056 |  | PAR30 | Reflector (Flood/Spot) | E26 (Medium) | Directional | LED | 5 | 50 | 92 | 96 | 12436 |  | 15 | 775 | 11 | 70.5 | No | 25000 | 3500 | 93 | 63 | 1 | -20 | Dimmable |  |  | Damp Location Rated,Use With Timers,Enclosed Fixtures,Recessed Fixtures,Use With Photo And/Or Motion Sensors |  |  |  | 2014-12-01 | 2016-04-04 | United States, Canada | ES_1018393_79056_03302016155755_1987573 | 2263636
LEDVANCE, formerly OSRAM SYLVANIA | Sylvania | LED11PAR30/PRO/935/WSP15/P3 | 79057 |  | PAR30 | Reflector (Flood/Spot) | E26 (Medium) | Directional | LED | 5 | 50 | 92 | 96 | 7437 |  | 15 | 786 | 11.1 | 71.4 | No | 25000 | 3500 | 93 | 62 | 1 | -20 | Dimmable |  |  | Damp Location Rated,Use With Timers,Enclosed Fixtures,Recessed Fixtures,Use With Photo And/Or Motion Sensors |  |  |  | 2014-12-01 | 2016-04-01 | United States, Canada | ES_1018393_79057_03302016161733_5627253 | 2263617
LEDVANCE, formerly OSRAM SYLVANIA | Sylvania | LED11PAR38/DIM/830/FL30 | 78410 |  | PAR38 | Reflector (Flood/Spot) | E26 (Medium) | Directional | LED | 5 | 60 | 129.5 | 121.9 | 2459 |  | 30 | 800 | 11 | 72.7 | No | 25000 | 3000 | 82 | 17 | 0.8 | -20 | Dimmable | 20% |  | Damp Location Rated,Recessed Fixtures |  |  |  | 2014-02-01 | 2014-09-22 | United States, Canada | ES_1018393_78410_01072015151048_9548304 | 2230826
LEDVANCE, formerly OSRAM SYLVANIA | Sylvania | LED11PAR38/DIM/830/FL30/G2 | 79257 |  | PAR38 | Reflector (Flood/Spot) | E26 (Medium) | Directional | LED | 5 | 65 | 130.2 | 121.4 | 1922 |  | 30 | 850 | 11 | 77.3 | No | 25000 | 3000 | 82 | 10 | 1 | -20 | Dimmable | 20% | Yes | Damp Location Rated,Use With Timers,Use With Photo and/or Motion Sensors | No |  |  | 2015-06-01 | 2015-07-30 | United States, Canada | ES_1018393_79257_10112016090515_7912866 | 2281638
LEDVANCE, formerly OSRAM SYLVANIA | Sylvania | LED11PAR38/DIM/830/FL30/RP | 79096 |  | PAR38 | Reflector (Flood/Spot) | E26 (Medium) | Directional | LED | 5 | 60 | 129.5 | 121.9 | 2459 |  | 30 | 800 | 11 | 72.7 | No | 25000 | 3000 | 82 | 17 | 0.8 | -20 | Dimmable | 20% |  | Damp Location Rated,Recessed Fixtures |  |  |  | 2014-02-01 | 2014-09-22 | United States, Canada | ES_1018393_79096_01072015151048_1550866 | 2230825
LEDVANCE, formerly OSRAM SYLVANIA | Sylvania | LED11PAR38/DIM/830/FL30/RP/G2 | 79259 |  | PAR38 | Reflector (Flood/Spot) | E26 (Medium) | Directional | LED | 5 | 65 | 130.2 | 121.4 | 1922 |  | 30 | 850 | 11 | 77.3 | No | 25000 | 3000 | 82 | 10 | 1 | -20 | Dimmable | 20% | Yes | Damp Location Rated,Use With Timers,Use With Photo and/or Motion Sensors | No |  |  | 2015-06-01 | 2015-07-30 | United States, Canada | ES_1018393_79259_07302015134753_8768426 | 2281637
LEDVANCE, formerly OSRAM SYLVANIA | Sylvania | LED12A19/DIM/O/827/G2/RP | 78984 | LED12A19/DIM/O/827/G2/RP,78984, | A19 | General Purpose Replacement | E26 (Medium) | Omnidirectional | LED | 3 | 60 | 112.7 | 69.5 |  |  |  | 800 | 12 | 66.7 | No | 25000 | 2700 | 82 | 14 | 0.9 | -20 | Dimmable | 10% |  | Damp Location Rated,Not for Use in Enclosed Fixtures |  |  |  | 2014-01-01 | 2015-03-25 | United States, Canada | ES_1018393_78984_03262015092443_1883863 | 2235240
LEDVANCE, formerly OSRAM SYLVANIA | Sylvania | LED12A19/DIM/O/827/U | 74437 |  | A19 | General Purpose Replacement | E26 (Medium) | Omnidirectional | LED | 3 | 75 | 118.7 | 59.9 |  |  |  | 1100 | 12 | 91.7 | No | 15000 | 2700 | 83 | 10 | 0.9 | -20 | Dimmable | 10% | No | None | No |  |  | 2016-07-30 | 2016-08-09 | United States, Canada | ES_1018393_74437_09302016104046_1643640 | 2280454
LEDVANCE, formerly OSRAM SYLVANIA | Sylvania | LED12A19/DIM/O/827/U/RP | 74316 |  | A19 | General Purpose Replacement | E26 (Medium) | Omnidirectional | LED | 3 | 75 | 118.7 | 59.9 |  |  |  | 1100 | 12 | 91.7 | No | 15000 | 2700 | 83 | 10 | 0.9 | -20 | Dimmable | 10% | No | None | No |  |  | 2016-07-30 | 2016-08-09 | United States, Canada | ES_1018393_74316_08102016082059_9199319 | 2275375
LEDVANCE, formerly OSRAM SYLVANIA | Sylvania | LED12A19/DIM/O/827/U/RP | 74424 |  | A19 | General Purpose Replacement | E26 (Medium) | Omnidirectional | LED | 3 | 75 | 118.7 | 59.9 |  |  |  | 1100 | 12 | 91.7 | No | 15000 | 2700 | 83 | 10 | 0.9 | -20 | Dimmable | 10% | No | None | No |  |  | 2016-07-30 | 2016-08-09 | United States, Canada | ES_1018393_74424_08102016082059_8587304 | 2275373
LEDVANCE, formerly OSRAM SYLVANIA | Sylvania | LED12A19/DIM/O/827/U/RP4 | 74425 |  | A19 | General Purpose Replacement | E26 (Medium) | Omnidirectional | LED | 3 | 75 | 118.7 | 59.9 |  |  |  | 1100 | 12 | 91.7 | No | 15000 | 2700 | 83 | 10 | 0.9 | -20 | Dimmable | 10% | No | None | No |  |  | 2016-07-30 | 2016-08-09 | United States, Canada | ES_1018393_74225_08102016082059_2490198 | 2275374
LEDVANCE, formerly OSRAM SYLVANIA | Sylvania | LED12A19/DIM/O/835/U/RP | 74426 |  | A19 | General Purpose Replacement | E26 (Medium) | Omnidirectional | LED | 3 | 75 | 118.7 | 59.9 |  |  |  | 1100 | 12 | 91.7 | No | 15000 | 3500 | 85 | 14 | 0.9 | -20 | Dimmable | 10% | No | None | No |  |  | 2016-07-30 | 2016-08-09 | United States, Canada | ES_1018393_74426_08102016082953_3085443 | 2275378
LEDVANCE, formerly OSRAM SYLVANIA | Sylvania | LED12A19/DIM/O/835/U/RP4 | 74427 |  | A19 | General Purpose Replacement | E26 (Medium) | Omnidirectional | LED | 3 | 75 | 118.7 | 59.9 |  |  |  | 1100 | 12 | 91.7 | No | 15000 | 3500 | 85 | 14 | 0.9 | -20 | Dimmable | 10% | No | None | No |  |  | 2016-07-30 | 2016-08-09 | United States, Canada | ES_1018393_74227_08102016082953_7611505 | 2275379
LEDVANCE, formerly OSRAM SYLVANIA | Sylvania | LED12A19/DIM/O/850/U/RP | 74317 |  | A19 | General Purpose Replacement | E26 (Medium) | Omnidirectional | LED | 3 | 75 | 118.7 | 59.9 |  |  |  | 1100 | 12 | 91.7 | No | 15000 | 5000 | 85 | 18 | 0.9 | -20 | Dimmable | 10% | No | None | No |  |  | 2016-07-30 | 2016-08-09 | United States, Canada | ES_1018393_74317_08102016085420_8436532 | 2275408
LEDVANCE, formerly OSRAM SYLVANIA | Sylvania | LED12A19/DIM/O/850/U/RP | 74428 |  | A19 | General Purpose Replacement | E26 (Medium) | Omnidirectional | LED | 3 | 75 | 118.7 | 59.9 |  |  |  | 1100 | 12 | 91.7 | No | 15000 | 5000 | 85 | 18 | 0.9 | -20 | Dimmable | 10% | No | None | No |  |  | 2016-07-30 | 2016-08-09 | United States, Canada | ES_1018393_74428_08102016085420_1726648 | 2275406
LEDVANCE, formerly OSRAM SYLVANIA | Sylvania | LED12A19/DIM/O/850/U/RP4 | 74429 | LED12A19/DIM/O/850/U/RP4,74429, | A19 | General Purpose Replacement | E26 (Medium) | Omnidirectional | LED | 3 | 75 | 118.7 | 59.9 |  |  |  | 1100 | 12 | 91.7 | No | 15000 | 5000 | 85 | 18 | 0.9 | -20 | Dimmable | 10% | No | None | No |  |  | 2016-07-30 | 2016-08-09 | United States, Canada | ES_1018393_74229_08102016085420_7825281 | 2275407
LEDVANCE, formerly OSRAM SYLVANIA | Sylvania | LED12BR30/DIM/SE/830/RP | 78388 | LED12BR30/DIM/SE/830,72888,; LED12BR30/DIM/SE/830/RP,78388,May also brand as Osram | BR30 | Reflector (Flood/Spot) | E26 (Medium) | Directional | LED | 5 | 65 | 134.9 | 95 |  |  |  | 940 | 12 | 70.8 | No | 25000 | 3000 | 84 | 19 | 1 | -20 | Dimmable |  |  | Damp Location Rated,Recessed Fixtures |  |  |  | 2013-12-01 | 2014-09-16 | United States, Canada | ES_1018393_78388_09152014150822_9205744 | 2219566
LEDVANCE, formerly OSRAM SYLVANIA | Sylvania | LED12BR40/DIM/SE/830/RP | 78389 | LED12BR40/DIM/SE/830/RP,72889, | BR40 | Reflector (Flood/Spot) | E26 (Medium) | Directional | LED | 5 | 65 | 161.8 | 124 |  |  |  | 850 | 12.7 | 66.9 | No | 25000 | 3000 | 83 | 17 | 1 | -18 | Dimmable |  |  | Damp Location Rated,Recessed Fixtures |  |  |  | 2013-12-01 | 2014-09-23 | United States, Canada | ES_1018393_78389_09112014165512_1093561 | 2220039
LEDVANCE, formerly OSRAM SYLVANIA | Sylvania | LED13PAR30/DIM/830/FL40/GL1/W/RP | 79372 |  | PAR30L | Reflector (Flood/Spot) | E26 (Medium) | Directional | LED | 5 | 75 | 116.3 | 96 | 1677 |  | 40 | 823 | 11.7 | 70.6 | No | 25000 | 3000 | 82 | 5 | 0.9 | -20 | Dimmable | 10% | Yes | Damp Location Rated,Use With Timers,Use With Photo and/or Motion Sensors,Wet Location Rated | No |  |  | 2015-11-15 | 2016-09-13 | United States, Canada | ES_1018393_79372_09012016104940_3041917 | 2279052
LEDVANCE, formerly OSRAM SYLVANIA | Sylvania | LED13PAR30LN/DIM/830/FL40/GL1/W | 78228 |  | PAR30L | Reflector (Flood/Spot) | E26 (Medium) | Directional | LED | 5 | 75 | 116.3 | 96 | 1677 |  | 40 | 823 | 11.7 | 70.6 | No | 25000 | 3000 | 82 | 5 | 0.9 | -20 | Dimmable | 10% | Yes | Damp Location Rated,Use With Timers,Use With Photo and/or Motion Sensors,Wet Location Rated | No |  |  | 2015-11-15 | 2016-09-13 | United States, Canada | ES_1018393_78228_09012016104939_4685464 | 2279051
LEDVANCE, formerly OSRAM SYLVANIA | Sylvania | LED13PAR30LN/DIM/830/FL40/GL1/W/RP | 74061 |  | PAR30L | Reflector (Flood/Spot) | E26 (Medium) | Directional | LED | 5 | 75 | 116.3 | 96 | 1677 |  | 40 | 823 | 11.7 | 70.6 | No | 25000 | 3000 | 82 | 5 | 0.9 | -20 | Dimmable | 10% | Yes | Damp Location Rated,Use With Timers,Use With Photo and/or Motion Sensors,Wet Location Rated | No |  |  | 2015-11-15 | 2016-09-13 | United States, Canada | ES_1018393_74061_09012016104939_5973017 | 2279050
LEDVANCE, formerly OSRAM SYLVANIA | Sylvania | LED13PAR30LN/DIM/830/FL40/GL1/W/RP | 74062 |  | PAR30L | Reflector (Flood/Spot) | E26 (Medium) | Directional | LED | 5 | 75 | 116.3 | 96 | 1677 |  | 40 | 823 | 11.7 | 70.6 | No | 25000 | 3000 | 82 | 5 | 0.9 | -20 | Dimmable | 10% | Yes | Use With Timers,Damp Location Rated,Use With Photo and/or Motion Sensors,Wet Location Rated | No |  |  | 2015-11-01 | 2016-09-13 | United States, Canada | ES_1018393_74062_09012016104939_3479577 | 2279049
LEDVANCE, formerly OSRAM SYLVANIA | Sylvania | LED13PAR30LN/DIM/830/NFL25/GL1/W | 78227 |  | PAR30L | Reflector (Flood/Spot) | E26 (Medium) | Directional | LED | 5 | 75 | 116.5 | 95.1 | 3341 |  | 25 | 820 | 13 | 63.5 | No | 25000 | 3000 | 81 | 4 | 1 | 0 | Dimmable |  |  | Damp Location Rated,Use With Timers,Enclosed Fixtures,Wet Location Rated,Recessed Fixtures,Use With Photo And/Or Motion Sensors |  |  |  | 2015-11-01 | 2015-11-25 | United States, Canada | ES_1018393_78227_11302015133607_5387079 | 2254153
LEDVANCE, formerly OSRAM SYLVANIA | Sylvania | LED13PAR30LN/DIM/850/FL40/GL1/W/RP | 74059 |  | PAR30L | Reflector (Flood/Spot) | E26 (Medium) | Directional | LED | 5 | 75 | 116.3 | 96 | 3859 |  | 40 | 823 | 11.7 | 70.6 | No | 25000 | 5000 | 82 | 8 | 0.9 | -20 | Dimmable | 10% | Yes | Damp Location Rated,Use With Timers,Use With Photo and/or Motion Sensors,Wet Location Rated | No |  |  | 2015-11-15 | 2016-09-13 | United States, Canada | ES_1018393_74059_09012016105933_4488184 | 2279054
LEDVANCE, formerly OSRAM SYLVANIA | Sylvania | LED13PAR30LN/DIM/850/FL40/GL1/W/RP | 74060 |  | PAR30L | Reflector (Flood/Spot) | E26 (Medium) | Directional | LED | 5 | 75 | 116.3 | 96 | 3859 |  | 40 | 823 | 11.7 | 70.6 | No | 25000 | 5000 | 82 | 8 | 0.9 | -20 | Dimmable | 10% | Yes | Damp Location Rated,Use With Timers,Use With Photo and/or Motion Sensors,Wet Location Rated | No |  |  | 2015-11-01 | 2016-09-13 | United States, Canada | ES_1018393_74060_09012016105933_2617914 | 2279053
LEDVANCE, formerly OSRAM SYLVANIA | Sylvania | LED13PAR30LN/PRO/827/FL40/P3 | 78716 |  | PAR30L | Reflector (Flood/Spot) | E26 (Medium) | Directional | LED | 5 | 75 | 119 | 96 | 1970 |  | 40 | 930 | 13 | 71.5 | No | 25000 | 2700 | 85 | 13 | 1 | -20 | Dimmable | 10% | Yes | Damp Location Rated | No |  |  | 2014-05-01 | 2014-09-24 | United States, Canada | ES_1018393_78716_09242014160747_2434808 | 2279094
LEDVANCE, formerly OSRAM SYLVANIA | Sylvania | LED13PAR30LN/PRO/827/NFL25/P3 | 78715 |  | PAR30L | Reflector (Flood/Spot) | E26 (Medium) | Directional | LED | 5 | 75 | 119 | 96 | 1970 |  | 40 | 930 | 13 | 71.5 | No | 25000 | 2700 | 85 | 13 | 1 | -20 | Dimmable | 10% | Yes | Damp Location Rated | No |  |  | 2014-05-01 | 2014-09-24 | United States, Canada | ES_1018393_78715_01202015132711_3525812 | 2279096
LEDVANCE, formerly OSRAM SYLVANIA | Sylvania | LED13PAR30LN/PRO/827/SP12/P3 | 78713 |  | PAR30L | Reflector (Flood/Spot) | E26 (Medium) | Directional | LED | 5 | 75 | 119 | 96 | 15070 |  | 12 | 930 | 13 | 71.5 | No | 25000 | 2700 | 82 | 14 | 1 | -20 | Dimmable | 20% | Yes | Damp Location Rated | No |  |  | 2015-05-01 | 2015-05-13 | United States, Canada | ES_1018393_78713_05132015092524_2075464 | 2281694
LEDVANCE, formerly OSRAM SYLVANIA | Sylvania | LED13PAR30LN/PRO/830/FL40/P3 | 79110 |  | PAR30L | Reflector (Flood/Spot) | E26 (Medium) | Directional | LED | 5 | 75 | 119 | 96 | 1970 |  | 40 | 930 | 13 | 71.5 | No | 25000 | 2700 | 85 | 13 | 1 | -20 | Dimmable | 10% | Yes | Damp Location Rated | No |  |  | 2014-05-01 | 2014-09-24 | United States, Canada | ES_1018393_79110_01202015132711_5221047 | 2279098
LEDVANCE, formerly OSRAM SYLVANIA | Sylvania | LED13PAR30LN/PRO/830/NFL25/P3 | 79109 |  | PAR30L | Reflector (Flood/Spot) | E26 (Medium) | Directional | LED | 5 | 75 | 119 | 96 | 1970 |  | 40 | 930 | 13 | 71.5 | No | 25000 | 2700 | 85 | 13 | 1 | -20 | Dimmable | 10% | Yes | Damp Location Rated | No |  |  | 2014-05-01 | 2014-09-24 | United States, Canada | ES_1018393_79109_01202015132711_658036 | 2279099
LEDVANCE, formerly OSRAM SYLVANIA | Sylvania | LED13PAR30LN/PRO/830/SP12/P3 | 79107 |  | PAR30L | Reflector (Flood/Spot) | E26 (Medium) | Directional | LED | 5 | 75 | 119 | 96 | 14272 |  | 12 | 930 | 13 | 71.5 | No | 25000 | 3000 | 83 | 20 | 1 | -20 | Dimmable | 20% | Yes | Damp Location Rated | No |  |  | 2015-05-01 | 2015-05-13 | United States, Canada | ES_1018393_79107_05132015093744_1556360 | 2281696
LEDVANCE, formerly OSRAM SYLVANIA | Sylvania | LED13PAR30LN/PRO/830/WSP15/P3 | 79108 |  | PAR30L | Reflector (Flood/Spot) | E26 (Medium) | Directional | LED | 5 | 75 | 119 | 96 | 1970 |  | 40 | 930 | 13 | 71.5 | No | 25000 | 2700 | 85 | 13 | 1 | -20 | Dimmable | 10% | Yes | Damp Location Rated | No |  |  | 2014-05-01 | 2014-09-24 | United States, Canada | ES_1018393_79108_01202015132711_9098910 | 2279100
LEDVANCE, formerly OSRAM SYLVANIA | Sylvania | LED13PAR30LN/PRO/835/FL40/P3 | 78699 |  | PAR30L | Reflector (Flood/Spot) | E26 (Medium) | Directional | LED | 5 | 75 | 119 | 96 | 1970 |  | 40 | 930 | 13 | 71.5 | No | 25000 | 2700 | 85 | 13 | 1 | -20 | Dimmable | 10% | Yes | Damp Location Rated | No |  |  | 2014-05-01 | 2014-09-24 | United States, Canada | ES_1018393_78699_01202015132711_3416376 | 2279101
LEDVANCE, formerly OSRAM SYLVANIA | Sylvania | LED13PAR30LN/PRO/835/NFL25/P3 | 78698 |  | PAR30L | Reflector (Flood/Spot) | E26 (Medium) | Directional | LED | 5 | 75 | 119 | 96 | 1970 |  | 40 | 930 | 13 | 71.5 | No | 25000 | 2700 | 85 | 13 | 1 | -20 | Dimmable | 10% | Yes | Damp Location Rated | No |  |  | 2014-05-01 | 2014-09-24 | United States, Canada | ES_1018393_78698_01202015132711_2792227 | 2279102
LEDVANCE, formerly OSRAM SYLVANIA | Sylvania | LED13PAR30LN/PRO/835/SP12/P3 | 78682 |  | PAR30L | Reflector (Flood/Spot) | E26 (Medium) | Directional | LED | 5 | 75 | 119 | 96 | 15348 |  | 15 | 997 | 12.9 | 77.4 | No | 25000 | 3500 | 83 | 20 | 1 | -20 | Dimmable |  |  | Damp Location Rated,Use With Timers,Enclosed Fixtures,Recessed Fixtures,Use With Photo And/Or Motion Sensors |  |  |  | 2014-12-01 | 2016-04-04 | United States, Canada | ES_1018393_78682_03312016085523_7359277 | 2263635
LEDVANCE, formerly OSRAM SYLVANIA | Sylvania | LED13PAR30LN/PRO/840/FL40/P3 | 78710 |  | PAR30L | Reflector (Flood/Spot) | E26 (Medium) | Directional | LED | 5 | 75 | 119 | 96 | 1970 |  | 40 | 930 | 13 | 71.5 | No | 25000 | 2700 | 85 | 13 | 1 | -20 | Dimmable | 10% | Yes | Damp Location Rated | No |  |  | 2014-05-01 | 2014-09-24 | United States, Canada | ES_1018393_78710_01202015132817_9140736 | 2279103
LEDVANCE, formerly OSRAM SYLVANIA | Sylvania | LED13PAR30LN/PRO/840/NFL25/P3 | 78709 |  | PAR30L | Reflector (Flood/Spot) | E26 (Medium) | Directional | LED | 5 | 75 | 119 | 96 | 1970 |  | 40 | 930 | 13 | 71.5 | No | 25000 | 2700 | 85 | 13 | 1 | -20 | Dimmable | 10% | Yes | Damp Location Rated | No |  |  | 2014-05-01 | 2014-09-24 | United States, Canada | ES_1018393_78709_01202015132817_1380097 | 2279097
LEDVANCE, formerly OSRAM SYLVANIA | Sylvania | LED13PAR30LN/PRO/840/WSP15/P3 | 78708 |  | PAR30L | Reflector (Flood/Spot) | E26 (Medium) | Directional | LED | 5 | 75 | 119 | 96 | 1970 |  | 40 | 930 | 13 | 71.5 | No | 25000 | 2700 | 85 | 13 | 1 | -20 | Dimmable | 10% | Yes | Damp Location Rated | No |  |  | 2014-05-01 | 2014-09-24 | United States, Canada | ES_1018393_78708_04212015114802_3794037 | 2279095
LEDVANCE, formerly OSRAM SYLVANIA | Sylvania | LED13PAR30LN/PRO/927/FL40/P3 | 79018 |  | PAR30L | Reflector (Flood/Spot) | E26 (Medium) | Directional | LED | 5 | 75 | 119 | 96 | 1697 |  | 40 | 810 | 13 | 62.3 | No | 25000 |  | 93 | 55 | 1 | -20 | Dimmable | 20% | Yes | Damp Location Rated | No |  |  | 2014-05-01 | 2014-09-12 | United States, Canada | ES_1018393_79018_09152014173615_5584070 | 2282792
LEDVANCE, formerly OSRAM SYLVANIA | Sylvania | LED13PAR30LN/PRO/927/SP12/P3 | 79015 |  | PAR30L | Reflector (Flood/Spot) | E26 (Medium) | Directional | LED | 5 | 75 | 119 | 65 | 11466 |  | 12 | 728 | 11.8 | 61.6 | No | 25000 | 2700 | 97 | 91 | 1 | -20 | Dimmable | 20% | Yes | Damp Location Rated | No |  |  | 2014-12-01 | 2015-05-27 | United States, Canada | ES_1018393_79015_05272015132850_8690454 | 2282584
LEDVANCE, formerly OSRAM SYLVANIA | Sylvania | LED13PAR30LN/PRO/930/FL40/P3 | 79014 |  | PAR30L | Reflector (Flood/Spot) | E26 (Medium) | Directional | LED | 5 | 75 | 119 | 96 | 1697 |  | 40 | 810 | 13 | 62.3 | No | 25000 |  | 93 | 55 | 1 | -20 | Dimmable | 20% | Yes | Damp Location Rated | No |  |  | 2014-05-01 | 2014-09-12 | United States, Canada | ES_1018393_79014_10112016161711_7130090 | 2282793
LEDVANCE, formerly OSRAM SYLVANIA | Sylvania | LED13PAR30LN/PRO/930/NFL25/P3 | 79013 |  | PAR30L | Reflector (Flood/Spot) | E26 (Medium) | Directional | LED | 5 | 75 | 119 | 96 | 1697 |  | 40 | 810 | 13 | 62.3 | No | 25000 |  | 93 | 55 | 1 | -20 | Dimmable | 20% | Yes | Damp Location Rated | No |  |  | 2014-05-01 | 2014-09-12 | United States, Canada | ES_1018393_79013_10112016161711_5884516 | 2282794
LEDVANCE, formerly OSRAM SYLVANIA | Sylvania | LED13PAR30LN/PRO/930/WSP15/P3 | 79012 |  | PAR30L | Reflector (Flood/Spot) | E26 (Medium) | Directional | LED | 5 | 75 | 119 | 96 | 1697 |  | 40 | 810 | 13 | 62.3 | No | 25000 |  | 93 | 55 | 1 | -20 | Dimmable | 20% | Yes | Damp Location Rated | No |  |  | 2014-05-01 | 2014-09-12 | United States, Canada | ES_1018393_79012_10112016161711_8825326 | 2282795
LEDVANCE, formerly OSRAM SYLVANIA | Sylvania | LED13PAR30LN/PRO/935/SP12/P3 | 79040 |  | PAR30L | Reflector (Flood/Spot) | E26 (Medium) | Directional | LED | 5 | 75 | 119 | 65 | 13621 |  | 12 | 888 | 12.8 | 69.3 | No | 25000 | 3500 | 93 | 61 | 1 | -40 | Dimmable |  |  | Damp Location Rated,Use With Timers,Enclosed Fixtures,Recessed Fixtures,Use With Photo And/Or Motion Sensors |  |  |  | 2014-12-01 | 2016-04-04 | United States, Canada | ES_1018393_79040_03312016095353_2182123 | 2263634
LEDVANCE, formerly OSRAM SYLVANIA | Sylvania | LED14PAR38/DIM/830/FL40/GL1/W | 74034 |  | PAR38 | Reflector (Flood/Spot) | E26 (Medium) | Directional | LED | 5 | 100 | 132.6 | 122.4 | 2647 |  | 40 | 1050 | 14 | 75 | No | 25000 | 3000 | 82 | 6 | 1 | 0 | Dimmable |  |  | Damp Location Rated |  |  |  | 2015-12-01 | 2015-11-20 | United States, Canada | ES_1018393_74034_11242015150029_8806421 | 2254769
LEDVANCE, formerly OSRAM SYLVANIA | Sylvania | LED14PAR38/DIM/830/FL40/GL1/W/RP | 74066 |  | PAR38 | Reflector (Flood/Spot) | E26 (Medium) | Directional | LED | 5 | 100 | 132.6 | 122.4 | 2647 |  | 40 | 1050 | 14 | 75 | No | 25000 | 3000 | 82 | 6 | 1 | 0 | Dimmable |  |  | Damp Location Rated |  |  |  | 2015-12-01 | 2015-11-20 | United States, Canada | ES_1018393_74066_11242015150029_9924417 | 2254770
LEDVANCE, formerly OSRAM SYLVANIA | Sylvania | LED14PAR38/DIM/830/FL40/GL1/W/RP | 74067 |  | PAR38 | Reflector (Flood/Spot) | E26 (Medium) | Directional | LED | 5 | 100 | 132.6 | 122.4 | 2647 |  | 40 | 1050 | 14 | 75 | No | 25000 | 3000 | 82 | 6 | 1 | 0 | Dimmable |  |  | Damp Location Rated |  |  |  | 2015-12-01 | 2015-11-20 | United States, Canada | ES_1018393_74067_11252015114901_4479944 | 2254771
LEDVANCE, formerly OSRAM SYLVANIA | Sylvania | LED14PAR38/DIM/830/NFL25/GL1/W | 74032 |  | PAR38 | Reflector (Flood/Spot) | E26 (Medium) | Directional | LED | 5 | 100 | 132.6 | 122.4 | 2647 |  | 40 | 1050 | 14 | 75 | No | 25000 | 3000 | 82 | 6 | 1 | 0 | Dimmable |  |  | Damp Location Rated |  |  |  | 2015-12-01 | 2015-11-20 | United States, Canada | ES_1018393_74032_01042016113051_734826 | 2255794
LEDVANCE, formerly OSRAM SYLVANIA | Sylvania | LED14PAR38/DIM/830/SP12/GL1/W | 74036 |  | PAR38 | Reflector (Flood/Spot) | E26 (Medium) | Directional | LED | 5 | 100 | 131.9 | 123.3 | 16910 |  | 12 | 1050 | 14 | 75 | No | 25000 | 3000 | 83 | 10 | 0.9 | -20 | Dimmable | 10% | Yes | Damp Location Rated,Use With Timers,Use With Photo and/or Motion Sensors,Wet Location Rated | No |  |  | 2016-01-20 | 2016-03-24 | United States, Canada | ES_1018393_74036_03242016154014_9073907 | 2273812
LEDVANCE, formerly OSRAM SYLVANIA | Sylvania | LED14PAR38/DIM/830/SP12/GL1/W | 74036 |  | PAR38 | Reflector (Flood/Spot) | E26 (Medium) | Directional | LED | 5 | 100 | 131.9 | 123.3 | 16910 |  | 12 | 1050 | 14 | 75 | No | 25000 | 3000 | 83 | 10 | 0.9 | -20 | Dimmable |  |  | Damp Location Rated,Use With Timers,Enclosed Fixtures,Wet Location Rated,Recessed Fixtures,Use With Photo And/Or Motion Sensors |  |  |  | 2016-01-20 | 2016-03-28 | United States, Canada | ES_1018393_74036_03242016154014_9073907 | 2263376
LEDVANCE, formerly OSRAM SYLVANIA | Sylvania | LED15A21/3WAY/O/850/RP | 74086 |  | A21 | General Purpose Replacement | E26 (Medium) | Omnidirectional | LED | 5 | 100 | 133.2 | 70 |  |  |  | 1600 | 15 | 106.7 | Yes | 25000 | 5000 | 83 | 10 | 1 | 0 |  |  | No | None | No |  |  | 2015-11-16 | 2016-02-05 | United States, Canada | ES_1018393_74086_02052016095654_6490594 | 2282743
LEDVANCE, formerly OSRAM SYLVANIA | Sylvania | LED15A21/DIM/O/850/G4/RP | 79494 |  | A21 | General Purpose Replacement | E26 (Medium) | Omnidirectional | LED | 5 | 100 | 133 | 69.8 |  |  |  | 1600 | 15 | 106.6 | No | 25000 | 5000 | 84 | 15 | 1 | 0 | Dimmable | 10% | No | Not for Use in Recessed Fixtures | No |  |  | 2015-09-01 | 2015-11-17 | United States, Canada | ES_1018393_79494_11172015172826_4596826 | 2273828
LEDVANCE, formerly OSRAM SYLVANIA | Sylvania | LED15A21/DIM/O/850/G4/RP | 79683 |  | A21 | General Purpose Replacement | E26 (Medium) | Omnidirectional | LED | 5 | 100 | 133 | 69.8 |  |  |  | 1600 | 15 | 106.6 | No | 25000 | 5000 | 84 | 15 | 1 | 0 | Dimmable | 10% | No | Not for Use in Recessed Fixtures | No |  |  | 2016-07-13 | 2015-11-17 | United States, Canada | ES_1018393_79683_07142016072649_8285333 | 2273842
LEDVANCE, formerly OSRAM SYLVANIA | Sylvania | LED15BR40/DIM/HO/827/G4 | 79175 | LED15BR40/DIM/HO/827/G4,79175,2700K; LED15BR40/DIM/HO/827/G4/RP,79176,2700K; LED15BR40/DIM/HO/827/G4/RP,79177,2700K; LED15BR40/DIM/HO/835/G4/RP,79183,3500K; LED15BR40/DIM/HO/850/G4/RP,79332,5000K; LED15BR40/DIM/HO/850/G4/RP,79514,5000K; LED15BR40/DIMHO/835/G4/RP,79512,3500K | BR40 | Reflector (Flood/Spot) | E26 (Medium) | Directional | LED | 5 | 85 | 152 | 122 | 335 |  | 112 | 1100 | 15 | 73.3 | No | 25000 | 2700 | 82 | 10 | 1 | 0 | Dimmable | 10% | Yes | Damp Location Rated | No |  |  | 2015-09-01 | 2015-10-08 | United States | ES_1018393_79175_10112015154725_4711877 | 2272110
LEDVANCE, formerly OSRAM SYLVANIA | Sylvania | LED16A21/DIM/O/827/U | 74438 |  | A21 | General Purpose Replacement | E26 (Medium) | Omnidirectional | LED | 3 | 100 | 131.7 | 68.1 |  |  |  | 1600 | 16 | 100 | No | 15000 | 2700 | 82 | 5 | 0.9 | -20 | Dimmable | 10% | No | None | No |  |  | 2016-07-28 | 2016-07-28 | United States, Canada | ES_1018393_74438_09302016110736_3583490 | 2280549
LEDVANCE, formerly OSRAM SYLVANIA | Sylvania | LED16A21/DIM/O/827/U/RP | 73187 |  | A21 | General Purpose Replacement | E26 (Medium) | Omnidirectional | LED | 3 | 100 | 131.7 | 68.1 |  |  |  | 1600 | 16 | 100 | No | 15000 | 2700 | 82 | 5 | 0.9 | -20 | Dimmable | 10% | No | None | No |  |  | 2016-07-28 | 2016-07-28 | United States, Canada | ES_1018393_73187_07292016091431_7907220 | 2273886
LEDVANCE, formerly OSRAM SYLVANIA | Sylvania | LED16A21/DIM/O/827/U/RP | 74318 |  | A21 | General Purpose Replacement | E26 (Medium) | Omnidirectional | LED | 3 | 100 | 131.7 | 68.1 |  |  |  | 1600 | 16 | 100 | No | 15000 | 2700 | 82 | 5 | 0.9 | -20 | Dimmable | 10% | No | None | No |  |  | 2016-07-28 | 2016-07-28 | United States, Canada | ES_1018393_74318_07292016091431_5222895 | 2273887
LEDVANCE, formerly OSRAM SYLVANIA | Sylvania | LED16A21/DIM/O/827/U/RP4 | 73188 |  | A21 | General Purpose Replacement | E26 (Medium) | Omnidirectional | LED | 3 | 100 | 131.7 | 68.1 |  |  |  | 1600 | 16 | 100 | No | 15000 | 2700 | 82 | 5 | 0.9 | -20 | Dimmable | 10% | No | None | No |  |  | 2016-07-28 | 2016-07-28 | United States, Canada | ES_1018393_73188_07292016091431_1279550 | 2273888
LEDVANCE, formerly OSRAM SYLVANIA | Sylvania | LED16A21/DIM/O/835/U/RP | 73189 |  | A21 | General Purpose Replacement | E26 (Medium) | Omnidirectional | LED | 3 | 100 | 131.7 | 68.1 |  |  |  | 1600 | 16 | 100 | No | 15000 | 3500 | 84 | 8 | 0.9 | -20 | Dimmable | 10% | No | None | No |  |  | 2016-07-28 | 2016-07-28 | United States, Canada | ES_1018393_73189_07292016091431_7907220 | 2273942
LEDVANCE, formerly OSRAM SYLVANIA | Sylvania | LED16A21/DIM/O/835/U/RP4 | 73190 |  | A21 | General Purpose Replacement | E26 (Medium) | Omnidirectional | LED | 3 | 100 | 131.7 | 68.1 |  |  |  | 1600 | 16 | 100 | No | 15000 | 3500 | 84 | 8 | 0.9 | -20 | Dimmable | 10% | No | None | No |  |  | 2016-07-28 | 2016-07-28 | United States, Canada | ES_1018393_73190_07292016091431_5222895 | 2273943
LEDVANCE, formerly OSRAM SYLVANIA | Sylvania | LED16A21/DIM/O/850/U/RP | 73191 |  | A21 | General Purpose Replacement | E26 (Medium) | Omnidirectional | LED | 3 | 100 | 131.7 | 68.1 |  |  |  | 1600 | 16 | 100 | No | 15000 | 5000 | 84 | 12 | 0.9 | -20 | Dimmable | 10% | No | None | No |  |  | 2016-07-28 | 2016-07-28 | United States, Canada | ES_1018393_73191_07292016091431_7907220 | 2273944
LEDVANCE, formerly OSRAM SYLVANIA | Sylvania | LED16A21/DIM/O/850/U/RP | 74319 |  | A21 | General Purpose Replacement | E26 (Medium) | Omnidirectional | LED | 3 | 100 | 131.7 | 68.1 |  |  |  | 1600 | 16 | 100 | No | 15000 | 5000 | 84 | 12 | 0.9 | -20 | Dimmable | 10% | No | None | No |  |  | 2016-07-28 | 2016-07-28 | United States, Canada | ES_1018393_74319_07292016091431_1279550 | 2273946
LEDVANCE, formerly OSRAM SYLVANIA | Sylvania | LED16A21/DIM/O/850/U/RP4 | 72978 | LED16A21/DIM/O/850/U/RP4,72978, | A21 | General Purpose Replacement | E26 (Medium) | Omnidirectional | LED | 3 | 100 | 131.7 | 68.1 |  |  |  | 1600 | 16 | 100 | No | 15000 | 5000 | 84 | 12 | 0.9 | -20 | Dimmable | 10% | No | None | No |  |  | 2016-07-28 | 2016-07-28 | United States, Canada | ES_1018393_72978_07292016091431_5222895 | 2273945
LEDVANCE, formerly OSRAM SYLVANIA | Sylvania | LED17PAR38/PRO/827/FL40/P3 | 78457 |  | PAR38 | Reflector (Flood/Spot) | E26 (Medium) | Directional | LED | 5 | 90 | 127 | 122 | 2350 |  | 40 | 1191 | 16.5 | 72.2 | No | 25000 | 2700 | 86 | 15 | 0.9 | -20 | Dimmable | 20% | Yes | Damp Location Rated | No |  |  | 2014-05-01 | 2016-10-27 | United States, Canada | ES_1018393_78457_10262016112321_1547052 | 2282574
LEDVANCE, formerly OSRAM SYLVANIA | Sylvania | LED17PAR38/PRO/827/NFL25/P3 | 78456 |  | PAR38 | Reflector (Flood/Spot) | E26 (Medium) | Directional | LED | 5 | 90 | 127 | 122 | 2350 |  | 40 | 1191 | 16.5 | 72.2 | No | 25000 | 2700 | 86 | 15 | 0.9 | -20 | Dimmable | 20% | Yes | Damp Location Rated | No |  |  | 2014-05-01 | 2016-10-27 | United States, Canada | ES_1018393_78456_10262016112321_9649012 | 2282575
LEDVANCE, formerly OSRAM SYLVANIA | Sylvania | LED17PAR38/PRO/830/FL40/P3 | 78453 |  | PAR38 | Reflector (Flood/Spot) | E26 (Medium) | Directional | LED | 5 | 90 | 127 | 122 | 2350 |  | 25 | 1298 | 16.3 | 79.6 | No | 25000 | 3000 | 84 | 9 | 0.9 | -20 | Dimmable | 20% | Yes | Damp Location Rated | No |  |  | 2014-05-01 | 2016-10-28 | United States, Canada | ES_1018393_78453_10262016113752_4717829 | 2282602
LEDVANCE, formerly OSRAM SYLVANIA | Sylvania | LED17PAR38/PRO/830/NFL25/P3 | 78452 |  | PAR38 | Reflector (Flood/Spot) | E26 (Medium) | Directional | LED | 5 | 90 | 127 | 122 | 2350 |  | 25 | 1298 | 16.3 | 79.6 | No | 25000 | 3000 | 84 | 9 | 0.9 | -20 | Dimmable | 20% | Yes | Damp Location Rated | No |  |  | 2014-05-01 | 2016-10-28 | United States, Canada | ES_1018393_78452_10262016113752_7239038 | 2282601
Hyperikon Inc. | Hyperikon | LED | HyperPAR30-SN30 | ,,321200402 | PAR30S | Reflector (Flood/Spot) | E26 (Medium) | Directional | LED | 5 | 75 | 92 | 95 | 1490 |  | 40 | 800 | 10 | 80 | No | 25000 | 3000 | 92 | 55 | 0.9 | -30 | Dimmable | 10% | Yes | None | No |  |  | 2016-02-20 | 2016-01-27 | United States | ES_1130573_HyperPAR30-SN30_03072016125827_5453288 | 2261831
LEDVANCE, formerly OSRAM SYLVANIA | Sylvania | LED17PAR38/PRO/830/WSP15/P3 | 78451 |  | PAR38 | Reflector (Flood/Spot) | E26 (Medium) | Directional | LED | 5 | 90 | 127 | 122 | 2350 |  | 25 | 1298 | 16.3 | 79.6 | No | 25000 | 3000 | 84 | 9 | 0.9 | -20 | Dimmable | 20% | Yes | Damp Location Rated | No |  |  | 2014-05-01 | 2016-10-28 | United States, Canada | ES_1018393_78451_10262016113752_966897 | 2282603
LEDVANCE, formerly OSRAM SYLVANIA | Sylvania | LED17PAR38/PRO/835/FL40/P3 | 78479 |  | PAR38 | Reflector (Flood/Spot) | E26 (Medium) | Directional | LED | 5 | 90 | 127 | 122 | 2350 |  | 40 | 1329 | 16.1 | 82.7 | No | 25000 | 3500 | 85 | 14 | 0.9 | -20 | Dimmable | 20% | Yes | Damp Location Rated | No |  |  | 2014-05-01 | 2016-10-27 | United States, Canada | ES_1018393_78479_10262016125815_2365534 | 2282577
LEDVANCE, formerly OSRAM SYLVANIA | Sylvania | LED17PAR38/PRO/835/NFL25/P3 | 78478 |  | PAR38 | Reflector (Flood/Spot) | E26 (Medium) | Directional | LED | 5 | 90 | 127 | 122 | 2350 |  | 40 | 1329 | 16.1 | 82.7 | No | 25000 | 3500 | 85 | 14 | 0.9 | -20 | Dimmable | 20% | Yes | Damp Location Rated | No |  |  | 2014-05-01 | 2016-10-27 | United States, Canada | ES_1018393_78478_10262016125815_495263 | 2282576
LEDVANCE, formerly OSRAM SYLVANIA | Sylvania | LED17PAR38/PRO/840/FL40/P3 | 78461 |  | PAR38 | Reflector (Flood/Spot) | E26 (Medium) | Directional | LED | 5 | 90 | 127 | 122 | 2350 |  | 40 | 1430 | 16.8 | 85.2 | No | 25000 | 4000 | 85 | 17 | 0.9 | -20 | Dimmable | 20% | Yes | Damp Location Rated | No |  |  | 2014-05-01 | 2016-10-27 | United States, Canada | ES_1018393_78461_10262016130423_1005518 | 2282579
LEDVANCE, formerly OSRAM SYLVANIA | Sylvania | LED17PAR38/PRO/840/NFL25/P3 | 78460 |  | PAR38 | Reflector (Flood/Spot) | E26 (Medium) | Directional | LED | 5 | 90 | 127 | 122 | 2350 |  | 40 | 1430 | 16.8 | 85.2 | No | 25000 | 4000 | 85 | 17 | 0.9 | -20 | Dimmable | 20% | Yes | Damp Location Rated | No |  |  | 2014-05-01 | 2016-10-27 | United States, Canada | ES_1018393_78460_10262016130423_4149896 | 2282578
LEDVANCE, formerly OSRAM SYLVANIA | Sylvania | LED18PAR38/PRO/835/SP12/P3 | 78476 |  | PAR38 | Reflector (Flood/Spot) | E26 (Medium) | Directional | LED | 5 | 90 | 127 | 122 | 20163 |  | 12 | 1275 | 18 | 70.8 | No | 25000 | 3500 | 84 | 24 | 1 | -20 | Dimmable | 20% | Yes | Damp Location Rated,Use With Timers,Use With Photo and/or Motion Sensors | No |  |  | 2014-12-01 | 2016-04-15 | United States, Canada | ES_1018393_78476_04152016112312_7486535 | 2265089
LEDVANCE, formerly OSRAM SYLVANIA | Sylvania | LED18PAR38/PRO/935/SP12/P3 | 78480 |  | PAR38 | Reflector (Flood/Spot) | E26 (Medium) | Directional | LED | 5 | 90 | 127 | 122 | 15325 |  | 13 | 1227 | 18 | 68.2 | No | 25000 | 3500 | 93 | 64 | 1 | -20 | Dimmable | 20% | Yes | Damp Location Rated,Use With Timers,Use With Photo and/or Motion Sensors | No |  |  | 2014-12-01 | 2016-04-15 | United States, Canada | ES_1018393_78480_04152016134151_7448083 | 2265090
LEDVANCE, formerly OSRAM SYLVANIA | Sylvania | LED5.5A19/DIM/O/827/U | 74435 |  | A19 | General Purpose Replacement | E26 (Medium) | Omnidirectional | LED | 3 | 40 | 107.1 | 59.9 |  |  |  | 450 | 5.5 | 81.8 | No | 15000 | 2700 | 84 | 12 | 0.9 | -20 | Dimmable | 10% | No | None | No |  |  | 2016-07-30 | 2016-09-13 | United States, Canada | ES_1018393_74435_09302016112543_4635583 | 2281569
LEDVANCE, formerly OSRAM SYLVANIA | Sylvania | LED5.5A19/DIM/O/827/U/RP | 74418 |  | A19 | General Purpose Replacement | E26 (Medium) | Omnidirectional | LED | 3 | 40 | 107.1 | 59.9 |  |  |  | 450 | 5.5 | 81.8 | No | 15000 | 2700 | 84 | 12 | 0.9 | -20 | Dimmable | 10% | No | None | No |  |  | 2016-07-30 | 2016-09-13 | United States, Canada | ES_1018393_74418_09302016112543_81751 | 2281570
LEDVANCE, formerly OSRAM SYLVANIA | Sylvania | LED5.5A19/DIM/O/827/U/RP2 | 74311 |  | A19 | General Purpose Replacement | E26 (Medium) | Omnidirectional | LED | 3 | 40 | 107.1 | 59.9 |  |  |  | 450 | 5.5 | 81.8 | No | 15000 | 2700 | 84 | 12 | 0.9 | -20 | Dimmable | 10% | No | None | No |  |  | 2016-07-30 | 2016-09-13 | United States, Canada | ES_1018393_74311_09132016131750_2030298 | 2279047
LEDVANCE, formerly OSRAM SYLVANIA | Sylvania | LED5.5A19/DIM/O/850/U | 74419 |  | A19 | General Purpose Replacement | E26 (Medium) | Omnidirectional | LED | 3 | 40 | 107.1 | 59.9 |  |  |  | 450 | 5.5 | 81.8 | No | 15000 | 5000 | 84 | 15 | 0.9 | -20 | Dimmable | 10% | No | None | No |  |  | 2016-07-30 | 2016-09-13 | United States, Canada | ES_1018393_74419_09302016113542_7752496 | 2280453
LEDVANCE, formerly OSRAM SYLVANIA | Sylvania | LED5.5A19/DIM/O/850/U/RP2 | 74312 |  | A19 | General Purpose Replacement | E26 (Medium) | Omnidirectional | LED | 3 | 40 | 107.1 | 59.9 |  |  |  | 450 | 5.5 | 81.8 | No | 15000 | 5000 | 84 | 15 | 0.9 | -20 | Dimmable | 10% | No | None | No |  |  | 2016-07-30 | 2016-09-13 | United States, Canada | ES_1018393_74312_09132016132924_8453790 | 2279048
LEDVANCE, formerly OSRAM SYLVANIA | Sylvania | LED5.5G25/DIM/F/827/G3/RP | 75200 |  | G25 | Globe | E26 (Medium) | Decorative | LED | 5 | 40 | 112 | 80 |  |  |  | 450 | 5.5 | 81.8 | No | 25000 | 2700 | 82 | 8 | 1 | -20 | Dimmable | 20% | No | Damp Location Rated,Use With Photo and/or Motion Sensors | No |  |  | 2016-02-01 | 2016-04-20 | United States, Canada | ES_1018393_75200_06022016155902_7049524 | 2269939
LEDVANCE, formerly OSRAM SYLVANIA | Sylvania | LED5.5G25/DIM/F/827/G3/RP | 75201 |  | G25 | Globe | E26 (Medium) | Decorative | LED | 5 | 40 | 112 | 80 |  |  |  | 450 | 5.5 | 81.8 | No | 25000 | 2700 | 82 | 8 | 1 | -20 | Dimmable | 20% | No | Damp Location Rated,Use With Photo and/or Motion Sensors | No |  |  | 2016-02-01 | 2016-04-20 | United States, Canada | ES_1018393_75201_04142016091716_4545251 | 2265060
LEDVANCE, formerly OSRAM SYLVANIA | Sylvania | LED5.5G25/DIM/F/830/G3/RP | 75210 |  | G25 | Globe | E26 (Medium) | Decorative | LED | 5 | 40 | 112 | 80 |  |  |  | 475 | 5.5 | 86.4 | No | 25000 | 3000 | 82 | 12 | 0.9 | -20 | Dimmable | 20% | No | Damp Location Rated,Use With Photo and/or Motion Sensors | No |  |  | 2016-02-01 | 2016-04-11 | United States, Canada | ES_1018393_75210_04132016154405_5834466 | 2265081
LEDVANCE, formerly OSRAM SYLVANIA | Sylvania | LED5.5G25/DIM/F/850/G3/RP | 75202 |  | G25 | Globe | E26 (Medium) | Decorative | LED | 5 | 40 | 112 | 80 |  |  |  | 475 | 5.5 | 86.4 | No | 25000 | 5000 | 85 | 17 | 0.9 | -20 | Dimmable | 20% | No | Damp Location Rated,Use With Photo and/or Motion Sensors | No |  |  | 2016-02-01 | 2016-04-11 | United States, Canada | ES_1018393_75202_04132016155056_4139673 | 2265080
LEDVANCE, formerly OSRAM SYLVANIA | Sylvania | LED6A19/DIM/CL/O/827/BL | 79141 |  | A19 | General Purpose Replacement | E26 (Medium) | Omnidirectional | LED | 5 | 40 | 106.2 | 59.9 |  |  |  | 450 | 6.2 | 75 | No | 25000 | 2700 | 82 | 13 | 1 | 0 | Dimmable | 19% | No | None | No |  |  | 2015-02-01 | 2015-04-01 | United States, Canada | ES_1018393_79141_04012015160007_5038873 | 2282783
LEDVANCE, formerly OSRAM SYLVANIA | Sylvania | LED6A19/DIM/CL/O/827/RP | 79643 |  | A19 | General Purpose Replacement | E26 (Medium) | Omnidirectional | LED | 5 | 40 | 106.2 | 59.9 |  |  |  | 450 | 6.2 | 75 | No | 25000 | 2700 | 82 | 13 | 1 | 0 | Dimmable | 19% | No | None | No |  |  | 2015-02-01 | 2015-04-01 | United States, Canada | ES_1018393_79643_04012015160007_1597559 | 2282784
LEDVANCE, formerly OSRAM SYLVANIA | Sylvania | LED6PAR16/DIM/830/FL36/GL1/RP | 79287 |  | PAR16 | Reflector (Flood/Spot) | E26 (Medium) | Directional | LED | 5 | 50 | 84 | 55.8 | 1164 |  | 36 | 450 | 6 | 75 | No | 25000 | 3000 | 83 | 12 | 1 | 0 | Dimmable | 10% | No | Damp Location Rated | No |  |  | 2016-04-15 | 2016-05-05 | United States, Canada | ES_1018393_79287_05192016114308_9383798 | 2267936
LEDVANCE, formerly OSRAM SYLVANIA | Sylvania | LED6PAR16/DIM/830/FL36/GL/RP | 79289 |  | PAR16 | Reflector (Flood/Spot) | E26 (Medium) | Directional | LED | 5 | 50 | 84 | 55.8 | 1164 |  | 36 | 450 | 6 | 75 | No | 25000 | 3000 | 83 | 12 | 1 | 0 | Dimmable | 10% | No | Damp Location Rated | No |  |  | 2016-04-15 | 2016-05-05 | United States, Canada | ES_1018393_79289_05192016114308_7075120 | 2267937
LEDVANCE, formerly OSRAM SYLVANIA | Sylvania | LED6PAR16/GU10/DIM/830/FL36/GL1/RP | 79288 |  | PAR16 | Reflector (Flood/Spot) | E26 (Medium) | Directional | LED | 5 | 50 | 84 | 55.8 | 1164 |  | 36 | 450 | 6 | 75 | No | 25000 | 3000 | 83 | 12 | 1 | 0 | Dimmable | 10% | No | Damp Location Rated | No |  |  | 2016-04-15 | 2016-05-05 | United States, Canada | ES_1018393_79288_05192016114308_1975519 | 2267934
LEDVANCE, formerly OSRAM SYLVANIA | Sylvania | LED6PAR16/GU10/DIM/830/FL36/GL/RP | 79290 |  | PAR16 | Reflector (Flood/Spot) | E26 (Medium) | Directional | LED | 5 | 50 | 84 | 55.8 | 1164 |  | 36 | 450 | 6 | 75 | No | 25000 | 3000 | 83 | 12 | 1 | 0 | Dimmable | 10% | No | Damp Location Rated | No |  |  | 2016-04-15 | 2016-05-05 | United States, Canada | ES_1018393_79290_05192016114308_9291193 | 2267935
LEDVANCE, formerly OSRAM SYLVANIA | Sylvania | LED6PAR20/DIM/830/FL30/RP/G2 | 79261 |  | PAR20 | Reflector (Flood/Spot) | E26 (Medium) | Directional | LED | 5 | 50 | 84.1 | 63.2 | 1005 |  | 30 | 450 | 6 | 75 | No | 25000 | 3000 | 82 | 8 | 0.9 | -20 | Dimmable | 20% | Yes | Damp Location Rated,Use With Timers,Use With Photo and/or Motion Sensors | No |  |  | 2015-06-01 | 2015-07-30 | United States, Canada | ES_1018393_79261_07302015111359_8174859 | 2282788
LEDVANCE, formerly OSRAM SYLVANIA | Sylvania | LED7A19/DIM/0/SE/830 | LED7A19/DIM/0/SE/830 |  | A19 | General Purpose Replacement | E26 (Medium) | Omnidirectional | LED | 5 | 40 | 114.5 | 59.7 |  |  |  | 450 | 7 | 64.3 | No | 25000 | 3000 | 83 | 19 | 0.9 | -20 | Dimmable | 10% |  | Damp Location Rated,Not for Use in Enclosed Fixtures |  |  |  | 2014-01-01 | 2014-11-13 | United States | ES_1018393_LED7A19/DIM/0/SE/830_11122014151639_4254419 | 2225705
LEDVANCE, formerly OSRAM SYLVANIA | Sylvania | LED7G25/DIM/F/830/G2/RP | 75180 |  | G25 | Globe | E26 (Medium) | Decorative | LED | 5 | 40 | 112 | 80 |  |  |  | 475 | 7 | 67.9 | No | 25000 | 3000 | 82 | 11 | 1 | -40 | Dimmable | 20% |  | Not for Use in Enclosed Fixtures |  |  |  | 2015-01-02 | 2015-05-26 | United States, Canada | ES_1018393_75180_05262015180906_561624 | 2240300
LEDVANCE, formerly OSRAM SYLVANIA | Sylvania | LED7PAR20/DIM/850/FL36 | 72527 |  | PAR20 | Reflector (Flood/Spot) | E26 (Medium) | Directional | LED | 3 | 50 | 86.9 | 63.5 | 872 |  | 35 | 430 | 7 | 61.4 | No | 25000 | 5000 | 86 | 34 | 0.9 | -18 | Dimmable |  |  | Damp Location Rated,Recessed Fixtures |  |  |  | 2014-01-01 | 2014-11-10 | United States, Canada | ES_1018393_72527_11062014154845_1256982 | 2224514
LEDVANCE, formerly OSRAM SYLVANIA | Sylvania | LED7R20/DIM/HO/827/G4 | 79172 | LED7R20/DIM/HO/827/G4,79172,2700K; LED7R20/DIM/HO/827/G4/RP,79173,2700K; LED7R20/DIM/HO/827/G4/RP,79174,2700K; LED7R20/DIM/HO/835/G4/RP,79180,3500K; LED7R20/DIM/HO/850/G4/RP,79181,5000K | R20 | Reflector (Flood/Spot) | E26 (Medium) | Directional | LED | 5 | 50 | 94.5 | 64 | 152 |  | 109 | 525 | 7 | 75 | No | 25000 | 2700 | 81 | 5 | 1 | 0 | Dimmable | 10% | Yes | Damp Location Rated | No |  |  | 2015-09-01 | 2015-10-08 | United States | ES_1018393_79172_02232016145420_9856836 | 2272106
LEDVANCE, formerly OSRAM SYLVANIA | Sylvania | LED8PAR16/DIM/930/FL36/P | 72536 |  | PAR16 | Reflector (Flood/Spot) | E26 (Medium) | Directional | LED | 3 | 50 | 76.2 | 49.8 | 887 |  | 35 | 390 | 8 | 48.8 | No | 25000 | 3000 | 90 | 55 | 0.7 | -20 | Dimmable | 20% |  | Damp Location Rated,Recessed Fixtures |  |  |  | 2014-01-01 | 2014-08-25 | United States, Canada | ES_1018393_72536_01272015112506_7934229 | 2231953
LEDVANCE, formerly OSRAM SYLVANIA | Sylvania | LED8PAR16/DIM/930/FL36/P | 72546 |  | PAR16 | Reflector (Flood/Spot) | E26 (Medium) | Directional | LED | 3 | 50 | 76.2 | 49.8 | 887 |  | 35 | 390 | 8 | 48.8 | No | 25000 | 3000 | 90 | 55 | 0.7 | -20 | Dimmable | 20% |  | Damp Location Rated,Recessed Fixtures |  |  |  | 2014-01-01 | 2014-08-25 | United States, Canada | ES_1018393_72546_08252014093533_1225702 | 2218071
LEDVANCE, formerly OSRAM SYLVANIA | Sylvania | LED8PAR20/DIM/827/FL40/G3 | 78994 |  | PAR20 | Reflector (Flood/Spot) | E26 (Medium) | Directional | LED | 5 | 50 | 86 | 63 | 827 |  | 40 | 450 | 8 | 56.3 | No | 25000 | 2700 | 81 | 13 | 0.9 | -20 | Dimmable | 10% |  | Damp Location Rated,Recessed Fixtures |  |  |  | 2014-04-01 | 2014-01-17 | United States, Canada | ES_1018393_78994_11172014101306_5488397 | 2226234
LEDVANCE, formerly OSRAM SYLVANIA | Sylvania | LED8PAR20/DIM/827/FL40/GL1/W | 78983 |  | PAR20 | Reflector (Flood/Spot) | E26 (Medium) | Directional | LED | 5 | 50 | 84 | 64 | 1057 |  | 40 | 500 | 7.3 | 74.2 | No | 25000 | 2700 | 81 | 4 | 0.9 | -20 | Dimmable | 53.9% | Yes | Damp Location Rated,Use With Timers,Use With Photo and/or Motion Sensors,Wet Location Rated | No |  |  | 2015-11-16 | 2016-01-12 | United States, Canada | ES_1018393_78983_01122016091432_8805963 | 2276199
LEDVANCE, formerly OSRAM SYLVANIA | Sylvania | LED8PAR20/DIM/827/FL40/GL1/W | 78983 |  | PAR20 | Reflector (Flood/Spot) | E26 (Medium) | Directional | LED | 5 | 60 | 84 | 64 | 1057 |  | 40 | 539 | 7.3 | 74.2 | No | 25000 | 2700 | 81 | 4 | 1 | -20 | Dimmable |  |  | Damp Location Rated,Use With Timers,Enclosed Fixtures,Wet Location Rated,Recessed Fixtures,Use With Photo And/Or Motion Sensors |  |  |  | 2015-11-16 | 2016-01-12 | United States, Canada | ES_1018393_78983_01122016091432_8805963 | 2256684
LEDVANCE, formerly OSRAM SYLVANIA | Sylvania | LED8PAR20/DIM/827/NFL25/GL1/W | 78982 |  | PAR20 | Reflector (Flood/Spot) | E26 (Medium) | Directional | LED | 5 | 60 | 84 | 64 | 1703 |  | 25 | 550 | 7.3 | 75.3 | No | 25000 | 2700 | 81 | 3 | 1 | -20 | Dimmable | 10% | Yes | Damp Location Rated,Wet Location Rated | No |  |  | 2015-11-16 | 2016-01-12 | United States, Canada | ES_1018393_78982_01122016090458_1472436 | 2276148
LEDVANCE, formerly OSRAM SYLVANIA | Sylvania | LED8PAR20/DIM/827/NFL25/GL1/W | 78982 |  | PAR20 | Reflector (Flood/Spot) | E26 (Medium) | Directional | LED | 5 | 60 | 84 | 64 | 1703 |  | 25 | 550 | 7.3 | 75.3 | No | 25000 | 2700 | 81 | 3 | 1 | -20 | Dimmable |  |  | Damp Location Rated,Use With Timers,Enclosed Fixtures,Wet Location Rated,Recessed Fixtures,Use With Photo And/Or Motion Sensors |  |  |  | 2015-11-16 | 2016-01-12 | United States, Canada | ES_1018393_78982_01122016090458_1472436 | 2256643
LEDVANCE, formerly OSRAM SYLVANIA | Sylvania | LED8PAR20/DIM/830/FL40/G3 | 78990 |  | PAR20 | Reflector (Flood/Spot) | E26 (Medium) | Directional | LED | 5 | 50 | 86 | 63 | 827 |  | 40 | 450 | 8 | 56.3 | No | 25000 | 2700 | 81 | 13 | 0.9 | -20 | Dimmable | 10% |  | Damp Location Rated,Recessed Fixtures |  |  |  | 2014-04-01 | 2014-01-17 | United States, Canada | ES_1018393_78990_01162015104926_8836633 | 2231466
LEDVANCE, formerly OSRAM SYLVANIA | Sylvania | LED8PAR20/DIM/830/FL40/G3/RP | 78991 |  | PAR20 | Reflector (Flood/Spot) | E26 (Medium) | Directional | LED | 5 | 50 | 86 | 63 | 827 |  | 40 | 450 | 8 | 56.3 | No | 25000 | 2700 | 81 | 13 | 0.9 | -20 | Dimmable | 10% |  | Damp Location Rated,Recessed Fixtures |  |  |  | 2014-04-01 | 2014-01-17 | United States, Canada | ES_1018393_78991_01162015130040_5036889 | 2231467
LEDVANCE, formerly OSRAM SYLVANIA | Sylvania | LED8PAR20/DIM/830/FL40/G3/RP | 79123 |  | PAR20 | Reflector (Flood/Spot) | E26 (Medium) | Directional | LED | 5 | 50 | 86 | 63 | 827 |  | 40 | 450 | 8 | 56.3 | No | 25000 | 2700 | 81 | 13 | 0.9 | -20 | Dimmable | 10% |  | Damp Location Rated,Recessed Fixtures |  |  |  | 2014-04-01 | 2014-01-17 | United States, Canada | ES_1018393_79123_01162015130040_2783319 | 2231468
LEDVANCE, formerly OSRAM SYLVANIA | Sylvania | LED8PAR20/DIM/830/FL40/GL1/W | 78981 |  | PAR20 | Reflector (Flood/Spot) | E26 (Medium) | Directional | LED | 5 | 60 | 83.9 | 63.9 | 1848 |  | 25 | 571 | 7.4 | 77.5 | No | 25000 | 3000 | 81 | 4 | 1 | -20 | Dimmable | 10% | Yes | Damp Location Rated,Wet Location Rated | No |  |  | 2015-11-16 | 2015-11-30 | United States, Canada | ES_1018393_78981_11202015154153_954675 | 2276146
LEDVANCE, formerly OSRAM SYLVANIA | Sylvania | LED8PAR20/DIM/830/FL40/GL1/W/RP | 74055 |  | PAR20 | Reflector (Flood/Spot) | E26 (Medium) | Directional | LED | 5 | 60 | 83.9 | 63.9 | 1848 |  | 25 | 571 | 7.4 | 77.5 | No | 25000 | 3000 | 81 | 4 | 1 | -20 | Dimmable | 10% | Yes | Damp Location Rated,Wet Location Rated | No |  |  | 2015-11-16 | 2015-11-30 | United States, Canada | ES_1018393_74055_11202015154153_6356126 | 2276145
LEDVANCE, formerly OSRAM SYLVANIA | Sylvania | LED8PAR20/DIM/830/FL40/GL1/W/RP | 74056 |  | PAR20 | Reflector (Flood/Spot) | E26 (Medium) | Directional | LED | 5 | 60 | 83.9 | 63.9 | 1848 |  | 25 | 571 | 7.4 | 77.5 | No | 25000 | 3000 | 81 | 4 | 1 | -20 | Dimmable | 10% | Yes | Damp Location Rated,Wet Location Rated | No |  |  | 2015-11-16 | 2015-11-30 | United States, Canada | ES_1018393_74056_11202015154153_237374 | 2276144
LEDVANCE, formerly OSRAM SYLVANIA | Sylvania | LED8PAR20/DIM/830/NFL25/GL1/W | 78980 |  | PAR20 | Reflector (Flood/Spot) | E26 (Medium) | Directional | LED | 5 | 60 | 83.9 | 63.9 | 1848 |  | 25 | 571 | 7.4 | 77.5 | No | 25000 | 3000 | 81 | 4 | 1 | -20 | Dimmable | 10% | Yes | Damp Location Rated,Wet Location Rated | No |  |  | 2015-11-16 | 2015-11-30 | United States, Canada | ES_1018393_78980_11202015154153_9253198 | 2276143
LEDVANCE, formerly OSRAM SYLVANIA | Sylvania | LED8PAR20/DIM/830/NFL25/GL1/W | 78980 |  | PAR20 | Reflector (Flood/Spot) | E26 (Medium) | Directional | LED | 5 | 60 | 83.9 | 63.9 | 1848 |  | 25 | 571 | 7.4 | 77.5 | No | 25000 | 3000 | 81 | 4 | 1 | 0 | Dimmable |  |  | Wet Location Rated |  |  |  | 2015-11-16 | 2015-11-30 | United States, Canada | ES_1018393_78980_11202015154153_9253198 | 2253939
LEDVANCE, formerly OSRAM SYLVANIA | Sylvania | LED8PAR20/DIM/835/FL40/GL1/W/RP | 74090 |  | PAR20 | Reflector (Flood/Spot) | E26 (Medium) | Directional | LED | 5 | 50 | 84 | 64 | 1057 |  | 40 | 500 | 7.3 | 74.2 | No | 25000 | 2700 | 81 | 4 | 0.9 | -20 | Dimmable | 53.9% | Yes | Damp Location Rated,Use With Timers,Use With Photo and/or Motion Sensors,Wet Location Rated | No |  |  | 2015-11-16 | 2016-01-12 | United States, Canada | ES_1018393_74090_04132016140934_9348871 | 2276200
LEDVANCE, formerly OSRAM SYLVANIA | Sylvania | LED8PAR20/DIM/835/FL40/GL1/W/RP | 74090 |  | PAR20 | Reflector (Flood/Spot) | E26 (Medium) | Directional | LED | 5 | 60 | 84 | 64 | 1057 |  | 40 | 539 | 7.3 | 74.2 | No | 25000 | 2700 | 81 | 4 | 1 | -20 | Dimmable |  |  | Damp Location Rated,Use With Timers,Enclosed Fixtures,Wet Location Rated,Recessed Fixtures,Use With Photo And/Or Motion Sensors |  |  |  | 2015-11-16 | 2016-01-12 | United States, Canada | ES_1018393_74090_04132016140934_9348871 | 2266160
LEDVANCE, formerly OSRAM SYLVANIA | Sylvania | LED8PAR20/DIM/850/FL40/G3 | 78873 |  | PAR20 | Reflector (Flood/Spot) | E26 (Medium) | Directional | LED | 5 | 50 | 86 | 63 | 827 |  | 40 | 450 | 8 | 56.3 | No | 25000 | 2700 | 81 | 13 | 0.9 | -20 | Dimmable | 10% |  | Damp Location Rated,Recessed Fixtures |  |  |  | 2014-04-01 | 2014-01-17 | United States, Canada | ES_1018393_78873_01162015130040_2934518 | 2231469
LEDVANCE, formerly OSRAM SYLVANIA | Sylvania | LED8PAR20/DIM/850/FL40/G3/RP | 78874 |  | PAR20 | Reflector (Flood/Spot) | E26 (Medium) | Directional | LED | 5 | 50 | 86 | 63 | 827 |  | 40 | 450 | 8 | 56.3 | No | 25000 | 2700 | 81 | 13 | 0.9 | -20 | Dimmable | 10% |  | Damp Location Rated,Recessed Fixtures |  |  |  | 2014-04-01 | 2014-01-17 | United States, Canada | ES_1018393_78874_01162015130040_3578568 | 2231470
LEDVANCE, formerly OSRAM SYLVANIA | Sylvania | LED8PAR20/DIM/850/FL40/G3/RP | 79074 |  | PAR20 | Reflector (Flood/Spot) | E26 (Medium) | Directional | LED | 5 | 50 | 86 | 63 | 827 |  | 40 | 450 | 8 | 56.3 | No | 25000 | 2700 | 81 | 13 | 0.9 | -20 | Dimmable | 10% |  | Damp Location Rated,Recessed Fixtures |  |  |  | 2014-04-01 | 2014-01-17 | United States, Canada | ES_1018393_79074_01162015130041_785769 | 2231471
LEDVANCE, formerly OSRAM SYLVANIA | Sylvania | LED8PAR20/DIM/850/FL40/GL1/W/RP | 74053 |  | PAR20 | Reflector (Flood/Spot) | E26 (Medium) | Directional | LED | 5 | 60 | 84 | 63.8 | 1881 |  | 25 | 500 | 7 | 71.4 | No | 25000 | 5000 | 83 | 12 | 1 | -20 | Dimmable | 10% | Yes | Wet Location Rated | No |  |  | 2015-11-16 | 2015-11-30 | United States, Canada | ES_1018393_74053_11252015113805_9054682 | 2276378
LEDVANCE, formerly OSRAM SYLVANIA | Sylvania | LED8PAR20/DIM/850/FL40/GL1/W/RP | 74054 |  | PAR20 | Reflector (Flood/Spot) | E26 (Medium) | Directional | LED | 5 | 60 | 84 | 63.8 | 1881 |  | 25 | 500 | 7 | 71.4 | No | 25000 | 5000 | 83 | 12 | 1 | -20 | Dimmable | 10% | Yes | Wet Location Rated | No |  |  | 2015-11-16 | 2015-11-30 | United States, Canada | ES_1018393_74054_11252015113805_9706384 | 2276377
LEDVANCE, formerly OSRAM SYLVANIA | Sylvania | LED8PAR20/PRO/835/WSP15/P3 | 79033 |  | PAR20 | Reflector (Flood/Spot) | E26 (Medium) | Directional | LED | 5 | 50 | 88 | 64 | 5423 |  | 15 | 575 | 8.1 | 71 | No | 25000 | 3500 | 84 | 25 | 1 | -20 | Dimmable |  |  | Damp Location Rated,Use With Timers,Enclosed Fixtures,Recessed Fixtures,Use With Photo And/Or Motion Sensors |  |  |  | 2014-12-01 | 2016-03-31 | United States, Canada | ES_1018393_79033_03302016104024_457422 | 2263543
Topaz Lighting | Topaz | LED | LCTC/5/830/D-33 |  | Decorative: Other | Decorative | E12 (Candelabra) | Decorative | LED | 5 | 40 | 104 | 35 |  |  |  | 315 | 4.7 | 67 | No | 25000 | 3000 | 82 | 18 | 0.6 | -40 | Dimmable | 10% |  | None |  |  |  | 2015-05-20 | 2015-05-27 | United States | ES_1015956_LCTC/5/830/D-33_06162015150321_9166548 | 2241628
LEDVANCE, formerly OSRAM SYLVANIA | Sylvania | LED8PAR20/PRO/935/WSP15/P3 | 79063 |  | PAR20 | Reflector (Flood/Spot) | E26 (Medium) | Directional | LED | 5 | 50 | 88 | 64 | 5266 |  | 15 | 542 | 8.2 | 66.1 | No | 25000 | 3500 | 93 | 63 | 1 | -20 | Dimmable |  |  | Damp Location Rated,Use With Timers,Enclosed Fixtures,Recessed Fixtures,Use With Photo And/Or Motion Sensors |  |  |  | 2014-12-01 | 2016-03-31 | United States, Canada | ES_1018393_79063_03302016110633_2980310 | 2263544
LEDVANCE, formerly OSRAM SYLVANIA | Sylvania | LED8PAR30LN/DIM/830/FL30/G2 | 79217 |  | PAR30L | Reflector (Flood/Spot) | E26 (Medium) | Directional | LED | 5 | 50 | 114.8 | 109.2 | 1756 |  | 30 | 650 | 8 | 81.3 | No | 25000 | 5000 | 82 | 10 | 0.9 | -20 | Dimmable | 10% | Yes | Damp Location Rated,Use With Timers,Use With Photo and/or Motion Sensors | No |  |  | 2015-06-01 | 2015-07-30 | United States, Canada | ES_1018393_79217_07302015131153_5009271 | 2279133
LEDVANCE, formerly OSRAM SYLVANIA | Sylvania | LED8PAR30LN/DIM/830/FL30/RP/G2 | 79219 |  | PAR30L | Reflector (Flood/Spot) | E26 (Medium) | Directional | LED | 5 | 50 | 114.8 | 109.2 | 1756 |  | 30 | 650 | 8 | 81.3 | No | 25000 | 3000 | 82 | 10 | 0.9 | -20 | Dimmable | 10% | Yes | Damp Location Rated,Use With Timers,Use With Photo and/or Motion Sensors | No |  |  | 2015-06-01 | 2015-07-30 | United States, Canada | ES_1018393_79219_07302015130011_2877466 | 2279132
LEDVANCE, formerly OSRAM SYLVANIA | Sylvania | LED9A19/DIM/O/827/U | 74436 |  | A19 | General Purpose Replacement | E26 (Medium) | Omnidirectional | LED | 3 | 60 | 107.1 | 59 |  |  |  | 800 | 9.1 | 87.9 | No | 15000 | 2700 | 81 | 3 | 0.9 | -20 | Dimmable | 10% | No | None | No |  |  | 2016-07-30 | 2016-08-10 | United States, Canada | ES_1018393_74436_09302016105034_3357812 | 2280452
LEDVANCE, formerly OSRAM SYLVANIA | Sylvania | LED9A19/DIM/O/827/U/RP | 78035 |  | A19 | General Purpose Replacement | E26 (Medium) | Omnidirectional | LED | 3 | 60 | 107.1 | 59 |  |  |  | 800 | 9.1 | 87.9 | No | 15000 | 2700 | 81 | 3 | 0.9 | -20 | Dimmable | 10% | No | None | No |  |  | 2016-07-30 | 2016-08-10 | United States, Canada | ES_1018393_78035_08102016163923_8333856 | 2275449
LEDVANCE, formerly OSRAM SYLVANIA | Sylvania | LED9A19/DIM/O/827/U/RP2 | 74313 |  | A19 | General Purpose Replacement | E26 (Medium) | Omnidirectional | LED | 3 | 60 | 107.1 | 59 |  |  |  | 800 | 9.1 | 87.9 | No | 15000 | 2700 | 81 | 3 | 0.9 | -20 | Dimmable | 10% | No | None | No |  |  | 2016-07-30 | 2016-08-10 | United States, Canada | ES_1018393_74313_08102016163923_1747400 | 2275450
LEDVANCE, formerly OSRAM SYLVANIA | Sylvania | LED9A19/DIM/O/827/U/RP4 | 78036 |  | A19 | General Purpose Replacement | E26 (Medium) | Omnidirectional | LED | 3 | 60 | 107.1 | 59 |  |  |  | 800 | 9.1 | 87.9 | No | 15000 | 2700 | 81 | 3 | 0.9 | -20 | Dimmable | 10% | No | None | No |  |  | 2016-07-30 | 2016-08-10 | United States, Canada | ES_1018393_78036_08112016080021_9748803 | 2275451
LEDVANCE, formerly OSRAM SYLVANIA | Sylvania | LED9A19/DIM/O/835/U/RP2 | 74314 |  | A19 | General Purpose Replacement | E26 (Medium) | Omnidirectional | LED | 3 | 60 | 107.1 | 59 |  |  |  | 800 | 9.1 | 87.9 | No | 15000 | 3500 | 84 | 9 | 0.9 | -20 | Dimmable | 10% | No | None | No |  |  | 2016-07-30 | 2016-08-17 | United States, Canada | ES_1018393_74314_08112016080300_4580346 | 2275452
LEDVANCE, formerly OSRAM SYLVANIA | Sylvania | LED9A19/DIM/O/835/U/RP4 | 78038 |  | A19 | General Purpose Replacement | E26 (Medium) | Omnidirectional | LED | 3 | 60 | 107.1 | 59 |  |  |  | 800 | 9.1 | 87.9 | No | 15000 | 3500 | 84 | 9 | 0.9 | -20 | Dimmable | 10% | No | None | No |  |  | 2016-07-30 | 2016-08-17 | United States, Canada | ES_1018393_78038_08112016080300_281488 | 2275453
LEDVANCE, formerly OSRAM SYLVANIA | Sylvania | LED9A19/DIM/O/850/U/RP | 78039 |  | A19 | General Purpose Replacement | E26 (Medium) | Omnidirectional | LED | 3 | 60 | 107.1 | 59 |  |  |  | 800 | 9.1 | 87.9 | No | 15000 | 5000 | 85 | 9 | 0.9 | -20 | Dimmable | 10% | No | None | No |  |  | 2016-07-30 | 2016-08-17 | United States, Canada | ES_1018393_78039_08112016081106_9091607 | 2275454
LEDVANCE, formerly OSRAM SYLVANIA | Sylvania | LED9A19/DIM/O/850/U/RP2 | 74315 |  | A19 | General Purpose Replacement | E26 (Medium) | Omnidirectional | LED | 3 | 60 | 107.1 | 59 |  |  |  | 800 | 9.1 | 87.9 | No | 15000 | 5000 | 85 | 9 | 0.9 | -20 | Dimmable | 10% | No | None | No |  |  | 2016-07-30 | 2016-08-17 | United States, Canada | ES_1018393_74315_08112016081106_2054063 | 2275457
LEDVANCE, formerly OSRAM SYLVANIA | Sylvania | LED9A19/DIM/O/850/U/RP4 | 78037 |  | A19 | General Purpose Replacement | E26 (Medium) | Omnidirectional | LED | 3 | 60 | 107.1 | 59 |  |  |  | 800 | 9.1 | 87.9 | No | 15000 | 5000 | 85 | 9 | 0.9 | -20 | Dimmable | 10% | No | None | No |  |  | 2016-07-30 | 2016-08-17 | United States, Canada | ES_1018393_78037_08112016081106_5772195 | 2275456
LEDVANCE, formerly OSRAM SYLVANIA | Sylvania | LED9A19/DIM/O/850/U/RP4 | 78040 |  | A19 | General Purpose Replacement | E26 (Medium) | Omnidirectional | LED | 3 | 60 | 107.1 | 59 |  |  |  | 800 | 9.1 | 87.9 | No | 15000 | 5000 | 85 | 9 | 0.9 | -20 | Dimmable | 10% | No | None | No |  |  | 2016-07-30 | 2016-08-17 | United States, Canada | ES_1018393_78040_08112016081106_961878 | 2275455
LEDVANCE, formerly OSRAM SYLVANIA | Sylvania | LED9BR30/DIM/827/G2 | 73775 | LED9BR30/DIM/827/G2/RP,73776,; LED9BR30/DIM/827/G2/RP,73777,; LED9BR30/DIM/827/G2/RP/DIS,73779,; LED9BR30/DIM/827/G2/RP/DIS,73953,; LED9BR30/DIM/827/G2/RP2,73778, | BR30 | Reflector (Flood/Spot) | E26 (Medium) | Directional | LED | 5 | 65 | 129 | 95 | 215 |  | 107 | 650 | 9 | 72.2 | No | 25000 | 2700 | 81 | 7 | 1 | 0 | Dimmable | 10% | Yes | Damp Location Rated | No |  |  | 2015-09-01 | 2015-10-08 | United States | ES_1018393_73775_10112015154402_8837091 | 2272107
LEDVANCE, formerly OSRAM SYLVANIA | Sylvania | LED9BR30/DIM/HO/850/G4/RP | 79169 | LED9BR30/DIM/HO/850/G4,79170,; LED9BR30/DIM/HO/850/G4/RP,79171,; LED9BR30/DIM/HO/850/G4/RP2,79179, | BR30 | Reflector (Flood/Spot) | E26 (Medium) | Directional | LED | 5 | 65 | 129 | 95 | 256 |  | 110 | 800 | 9 | 88.9 | No | 25000 | 5000 | 84 | 14 | 1 | 0 | Dimmable | 10% | Yes | Damp Location Rated | No |  |  | 2015-09-01 | 2015-10-08 | United States | ES_1018393_79169_10112015154525_1534692 | 2272108
LEDVANCE, formerly OSRAM SYLVANIA | Sylvania | LED9MR16/DIM/830/FL35 | 74042 |  | MR16 | Reflector (Flood/Spot) | GX5.3 | Directional | LED | 5 | 50 | 48.4 | 48.2 | 3213 |  | 25 | 700 | 9 | 77.8 | No | 25000 | 3000 | 83 | 10 | 0.9 | 0 | Dimmable | 10% | No | Damp Location Rated | No |  |  | 2015-12-01 | 2016-01-22 | United States, Canada | ES_1018393_74042_01222016163353_2475228 | 2273002
LEDVANCE, formerly OSRAM SYLVANIA | Sylvania | LED9MR16/DIM/830/FL35/RP | 74043 |  | MR16 | Reflector (Flood/Spot) | GX5.3 | Directional | LED | 5 | 50 | 48.4 | 48.2 | 3213 |  | 25 | 700 | 9 | 77.8 | No | 25000 | 3000 | 83 | 10 | 0.9 | 0 | Dimmable | 10% | No | Damp Location Rated | No |  |  | 2015-12-01 | 2016-01-22 | United States, Canada | ES_1018393_74043_01222016163352_7681543 | 2273001
LEDVANCE, formerly OSRAM SYLVANIA | Sylvania | LED9MR16/DIM/830/FL35/RP | 74175 |  | MR16 | Reflector (Flood/Spot) | GX5.3 | Directional | LED | 5 | 50 | 48.4 | 48.2 | 3213 |  | 25 | 700 | 9 | 77.8 | No | 25000 | 3000 | 83 | 10 | 0.9 | 0 | Dimmable | 10% | No | Damp Location Rated | No |  |  | 2015-12-01 | 2016-01-22 | United States, Canada | ES_1018393_74175_02052016164033_5462915 | 2273003
LEDVANCE, formerly OSRAM SYLVANIA | Sylvania | LED9MR16/DIM/830/NFL25 | 74044 |  | MR16 | Reflector (Flood/Spot) | GX5.3 | Directional | LED | 5 | 50 | 48.4 | 48.2 | 3213 |  | 25 | 700 | 9 | 77.8 | No | 25000 | 3000 | 83 | 10 | 0.9 | 0 | Dimmable | 10% | No | Damp Location Rated | No |  |  | 2015-12-01 | 2016-01-22 | United States, Canada | ES_1018393_74044_01222016163352_3615533 | 2273000
LEDVANCE, formerly OSRAM SYLVANIA | Sylvania | OSRAM 6W LED A19 2700K | OSRAM 6W LED A19 2700K | ,51084, | A19 | General Purpose Replacement | E26 (Medium) | Omnidirectional | LED | 5 | 40 | 111.6 | 59.5 |  |  |  | 450 | 6 | 75 | No | 25000 | 2700 | 81 | 7 | 0.9 | -20 | Dimmable | 11% |  | None |  |  |  | 2014-04-17 | 2014-04-17 | United States | ES_1018393_OSRAM 6W LED A19 2700K_04172014031220_1023598 | 2209022
LEDVANCE, formerly OSRAM SYLVANIA | Sylvania | OSRAM 6W LED A19 5000K | OSRAM 6W LED A19 5000K | ,51086, | A19 | General Purpose Replacement | E26 (Medium) | Omnidirectional | LED | 5 | 40 | 111.6 | 58.5 |  |  |  | 450 | 6 | 75 | No | 25000 | 5000 | 84 | 19 | 0.9 | -20 | Dimmable | 11% |  | None |  |  |  | 2014-04-17 | 2014-04-17 | United States | ES_1018393_OSRAM 6W LED A19 5000K_04172014033440_1023598 | 2209017
LEDVANCE, formerly OSRAM SYLVANIA | Sylvania | OSRAM 8.5W LED A19 2700K | OSRAM 8.5W LED A19 2700K | ,51085, | A19 | General Purpose Replacement | E26 (Medium) | Omnidirectional | LED | 5 | 60 | 112.4 | 59.8 |  |  |  | 800 | 8.5 | 94.1 | No | 25000 | 2700 | 81 | 8 | 0.9 | -20 | Dimmable | 8% |  | None |  |  |  | 2014-04-17 | 2014-04-17 | United States | ES_1018393_OSRAM 8.5W LED A19 2700K_04172014035440_1023598 | 2209018
LEDVANCE, formerly OSRAM SYLVANIA | Sylvania | OSRAM 8.5W LED A19 5000K | OSRAM 8.5W LED A19 5000K | ,51087, | A19 | General Purpose Replacement | E26 (Medium) | Omnidirectional | LED | 5 | 60 | 112.4 | 59.8 |  |  |  | 800 | 8.5 | 94.1 | No | 25000 | 5000 | 83 | 12 | 0.9 | -20 | Dimmable | 8% |  | None |  |  |  | 2014-04-25 | 2014-04-25 | United States | ES_1018393_OSRAM 6W LED A19 5000K_04252014014110_1023601 | 2209400
LEDVANCE, formerly OSRAM SYLVANIA | SYLVANIA. | LED11PAR38/DIM/830/FL30 | 78412 |  | PAR38 | Reflector (Flood/Spot) | E26 (Medium) | Directional | LED | 5 | 60 | 129.5 | 121.9 | 2459 |  | 30 | 800 | 11 | 72.7 | No | 25000 | 3000 | 82 | 17 | 0.8 | -20 | Dimmable | 20% |  | Damp Location Rated,Recessed Fixtures |  |  |  | 2014-02-01 | 2014-09-22 | United States, Canada | ES_1018393_78412_09222014133423_230371 | 2220041
LEDVANCE, formerly OSRAM SYLVANIA | SYLVANIA and OSRAM | CF13EL/MICRO/865/BL2/1K | 26965 |  | CFL Bare Spiral | General Purpose Replacement | E26 (Medium) | Omnidirectional | CFL | 11 | 60 | 100.2 | 28.6 |  | 1.2 |  | 800 | 13 | 61.5 | No | 12000 | 6500 | 84 | 57 | 0.6 | 0 |  |  |  | None |  |  |  | 2014-01-02 | 2014-09-30 | United States, Canada | ES_1018393_26965_09302014133541_443994 | 2230837
LEDVANCE, formerly OSRAM SYLVANIA | SYLVANIA and OSRAM | CF14EL/G25/827/BL/YX | 28977 |  | CFL Covered Other | Other | E26 (Medium) | Decorative | CFL | 9 | 60 | 113.2 | 54.1 |  | 1.4 |  | 810 | 14 | 57.9 | No | 10000 | 2700 | 83 | -10 | 0.6 | 0 |  |  |  | Damp Location Rated |  |  |  | 2014-06-01 | 2014-09-26 | United States, Canada | ES_1018393_28977_09182014110405_3428003 | 2220560
LEDVANCE, formerly OSRAM SYLVANIA | SYLVANIA and OSRAM | CF16EL/BR30/827/RP/DIS/CDN/YX | 27809 | CF16EL/BR30/827/BL/YX,29440,CF16EL/BR30/827/BL/YX; CF16EL/BR30/827/CVP/YX,29573,CF16EL/BR30/827/CVP/YX; CF16EL/BR30/827/RP/DIS/CDN/YX,27809,CF16EL/BR30/827/RP/DIS/CDN/YX; CF16EL/BR30/827/RP/YX,28972,CF16EL/BR30/827/RP/YX; CF16EL/BR30/827/RP/YX,29566,CF16EL/BR30/827/RP/YX | BR30 | Reflector (Flood/Spot) | E26 (Medium) | Directional | CFL | 9 | 75 | 135.8 | 93.2 |  | 1.9 |  | 750 | 16 | 46.9 | No | 10000 | 2700 | 82 | -3 | 0.6 | 0 |  |  |  | Damp Location Rated |  |  |  | 2014-02-01 | 2014-10-03 | United States, Canada | ES_1018393_27809_09222014155310_8241693 | 2221205
LEDVANCE, formerly OSRAM SYLVANIA | SYLVANIA and OSRAM | CF20EL/MICRO/827/RP3/YX | 26925 | CF20EL/MICRO/827/BL2/YX,26960,; CF20EL/MICRO/827/RP2/YX,29728,; CF20EL/MICRO/827/RP3/YX,27764, | CFL Bare Spiral | General Purpose Replacement | E26 (Medium) | Omnidirectional | CFL | 11 | 75 | 105 | 52 |  | 1.4 |  | 1300 | 20 | 65 | No | 12000 | 2700 | 82 | -7 | 0.6 | -18 |  |  |  | None |  |  |  | 2014-08-01 | 2014-10-16 | United States, Canada | ES_1018393_26925_10032014102408_6966821 | 2222504
LEDVANCE, formerly OSRAM SYLVANIA | SYLVANIA and OSRAM | CF20EL/MICRO/830/ECO/1K | 29899 | CF20EL/MICRO/830/ECO/1K,29899,CF20EL/MICRO/830/ECO/1K | CFL Bare Spiral | General Purpose Replacement | E26 (Medium) | Omnidirectional | CFL | 11 | 75 | 106.9 | 51.4 |  | 1.2 |  | 1300 | 20 | 65 | No | 12000 | 3000 | 83 | -11 | 0.6 | 0 |  |  |  | Damp Location Rated |  |  |  | 2014-01-02 | 2014-09-30 | United States, Canada | ES_1018393_29899_09232014153701_982019 | 2220840
LEDVANCE, formerly OSRAM SYLVANIA | SYLVANIA and OSRAM | LED10PAR30LN/DIM/830/FL30 | 78784 |  | PAR30 | Reflector (Flood/Spot) | E26 (Medium) | Directional | LED | 5 | 50 | 114.3 | 96.5 | 1527 |  | 34 | 650 | 10 | 65 | No | 25000 | 3000 | 82 | 17 | 0.9 | -20 | Dimmable |  |  | Damp Location Rated,Recessed Fixtures |  |  |  | 2014-04-01 | 2014-09-25 | United States, Canada | ES_1018393_78784_09252014080130_7726098 | 2220837
LEDVANCE, formerly OSRAM SYLVANIA | SYLVANIA and OSRAM | LED10PAR30LN/DIM/830/FL30 | 78786 |  | PAR30 | Reflector (Flood/Spot) | E26 (Medium) | Directional | LED | 5 | 50 | 114.3 | 96.5 | 1527 |  | 34 | 650 | 10 | 65 | No | 25000 | 3000 | 82 | 17 | 0.9 | -20 | Dimmable |  |  | Damp Location Rated,Recessed Fixtures |  |  |  | 2014-04-01 | 2014-09-25 | United States, Canada | ES_1018393_78786_01232015154008_3816186 | 2232418
LEDVANCE, formerly OSRAM SYLVANIA | SYLVANIA and OSRAM | LED10PAR30LN/DIM/830/FL30/RP | 79095 |  | PAR30 | Reflector (Flood/Spot) | E26 (Medium) | Directional | LED | 5 | 50 | 114.3 | 96.5 | 1527 |  | 34 | 650 | 10 | 65 | No | 25000 | 3000 | 82 | 17 | 0.9 | -20 | Dimmable |  |  | Damp Location Rated,Recessed Fixtures |  |  |  | 2014-04-01 | 2014-09-25 | United States, Canada | ES_1018393_79095_01232015154008_3001368 | 2232419
LEDVANCE, formerly OSRAM SYLVANIA | SYLVANIA and OSRAM | LED10PAR30/PRO/827/FL40/P3 | 79006 |  | PAR30 | Reflector (Flood/Spot) | E26 (Medium) | Directional | LED | 5 | 50 | 92 | 96 | 2945 |  | 25 | 675 | 10.4 | 64.9 | No | 25000 | 2700 | 85 | 14 | 1 | -20 | Dimmable |  |  | Damp Location Rated,Recessed Fixtures |  |  |  | 2014-04-01 | 2014-10-01 | United States, Canada | ES_1018393_79006_01202015083421_2974664 | 2231244
LEDVANCE, formerly OSRAM SYLVANIA | SYLVANIA and OSRAM | LED10PAR30/PRO/827/NFL25/P3 | 79005 |  | PAR30 | Reflector (Flood/Spot) | E26 (Medium) | Directional | LED | 5 | 50 | 92 | 96 | 2945 |  | 25 | 675 | 10.4 | 64.9 | No | 25000 | 2700 | 85 | 14 | 1 | -20 | Dimmable |  |  | Damp Location Rated,Recessed Fixtures |  |  |  | 2014-04-01 | 2014-10-01 | United States, Canada | ES_1018393_79005_10012014142136_9148828 | 2221908
LEDVANCE, formerly OSRAM SYLVANIA | SYLVANIA and OSRAM | LED10PAR30/PRO/830/FL40/P3 | 78999 |  | PAR30 | Reflector (Flood/Spot) | E26 (Medium) | Directional | LED | 5 | 50 | 92 | 96 | 2945 |  | 25 | 675 | 10.4 | 64.9 | No | 25000 | 2700 | 85 | 14 | 1 | -20 | Dimmable |  |  | Damp Location Rated,Recessed Fixtures |  |  |  | 2014-04-01 | 2014-10-01 | United States, Canada | ES_1018393_78999_01202015083422_8509469 | 2231246
LEDVANCE, formerly OSRAM SYLVANIA | SYLVANIA and OSRAM | LED10PAR30/PRO/830/NFL25/P3 | 79022 |  | PAR30 | Reflector (Flood/Spot) | E26 (Medium) | Directional | LED | 5 | 50 | 92 | 96 | 2945 |  | 25 | 675 | 10.4 | 64.9 | No | 25000 | 2700 | 85 | 14 | 1 | -20 | Dimmable |  |  | Damp Location Rated,Recessed Fixtures |  |  |  | 2014-04-01 | 2014-10-01 | United States, Canada | ES_1018393_79022_01202015083421_3598597 | 2231245
LEDVANCE, formerly OSRAM SYLVANIA | SYLVANIA and OSRAM | LED10PAR30/PRO/835/FL40/P3 | 79032 |  | PAR30 | Reflector (Flood/Spot) | E26 (Medium) | Directional | LED | 5 | 50 | 92 | 96 | 2945 |  | 25 | 675 | 10.4 | 64.9 | No | 25000 | 2700 | 85 | 14 | 1 | -20 | Dimmable |  |  | Damp Location Rated,Recessed Fixtures |  |  |  | 2014-04-01 | 2014-10-01 | United States, Canada | ES_1018393_79032_01202015083422_576419 | 2231248
LEDVANCE, formerly OSRAM SYLVANIA | SYLVANIA and OSRAM | LED10PAR30/PRO/835/NFL25/P3 | 79031 |  | PAR30 | Reflector (Flood/Spot) | E26 (Medium) | Directional | LED | 5 | 50 | 92 | 96 | 2945 |  | 25 | 675 | 10.4 | 64.9 | No | 25000 | 2700 | 85 | 14 | 1 | -20 | Dimmable |  |  | Damp Location Rated,Recessed Fixtures |  |  |  | 2014-04-01 | 2014-10-01 | United States, Canada | ES_1018393_79031_01202015083422_2758713 | 2231247
LEDVANCE, formerly OSRAM SYLVANIA | SYLVANIA and OSRAM | LED10PAR30/PRO/840/NFL25/P3 | 79009 |  | PAR30 | Reflector (Flood/Spot) | E26 (Medium) | Directional | LED | 5 | 50 | 92 | 96 | 2945 |  | 25 | 675 | 10.4 | 64.9 | No | 25000 | 2700 | 85 | 14 | 1 | -20 | Dimmable |  |  | Damp Location Rated,Recessed Fixtures |  |  |  | 2014-04-01 | 2014-10-01 | United States, Canada | ES_1018393_79009_01202015083422_694818 | 2231249
LEDVANCE, formerly OSRAM SYLVANIA | SYLVANIA and OSRAM | LED12A19/DIM/O/827/G2 | 72637 |  | A19 | General Purpose Replacement | E26 (Medium) | Omnidirectional | LED | 5 | 60 | 112.3 | 62 |  |  |  | 800 | 12 | 66.7 | No | 25000 | 2700 | 82 | 14 | 1 | -20 | Dimmable |  |  | Damp Location Rated |  |  |  | 2014-02-01 | 2014-07-16 | United States, Canada | ES_1018393_72637_07162014180450_5884363 | 2217022
LEDVANCE, formerly OSRAM SYLVANIA | SYLVANIA and OSRAM | LED13PAR30LN/DIM/827/FL40/G3 | 78814 |  | PAR30L | Reflector (Flood/Spot) | E26 (Medium) | Directional | LED | 5 | 60 | 114 | 96 | 3725 |  | 25 | 800 | 13 | 61.5 | No | 25000 | 2700 | 81 | 12 | 1 | -20 | Dimmable |  |  | Damp Location Rated |  |  |  | 2014-01-01 | 2014-11-17 | United States, Canada | ES_1018393_78814_01262015180226_5429803 | 2231964
LEDVANCE, formerly OSRAM SYLVANIA | SYLVANIA and OSRAM | LED13PAR30LN/DIM/827/NFL25/G3 | 78791 |  | PAR30L | Reflector (Flood/Spot) | E26 (Medium) | Directional | LED | 5 | 60 | 114 | 96 | 3725 |  | 25 | 800 | 13 | 61.5 | No | 25000 | 2700 | 81 | 12 | 1 | -20 | Dimmable |  |  | Damp Location Rated |  |  |  | 2014-01-01 | 2014-11-17 | United States, Canada | ES_1018393_78791_11172014085514_5766870 | 2225614
LEDVANCE, formerly OSRAM SYLVANIA | SYLVANIA and OSRAM | LED13PAR30LN/DIM/830/FL40/G3 | 78789 |  | PAR30L | Reflector (Flood/Spot) | E26 (Medium) | Directional | LED | 5 | 60 | 114 | 96 | 4012 |  | 20 | 831 | 13 | 63.9 | No | 25000 | 3000 | 83 | 20 | 1 | -20 | Dimmable |  |  | Damp Location Rated |  |  |  | 2014-01-01 | 2014-11-17 | United States, Canada | ES_1018393_78789_01272015101059_2981836 | 2231975
LEDVANCE, formerly OSRAM SYLVANIA | SYLVANIA and OSRAM | LED13PAR30LN/DIM/830/FL40/G3/RP | 78790 |  | PAR30L | Reflector (Flood/Spot) | E26 (Medium) | Directional | LED | 5 | 60 | 114 | 96 | 4012 |  | 20 | 831 | 13 | 63.9 | No | 25000 | 3000 | 83 | 20 | 1 | -20 | Dimmable |  |  | Damp Location Rated |  |  |  | 2014-01-01 | 2014-11-17 | United States, Canada | ES_1018393_78790_01272015101100_6453958 | 2231976
LEDVANCE, formerly OSRAM SYLVANIA | SYLVANIA and OSRAM | LED13PAR30LN/DIM/830/FL40/G3/RP | 79081 |  | PAR30L | Reflector (Flood/Spot) | E26 (Medium) | Directional | LED | 5 | 60 | 114 | 96 | 4012 |  | 20 | 831 | 13 | 63.9 | No | 25000 | 3000 | 83 | 20 | 1 | -20 | Dimmable |  |  | Damp Location Rated |  |  |  | 2014-01-01 | 2014-11-17 | United States, Canada | ES_1018393_79081_01272015101100_6934891 | 2231977
LEDVANCE, formerly OSRAM SYLVANIA | SYLVANIA and OSRAM | LED13PAR30LN/DIM/830/NFL25/G3 | 78787 |  | PAR30L | Reflector (Flood/Spot) | E26 (Medium) | Directional | LED | 5 | 60 | 114 | 96 | 4012 |  | 20 | 831 | 13 | 63.9 | No | 25000 | 3000 | 83 | 20 | 1 | -20 | Dimmable |  |  | Damp Location Rated |  |  |  | 2014-01-01 | 2014-11-17 | United States, Canada | ES_1018393_78787_11172014104044_9761468 | 2225615
LEDVANCE, formerly OSRAM SYLVANIA | SYLVANIA and OSRAM | LED13PAR30LN/DIM/830/NFL25/G3/RP | 78788 |  | PAR30L | Reflector (Flood/Spot) | E26 (Medium) | Directional | LED | 5 | 60 | 114 | 96 | 4012 |  | 20 | 831 | 13 | 63.9 | No | 25000 | 3000 | 83 | 20 | 1 | -20 | Dimmable |  |  | Damp Location Rated |  |  |  | 2014-01-01 | 2014-11-17 | United States, Canada | ES_1018393_78788_01272015101059_191461 | 2231974
LEDVANCE, formerly OSRAM SYLVANIA | SYLVANIA and OSRAM | LED13PAR30LN/DIM/850/FL40/G3 | 78877 |  | PAR30L | Reflector (Flood/Spot) | E26 (Medium) | Directional | LED | 5 | 60 | 114 | 96 | 4510 |  | 25 | 850 | 13 | 65.4 | No | 25000 | 5000 | 86 | 22 | 1 | -20 | Dimmable |  |  | Damp Location Rated |  |  |  | 2014-01-01 | 2014-11-17 | United States, Canada | ES_1018393_78877_01272015102814_2262079 | 2231983
LEDVANCE, formerly OSRAM SYLVANIA | SYLVANIA and OSRAM | LED13PAR30LN/DIM/850/FL40/G3 | 78878 |  | PAR30L | Reflector (Flood/Spot) | E26 (Medium) | Directional | LED | 5 | 60 | 114 | 96 | 4510 |  | 25 | 850 | 13 | 65.4 | No | 25000 | 5000 | 86 | 22 | 1 | -20 | Dimmable |  |  | Damp Location Rated |  |  |  | 2014-01-01 | 2014-11-17 | United States, Canada | ES_1018393_78878_01272015102814_2913782 | 2231982
LEDVANCE, formerly OSRAM SYLVANIA | SYLVANIA and OSRAM | LED13PAR30LN/DIM/850/FL40/G3/RP | 79080 |  | PAR30L | Reflector (Flood/Spot) | E26 (Medium) | Directional | LED | 5 | 60 | 114 | 96 | 4510 |  | 25 | 850 | 13 | 65.4 | No | 25000 | 5000 | 86 | 22 | 1 | -20 | Dimmable |  |  | Damp Location Rated |  |  |  | 2014-01-01 | 2014-11-17 | United States, Canada | ES_1018393_79080_01272015102814_5202890 | 2231984
LEDVANCE, formerly OSRAM SYLVANIA | SYLVANIA and OSRAM | LED13PAR30LN/DIM/850/NFL25/G3 | 78864 |  | PAR30L | Reflector (Flood/Spot) | E26 (Medium) | Directional | LED | 5 | 60 | 114 | 96 | 4510 |  | 25 | 850 | 13 | 65.4 | No | 25000 | 5000 | 86 | 22 | 1 | -20 | Dimmable |  |  | Damp Location Rated |  |  |  | 2014-01-01 | 2014-11-17 | United States, Canada | ES_1018393_78864_11172014110553_3958093 | 2225616
LEDVANCE, formerly OSRAM SYLVANIA | SYLVANIA and OSRAM | LED13PAR30LN/PRO/827/NFL25/P3 | 78715 |  | PAR30 | Reflector (Flood/Spot) | E26 (Medium) | Directional | LED | 5 | 75 | 119 | 96 | 1970 |  | 40 | 930 | 13 | 71.5 | No | 25000 | 2700 | 85 | 13 | 1 | -20 | Dimmable |  |  | Damp Location Rated,Enclosed Fixtures,Recessed Fixtures |  |  |  | 2014-05-01 | 2014-09-24 | United States, Canada | ES_1018393_78715_01202015132711_3525812 | 2231264
LEDVANCE, formerly OSRAM SYLVANIA | SYLVANIA and OSRAM | LED13PAR30LN/PRO/830/FL40/P3 | 79110 |  | PAR30 | Reflector (Flood/Spot) | E26 (Medium) | Directional | LED | 5 | 75 | 119 | 96 | 1970 |  | 40 | 930 | 13 | 71.5 | No | 25000 | 2700 | 85 | 13 | 1 | -20 | Dimmable |  |  | Damp Location Rated,Enclosed Fixtures,Recessed Fixtures |  |  |  | 2014-05-01 | 2014-09-24 | United States, Canada | ES_1018393_79110_01202015132711_5221047 | 2231267
LEDVANCE, formerly OSRAM SYLVANIA | SYLVANIA and OSRAM | LED13PAR30LN/PRO/830/NFL25/P3 | 79109 |  | PAR30 | Reflector (Flood/Spot) | E26 (Medium) | Directional | LED | 5 | 75 | 119 | 96 | 1970 |  | 40 | 930 | 13 | 71.5 | No | 25000 | 2700 | 85 | 13 | 1 | -20 | Dimmable |  |  | Damp Location Rated,Enclosed Fixtures,Recessed Fixtures |  |  |  | 2014-05-01 | 2014-09-24 | United States, Canada | ES_1018393_79109_01202015132711_658036 | 2231268
LEDVANCE, formerly OSRAM SYLVANIA | SYLVANIA and OSRAM | LED13PAR30LN/PRO/830/WSP15/P3 | 79108 |  | PAR30 | Reflector (Flood/Spot) | E26 (Medium) | Directional | LED | 5 | 75 | 119 | 96 | 1970 |  | 40 | 930 | 13 | 71.5 | No | 25000 | 2700 | 85 | 13 | 1 | -20 | Dimmable |  |  | Damp Location Rated,Enclosed Fixtures,Recessed Fixtures |  |  |  | 2014-05-01 | 2014-09-24 | United States, Canada | ES_1018393_79108_01202015132711_9098910 | 2231269
LEDVANCE, formerly OSRAM SYLVANIA | SYLVANIA and OSRAM | LED13PAR30LN/PRO/835/FL40/P3 | 78699 |  | PAR30 | Reflector (Flood/Spot) | E26 (Medium) | Directional | LED | 5 | 75 | 119 | 96 | 1970 |  | 40 | 930 | 13 | 71.5 | No | 25000 | 2700 | 85 | 13 | 1 | -20 | Dimmable |  |  | Damp Location Rated,Enclosed Fixtures,Recessed Fixtures |  |  |  | 2014-05-01 | 2014-09-24 | United States, Canada | ES_1018393_78699_01202015132711_3416376 | 2231270
LEDVANCE, formerly OSRAM SYLVANIA | SYLVANIA and OSRAM | LED13PAR30LN/PRO/835/NFL25/P3 | 78698 |  | PAR30 | Reflector (Flood/Spot) | E26 (Medium) | Directional | LED | 5 | 75 | 119 | 96 | 1970 |  | 40 | 930 | 13 | 71.5 | No | 25000 | 2700 | 85 | 13 | 1 | -20 | Dimmable |  |  | Damp Location Rated,Enclosed Fixtures,Recessed Fixtures |  |  |  | 2014-05-01 | 2014-09-24 | United States, Canada | ES_1018393_78698_01202015132711_2792227 | 2231271
LEDVANCE, formerly OSRAM SYLVANIA | SYLVANIA and OSRAM | LED13PAR30LN/PRO/840/FL40/P3 | 78710 |  | PAR30 | Reflector (Flood/Spot) | E26 (Medium) | Directional | LED | 5 | 75 | 119 | 96 | 1970 |  | 40 | 930 | 13 | 71.5 | No | 25000 | 2700 | 85 | 13 | 1 | -20 | Dimmable |  |  | Damp Location Rated,Enclosed Fixtures,Recessed Fixtures |  |  |  | 2014-05-01 | 2014-09-24 | United States, Canada | ES_1018393_78710_01202015132817_9140736 | 2231273
LEDVANCE, formerly OSRAM SYLVANIA | SYLVANIA and OSRAM | LED13PAR30LN/PRO/840/NFL25/P3 | 78709 |  | PAR30 | Reflector (Flood/Spot) | E26 (Medium) | Directional | LED | 5 | 75 | 119 | 96 | 1970 |  | 40 | 930 | 13 | 71.5 | No | 25000 | 2700 | 85 | 13 | 1 | -20 | Dimmable |  |  | Damp Location Rated,Enclosed Fixtures,Recessed Fixtures |  |  |  | 2014-05-01 | 2014-09-24 | United States, Canada | ES_1018393_78709_01202015132817_1380097 | 2231265
LEDVANCE, formerly OSRAM SYLVANIA | SYLVANIA and OSRAM | LED13PAR30LN/PRO/927/FL40/P3 | 79018 | LED13PAR30LN/PRO/927/NFL25/P3,79017,; LED13PAR30LN/PRO/927/WSP15/P3,79016,; LED13PAR30LN/PRO/930/FL40/P3,79014,; LED13PAR30LN/PRO/930/NFL25/P3,79013,; LED13PAR30LN/PRO/930/WSP15/P3,79012,; LED13PAR30LN/PRO/935/FL40/P3,79043,; LED13PAR30LN/PRO/935/NFL25/P3,79042,; LED13PAR30LN/PRO/935/WSP15/P3,79041,; LED13PAR30LN/PRO/940/FL40/P3,79039,; LED13PAR30LN/PRO/940/NFL25/P3,79038,; LED13PAR30LN/PRO/940/WSP15/P3,79037, | PAR30L | Reflector (Flood/Spot) | E26 (Medium) | Directional | LED | 5 | 75 | 119 | 96 | 1697 |  | 40 | 810 | 13 | 62.3 | No | 25000 | 2700 | 93 | 55 | 1 | -20 | Dimmable |  |  | Damp Location Rated,Recessed Fixtures |  |  |  | 2014-05-01 | 2014-09-12 | United States, Canada | ES_1018393_79018_09152014173615_5584070 | 2220735
LEDVANCE, formerly OSRAM SYLVANIA | SYLVANIA and OSRAM | LED15BR40/DIM/HO/827/G3 | 78416 |  | BR40 | Reflector (Flood/Spot) | E26 (Medium) | Directional | LED | 5 | 85 | 147.3 | 119.4 |  |  |  | 1100 | 15.1 | 72.8 | No | 25000 | 2700 | 82 | 18 | 1 | -20 | Dimmable |  |  | Damp Location Rated,Recessed Fixtures |  |  |  | 2014-04-01 | 2014-09-17 | United States, Canada | ES_1018393_78416_09172014143356_6424829 | 2220203
LEDVANCE, formerly OSRAM SYLVANIA | SYLVANIA and OSRAM | LED15BR40/DIM/HO/827/G3/RP | 78484 |  | BR40 | Reflector (Flood/Spot) | E26 (Medium) | Directional | LED | 5 | 85 | 147.3 | 119.4 |  |  |  | 1100 | 15.1 | 72.8 | No | 25000 | 2700 | 82 | 18 | 1 | -20 | Dimmable |  |  | Damp Location Rated,Recessed Fixtures |  |  |  | 2014-04-01 | 2014-09-17 | United States, Canada | ES_1018393_78484_01222015091658_221826 | 2232425
LEDVANCE, formerly OSRAM SYLVANIA | SYLVANIA and OSRAM | LED15BR40/DIM/HO/827/G3/RP | 79122 |  | BR40 | Reflector (Flood/Spot) | E26 (Medium) | Directional | LED | 5 | 85 | 147.3 | 119.4 |  |  |  | 1100 | 15.1 | 72.8 | No | 25000 | 2700 | 82 | 18 | 1 | -20 | Dimmable |  |  | Damp Location Rated,Recessed Fixtures |  |  |  | 2014-04-01 | 2014-09-17 | United States, Canada | ES_1018393_79122_01222015093435_5535089 | 2232426
LEDVANCE, formerly OSRAM SYLVANIA | SYLVANIA and OSRAM | LED16PAR38/DIM/827/FL40/G3 | 78444 |  | PAR38 | Reflector (Flood/Spot) | E26 (Medium) | Directional | LED | 5 | 90 | 129.2 | 120 | 2810 |  | 40 | 1000 | 17.3 | 57.9 | No | 25000 | 2700 | 82 | 14 | 1 | -20 | Dimmable |  |  | Damp Location Rated,Recessed Fixtures |  |  |  | 2014-04-01 | 2014-10-15 | United States, Canada | ES_1018393_78444_10152014112938_4649011 | 2223766
LEDVANCE, formerly OSRAM SYLVANIA | SYLVANIA and OSRAM | LED16PAR38/DIM/827/NFL25/G3 | 78442 |  | PAR38 | Reflector (Flood/Spot) | E26 (Medium) | Directional | LED | 5 | 90 | 129.2 | 120 | 5129 |  | 25 | 1000 | 17.3 | 57.8 | No | 25000 | 2700 | 81 | 13 | 1 | -20 | Dimmable |  |  | Damp Location Rated,Recessed Fixtures |  |  |  | 2014-04-01 | 2014-10-15 | United States, Canada | ES_1018393_78442_10152014163047_8255426 | 2223769
LEDVANCE, formerly OSRAM SYLVANIA | SYLVANIA and OSRAM | LED16PAR38/DIM/830/NFL25/G3 | 78474 |  | PAR38 | Reflector (Flood/Spot) | E26 (Medium) | Directional | LED | 5 | 90 | 129.2 | 120 | 5452 |  | 25 | 1050 | 17.5 | 59.7 | No | 25000 | 3000 | 83 | 18 | 1 | -20 | Dimmable |  |  | Damp Location Rated,Recessed Fixtures |  |  |  | 2014-04-01 | 2014-10-15 | United States, Canada | ES_1018393_78474_10152014170219_8819543 | 2223839
LEDVANCE, formerly OSRAM SYLVANIA | SYLVANIA and OSRAM | LED16PAR38/DIM/850/FL40/G3 | 78446 |  | PAR38 | Reflector (Flood/Spot) | E26 (Medium) | Directional | LED | 5 | 90 | 129.2 | 120 | 3084 |  | 40 | 1050 | 17.4 | 60.5 | No | 25000 | 5000 | 84 | 17 | 1 | -20 | Dimmable |  |  | Damp Location Rated,Recessed Fixtures |  |  |  | 2014-04-01 | 2014-10-15 | United States, Canada | ES_1018393_78446_10152014173314_7344171 | 2223770
LEDVANCE, formerly OSRAM SYLVANIA | SYLVANIA and OSRAM | LED16PAR38/DIM/850/NFL25/G3 | 78448 |  | PAR38 | Reflector (Flood/Spot) | E26 (Medium) | Directional | LED | 5 | 90 | 129.2 | 120 | 5713 |  | 25 | 1050 | 17.3 | 60.6 | No | 25000 | 5000 | 84 | 17 | 1 | -20 | Dimmable |  |  | Damp Location Rated,Recessed Fixtures |  |  |  | 2014-04-01 | 2014-10-15 | United States, Canada | ES_1018393_78448_10152014175555_698969 | 2223840
LEDVANCE, formerly OSRAM SYLVANIA | SYLVANIA and OSRAM | LED7B13C/BLUNT/DIM/827 | 72894 | LED7B13/BENT/DIM/827/RP,72561,; LED7B13/BLUNT/DIM/827,72895,; LED7B13/BLUNT/DIM/827/G2/RP,79626,; LED7B13C/BENT/DIM/827/RP,72560,; LED7B13C/BLUNT/DIM/827/G2/RP,79627, | B13 | Decorative | E12 (Candelabra) | Decorative | LED | 3 | 60 | 107 | 38 |  |  |  | 500 | 7 | 71.4 | No | 15000 | 2700 | 82 | 17 | 0.9 | -20 | Dimmable |  |  | Damp Location Rated,Enclosed Fixtures |  |  |  | 2014-02-01 | 2014-08-11 | United States, Canada | ES_1018393_72894_09152014172335_5240442 | 2219988
LEDVANCE, formerly OSRAM SYLVANIA | SYLVANIA and OSRAM | LED7G25/DIM/F/827 | 78419 |  | G25 | Globe | E26 (Medium) | Decorative | LED | 3 | 40 | 119.4 | 78.7 |  |  |  | 440 | 7 | 60.3 | No | 25000 | 2700 | 81 | 12 | 0.7 | -20 | Dimmable |  |  | Damp Location Rated,Recessed Fixtures |  |  |  | 2014-02-01 | 2014-10-07 | United States, Canada | ES_1018393_78419_01142015173523_725671 | 2231955
LEDVANCE, formerly OSRAM SYLVANIA | SYLVANIA and OSRAM | LED7G25/DIM/F/827/RP | 72562 |  | G25 | Globe | E26 (Medium) | Decorative | LED | 3 | 40 | 119.4 | 78.7 |  |  |  | 440 | 7 | 60.3 | No | 25000 | 2700 | 81 | 12 | 0.7 | -20 | Dimmable |  |  | Damp Location Rated,Recessed Fixtures |  |  |  | 2014-02-01 | 2014-10-07 | United States, Canada | ES_1018393_72562_10072014151840_880853 | 2222468
LEDVANCE, formerly OSRAM SYLVANIA | SYLVANIA and OSRAM | LED7G25/DIM/F/830 | 78418 |  | G25 | Globe | E26 (Medium) | Decorative | LED | 3 | 40 | 119.4 | 78.7 |  |  |  | 440 | 7 | 60.3 | No | 25000 | 3000 | 83 | 19 | 0.7 | -20 | Dimmable |  |  | Damp Location Rated,Recessed Fixtures |  |  |  | 2014-02-01 | 2015-01-29 | United States, Canada | ES_1018393_78418_01142015175202_4638025 | 2231951
LEDVANCE, formerly OSRAM SYLVANIA | SYLVANIA and OSRAM | LED7PAR20/PRO/827/FL40/P3 | 79025 |  | PAR20 | Reflector (Flood/Spot) | E26 (Medium) | Directional | LED | 5 | 50 | 88 | 64 | 2348 |  | 40 | 520 | 7 | 74.3 | No | 25000 | 2700 | 85 | 14 | 0.9 | -20 | Dimmable |  |  | Damp Location Rated |  |  |  | 2014-04-01 | 2014-09-22 | United States, Canada | ES_1018393_79025_01202015081455_6421777 | 2231236
LEDVANCE, formerly OSRAM SYLVANIA | SYLVANIA and OSRAM | LED7PAR20/PRO/827/NFL25/P3 | 79024 |  | PAR20 | Reflector (Flood/Spot) | E26 (Medium) | Directional | LED | 5 | 50 | 88 | 64 | 2348 |  | 40 | 520 | 7 | 74.3 | No | 25000 | 2700 | 85 | 14 | 0.9 | -20 | Dimmable |  |  | Damp Location Rated |  |  |  | 2014-04-01 | 2014-09-22 | United States, Canada | ES_1018393_79024_09222014135347_5274774 | 2220734
LEDVANCE, formerly OSRAM SYLVANIA | SYLVANIA and OSRAM | LED7PAR20/PRO/830/FL40/P3 | 79021 |  | PAR20 | Reflector (Flood/Spot) | E26 (Medium) | Directional | LED | 5 | 50 | 88 | 64 | 2348 |  | 40 | 520 | 7 | 74.3 | No | 25000 | 2700 | 85 | 14 | 0.9 | -20 | Dimmable |  |  | Damp Location Rated |  |  |  | 2014-04-01 | 2014-09-22 | United States, Canada | ES_1018393_79021_01202015081456_9146829 | 2231238
LEDVANCE, formerly OSRAM SYLVANIA | SYLVANIA and OSRAM | LED7PAR20/PRO/830/NFL25/P3 | 79020 |  | PAR20 | Reflector (Flood/Spot) | E26 (Medium) | Directional | LED | 5 | 50 | 88 | 64 | 2348 |  | 40 | 520 | 7 | 74.3 | No | 25000 | 2700 | 85 | 14 | 0.9 | -20 | Dimmable |  |  | Damp Location Rated |  |  |  | 2014-04-01 | 2014-09-22 | United States, Canada | ES_1018393_79020_01202015081456_8535578 | 2231237
LEDVANCE, formerly OSRAM SYLVANIA | SYLVANIA and OSRAM | LED7PAR20/PRO/835/FL40/P3 | 79035 |  | PAR20 | Reflector (Flood/Spot) | E26 (Medium) | Directional | LED | 5 | 50 | 88 | 64 | 2348 |  | 40 | 520 | 7 | 74.3 | No | 25000 | 2700 | 85 | 14 | 0.9 | -20 | Dimmable |  |  | Damp Location Rated |  |  |  | 2014-04-01 | 2014-09-22 | United States, Canada | ES_1018393_79035_01202015081456_887545 | 2231240
LEDVANCE, formerly OSRAM SYLVANIA | SYLVANIA and OSRAM | LED7PAR20/PRO/835/NFL25/P3 | 79034 |  | PAR20 | Reflector (Flood/Spot) | E26 (Medium) | Directional | LED | 5 | 50 | 88 | 64 | 2348 |  | 40 | 520 | 7 | 74.3 | No | 25000 | 2700 | 85 | 14 | 0.9 | -20 | Dimmable |  |  | Damp Location Rated |  |  |  | 2014-04-01 | 2014-09-22 | United States, Canada | ES_1018393_79034_01202015081456_6838151 | 2231239
LEDVANCE, formerly OSRAM SYLVANIA | SYLVANIA and OSRAM | LED7PAR20/PRO/840/FL40/P3 | 79028 |  | PAR20 | Reflector (Flood/Spot) | E26 (Medium) | Directional | LED | 5 | 50 | 88 | 64 | 2348 |  | 40 | 520 | 7 | 74.3 | No | 25000 | 2700 | 85 | 14 | 0.9 | -20 | Dimmable |  |  | Damp Location Rated |  |  |  | 2014-04-01 | 2014-09-22 | United States, Canada | ES_1018393_79028_01202015081456_4505637 | 2231242
LEDVANCE, formerly OSRAM SYLVANIA | SYLVANIA and OSRAM | LED7PAR20/PRO/840/NFL25/P3 | 79027 |  | PAR20 | Reflector (Flood/Spot) | E26 (Medium) | Directional | LED | 5 | 50 | 88 | 64 | 2348 |  | 40 | 520 | 7 | 74.3 | No | 25000 | 2700 | 85 | 14 | 0.9 | -20 | Dimmable |  |  | Damp Location Rated |  |  |  | 2014-04-01 | 2014-09-22 | United States, Canada | ES_1018393_79027_01202015081456_1926050 | 2231241
LEDVANCE, formerly OSRAM SYLVANIA | SYLVANIA and OSRAM | LED8R20/DIM/SE/830 | 72890 |  | R20 | Reflector (Flood/Spot) | E26 (Medium) | Directional | LED | 5 | 50 | 96.8 | 63 |  |  |  | 520 | 8.6 | 60.5 | No | 25000 | 3000 | 83 | 19 | 1 | -20 | Dimmable |  |  | Damp Location Rated,Recessed Fixtures |  |  |  | 2013-12-01 | 2014-08-27 | United States, Canada | ES_1018393_72890_12292014160648_2591821 | 2230264
LEDVANCE, formerly OSRAM SYLVANIA | SYLVANIA and OSRAM | LED8R20/DIM/SE/830/RP | 78390 |  | R20 | Reflector (Flood/Spot) | E26 (Medium) | Directional | LED | 5 | 50 | 96.8 | 63 |  |  |  | 520 | 8.6 | 60.5 | No | 25000 | 3000 | 83 | 19 | 1 | -20 | Dimmable |  |  | Damp Location Rated,Recessed Fixtures |  |  |  | 2013-12-01 | 2014-08-27 | United States, Canada | ES_1018393_78390_08272014090414_3505975 | 2218070
LEDVANCE, formerly OSRAM SYLVANIA | Sylvania [Osram] | CF10EL/MICRO/827/BL2/1K | 26957 |  | CFL Bare Spiral | General Purpose Replacement | E26 (Medium) | Omnidirectional | CFL | 11 | 40 | 92.6 | 38.5 |  | 1.4 |  | 600 | 9.9 | 60.6 | No | 12000 | 2700 | 82 | -16 | 0.6 | -18 |  |  |  | None |  |  |  | 2013-09-01 | 2014-08-19 | United States, Canada | ES_1018393_26957_08192014105804_6610834 | 2217722
LEDVANCE, formerly OSRAM SYLVANIA | Sylvania [Osram] | CF10EL/MICRO/827/BL2/YX | 26957 |  | CFL Bare Spiral | General Purpose Replacement | E26 (Medium) | Omnidirectional | CFL | 11 | 40 | 96 | 39 |  | 1.4 |  | 600 | 10.6 | 60 | No | 12000 | 2700 | 83 | -10 | 0.6 | 0 |  |  |  | None |  |  |  | 2014-06-01 | 2014-09-26 | United States, Canada | ES_1018393_26957_09292014114410_9538080 | 2220663
LEDVANCE, formerly OSRAM SYLVANIA | Sylvania [Osram] | CF10EL/MICRO/827/CDN/RP3/YX | 27760 |  | CFL Bare Spiral | General Purpose Replacement | E26 (Medium) | Omnidirectional | CFL | 11 | 40 | 96 | 39 |  | 1.4 |  | 600 | 10.6 | 60 | No | 10000 | 2700 | 83 | -10 | 0.6 | -18 |  |  |  | None |  |  |  | 2014-06-01 | 2014-09-26 | United States, Canada | ES_1018393_27760_09262014103542_2728692 | 2220666
LEDVANCE, formerly OSRAM SYLVANIA | Sylvania [Osram] | CF10EL/MICRO/827/RP2/1K | 29401 |  | CFL Bare Spiral | General Purpose Replacement | E26 (Medium) | Omnidirectional | CFL | 11 | 40 | 92.6 | 38.5 |  | 1.4 |  | 600 | 9.9 | 60.6 | No | 12000 | 2700 | 82 | -16 | 0.6 | -18 |  |  |  | None |  |  |  | 2013-09-01 | 2014-08-19 | United States, Canada | ES_1018393_29401_05142015174540_5614740 | 2242359
LEDVANCE, formerly OSRAM SYLVANIA | Sylvania [Osram] | CF10EL/MICRO/827/RP2/YX | 29401 |  | CFL Bare Spiral | General Purpose Replacement | E26 (Medium) | Omnidirectional | CFL | 11 | 40 | 96 | 39 |  | 1.4 |  | 600 | 10.6 | 60 | No | 12000 | 2700 | 83 | -10 | 0.6 | -18 |  |  |  | None |  |  |  | 2014-06-01 | 2014-09-26 | United States, Canada | ES_1018393_29401_09262014103345_518762 | 2220664
LEDVANCE, formerly OSRAM SYLVANIA | Sylvania [Osram] | CF10EL/MICRO/827/RP3/1K | 26944 |  | CFL Bare Spiral | General Purpose Replacement | E26 (Medium) | Omnidirectional | CFL | 11 | 40 | 92.6 | 38.5 |  | 1.4 |  | 600 | 9.9 | 60.6 | No | 12000 | 2700 | 82 | -16 | 0.6 | -18 |  |  |  | None |  |  |  | 2013-09-01 | 2014-08-19 | United States, Canada | ES_1018393_26944_05142015174540_8108179 | 2242360
LEDVANCE, formerly OSRAM SYLVANIA | Sylvania [Osram] | CF10EL/MICRO/827/RP3/CDN/1K | 27760 |  | CFL Bare Spiral | General Purpose Replacement | E26 (Medium) | Omnidirectional | CFL | 11 | 40 | 92.6 | 38.5 |  | 1.4 |  | 600 | 9.9 | 60.6 | No | 12000 | 2700 | 82 | -16 | 0.6 | -18 |  |  |  | None |  |  |  | 2013-09-01 | 2014-08-19 | United States, Canada | ES_1018393_27760_05142015174540_5900521 | 2242361
LEDVANCE, formerly OSRAM SYLVANIA | Sylvania [Osram] | CF10EL/MICRO/827/RP3/YX | 26944 |  | CFL Bare Spiral | General Purpose Replacement | E26 (Medium) | Omnidirectional | CFL | 11 | 40 | 96 | 39 |  | 1.4 |  | 600 | 10.6 | 60 | No | 10000 | 2700 | 83 | -10 | 0.6 | -18 |  |  |  | None |  |  |  | 2014-06-01 | 2014-09-26 | United States, Canada | ES_1018393_26944_09262014103435_5232660 | 2220665
LEDVANCE, formerly OSRAM SYLVANIA | Sylvania [Osram] | CF11EL/SUPER/827/RP2/CDN /YX | 20007 |  | CFL Bare Spiral | General Purpose Replacement | E26 (Medium) | Omnidirectional | CFL | 9 | 40 | 125 | 46 |  | 1.9 |  | 550 | 11 | 50 | No | 10000 | 2700 | 83 | -2 | 0.6 | -20 |  |  |  | None |  |  |  | 2013-09-01 | 2014-08-22 | United States, Canada | ES_1018393_20007_02092015092208_2194025 | 2232969
LEDVANCE, formerly OSRAM SYLVANIA | Sylvania [Osram] | CF11EL/SUPER/827/RP/YX | 26921 |  | CFL Bare Spiral | General Purpose Replacement | E26 (Medium) | Omnidirectional | CFL | 9 | 40 | 125 | 46 |  | 1.9 |  | 550 | 11 | 50 | No | 10000 | 2700 | 83 | -2 | 0.6 | -20 |  |  |  | None |  |  |  | 2013-09-01 | 2014-08-22 | United States, Canada | ES_1018393_26921_08222014134925_5304834 | 2218459
LEDVANCE, formerly OSRAM SYLVANIA | Sylvania [Osram] | CF11EL/SUPER/827/RP/YX | 29708 |  | CFL Bare Spiral | General Purpose Replacement | E26 (Medium) | Omnidirectional | CFL | 9 | 40 | 125 | 46 |  | 1.9 |  | 550 | 11 | 50 | No | 10000 | 2700 | 83 | -2 | 0.6 | -20 |  |  |  | None |  |  |  | 2013-09-01 | 2014-08-22 | United States, Canada | ES_1018393_29708_02092015092208_26819 | 2232968
LEDVANCE, formerly OSRAM SYLVANIA | Sylvania [Osram] | CF13EL/METRO/827/RP2/YX | 89970 |  | CFL Bare Spiral | General Purpose Replacement | E26 (Medium) | Omnidirectional | CFL | 9 | 60 | 109 | 50 |  | 1.4 |  | 875 | 13 | 67.3 | No | 10000 | 2700 | 83 | -5 | 0.6 | -18 |  |  |  | Not for Use in Enclosed Fixtures |  |  |  | 2014-10-31 | 2015-02-02 | United States, Canada | ES_1018393_89970_02062015155003_5114608 | 2234332
LEDVANCE, formerly OSRAM SYLVANIA | Sylvania [Osram] | CF13EL/MICRO/827/8/BL/1K | 28907 |  | CFL Bare Spiral | General Purpose Replacement | E26 (Medium) | Omnidirectional | CFL | 9 | 60 | 100.5 | 38.6 |  | 1.2 |  | 900 | 13 | 69.2 | No | 10000 | 2700 | 83 | -18 | 0.6 | -18 |  |  |  | Not for Use in Enclosed Fixtures |  |  |  | 2014-05-01 | 2014-11-17 | United States, Canada | ES_1018393_28907_06252015131000_4435061 | 2242939
LEDVANCE, formerly OSRAM SYLVANIA | Sylvania [Osram] | CF13EL/MICRO/827/BL4/1K | 26903 |  | CFL Bare Spiral | General Purpose Replacement | E26 (Medium) | Omnidirectional | CFL | 11 | 60 | 100.5 | 38.6 |  | 1.2 |  | 900 | 13 | 69.2 | No | 12000 | 2700 | 83 | -18 | 0.6 | -18 |  |  |  | Not for Use in Enclosed Fixtures |  |  |  | 2014-05-01 | 2014-11-17 | United States, Canada | ES_1018393_26903_11172014155240_6937524 | 2225609
LEDVANCE, formerly OSRAM SYLVANIA | Sylvania [Osram] | CF13EL/MICRO/827/BL4/1K | 26964 |  | CFL Bare Spiral | General Purpose Replacement | E26 (Medium) | Omnidirectional | CFL | 11 | 60 | 100.5 | 38.6 |  | 1.2 |  | 900 | 13 | 69.2 | No | 12000 | 2700 | 83 | -18 | 0.6 | -18 |  |  |  | Not for Use in Enclosed Fixtures |  |  |  | 2014-05-01 | 2014-11-17 | United States, Canada | ES_1018393_26964_05132015182932_5411035 | 2240062
LEDVANCE, formerly OSRAM SYLVANIA | Sylvania [Osram] | CF13EL/MICRO/827/BL4/DIS/1K | 28915 |  | CFL Bare Spiral | General Purpose Replacement | E26 (Medium) | Omnidirectional | CFL | 11 | 60 | 100.5 | 38.6 |  | 1.2 |  | 900 | 13 | 69.2 | No | 12000 | 2700 | 83 | -18 | 0.6 | -18 |  |  |  | Not for Use in Enclosed Fixtures |  |  |  | 2014-05-01 | 2014-11-17 | United States, Canada | ES_1018393_28915_05132015182933_1681748 | 2240065
LEDVANCE, formerly OSRAM SYLVANIA | Sylvania [Osram] | CF13EL/MICRO/827/C/BL2/1K | 26941 |  | CFL Bare Spiral | General Purpose Replacement | E12 (Candelabra) | Omnidirectional | CFL | 11 | 60 | 100.5 | 38.6 |  | 1.2 |  | 900 | 13 | 69.2 | No | 12000 | 2700 | 83 | -18 | 0.6 | -18 |  |  |  | Not for Use in Enclosed Fixtures |  |  |  | 2014-05-01 | 2014-11-17 | United States, Canada | ES_1018393_26941_11172014151146_4276834 | 2225607
LEDVANCE, formerly OSRAM SYLVANIA | Sylvania [Osram] | CF13EL/MICRO/827/C/BL2/CDN/1K | 27780 |  | CFL Bare Spiral | General Purpose Replacement | E12 (Candelabra) | Omnidirectional | CFL | 11 | 60 | 100.5 | 38.6 |  | 1.2 |  | 900 | 13 | 69.2 | No | 12000 | 2700 | 83 | -18 | 0.6 | -18 |  |  |  | Not for Use in Enclosed Fixtures |  |  |  | 2014-05-01 | 2014-11-17 | United States, Canada | ES_1018393_27780_12172014164500_5693323 | 2230115
LEDVANCE, formerly OSRAM SYLVANIA | Sylvania [Osram] | CF13EL/MICRO/827/RP/1K | 28919 |  | CFL Bare Spiral | General Purpose Replacement | E26 (Medium) | Omnidirectional | CFL | 9 | 60 | 100.5 | 38.6 |  | 1.2 |  | 900 | 13 | 69.2 | No | 10000 | 2700 | 83 | -18 | 0.6 | -18 |  |  |  | Not for Use in Enclosed Fixtures |  |  |  | 2014-05-01 | 2014-11-17 | United States, Canada | ES_1018393_28919_05132015184043_3470880 | 2240098
LEDVANCE, formerly OSRAM SYLVANIA | Sylvania [Osram] | CF13EL/MICRO/827/RP2/1K | 29727 |  | CFL Bare Spiral | General Purpose Replacement | E26 (Medium) | Omnidirectional | CFL | 11 | 60 | 100.5 | 38.6 |  | 1.2 |  | 900 | 13 | 69.2 | No | 12000 | 2700 | 83 | -18 | 0.6 | -18 |  |  |  | Not for Use in Enclosed Fixtures |  |  |  | 2014-05-01 | 2014-11-17 | United States, Canada | ES_1018393_29727_05132015182932_9121515 | 2240063
LEDVANCE, formerly OSRAM SYLVANIA | Sylvania [Osram] | CF13EL/MICRO/827/RP2/WING48/1K | 29735 |  | CFL Bare Spiral | General Purpose Replacement | E26 (Medium) | Omnidirectional | CFL | 11 | 60 | 100.5 | 38.6 |  | 1.2 |  | 900 | 13 | 69.2 | No | 12000 | 2700 | 83 | -18 | 0.6 | -18 |  |  |  | Not for Use in Enclosed Fixtures |  |  |  | 2014-05-01 | 2014-11-17 | United States, Canada | ES_1018393_29735_05132015182933_7001748 | 2240064
LEDVANCE, formerly OSRAM SYLVANIA | Sylvania [Osram] | CF13EL/MICRO/827/RP3/1K | 26943 |  | CFL Bare Spiral | General Purpose Replacement | E26 (Medium) | Omnidirectional | CFL | 9 | 60 | 100.5 | 38.6 |  | 1.2 |  | 900 | 13 | 69.2 | No | 10000 | 2700 | 83 | -18 | 0.6 | -18 |  |  |  | Not for Use in Enclosed Fixtures |  |  |  | 2014-05-01 | 2014-11-17 | United States, Canada | ES_1018393_26943_11172014155931_6570551 | 2225610
LEDVANCE, formerly OSRAM SYLVANIA | Sylvania [Osram] | CF13EL/MICRO/827/RP3/CDN/1K | 27761 |  | CFL Bare Spiral | General Purpose Replacement | E26 (Medium) | Omnidirectional | CFL | 9 | 60 | 100.5 | 38.6 |  | 1.2 |  | 900 | 13 | 69.2 | No | 10000 | 2700 | 83 | -18 | 0.6 | -18 |  |  |  | Not for Use in Enclosed Fixtures |  |  |  | 2014-05-01 | 2014-11-17 | United States, Canada | ES_1018393_27761_05132015184042_9643213 | 2240097
LEDVANCE, formerly OSRAM SYLVANIA | Sylvania [Osram] | CF13EL/MICRO/835/BL2/1K | 26967 |  | CFL Bare Spiral | General Purpose Replacement | E26 (Medium) | Omnidirectional | CFL | 11 | 60 | 100.5 | 39 |  | 1.2 |  | 820 | 13.2 | 62.1 | No | 12000 | 3500 | 85 | 9 | 0.6 | -18 |  |  |  | None |  |  |  | 2013-12-01 | 2014-09-30 | United States, Canada | ES_1018393_26967_09302014093732_7505304 | 2220946
LEDVANCE, formerly OSRAM SYLVANIA | Sylvania [Osram] | CF13EL/MICRO/835/C/BL2/CDN/1K | 27781 |  | CFL Bare Spiral | General Purpose Replacement | E26 (Medium) | Omnidirectional | CFL | 11 | 60 | 100.5 | 39 |  | 1.2 |  | 820 | 13.2 | 62.1 | No | 12000 | 3500 | 85 | 9 | 0.6 | -18 |  |  |  | None |  |  |  | 2013-12-01 | 2014-09-30 | United States, Canada | ES_1018393_27781_05152015140117_1748163 | 2241157
LEDVANCE, formerly OSRAM SYLVANIA | Sylvania [Osram] | CF13EL/MICRO/835/RP3/1K | 26927 |  | CFL Bare Spiral | General Purpose Replacement | E26 (Medium) | Omnidirectional | CFL | 9 | 60 | 100.5 | 39 |  | 1.2 |  | 820 | 13.2 | 62.1 | No | 10000 | 3500 | 85 | 9 | 0.6 | -18 |  |  |  | None |  |  |  | 2013-12-01 | 2014-09-30 | United States, Canada | ES_1018393_26927_07242015110331_8411676 | 2244452
LEDVANCE, formerly OSRAM SYLVANIA | Sylvania [Osram] | CF13EL/MICRO/835/RP3/CDN/1K | 27762 |  | CFL Bare Spiral | General Purpose Replacement | E26 (Medium) | Omnidirectional | CFL | 9 | 60 | 100.5 | 39 |  | 1.2 |  | 820 | 13.2 | 62.1 | No | 10000 | 3500 | 85 | 9 | 0.6 | -18 |  |  |  | None |  |  |  | 2013-12-01 | 2014-09-30 | United States, Canada | ES_1018393_27762_09302014094543_9452325 | 2220947
LEDVANCE, formerly OSRAM SYLVANIA | Sylvania [Osram] | CF13EL/MICRO/865/BL2/DIS | 28916 |  | CFL Bare Spiral | General Purpose Replacement | E26 (Medium) | Omnidirectional | CFL | 11 | 60 | 100.2 | 38.6 |  | 1.5 |  | 800 | 13 | 61.5 | No | 12000 | 6500 | 84 | 57 | 0.6 | -18 |  |  |  | Other, |  |  |  | 2014-06-01 | 2014-06-11 | United States, Canada | ES_1018393_28916_07172015163129_876123 | 2243786
LEDVANCE, formerly OSRAM SYLVANIA | Sylvania [Osram] | CF13EL/MICRO/865/BL2/YX | 26965 |  | CFL Bare Spiral | General Purpose Replacement | E26 (Medium) | Omnidirectional | CFL | 11 | 60 | 100.2 | 38.6 |  | 1.5 |  | 800 | 13 | 61.5 | No | 12000 | 6500 | 84 | 57 | 0.6 | -18 |  |  |  | Other, |  |  |  | 2014-06-01 | 2014-06-11 | United States, Canada | ES_1018393_26965_06112014105512_6185113 | 2213363
LEDVANCE, formerly OSRAM SYLVANIA | Sylvania [Osram] | CF13EL/MICRO/C/827/BL2/1K | 26901 |  | CFL Bare Spiral | General Purpose Replacement | E12 (Candelabra) | Omnidirectional | CFL | 11 | 60 | 100.5 | 38.6 |  | 1.2 |  | 900 | 13 | 69.2 | No | 12000 | 2700 | 83 | -18 | 0.6 | -18 |  |  |  | Not for Use in Enclosed Fixtures |  |  |  | 2014-05-01 | 2014-11-17 | United States, Canada | ES_1018393_26901_12172014164500_9594690 | 2230114
LEDVANCE, formerly OSRAM SYLVANIA | Sylvania [Osram] | CF13EL/MICRO/C/827/BL2/1K | 26955 |  | CFL Bare Spiral | General Purpose Replacement | E12 (Candelabra) | Omnidirectional | CFL | 11 | 60 | 100.5 | 38.6 |  | 1.2 |  | 900 | 13 | 69.2 | No | 12000 | 2700 | 83 | -18 | 0.6 | -18 |  |  |  | Not for Use in Enclosed Fixtures |  |  |  | 2014-05-01 | 2014-11-17 | United States, Canada | ES_1018393_26955_12172014164500_9880471 | 2230116
LEDVANCE, formerly OSRAM SYLVANIA | Sylvania [Osram] | CF13EL/MINI/827/BL8/PLT/YX | 29084 |  | CFL Bare Spiral | General Purpose Replacement | E26 (Medium) | Omnidirectional | CFL | 9 | 60 | 109 | 50 |  | 1.4 |  | 875 | 13 | 67.3 | No | 10000 | 2700 | 83 | -5 | 0.6 | -18 |  |  |  | Not for Use in Enclosed Fixtures |  |  |  | 2014-10-31 | 2015-02-02 | United States, Canada | ES_1018393_29084_02062015155003_6848768 | 2234326
LEDVANCE, formerly OSRAM SYLVANIA | Sylvania [Osram] | CF13EL/MINI/827/CVP12/YX | 29149 |  | CFL Bare Spiral | General Purpose Replacement | E26 (Medium) | Omnidirectional | CFL | 9 | 60 | 109 | 50 |  | 1.4 |  | 875 | 13 | 67.3 | No | 10000 | 2700 | 83 | -5 | 0.6 | -18 |  |  |  | Not for Use in Enclosed Fixtures |  |  |  | 2014-10-31 | 2015-02-02 | United States, Canada | ES_1018393_29149_02062015155003_2949045 | 2234328
LEDVANCE, formerly OSRAM SYLVANIA | Sylvania [Osram] | CF13EL/MINI/827/CVP6/YX | 29120 |  | CFL Bare Spiral | General Purpose Replacement | E26 (Medium) | Omnidirectional | CFL | 9 | 60 | 109 | 50 |  | 1.4 |  | 875 | 13 | 67.3 | No | 10000 | 2700 | 83 | -5 | 0.6 | -18 |  |  |  | Not for Use in Enclosed Fixtures |  |  |  | 2014-10-31 | 2015-02-02 | United States, Canada | ES_1018393_29120_02062015155003_2915482 | 2234327
LEDVANCE, formerly OSRAM SYLVANIA | Sylvania [Osram] | CF13EL/MINI/827/DIS/YX | 28968 |  | CFL Bare Spiral | General Purpose Replacement | E26 (Medium) | Omnidirectional | CFL | 9 | 60 | 109 | 50 |  | 1.4 |  | 875 | 13 | 67.3 | No | 10000 | 2700 | 83 | -5 | 0.6 | -18 |  |  |  | Not for Use in Enclosed Fixtures |  |  |  | 2014-10-31 | 2015-02-02 | United States, Canada | ES_1018393_28968_02062015155002_6848237 | 2234346
LEDVANCE, formerly OSRAM SYLVANIA | Sylvania [Osram] | CF13EL/MINI/827/RP3/YX | 29041 |  | CFL Bare Spiral | General Purpose Replacement | E26 (Medium) | Omnidirectional | CFL | 9 | 60 | 109 | 50 |  | 1.4 |  | 875 | 13 | 67.3 | No | 10000 | 2700 | 83 | -5 | 0.6 | -18 |  |  |  | Not for Use in Enclosed Fixtures |  |  |  | 2014-10-31 | 2015-02-02 | United States, Canada | ES_1018393_29041_02062015155002_2880840 | 2234324
LEDVANCE, formerly OSRAM SYLVANIA | Sylvania [Osram] | CF13EL/MINI/827/RP/DIS/YX | 29065 |  | CFL Bare Spiral | General Purpose Replacement | E26 (Medium) | Omnidirectional | CFL | 9 | 60 | 109 | 50 |  | 1.4 |  | 875 | 13 | 67.3 | No | 10000 | 2700 | 83 | -5 | 0.6 | -18 |  |  |  | Not for Use in Enclosed Fixtures |  |  |  | 2014-10-31 | 2015-02-02 | United States, Canada | ES_1018393_29065_02062015155002_2187591 | 2234325
LEDVANCE, formerly OSRAM SYLVANIA | Sylvania [Osram] | CF13EL/SPIRAL/827 | 12870 |  | CFL Bare Spiral | General Purpose Replacement | E26 (Medium) | Omnidirectional | CFL | 9 | 60 | 109 | 50 |  | 1.4 |  | 875 | 13 | 67.3 | No | 10000 | 2700 | 83 | -5 | 0.6 | -18 |  |  |  | Not for Use in Enclosed Fixtures |  |  |  | 2014-10-31 | 2015-02-02 | United States, Canada | ES_1018393_12870_02062015155003_4388344 | 2234331
LEDVANCE, formerly OSRAM SYLVANIA | Sylvania [Osram] | CF13EL/SPIRAL/827/6PK/1K | 26337 |  | CFL Bare Spiral | General Purpose Replacement | E12 (Candelabra) | Omnidirectional | CFL | 11 | 60 | 100.5 | 38.6 |  | 1.2 |  | 900 | 13 | 69.2 | No | 12000 | 2700 | 83 | -18 | 0.6 | -18 |  |  |  | Not for Use in Enclosed Fixtures |  |  |  | 2014-05-01 | 2014-11-17 | United States, Canada | ES_1018393_26337_04072016132632_2419549 | 2264450
LEDVANCE, formerly OSRAM SYLVANIA | Sylvania [Osram] | CF13EL/SPIRAL/835/4PK/1K | 26339 |  | CFL Bare Spiral | General Purpose Replacement | E26 (Medium) | Omnidirectional | CFL | 11 | 60 | 100.5 | 39 |  | 1.2 |  | 820 | 13.2 | 62.1 | No | 12000 | 3500 | 85 | 9 | 0.6 | -18 |  |  |  | None |  |  |  | 2013-12-01 | 2014-09-30 | United States, Canada | ES_1018393_26339_04072016133334_5455896 | 2264023
LEDVANCE, formerly OSRAM SYLVANIA | Sylvania [Osram] | CF13EL/SPIRAL/850/4PK/1K | 26340 |  | CFL Bare Spiral | General Purpose Replacement | E12 (Candelabra) | Omnidirectional | CFL | 11 | 60 | 100.5 | 38.6 |  | 1.2 |  | 800 | 13 | 61.5 | No | 12000 | 5000 | 84 | 29 | 0.6 | -18 |  |  |  | Not for Use in Enclosed Fixtures |  |  |  | 2014-05-01 | 2016-04-14 | United States, Canada | ES_1018393_26340_04122016165911_9502679 | 2264220
LEDVANCE, formerly OSRAM SYLVANIA | Sylvania [Osram] | CF13EL/SUPER/827/RP12/YX | 26912 |  | CFL Bare Spiral | General Purpose Replacement | E26 (Medium) | Omnidirectional | CFL | 9 | 60 | 109 | 50 |  | 1.4 |  | 875 | 13 | 67.3 | No | 10000 | 2700 | 83 | -5 | 0.6 | -18 |  |  |  | Not for Use in Enclosed Fixtures |  |  |  | 2014-10-31 | 2015-02-02 | United States, Canada | ES_1018393_26912_02062015155002_7858540 | 2234345
LEDVANCE, formerly OSRAM SYLVANIA | Sylvania [Osram] | CF13EL/SUPER/827/RP2/YX | 20010 |  | CFL Bare Spiral | General Purpose Replacement | E26 (Medium) | Omnidirectional | CFL | 9 | 60 | 109 | 50 |  | 1.4 |  | 875 | 13 | 67.3 | No | 10000 | 2700 | 83 | -5 | 0.6 | -18 |  |  |  | Not for Use in Enclosed Fixtures |  |  |  | 2014-10-31 | 2015-02-02 | United States, Canada | ES_1018393_20010_02062015155001_5760766 | 2234322
LEDVANCE, formerly OSRAM SYLVANIA | Sylvania [Osram] | CF13EL/SUPER/827/RP2/YX | 20010 |  | CFL Bare Spiral | General Purpose Replacement | E26 (Medium) | Omnidirectional | CFL | 9 | 60 | 109 | 50 |  | 1.4 |  | 875 | 13 | 67.3 | No | 10000 | 2700 | 83 | -5 | 0.6 | -18 |  |  |  | Not for Use in Enclosed Fixtures |  |  |  | 2014-10-31 | 2015-03-05 | United States, Canada | ES_1018393_20010_02172015105453_3634149 | 2234260
LEDVANCE, formerly OSRAM SYLVANIA | Sylvania [Osram] | CF13EL/SUPER/827/RP4/CDN/YX | 20011 |  | CFL Bare Spiral | General Purpose Replacement | E26 (Medium) | Omnidirectional | CFL | 9 | 60 | 109 | 50 |  | 1.4 |  | 875 | 13 | 67.3 | No | 10000 | 2700 | 83 | -5 | 0.6 | -18 |  |  |  | Not for Use in Enclosed Fixtures |  |  |  | 2014-10-31 | 2015-02-02 | United States, Canada | ES_1018393_20011_02062015155002_113089 | 2234343
LEDVANCE, formerly OSRAM SYLVANIA | Sylvania [Osram] | CF13EL/SUPER/827/RP6/CDN/YX | 20012 |  | CFL Bare Spiral | General Purpose Replacement | E26 (Medium) | Omnidirectional | CFL | 9 | 60 | 109 | 50 |  | 1.4 |  | 875 | 13 | 67.3 | No | 10000 | 2700 | 83 | -5 | 0.6 | -18 |  |  |  | Not for Use in Enclosed Fixtures |  |  |  | 2014-10-31 | 2015-02-02 | United States, Canada | ES_1018393_20012_02062015155002_9770573 | 2234344
LEDVANCE, formerly OSRAM SYLVANIA | Sylvania [Osram] | CF13EL/SUPER/827/RP/YX | 29710 |  | CFL Bare Spiral | General Purpose Replacement | E26 (Medium) | Omnidirectional | CFL | 9 | 60 | 109 | 50 |  | 1.4 |  | 875 | 13 | 67.3 | No | 10000 | 2700 | 83 | -5 | 0.6 | -18 |  |  |  | Not for Use in Enclosed Fixtures |  |  |  | 2014-10-31 | 2015-02-02 | United States, Canada | ES_1018393_29710_02062015155003_9153396 | 2234330
LEDVANCE, formerly OSRAM SYLVANIA | Sylvania [Osram] | CF13EL/SUPER/CVP/CDN/YX | 29627 |  | CFL Bare Spiral | General Purpose Replacement | E26 (Medium) | Omnidirectional | CFL | 9 | 60 | 109 | 50 |  | 1.4 |  | 875 | 13 | 67.3 | No | 10000 | 2700 | 83 | -5 | 0.6 | -18 |  |  |  | Not for Use in Enclosed Fixtures |  |  |  | 2014-10-31 | 2015-02-02 | United States, Canada | ES_1018393_29627_02062015155003_3715976 | 2234329
LEDVANCE, formerly OSRAM SYLVANIA | Sylvania [Osram] | CF14EL/A19/827/RP/YX | 27800 |  | CFL A-type | General Purpose Replacement | E26 (Medium) | Omnidirectional | CFL | 9 | 60 | 116 | 63 |  | 1.5 |  | 800 | 14 | 57.1 | No | 10000 | 2700 | 83 | -10 | 0.6 | -18 |  |  |  | None |  |  |  | 2014-08-01 | 2014-11-10 | United States, Canada | ES_1018393_27800_02122015112514_1165735 | 2233220
LEDVANCE, formerly OSRAM SYLVANIA | Sylvania [Osram] | CF14EL/A19/827/RP/YX | 28961 |  | CFL A-type | General Purpose Replacement | E26 (Medium) | Omnidirectional | CFL | 9 | 60 | 116 | 63 |  | 1.5 |  | 800 | 14 | 57.1 | No | 10000 | 2700 | 83 | -10 | 0.6 | -18 |  |  |  | None |  |  |  | 2014-08-01 | 2014-11-10 | United States, Canada | ES_1018393_28961_11192014103602_6864892 | 2225919
LEDVANCE, formerly OSRAM SYLVANIA | Sylvania [Osram] | CF14EL/A19/827/RP/YX | 29680 |  | CFL A-type | General Purpose Replacement | E26 (Medium) | Omnidirectional | CFL | 9 | 60 | 116 | 63 |  | 1.5 |  | 800 | 14 | 57.1 | No | 10000 | 2700 | 83 | -10 | 0.6 | -18 |  |  |  | None |  |  |  | 2014-08-01 | 2014-11-10 | United States, Canada | ES_1018393_29680_01302015130948_3611261 | 2232169
LEDVANCE, formerly OSRAM SYLVANIA | Sylvania [Osram] | CF14EL/A19/827/RP/ZJ | 27800 |  | A19 | General Purpose Replacement | E26 (Medium) | Decorative | CFL | 9 | 60 | 112 | 61 |  | 1.5 |  | 800 | 14.3 | 55.9 | No | 10000 | 2700 | 82 | -7 | 0.6 | -18 |  |  |  | Not for Use in Recessed Fixtures,Not for Use in Enclosed Fixtures |  |  |  | 2015-02-01 | 2015-02-12 | United States, Canada | ES_1018393_27800_03022015084454_5870324 | 2234015
LEDVANCE, formerly OSRAM SYLVANIA | Sylvania [Osram] | CF14ELR20/827/BL4/ZJ | 29457 |  | R20 | Reflector (Flood/Spot) | E26 (Medium) | Directional | CFL | 9 | 50 | 110 | 63 |  | 1.5 |  | 500 | 14 | 40 | No | 10000 | 2700 | 81 | -7 | 0.5 | 0 |  |  |  | None |  |  |  | 2013-11-01 | 2014-10-07 | United States, Canada | ES_1018393_29457_01202015115639_2700158 | 2232144
LEDVANCE, formerly OSRAM SYLVANIA | Sylvania [Osram] | CF14EL/R20/827/BL/ZJ | 29562 | CF14EL/R20/827/BL/ZJ,29562,CF14EL/R20/827/BL/ZJ | R20 | Reflector (Flood/Spot) | E26 (Medium) | Directional | CFL | 9 | 50 | 110 | 63 |  | 1.5 |  | 500 | 14 | 40 | No | 10000 | 2700 | 81 | -7 | 0.5 | 0 |  |  |  | None |  |  |  | 2013-11-01 | 2014-10-07 | United States, Canada | ES_1018393_29562_10072014165141_1991998 | 2222446
LEDVANCE, formerly OSRAM SYLVANIA | Sylvania [Osram] | CF14EL/R20/827/RP/ZJ | 27807 |  | R20 | Reflector (Flood/Spot) | E26 (Medium) | Directional | CFL | 9 | 50 | 110 | 63 |  | 1.5 |  | 500 | 14 | 40 | No | 10000 | 2700 | 81 | -7 | 0.5 | 0 |  |  |  | None |  |  |  | 2013-11-01 | 2014-10-07 | United States, Canada | ES_1018393_27807_01302015120718_9779474 | 2232146
LEDVANCE, formerly OSRAM SYLVANIA | Sylvania [Osram] | CF14EL/R20/827/RP/ZJ | 29760 |  | R20 | Reflector (Flood/Spot) | E26 (Medium) | Directional | CFL | 9 | 50 | 110 | 63 |  | 1.5 |  | 500 | 14 | 40 | No | 10000 | 2700 | 81 | -7 | 0.5 | 0 |  |  |  | None |  |  |  | 2013-11-01 | 2014-10-07 | United States, Canada | ES_1018393_29760_01302015120718_9941827 | 2232145
LEDVANCE, formerly OSRAM SYLVANIA | Sylvania [Osram] | CF19EL/MINI/827/RP3/YX | 29726 |  | CFL Bare Spiral | General Purpose Replacement | E26 (Medium) | Omnidirectional | CFL | 9 | 75 | 121 | 60 |  | 1.4 |  | 1250 | 19 | 65.8 | No | 10000 | 2700 | 83 | -7 | 0.6 | -18 |  |  |  | None |  |  |  | 2014-08-01 | 2014-11-14 | United States, Canada | ES_1018393_29726_02162015155030_3118860 | 2234369
LEDVANCE, formerly OSRAM SYLVANIA | Sylvania [Osram] | CF19EL/SUPER/827/RP/YX | 26913 |  | CFL Bare Spiral | General Purpose Replacement | E26 (Medium) | Omnidirectional | CFL | 9 | 75 | 121 | 60 |  | 1.4 |  | 1250 | 19 | 65.8 | No | 10000 | 2700 | 83 | -7 | 0.6 | -18 |  |  |  | None |  |  |  | 2014-08-01 | 2014-11-14 | United States, Canada | ES_1018393_26913_11142014181904_7228509 | 2226002
LEDVANCE, formerly OSRAM SYLVANIA | Sylvania [Osram] | CF19EL/SUPER/827/RP/YX | 29693 |  | CFL Bare Spiral | General Purpose Replacement | E26 (Medium) | Omnidirectional | CFL | 9 | 75 | 121 | 60 |  | 1.4 |  | 1250 | 19 | 65.8 | No | 10000 | 2700 | 83 | -7 | 0.6 | -18 |  |  |  | None |  |  |  | 2014-08-01 | 2014-11-14 | United States, Canada | ES_1018393_29693_03042015145313_4125787 | 2234368
LEDVANCE, formerly OSRAM SYLVANIA | Sylvania [Osram] | CF20EL/MICRO/827/BL2/1K | 26960 |  | CFL Bare Spiral | General Purpose Replacement | E26 (Medium) | Omnidirectional | CFL | 11 | 75 | 105.2 | 50.4 |  | 1.4 |  | 1300 | 20 | 65 | No | 12000 | 2700 | 81 | -13 | 0.6 | -18 |  |  |  | Damp Location Rated,Recessed Fixtures |  |  |  | 2014-05-01 | 2014-09-25 | United States, Canada | ES_1018393_26960_09252014122957_7066156 | 2220991
LEDVANCE, formerly OSRAM SYLVANIA | Sylvania [Osram] | CF20EL/MICRO/827/RP2/1K | 29728 |  | CFL Bare Spiral | General Purpose Replacement | E26 (Medium) | Omnidirectional | CFL | 11 | 75 | 105.2 | 50.4 |  | 1.4 |  | 1300 | 20 | 65 | No | 12000 | 2700 | 81 | -13 | 0.6 | -18 |  |  |  | Damp Location Rated,Recessed Fixtures |  |  |  | 2014-05-01 | 2014-09-25 | United States, Canada | ES_1018393_29728_07222015083550_9273797 | 2244437
LEDVANCE, formerly OSRAM SYLVANIA | Sylvania [Osram] | CF23EL/METRO/827/RP/YX | 89971 |  | CFL Bare Spiral | General Purpose Replacement | E26 (Medium) | Omnidirectional | CFL | 9 | 100 | 132 | 60 |  | 1.4 |  | 1600 | 23.4 | 68.4 | No | 10000 | 2700 | 82 | -7 | 0.6 | -18 |  |  |  | Not for Use in Recessed Fixtures,Not for Use in Enclosed Fixtures |  |  |  | 2014-03-01 | 2015-01-05 | United States, Canada | ES_1018393_89971_02042015150426_2912408 | 2232762
LEDVANCE, formerly OSRAM SYLVANIA | Sylvania [Osram] | CF23EL/MICRO/827/BL4/1K | 26902 |  | CFL Bare Spiral | General Purpose Replacement | E26 (Medium) | Omnidirectional | CFL | 11 | 100 | 114.8 | 50.2 |  | 1 |  | 1600 | 23.7 | 69.6 | No | 12000 | 2700 | 80 | -9 | 0.6 | -18 |  |  |  | None |  |  |  | 2014-02-01 | 2014-10-01 | United States, Canada | ES_1018393_26902_10012014163747_1660425 | 2223806
LEDVANCE, formerly OSRAM SYLVANIA | Sylvania [Osram] | CF23EL/MICRO/827/BL4/1K | 26963 |  | CFL Bare Spiral | General Purpose Replacement | E26 (Medium) | Omnidirectional | CFL | 11 | 100 | 114.8 | 50.2 |  | 1 |  | 1600 | 23.7 | 69.6 | No | 12000 | 2700 | 80 | -9 | 0.6 | -18 |  |  |  | None |  |  |  | 2014-02-01 | 2014-10-01 | United States, Canada | ES_1018393_26963_05212015102258_848505 | 2240103
LEDVANCE, formerly OSRAM SYLVANIA | Sylvania [Osram] | CF23EL/MICRO/827/BL4/YX | 26902 |  | CFL Bare Spiral | General Purpose Replacement | E26 (Medium) | Omnidirectional | CFL | 11 | 100 | 133 | 52 |  | 1.4 |  | 1640 | 23.6 | 69.5 | No | 12000 | 2700 | 82 | -7 | 0.6 | -18 |  |  |  | None |  |  |  | 2014-06-01 | 2014-10-01 | United States, Canada | ES_1018393_26902_10012014141522_597497 | 2221905
LEDVANCE, formerly OSRAM SYLVANIA | Sylvania [Osram] | CF23EL/MICRO/827/BL4/YX | 26963 |  | CFL Bare Spiral | General Purpose Replacement | E26 (Medium) | Omnidirectional | CFL | 11 | 100 | 133 | 52 |  | 1.4 |  | 1640 | 23.6 | 69.5 | No | 12000 | 2700 | 82 | -7 | 0.6 | -18 |  |  |  | None |  |  |  | 2014-06-01 | 2014-10-01 | United States, Canada | ES_1018393_26963_07222015134406_6646386 | 2244450
LEDVANCE, formerly OSRAM SYLVANIA | Sylvania [Osram] | CF23EL/MICRO/827/RP/1K | 28920 |  | CFL Bare Spiral | General Purpose Replacement | E26 (Medium) | Omnidirectional | CFL | 9 | 100 | 114.8 | 50.2 |  | 1 |  | 1600 | 23.7 | 69.6 | No | 10000 | 2700 | 80 | -9 | 0.6 | -18 |  |  |  | None |  |  |  | 2014-02-01 | 2015-05-27 | United States, Canada | ES_1018393_28920_05212015101502_9955408 | 2240273
LEDVANCE, formerly OSRAM SYLVANIA | Sylvania [Osram] | CF23EL/MICRO/827/RP2/1K | 29729 |  | CFL Bare Spiral | General Purpose Replacement | E26 (Medium) | Omnidirectional | CFL | 11 | 100 | 114.8 | 50.2 |  | 1 |  | 1600 | 23.7 | 69.6 | No | 12000 | 2700 | 80 | -9 | 0.6 | -18 |  |  |  | None |  |  |  | 2014-02-01 | 2014-10-01 | United States, Canada | ES_1018393_29729_05212015102259_2289646 | 2240106
LEDVANCE, formerly OSRAM SYLVANIA | Sylvania [Osram] | CF23EL/MICRO/827/RP2/YX | 29729 |  | CFL Bare Spiral | General Purpose Replacement | E26 (Medium) | Omnidirectional | CFL | 11 | 100 | 133 | 52 |  | 1.4 |  | 1640 | 23.6 | 69.5 | No | 12000 | 2700 | 82 | -7 | 0.6 | -18 |  |  |  | None |  |  |  | 2014-06-01 | 2014-10-01 | United States, Canada | ES_1018393_29729_07222015134409_5880701 | 2244451
LEDVANCE, formerly OSRAM SYLVANIA | Sylvania [Osram] | CF23EL/MICRO/827/RP3/1K | 28976 |  | CFL Bare Spiral | General Purpose Replacement | E26 (Medium) | Omnidirectional | CFL | 9 | 100 | 114.8 | 50.2 |  | 1 |  | 1600 | 23.7 | 69.6 | No | 10000 | 2700 | 80 | -9 | 0.6 | -18 |  |  |  | None |  |  |  | 2014-02-01 | 2015-05-27 | United States, Canada | ES_1018393_28976_05212015101502_1812997 | 2240274
LEDVANCE, formerly OSRAM SYLVANIA | Sylvania [Osram] | CF23EL/MICRO/827/RP3/CDN/1K | 27767 |  | CFL Bare Spiral | General Purpose Replacement | E26 (Medium) | Omnidirectional | CFL | 9 | 100 | 114.8 | 50.2 |  | 1 |  | 1600 | 23.7 | 69.6 | No | 10000 | 2700 | 80 | -9 | 0.6 | -18 |  |  |  | None |  |  |  | 2014-02-01 | 2015-05-27 | United States, Canada | ES_1018393_27767_05212015101502_4672357 | 2240272
LEDVANCE, formerly OSRAM SYLVANIA | Sylvania [Osram] | CF23EL/MICRO/827/RP3/YX | 28976 |  | CFL Bare Spiral | General Purpose Replacement | E26 (Medium) | Omnidirectional | CFL | 9 | 100 | 133 | 52 |  | 1.4 |  | 1600 | 23.6 | 67.8 | No | 10000 | 2700 | 82 | -7 | 0.6 | -18 |  |  |  | None |  |  |  | 2014-06-01 | 2014-10-01 | United States, Canada | ES_1018393_28976_10012014143611_697138 | 2221907
LEDVANCE, formerly OSRAM SYLVANIA | Sylvania [Osram] | CF23EL/MICRO/835/BL2/1K | 26961 |  | CFL Bare Spiral | General Purpose Replacement | E26 (Medium) | Omnidirectional | CFL | 9 | 100 | 114.8 | 50.2 |  | 1.2 |  | 1750 | 23 | 76.1 | No | 12000 | 3500 | 83 | 17 | 0.6 | 0 |  |  |  | None |  |  |  | 2014-01-02 | 2014-10-16 | United States, Canada | ES_1018393_26961_09092015165408_6011774 | 2247957
LEDVANCE, formerly OSRAM SYLVANIA | Sylvania [Osram] | CF23EL/MICRO/835/RP3/1K | 26928 | CF23EL/MICRO/835/RP3/1K,26928,CF23EL/MICRO/835/RP3/1K | CFL Bare Spiral | General Purpose Replacement | E26 (Medium) | Omnidirectional | CFL | 9 | 100 | 114.8 | 50.2 |  | 1.2 |  | 1750 | 23 | 76.1 | No | 12000 | 3500 | 83 | 17 | 0.6 | 0 |  |  |  | None |  |  |  | 2014-01-02 | 2014-10-16 | United States, Canada | ES_1018393_26928_10162014125046_9672357 | 2222902
LEDVANCE, formerly OSRAM SYLVANIA | Sylvania [Osram] | CF23EL/MICRO/835/RP3/1K | 27768 |  | CFL Bare Spiral | General Purpose Replacement | E26 (Medium) | Omnidirectional | CFL | 9 | 100 | 114.8 | 50.2 |  | 1.2 |  | 1750 | 23 | 76.1 | No | 12000 | 3500 | 83 | 17 | 0.6 | 0 |  |  |  | None |  |  |  | 2014-01-02 | 2014-10-16 | United States, Canada | ES_1018393_27768_09092015165408_9324746 | 2247958
LEDVANCE, formerly OSRAM SYLVANIA | Sylvania [Osram] | CF23EL/MINI/DAY/835/RP/YX | 29784 |  | CFL A-type | General Purpose Replacement | E26 (Medium) | Omnidirectional | CFL | 9 | 100 | 129.8 | 59.6 |  | 1.4 |  | 1600 | 24.1 | 66.4 | No | 10000 | 3500 | 83 | 15 | 0.6 | -18 |  |  |  | None |  |  |  | 2014-04-01 | 2015-07-29 | United States, Canada | ES_1018393_29784_08102015094947_9417077 | 2248996
LEDVANCE, formerly OSRAM SYLVANIA | Sylvania [Osram] | CF23EL/MIRCO/827/RP/YX | 28920 |  | CFL Bare Spiral | General Purpose Replacement | E26 (Medium) | Omnidirectional | CFL | 9 | 100 | 133 | 52 |  | 1.4 |  | 1600 | 23.6 | 67.8 | No | 10000 | 2700 | 82 | -7 | 0.6 | -18 |  |  |  | None |  |  |  | 2014-06-01 | 2014-10-01 | United States, Canada | ES_1018393_28920_07222015141803_6341516 | 2244635
LEDVANCE, formerly OSRAM SYLVANIA | Sylvania [Osram] | CF23EL/SPIRAL/827/6PK/1K | 26344 |  | CFL Bare Spiral | General Purpose Replacement | E26 (Medium) | Omnidirectional | CFL | 11 | 100 | 114.8 | 50.2 |  | 1 |  | 1600 | 23.7 | 69.6 | No | 12000 | 2700 | 80 | -9 | 0.6 | -18 |  |  |  | None |  |  |  | 2014-02-01 | 2014-10-01 | United States, Canada | ES_1018393_26344_04152016094900_9062159 | 2264394
LEDVANCE, formerly OSRAM SYLVANIA | Sylvania [Osram] | CF23EL/SPIRAL/835/4PK/1K | 26345 |  | CFL Bare Spiral | General Purpose Replacement | E26 (Medium) | Omnidirectional | CFL | 9 | 100 | 114.8 | 50.2 |  | 1.2 |  | 1750 | 23 | 76.1 | No | 12000 | 3500 | 83 | 17 | 0.6 | 0 |  |  |  | None |  |  |  | 2014-01-02 | 2014-10-16 | United States, Canada | ES_1018393_26345_04072016142655_3209306 | 2264451
LEDVANCE, formerly OSRAM SYLVANIA | Sylvania [Osram] | CF23EL/SUPER/835/RP/YX | 26917 |  | CFL A-type | General Purpose Replacement | E26 (Medium) | Omnidirectional | CFL | 9 | 100 | 129.8 | 59.6 |  | 1.4 |  | 1600 | 24.1 | 66.4 | No | 10000 | 3500 | 83 | 15 | 0.6 | -18 |  |  |  | None |  |  |  | 2014-04-01 | 2015-07-29 | United States, Canada | ES_1018393_26917_12012014162607_7165796 | 2229597
LEDVANCE, formerly OSRAM SYLVANIA | Sylvania [Osram] | CF30E/LTWIST/827/RP/1K | 28967 |  | CFL Bare Spiral | General Purpose Replacement | E26 (Medium) | Omnidirectional | CFL | 9 | 125 | 125 | 68 |  | 1.5 |  | 2000 | 30 | 66.7 | No | 10000 | 2700 | 81 | 18 | 0.5 | -18 |  |  |  | None |  |  |  | 2014-04-01 | 2014-10-16 | United States, Canada | ES_1018393_28967_10162014084836_8554040 | 2223798
LEDVANCE, formerly OSRAM SYLVANIA | Sylvania [Osram] | CF30EL/TWIST/827RP/CDN/1K | 27834 |  | CFL Bare Spiral | General Purpose Replacement | E26 (Medium) | Omnidirectional | CFL | 9 | 125 | 125 | 68 |  | 1.5 |  | 2000 | 30 | 66.7 | No | 10000 | 2700 | 81 | 18 | 0.5 | -18 |  |  |  | None |  |  |  | 2014-04-01 | 2014-10-16 | United States, Canada | ES_1018393_27834_10162014084739_1316339 | 2223791
LEDVANCE, formerly OSRAM SYLVANIA | Sylvania [Osram] | CF30EL/TWIST/830/1K | 29395 | CF30EL/TWIST/830/1K,29395,CF30EL/TWIST/830/1K | CFL Bare Spiral | General Purpose Replacement | E26 (Medium) | Omnidirectional | CFL | 9 | 125 | 125 | 68 |  | 1.5 |  | 2000 | 30 | 66.7 | No | 10000 | 3000 | 83 | 13 | 0.5 | -18 |  |  |  | None |  |  |  | 2014-04-01 | 2014-10-03 | United States, Canada | ES_1018393_29395_10062014094113_5443689 | 2221906
LEDVANCE, formerly OSRAM SYLVANIA | Sylvania [Osram] | CF30EL/TWIST/835/DAY/RP/1K | 29793 |  | CFL Bare Spiral | General Purpose Replacement | E26 (Medium) | Omnidirectional | CFL | 9 | 125 | 125 | 68 |  | 1.5 |  | 2000 | 30 | 66.7 | No | 10000 | 3500 | 82 | 10 | 0.5 | -18 |  |  |  | None |  |  |  | 2014-04-01 | 2014-10-03 | United States, Canada | ES_1018393_29793_10062014111822_7831231 | 2221909
LEDVANCE, formerly OSRAM SYLVANIA | Sylvania [Osram] | LED13PAR30LN/DIM/835/FL40/GL1/W/RP | 78711 |  | PAR30L | Reflector (Flood/Spot) | E26 (Medium) | Directional | LED | 5 | 75 | 116.5 | 95.2 | 1777 |  | 40 | 803 | 13 | 61.7 | No | 25000 | 2700 | 81 | 4 | 1 | -20 | Dimmable |  |  | Damp Location Rated,Use With Timers,Enclosed Fixtures,Wet Location Rated,Recessed Fixtures,Use With Photo And/Or Motion Sensors |  |  |  | 2015-11-01 | 2016-01-08 | United States, Canada | ES_1018393_78711_05052016161726_4293023 | 2266171
LEDVANCE, formerly OSRAM SYLVANIA | Sylvania [Osram] | LED13PAR30LN/DIM/850/FL40 | 72526 |  | PAR30L | Reflector (Flood/Spot) | E26 (Medium) | Directional | LED | 3 | 50 | 115.8 | 96 | 1905 |  | 40 | 800 | 13 | 61.5 | No | 25000 | 5000 | 83 | 18 | 0.9 | -20 | Dimmable |  |  | Damp Location Rated |  |  |  | 2014-03-01 | 2014-10-21 | United States, Canada | ES_1018393_72526_10212014135915_8068963 | 2223813
LEDVANCE, formerly OSRAM SYLVANIA | Sylvania [Osram] | LED13PAR30LN/PRO/827/SP12/P3 | 78713 |  | PAR30L | Reflector (Flood/Spot) | E26 (Medium) | Directional | LED | 5 | 75 | 119 | 96 | 15070 |  | 12 | 930 | 13 | 71.5 | No | 25000 | 2700 | 81 | 13 | 1 | -20 | Dimmable |  |  | Damp Location Rated,Enclosed Fixtures,Recessed Fixtures |  |  |  | 2015-05-01 | 2015-05-13 | United States, Canada | ES_1018393_78713_05132015092524_2075464 | 2240419
LEDVANCE, formerly OSRAM SYLVANIA | Sylvania [Osram] | LED13PAR30LN/PRO/830/SP12/P3 | 79107 |  | PAR30L | Reflector (Flood/Spot) | E26 (Medium) | Directional | LED | 5 | 75 | 119 | 96 | 14272 |  | 12 | 930 | 13 | 71.5 | No | 25000 | 3000 | 83 | 20 | 1 | -20 | Dimmable |  |  | Damp Location Rated,Enclosed Fixtures,Recessed Fixtures |  |  |  | 2015-05-01 | 2015-05-13 | United States, Canada | ES_1018393_79107_05132015093744_1556360 | 2240422
LEDVANCE, formerly OSRAM SYLVANIA | Sylvania [Osram] | LED13PAR30LN/PRO/840/SP12/P3 | 78707 |  | PAR30L | Reflector (Flood/Spot) | E26 (Medium) | Directional | LED | 5 | 75 | 119 | 96 | 16903 |  | 12 | 1000 | 13 | 76.9 | No | 25000 | 4000 | 85 | 24 | 1 | -20 | Dimmable |  |  | Damp Location Rated,Enclosed Fixtures,Recessed Fixtures |  |  |  | 2015-05-01 | 2015-03-15 | United States, Canada | ES_1018393_78707_05132015094532_3984338 | 2240423
LEDVANCE, formerly OSRAM SYLVANIA | Sylvania [Osram] | LED13PAR30LN/PRO/927/SP12/P3 | 79015 |  | PAR30L | Reflector (Flood/Spot) | E26 (Medium) | Directional | LED | 5 | 75 | 119 | 65 | 11466 |  | 12 | 700 | 13 | 53.8 | No | 25000 | 2700 | 97 | 91 | 1 | -40 | Dimmable |  |  | Damp Location Rated,Enclosed Fixtures,Recessed Fixtures |  |  |  | 2014-12-01 | 2015-05-27 | United States, Canada | ES_1018393_79015_05272015132850_8690454 | 2240270
LEDVANCE, formerly OSRAM SYLVANIA | Sylvania [Osram] | LED13PAR30LN/PRO/930/SP12/P3 | 79011 |  | PAR30L | Reflector (Flood/Spot) | E26 (Medium) | Directional | LED | 5 | 75 | 119 | 65 | 11791 |  | 12 | 780 | 13 | 60 | No | 25000 | 3000 | 92 | 58 | 1 | -40 | Dimmable |  |  | Damp Location Rated,Enclosed Fixtures,Recessed Fixtures |  |  |  | 2014-12-01 | 2015-05-07 | United States, Canada | ES_1018393_79011_05072015170256_8647425 | 2240174
LEDVANCE, formerly OSRAM SYLVANIA | Sylvania [Osram] | LED13PAR30LN/PRO/940/SP12/P3 | 79036 |  | PAR30L | Reflector (Flood/Spot) | E26 (Medium) | Directional | LED | 5 | 75 | 119 | 65 | 12579 |  | 12 | 780 | 13 | 60 | No | 25000 | 4000 | 96 | 97 | 1 | -40 | Dimmable |  |  | Damp Location Rated,Enclosed Fixtures,Recessed Fixtures |  |  |  | 2014-12-01 | 2015-05-07 | United States, Canada | ES_1018393_79036_05072015171053_8908944 | 2240430
LEDVANCE, formerly OSRAM SYLVANIA | Sylvania [Osram] | LED14PAR38/DIM/827/FL40/GL1/W | 74037 |  | PAR38 | Reflector (Flood/Spot) | E26 (Medium) | Directional | LED | 5 | 100 | 132 | 122.4 | 2777 |  | 40 | 1050 | 14 | 75 | No | 25000 | 2700 | 80 | 1 | 1 | 0 | Dimmable |  |  | Damp Location Rated |  |  |  | 2015-12-01 | 2016-01-14 | United States, Canada | ES_1018393_74037_01122016121734_7917444 | 2256651
LEDVANCE, formerly OSRAM SYLVANIA | Sylvania [Osram] | LED14PAR38/DIM/827/NFL25/GL1/W | 74035 |  | PAR38 | Reflector (Flood/Spot) | E26 (Medium) | Directional | LED | 5 | 100 | 132 | 122.4 | 4685 |  | 25 | 1046 | 14 | 74.7 | No | 25000 | 2700 | 81 | 2 | 1 | 0 | Dimmable |  |  | Damp Location Rated |  |  |  | 2015-12-01 | 2016-01-14 | United States, Canada | ES_1018393_74035_01132016173051_4202539 | 2256652
LEDVANCE, formerly OSRAM SYLVANIA | Sylvania [Osram] | LED14PAR38/DIM/830/FL40/W/RP | 78441 |  | PAR38 | Reflector (Flood/Spot) | E26 (Medium) | Directional | LED | 5 | 90 | 128.9 | 122.3 | 1970 |  | 40 | 1050 | 14.5 | 72.4 | No | 25000 | 3000 | 82 | 20 | 1 | -20 | Dimmable | 10% |  | Damp Location Rated,Use With Timers,Enclosed Fixtures,Wet Location Rated,Recessed Fixtures,Use With Photo And/Or Motion Sensors |  |  |  | 2014-12-01 | 2015-02-03 | United States, Canada | ES_1018393_78441_02032015160102_2809259 | 2233034
LEDVANCE, formerly OSRAM SYLVANIA | Sylvania [Osram] | LED14PAR38/DIM/830/FL40/W/RP | 79085 |  | PAR38 | Reflector (Flood/Spot) | E26 (Medium) | Directional | LED | 5 | 90 | 128.9 | 122.3 | 1970 |  | 40 | 1050 | 14.5 | 72.4 | No | 25000 | 3000 | 82 | 20 | 1 | -20 | Dimmable | 10% |  | Damp Location Rated,Use With Timers,Enclosed Fixtures,Wet Location Rated,Recessed Fixtures,Use With Photo And/Or Motion Sensors |  |  |  | 2014-12-01 | 2015-02-03 | United States, Canada | ES_1018393_79085_02032015160102_4056360 | 2233035
LEDVANCE, formerly OSRAM SYLVANIA | Sylvania [Osram] | CF33EL/3WAY/827/1K | 29747 |  | CFL Bare Spiral | General Purpose Replacement | E26 (Medium) | Omnidirectional | CFL | 9 | 125 | 135 | 70 |  | 1.5 |  | 2150 | 33 | 63.6 | Yes | 10000 | 2700 | 81 | -20 | 0.6 | -12 |  |  |  | Not for Use in Recessed Fixtures,Not for Use in Enclosed Fixtures |  |  |  | 2014-04-01 | 2014-12-02 | United States, Canada | ES_1018393_29747_12022014091753_1612054 | 2229153
LEDVANCE, formerly OSRAM SYLVANIA | Sylvania [Osram] | CF33EL/3WAY/827/BL3/1K | 26945 |  | CFL Bare Spiral | General Purpose Replacement | E26 (Medium) | Omnidirectional | CFL | 9 | 125 | 135 | 70 |  | 1.5 |  | 2150 | 33 | 63.6 | Yes | 10000 | 2700 | 81 | -20 | 0.6 | -12 |  |  |  | Not for Use in Recessed Fixtures,Not for Use in Enclosed Fixtures |  |  |  | 2014-04-01 | 2014-12-02 | United States, Canada | ES_1018393_26945_02242015151828_4516870 | 2233916
LEDVANCE, formerly OSRAM SYLVANIA | Sylvania [Osram] | CF9EL/A15/827/BL2/ZJ | 29791 |  | CFL Covered Other | Other | E26 (Medium) | Omnidirectional | CFL | 9 | 40 | 103.6 | 56.3 |  | 1.5 |  | 450 | 10.1 | 44.6 | No | 10000 | 2700 | 82 | -9 | 0.6 | 0 |  |  |  | None |  |  |  | 2013-11-01 | 2014-10-03 | United States, Canada | ES_1018393_29791_08182015091723_894129 | 2248982
LEDVANCE, formerly OSRAM SYLVANIA | Sylvania [Osram] | CF9EL/A15/827/RP2/ZJ | 27814 | CF9EL/A15/827/RP2/ZJ,27814,CF9EL/A15/827/RP2/ZJ | CFL Covered Other | Other | E26 (Medium) | Omnidirectional | CFL | 9 | 40 | 103.6 | 56.3 |  | 1.5 |  | 450 | 10.1 | 44.6 | No | 10000 | 2700 | 82 | -9 | 0.6 | 0 |  |  |  | None |  |  |  | 2013-11-01 | 2014-10-03 | United States, Canada | ES_1018393_27814_10032014142850_8195611 | 2222085
LEDVANCE, formerly OSRAM SYLVANIA | Sylvania [Osram] | LED10A19/DIM/0/SE/830 | 78216 |  | A19 | General Purpose Replacement | E26 (Medium) | Omnidirectional | LED | 5 | 60 | 114.2 | 59.6 |  |  |  | 800 | 10 | 80 | No | 25000 | 3000 | 83 | 18 | 0.9 | -20 | Dimmable | 10% |  | Damp Location Rated,Not for Use in Enclosed Fixtures |  |  |  | 2014-01-01 | 2014-12-19 | United States | ES_1018393_78216_12182014143644_4378473 | 2230105
LEDVANCE, formerly OSRAM SYLVANIA | Sylvania [Osram] | LED10A19/DIM/0/SE/830/RP | 78215 |  | A19 | General Purpose Replacement | E26 (Medium) | Omnidirectional | LED | 5 | 60 | 114.2 | 59.6 |  |  |  | 800 | 10 | 80 | No | 25000 | 3000 | 83 | 18 | 0.9 | -20 | Dimmable | 10% |  | Damp Location Rated,Not for Use in Enclosed Fixtures |  |  |  | 2014-01-01 | 2014-12-19 | United States | ES_1018393_78215_03232015102756_4939233 | 2235105
LEDVANCE, formerly OSRAM SYLVANIA | Sylvania [Osram] | LED10A19/DIM/CL/O/827/BL | 79147 |  | A19 | General Purpose Replacement | E26 (Medium) | Omnidirectional | LED | 5 | 60 | 106.6 | 58.4 |  |  |  | 800 | 10.3 | 77.8 | No | 25000 | 2700 | 82 | 11 | 1 | -20 | Dimmable |  |  | Not for Use in Enclosed Fixtures |  |  |  | 2014-12-01 | 2015-10-29 | United States, Canada | ES_1018393_79147_10212015151048_8493615 | 2251448
LEDVANCE, formerly OSRAM SYLVANIA | Sylvania [Osram] | LED10A19/DIM/CL/O/827/RP | 79644 |  | A19 | General Purpose Replacement | E26 (Medium) | Omnidirectional | LED | 5 | 60 | 106.6 | 58.4 |  |  |  | 800 | 10.3 | 77.8 | No | 25000 | 2700 | 82 | 11 | 1 | -20 | Dimmable |  |  | Not for Use in Enclosed Fixtures |  |  |  | 2014-12-01 | 2015-10-29 | United States, Canada | ES_1018393_79644_10212015151048_2693445 | 2251449
LEDVANCE, formerly OSRAM SYLVANIA | Sylvania [Osram] | LED10A19/DIM/O/SE/830/RP | 79241 |  | A19 | General Purpose Replacement | E26 (Medium) | Omnidirectional | LED | 5 | 60 | 114.2 | 59.6 |  |  |  | 800 | 10 | 80 | No | 25000 | 3000 | 83 | 18 | 0.9 | -20 | Dimmable | 10% |  | Damp Location Rated,Not for Use in Enclosed Fixtures |  |  |  | 2014-01-01 | 2014-12-19 | United States | ES_1018393_79241_03232015102756_682337 | 2235106
LEDVANCE, formerly OSRAM SYLVANIA | Sylvania [Osram] | LED10PAR30/PRO/927/FL40/P3 | 79051 |  | PAR30 | Reflector (Flood/Spot) | E26 (Medium) | Directional | LED | 5 | 50 | 92 | 96 | 2450 |  | 25 | 620 | 10.4 | 59.6 | No | 25000 | 2700 | 94 | 59 | 0.9 | -20 | Dimmable |  |  | Damp Location Rated |  |  |  | 2014-05-01 | 2015-09-30 | United States, Canada | ES_1018393_79051_03082016142513_9369623 | 2262069
LEDVANCE, formerly OSRAM SYLVANIA | Sylvania [Osram] | LED10PAR30/PRO/927/NFL25/P3 | 79050 |  | PAR30 | Reflector (Flood/Spot) | E26 (Medium) | Directional | LED | 5 | 50 | 92 | 96 | 2450 |  | 25 | 620 | 10.4 | 59.6 | No | 25000 | 2700 | 94 | 59 | 0.9 | -20 | Dimmable |  |  | Damp Location Rated |  |  |  | 2014-05-01 | 2015-09-30 | United States, Canada | ES_1018393_79050_09152014164136_9240533 | 2220859
LEDVANCE, formerly OSRAM SYLVANIA | Sylvania [Osram] | LED10PAR30/PRO/930/FL40/P3 | 79047 |  | PAR30 | Reflector (Flood/Spot) | E26 (Medium) | Directional | LED | 5 | 50 | 92 | 96 | 2450 |  | 25 | 620 | 10.4 | 59.6 | No | 25000 | 2700 | 94 | 59 | 0.9 | -20 | Dimmable |  |  | Damp Location Rated |  |  |  | 2014-05-01 | 2015-09-30 | United States, Canada | ES_1018393_79047_03082016142513_3691354 | 2262071
LEDVANCE, formerly OSRAM SYLVANIA | Sylvania [Osram] | LED10PAR30/PRO/930/NFL25/P3 | 79046 |  | PAR30 | Reflector (Flood/Spot) | E26 (Medium) | Directional | LED | 5 | 50 | 92 | 96 | 2450 |  | 25 | 620 | 10.4 | 59.6 | No | 25000 | 2700 | 94 | 59 | 0.9 | -20 | Dimmable |  |  | Damp Location Rated |  |  |  | 2014-05-01 | 2015-09-30 | United States, Canada | ES_1018393_79046_03082016142513_6848413 | 2262070
LEDVANCE, formerly OSRAM SYLVANIA | Sylvania [Osram] | LED10PAR30/PRO/935/FL40/P3 | 79059 |  | PAR30 | Reflector (Flood/Spot) | E26 (Medium) | Directional | LED | 5 | 50 | 92 | 96 | 2450 |  | 25 | 620 | 10.4 | 59.6 | No | 25000 | 2700 | 94 | 59 | 0.9 | -20 | Dimmable |  |  | Damp Location Rated |  |  |  | 2014-05-01 | 2015-09-30 | United States, Canada | ES_1018393_79059_03082016142514_1529160 | 2262072
LEDVANCE, formerly OSRAM SYLVANIA | Sylvania [Osram] | LED10PAR30/PRO/935/NFL25/P3 | 79058 |  | PAR30 | Reflector (Flood/Spot) | E26 (Medium) | Directional | LED | 5 | 50 | 92 | 96 | 2450 |  | 25 | 620 | 10.4 | 59.6 | No | 25000 | 2700 | 94 | 59 | 0.9 | -20 | Dimmable |  |  | Damp Location Rated |  |  |  | 2014-05-01 | 2015-09-30 | United States, Canada | ES_1018393_79058_03082016142514_9480685 | 2262073
LEDVANCE, formerly OSRAM SYLVANIA | Sylvania [Osram] | LED10PAR30/PRO/940/FL40/P3 | 79055 |  | PAR30 | Reflector (Flood/Spot) | E26 (Medium) | Directional | LED | 5 | 50 | 92 | 96 | 2450 |  | 25 | 620 | 10.4 | 59.6 | No | 25000 | 2700 | 94 | 59 | 0.9 | -20 | Dimmable |  |  | Damp Location Rated |  |  |  | 2014-05-01 | 2015-09-30 | United States, Canada | ES_1018393_79055_03082016142514_3471918 | 2262074
LEDVANCE, formerly OSRAM SYLVANIA | Sylvania [Osram] | LED10PAR30/PRO/940/NFL25/P3 | 79054 |  | PAR30 | Reflector (Flood/Spot) | E26 (Medium) | Directional | LED | 5 | 50 | 92 | 96 | 2450 |  | 25 | 620 | 10.4 | 59.6 | No | 25000 | 2700 | 94 | 59 | 0.9 | -20 | Dimmable |  |  | Damp Location Rated |  |  |  | 2014-05-01 | 2015-09-30 | United States, Canada | ES_1018393_79054_03082016142514_2417014 | 2262075
LEDVANCE, formerly OSRAM SYLVANIA | Sylvania [Osram] | LED11A19/DIM/O/850/G3/RP | 79159 |  | A19 | General Purpose Replacement | E26 (Medium) | Omnidirectional | LED | 5 | 60 | 115.8 | 59.9 |  |  |  | 800 | 11 | 72.7 | No | 25000 | 5000 | 84 | 7 | 0.9 | -20 | Dimmable |  |  | Damp Location Rated |  |  |  | 2014-05-01 | 2014-10-24 | United States, Canada | ES_1018393_79159_11052014153831_7685510 | 2225083
LEDVANCE, formerly OSRAM SYLVANIA | Sylvania [Osram] | LED11BR30/DIM/HO/827/G4/RP | 79166 | LED11BR30/DIM/HO/827/G4,79167,2700K; LED11BR30/DIM/HO/827/G4/DIS,79178,2700K; LED11BR30/DIM/HO/827/G4/RP,79166,2700K; LED11BR30/DIM/HO/827/G4/RP,79168,2700K; LED11BR30/DIM/HO/827/G4/RP2,74033,2700K; LED11BR30/DIM/HO/835/G4/RP,79182,3500K | BR30 | Reflector (Flood/Spot) | E26 (Medium) | Directional | LED | 5 | 65 | 129 | 95 | 252 |  | 109 | 800 | 11 | 72.7 | No | 25000 | 2700 | 81 | 7 | 1 | 0 | Dimmable | 10% |  | Recessed Fixtures |  |  |  | 2015-09-01 | 2015-10-08 | United States | ES_1018393_79166_10112015154613_1294519 | 2250109
LEDVANCE, formerly OSRAM SYLVANIA | Sylvania [Osram] | LED11BR30/DIM/SE/830/G3 | 79657 |  | BR30 | Reflector (Flood/Spot) | E26 (Medium) | Directional | LED | 5 | 65 | 129 | 95 | 230 |  | 105 | 800 | 11 | 72.7 | No | 25000 | 3000 | 85 | 24 | 0.9 | -20 | Dimmable | 10% |  | Recessed Fixtures |  |  |  | 2015-10-01 | 2016-01-11 | United States | ES_1018393_79657_01072016112321_9054376 | 2256410
LEDVANCE, formerly OSRAM SYLVANIA | Sylvania [Osram] | LED12A19/DIM/O/850/RP | 72557 | LED12A19/DIM/O/850/RP,72557,LED12A19/DIM/O/850/RP (72557) | A19 | General Purpose Replacement | E26 (Medium) | Omnidirectional | LED | 3 | 60 | 112.3 | 62 |  |  |  | 900 | 12.2 | 73.4 | No | 25000 | 5000 | 85 | 28 | 0.9 | -20 | Dimmable |  |  | None |  |  |  | 2014-11-01 | 2015-03-05 | United States, Canada | ES_1018393_72557_02102015103249_1073266 | 2234305
LEDVANCE, formerly OSRAM SYLVANIA | Sylvania [Osram] | LED13A19/3WAYO827/CC | 79186 |  | A19 | General Purpose Replacement | E26 (Medium) | Omnidirectional | LED | 5 | 75 | 110.4 | 59.7 |  |  |  | 1100 | 13 | 84.6 | Yes | 25000 | 2700 | 81 | 12 | 0.9 | -20 |  |  |  | Damp Location Rated,Not for Use in Enclosed Fixtures |  |  |  | 2014-12-01 | 2015-01-13 | United States, Canada | ES_1018393_79186_03192015165742_8867761 | 2234996
LEDVANCE, formerly OSRAM SYLVANIA | Sylvania [Osram] | LED13A19/3WAY/O/827/RP | 75164 |  | A19 | General Purpose Replacement | E26 (Medium) | Omnidirectional | LED | 5 | 75 | 110.4 | 59.7 |  |  |  | 1100 | 13 | 84.6 | Yes | 25000 | 2700 | 81 | 12 | 0.9 | -20 |  |  |  | Damp Location Rated,Not for Use in Enclosed Fixtures |  |  |  | 2014-12-01 | 2015-01-13 | United States, Canada | ES_1018393_75164_01132015093146_877038 | 2233254
LEDVANCE, formerly OSRAM SYLVANIA | Sylvania [Osram] | LED13A19/3WAY/O/827/RP | 79187 |  | A19 | General Purpose Replacement | E26 (Medium) | Omnidirectional | LED | 5 | 75 | 110.4 | 59.7 |  |  |  | 1100 | 13 | 84.6 | Yes | 25000 | 2700 | 81 | 12 | 0.9 | -20 |  |  |  | Damp Location Rated,Not for Use in Enclosed Fixtures |  |  |  | 2014-12-01 | 2015-01-13 | United States, Canada | ES_1018393_79187_03172015173702_9620172 | 2234995
LEDVANCE, formerly OSRAM SYLVANIA | Sylvania [Osram] | LED13A19/DIM/O/827/G3 | 79082 |  | A19 | General Purpose Replacement | E26 (Medium) | Omnidirectional | LED | 5 | 75 | 111.1 | 59.8 |  |  |  | 1100 | 13.1 | 84 | No | 25000 | 2700 | 82 | 19 | 0.9 | -20 | Dimmable | 20% |  | Damp Location Rated,Use With Timers,Not for Use in Enclosed Fixtures,Recessed Fixtures,Use With Photo And/Or Motion Sensors |  |  |  | 2014-12-01 | 2015-02-02 | United States, Canada | ES_1018393_79082_02022015123948_3791009 | 2232843
LEDVANCE, formerly OSRAM SYLVANIA | Sylvania [Osram] | LED13A19/DIM/O/827/G3/BL | 79083 |  | A19 | General Purpose Replacement | E26 (Medium) | Omnidirectional | LED | 5 | 75 | 111.1 | 59.8 |  |  |  | 1100 | 13.1 | 84 | No | 25000 | 2700 | 82 | 19 | 0.9 | -20 | Dimmable | 20% |  | Damp Location Rated,Use With Timers,Not for Use in Enclosed Fixtures,Recessed Fixtures,Use With Photo And/Or Motion Sensors |  |  |  | 2014-12-01 | 2015-02-02 | United States, Canada | ES_1018393_79083_02022015123948_291101 | 2232844
LEDVANCE, formerly OSRAM SYLVANIA | Sylvania [Osram] | LED13A19/DIM/O/827/G3F/RP | 79647 |  | A19 | General Purpose Replacement | E26 (Medium) | Omnidirectional | LED | 5 | 75 | 111.1 | 59.8 |  |  |  | 1100 | 13.1 | 84 | No | 25000 | 2700 | 82 | 19 | 0.9 | -20 | Dimmable | 20% |  | Damp Location Rated,Use With Timers,Not for Use in Enclosed Fixtures,Recessed Fixtures,Use With Photo And/Or Motion Sensors |  |  |  | 2014-12-01 | 2015-02-02 | United States, Canada | ES_1018393_79647_02022015123948_3721261 | 2232845
LEDVANCE, formerly OSRAM SYLVANIA | Sylvania [Osram] | LED13A19/DIM/O/827/G3/RP | 79188 |  | A19 | General Purpose Replacement | E26 (Medium) | Omnidirectional | LED | 5 | 75 | 111.1 | 59.8 |  |  |  | 1100 | 13.1 | 84 | No | 25000 | 2700 | 82 | 19 | 0.9 | -20 | Dimmable | 20% |  | Damp Location Rated,Use With Timers,Not for Use in Enclosed Fixtures,Recessed Fixtures,Use With Photo And/Or Motion Sensors |  |  |  | 2014-12-01 | 2015-02-02 | United States, Canada | ES_1018393_79188_03042015100542_2582971 | 2234357
LEDVANCE, formerly OSRAM SYLVANIA | Sylvania [Osram] | LED13A19/DIM/O/850/G3 | 79124 |  | A19 | General Purpose Replacement | E26 (Medium) | Omnidirectional | LED | 5 | 75 | 110.9 | 59.8 |  |  |  | 1250 | 13.2 | 94.7 | No | 25000 | 5000 | 84 | 8 | 0.9 | -20 | Dimmable | 20% |  | Damp Location Rated,Use With Timers,Not for Use in Enclosed Fixtures,Recessed Fixtures,Use With Photo And/Or Motion Sensors |  |  |  | 2014-12-01 | 2015-02-02 | United States, Canada | ES_1018393_79124_02022015143356_2255060 | 2232847
LEDVANCE, formerly OSRAM SYLVANIA | Sylvania [Osram] | LED13A19/DIM/O/850/G3/BL | 79125 |  | A19 | General Purpose Replacement | E26 (Medium) | Omnidirectional | LED | 5 | 75 | 110.9 | 59.8 |  |  |  | 1250 | 13.2 | 94.7 | No | 25000 | 5000 | 84 | 8 | 0.9 | -20 | Dimmable | 20% |  | Damp Location Rated,Use With Timers,Not for Use in Enclosed Fixtures,Recessed Fixtures,Use With Photo And/Or Motion Sensors |  |  |  | 2014-12-01 | 2015-02-02 | United States, Canada | ES_1018393_79125_02022015143356_3799097 | 2232848
LEDVANCE, formerly OSRAM SYLVANIA | Sylvania [Osram] | LED13A19/DIM/O/850/G3F/RP | 79648 |  | A19 | General Purpose Replacement | E26 (Medium) | Omnidirectional | LED | 5 | 75 | 110.9 | 59.8 |  |  |  | 1250 | 13.2 | 94.7 | No | 25000 | 5000 | 84 | 8 | 0.9 | -20 | Dimmable | 20% |  | Damp Location Rated,Use With Timers,Not for Use in Enclosed Fixtures,Recessed Fixtures,Use With Photo And/Or Motion Sensors |  |  |  | 2014-12-01 | 2015-02-02 | United States, Canada | ES_1018393_79648_02022015143356_3134713 | 2232849
LEDVANCE, formerly OSRAM SYLVANIA | Sylvania [Osram] | LED13A19/DIM/O/850/G3/RP | 79189 |  | A19 | General Purpose Replacement | E26 (Medium) | Omnidirectional | LED | 5 | 75 | 110.9 | 59.8 |  |  |  | 1250 | 13.2 | 94.7 | No | 25000 | 5000 | 84 | 8 | 0.9 | -20 | Dimmable | 20% |  | Damp Location Rated,Use With Timers,Not for Use in Enclosed Fixtures,Recessed Fixtures,Use With Photo And/Or Motion Sensors |  |  |  | 2014-12-01 | 2015-02-02 | United States, Canada | ES_1018393_79189_03042015101701_2554590 | 2234350
LEDVANCE, formerly OSRAM SYLVANIA | Sylvania [Osram] | LED13PAR30/DIM/830/NFL25/GL1/W | 79373 |  | PAR30L | Reflector (Flood/Spot) | E26 (Medium) | Directional | LED | 5 | 75 | 116.5 | 95.1 | 3341 |  | 25 | 820 | 13 | 63.5 | No | 25000 | 3000 | 81 | 4 | 1 | 0 | Dimmable |  |  | Damp Location Rated,Use With Timers,Enclosed Fixtures,Wet Location Rated,Recessed Fixtures,Use With Photo And/Or Motion Sensors |  |  |  | 2015-11-01 | 2015-11-25 | United States, Canada | ES_1018393_79373_02242016152950_9513818 | 2261435
LEDVANCE, formerly OSRAM SYLVANIA | Sylvania [Osram] | LED13PAR30LN/DIM/827/FL40/GL1/W | 78230 |  | PAR30L | Reflector (Flood/Spot) | E26 (Medium) | Directional | LED | 5 | 75 | 116.5 | 95.2 | 1777 |  | 40 | 803 | 13 | 61.7 | No | 25000 | 2700 | 81 | 4 | 1 | -20 | Dimmable |  |  | Damp Location Rated,Use With Timers,Enclosed Fixtures,Wet Location Rated,Recessed Fixtures,Use With Photo And/Or Motion Sensors |  |  |  | 2015-11-01 | 2016-01-08 | United States, Canada | ES_1018393_78230_01082016150212_5612909 | 2256418
LEDVANCE, formerly OSRAM SYLVANIA | Sylvania [Osram] | LED13PAR30LN/DIM/827/NFL25/GL1/W | 78229 |  | PAR30L | Reflector (Flood/Spot) | E26 (Medium) | Directional | LED | 5 | 75 | 116.5 | 95.2 | 3304 |  | 25 | 795 | 13 | 61.2 | No | 25000 | 2700 | 81 | 2 | 1 | -20 | Dimmable |  |  | Damp Location Rated,Use With Timers,Enclosed Fixtures,Wet Location Rated,Recessed Fixtures,Use With Photo And/Or Motion Sensors |  |  |  | 2015-11-01 | 2016-01-08 | United States, Canada | ES_1018393_78229_01082016151533_9369013 | 2256419
LEDVANCE, formerly OSRAM SYLVANIA | Sylvania [Osram] | LED14PAR38/DIM/830/NFL25/W | 73832 |  | PAR38 | Reflector (Flood/Spot) | E26 (Medium) | Directional | LED | 5 | 90 | 128.9 | 122.3 | 1970 |  | 40 | 1050 | 14.5 | 72.4 | No | 25000 | 3000 | 82 | 20 | 1 | -20 | Dimmable | 10% |  | Damp Location Rated,Use With Timers,Enclosed Fixtures,Wet Location Rated,Recessed Fixtures,Use With Photo And/Or Motion Sensors |  |  |  | 2014-12-01 | 2015-02-03 | United States, Canada | ES_1018393_73832_07142015085127_6627579 | 2243496
LEDVANCE, formerly OSRAM SYLVANIA | Sylvania [Osram] | LED14PAR38/DIM/840/FL40/GL1/W | 74088 |  | PAR38 | Reflector (Flood/Spot) | E26 (Medium) | Directional | LED | 5 | 90 | 128.9 | 122.3 | 1970 |  | 40 | 1050 | 14.5 | 72.4 | No | 25000 | 3000 | 82 | 20 | 1 | -20 | Dimmable | 10% |  | Damp Location Rated,Use With Timers,Enclosed Fixtures,Wet Location Rated,Recessed Fixtures,Use With Photo And/Or Motion Sensors |  |  |  | 2014-12-01 | 2015-02-03 | United States, Canada | ES_1018393_74088_02172016160749_1912195 | 2261309
LEDVANCE, formerly OSRAM SYLVANIA | Sylvania [Osram] | LED14PAR38/DIM/850/FL40/GL1/W/RP | 74064 |  | PAR38 | Reflector (Flood/Spot) | E26 (Medium) | Directional | LED | 5 | 100 | 132.6 | 122.4 | 2684 |  | 40 | 1050 | 14 | 75 | No | 25000 | 5000 | 83 | 12 | 1 | 0 | Dimmable |  |  | Damp Location Rated |  |  |  | 2015-12-01 | 2015-12-11 | United States, Canada | ES_1018393_74064_11242015150029_4089472 | 2254773
LEDVANCE, formerly OSRAM SYLVANIA | Sylvania [Osram] | LED14PAR38/DIM/850/FL40/GL1/W/RP | 74065 |  | PAR38 | Reflector (Flood/Spot) | E26 (Medium) | Directional | LED | 5 | 100 | 132.6 | 122.4 | 2684 |  | 40 | 1050 | 14 | 75 | No | 25000 | 5000 | 83 | 12 | 1 | 0 | Dimmable |  |  | Damp Location Rated |  |  |  | 2015-12-01 | 2015-12-11 | United States, Canada | ES_1018393_74065_11252015114901_3856012 | 2254774
LEDVANCE, formerly OSRAM SYLVANIA | Sylvania [Osram] | LED14PAR38/DIM/850/FL40/W/RP | 78447 |  | PAR38 | Reflector (Flood/Spot) | E26 (Medium) | Directional | LED | 5 | 90 | 128.9 | 122.1 | 1970 |  | 40 | 1050 | 14.4 | 72.9 | No | 25000 | 5000 | 84 | 18 | 1 | -20 | Dimmable | 10% |  | Damp Location Rated,Use With Timers,Enclosed Fixtures,Wet Location Rated,Recessed Fixtures,Use With Photo And/Or Motion Sensors |  |  |  | 2014-12-01 | 2015-02-03 | United States, Canada | ES_1018393_78447_02032015170713_5129358 | 2233202
LEDVANCE, formerly OSRAM SYLVANIA | Sylvania [Osram] | LED14PAR38/DIM/850/FL40/W/RP | 79086 |  | PAR38 | Reflector (Flood/Spot) | E26 (Medium) | Directional | LED | 5 | 90 | 128.9 | 122.1 | 1970 |  | 40 | 1050 | 14.4 | 72.9 | No | 25000 | 5000 | 84 | 18 | 1 | -20 | Dimmable | 10% |  | Damp Location Rated,Use With Timers,Enclosed Fixtures,Wet Location Rated,Recessed Fixtures,Use With Photo And/Or Motion Sensors |  |  |  | 2014-12-01 | 2015-02-03 | United States, Canada | ES_1018393_79086_02032015170713_7622797 | 2233203
LEDVANCE, formerly OSRAM SYLVANIA | Sylvania [Osram] | LED15A21/3WAY/O/827/RP | 74021 |  | A21 | General Purpose Replacement | E26 (Medium) | Omnidirectional | LED | 5 | 100 | 134.2 | 69.8 |  |  |  | 1600 | 15 | 106.7 | Yes | 25000 | 2700 | 82 | 7 | 1 | 0 |  |  |  | None |  |  |  | 2015-11-16 | 2015-11-18 | United States, Canada | ES_1018393_74021_11172015161906_463678 | 2252908
LEDVANCE, formerly OSRAM SYLVANIA | Sylvania [Osram] | LED15A21/3WAY/O/827/RP | 74026 |  | A21 | General Purpose Replacement | E26 (Medium) | Omnidirectional | LED | 5 | 100 | 134.2 | 69.8 |  |  |  | 1600 | 15 | 106.7 | Yes | 25000 | 2700 | 82 | 7 | 1 | 0 |  |  |  | None |  |  |  | 2015-11-16 | 2015-11-18 | United States, Canada | ES_1018393_74026_11172015161906_4500391 | 2252909
LEDVANCE, formerly OSRAM SYLVANIA | Sylvania [Osram] | LED15A21/3WAY/O/850/RP | 74086 |  | A21 | General Purpose Replacement | E26 (Medium) | Omnidirectional | LED | 5 | 100 | 133.2 | 70 |  |  |  | 1600 | 15 | 106.7 | Yes | 25000 | 5000 | 83 | 10 | 1 | 0 |  |  |  | None |  |  |  | 2015-11-16 | 2016-02-09 | United States, Canada | ES_1018393_74086_02052016095654_6490594 | 2258068
LEDVANCE, formerly OSRAM SYLVANIA | Sylvania [Osram] | LED15BR40/DIM/HO/827/G4 | 79175 | LED15BR40/DIM/HO/827/G4,79175,2700K; LED15BR40/DIM/HO/827/G4/RP,79176,2700K; LED15BR40/DIM/HO/827/G4/RP,79177,2700K; LED15BR40/DIM/HO/835/G4/RP,79183,3500K; LED15BR40/DIM/HO/850/G4RP,79332,5000K | BR40 | Reflector (Flood/Spot) | E26 (Medium) | Directional | LED | 5 | 85 | 152 | 122 | 335 |  | 112 | 1100 | 15 | 73.3 | No | 25000 | 2700 | 82 | 10 | 1 | 0 | Dimmable | 10% |  | Recessed Fixtures |  |  |  | 2015-09-01 | 2015-10-08 | United States | ES_1018393_79175_10112015154725_4711877 | 2250108
LEDVANCE, formerly OSRAM SYLVANIA | Sylvania [Osram] | LED17A21/DIM/O/827/G3 | 79105 |  | A21 | General Purpose Replacement | E26 (Medium) | Omnidirectional | LED | 5 | 100 | 137.1 | 73.7 |  |  |  | 1600 | 17 | 94.1 | No | 25000 | 2700 | 82 | 16 | 0.9 | -20 | Dimmable | 20% |  | Damp Location Rated,Use With Timers,Not for Use in Enclosed Fixtures,Recessed Fixtures,Use With Photo And/Or Motion Sensors |  |  |  | 2014-12-01 | 2015-02-02 | United States, Canada | ES_1018393_79105_02022015163409_8564111 | 2232954
LEDVANCE, formerly OSRAM SYLVANIA | Sylvania [Osram] | LED17A21/DIM/O/827/G3F/RP | 79649 |  | A21 | General Purpose Replacement | E26 (Medium) | Omnidirectional | LED | 5 | 100 | 137.1 | 73.7 |  |  |  | 1600 | 17 | 94.1 | No | 25000 | 2700 | 82 | 16 | 0.9 | -20 | Dimmable | 20% |  | Damp Location Rated,Use With Timers,Not for Use in Enclosed Fixtures,Recessed Fixtures,Use With Photo And/Or Motion Sensors |  |  |  | 2014-12-01 | 2015-02-02 | United States, Canada | ES_1018393_79649_02022015163409_3241372 | 2232956
LEDVANCE, formerly OSRAM SYLVANIA | Sylvania [Osram] | LED17A21/DIM/O/827/G3/RP | 79106 |  | A21 | General Purpose Replacement | E26 (Medium) | Omnidirectional | LED | 5 | 100 | 137.1 | 73.7 |  |  |  | 1600 | 17 | 94.1 | No | 25000 | 2700 | 82 | 16 | 0.9 | -20 | Dimmable | 20% |  | Damp Location Rated,Use With Timers,Not for Use in Enclosed Fixtures,Recessed Fixtures,Use With Photo And/Or Motion Sensors |  |  |  | 2014-12-01 | 2015-02-02 | United States, Canada | ES_1018393_79106_02022015163409_5122797 | 2232955
LEDVANCE, formerly OSRAM SYLVANIA | Sylvania [Osram] | LED17A21/DIM/O/850/G3/RP | 75166 |  | A21 | General Purpose Replacement | E26 (Medium) | Omnidirectional | LED | 5 | 100 | 137.1 | 73.6 |  |  |  | 1750 | 17 | 102.9 | No | 25000 | 5000 | 83 | 10 | 0.9 | -20 | Dimmable | 20% |  | Damp Location Rated,Use With Timers,Not for Use in Enclosed Fixtures,Recessed Fixtures,Use With Photo And/Or Motion Sensors |  |  |  | 2014-12-01 | 2015-02-02 | United States, Canada | ES_1018393_75166_02022015171030_6864435 | 2232957
LEDVANCE, formerly OSRAM SYLVANIA | Sylvania [Osram] | LED11BR30/DIM/SE/830/G3/CC2 | 79663 |  | BR30 | Reflector (Flood/Spot) | E26 (Medium) | Directional | LED | 5 | 65 | 129 | 95 | 230 |  | 105 | 800 | 11 | 72.7 | No | 25000 | 3000 | 85 | 24 | 0.9 | -20 | Dimmable | 10% |  | Recessed Fixtures |  |  |  | 2015-10-01 | 2016-01-11 | United States | ES_1018393_79663_01072016112321_1038132 | 2256413
LEDVANCE, formerly OSRAM SYLVANIA | Sylvania [Osram] | LED11BR30/DIM/SE/830/G3/RP | 79654 |  | BR30 | Reflector (Flood/Spot) | E26 (Medium) | Directional | LED | 5 | 65 | 129 | 95 | 230 |  | 105 | 800 | 11 | 72.7 | No | 25000 | 3000 | 85 | 24 | 0.9 | -20 | Dimmable | 10% |  | Recessed Fixtures |  |  |  | 2015-10-01 | 2016-01-11 | United States | ES_1018393_79654_01072016112321_5717585 | 2256411
LEDVANCE, formerly OSRAM SYLVANIA | Sylvania [Osram] | LED11BR30/DIM/SE/830/G3/RP | 79660 |  | BR30 | Reflector (Flood/Spot) | E26 (Medium) | Directional | LED | 5 | 65 | 129 | 95 | 230 |  | 105 | 800 | 11 | 72.7 | No | 25000 | 3000 | 85 | 24 | 0.9 | -20 | Dimmable | 10% |  | Recessed Fixtures |  |  |  | 2015-10-01 | 2016-01-11 | United States | ES_1018393_79660_01072016112321_7901406 | 2256412
LEDVANCE, formerly OSRAM SYLVANIA | Sylvania [Osram] | LED11/MINI/827/BL6/PLT/YX | 29994 |  | CFL Bare Spiral | General Purpose Replacement | E26 (Medium) | Omnidirectional | CFL | 9 | 40 | 125 | 46 |  | 1.9 |  | 550 | 11 | 50 | No | 10000 | 2700 | 83 | -2 | 0.6 | -20 |  |  |  | None |  |  |  | 2013-09-01 | 2014-08-22 | United States, Canada | ES_1018393_29994_03032015164523_2733575 | 2234497
LEDVANCE, formerly OSRAM SYLVANIA | Sylvania [Osram] | LED11PAR30/PRO/827/SP12/P3 | 79003 |  | PAR30 | Reflector (Flood/Spot) | E26 (Medium) | Directional | LED | 5 | 50 | 95.3 | 92 | 13283 |  | 12 | 800 | 11.1 | 71.9 | No | 25000 | 2700 | 81 | 13 | 1 | -20 | Dimmable |  |  | Damp Location Rated,Enclosed Fixtures,Recessed Fixtures |  |  |  | 2014-12-01 | 2015-04-28 | United States, Canada | ES_1018393_79003_04282015140613_6452142 | 2238266
LEDVANCE, formerly OSRAM SYLVANIA | Sylvania [Osram] | LED11PAR30/PRO/827/WSP15/P3 | 79004 |  | PAR30 | Reflector (Flood/Spot) | E26 (Medium) | Directional | LED | 5 | 50 | 95.3 | 92 | 8284 |  | 15 | 800 | 11 | 72.7 | No | 25000 | 2700 | 81 | 13 | 1 | -20 | Dimmable |  |  | Damp Location Rated,Enclosed Fixtures,Recessed Fixtures |  |  |  | 2014-12-01 | 2015-04-28 | United States, Canada | ES_1018393_79004_04282015144124_7649194 | 2238406
LEDVANCE, formerly OSRAM SYLVANIA | Sylvania [Osram] | LED11PAR30/PRO/830/SP12/P3 | 78879 |  | PAR30 | Reflector (Flood/Spot) | E26 (Medium) | Directional | LED | 5 | 50 | 95.3 | 92 | 13934 |  | 12 | 850 | 11.2 | 71.4 | No | 25000 | 3000 | 83 | 21 | 1 | -20 | Dimmable |  |  | Damp Location Rated,Enclosed Fixtures,Recessed Fixtures |  |  |  | 2014-12-01 | 2015-04-28 | United States, Canada | ES_1018393_78879_04282015142311_7373774 | 2238267
LEDVANCE, formerly OSRAM SYLVANIA | Sylvania [Osram] | LED11PAR30/PRO/830/WSP15/P3 | 78880 |  | PAR30 | Reflector (Flood/Spot) | E26 (Medium) | Directional | LED | 5 | 50 | 95.3 | 92 | 7931 |  | 15 | 850 | 11.1 | 76.6 | No | 25000 | 3000 | 83 | 21 | 1 | -20 | Dimmable |  |  | Damp Location Rated,Enclosed Fixtures,Recessed Fixtures |  |  |  | 2014-12-01 | 2015-04-28 | United States, Canada | ES_1018393_78880_04282015153327_9496271 | 2241081
LEDVANCE, formerly OSRAM SYLVANIA | Sylvania [Osram] | LED11PAR30/PRO/840/SP12/P3 | 79007 |  | PAR30 | Reflector (Flood/Spot) | E26 (Medium) | Directional | LED | 5 | 50 | 95.3 | 92 | 13983 |  | 12 | 900 | 11.1 | 81.1 | No | 25000 | 4000 | 85 | 26 | 1 | -20 | Dimmable |  |  | Damp Location Rated,Enclosed Fixtures,Recessed Fixtures |  |  |  | 2014-12-01 | 2015-04-28 | United States, Canada | ES_1018393_79007_04282015143226_8891107 | 2238395
LEDVANCE, formerly OSRAM SYLVANIA | Sylvania [Osram] | LED11PAR30/PRO/840/WSP15/P3 | 79008 |  | PAR30 | Reflector (Flood/Spot) | E26 (Medium) | Directional | LED | 5 | 50 | 95.3 | 92 | 8907 |  | 15 | 900 | 11 | 81.8 | No | 25000 | 4000 | 85 | 26 | 1 | -20 | Dimmable |  |  | Damp Location Rated,Enclosed Fixtures,Recessed Fixtures |  |  |  | 2014-12-01 | 2015-04-28 | United States, Canada | ES_1018393_79008_04282015154047_5901147 | 2240124
LEDVANCE, formerly OSRAM SYLVANIA | Sylvania [Osram] | LED11PAR30/PRO/927/SP12/P3 | 79048 |  | PAR30 | Reflector (Flood/Spot) | E26 (Medium) | Directional | LED | 5 | 50 | 92 | 96 | 10444 |  | 12 | 660 | 11.1 | 59.5 | No | 25000 | 2700 | 97 | 92 | 0.9 | -20 | Dimmable |  |  | Damp Location Rated,Use With Timers,Enclosed Fixtures,Recessed Fixtures,Use With Photo And/Or Motion Sensors |  |  |  | 2015-05-01 | 2015-04-27 | United States, Canada | ES_1018393_79048_04272015112052_2040674 | 2238683
LEDVANCE, formerly OSRAM SYLVANIA | Sylvania [Osram] | LED11PAR30/PRO/927/WSP15/P3 | 79049 |  | PAR30 | Reflector (Flood/Spot) | E26 (Medium) | Directional | LED | 5 | 50 | 92 | 96 | 10444 |  | 15 | 660 | 11 | 60 | No | 25000 | 2700 | 97 | 93 | 0.9 | -20 | Dimmable |  |  | Damp Location Rated,Use With Timers,Enclosed Fixtures,Recessed Fixtures,Use With Photo And/Or Motion Sensors |  |  |  | 2015-04-30 | 2015-04-27 | United States, Canada | ES_1018393_79049_04272015113830_8688165 | 2239314
LEDVANCE, formerly OSRAM SYLVANIA | Sylvania [Osram] | LED11PAR30/PRO/930/SP12/P3 | 79044 |  | PAR30 | Reflector (Flood/Spot) | E26 (Medium) | Directional | LED | 5 | 50 | 92 | 96 | 10444 |  | 12 | 700 | 11 | 63.6 | No | 25000 | 3000 | 93 | 59 | 0.9 | -20 | Dimmable |  |  | Damp Location Rated,Use With Timers,Enclosed Fixtures,Recessed Fixtures,Use With Photo And/Or Motion Sensors |  |  |  | 2015-05-01 | 2015-04-27 | United States, Canada | ES_1018393_79044_04272015123525_8969537 | 2239315
LEDVANCE, formerly OSRAM SYLVANIA | Sylvania [Osram] | LED11PAR30/PRO/930/WSP15/P3 | 79045 |  | PAR30 | Reflector (Flood/Spot) | E26 (Medium) | Directional | LED | 5 | 50 | 92 | 96 | 10444 |  | 12 | 634 | 11 | 57.7 | No | 25000 | 3000 | 93 | 59 | 0.9 | -20 | Dimmable |  |  | Damp Location Rated,Use With Timers,Enclosed Fixtures,Recessed Fixtures,Use With Photo And/Or Motion Sensors |  |  |  | 2015-05-01 | 2015-04-27 | United States, Canada | ES_1018393_79045_04272015124605_6700555 | 2239316
LEDVANCE, formerly OSRAM SYLVANIA | Sylvania [Osram] | LED11PAR30/PRO/940/SP12/P3 | 79052 |  | PAR30 | Reflector (Flood/Spot) | E26 (Medium) | Directional | LED | 5 | 50 | 92 | 96 | 10444 |  | 12 | 700 | 11 | 63.6 | No | 25000 | 4000 | 97 | 92 | 0.9 | -20 | Dimmable |  |  | Damp Location Rated,Use With Timers,Enclosed Fixtures,Recessed Fixtures,Use With Photo And/Or Motion Sensors |  |  |  | 2015-05-01 | 2015-04-27 | United States, Canada | ES_1018393_79052_04272015125844_6897699 | 2239318
LEDVANCE, formerly OSRAM SYLVANIA | Sylvania [Osram] | LED11PAR30/PRO/940/WSP15/P3 | 79053 |  | PAR30 | Reflector (Flood/Spot) | E26 (Medium) | Directional | LED | 5 | 50 | 92 | 96 | 10444 |  | 15 | 690 | 11 | 63.4 | No | 25000 | 4000 | 97 | 98 | 0.9 | -20 | Dimmable |  |  | Damp Location Rated,Use With Timers,Enclosed Fixtures,Recessed Fixtures,Use With Photo And/Or Motion Sensors |  |  |  | 2015-05-01 | 2015-04-27 | United States, Canada | ES_1018393_79053_04272015130637_39941 | 2239319
LEDVANCE, formerly OSRAM SYLVANIA | Sylvania [Osram] | LED11PAR38/DIM/830/FL30/G2 | 79257 |  | PAR38 | Reflector (Flood/Spot) | E26 (Medium) | Directional | LED | 5 | 65 | 130.2 | 127.8 | 1924 |  | 30 | 850 | 11 | 77.3 | No | 25000 | 3000 | 82 | 10 | 0.9 | -20 | Dimmable |  |  | Damp Location Rated,Use With Timers,Enclosed Fixtures,Recessed Fixtures,Use With Photo And/Or Motion Sensors |  |  |  | 2015-06-01 | 2015-08-04 | United States, Canada | ES_1018393_79257_08042015114056_9564020 | 2245062
LEDVANCE, formerly OSRAM SYLVANIA | Sylvania [Osram] | LED11PAR38/DIM/830/FL30/RP/G2 | 79259 |  | PAR38 | Reflector (Flood/Spot) | E26 (Medium) | Directional | LED | 5 | 65 | 130.2 | 127.8 | 1924 |  | 30 | 850 | 11 | 77.3 | No | 25000 | 3000 | 82 | 10 | 0.9 | -20 | Dimmable |  |  | Damp Location Rated,Use With Timers,Enclosed Fixtures,Recessed Fixtures,Use With Photo And/Or Motion Sensors |  |  |  | 2015-06-01 | 2015-07-30 | United States, Canada | ES_1018393_79259_07302015134753_8768426 | 2244698
Hyperikon Inc. | Hyperikon | LED | HyperPAR16-40 | ,,151170403 | PAR16 | Reflector (Flood/Spot) | E26 (Medium) | Directional | LED | 5 | 60 | 73 | 50 | 1124 |  | 40 | 540 | 8 | 67.5 | No | 25000 | 4000 | 94 | 79 | 0.9 | -30 | Dimmable | 10% | Yes | None | No |  |  | 2016-02-25 | 2016-03-04 | United States | ES_1130573_HyperPAR16-40_03072016125738_8859822 | 2261830
Hyperikon Inc. | Hyperikon | LED | HyperPAR20-27 | ,,221170401 | PAR20 | Reflector (Flood/Spot) | E26 (Medium) | Directional | LED | 5 | 50 | 80 | 63 | 1031 |  | 40 |  | 8 | 62.5 | No | 25000 | 2700 | 93 | 67 | 0.9 | -30 | Dimmable | 10% |  | None |  |  |  | 2015-11-01 | 2015-10-30 | United States | ES_1130573_HyperPAR20-27_11062015144107_9969142 | 2252040
Hyperikon Inc. | Hyperikon | LED | HyperPAR20-30 | ,,221170402 | PAR20 | Reflector (Flood/Spot) | E26 (Medium) | Directional | LED | 5 | 50 | 80 | 63 | 1031 |  | 40 |  | 8 | 64 | No | 25000 | 3000 | 95 | 68 | 0.9 | -30 | Dimmable | 10% |  | None |  |  |  | 2015-11-01 | 2015-10-30 | United States | ES_1130573_HyperPAR20-30_11062015144028_6903780 | 2252039
Hyperikon Inc. | Hyperikon | LED | HyperPAR20-40 | ,,221170403 | PAR20 | Reflector (Flood/Spot) | E26 (Medium) | Directional | LED | 5 | 50 | 80 | 63 | 1031 |  | 40 |  | 8 | 67.5 | No | 25000 | 4000 | 94 | 80 | 0.9 | -30 | Dimmable | 10% |  | None |  |  |  | 2015-11-01 | 2015-10-30 | United States | ES_1130573_HyperPAR20-40_11062015144135_5683946 | 2252041
Hyperikon Inc. | Hyperikon | LED | HyperPAR20-50 | ,,221170404 | PAR20 | Reflector (Flood/Spot) | E26 (Medium) | Directional | LED | 5 | 50 | 80 | 63 | 1031 |  | 40 |  | 8 | 70 | No | 25000 | 5000 | 94 | 77 | 0.9 | -30 | Dimmable | 10% |  | None |  |  |  | 2015-12-25 | 2015-12-29 | United States | ES_1130573_HyperPAR20-50_01052016131031_6453406 | 2255952
Hyperikon Inc. | Hyperikon | LED | HyperPAR30-27 | ,,321170401 | PAR30L | Reflector (Flood/Spot) | E26 (Medium) | Directional | LED | 5 | 75 | 115 | 95 | 3010 |  | 40 |  | 12 | 69.2 | No | 25000 | 2700 | 94 | 61 | 0.9 | -30 | Dimmable | 10% |  | None |  |  |  | 2015-11-01 | 2015-10-30 | United States | ES_1130573_HyperPAR30-27_11062015144248_7204375 | 2252043
Hyperikon Inc. | Hyperikon | LED | HyperPAR30-30 | ,,321170402 | PAR30L | Reflector (Flood/Spot) | E26 (Medium) | Directional | LED | 5 | 75 | 115 | 95 | 3284 |  | 40 |  | 12 | 67.9 | No | 25000 | 3000 | 95 | 68 | 0.9 | -30 | Dimmable | 10% |  | None |  |  |  | 2015-11-01 | 2015-10-30 | United States | ES_1130573_HyperPAR30-30_11062015144214_1950537 | 2252042
Hyperikon Inc. | Hyperikon | LED | HyperPAR30-40 | ,,321170403 | PAR30L | Reflector (Flood/Spot) | E26 (Medium) | Directional | LED | 5 | 75 | 115 | 95 | 3010 |  | 40 |  | 12 | 70.8 | No | 25000 | 4000 | 91 | 56 | 0.9 | -30 | Dimmable | 10% |  | None |  |  |  | 2015-11-01 | 2015-10-30 | United States | ES_1130573_HyperPAR30-40_11062015144320_2169696 | 2252044
Hyperikon Inc. | Hyperikon | LED | HyperPAR30-50 | ,,321170404 | PAR30L | Reflector (Flood/Spot) | E26 (Medium) | Directional | LED | 5 | 75 | 115 | 95 | 1577 |  | 40 |  | 12 | 72.1 | No | 25000 | 5000 | 94 | 80 | 0.9 | -30 | Dimmable | 10% |  | Damp Location Rated |  |  |  | 2015-12-25 | 2015-12-28 | United States | ES_1130573_HyperPAR30-50_01052016130702_6483099 | 2255950
Hyperikon Inc. | Hyperikon | LED | HyperPAR30-SN27 | ,,321200401 | PAR30S | Reflector (Flood/Spot) | E26 (Medium) | Directional | LED | 5 | 75 | 92 | 95 | 1490 |  | 40 | 820 | 10 | 82 | No | 25000 | 2700 | 92 | 56 | 0.9 | -30 | Dimmable | 10% | Yes | None | No |  |  | 2016-02-20 | 2016-01-27 | United States | ES_1130573_HyperPAR30-SN27_03072016125859_5003304 | 2261832
Hyperikon Inc. | Hyperikon | LED | HyperPAR30-SN40 | ,,321200403 | PAR30S | Reflector (Flood/Spot) | E26 (Medium) | Directional | LED | 5 | 75 | 92 | 95 | 1490 |  | 40 | 840 | 10 | 84 | No | 25000 | 4000 | 92 | 64 | 0.9 | -30 | Dimmable | 10% | Yes | None | No |  |  | 2016-02-20 | 2016-01-27 | United States | ES_1130573_HyperPAR30-SN40_03072016125924_9188137 | 2261833
Hyperikon Inc. | Hyperikon | LED | HyperPAR38-27 | ,,381170401 | PAR38 | Reflector (Flood/Spot) | E26 (Medium) | Directional | LED | 5 | 100 | 132 | 120 | 2435 |  | 40 |  | 14.6 | 78.4 | No | 25000 | 2700 | 93 | 53 | 1 | -30 | Dimmable | 10% |  | None |  |  |  | 2015-11-01 | 2015-10-30 | United States | ES_1130573_HyperPAR38-27_11062015144429_3808266 | 2252046
Hyperikon Inc. | Hyperikon | LED | HyperPAR38-30 | ,,381170402 | PAR38 | Reflector (Flood/Spot) | E26 (Medium) | Directional | LED | 5 | 100 | 132 | 120 | 2435 |  | 40 |  | 14.8 | 82.4 | No | 25000 | 3000 | 93 | 57 | 1 | -30 | Dimmable | 10% |  | None |  |  |  | 2015-11-01 | 2015-10-30 | United States | ES_1130573_HyperPAR38-30_11062015144359_3945561 | 2252045
Hyperikon Inc. | Hyperikon | LED | HyperPAR38-40 | ,,381170403 | PAR38 | Reflector (Flood/Spot) | E26 (Medium) | Directional | LED | 5 | 100 | 132 | 120 | 2435 |  | 40 |  | 14.8 | 83.8 | No | 25000 | 4000 | 94 | 70 | 1 | -30 | Dimmable | 10% |  | None |  |  |  | 2015-11-01 | 2015-10-30 | United States | ES_1130573_HyperPAR38-40_11062015144458_5741423 | 2252047
Hyperikon Inc. | Hyperikon | LED | HyperPAR38-50 | ,,381170404 | PAR38 | Reflector (Flood/Spot) | E26 (Medium) | Directional | LED | 5 | 100 | 132 | 120 | 2435 |  | 40 |  | 14.8 | 85.1 | No | 25000 | 4000 | 94 | 78 | 1 | -30 | Dimmable | 10% |  | None |  |  |  | 2015-12-25 | 2015-12-28 | United States | ES_1130573_HyperPAR38-50_01052016121815_7290697 | 2255938
Hyperikon Inc. | Hyperikon | LED Lamp | 161070200-27 |  | PAR16 | Reflector (Flood/Spot) | GU10 | Directional | LED | 5 | 50 | 58.6 | 50 | 1318 |  | 38 | 510 | 7 | 72.9 | No | 25000 | 2700 | 82 | 13 | 1 | -20 | Dimmable | 20% |  | Damp Location Rated,Use With Timers,Recessed Fixtures,Use With Photo And/Or Motion Sensors |  |  |  | 2015-07-30 | 2015-08-17 | United States | ES_1130573_161070200-27_08172015095212_3891745 | 2246400
Hyperikon Inc. | Hyperikon | LED Lamp | 161070200-30 |  | PAR16 | Reflector (Flood/Spot) | GU10 | Directional | LED | 5 | 50 | 58.6 | 50 | 1348 |  | 38 | 520 | 7 | 74.3 | No | 25000 | 3000 | 82 | 16 | 1 | -20 | Dimmable | 20% |  | Damp Location Rated,Use With Timers,Recessed Fixtures,Use With Photo And/Or Motion Sensors |  |  |  | 2015-07-30 | 2015-08-17 | United States | ES_1130573_161070200-30_08172015095245_0981574 | 2246401
Hyperikon Inc. | Hyperikon | LED Lamp | 161070200-40 |  | PAR16 | Reflector (Flood/Spot) | GU10 | Directional | LED | 5 | 50 | 58.6 | 50 | 1486 |  | 38 | 550 | 7 | 78.6 | No | 25000 | 4000 | 81 | 14 | 1 | -20 | Dimmable | 20% |  | Damp Location Rated,Use With Timers,Recessed Fixtures,Use With Photo And/Or Motion Sensors |  |  |  | 2015-07-30 | 2015-08-17 | United States | ES_1130573_161070200-40_08172015095253_4098710 | 2246403
Hyperikon Inc. | Hyperikon | LED Spot light | 161070100-27 |  | MR16 | Reflector (Flood/Spot) | GU5.3 | Directional | LED | 5 | 50 | 50.3 | 50.1 | 1202 |  | 40 | 450 | 7 | 64.3 | No | 25000 | 2700 | 82 | 6 | 0.7 | -20 | Dimmable | 15% |  | Damp Location Rated,Recessed Fixtures,Shatter Resistant |  |  |  | 2015-01-07 | 2015-01-06 | United States, Canada | ES_1130573_161070100-27_01062015100736_8692351 | 2230933
Hyperikon Inc. | Hyperikon | LED Spot light | 161070100-30 |  | MR16 | Reflector (Flood/Spot) | GU5.3 | Directional | LED | 5 | 50 | 50.3 | 50.1 | 1058 |  | 40 | 450 | 7 | 64.3 | No | 25000 | 3000 | 83 | 12 | 0.7 | -20 | Dimmable | 15% |  | Damp Location Rated,Recessed Fixtures,Shatter Resistant |  |  |  | 2015-01-07 | 2015-01-06 | United States, Canada | ES_1130573_161070100-30_01062015101646_8969854 | 2230935
Hyperikon Inc. | Hyperikon | Omni LED Lamp A19 | HyperA19-27 |  | A19 | General Purpose Replacement | E26 (Medium) | Omnidirectional | LED | 3 | 40 | 111.5 | 59.7 |  |  |  | 500 | 6 | 83.3 | No | 25000 | 2700 | 82 | 8 | 0.9 | -20 | Dimmable | 10% |  | Damp Location Rated,Not for Use in Enclosed Fixtures,Recessed Fixtures |  |  |  | 2015-03-25 | 2015-04-08 | United States | ES_1130573_HyperA19-27_04082015150812_9827350 | 2237543
Hyperikon Inc. | Hyperikon | Omni LED Lamp A19 | HyperA19-271 |  | A19 | General Purpose Replacement | E26 (Medium) | Omnidirectional | LED | 3 | 60 | 111.7 | 59.6 |  |  |  | 810 | 9.5 | 85.3 | No | 25000 | 2700 | 82 | 6 | 0.9 | -20 | Dimmable | 10% |  | Damp Location Rated,Not for Use in Enclosed Fixtures,Recessed Fixtures |  |  |  | 2015-03-25 | 2015-04-08 | United States | ES_1130573_HyperA19-271_04082015150947_2898751 | 2237545
JDI Sales USA Inc dba Triangle Bulbs | Triangle Bulbs | T99011 | T99011 |  | BR30 | Reflector (Flood/Spot) | E26 (Medium) | Directional | LED | 3 | 65 | 128.5 | 94.7 |  |  | 110 | 650 | 8.6 | 75.6 | No | 25000 | 3000 | 82 | 7 | 1 | -20 | Dimmable | 10% |  | Damp Location Rated,Not for Use in Enclosed Fixtures |  |  |  | 2015-08-30 | 2015-09-22 | United States, Canada | ES_1129609_T99011_10062015070950_1023902 | 2249656
Jenco Canada LED | Jenco Canada LED | JC-GU10E-6W-DIM-3000K | JC-GU10E-6W-DIM-3000K |  | PAR16 | Reflector (Flood/Spot) | GU10 | Directional | LED | 3 | 60 | 47.1 | 50.3 | 922 |  | 35 | 400 | 6 | 71.3 | No | 25000 | 3000 | 82 | 8 | 0.9 | -25 | Dimmable | 17% | Yes | Damp Location Rated | No |  |  | 2015-06-19 | 2016-09-19 | United States | ES_1120720_JC-GU10E-6W-DIM-3000K_05202016041008_7408438 | 2267182
Jenco Canada LED | Jenco Canada LED | JC-GU10E-6W-DIM-4000K | JC-GU10E-6W-DIM-4000K |  | PAR16 | Reflector (Flood/Spot) | GU10 | Directional | LED | 3 | 60 | 47.1 | 50.3 | 1058 |  | 35 | 400 | 6 | 83.3 | No | 25000 | 4000 | 83 | 10 | 0.9 | -25 | Dimmable | 17% | Yes | Damp Location Rated | No |  |  | 2015-06-19 | 2016-09-19 | United States | ES_1120720_JC-GU10E-6W-DIM-4000K_05202016041105_7465186 | 2267183
Topaz Lighting | Topaz | LED | LM16/7/830/FL/D-33 |  | MR16 | Reflector (Flood/Spot) | GU5.3 | Directional | LED | 5 | 65 | 49 | 48 | 1380 |  | 38 |  | 7.2 | 69 | No | 25000 | 3000 | 84 | 23 | 0.7 | -40 | Dimmable | 20% |  | None |  |  |  | 2015-05-20 | 2015-05-27 | United States | ES_1015956_LM16/7/830/FL/D-33_05292015102711_9622262 | 2240399
Jenco Canada LED | Jenco Canada LED | JC-GU10E-6W-DIM-5000K | JC-GU10E-6W-DIM-5000K |  | PAR16 | Reflector (Flood/Spot) | GU10 | Directional | LED | 3 | 60 | 47.1 | 50.3 | 1009 |  | 35 | 400 | 6 | 82.3 | No | 25000 | 5000 | 83 | 13 | 0.9 | -25 | Dimmable | 17% | Yes | Damp Location Rated | No |  |  | 2015-06-19 | 2016-09-19 | United States | ES_1120720_JC-GU10E-6W-DIM-5000K_05202016041140_7500785 | 2267184
Jenco Canada LED | Jenco Canada LED | JC-PAR16E-E26-6W-DIM-3000K | JC-PAR16E-E26-6W-DIM-3000K |  | PAR16 | Reflector (Flood/Spot) | E26 (Medium) | Directional | LED | 3 | 60 | 64.5 | 50 | 922 |  | 35 | 400 | 6 | 71.3 | No | 25000 | 3000 | 82 | 8 | 0.9 | -25 | Dimmable | 17% | Yes | Damp Location Rated | No |  |  | 2015-06-19 | 2016-09-19 | United States | ES_1120720_JC-PAR16E-E26-6W-DIM-3000K_05202016041042_7442202 | 2267185
Jenco Canada LED | Jenco Canada LED | JC-PAR16E-E26-6W-DIM-4000K | JC-PAR16E-E26-6W-DIM-4000K |  | PAR16 | Reflector (Flood/Spot) | E26 (Medium) | Directional | LED | 3 | 60 | 64.5 | 50 | 1075 |  | 35 | 400 | 6 | 83.3 | No | 25000 | 4000 | 83 | 10 | 0.9 | -25 | Dimmable | 17% | Yes | Damp Location Rated | No |  |  | 2015-06-19 | 2016-09-19 | United States | ES_1120720_JC-PAR16E-E26-6W-DIM-4000K_05202016041123_7483733 | 2267186
Jenco Canada LED | Jenco Canada LED | JC-PAR16E-E26-6W-DIM-5000K | JC-PAR16E-E26-6W-DIM-5000K |  | PAR16 | Reflector (Flood/Spot) | E26 (Medium) | Directional | LED | 3 | 60 | 64.5 | 50 | 1057 |  | 35 | 400 | 6 | 82.3 | No | 25000 | 5000 | 83 | 13 | 0.9 | -25 | Dimmable | 17% | Yes | Damp Location Rated | No |  |  | 2015-06-19 | 2016-09-19 | United States | ES_1120720_JC-PAR16E-E26-6W-DIM-5000K_05202016041157_7517385 | 2267187
Jenco Canada LED | JENCO LED | JC-DE26-5TC6L(3000K) | JC-DE26-5TC6L(3000K) |  | PAR16 | Reflector (Flood/Spot) | E26 (Medium) | Directional | LED | 5 | 40 | 70.4 | 49.3 | 363 |  | 60 | 450 | 5 | 90 | No | 25000 | 3000 | 82 | 2 | 0.8 | -20 | Dimmable | 20% | Yes | Damp Location Rated | No |  |  | 2016-08-10 | 2016-09-09 | United States, Canada | ES_1120720_JC-DE26-5TC6L(3000K)_09122016012901_3741892 | 2278949
Jenco Canada LED | JENCO LED | JC-DE26-5TC6L(4000K) | JC-DE26-5TC6L(4000K) |  | PAR16 | Reflector (Flood/Spot) | E26 (Medium) | Directional | LED | 5 | 40 | 70.2 | 49.4 | 373 |  | 60 | 450 | 5 | 90 | No | 25000 | 4000 | 83 | 7 | 0.8 | -20 | Dimmable | 20% | Yes | Damp Location Rated | No |  |  | 2016-08-10 | 2016-09-09 | United States, Canada | ES_1120720_JC-DE26-5TC6L(4000K)_09122016012920_3760042 | 2278942
Jenco Canada LED | JENCO LED | JC-DE26-5TC6L(5000K) | JC-DE26-5TC6L(5000K) |  | PAR16 | Reflector (Flood/Spot) | E26 (Medium) | Directional | LED | 5 | 40 | 70.2 | 49.5 | 383 |  | 60 | 450 | 5 | 90 | No | 25000 | 5000 | 84 | 9 | 0.8 | -20 | Dimmable | 20% | Yes | Damp Location Rated | No |  |  | 2016-08-10 | 2016-09-09 | United States, Canada | ES_1120720_JC-DE26-5TC6L(5000K)_09122016012938_3778351 | 2278943
Jenco Canada LED | JENCO LED | JC-DE26-5TC6L(6500K) | JC-DE26-5TC6L(6500K) |  | PAR16 | Reflector (Flood/Spot) | E26 (Medium) | Directional | LED | 5 | 40 | 70.1 | 49.4 | 390 |  | 60 | 450 | 5 | 90 | No | 25000 | 6500 | 84 | 9 | 0.8 | -20 | Dimmable | 20% | Yes | Damp Location Rated | No |  |  | 2016-08-10 | 2016-09-09 | United States, Canada | ES_1120720_JC-DE26-5TC6L(6500K)_09122016012958_3798043 | 2278944
Jenco Canada LED | JENCO LED | JC-DE26-6TS3L(30K30) | JC-DE26-6TS3L(30K30) |  | PAR16 | Reflector (Flood/Spot) | E26 (Medium) | Directional | LED | 5 | 50 | 70.1 | 49.4 | 817 |  | 30 | 450 | 6 | 75 | No | 25000 | 3000 | 83 | 10 | 0.8 | -20 | Dimmable | 10% | Yes | Damp Location Rated | No |  |  | 2016-08-10 | 2016-09-09 | United States, Canada | ES_1120720_JC-DE26-6TS3L(30K30)_09122016011657_3017752 | 2278926
Jenco Canada LED | JENCO LED | JC-DE26-6TS3L(40K30) | JC-DE26-6TS3L(40K30) |  | PAR16 | Reflector (Flood/Spot) | E26 (Medium) | Directional | LED | 5 | 50 | 70 | 49.6 | 811 |  | 30 | 450 | 6 | 75 | No | 25000 | 4000 | 83 | 10 | 0.8 | -20 | Dimmable | 10% | Yes | Damp Location Rated | No |  |  | 2016-08-10 | 2016-09-09 | United States, Canada | ES_1120720_JC-DE26-6TS3L(40K30)_09122016011715_3035194 | 2278927
Jenco Canada LED | JENCO LED | JC-DE26-6TS3L(50K30) | JC-DE26-6TS3L(50K30) |  | PAR16 | Reflector (Flood/Spot) | E26 (Medium) | Directional | LED | 5 | 50 | 70.1 | 49.6 | 831 |  | 30 | 450 | 6 | 75 | No | 25000 | 5000 | 81 | 1 | 0.9 | -20 | Dimmable | 10% | Yes | Damp Location Rated | No |  |  | 2016-08-10 | 2016-09-09 | United States, Canada | ES_1120720_JC-DE26-6TS3L(50K30)_09122016011738_3058411 | 2278928
Jenco Canada LED | JENCO LED | JC-DE26-6TS3L(65K30) | JC-DE26-6TS3L(65K30) |  | PAR16 | Reflector (Flood/Spot) | E26 (Medium) | Directional | LED | 5 | 50 | 70.1 | 49.5 | 910 |  | 30 | 450 | 6 | 75 | No | 25000 | 6500 | 85 | 20 | 0.8 | -20 | Dimmable | 10% | Yes | Damp Location Rated | No |  |  | 2016-08-10 | 2016-09-09 | United States, Canada | ES_1120720_JC-DE26-6TS3L(65K30)_09122016011757_3077527 | 2278929
Jenco Canada LED | JENCO LED | JC-DE26-6TS6L(30K60) | JC-DE26-6TS6L(30K60) |  | PAR16 | Reflector (Flood/Spot) | E26 (Medium) | Directional | LED | 5 | 50 | 70.1 | 49.4 | 452 |  | 60 | 450 | 6 | 75 | No | 25000 | 3000 | 83 | 9 | 0.8 | -20 | Dimmable | 10% | Yes | Damp Location Rated | No |  |  | 2016-08-10 | 2016-09-09 | United States, Canada | ES_1120720_JC-DE26-6TS6L(30K60)_09122016011403_2843328 | 2278930
Jenco Canada LED | JENCO LED | JC-DE26-6TS6L(40K60) | JC-DE26-6TS6L(40K60) |  | PAR16 | Reflector (Flood/Spot) | E26 (Medium) | Directional | LED | 5 | 50 | 70 | 49.6 | 404 |  | 60 | 450 | 6 | 75 | No | 25000 | 4000 | 82 | 7 | 0.8 | -20 | Dimmable | 10% | Yes | Damp Location Rated | No |  |  | 2016-08-10 | 2016-09-09 | United States, Canada | ES_1120720_JC-DE26-6TS6L(40K60)_09122016011454_2894204 | 2278931
Jenco Canada LED | JENCO LED | JC-DE26-6TS6L(50K60) | JC-DE26-6TS6L(50K60) |  | PAR16 | Reflector (Flood/Spot) | E26 (Medium) | Directional | LED | 5 | 50 | 70.1 | 49.6 | 409 |  | 60 | 450 | 6 | 75 | No | 25000 | 5000 | 80 | 1 | 0.9 | -20 | Dimmable | 10% | Yes | Damp Location Rated | No |  |  | 2016-08-10 | 2016-09-09 | United States, Canada | ES_1120720_JC-DE26-6TS6L(50K60)_09122016011610_2970495 | 2278932
Jenco Canada LED | JENCO LED | JC-DE26-6TS6L(65K60) | JC-DE26-6TS6L(65K60) |  | PAR16 | Reflector (Flood/Spot) | E26 (Medium) | Directional | LED | 5 | 50 | 70.1 | 49.5 | 419 |  | 60 | 450 | 6 | 75 | No | 25000 | 6500 | 83 | 12 | 0.8 | -20 | Dimmable | 10% | Yes | Damp Location Rated | No |  |  | 2016-08-10 | 2016-09-09 | United States, Canada | ES_1120720_JC-DE26-6TS6L(65K60)_09122016011634_2994674 | 2278933
Jenco Canada LED | JENCO LED | JC-DGU10-5TC6L(3000K) | JC-DGU10-5TC6L(3000K) |  | PAR16 | Reflector (Flood/Spot) | GU10 | Directional | LED | 5 | 40 | 58.7 | 49.8 | 363 |  | 60 | 450 | 5 | 90 | No | 25000 | 3000 | 82 | 2 | 0.8 | -20 | Dimmable | 20% | Yes | Damp Location Rated | No |  |  | 2016-08-10 | 2016-09-09 | United States, Canada | ES_1120720_JC-DGU10-5TC6L(3000K)_09122016012745_3665315 | 2278945
Jiawei Technology (USA), Ltd | Maximus | Integral LED Lamp | 5B11-827-D | Integral LED Lamp,5B11-827-D,E12 Base; Retail Number: M-5B11-827-D, M-B11B; Integral LED Lamp,5B11-827-E26-D,E26 Base; Retail Number: M-5B11-827-E26-D, M-B11D | Decorative: Other | Decorative | E12 (Candelabra) | Omnidirectional | LED | 3 | 40 | 103 | 35.5 |  |  |  | 320 | 5 | 64 | No | 25000 | 2700 | 82 | 16 | 0.6 | -20 | Dimmable | 15% |  | Damp Location Rated,Not for Use in Enclosed Fixtures,Recessed Fixtures,Shatter Resistant |  |  |  | 2014-12-04 | 2014-12-03 | United States, Canada | ES_1119003_5B11-827-D_120320141155546_6784313 | 2229064
Jiawei Technology (USA), Ltd | Maximus | Integral LED Lamp | 5B12-827-D | Integral LED Lamp,5B12-827-D,E12 Base; Retail Number: M-5B12-827-D, M-BA12B; Integral LED Lamp,5B12-827-E26-D,E26 Base; Retail Number: M-5B12-827-E26-D, M-BA12D | Decorative: Other | Decorative | E12 (Candelabra) | Omnidirectional | LED | 3 | 40 | 129.9 | 37.5 |  |  |  | 320 | 5 | 64 | No | 25000 | 2700 | 83 | 20 | 0.6 | -20 | Dimmable | 10% |  | Damp Location Rated,Not for Use in Enclosed Fixtures,Recessed Fixtures,Shatter Resistant |  |  |  | 2014-12-04 | 2014-12-05 | United States, Canada | ES_1119003_5B12-827-D_12052014131052_9570195 | 2229065
Jiawei Technology (USA), Ltd | Maximus | Integral LED Lamp | 6PAR16-830-NFL-D | ,,Retail Number: M-6PAR16-830-NFL-D, M-P16A | PAR16 | Reflector (Flood/Spot) | E26 (Medium) | Directional | LED | 5 | 40 | 70.1 | 49.8 | 1069 |  | 25 | 350 | 6 | 58.3 | No | 25000 | 3000 | 83 | 19 | 0.7 | -20 | Dimmable | 10% |  | Damp Location Rated,Not for Use in Enclosed Fixtures,Recessed Fixtures,Shatter Resistant |  |  |  | 2014-12-09 | 2014-12-08 | United States, Canada | ES_1119003_6PAR16-830-NFL-D_12082014134708_6356410 | 2229085
Jiawei Technology (USA), Ltd | Maximus | Integral LED Lamp | 7A19-830-O-D | ,,Retail Number: M-7A19-830-O-D | A19 | General Purpose Replacement | E26 (Medium) | Omnidirectional | LED | 3 | 40 | 112.6 | 60.3 |  |  |  | 450 | 7 | 64.3 | No | 25000 | 3000 | 82 | 8 | 0.9 | -20 | Dimmable | 10% |  | Damp Location Rated,Not for Use in Recessed Fixtures,Not for Use in Enclosed Fixtures |  |  |  | 2015-04-06 | 2015-05-04 | United States, Canada | ES_1119003_7A19-830-O-D_05042015112252_0987641 | 2239190
Jiawei Technology (USA), Ltd | Maximus | Integral LED Lamp | 7G25-830-D | ,,Retail Number: M-7G25-830-D, M-G25A | G25 | Globe | E26 (Medium) | Omnidirectional | LED | 5 | 40 | 108.1 | 79.6 |  |  |  | 450 | 7 | 64.3 | No | 25000 | 3000 | 83 | 18 | 1 | -20 | Dimmable | 15% |  | Damp Location Rated,Not for Use in Enclosed Fixtures,Recessed Fixtures,Shatter Resistant |  |  |  | 2015-03-25 | 2015-04-17 | United States, Canada | ES_1119003_7G25-830-D_04172015110923_3985271 | 2238732
Jiawei Technology (USA), Ltd | Maximus | Integral LED Lamp | 8A19-830-GU24-O-D | ,,Retail Number: M-A19E, M-8A19-830-GU24-O-D | A19 | General Purpose Replacement | GU24 | Omnidirectional | LED | 3 | 40 | 111.6 | 60.4 |  |  |  | 450 | 8 | 56.3 | No | 25000 | 3000 | 82 | 6 | 0.8 | -20 | Dimmable | 15% |  | Damp Location Rated,Not for Use in Enclosed Fixtures,Recessed Fixtures,Shatter Resistant |  |  |  | 2014-12-03 | 2014-12-03 | United States, Canada | ES_1119003_8A19-830-GU24-O-D_12032014110545_9674133 | 2229056
Jiawei Technology (USA), Ltd | Maximus | LED BR30 Lamp | 9BR30-827-WFL-D-BX | LED BR30 Lamp,M-9BR30-827-WFL-D-BX,; LED BR30 Lamp,M-BR30B, | BR30 | Reflector (Flood/Spot) | E26 (Medium) | Directional | LED | 3 | 65 | 130.1 | 94.6 |  |  | 120 | 650 | 9 | 72.2 | No | 25000 | 2700 | 83 | 21 | 1 | -20 | Dimmable | 10% |  | Damp Location Rated,Not for Use in Enclosed Fixtures |  |  |  | 2015-03-31 | 2015-04-08 | United States, Canada | ES_1119003_9BR30-827-WFL-D-BX_04092015025110_1023789 | 2236121
Jiawei Technology (USA), Ltd | Maximus | LED bulb | M-4B11-827-E12-F-D |  | Decorative: Other | Decorative | E12 (Candelabra) | Decorative | LED | 5 | 40 | 120 | 35 |  |  |  | 420 | 4 | 105 | No | 25000 | 2700 | 81 | 4 |  | -30 | Dimmable | 23% |  | Other,Not for use in enclosed fixtures |  |  |  | 2015-03-01 | 2015-09-30 | United States | ES_1119003_M-4B11-827-E12-F-D_09302015164823_5856020 | 2248735
Jiawei Technology (USA), Ltd | Maximus | LED bulb | M-4B12-827-E12-F-D |  | Decorative: Other | Decorative | E12 (Candelabra) | Decorative | LED | 5 | 40 | 145 | 35 |  |  |  | 420 | 4 | 105 | No | 25000 | 2700 | 81 | 6 |  | -30 | Dimmable | 23% |  | Other,Not for use in enclosed fixtures |  |  |  | 2015-03-01 | 2015-09-30 | United States | ES_1119003_M-4B12-827-E12-F-D_09302015164841_9279111 | 2248737
Jiawei Technology (USA), Ltd | Maximus | LED bulb | M-5A19-827-E26-F-D |  | A19 | General Purpose Replacement | E26 (Medium) | Omnidirectional | LED | 5 | 40 | 108 | 60 |  |  |  | 500 | 5 | 100 | No | 25000 | 2700 | 81 | 3 |  | -30 | Dimmable | 25% |  | Other,Not for use in enclosed fixtures |  |  |  | 2015-03-01 | 2015-09-30 | United States | ES_1119003_M-5A19-827-E26-F-D_09302015164807_8341109 | 2248733
Jiawei Technology (USA), Ltd | Maximus | LED bulb | M-7A19-827-E26-F |  | A19 | General Purpose Replacement | E26 (Medium) | Omnidirectional | LED | 5 | 60 | 108 | 60 |  |  |  | 810 | 7 | 115.7 | No | 25000 | 2700 | 80 | 6 | 0.9 | -30 |  |  |  | Other,Not for use in enclosed fixtures |  |  |  | 2015-03-01 | 2015-09-30 | United States | ES_1119003_M-7A19-827-E26-F_09302015164733_2509900 | 2248732
Jiawei Technology (USA), Ltd | Maximus | M-10A19-830-O-BX | M-10A19-830-O-BX | ,10A19-830-O-BX,; ,M-A19J, | A19 | General Purpose Replacement | E26 (Medium) | Omnidirectional | LED | 3 | 60 | 112.2 | 60 |  |  |  | 800 | 10 | 80 | No | 25000 | 3000 | 82 | 12 | 0.9 | -20 |  |  |  | Damp Location Rated,Not for Use in Enclosed Fixtures |  |  |  | 2015-04-01 | 2015-05-05 | United States, Canada | ES_1119003_M-10A19-830-O-BX_05052015013950_1023804 | 2238730
Jiawei Technology (USA), Ltd | Maximus | M-14PAR30-830-FL-D | M-14PAR30-830-FL-D | ,M-P30SA,; ,P30SA, | PAR30 | Reflector (Flood/Spot) | E26 (Medium) | Directional | LED | 5 | 75 | 91.7 | 95.2 | 2540 |  | 35 | 800 | 14 | 57.1 | No | 35000 | 3000 | 83 | 22 | 0.9 | -20 | Dimmable | 10% |  | Damp Location Rated,Enclosed Fixtures,Recessed Fixtures |  |  |  | 2014-11-16 | 2015-01-30 | United States, Canada | ES_1119003_PAR30SA_10162014085926_9966944 | 2222439
Jiaxing Ledux Lighting Co., LTD | Greenlux | PAR20E65W7DIM9025D27K | PAR20E65W7DIM9025D27K |  | PAR20 | Reflector (Flood/Spot) | E26 (Medium) | Directional | LED | 3 | 50 | 86.7 | 64.1 | 1446 |  | 25 | 525 | 6.5 | 78.5 | No | 25000 | 2700 | 91 | 52 | 0.8 | -25 | Dimmable | 8% | Yes | Damp Location Rated | No |  |  | 2016-06-14 | 2016-10-19 | United States, Canada | ES_1131547_PAR20E65W7DIM9025D27K_06232016034333_3413847 | 2270455
Jiaxing Ledux Lighting Co., LTD | Greenlux | PAR20E65W7DIM9025D30K | PAR20E65W7DIM9025D30K |  | PAR20 | Reflector (Flood/Spot) | E26 (Medium) | Directional | LED | 3 | 50 | 86.7 | 64.1 | 1497 |  | 25 | 525 | 6.5 | 80.7 | No | 25000 | 3000 | 92 | 65 | 0.8 | -25 | Dimmable | 8% | Yes | Damp Location Rated | No |  |  | 2016-06-14 | 2016-10-19 | United States, Canada | ES_1131547_PAR20E65W7DIM9025D30K_06232016034500_3500297 | 2270456
Jiaxing Ledux Lighting Co., LTD | Greenlux | PAR20E65W7DIM9025D50K | PAR20E65W7DIM9025D50K |  | PAR20 | Reflector (Flood/Spot) | E26 (Medium) | Directional | LED | 3 | 50 | 86.7 | 64.1 | 1357 |  | 25 | 525 | 6.5 | 79.1 | No | 25000 | 5000 | 95 | 91 | 0.8 | -25 | Dimmable | 8% | Yes | Damp Location Rated | No |  |  | 2016-06-14 | 2016-10-19 | United States, Canada | ES_1131547_PAR20E65W7DIM9025D50K_06232016034602_3562660 | 2270457
Jiaxing Ledux Lighting Co., LTD | Greenlux | PAR20E65W7DIM9040D27K | PAR20E65W7DIM9040D27K |  | PAR20 | Reflector (Flood/Spot) | E26 (Medium) | Directional | LED | 3 | 50 | 86.7 | 64.1 | 974 |  | 40 | 525 | 6.5 | 78.5 | No | 25000 | 2700 | 91 | 52 | 0.8 | -25 | Dimmable | 8% | Yes | Damp Location Rated | No |  |  | 2016-06-14 | 2016-10-19 | United States, Canada | ES_1131547_PAR20E65W7DIM9040D27K_06232016034236_3356179 | 2270458
Jiaxing Ledux Lighting Co., LTD | Greenlux | PAR20E65W7DIM9040D30K | PAR20E65W7DIM9040D30K |  | PAR20 | Reflector (Flood/Spot) | E26 (Medium) | Directional | LED | 3 | 50 | 86.7 | 64.1 | 1085 |  | 40 | 525 | 6.5 | 80.7 | No | 25000 | 3000 | 92 | 65 | 0.8 | -25 | Dimmable | 8% | Yes | Damp Location Rated | No |  |  | 2016-06-14 | 2016-10-19 | United States, Canada | ES_1131547_PAR20E65W7DIM9040D30K_06232016034411_3451200 | 2270459
Jiaxing Ledux Lighting Co., LTD | Greenlux | PAR20E65W7DIM9040D50K | PAR20E65W7DIM9040D50K |  | PAR20 | Reflector (Flood/Spot) | E26 (Medium) | Directional | LED | 3 | 50 | 86.7 | 64.1 | 1101 |  | 40 | 525 | 6.5 | 79.1 | No | 25000 | 5000 | 95 | 91 | 0.8 | -25 | Dimmable | 8% | Yes | Damp Location Rated | No |  |  | 2016-06-14 | 2016-10-19 | United States, Canada | ES_1131547_PAR20E65W7DIM9040D50K_06232016034544_3544179 | 2270460
Jiaxing Ledux Lighting Co., LTD | Greenlux | PAR20N7W6DIM8025D27K | PAR20N7W6DIM8025D27K |  | PAR20 | Reflector (Flood/Spot) | E26 (Medium) | Directional | LED | 3 | 50 | 85 | 63 | 1875 |  | 25 | 600 | 7 | 86 | No | 25000 | 2700 | 81 | 5 | 0.8 | -25 | Dimmable | 10% | Yes | Damp Location Rated | No |  |  | 2016-08-29 | 2016-07-27 | United States, Canada | ES_1131547_PAR20N7W6DIM8025D27K_04272016125143_1503808 | 2265487
Jiaxing Ledux Lighting Co., LTD | Greenlux | PAR20N7W6DIM8025D30K | PAR20N7W6DIM8025D30K |  | PAR20 | Reflector (Flood/Spot) | E26 (Medium) | Directional | LED | 3 | 50 | 85 | 63 | 1835 |  | 25 | 600 | 7 | 86 | No | 25000 | 3000 | 83 | 11 | 0.8 | -25 | Dimmable | 10% | Yes | Damp Location Rated | No |  |  | 2016-08-29 | 2016-07-27 | United States, Canada | ES_1131547_PAR20N7W6DIM8025D30K_04272016125202_1522365 | 2265488
Jiaxing Ledux Lighting Co., LTD | Greenlux | PAR20N7W6DIM8025D50K | PAR20N7W6DIM8025D50K |  | PAR20 | Reflector (Flood/Spot) | E26 (Medium) | Directional | LED | 3 | 50 | 85 | 63 | 2017 |  | 25 | 600 | 7 | 86 | No | 25000 | 5000 | 83 | 15 | 0.8 | -25 | Dimmable | 10% | Yes | Damp Location Rated | No |  |  | 2016-08-29 | 2016-07-27 | United States, Canada | ES_1131547_PAR20N7W6DIM8025D50K_04272016125228_1548995 | 2265489
Jiaxing Ledux Lighting Co., LTD | Greenlux | PAR20N7W6DIM8035D27K | PAR20N7W6DIM8035D27K |  | PAR20 | Reflector (Flood/Spot) | E26 (Medium) | Directional | LED | 3 | 50 | 85 | 63 | 1320 |  | 35 | 600 | 7 | 86 | No | 25000 | 2700 | 81 | 5 | 0.8 | -25 | Dimmable | 10% | Yes | Damp Location Rated | No |  |  | 2016-08-29 | 2016-07-27 | United States, Canada | ES_1131547_PAR20N7W6DIM8035D27K_04272016125047_1447143 | 2265490
Jiaxing Ledux Lighting Co., LTD | Greenlux | PAR20N7W6DIM8035D30K | PAR20N7W6DIM8035D30K |  | PAR20 | Reflector (Flood/Spot) | E26 (Medium) | Directional | LED | 3 | 50 | 85 | 63 | 1413 |  | 35 | 600 | 7 | 86 | No | 25000 | 3000 | 83 | 10 | 0.8 | -25 | Dimmable | 10% | Yes | Damp Location Rated | No |  |  | 2016-08-29 | 2016-07-27 | United States, Canada | ES_1131547_PAR20N7W6DIM8035D30K_04272016125106_1466988 | 2265491
Jiaxing Ledux Lighting Co., LTD | Greenlux | PAR20N7W6DIM8035D50K | PAR20N7W6DIM8035D50K |  | PAR20 | Reflector (Flood/Spot) | E26 (Medium) | Directional | LED | 3 | 50 | 85 | 63 | 1410 |  | 35 | 600 | 7 | 86 | No | 25000 | 5000 | 83 | 15 | 0.8 | -25 | Dimmable | 10% | Yes | Damp Location Rated | No |  |  | 2016-08-29 | 2016-07-27 | United States, Canada | ES_1131547_PAR20N7W6DIM8035D50K_04272016125125_1485850 | 2265492
Jiaxing Ledux Lighting Co., LTD | Greenlux | PAR30C115W12DIM9025D27K | PAR30C115W12DIM9025D27K |  | PAR30 | Reflector (Flood/Spot) | E26 (Medium) | Directional | LED | 3 | 75 | 116.1 | 96.1 | 3269 |  | 25 | 900 | 11.5 | 78.8 | No | 25000 | 2700 | 92 | 55 | 0.9 | -25 | Dimmable | 10% | Yes | Damp Location Rated | No |  |  | 2016-06-14 | 2016-10-20 | United States, Canada | ES_1131547_PAR30C115W12DIM9025D27K_06242016043031_2631220 | 2270504
Jiaxing Ledux Lighting Co., LTD | Greenlux | PAR30C115W12DIM9025D30K | PAR30C115W12DIM9025D30K |  | PAR30 | Reflector (Flood/Spot) | E26 (Medium) | Directional | LED | 3 | 75 | 116.1 | 96.1 | 3151 |  | 25 | 900 | 11.5 | 79.4 | No | 25000 | 3000 | 92 | 64 | 0.9 | -25 | Dimmable | 10% | Yes | Damp Location Rated | No |  |  | 2016-06-14 | 2016-10-20 | United States, Canada | ES_1131547_PAR30C115W12DIM9025D30K_06242016043115_2675396 | 2270505
Jiaxing Ledux Lighting Co., LTD | Greenlux | PAR30C115W12DIM9025D50K | PAR30C115W12DIM9025D50K |  | PAR30 | Reflector (Flood/Spot) | E26 (Medium) | Directional | LED | 3 | 75 | 116.1 | 96.1 | 3185 |  | 25 | 900 | 11.5 | 77.9 | No | 25000 | 5000 | 96 | 93 | 0.9 | -25 | Dimmable | 10% | Yes | Damp Location Rated | No |  |  | 2016-06-14 | 2016-10-20 | United States, Canada | ES_1131547_PAR30C115W12DIM9025D50K_06242016043235_2755002 | 2270506
Jiaxing Ledux Lighting Co., LTD | Greenlux | PAR30C115W12DIM9040D27K | PAR30C115W12DIM9040D27K |  | PAR30 | Reflector (Flood/Spot) | E26 (Medium) | Directional | LED | 3 | 75 | 116.1 | 96.1 | 1693 |  | 40 | 900 | 11.5 | 78.8 | No | 25000 | 2700 | 92 | 55 | 0.9 | -25 | Dimmable | 10% | Yes | Damp Location Rated | No |  |  | 2016-06-14 | 2016-10-20 | United States, Canada | ES_1131547_PAR30C115W12DIM9040D27K_06242016043323_2803040 | 2270507
Jiaxing Ledux Lighting Co., LTD | Greenlux | PAR30C115W12DIM9040D30K | PAR30C115W12DIM9040D30K |  | PAR30 | Reflector (Flood/Spot) | E26 (Medium) | Directional | LED | 3 | 75 | 116.1 | 96.1 | 1840 |  | 40 | 900 | 11.5 | 79.4 | No | 25000 | 3000 | 92 | 64 | 0.9 | -25 | Dimmable | 10% | Yes | Damp Location Rated | No |  |  | 2016-06-14 | 2016-10-20 | United States, Canada | ES_1131547_PAR30C115W12DIM9040D30K_06242016043338_2818702 | 2270508
Jiaxing Ledux Lighting Co., LTD | Greenlux | PAR30C115W12DIM9040D50K | PAR30C115W12DIM9040D50K |  | PAR30 | Reflector (Flood/Spot) | E26 (Medium) | Directional | LED | 3 | 75 | 116.1 | 96.1 | 1752 |  | 40 | 900 | 11.5 | 77.9 | No | 25000 | 5000 | 96 | 93 | 0.9 | -25 | Dimmable | 10% | Yes | Damp Location Rated | No |  |  | 2016-06-14 | 2016-10-20 | United States, Canada | ES_1131547_PAR30C115W12DIM9040D50K_06242016043354_2834967 | 2270509
Jiaxing Ledux Lighting Co., LTD | Greenlux | PAR30E11W9DIM9025D27K | PAR30E11W9DIM9025D27K |  | PAR30 | Reflector (Flood/Spot) | E26 (Medium) | Directional | LED | 3 | 75 | 116.1 | 96.1 | 3257 |  | 25 | 800 | 11 | 71.9 | No | 25000 | 2700 | 91 | 51 | 0.9 | -25 | Dimmable | 1% | Yes | Damp Location Rated | No |  |  | 2016-06-14 | 2016-10-19 | United States, Canada | ES_1131547_PAR30E11W9DIM9025D27K_06242016033733_9453080 | 2270498
Hyperikon Inc. | Hyperikon | Omni LED Lamp A19 | HyperA19-272 |  | A19 | General Purpose Replacement | E26 (Medium) | Omnidirectional | LED | 5 | 40 | 110.7 | 65.7 |  |  |  | 480 | 7 | 68.6 | No | 25000 | 2700 | 83 | 13 | 0.8 | -20 | Dimmable | 5% |  | Damp Location Rated,Enclosed Fixtures,Recessed Fixtures |  |  |  | 2015-10-15 | 2015-11-04 | United States, Canada | ES_1130573_HyperA19-272_11042015105402_4989132 | 2252255
Hyperikon Inc. | Hyperikon | Omni LED Lamp A19 | HyperA19-273 |  | A19 | General Purpose Replacement | E26 (Medium) | Omnidirectional | LED | 5 | 60 | 111.2 | 65.8 |  |  |  | 800 | 9.9 | 80.8 | No | 25000 | 2700 | 83 | 11 | 0.8 | -20 | Dimmable | 5% |  | Damp Location Rated,Enclosed Fixtures,Recessed Fixtures |  |  |  | 2015-10-15 | 2015-11-04 | United States, Canada | ES_1130573_HyperA19-273_11042015110912_8718541 | 2252260
Hyperikon Inc. | Hyperikon | Omni LED Lamp A19 | HyperA19-30 |  | A19 | General Purpose Replacement | E26 (Medium) | Omnidirectional | LED | 3 | 40 | 111.3 | 59.8 |  |  |  | 500 | 6 | 83.3 | No | 25000 | 3000 | 85 | 22 | 0.9 | -20 | Dimmable | 10% |  | Damp Location Rated,Not for Use in Enclosed Fixtures,Recessed Fixtures |  |  |  | 2015-03-25 | 2015-04-08 | United States | ES_1130573_HyperA19-30_04082015150930_0981775 | 2237544
Hyperikon Inc. | Hyperikon | Omni LED Lamp A19 | HyperA19-301 |  | A19 | General Purpose Replacement | E26 (Medium) | Omnidirectional | LED | 3 | 60 | 111.8 | 59.6 |  |  |  | 810 | 9.5 | 85.3 | No | 25000 | 3000 | 83 | 19 | 0.9 | -20 | Dimmable | 10% |  | Damp Location Rated,Not for Use in Enclosed Fixtures,Recessed Fixtures |  |  |  | 2015-03-25 | 2015-04-08 | United States | ES_1130573_HyperA19-301_04082015151023_8749751 | 2237546
Hyperikon Inc. | Hyperikon | Omni LED Lamp A19 | HyperA19-302 |  | A19 | General Purpose Replacement | E26 (Medium) | Omnidirectional | LED | 5 | 40 | 110.8 | 65.7 |  |  |  | 480 | 7 | 68.6 | No | 25000 | 3000 | 83 | 12 | 0.8 | -20 | Dimmable | 5% |  | Damp Location Rated,Enclosed Fixtures,Recessed Fixtures |  |  |  | 2015-10-15 | 2015-11-04 | United States, Canada | ES_1130573_HyperA19-302_11042015105435_1267489 | 2252256
Hyperikon Inc. | Hyperikon | Omni LED Lamp A19 | HyperA19-303 |  | A19 | General Purpose Replacement | E26 (Medium) | Omnidirectional | LED | 5 | 60 | 111.6 | 65.7 |  |  |  | 800 | 9.9 | 80.8 | No | 25000 | 3000 | 83 | 10 | 0.8 | -20 | Dimmable | 5% |  | Damp Location Rated,Enclosed Fixtures,Recessed Fixtures |  |  |  | 2015-10-15 | 2015-11-04 | United States, Canada | ES_1130573_HyperA19-303_11042015110946_9197412 | 2252262
Hyperikon Inc. | Hyperikon | Omni LED Lamp A19 | HyperA19-40 |  | A19 | General Purpose Replacement | E26 (Medium) | Omnidirectional | LED | 3 | 40 | 111.6 | 59.8 |  |  |  | 500 | 6 | 83.3 | No | 25000 | 4000 | 85 | 19 | 0.9 | -20 | Dimmable | 10% |  | Damp Location Rated,Not for Use in Enclosed Fixtures,Recessed Fixtures |  |  |  | 2015-10-10 | 2015-10-14 | United States | ES_1130573_HyperA19-40_10142015152322_6890143 | 2251049
Hyperikon Inc. | Hyperikon | Omni LED Lamp A19 | HyperA19-401 |  | A19 | General Purpose Replacement | E26 (Medium) | Omnidirectional | LED | 3 | 60 | 111.5 | 59.6 |  |  |  | 810 | 9.5 | 85.3 | No | 25000 | 4000 | 85 | 20 | 0.9 | -20 | Dimmable | 10% |  | Damp Location Rated,Not for Use in Enclosed Fixtures,Recessed Fixtures |  |  |  | 2015-03-25 | 2015-04-08 | United States | ES_1130573_HyperA19-401_04082015151035_5876217 | 2237553
Jessar | Xtricity | 1-60070 | 1-60070 |  | A19 | General Purpose Replacement | E26 (Medium) | Omnidirectional | LED | 3 | 60 | 112.3 | 60.9 |  |  |  | 800 | 9 | 88.9 | No | 25000 | 5000 | 85 | 21 | 0.9 | -20 | Dimmable | 10% |  | Damp Location Rated,Not for Use in Enclosed Fixtures |  |  |  | 2015-03-10 | 2015-03-27 | Canada | ES_1110120_1-60070_03272015044840_1023783 | 2235303
Hyperikon Inc. | Hyperikon | Omni LED Lamp A19 | HyperA19-501 |  | A19 | General Purpose Replacement | E26 (Medium) | Omnidirectional | LED | 3 | 60 | 111.2 | 59.8 |  |  |  | 900 | 9.5 | 94.7 | No | 25000 | 5000 | 84 | 17 | 0.9 | -20 | Dimmable | 10% |  | Damp Location Rated,Not for Use in Enclosed Fixtures,Recessed Fixtures |  |  |  | 2016-10-10 | 2015-10-14 | United States | ES_1130573_HyperA19-501_10142015152345_6778138 | 2251051
Hyperikon Inc. | Hyperikon | Omni LED Lamp A19 | HyperA19-502 |  | A19 | General Purpose Replacement | E26 (Medium) | Omnidirectional | LED | 5 | 40 | 110.5 | 65.6 |  |  |  | 480 | 7 | 68.6 | No | 25000 | 5000 | 85 | 21 | 0.8 | -20 | Dimmable | 5% |  | Damp Location Rated,Enclosed Fixtures,Recessed Fixtures |  |  |  | 2015-10-15 | 2015-11-04 | United States, Canada | ES_1130573_HyperA19-502_11042015105444_0082713 | 2252259
Hyperikon Inc. | Hyperikon | Omni LED Lamp A19 | HyperA19-503 |  | A19 | General Purpose Replacement | E26 (Medium) | Omnidirectional | LED | 5 | 60 | 110.9 | 65.6 |  |  |  | 800 | 9.9 | 80.8 | No | 25000 | 5000 | 86 | 22 | 0.8 | -20 | Dimmable | 5% |  | Damp Location Rated,Enclosed Fixtures,Recessed Fixtures |  |  |  | 2015-10-15 | 2015-11-04 | United States, Canada | ES_1130573_HyperA19-503_11042015110957_1917235 | 2252264
IGT Lighting, Inc | IGT | LED Lamp | IGTBLB-60007-PAR2027 |  | PAR20 | Reflector (Flood/Spot) | E26 (Medium) | Directional | LED | 5 | 50 | 86.4 | 66 | 1481 |  | 25 |  | 7 | 71.4 | No | 25000 | 2700 | 82 | 8 | 1 | -20 | Dimmable | 10% |  | Not for Use in Enclosed Fixtures |  |  |  | 2015-09-30 | 2015-09-30 | United States | ES_1133091_IGTBLB-60007-PAR2027_10082015132143_1438704 | 2249761
IGT Lighting, Inc | IGT | LED Lamp | IGTBLB-60007-PAR2050 |  | PAR20 | Reflector (Flood/Spot) | E26 (Medium) | Directional | LED | 5 | 50 | 86.4 | 66 | 1886 |  | 25 |  | 7.2 | 69.4 | No | 25000 | 5000 | 84 | 16 | 1 | -20 | Dimmable | 10% |  | Not for Use in Enclosed Fixtures |  |  |  | 2015-09-30 | 2015-09-30 | United States | ES_1133091_IGTBLB-60007-PAR2050_10082015132143_4284872 | 2249762
IGT Lighting, Inc | IGT | LED Lamp | IGTBLB-60011-PAR3027 |  | PAR30L | Reflector (Flood/Spot) | E26 (Medium) | Directional | LED | 5 | 75 | 114.3 | 96.5 | 1962 |  | 40 |  | 11 | 77.3 | No | 25000 | 2700 | 82 | 8 | 1 | -20 | Dimmable | 10% |  | Not for Use in Enclosed Fixtures |  |  |  | 2015-09-30 | 2015-09-30 | United States | ES_1133091_IGTBLB-60011-PAR3027_10082015132205_8828817 | 2249759
IGT Lighting, Inc | IGT | LED Lamp | IGTBLB-60011-PAR3050 |  | PAR30L | Reflector (Flood/Spot) | E26 (Medium) | Directional | LED | 5 | 75 | 114.3 | 96.5 | 2289 |  | 40 |  | 11 | 77.3 | No | 25000 | 5000 | 84 | 16 | 1 | -20 | Dimmable | 10% |  | Not for Use in Enclosed Fixtures |  |  |  | 2015-09-30 | 2015-09-30 | United States | ES_1133091_IGTBLB-60011-PAR3050_10082015132205_6703752 | 2249760
IGT Lighting, Inc | IGT | LED Lamp | IGTBLB-60013-BR3027 |  | BR30 | Reflector (Flood/Spot) | E26 (Medium) | Directional | LED | 5 | 75 | 132.1 | 94 |  |  |  | 938 | 13.5 | 69.5 | No | 25000 | 2700 | 82 | 9 | 1 | -20 | Dimmable | 20% |  | Not for Use in Enclosed Fixtures |  |  |  | 2015-09-30 | 2015-09-30 | United States | ES_1133091_IGTBLB-60013-BR3027_10082015132235_5182492 | 2249755
IGT Lighting, Inc | IGT | LED Lamp | IGTBLB-60013-BR3050 |  | BR30 | Reflector (Flood/Spot) | E26 (Medium) | Directional | LED | 5 | 75 | 132.1 | 94 |  |  |  | 938 | 13.5 | 69.5 | No | 25000 | 5000 | 83 | 14 | 1 | -20 | Dimmable | 20% |  | Not for Use in Enclosed Fixtures |  |  |  | 2015-09-30 | 2015-09-30 | United States | ES_1133091_IGTBLB-60013-BR3050_10082015132235_7380022 | 2249756
IGT Lighting, Inc | IGT | LED Lamp | IGTBLB-60017-BR4027 |  | BR40 | Reflector (Flood/Spot) | E26 (Medium) | Directional | LED | 5 | 90 | 165.1 | 129.5 |  |  |  | 1260 | 17.2 | 73.3 | No | 25000 | 2700 | 83 | 11 | 1 | -20 | Dimmable | 20% |  | Not for Use in Enclosed Fixtures |  |  |  | 2015-09-30 | 2015-09-30 | United States | ES_1133091_IGTBLB-60017-BR4027_10082015132221_8198451 | 2249757
IGT Lighting, Inc | IGT | LED Lamp | IGTBLB-60017-BR4050 |  | BR40 | Reflector (Flood/Spot) | E26 (Medium) | Directional | LED | 5 | 90 | 165.1 | 129.5 |  |  |  | 1260 | 17 | 74.1 | No | 25000 | 5000 | 83 | 16 | 1 | -20 | Dimmable | 20% |  | Not for Use in Enclosed Fixtures |  |  |  | 2015-09-30 | 2015-09-30 | United States | ES_1133091_IGTBLB-60017-BR4050_10082015132221_1734705 | 2249758
Jenco Canada LED | JENCO LED | JC-DGU10-5TC6L(4000K) | JC-DGU10-5TC6L(4000K) |  | PAR16 | Reflector (Flood/Spot) | GU10 | Directional | LED | 5 | 40 | 58.8 | 49.7 | 373 |  | 60 | 450 | 5 | 90 | No | 25000 | 4000 | 83 | 7 | 0.8 | -20 | Dimmable | 20% | Yes | Damp Location Rated | No |  |  | 2016-08-10 | 2016-09-09 | United States, Canada | ES_1120720_JC-DGU10-5TC6L(4000K)_09122016012806_3686494 | 2278946
Jenco Canada LED | JENCO LED | JC-DGU10-5TC6L(5000K) | JC-DGU10-5TC6L(5000K) |  | PAR16 | Reflector (Flood/Spot) | GU10 | Directional | LED | 5 | 40 | 58.8 | 49.6 | 383 |  | 60 | 450 | 5 | 90 | No | 25000 | 5000 | 84 | 9 | 0.8 | -20 | Dimmable | 20% | Yes | Damp Location Rated | No |  |  | 2016-08-10 | 2016-09-09 | United States, Canada | ES_1120720_JC-DGU10-5TC6L(5000K)_09122016012823_3703434 | 2278947
Jenco Canada LED | JENCO LED | JC-DGU10-5TC6L(6500K) | JC-DGU10-5TC6L(6500K) |  | PAR16 | Reflector (Flood/Spot) | GU10 | Directional | LED | 5 | 40 | 58.8 | 49.7 | 390 |  | 60 | 450 | 5 | 90 | No | 25000 | 6500 | 84 | 9 | 0.8 | -20 | Dimmable | 20% | Yes | Damp Location Rated | No |  |  | 2016-08-10 | 2016-09-09 | United States, Canada | ES_1120720_JC-DGU10-5TC6L(6500K)_09122016012844_3724508 | 2278948
Jenco Canada LED | JENCO LED | JC-DGU10-6TS3L(30K30) | JC-DGU10-6TS3L(30K30) |  | PAR16 | Reflector (Flood/Spot) | GU10 | Directional | LED | 5 | 50 | 58.5 | 49.4 | 817 |  | 30 | 450 | 6 | 75 | No | 25000 | 3000 | 83 | 10 | 0.8 | -20 | Dimmable | 10% | Yes | Damp Location Rated | No |  |  | 2016-08-10 | 2016-09-09 | United States, Canada | ES_1120720_JC-DGU10-6TS3L(30K30)_09122016010940_2580856 | 2278934
Jenco Canada LED | JENCO LED | JC-DGU10-6TS3L(40K30) | JC-DGU10-6TS3L(40K30) |  | PAR16 | Reflector (Flood/Spot) | GU10 | Directional | LED | 5 | 50 | 58.6 | 49.6 | 811 |  | 30 | 450 | 6 | 75 | No | 25000 | 4000 | 83 | 10 | 0.8 | -20 | Dimmable | 10% | Yes | Damp Location Rated | No |  |  | 2016-08-10 | 2016-09-09 | United States, Canada | ES_1120720_JC-DGU10-6TS3L(40K30)_09122016011008_2608458 | 2278935
Jenco Canada LED | JENCO LED | JC-DGU10-6TS3L(50K30) | JC-DGU10-6TS3L(50K30) |  | PAR16 | Reflector (Flood/Spot) | GU10 | Directional | LED | 5 | 50 | 58.8 | 49.6 | 831 |  | 30 | 450 | 6 | 75 | No | 25000 | 5000 | 81 | 1 | 0.9 | -20 | Dimmable | 10% | Yes | Damp Location Rated | No |  |  | 2016-08-10 | 2016-09-09 | United States, Canada | ES_1120720_JC-DGU10-6TS3L(50K30)_09122016011138_2698479 | 2278936
Jenco Canada LED | JENCO LED | JC-DGU10-6TS3L(65K30) | JC-DGU10-6TS3L(65K30) |  | PAR16 | Reflector (Flood/Spot) | GU10 | Directional | LED | 5 | 50 | 58.5 | 49.5 | 910 |  | 30 | 450 | 6 | 75 | No | 25000 | 6500 | 85 | 20 | 0.8 | -20 | Dimmable | 10% | Yes | Damp Location Rated | No |  |  | 2016-08-10 | 2016-09-09 | United States, Canada | ES_1120720_JC-DGU10-6TS3L(65K30)_09122016011257_2777257 | 2278937
Jenco Canada LED | JENCO LED | JC-DGU10-6TS6L(30K60) | JC-DGU10-6TS6L(30K60) |  | PAR16 | Reflector (Flood/Spot) | GU10 | Directional | LED | 5 | 50 | 58.5 | 49.4 | 452 |  | 60 | 450 | 6 | 75 | No | 25000 | 3000 | 83 | 9 | 0.8 | -20 | Dimmable | 10% | Yes | Damp Location Rated | No |  |  | 2016-08-10 | 2016-09-09 | United States, Canada | ES_1120720_JC-DGU10-6TS6L(30K60)_09122016010756_2476345 | 2278938
Jenco Canada LED | JENCO LED | JC-DGU10-6TS6L(40K60) | JC-DGU10-6TS6L(40K60) |  | PAR16 | Reflector (Flood/Spot) | GU10 | Directional | LED | 5 | 50 | 58.6 | 49.6 | 404 |  | 60 | 450 | 6 | 75 | No | 25000 | 4000 | 82 | 7 | 0.8 | -20 | Dimmable | 10% | Yes | Damp Location Rated | No |  |  | 2016-08-10 | 2016-09-09 | United States, Canada | ES_1120720_JC-DGU10-6TS6L(40K60)_09122016010814_2494940 | 2278939
Jenco Canada LED | JENCO LED | JC-DGU10-6TS6L(50K60) | JC-DGU10-6TS6L(50K60) |  | PAR16 | Reflector (Flood/Spot) | GU10 | Directional | LED | 5 | 50 | 58.8 | 49.6 | 409 |  | 60 | 450 | 6 | 75 | No | 25000 | 5000 | 80 | 1 | 0.9 | -20 | Dimmable | 10% | Yes | Damp Location Rated | No |  |  | 2016-08-10 | 2016-09-09 | United States, Canada | ES_1120720_JC-DGU10-6TS6L(50K60)_09122016010844_2524081 | 2278940
Jenco Canada LED | JENCO LED | JC-DGU10-6TS6L(65K60) | JC-DGU10-6TS6L(65K60) |  | PAR16 | Reflector (Flood/Spot) | GU10 | Directional | LED | 5 | 50 | 58.5 | 49.5 | 419 |  | 60 | 450 | 6 | 75 | No | 25000 | 6500 | 83 | 12 | 0.8 | -20 | Dimmable | 10% | Yes | Damp Location Rated | No |  |  | 2016-08-10 | 2016-09-09 | United States, Canada | ES_1120720_JC-DGU10-6TS6L(65K60)_09122016010918_2558375 | 2278941
Jessar | JESSAR | Bare-Spiral CFL | 1-60107 |  | CFL Bare Spiral | General Purpose Replacement | GU24 | Omnidirectional | CFL | 3 | 60 | 94.2 | 52.4 |  | 2.5 |  | 900 | 13 | 69.2 | No | 10000 | 2700 | 82 | -23 | 0.6 | -30 |  |  |  | Damp Location Rated,Enclosed Fixtures,Recessed Fixtures |  |  |  | 2016-06-06 | 2016-06-23 | Canada | ES_1110120_1-60107_06232016150123_4395090 | 2271330
Jessar | JESSAR | Bare-Spiral CFL | 1-60200 |  | CFL Bare Spiral | General Purpose Replacement | E26 (Medium) | Omnidirectional | CFL | 3 | 40 | 84.6 | 46 |  | 2.5 |  | 540 | 9 | 60 | No | 10000 | 2700 | 82 | -19 | 0.6 | -30 |  |  |  | Damp Location Rated,Enclosed Fixtures,Recessed Fixtures |  |  |  | 2016-06-06 | 2016-06-23 | Canada | ES_1110120_1-60200_06232016151023_3924001 | 2271331
Jessar | JESSAR | Bare-Spiral CFL | 1-60202 | ,,Retail Number: 1-60212, 1-60412 | CFL Bare Spiral | General Purpose Replacement | E26 (Medium) | Omnidirectional | CFL | 3 | 75 | 116.9 | 60.7 |  | 2.5 |  | 1520 | 23 | 66.1 | No | 10000 | 4100 | 84 | 16 | 0.6 | -30 |  |  |  | Damp Location Rated,Enclosed Fixtures,Recessed Fixtures |  |  |  | 2016-06-06 | 2016-06-23 | Canada | ES_1110120_1-60202_06232016111802_4901032 | 2272206
Jessar | JESSAR | BR30 CFL | 1-60722 |  | BR30 | Reflector (Flood/Spot) | E26 (Medium) | Directional | CFL | 3 | 65 | 134.2 | 94.7 |  | 2.5 |  | 750 | 15 | 50 | No | 10000 | 2700 | 83 | 0 | 0.6 | -30 |  |  |  | Damp Location Rated,Enclosed Fixtures,Recessed Fixtures |  |  |  | 2016-06-06 | 2016-06-27 | Canada | ES_1110120_1-60722_06272016151721_2139904 | 2271332
Jessar | JESSAR | LED Lamp | 1-60090 |  | CA10 | Decorative | E12 (Candelabra) | Decorative | LED | 3 | 40 | 107.1 | 36 |  |  |  | 300 | 4.5 | 66.7 | No | 25000 | 3000 | 82 | 6 | 0.9 | -20 | Dimmable | 5% | No | Damp Location Rated,Not for Use in Recessed Fixtures | No |  |  | 2016-08-12 | 2016-08-31 | Canada | ES_1110120_1-60090_08312016112802_2134912 | 2278472
Jessar | Xtricity | 1-60031 | 1-60031 |  | Decorative Candle: Other | Decorative | E12 (Candelabra) | Decorative | LED | 3 | 40 | 97 | 35 |  |  |  | 350 | 5.5 | 63.6 | No | 25000 | 3000 | 82 | 17 | 0.9 | -20 | Dimmable | 9% |  | None |  |  |  | 2014-06-10 | 2014-07-17 | Canada | ES_1110120_1-60031_07172014105221_1023637 | 2215712
Jessar | Xtricity | 1-60035 | 1-60035 |  | BR30 | Reflector (Flood/Spot) | E26 (Medium) | Directional | LED | 3 | 65 | 130 | 95 |  |  | 110 | 850 | 11 | 77.3 | No | 25000 | 3000 | 83 | 17 | 0.9 | -20 | Dimmable | 10% |  | None |  |  |  | 2014-06-10 | 2014-07-17 | Canada | ES_1110120_1-60035_07172014110111_1023637 | 2215709
Jessar | Xtricity | 1-60037 | 1-60037 | 1-60071,1-60071, | PAR16 | Reflector (Flood/Spot) | GU10 | Directional | LED | 3 | 50 | 54.2 | 50.2 | 1139 |  | 40 | 450 | 7 | 64.2 | No | 25000 | 3000 | 82 | 18 | 0.7 | -20 | Dimmable | 10% |  | Not for Use in Recessed Fixtures,Not for Use in Enclosed Fixtures |  |  |  | 2015-03-10 | 2015-03-27 | Canada | ES_1110120_1-60037_03272015085000_1023783 | 2235255
Jiawei Technology (USA), Ltd | Maximus | M-14PAR30-830-LN-FL-D | M-14PAR30-830-LN-FL-D | ,M-P30LA,; ,P30LA, | PAR30L | Reflector (Flood/Spot) | E26 (Medium) | Directional | LED | 5 | 75 | 120 | 95.2 | 2306 |  | 35 | 800 | 14 | 57.1 | No | 35000 | 3000 | 83 | 19 | 0.9 | -20 | Dimmable | 10% |  | Damp Location Rated,Enclosed Fixtures,Recessed Fixtures |  |  |  | 2014-11-16 | 2015-01-30 | United States, Canada | ES_1119003_PAR30LA_10162014085751_9871337 | 2222437
Jiawei Technology (USA), Ltd | Maximus | M-14PAR30-850-FL-D | M-14PAR30-850-FL-D | ,M-P30SB,; ,P30SB, | PAR30 | Reflector (Flood/Spot) | E26 (Medium) | Directional | LED | 5 | 75 | 91.7 | 95.2 | 2418 |  | 35 | 840 | 14 | 60 | No | 35000 | 5000 | 84 | 15 | 0.9 | -20 | Dimmable | 10% |  | Damp Location Rated,Enclosed Fixtures,Recessed Fixtures |  |  |  | 2014-11-16 | 2015-01-30 | United States, Canada | ES_1119003_PAR30SB_10162014090024_0024023 | 2222440
Jiawei Technology (USA), Ltd | Maximus | M-14PAR30-850-LN-FL-D | M-14PAR30-850-LN-FL-D | ,M-P30LB,; ,P30LB, | PAR30L | Reflector (Flood/Spot) | E26 (Medium) | Directional | LED | 5 | 75 | 120 | 95.2 | 2477 |  | 35 | 840 | 14 | 60 | No | 35000 | 5000 | 84 | 15 | 0.9 | -20 | Dimmable | 10% |  | Damp Location Rated,Enclosed Fixtures,Recessed Fixtures |  |  |  | 2014-11-16 | 2015-01-30 | United States, Canada | ES_1119003_PAR30LB_10162014085848_9928833 | 2222438
Jiawei Technology (USA), Ltd | Maximus | M-17PAR38-830-FL-D | M-17PAR38-830-FL-D | ,M-P38A,; ,P38A, | PAR38 | Reflector (Flood/Spot) | E26 (Medium) | Directional | LED | 5 | 85 | 133.3 | 119.7 | 2523 |  | 35 | 1000 | 17.3 | 58.8 | No | 35000 | 3000 | 83 | 22 | 0.9 | -20 | Dimmable | 10% |  | Damp Location Rated,Enclosed Fixtures,Recessed Fixtures |  |  |  | 2014-11-16 | 2015-01-30 | United States, Canada | ES_1119003_PAR38A_10162014090138_0098633 | 2222441
Jiawei Technology (USA), Ltd | Maximus | M-17PAR38-850-FL-D | M-17PAR38-850-FL-D | ,M-P38B,; ,P38B, | PAR38 | Reflector (Flood/Spot) | E26 (Medium) | Directional | LED | 5 | 85 | 133.3 | 119.7 | 2696 |  | 35 | 1050 | 17.1 | 61.8 | No | 35000 | 5000 | 83 | 14 | 0.9 | -20 | Dimmable | 10% |  | Damp Location Rated,Enclosed Fixtures,Recessed Fixtures |  |  |  | 2014-11-16 | 2015-01-30 | United States, Canada | ES_1119003_PAR38B_10162014090226_0146286 | 2222442
Jiawei Technology (USA), Ltd | Maximus | M-6A19-830-O-BX | M-6A19-830-O-BX | ,6A19-830-O-BX,; ,M-A19I, | A19 | General Purpose Replacement | E26 (Medium) | Omnidirectional | LED | 3 | 40 | 112.3 | 60.5 |  |  |  | 450 | 6.5 | 69.2 | No | 25000 | 3000 | 85 | 28 | 1 | -20 |  |  |  | None |  |  |  | 2015-04-01 | 2015-04-09 | United States, Canada | ES_1119003_6A19-830-O-BX_04092015041110_1023790 | 2236119
Jiawei Technology (USA), Ltd | Maximus | M-9PAR20-830-FL-D | M-9PAR20-830-FL-D | ,M-P20A,; ,P20A, | PAR20 | Reflector (Flood/Spot) | E26 (Medium) | Directional | LED | 5 | 50 | 88.5 | 64.2 | 1244 |  | 35 | 500 | 9 | 55.6 | No | 35000 | 3000 | 83 | 19 | 0.9 | -20 | Dimmable | 10% |  | Damp Location Rated,Enclosed Fixtures,Recessed Fixtures |  |  |  | 2014-11-16 | 2015-01-30 | United States, Canada | ES_1119003_PAR20A_10162014085614_9774538 | 2222435
Jiawei Technology (USA), Ltd | Maximus | M-9PAR20-850-FL-D | M-9PAR20-850-FL-D | ,M-P20B,; ,P20B, | PAR20 | Reflector (Flood/Spot) | E26 (Medium) | Directional | LED | 5 | 50 | 88.5 | 64.2 | 1377 |  | 35 | 500 | 9 | 55.6 | No | 35000 | 5000 | 84 | 15 | 0.9 | -20 | Dimmable | 10% |  | Damp Location Rated,Enclosed Fixtures,Recessed Fixtures |  |  |  | 2014-11-16 | 2015-01-30 | United States, Canada | ES_1119003_PAR20B_10162014085658_9818225 | 2222436
Jiawei Technology (USA), Ltd | Maximus | self-ballasted LED Lamps | DL-13BR30-827-110-D | self-ballasted LED Lamps,ML-13BR30-827-110-D, | BR30 | Reflector (Flood/Spot) | E26 (Medium) | Directional | LED | 5 | 65 | 135 | 95 |  |  | 120 | 750 | 13 | 57.7 | No | 25000 | 2700 | 81 | 5 | 1 | -20 | Dimmable | 10% |  | None |  |  |  | 2015-06-30 | 2015-07-13 | United States, Canada | ES_1119003_DL-13BR30-827-110-D_07222015091808_9972838 | 2243918
Jiawei Technology (USA), Ltd | Maximus | self-ballasted LED Lamps | DL-15BR40-827-110-D | self-ballasted LED Lamps,ML-15BR40-827-110-D, | BR40 | Reflector (Flood/Spot) | E26 (Medium) | Directional | LED | 5 | 75 | 163 | 127 |  |  | 120 | 1000 | 15 | 66.7 | No | 25000 | 2700 | 82 | 7 | 1 | -20 | Dimmable | 10% |  | None |  |  |  | 2015-06-30 | 2015-07-13 | United States, Canada | ES_1119003_DL-15BR40-827-110-D_07222015091707_7808771 | 2243916
Jiawei Technology (USA), Ltd | Maximus | self-ballasted LED Lamps | DL-6A19-827-300-D | self-ballasted LED Lamps,ML-6A19-827-300-D, | A19 | General Purpose Replacement | E26 (Medium) | Omnidirectional | LED | 5 | 40 | 112 | 60 |  |  |  | 450 | 6.1 | 75 | No | 25000 | 2700 | 82 | 10 | 1 | -20 | Dimmable | 10% |  | None |  |  |  | 2015-06-30 | 2015-07-09 | United States, Canada | ES_1119003_DL-6A19-827-300-D_07132015102039_9536024 | 2243196
Jiawei Technology (USA), Ltd | Maximus | self-ballasted LED Lamps | DL-8A19-827-300-D | self-ballasted LED Lamps,ML-8A19-827-300-D, | A19 | General Purpose Replacement | E26 (Medium) | Omnidirectional | LED | 5 | 60 | 116 | 60 |  |  |  | 800 | 8.6 | 93 | No | 25000 | 2700 | 82 | 10 | 1 | -20 | Dimmable | 10% |  | None |  |  |  | 2015-06-30 | 2015-07-13 | United States, Canada | ES_1119003_DL-8A19-827-300-D_07222015150826_6269581 | 2244331
Jiawei Technology (USA), Ltd | Maximus | self-ballasted LED Lamps | DL-8R20-827-110-D | self-ballasted LED Lamps,ML-8R20-827-110-D, | R20 | Reflector (Flood/Spot) | E26 (Medium) | Directional | LED | 5 | 45 | 98 | 63 |  |  | 120 | 450 | 8 | 56.2 | No | 25000 | 2700 | 82 | 6 | 1 | -20 | Dimmable | 10% |  | None |  |  |  | 2015-06-30 | 2015-07-13 | United States, Canada | ES_1119003_DL-8R20-827-110-D_07222015091839_2687000 | 2243920
Jiawei Technology (USA), Ltd | Maximus | self-ballasted LED Lamps | ML-14PAR38-830-25-D |  | PAR38 | Reflector (Flood/Spot) | E26 (Medium) | Directional | LED | 5 | 90 | 130 | 120 | 4842 |  | 25 | 900 | 14 | 64.3 | No | 25000 | 3000 | 82 | 2 | 1 | -20 | Dimmable | 10% |  | None |  |  |  | 2015-06-30 | 2015-07-13 | United States, Canada | ES_1119003_ML-14PAR38-830-25-D_07222015092018_7738825 | 2243925
Jiawei Technology (USA), Ltd | Maximus | self-ballasted LED Lamps | ML-14PAR38-830-40-D |  | PAR38 | Reflector (Flood/Spot) | E26 (Medium) | Directional | LED | 5 | 90 | 130 | 120 | 1881 |  | 40 | 900 | 14 | 64.3 | No | 25000 | 3000 | 82 | 2 | 1 | -20 | Dimmable | 10% |  | None |  |  |  | 2015-06-30 | 2015-07-13 | United States, Canada | ES_1119003_ML-14PAR38-830-40-D_07222015092018_5708048 | 2243926
Jiawei Technology (USA), Ltd | Maximus | self-ballasted LED Lamps | ML-14PAR38-850-25-D |  | PAR38 | Reflector (Flood/Spot) | E26 (Medium) | Directional | LED | 5 | 90 | 130 | 120 | 5615 |  | 25 | 900 | 14 | 71.4 | No | 25000 | 5000 | 84 | 16 | 1 | -20 | Dimmable | 10% |  | None |  |  |  | 2015-06-30 | 2015-07-13 | United States, Canada | ES_1119003_ML-14PAR38-850-25-D_07222015092018_1496985 | 2243927
Jiawei Technology (USA), Ltd | Maximus | self-ballasted LED Lamps | ML-14PAR38-850-40-D |  | PAR38 | Reflector (Flood/Spot) | E26 (Medium) | Directional | LED | 5 | 90 | 130 | 120 | 1958 |  | 40 | 900 | 14 | 71.4 | No | 25000 | 5000 | 84 | 16 | 1 | -20 | Dimmable | 10% |  | None |  |  |  | 2015-06-30 | 2015-07-13 | United States, Canada | ES_1119003_ML-14PAR38-850-40-D_07222015092018_3512322 | 2243928
Jiawei Technology (USA), Ltd | Maximus | self-ballasted LED Lamps | ML-15PAR38-830-25-D |  | PAR38 | Reflector (Flood/Spot) | E26 (Medium) | Directional | LED | 5 | 100 | 130 | 120 | 6133 |  | 25 | 1200 | 15 | 80 | No | 25000 | 3000 | 82 | 4 | 1 | -20 | Dimmable | 10% |  | None |  |  |  | 2015-06-30 | 2015-07-09 | United States, Canada | ES_1119003_ML-15PAR38-830-25-D_07102015164836_4493442 | 2243157
Jiaxing Ledux Lighting Co., LTD | Greenlux | PAR30E11W9DIM9025D30K | PAR30E11W9DIM9025D30K |  | PAR30 | Reflector (Flood/Spot) | E26 (Medium) | Directional | LED | 3 | 75 | 116.1 | 96.1 | 3526 |  | 25 | 800 | 11 | 74.9 | No | 25000 | 3000 | 92 | 62 | 0.9 | -25 | Dimmable | 1% | Yes | Damp Location Rated | No |  |  | 2016-06-14 | 2016-10-19 | United States, Canada | ES_1131547_PAR30E11W9DIM9025D30K_06242016033800_9480498 | 2270499
Jiaxing Ledux Lighting Co., LTD | Greenlux | PAR30E11W9DIM9025D50K | PAR30E11W9DIM9025D50K |  | PAR30 | Reflector (Flood/Spot) | E26 (Medium) | Directional | LED | 3 | 75 | 116.1 | 96.1 | 3390 |  | 25 | 800 | 11 | 72.9 | No | 25000 | 5000 | 95 | 92 | 0.9 | -25 | Dimmable | 1% | Yes | Damp Location Rated | No |  |  | 2016-06-14 | 2016-10-19 | United States, Canada | ES_1131547_PAR30E11W9DIM9025D50K_06242016033943_9583139 | 2270500
Jiaxing Ledux Lighting Co., LTD | Greenlux | PAR30E11W9DIM9040D27K | PAR30E11W9DIM9040D27K |  | PAR30 | Reflector (Flood/Spot) | E26 (Medium) | Directional | LED | 3 | 75 | 116.1 | 96.1 | 1700 |  | 40 | 800 | 11 | 71.9 | No | 25000 | 2700 | 91 | 51 | 0.9 | -25 | Dimmable | 1% | Yes | Damp Location Rated | No |  |  | 2016-06-14 | 2016-10-19 | United States, Canada | ES_1131547_PAR30E11W9DIM9040D27K_06242016033717_9437134 | 2270501
Jiaxing Ledux Lighting Co., LTD | Greenlux | PAR30E11W9DIM9040D30K | PAR30E11W9DIM9040D30K |  | PAR30 | Reflector (Flood/Spot) | E26 (Medium) | Directional | LED | 3 | 75 | 116.1 | 96.1 | 1763 |  | 40 | 800 | 11 | 74.9 | No | 25000 | 3000 | 92 | 62 | 0.9 | -25 | Dimmable | 1% | Yes | Damp Location Rated | No |  |  | 2016-06-14 | 2016-10-19 | United States, Canada | ES_1131547_PAR30E11W9DIM9040D30K_06242016033748_9468041 | 2270502
Jiaxing Ledux Lighting Co., LTD | Greenlux | PAR30E11W9DIM9040D50K | PAR30E11W9DIM9040D50K |  | PAR30 | Reflector (Flood/Spot) | E26 (Medium) | Directional | LED | 3 | 75 | 116.1 | 96.1 | 1686 |  | 40 | 800 | 11 | 72.9 | No | 25000 | 5000 | 95 | 92 | 0.9 | -25 | Dimmable | 1% | Yes | Damp Location Rated | No |  |  | 2016-06-14 | 2016-10-19 | United States, Canada | ES_1131547_PAR30E11W9DIM9040D50K_06242016033814_9494787 | 2270503
Jiaxing Ledux Lighting Co., LTD | Greenlux | PAR38C155W16DIM9025D27K | PAR38C155W16DIM9025D27K |  | PAR38 | Reflector (Flood/Spot) | E26 (Medium) | Directional | LED | 3 | 100 | 129.8 | 122.3 | 4551 |  | 25 | 1200 | 15.5 | 78.4 | No | 25000 | 2700 | 91 | 53 | 0.9 | -25 | Dimmable | 10% | Yes | Damp Location Rated | No |  |  | 2016-06-14 | 2016-10-20 | United States, Canada | ES_1131547_PAR38C155W16DIM9025D27K_06282016022742_0862896 | 2270993
Jiaxing Ledux Lighting Co., LTD | Greenlux | PAR38C155W16DIM9025D30K | PAR38C155W16DIM9025D30K |  | PAR38 | Reflector (Flood/Spot) | E26 (Medium) | Directional | LED | 3 | 100 | 129.8 | 122.3 | 4816 |  | 25 | 1200 | 15.5 | 79.2 | No | 25000 | 3000 | 92 | 65 | 0.9 | -25 | Dimmable | 10% | Yes | Damp Location Rated | No |  |  | 2016-06-14 | 2016-10-20 | United States, Canada | ES_1131547_PAR38C155W16DIM9025D30K_06282016022805_0885021 | 2270994
Jiaxing Ledux Lighting Co., LTD | Greenlux | PAR38C155W16DIM9025D50K | PAR38C155W16DIM9025D50K |  | PAR38 | Reflector (Flood/Spot) | E26 (Medium) | Directional | LED | 3 | 100 | 129.8 | 122.3 | 4699 |  | 25 | 1200 | 15.5 | 79.6 | No | 25000 | 5000 | 96 | 94 | 0.9 | -25 | Dimmable | 10% | Yes | Damp Location Rated | No |  |  | 2016-06-14 | 2016-10-20 | United States, Canada | ES_1131547_PAR38C155W16DIM9025D50K_06282016023040_1040785 | 2270995
Jiaxing Ledux Lighting Co., LTD | Greenlux | PAR38C155W16DIM9040D27K | PAR38C155W16DIM9040D27K |  | PAR38 | Reflector (Flood/Spot) | E26 (Medium) | Directional | LED | 3 | 100 | 129.8 | 122.3 | 2207 |  | 40 | 1200 | 15.5 | 78.4 | No | 25000 | 2700 | 91 | 53 | 0.9 | -25 | Dimmable | 10% | Yes | Damp Location Rated | No |  |  | 2016-06-14 | 2016-10-20 | United States, Canada | ES_1131547_PAR38C155W16DIM9040D27K_06282016022729_0849711 | 2270996
Jiaxing Ledux Lighting Co., LTD | Greenlux | PAR38C155W16DIM9040D30K | PAR38C155W16DIM9040D30K |  | PAR38 | Reflector (Flood/Spot) | E26 (Medium) | Directional | LED | 3 | 100 | 129.8 | 122.3 | 2319 |  | 40 | 1200 | 15.5 | 79.2 | No | 25000 | 3000 | 92 | 65 | 0.9 | -25 | Dimmable | 10% | Yes | Damp Location Rated | No |  |  | 2016-06-14 | 2016-10-20 | United States, Canada | ES_1131547_PAR38C155W16DIM9040D30K_06282016022753_0873968 | 2270997
Jiaxing Ledux Lighting Co., LTD | Greenlux | PAR38C155W16DIM9040D50K | PAR38C155W16DIM9040D50K |  | PAR38 | Reflector (Flood/Spot) | E26 (Medium) | Directional | LED | 3 | 100 | 129.8 | 122.3 | 2290 |  | 40 | 1200 | 15.5 | 79.6 | No | 25000 | 5000 | 96 | 94 | 0.9 | -25 | Dimmable | 10% | Yes | Damp Location Rated | No |  |  | 2016-06-14 | 2016-10-20 | United States, Canada | ES_1131547_PAR38C155W16DIM9040D50K_06282016023022_1022931 | 2270998
Jiaxing Ledux Lighting Co., LTD | Greenlux | PAR38E14W12DIM9025D27K | PAR38E14W12DIM9025D27K |  | PAR38 | Reflector (Flood/Spot) | E26 (Medium) | Directional | LED | 3 | 90 | 129.8 | 122.3 | 4597 |  | 25 | 1000 | 14 | 71.6 | No | 25000 | 2700 | 91 | 52 | 0.9 | -25 | Dimmable | 3% | Yes | Damp Location Rated | No |  |  | 2016-06-14 | 2016-10-20 | United States, Canada | ES_1131547_PAR38E14W12DIM9025D27K_06242016083843_7523689 | 2270514
Jiaxing Ledux Lighting Co., LTD | Greenlux | PAR38E14W12DIM9025D30K | PAR38E14W12DIM9025D30K |  | PAR38 | Reflector (Flood/Spot) | E26 (Medium) | Directional | LED | 3 | 90 | 129.8 | 122.3 | 4675 |  | 25 | 1000 | 14 | 73.1 | No | 25000 | 3000 | 92 | 63 | 0.9 | -25 | Dimmable | 3% | Yes | Damp Location Rated | No |  |  | 2016-06-14 | 2016-10-20 | United States, Canada | ES_1131547_PAR38E14W12DIM9025D30K_06242016083917_7557113 | 2270515
Jiaxing Ledux Lighting Co., LTD | Greenlux | PAR38E14W12DIM9025D50K | PAR38E14W12DIM9025D50K |  | PAR38 | Reflector (Flood/Spot) | E26 (Medium) | Directional | LED | 3 | 90 | 129.8 | 122.3 | 4263 |  | 25 | 1000 | 14 | 71.9 | No | 25000 | 5000 | 95 | 92 | 0.9 | -25 | Dimmable | 3% | Yes | Damp Location Rated | No |  |  | 2016-06-14 | 2016-10-20 | United States, Canada | ES_1131547_PAR38E14W12DIM9025D50K_06242016083954_7594790 | 2270516
Jiaxing Ledux Lighting Co., LTD | Greenlux | PAR38E14W12DIM9040D27K | PAR38E14W12DIM9040D27K |  | PAR38 | Reflector (Flood/Spot) | E26 (Medium) | Directional | LED | 3 | 100 | 129.8 | 122.3 | 2095 |  | 40 | 1000 | 14 | 71.6 | No | 25000 | 2700 | 91 | 52 | 0.9 | -25 | Dimmable | 3% | Yes | Damp Location Rated | No |  |  | 2016-06-14 | 2016-10-20 | United States, Canada | ES_1131547_PAR38E14W12DIM9040D27K_06242016083826_7506814 | 2270517
Jiaxing Ledux Lighting Co., LTD | Greenlux | PAR38E14W12DIM9040D30K | PAR38E14W12DIM9040D30K |  | PAR38 | Reflector (Flood/Spot) | E26 (Medium) | Directional | LED | 3 | 100 | 129.8 | 122.3 | 2216 |  | 40 | 1000 | 14 | 73.1 | No | 25000 | 3000 | 92 | 63 | 0.9 | -25 | Dimmable | 3% | Yes | Damp Location Rated | No |  |  | 2016-06-14 | 2016-10-20 | United States, Canada | ES_1131547_PAR38E14W12DIM9040D30K_06242016083900_7540914 | 2270518
Jiaxing Ledux Lighting Co., LTD | Greenlux | PAR38E14W12DIM9040D50K | PAR38E14W12DIM9040D50K |  | PAR38 | Reflector (Flood/Spot) | E26 (Medium) | Directional | LED | 3 | 100 | 129.8 | 122.3 | 2107 |  | 40 | 1000 | 14 | 71.9 | No | 25000 | 5000 | 95 | 92 | 0.9 | -25 | Dimmable | 3% | Yes | Damp Location Rated | No |  |  | 2016-06-14 | 2016-10-20 | United States, Canada | ES_1131547_PAR38E14W12DIM9040D50K_06242016083934_7574133 | 2270519
IGT Lighting, Inc | IGT | LED Lamp | IGTRTL-60006-A1927 |  | A19 | General Purpose Replacement | E26 (Medium) | Omnidirectional | LED | 3 | 60 | 111.8 | 61 |  |  |  | 800 | 9.1 | 87.9 | No | 25000 | 2700 | 82 | 10 | 0.9 | -20 | Dimmable | 5% |  | Not for Use in Enclosed Fixtures |  |  |  | 2015-09-30 | 2015-09-30 | United States | ES_1133091_IGTRTL-60006-A1927_10082015133542_7357330 | 2249817
IGT Lighting, Inc | IGT | LED Lamp | IGTRTL-60009-A195 | LED Lamp,IGTRTL-60009-A1952,; LED Lamp,IGTRTL-60009-A1956, | A19 | General Purpose Replacement | E26 (Medium) | Omnidirectional | LED | 3 | 60 | 111.8 | 61 |  |  |  | 800 | 9.3 | 86 | No | 25000 | 5000 | 84 | 15 | 0.9 | -20 | Dimmable | 5% |  | Not for Use in Enclosed Fixtures |  |  |  | 2015-09-30 | 2015-09-30 | United States | ES_1133091_IGTRTL-60009-A195_10082015133542_7367172 | 2249818
IKIO LED LIGHTING LLC | IKIO | Directional LED Lamp BR30 | IKB30201-1530-26LD |  | BR30 | Reflector (Flood/Spot) | E26 (Medium) | Directional | LED | 3 | 85 | 131.7 | 94.7 |  |  |  | 1200 | 15 | 80 | No | 25000 | 3000 | 83 | 10 | 1 | -20 | Dimmable | 5% |  | Damp Location Rated,Recessed Fixtures,Not for Use in Enclosed Fixtures |  |  |  | 2015-08-20 | 2015-09-22 | United States, Canada | ES_1133411_IKB30201-1530-26LD_09222015135622_5781901 | 2249037
IKIO LED LIGHTING LLC | IKIO | Directional LED Lamp BR30 | IKB30201-1550-26LD |  | BR30 | Reflector (Flood/Spot) | E26 (Medium) | Directional | LED | 3 | 85 | 131.7 | 94.7 |  |  |  | 1200 | 15 | 80 | No | 25000 | 5000 | 83 | 10 | 1 | -20 | Dimmable | 5% |  | Damp Location Rated,Recessed Fixtures,Not for Use in Enclosed Fixtures |  |  |  | 2015-08-20 | 2015-09-22 | United States, Canada | ES_1133411_IKB30201-1550-26LD_09222015135657_7083912 | 2249049
IKIO LED LIGHTING LLC | IKIO | Directional LED Lamp BR40 | IKB40201-1830-26LD |  | BR40 | Reflector (Flood/Spot) | E26 (Medium) | Directional | LED | 3 | 100 | 160.3 | 126.4 |  |  |  | 1400 | 18 | 77.8 | No | 25000 | 3000 | 83 | 11 | 1 | -20 | Dimmable | 5% |  | Damp Location Rated,Recessed Fixtures,Not for Use in Enclosed Fixtures |  |  |  | 2015-08-20 | 2015-09-22 | United States, Canada | ES_1133411_IKB40201-1830-26LD_09222015140533_0820241 | 2249050
IKIO LED LIGHTING LLC | IKIO | Directional LED Lamp BR40 | IKB40201-1850-26LD |  | BR40 | Reflector (Flood/Spot) | E26 (Medium) | Directional | LED | 3 | 100 | 160.8 | 126.5 |  |  |  | 1400 | 18 | 77.8 | No | 25000 | 5000 | 83 | 8 | 1 | -20 | Dimmable | 5% |  | Damp Location Rated,Recessed Fixtures,Not for Use in Enclosed Fixtures |  |  |  | 2015-08-20 | 2015-09-22 | United States, Canada | ES_1133411_IKB40201-1850-26LD_09222015140527_5456810 | 2249051
IKIO LED LIGHTING LLC | IKIO | Directional LED Lamp PAR30 | IKP30301-1230-4026LD |  | PAR30L | Reflector (Flood/Spot) | E26 (Medium) | Directional | LED | 3 | 75 | 117.6 | 93 | 2159 |  | 40 | 750 | 12 | 62.5 | No | 25000 | 3000 | 81 | 10 | 1 | -20 | Dimmable | 10% |  | Damp Location Rated,Recessed Fixtures,Not for Use in Enclosed Fixtures |  |  |  | 2015-08-20 | 2015-09-21 | United States, Canada | ES_1133411_IKP30301-1230-4026LD_09212015134521_4398912 | 2249036
IKIO LED LIGHTING LLC | IKIO | Directional LED Lamp PAR38 | IKP38201-1630-4026LD |  | PAR38 | Reflector (Flood/Spot) | E26 (Medium) | Directional | LED | 3 | 100 | 134.4 | 120.7 | 2935 |  | 40 | 1100 | 16 | 68.8 | No | 25000 | 3000 | 81 | 10 | 1 | -20 | Dimmable | 10% |  | Damp Location Rated,Recessed Fixtures,Not for Use in Enclosed Fixtures |  |  |  | 2015-08-20 | 2015-09-23 | United States, Canada | ES_1133411_IKP38201-1630-4026LD_09232015141433_4891341 | 2249052
IKIO LED LIGHTING LLC | IKIO | Onmidirectional LED Lamp A19 | IK-A19 9W L1 DIM 2700K |  | A19 | General Purpose Replacement | E26 (Medium) | Omnidirectional | LED | 3 | 60 | 106.7 | 59.6 |  |  |  | 800 | 9.5 | 84.2 | No | 25000 | 2700 | 84 | 14 | 1 | -20 | Dimmable | 20% |  | Damp Location Rated,Not for Use in Enclosed Fixtures,Recessed Fixtures |  |  |  | 2015-10-10 | 2015-10-16 | United States | ES_1133411_IK-A19 9W L1 DIM 2700K_10162015114818_4781581 | 2251307
IKIO LED LIGHTING LLC | IKIO | Onmidirectional LED Lamp A19 | IK-A19 9W L1 DIM 3000K |  | A19 | General Purpose Replacement | E26 (Medium) | Omnidirectional | LED | 3 | 60 | 106.9 | 59.3 |  |  |  | 800 | 9.5 | 84.2 | No | 25000 | 3000 | 83 | 10 | 1 | -20 | Dimmable | 20% |  | Damp Location Rated,Not for Use in Enclosed Fixtures,Recessed Fixtures |  |  |  | 2015-10-10 | 2015-10-16 | United States | ES_1133411_IK-A19 9W L1 DIM 3000K_10162015114722_4898761 | 2251306
IKIO LED LIGHTING LLC | IKIO | Onmidirectional LED Lamp A19 | IK-A19 9W L1 DIM 4000K |  | A19 | General Purpose Replacement | E26 (Medium) | Omnidirectional | LED | 3 | 60 | 107 | 59.8 |  |  |  | 800 | 9.5 | 84.2 | No | 25000 | 4000 | 85 | 26 | 1 | -20 | Dimmable | 20% |  | Damp Location Rated,Not for Use in Enclosed Fixtures,Recessed Fixtures |  |  |  | 2015-10-10 | 2015-10-16 | United States | ES_1133411_IK-A19 9W L1 DIM 4000K_10162015114823_7197523 | 2251308
IKIO LED LIGHTING LLC | IKIO | Onmidirectional LED Lamp A19 | IK-A19 9W L1 DIM 5000K |  | A19 | General Purpose Replacement | E26 (Medium) | Omnidirectional | LED | 3 | 60 | 106.9 | 59.3 |  |  |  | 800 | 9.5 | 84.2 | No | 25000 | 5000 | 87 | 28 | 1 | -20 | Dimmable | 20% |  | Damp Location Rated,Not for Use in Enclosed Fixtures,Recessed Fixtures |  |  |  | 2015-10-10 | 2015-10-16 | United States | ES_1133411_IK-A19 9W L1 DIM 5000K_10162015114835_6781234 | 2251309
Illuminex Technologies, Div. of Global Retail Advantage Inc. | BRIGHTEX | GU10 LED Lamp | BRT-GU106W38D30K |  | PAR16 | Reflector (Flood/Spot) | GU10 | Directional | LED | 5 | 60 | 47.1 | 50.3 | 930 |  | 38 | 400 | 6 | 66.7 | No | 25000 | 3000 | 82 | 5 | 0.9 | -25 | Dimmable | 10% |  | Damp Location Rated,Enclosed Fixtures |  |  |  | 2015-07-24 | 2016-03-02 | Canada | ES_1132692_BRT-GU106W38D30K_08032015085751_2271685 | 2244871
Illuminex Technologies, Div. of Global Retail Advantage Inc. | BRIGHTEX | PAR16 LED Lamp | BRT-PAR166W38D30K |  | PAR16 | Reflector (Flood/Spot) | E26 (Medium) | Directional | LED | 5 | 60 | 64.5 | 50 | 930 |  | 38 | 400 | 6 | 66.7 | No | 25000 | 3000 | 82 | 5 | 0.9 | -25 | Dimmable | 10% |  | Damp Location Rated,Enclosed Fixtures |  |  |  | 2015-07-24 | 2016-03-02 | Canada | ES_1132692_BRT-PAR166W38D30K_08032015085808_2288862 | 2245054
Illuminex Technologies, Div. of Global Retail Advantage Inc. | BRIGHTEX | PAR38 LED Lamp | BRT-PAR38-15.5W-DIM-40D-30K |  | PAR38 | Reflector (Flood/Spot) | E26 (Medium) | Directional | LED | 5 | 100 | 129.8 | 122.3 | 4790 |  | 40 | 1200 | 15.5 | 77.4 | No | 25000 | 3000 | 82 | 10 | 0.9 | -25 | Dimmable | 10% |  | Damp Location Rated,Enclosed Fixtures |  |  |  | 2015-07-24 | 2016-03-02 | Canada | ES_1132692_BRT-PAR38-15.5W-DIM-40D-30K_08032015085019_1819416 | 2244868
Illuminex Technologies, Div. of Global Retail Advantage Inc. | Illuminex | BR LED LAMP | LD-SL-BR30 11WDIM 2700K |  | BR30 | Reflector (Flood/Spot) | E26 (Medium) | Directional | LED | 3 | 65 | 117.6 | 95.9 |  |  |  | 800 | 11 | 72.7 | No | 25000 | 2700 | 81 | 5 | 0.8 | -25 | Dimmable | 10% |  | Enclosed Fixtures |  |  |  | 2015-11-24 | 2016-04-08 | Canada | ES_1132692_LD-SL-BR30 11WDIM 2700K_12022015054040_4840640 | 2254072
Illuminex Technologies, Div. of Global Retail Advantage Inc. | Illuminex | BR LED LAMP | LD-SL-BR30 11WDIM 5000K |  | BR30 | Reflector (Flood/Spot) | E26 (Medium) | Directional | LED | 3 | 65 | 117.6 | 95.9 |  |  |  | 800 | 11 | 72.7 | No | 25000 | 5000 | 85 | 18 | 0.8 | -25 | Dimmable | 10% |  | Enclosed Fixtures |  |  |  | 2015-11-24 | 2016-04-08 | Canada | ES_1132692_LD-SL-BR30 11WDIM 5000K_12022015054101_4861800 | 2254073
Illuminex Technologies, Div. of Global Retail Advantage Inc. | Illuminex | LD-CL-E-12-5W WW | LD-CL-E-12-5W WW |  | Decorative Candle: Other | Decorative | E12 (Candelabra) | Decorative | LED | 3 | 40 | 97 | 35 |  |  |  | 325 | 5.3 | 61.3 | No | 15000 | 2700 | 83 | 21 | 0.9 | -20 | Dimmable | 9% |  | Damp Location Rated,Not for Use in Enclosed Fixtures |  |  |  | 2014-04-10 | 2015-06-26 | United States, Canada | ES_1132692_LD-CL-E-12-5W WW_06262015124221_1023840 | 2242274
Jessar | Xtricity | 1-60038 | 1-60038 |  | PAR20 | Reflector (Flood/Spot) | E26 (Medium) | Directional | LED | 3 | 50 | 84 | 63 | 1127 |  | 40 | 500 | 7 | 71.4 | No | 25000 | 3000 | 82 | 11 | 0.9 | -20 | Dimmable | 10% |  | None |  |  |  | 2014-06-10 | 2014-07-17 | Canada | ES_1110120_1-60038_07172014110621_1023637 | 2215710
Jessar | Xtricity | 1-60039 | 1-60039 |  | PAR30 | Reflector (Flood/Spot) | E26 (Medium) | Directional | LED | 3 | 75 | 115.5 | 94.5 | 2140 |  | 40 | 850 | 12 | 70.8 | No | 25000 | 3000 | 81 | 12 | 0.9 | -20 | Dimmable | 10% |  | None |  |  |  | 2014-06-10 | 2014-07-17 | Canada | ES_1110120_1-60039_07172014111441_1023637 | 2215711
Jessar | Xtricity | 1-60061 | 1-60061 |  | A19 | General Purpose Replacement | E26 (Medium) | Omnidirectional | LED | 3 | 40 | 112.2 | 60.8 |  |  |  | 450 | 7.1 | 64.3 | No | 25000 | 2700 | 82 | 10 | 0.8 | -20 |  |  |  | Damp Location Rated,Not for Use in Enclosed Fixtures |  |  |  | 2015-03-27 | 2015-03-27 | Canada | ES_1110120_1-60061_03272015042550_1023780 | 2235302
Jessar | Xtricity | 1-60064 | 1-60064 |  | A19 | General Purpose Replacement | E26 (Medium) | Omnidirectional | LED | 3 | 60 | 112.3 | 60.9 |  |  |  | 800 | 9.8 | 81.6 | No | 25000 | 2700 | 81 | 5 | 0.9 | -20 | Dimmable | 10% |  | Damp Location Rated,Not for Use in Enclosed Fixtures |  |  |  | 2015-03-10 | 2015-03-27 | Canada | ES_1110120_1-60064_03272015043950_1023783 | 2235446
Jessar | Xtricity | 1-60200 | 1-60200 | 1-60400,1-60400, | CFL Bare Spiral | General Purpose Replacement | E26 (Medium) | Omnidirectional | CFL | 9 | 40 | 91.5 | 43.2 |  | 1.8 |  | 550 | 9 | 61.1 | No | 10000 | 2700 | 82 | -21 | 0.6 | -15 |  |  |  | None |  |  |  | 2014-10-20 | 2014-11-19 | Canada | ES_1110120_1-60200_11192014035730_1023716 | 2225403
Jessar | Xtricity | 1-60201 | 1-60201 | 1-60401,1-60401,4 Pack; 1-68702,1-68702,6 Pack | CFL Bare Spiral | General Purpose Replacement | E26 (Medium) | Omnidirectional | CFL | 9 | 60 | 102.9 | 45.3 |  | 1.8 |  | 900 | 14.2 | 63.4 | No | 10000 | 2700 | 81 | -21 | 0.6 | -15 |  |  |  | Not for Use in Enclosed Fixtures |  |  |  | 2014-10-20 | 2015-03-18 | Canada | ES_1110120_1-60201_03182015044330_1023718 | 2234851
Jessar | Xtricity | 1-60202 | 1-60202 | 1-60402,1-60402,4 Pack | CFL Bare Spiral | General Purpose Replacement | E26 (Medium) | Omnidirectional | CFL | 9 | 100 | 112.1 | 60.7 |  | 2 |  | 1600 | 23.2 | 69 | No | 12000 | 2700 | 81 | -23 | 0.6 | -30 |  |  |  | Not for Use in Enclosed Fixtures |  |  |  | 2014-10-20 | 2014-11-20 | Canada | ES_1110120_1-60202_11202014035110_1023717 | 2225553
Jessar | Xtricity | 1-60210 | 1-60210 | ,1-60410,4 Pack | CFL Bare Spiral | General Purpose Replacement | E26 (Medium) | Omnidirectional | CFL | 9 | 40 | 91.5 | 43.2 |  | 1.8 |  | 500 | 9 | 55.6 | No | 10000 | 2700 | 82 | -21 | 0.6 | -18 |  |  |  | Not for Use in Enclosed Fixtures |  |  |  | 2014-10-20 | 2015-03-11 | Canada | ES_1110120_1-60210_03112015041730_1023777 | 2234521
Jessar | Xtricity | 1-60211 | 1-60211 | ,1-60411,4 Pack; ,1-68803,6 Pack | CFL Bare Spiral | General Purpose Replacement | E26 (Medium) | Omnidirectional | CFL | 9 | 60 | 102.8 | 46.5 |  | 1.8 |  | 900 | 14 | 64.3 | No | 10000 | 4100 | 82 | 31 | 0.6 | -15 |  |  |  | Not for Use in Enclosed Fixtures |  |  |  | 2014-10-20 | 2015-03-17 | Canada | ES_1110120_1-60211_03172015050840_1023780 | 2234824
Jessar | Xtricity | 1-60212 | 1-60212 | 1-60412,1-60412,4 Pack | CFL Bare Spiral | General Purpose Replacement | E26 (Medium) | Omnidirectional | CFL | 9 | 100 | 112.8 | 60.7 |  | 2.4 |  | 1600 | 23 | 69.6 | No | 10000 | 4100 | 82 | 31 | 0.6 | -18 |  |  |  | Not for Use in Enclosed Fixtures |  |  |  | 2014-10-20 | 2014-12-08 | Canada | ES_1110120_1-60212_12082014030110_1023720 | 2226910
Jessar | Xtricity | 1-60220 | 1-60220 |  | CFL Bare Spiral | General Purpose Replacement | E26 (Medium) | Omnidirectional | CFL | 9 | 40 | 92.4 | 42.8 |  | 1.8 |  | 520 | 9 | 57.8 | No | 10000 | 5000 | 85 | 31 | 0.6 | -30 |  |  |  | Not for Use in Enclosed Fixtures |  |  |  | 2014-10-20 | 2014-11-24 | Canada | ES_1110120_1-60220_11242014044000_1023719 | 2225854
Jessar | Xtricity | 1-60222 | 1-60222 |  | CFL Bare Spiral | General Purpose Replacement | E26 (Medium) | Omnidirectional | CFL | 9 | 100 | 112.8 | 59.9 |  | 2 |  | 1600 | 23.2 | 69 | No | 10000 | 5000 | 82 | 36 | 0.6 | -15 |  |  |  | Not for Use in Enclosed Fixtures |  |  |  | 2014-10-20 | 2015-01-16 | Canada | ES_1110120_1-60222_01162015111441_1023717 | 2231158
Jessar | Xtricity | 1-60223 | 1-60223 | 1-68905,1-68905, | CFL Bare Spiral | General Purpose Replacement | E26 (Medium) | Omnidirectional | CFL | 9 | 60 | 103.2 | 45.1 |  | 1.8 |  | 850 | 14.2 | 59.9 | No | 10000 | 5000 | 82 | 46 | 0.6 | -30 |  |  |  | Not for Use in Enclosed Fixtures |  |  |  | 2014-11-20 | 2014-11-24 | Canada | ES_1110120_1-60223_11242014043550_1023717 | 2225853
Jessar | Xtricity | LED Lamp | 1-60080 |  | PAR16 | Reflector (Flood/Spot) | GU10 | Directional | LED | 3 | 50 | 56.4 | 49.5 | 696 |  | 40 | 500 | 7 | 71.4 | No | 25000 | 3000 | 81 | 4 | 0.9 | -20 | Dimmable | 5% | No | Damp Location Rated | No |  |  | 2016-08-01 | 2016-08-16 | Canada | ES_1110120_1-60080_08162016154602_3489192 | 2275549
Jessar | Xtricity | LED Lamp | 1-60081 |  | PAR16 | Reflector (Flood/Spot) | GU10 | Directional | LED | 3 | 50 | 57.9 | 49.9 | 1131 |  | 40 | 500 | 7 | 71.4 | No | 25000 | 5000 | 83 | 5 | 0.9 | -20 | Dimmable | 5% | No | Damp Location Rated | No |  |  | 2016-08-01 | 2016-08-16 | Canada | ES_1110120_1-60081_08162016154633_3247891 | 2275550
Jessar | Xtricity | LED Lamp | 1-60082 |  | MR16 | Reflector (Flood/Spot) | GU5.3 | Directional | LED | 3 | 50 | 45.8 | 49.9 | 1091 |  | 40 | 560 | 8 | 70 | No | 25000 | 3000 | 81 | 4 | 0.8 | -20 | Dimmable | 5% | No | Damp Location Rated | No |  |  | 2016-08-28 | 2016-09-20 | Canada | ES_1110120_1-60082_09202016145649_3245323 | 2280861
Jessar | Xtricity | LED Lamp | 1-60083 |  | PAR20 | Reflector (Flood/Spot) | E26 (Medium) | Directional | LED | 3 | 50 | 82.1 | 63.5 | 1171 |  | 40 | 500 | 7 | 71.4 | No | 25000 | 3000 | 82 | 2 | 0.9 | -20 | Dimmable | 5% | No | Damp Location Rated | No |  |  | 2016-08-09 | 2016-08-30 | Canada | ES_1110120_1-60083_08302016145601_2319493 | 2277210
Jessar | Xtricity | LED Lamp | 1-60084 |  | PAR20 | Reflector (Flood/Spot) | E26 (Medium) | Directional | LED | 3 | 50 | 82.1 | 63.7 | 1014 |  | 40 | 500 | 7 | 71.4 | No | 25000 | 5000 | 87 | 36 | 0.9 | -20 | Dimmable | 5% | No | Damp Location Rated | No |  |  | 2016-08-09 | 2016-08-30 | Canada | ES_1110120_1-60084_08302016145638_4358719 | 2277211
Jessar | Xtricity | LED Lamp | 1-60085 |  | PAR30L | Reflector (Flood/Spot) | E26 (Medium) | Directional | LED | 3 | 75 | 110.6 | 94.7 | 2685 |  | 40 | 850 | 12 | 70.8 | No | 25000 | 3000 | 82 | 1 | 0.9 | -20 | Dimmable | 5% | No | Damp Location Rated | No |  |  | 2016-08-09 | 2016-08-30 | Canada | ES_1110120_1-60085_08302016145649_0182376 | 2277212
Jessar | Xtricity | LED Lamp | 1-60086 |  | PAR30L | Reflector (Flood/Spot) | E26 (Medium) | Directional | LED | 3 | 75 | 110.9 | 94.8 | 2622 |  | 40 | 850 | 12 | 70.8 | No | 25000 | 5000 | 83 | 6 | 0.9 | -20 | Dimmable | 5% | No | Damp Location Rated | No |  |  | 2016-08-09 | 2016-08-30 | Canada | ES_1110120_1-60086_08302016145175_2134901 | 2277213
Jessar | Xtricity | LED Lamp | 1-60088 |  | R20 | Reflector (Flood/Spot) | E26 (Medium) | Directional | LED | 3 | 50 | 99.7 | 62.3 |  |  |  | 525 | 7.5 | 70 | No | 25000 | 3000 | 81 | 2 | 0.9 | -20 | Dimmable | 5% | No | Damp Location Rated | No |  |  | 2016-08-12 | 2016-08-30 | Canada | ES_1110120_1-60088_08302016151300_2137849 | 2277214
Jiawei Technology (USA), Ltd | Maximus | self-ballasted LED Lamps | ML-15PAR38-830-40-D |  | PAR38 | Reflector (Flood/Spot) | E26 (Medium) | Directional | LED | 5 | 100 | 130 | 120 | 2353 |  | 40 | 1200 | 15 | 80 | No | 25000 | 3000 | 82 | 4 | 1 | -20 | Dimmable | 10% |  | None |  |  |  | 2015-06-30 | 2015-07-09 | United States, Canada | ES_1119003_ML-15PAR38-830-40-D_07102015164836_6020143 | 2243158
Jiawei Technology (USA), Ltd | Maximus | self-ballasted LED Lamps | ML-15PAR38-850-25-D |  | PAR38 | Reflector (Flood/Spot) | E26 (Medium) | Directional | LED | 5 | 100 | 130 | 120 | 5753 |  | 25 | 1300 | 15 | 86.7 | No | 25000 | 5000 | 85 | 16 | 1 | -20 | Dimmable | 10% |  | None |  |  |  | 2015-06-30 | 2015-07-09 | United States, Canada | ES_1119003_ML-15PAR38-850-25-D_07102015164836_4581925 | 2243159
Jiawei Technology (USA), Ltd | Maximus | self-ballasted LED Lamps | ML-15PAR38-850-40-D |  | PAR38 | Reflector (Flood/Spot) | E26 (Medium) | Directional | LED | 5 | 100 | 130 | 120 | 2476 |  | 40 | 1300 | 15 | 86.7 | No | 25000 | 5000 | 85 | 16 | 1 | -20 | Dimmable | 10% |  | None |  |  |  | 2015-06-30 | 2015-07-09 | United States, Canada | ES_1119003_ML-15PAR38-850-40-D_07102015164836_9382445 | 2243160
Jiawei Technology (USA), Ltd | Maximus | self-ballasted LED Lamps | ML-8PAR20-830-25-D |  | PAR20 | Reflector (Flood/Spot) | E26 (Medium) | Directional | LED | 5 | 50 | 85 | 63 | 2395 |  | 25 | 430 | 8 | 53.8 | No | 25000 | 3000 | 83 | 18 | 1 | -20 | Dimmable | 10% |  | None |  |  |  | 2015-06-30 | 2015-07-13 | United States, Canada | ES_1119003_ML-8PAR20-830-25-D_07222015092620_7909465 | 2243931
Jiawei Technology (USA), Ltd | Maximus | self-ballasted LED Lamps | ML-8PAR20-830-40-D |  | PAR20 | Reflector (Flood/Spot) | E26 (Medium) | Directional | LED | 5 | 50 | 85 | 63 | 1333 |  | 40 | 430 | 8 | 53.8 | No | 25000 | 3000 | 83 | 18 | 1 | -20 | Dimmable | 10% |  | None |  |  |  | 2015-06-30 | 2015-07-13 | United States, Canada | ES_1119003_ML-8PAR20-830-40-D_07222015092620_4829037 | 2243932
Jiawei Technology (USA), Ltd | Maximus | self-ballasted LED Lamps | ML-9PAR30-830-25-D |  | PAR30 | Reflector (Flood/Spot) | E26 (Medium) | Directional | LED | 5 | 75 | 86 | 95 | 3721 |  | 25 | 650 | 9 | 72.2 | No | 25000 | 3000 | 83 | 20 | 1 | -20 | Dimmable | 10% |  | None |  |  |  | 2015-06-30 | 2015-07-13 | United States, Canada | ES_1119003_ML-9PAR30-830-25-D_07222015092711_6316972 | 2243937
Jiawei Technology (USA), Ltd | Maximus | self-ballasted LED Lamps | ML-9PAR30-830-40-D |  | PAR30 | Reflector (Flood/Spot) | E26 (Medium) | Directional | LED | 5 | 75 | 86 | 95 | 1613 |  | 40 | 650 | 9 | 72.2 | No | 25000 | 3000 | 83 | 20 | 1 | -20 | Dimmable | 10% |  | None |  |  |  | 2015-06-30 | 2015-07-13 | United States, Canada | ES_1119003_ML-9PAR30-830-40-D_07222015092711_5595027 | 2243938
Jiawei Technology (USA), Ltd | Maximus | self-ballasted LED Lamps | ML-9PAR30-830-LN-25-D |  | PAR30L | Reflector (Flood/Spot) | E26 (Medium) | Directional | LED | 5 | 75 | 113 | 95 | 3721 |  | 25 | 650 | 9 | 72.2 | No | 25000 | 3000 | 83 | 20 | 1 | -20 | Dimmable | 10% |  | None |  |  |  | 2015-06-30 | 2015-07-13 | United States, Canada | ES_1119003_ML-9PAR30-830-LN-25-D_07222015092711_7124653 | 2243939
Jiawei Technology (USA), Ltd | Maximus | self-ballasted LED Lamps | ML-9PAR30-830-LN-40-D |  | PAR30L | Reflector (Flood/Spot) | E26 (Medium) | Directional | LED | 5 | 75 | 113 | 95 | 1613 |  | 40 | 650 | 9 | 72.2 | No | 25000 | 3000 | 83 | 20 | 1 | -20 | Dimmable | 10% |  | None |  |  |  | 2015-06-30 | 2015-07-13 | United States, Canada | ES_1119003_ML-9PAR30-830-LN-40-D_07222015092711_7365478 | 2243940
Jiaxing Ledux Lighting Co., LTD | Greenlux | BR LED Lamp | LDX-BR20-7W-DIM-27K |  | R20 | Reflector (Flood/Spot) | E26 (Medium) | Directional | LED | 3 | 50 | 88.1 | 63.9 |  |  |  | 550 | 7 | 78.6 | No | 25000 | 2700 | 82 | 12 | 0.8 | -25 | Dimmable |  |  | Damp Location Rated,Enclosed Fixtures,Recessed Fixtures |  |  |  | 2015-05-11 | 2016-03-02 | United States, Canada | ES_1131547_LDX-BR20-7W-DIM-27K_05132015110913_5353755 | 2239238
Jiaxing Ledux Lighting Co., LTD | Greenlux | BR LED Lamp | LDX-BR30-12W-DIM-27K |  | BR30 | Reflector (Flood/Spot) | E26 (Medium) | Directional | LED | 3 | 75 | 117.9 | 96.1 |  |  |  | 1000 | 12 | 83.3 | No | 25000 | 2700 | 82 | 10 | 0.9 | -25 | Dimmable |  |  | Damp Location Rated,Enclosed Fixtures,Recessed Fixtures |  |  |  | 2015-05-11 | 2016-03-02 | United States, Canada | ES_1131547_LDX-BR30-12W-DIM-27K_05132015110925_5365027 | 2239239
Jiaxing Ledux Lighting Co., LTD | Greenlux | BR LED Lamp | LDX-BR30-9W-DIM-27K |  | BR30 | Reflector (Flood/Spot) | E26 (Medium) | Directional | LED | 3 | 65 | 117.6 | 95.9 |  |  |  | 700 | 9 | 77.8 | No | 25000 | 2700 | 82 | 14 | 0.9 | -25 | Dimmable |  |  | Damp Location Rated,Enclosed Fixtures,Recessed Fixtures |  |  |  | 2015-05-11 | 2016-03-02 | United States, Canada | ES_1131547_LDX-BR30-9W-DIM-27K_05132015110937_5377855 | 2239237
Jiaxing Ledux Lighting Co., LTD | Greenlux | BR LED Lamp | LDX-BR40-15W-DIM-27K |  | BR40 | Reflector (Flood/Spot) | E26 (Medium) | Directional | LED | 3 | 85 | 136.1 | 122.2 |  |  |  | 1200 | 15 | 80 | No | 25000 | 2700 | 82 | 14 | 0.9 | -25 | Dimmable |  |  | Damp Location Rated,Enclosed Fixtures,Recessed Fixtures |  |  |  | 2015-05-11 | 2016-03-02 | United States, Canada | ES_1131547_LDX-BR40-15W-DIM-27K_05132015110955_5395437 | 2239236
Jiaxing Ledux Lighting Co., LTD | Greenlux | BR LED LAMP | BR20E65W6DIM27K |  | R20 | Reflector (Flood/Spot) | E26 (Medium) | Directional | LED | 3 | 50 | 88.1 | 63.9 |  |  | 100 | 550 | 6.5 | 85 | No | 25000 | 2700 | 82 | 9 | 0.7 | -25 | Dimmable | 7% | Yes | Damp Location Rated | No |  |  | 2015-10-30 | 2016-03-15 | United States, Canada | ES_1131547_BR20E65W6DIM27K_04072016103421_5261480 | 2263968
Jiaxing Ledux Lighting Co., LTD | Greenlux | BR LED LAMP | BR20E65W6DIM30K |  | R20 | Reflector (Flood/Spot) | E26 (Medium) | Directional | LED | 3 | 50 | 88.1 | 63.9 |  |  | 100 | 550 | 6.5 | 85 | No | 25000 | 3000 | 82 | 5 | 0.8 | -25 | Dimmable | 7% | Yes | Damp Location Rated | No |  |  | 2015-10-30 | 2016-04-29 | United States, Canada | ES_1131547_BR20E65W6DIM30K_04292016074314_5794816 | 2265575
Jiaxing Ledux Lighting Co., LTD | Greenlux | BR LED LAMP | BR20E65W6DIM50K |  | R20 | Reflector (Flood/Spot) | E26 (Medium) | Directional | LED | 3 | 50 | 88.1 | 63.9 |  |  | 100 | 550 | 6.5 | 85 | No | 25000 | 5000 | 83 | 13 | 0.7 | -25 | Dimmable | 7% | Yes | Damp Location Rated | No |  |  | 2015-10-30 | 2016-03-15 | United States, Canada | ES_1131547_BR20E65W6DIM50K_04072016103441_5281520 | 2263969
Jiaxing Ledux Lighting Co., LTD | Greenlux | BR LED LAMP | BR30E11W8DIM27K |  | BR30 | Reflector (Flood/Spot) | E26 (Medium) | Directional | LED | 3 | 65 | 117.6 | 95.9 |  |  | 100 | 850 | 11 | 73 | No | 25000 | 2700 | 81 | 5 | 0.8 | -25 | Dimmable | 4% | Yes | Damp Location Rated | No |  |  | 2015-10-30 | 2016-03-15 | United States, Canada | ES_1131547_BR30E11W8DIM27K_04072016104100_5660682 | 2263970
Jiaxing Ledux Lighting Co., LTD | Greenlux | BR LED LAMP | BR30E11W8DIM30K |  | BR30 | Reflector (Flood/Spot) | E26 (Medium) | Directional | LED | 3 | 65 | 117.6 | 95.9 |  |  | 100 | 850 | 11 | 73 | No | 25000 | 3000 | 81 | 3 | 0.9 | -25 | Dimmable | 4% | Yes | Damp Location Rated | No |  |  | 2015-10-30 | 2016-04-29 | United States, Canada | ES_1131547_BR30E11W8DIM30K_04292016074331_5811631 | 2265576
Jiaxing Ledux Lighting Co., LTD | Greenlux | BR LED LAMP | BR30E11W8DIM50K |  | BR30 | Reflector (Flood/Spot) | E26 (Medium) | Directional | LED | 3 | 65 | 117.6 | 95.9 |  |  | 100 | 850 | 11 | 73 | No | 25000 | 5000 | 85 | 18 | 0.8 | -25 | Dimmable | 4% | Yes | Damp Location Rated | No |  |  | 2015-10-30 | 2016-03-15 | United States, Canada | ES_1131547_BR30E11W8DIM50K_04072016104120_5680691 | 2263971
Jiaxing Ledux Lighting Co., LTD | Greenlux | BR LED LAMP | BR40E14W11DIM27K |  | BR40 | Reflector (Flood/Spot) | E26 (Medium) | Directional | LED | 3 | 85 | 136.1 | 122.2 |  |  | 100 | 1100 | 14 | 79 | No | 25000 | 2700 | 81 | 6 | 0.8 | -25 | Dimmable | 5% | Yes | Damp Location Rated | No |  |  | 2015-10-30 | 2016-03-15 | United States, Canada | ES_1131547_BR40E14W11DIM27K_04072016104342_5822823 | 2263972
Jiaxing Ledux Lighting Co., LTD | Greenlux | BR LED LAMP | BR40E14W11DIM50K |  | BR40 | Reflector (Flood/Spot) | E26 (Medium) | Directional | LED | 3 | 85 | 136.1 | 122.2 |  |  | 100 | 1100 | 14 | 79 | No | 25000 | 5000 | 85 | 18 | 0.8 | -25 | Dimmable | 5% | Yes | Damp Location Rated | No |  |  | 2015-10-30 | 2016-03-15 | United States, Canada | ES_1131547_BR40E14W11DIM50K_04072016104420_5860615 | 2263973
Jiaxing Ledux Lighting Co., LTD | Greenlux | PAR LED Lamp | LDX-PAR20-7W-DIM-25D-30K |  | PAR20 | Reflector (Flood/Spot) | E26 (Medium) | Directional | LED | 3 | 50 | 86.7 | 64.1 | 1651 |  | 25 | 550 | 7 | 78.6 | No | 25000 | 3000 | 87 | 9 | 0.8 | -25 | Dimmable |  |  | Damp Location Rated,Enclosed Fixtures,Recessed Fixtures |  |  |  | 2015-05-11 | 2016-03-02 | United States, Canada | ES_1131547_LDX-PAR20-7W-DIM-25D-30K_05132015111007_5407880 | 2239234
Jiaxing Ledux Lighting Co., LTD | Greenlux | PAR LED Lamp | LDX-PAR20-7W-DIM-25D-40K |  | PAR20 | Reflector (Flood/Spot) | E26 (Medium) | Directional | LED | 3 | 50 | 86.7 | 64.1 | 1651 |  | 25 | 600 | 7 | 90 | No | 25000 | 4000 | 82 | 9 | 0.8 | -25 | Dimmable |  |  | Damp Location Rated,Enclosed Fixtures,Recessed Fixtures |  |  |  | 2015-06-01 | 2015-08-24 | United States, Canada | ES_1131547_LDX-PAR20-7W-DIM-25D-40K_07022015082903_5743342 | 2242729
Jiaxing Ledux Lighting Co., LTD | Greenlux | PAR LED Lamp | LDX-PAR20-7W-DIM-25D-50K |  | PAR20 | Reflector (Flood/Spot) | E26 (Medium) | Directional | LED | 3 | 50 | 86.7 | 64.1 | 1830 |  | 25 | 600 | 7 | 90 | No | 25000 | 5000 | 82 | 9 | 0.8 | -25 | Dimmable |  |  | Damp Location Rated,Enclosed Fixtures,Recessed Fixtures |  |  |  | 2015-06-01 | 2015-08-24 | United States, Canada | ES_1131547_LDX-PAR20-7W-DIM-25D-50K_07022015082928_5768031 | 2242730
Jiaxing Ledux Lighting Co., LTD | Greenlux | PAR LED Lamp | LDX-PAR20-7W-DIM-36D-30K |  | PAR20 | Reflector (Flood/Spot) | E26 (Medium) | Directional | LED | 3 | 50 | 86.7 | 64.1 | 1232 |  | 36 | 550 | 7 | 78.6 | No | 25000 | 3000 | 87 | 9 | 0.8 | -25 | Dimmable |  |  | Damp Location Rated,Enclosed Fixtures,Recessed Fixtures |  |  |  | 2015-05-11 | 2016-03-02 | United States, Canada | ES_1131547_LDX-PAR20-7W-DIM-36D-30K_05132015111021_5421449 | 2239235
Jiaxing Ledux Lighting Co., LTD | Greenlux | PAR LED Lamp | LDX-PAR20-7W-DIM-36D-40K |  | PAR20 | Reflector (Flood/Spot) | E26 (Medium) | Directional | LED | 3 | 50 | 86.7 | 64.1 | 1232 |  | 36 | 600 | 7 | 90 | No | 25000 | 4000 | 82 | 9 | 0.8 | -25 | Dimmable |  |  | Damp Location Rated,Enclosed Fixtures,Recessed Fixtures |  |  |  | 2015-06-01 | 2015-08-24 | United States, Canada | ES_1131547_LDX-PAR20-7W-DIM-36D-40K_07022015083005_5805278 | 2242731
Jiaxing Ledux Lighting Co., LTD | Greenlux | PAR LED Lamp | LDX-PAR20-7W-DIM-36D-50K |  | PAR20 | Reflector (Flood/Spot) | E26 (Medium) | Directional | LED | 3 | 50 | 86.7 | 64.1 | 1232 |  | 36 | 600 | 7 | 90 | No | 25000 | 5000 | 82 | 9 | 0.8 | -25 | Dimmable |  |  | Damp Location Rated,Enclosed Fixtures,Recessed Fixtures |  |  |  | 2015-06-01 | 2015-08-24 | United States, Canada | ES_1131547_LDX-PAR20-7W-DIM-36D-50K_07022015083022_5822583 | 2242732
Jiaxing Ledux Lighting Co., LTD | Greenlux | PAR LED Lamp | LDX-PAR30-11.5W-DIM-25D-30K |  | PAR30 | Reflector (Flood/Spot) | E26 (Medium) | Directional | LED | 3 | 75 | 116.1 | 96.1 | 3514 |  | 25 | 950 | 11.5 | 82.6 | No | 25000 | 3000 | 87 | 10 | 0.9 | -25 | Dimmable |  |  | Damp Location Rated,Enclosed Fixtures,Recessed Fixtures |  |  |  | 2015-05-11 | 2016-03-02 | United States, Canada | ES_1131547_LDX-PAR30-11.5W-DIM-25D-30K_05132015111038_5438075 | 2239232
Jiaxing Ledux Lighting Co., LTD | Greenlux | PAR LED Lamp | LDX-PAR30-11.5W-DIM-25D-40K |  | PAR30 | Reflector (Flood/Spot) | E26 (Medium) | Directional | LED | 3 | 75 | 116.1 | 96.1 | 3862 |  | 25 | 1000 | 11.5 | 90 | No | 25000 | 4000 | 82 | 10 | 0.9 | -25 | Dimmable |  |  | Damp Location Rated,Enclosed Fixtures,Recessed Fixtures |  |  |  | 2015-06-01 | 2015-08-24 | United States, Canada | ES_1131547_LDX-PAR30-11.5W-DIM-25D-40K_07022015083045_5845344 | 2242733
Jiaxing Ledux Lighting Co., LTD | Greenlux | PAR LED Lamp | LDX-PAR30-11.5W-DIM-25D-50K |  | PAR30 | Reflector (Flood/Spot) | E26 (Medium) | Directional | LED | 3 | 75 | 116.1 | 96.1 | 3862 |  | 25 | 1000 | 11.5 | 90 | No | 25000 | 5000 | 82 | 10 | 0.9 | -25 | Dimmable |  |  | Damp Location Rated,Enclosed Fixtures,Recessed Fixtures |  |  |  | 2015-06-01 | 2015-08-24 | United States, Canada | ES_1131547_LDX-PAR30-11.5W-DIM-25D-50K_07022015083059_5859460 | 2242734
Sunshine Lighting | Sunlite | LED | 88094 |  | PAR38 | Reflector (Flood/Spot) | E26 (Medium) | Directional | LED | 3 | 100 | 128 | 120 | 2345 |  | 40 |  | 17 | 67.6 | No | 40000 | 2700 | 91 | 46 | 1 | -40 |  |  |  | None |  |  |  | 2015-07-30 | 2015-08-07 | United States | ES_1023648_88094_08142015163230_3793253 | 2246277
Jiaxing Ledux Lighting Co., LTD | Greenlux | PAR LED Lamp | LDX-PAR30-11.5W-DIM-40D-30K |  | PAR30 | Reflector (Flood/Spot) | E26 (Medium) | Directional | LED | 3 | 75 | 116.1 | 96.1 | 1959 |  | 40 | 950 | 11.5 | 82.6 | No | 25000 | 3000 | 87 | 10 | 0.9 | -25 | Dimmable |  |  | Damp Location Rated,Enclosed Fixtures,Recessed Fixtures |  |  |  | 2015-05-11 | 2016-03-02 | United States, Canada | ES_1131547_LDX-PAR30-11.5W-DIM-40D-30K_05132015111100_5460619 | 2239233
Jiaxing Ledux Lighting Co., LTD | Greenlux | PAR LED Lamp | LDX-PAR30-11.5W-DIM-40D-40K |  | PAR30 | Reflector (Flood/Spot) | E26 (Medium) | Directional | LED | 3 | 75 | 116.1 | 96.1 | 1315 |  | 36 | 1000 | 11.5 | 90 | No | 25000 | 4000 | 82 | 10 | 0.9 | -25 | Dimmable |  |  | Damp Location Rated,Enclosed Fixtures,Recessed Fixtures |  |  |  | 2015-06-01 | 2015-08-24 | United States, Canada | ES_1131547_LDX-PAR30-11.5W-DIM-40D-40K_07022015083123_5883989 | 2242735
Jiaxing Ledux Lighting Co., LTD | Greenlux | PAR LED Lamp | LDX-PAR30-11.5W-DIM-40D-50K |  | PAR30 | Reflector (Flood/Spot) | E26 (Medium) | Directional | LED | 3 | 75 | 116.1 | 96.1 | 1315 |  | 36 | 1000 | 11.5 | 90 | No | 25000 | 5000 | 82 | 10 | 0.9 | -25 | Dimmable |  |  | Damp Location Rated,Enclosed Fixtures,Recessed Fixtures |  |  |  | 2015-06-01 | 2015-08-24 | United States, Canada | ES_1131547_LDX-PAR30-11.5W-DIM-40D-50K_07022015083146_5906725 | 2242736
Jiaxing Ledux Lighting Co., LTD | Greenlux | PAR LED Lamp | LDX-PAR38-15.5W-DIM-25D-30K |  | PAR38 | Reflector (Flood/Spot) | E26 (Medium) | Directional | LED | 3 | 100 | 129.8 | 122.3 | 4790 |  | 25 | 1250 | 15.5 | 80.6 | No | 25000 | 3000 | 87 | 10 | 0.9 | -25 | Dimmable |  |  | Damp Location Rated,Enclosed Fixtures,Recessed Fixtures |  |  |  | 2015-05-11 | 2016-03-02 | United States, Canada | ES_1131547_LDX-PAR38-15.5W-DIM-25D-30K_05132015111113_5473656 | 2239230
Jiaxing Ledux Lighting Co., LTD | Greenlux | PAR LED Lamp | LDX-PAR38-15.5W-DIM-25D-40K |  | PAR38 | Reflector (Flood/Spot) | E26 (Medium) | Directional | LED | 3 | 100 | 129.8 | 122.3 | 5358 |  | 25 | 1300 | 15.5 | 90 | No | 25000 | 4000 | 82 | 9 | 0.9 | -25 | Dimmable |  |  | Damp Location Rated,Enclosed Fixtures,Recessed Fixtures |  |  |  | 2015-06-01 | 2015-08-24 | United States, Canada | ES_1131547_LDX-PAR38-15.5W-DIM-25D-40K_07022015083215_5935401 | 2242737
Jiaxing Ledux Lighting Co., LTD | Greenlux | PAR LED Lamp | LDX-PAR38-15.5W-DIM-25D-50K |  | PAR38 | Reflector (Flood/Spot) | E26 (Medium) | Directional | LED | 3 | 100 | 129.8 | 122.3 | 5358 |  | 25 | 1300 | 15.5 | 90 | No | 25000 | 5000 | 82 | 9 | 0.9 | -25 | Dimmable |  |  | Damp Location Rated,Enclosed Fixtures,Recessed Fixtures |  |  |  | 2015-06-01 | 2015-08-24 | United States, Canada | ES_1131547_LDX-PAR38-15.5W-DIM-25D-50K_07022015083237_5957246 | 2242738
Illuminex Technologies, Div. of Global Retail Advantage Inc. | Illuminex | LD-SL-BR-30 WW 8W | LD-SL-BR-30 WW 8W |  | BR30 | Reflector (Flood/Spot) | E26 (Medium) | Directional | LED | 3 | 65 | 127.8 | 94.8 |  |  | 120 | 650 | 8 | 81.3 | No | 25000 | 2700 | 82 | 14 | 0.9 | -20 | Dimmable | 10% |  | Damp Location Rated,Not for Use in Enclosed Fixtures |  |  |  | 2014-04-07 | 2015-07-01 | United States, Canada | ES_1132692_LD-SL-BR-30 WW 8W_07012015024840_1023840 | 2242692
Illuminex Technologies, Div. of Global Retail Advantage Inc. | Illuminex | LD-SL-Par 20 3000K 7W | LD-SL-Par 20 3000K 7W |  | PAR20 | Reflector (Flood/Spot) | E26 (Medium) | Directional | LED | 3 | 50 | 81.1 | 63 | 1181 |  | 40 | 470 | 7 | 67.1 | No | 25000 | 3000 | 82 | 8 | 0.9 | -20 | Dimmable | 10% |  | Damp Location Rated,Not for Use in Enclosed Fixtures |  |  |  | 2015-07-25 | 2015-11-17 | United States, Canada | ES_1132692_LD-SL-Par 20 3000K 7W_11182015103001_1023927 | 2252902
Illuminex Technologies, Div. of Global Retail Advantage Inc. | Illuminex | LD-SL-Par 20 5000K 7W | LD-SL-Par 20 5000K 7W |  | PAR20 | Reflector (Flood/Spot) | E26 (Medium) | Directional | LED | 3 | 50 | 81.1 | 63 | 1421 |  | 40 | 470 | 7 | 67.1 | No | 25000 | 5000 | 85 | 16 | 0.9 | -20 | Dimmable | 10% |  | Damp Location Rated,Not for Use in Enclosed Fixtures |  |  |  | 2015-07-25 | 2015-11-17 | United States, Canada | ES_1132692_LD-SL-Par 20 5000K 7W_11172015094840_1023927 | 2252843
Illuminex Technologies, Div. of Global Retail Advantage Inc. | Illuminex | LD-SL-PAR20 6.5WDIM 4000K | LD-SL-PAR20 6.5WDIM 4000K |  | PAR20 | Reflector (Flood/Spot) | E26 (Medium) | Directional | LED | 3 | 50 | 86.7 | 64.1 | 1383 |  | 35 | 550 | 6.5 | 85 | No | 25000 | 4000 | 84 | 13 | 0.8 | -25 | Dimmable | 10% | Yes | Damp Location Rated | No |  |  | 2015-10-30 | 2016-09-19 | Canada | ES_1132692_LD-SL-PAR20 6.5WDIM 4000K_09192016073049_0249400 | 2279734
Illuminex Technologies, Div. of Global Retail Advantage Inc. | Illuminex | LD-SL-PAR30 11WDIM 4000K | LD-SL-PAR30 11WDIM 4000K |  | PAR30 | Reflector (Flood/Spot) | E26 (Medium) | Directional | LED | 3 | 75 | 116.1 | 96.1 | 2200 |  | 40 | 850 | 11 | 77 | No | 25000 | 4000 | 83 | 12 | 0.9 | -25 | Dimmable | 5% | Yes | Damp Location Rated | No |  |  | 2015-10-30 | 2016-09-19 | Canada | ES_1132692_LD-SL-PAR30 11WDIM 4000K_09192016073925_0765545 | 2279735
Illuminex Technologies, Div. of Global Retail Advantage Inc. | Illuminex | LD-SL-PAR38 14WDIM 4000K | LD-SL-PAR38 14WDIM 4000K |  | PAR38 | Reflector (Flood/Spot) | E26 (Medium) | Directional | LED | 3 | 100 | 129.8 | 122.3 | 2644 |  | 40 | 1100 | 14 | 79 | No | 25000 | 4000 | 84 | 13 | 0.9 | -25 | Dimmable | 2% | Yes | Damp Location Rated | No |  |  | 2015-10-30 | 2016-09-19 | Canada | ES_1132692_LD-SL-PAR38 14WDIM 4000K_09192016074245_0965859 | 2279736
Illuminex Technologies, Div. of Global Retail Advantage Inc. | Illuminex | PAR LED LAMP | LD-SL-PAR20 6.5WDIM 3000K |  | PAR20 | Reflector (Flood/Spot) | E26 (Medium) | Directional | LED | 3 | 50 | 86.7 | 64.1 | 1152 |  | 36 | 550 | 6.5 | 84.6 | No | 25000 | 3000 | 82 | 9 | 0.8 | -25 | Dimmable | 10% |  | Enclosed Fixtures |  |  |  | 2015-11-24 | 2016-04-08 | Canada | ES_1132692_LD-SL-PAR20 6.5WDIM 3000K_12022015053646_4606218 | 2254066
Illuminex Technologies, Div. of Global Retail Advantage Inc. | Illuminex | PAR LED LAMP | LD-SL-PAR20 6.5WDIM 5000K |  | PAR20 | Reflector (Flood/Spot) | E26 (Medium) | Directional | LED | 3 | 50 | 86.7 | 64.1 | 1275 |  | 36 | 550 | 6.5 | 84.6 | No | 25000 | 5000 | 82 | 13 | 0.8 | -25 | Dimmable | 10% |  | Enclosed Fixtures |  |  |  | 2015-11-24 | 2016-04-08 | Canada | ES_1132692_LD-SL-PAR20 6.5WDIM 5000K_12022015053808_4688586 | 2254067
Illuminex Technologies, Div. of Global Retail Advantage Inc. | Illuminex | PAR LED LAMP | LD-SL-PAR30 11WDIM 3000K |  | PAR30 | Reflector (Flood/Spot) | E26 (Medium) | Directional | LED | 3 | 75 | 116.1 | 96.1 | 1909 |  | 40 | 850 | 11 | 77.3 | No | 25000 | 3000 | 82 | 7 | 0.9 | -25 | Dimmable | 10% |  | Enclosed Fixtures |  |  |  | 2015-11-24 | 2016-04-08 | Canada | ES_1132692_LD-SL-PAR30 11WDIM 3000K_12022015053833_4713394 | 2254068
Illuminex Technologies, Div. of Global Retail Advantage Inc. | Illuminex | PAR LED LAMP | LD-SL-PAR30 11WDIM 5000K |  | PAR30 | Reflector (Flood/Spot) | E26 (Medium) | Directional | LED | 3 | 75 | 116.1 | 96.1 | 1925 |  | 40 | 850 | 11 | 77.3 | No | 25000 | 5000 | 85 | 18 | 0.9 | -25 | Dimmable | 10% |  | Enclosed Fixtures |  |  |  | 2015-11-24 | 2016-04-08 | Canada | ES_1132692_LD-SL-PAR30 11WDIM 5000K_12022015053854_4734099 | 2254069
Illuminex Technologies, Div. of Global Retail Advantage Inc. | Illuminex | PAR LED LAMP | LD-SL-PAR38 14WDIM 3000K |  | PAR38 | Reflector (Flood/Spot) | E26 (Medium) | Directional | LED | 3 | 100 | 129.8 | 122.3 | 2455 |  | 40 | 1100 | 14 | 78.6 | No | 25000 | 3000 | 82 | 8 | 0.9 | -25 | Dimmable | 10% |  | Enclosed Fixtures |  |  |  | 2015-11-24 | 2016-04-08 | Canada | ES_1132692_LD-SL-PAR38 14WDIM 3000K_12022015053917_4757907 | 2254070
Illuminex Technologies, Div. of Global Retail Advantage Inc. | Illuminex | PAR LED LAMP | LD-SL-PAR38 14WDIM 5000K |  | PAR38 | Reflector (Flood/Spot) | E26 (Medium) | Directional | LED | 3 | 100 | 129.8 | 122.3 | 2408 |  | 40 | 1100 | 14 | 78.6 | No | 25000 | 5000 | 85 | 17 | 0.9 | -25 | Dimmable | 10% |  | Enclosed Fixtures |  |  |  | 2015-11-24 | 2016-04-08 | Canada | ES_1132692_LD-SL-PAR38 14WDIM 5000K_12022015054012_4812265 | 2254071
INNOLED LIGHTING, INC. | INNOLED | A19 | INNOA19D-8W-5K |  | A19 | General Purpose Replacement | E26 (Medium) | Omnidirectional | LED | 3 | 60 | 106 | 58.1 |  |  |  | 800 | 8 | 100 | No | 25000 | 5000 | 86 | 22 | 0.9 | -20 | Dimmable | 10% | No | None | No |  |  | 2016-06-25 | 2016-07-14 | United States | ES_1137571_INNOA19D-8W-5K_07272016152833_4725134 | 2273645
Intelligent Energy Optimizers LLC | OptieoLED | OptieoLED15WPAR30COB-XFR(27K15) | OptieoLED15WPAR30COB-XFR(27K15) |  | PAR30 | Reflector (Flood/Spot) | E26 (Medium) | Directional | LED | 3 | 75 | 117.6 | 94.2 | 8026 |  | 15 | 1024 | 15 | 68.6 | No | 25000 | 2700 | 94 | 74 | 1 | -20 | Dimmable | 20% |  | Damp Location Rated,Recessed Fixtures |  |  |  | 2015-04-19 | 2016-06-29 | United States, Canada | ES_1136388_OptieoLED15WPAR30COB-XFR(27K15)_06292016080132_7292670 | 2271152
Intelligent Energy Optimizers LLC | OptieoLED | OptieoLED15WPAR30COB-XFR(27K24) | OptieoLED15WPAR30COB-XFR(27K24) |  | PAR30 | Reflector (Flood/Spot) | E26 (Medium) | Directional | LED | 3 | 75 | 117.6 | 94.2 | 4966 |  | 24 | 985 | 15 | 66.2 | No | 25000 | 2700 | 94 | 74 | 1 | -20 | Dimmable | 20% |  | Damp Location Rated,Recessed Fixtures |  |  |  | 2015-04-19 | 2016-06-29 | United States, Canada | ES_1136388_OptieoLED15WPAR30COB-XFR(27K24)_06292016080034_7234722 | 2271153
Intelligent Energy Optimizers LLC | OptieoLED | OptieoLED15WPAR30COB-XFR(27K36) | OptieoLED15WPAR30COB-XFR(27K36) |  | PAR30 | Reflector (Flood/Spot) | E26 (Medium) | Directional | LED | 3 | 75 | 117.6 | 94.2 | 2656 |  | 36 | 994 | 15 | 66.4 | No | 25000 | 2700 | 94 | 74 | 1 | -20 | Dimmable | 20% |  | Damp Location Rated,Recessed Fixtures |  |  |  | 2015-04-19 | 2016-06-29 | United States, Canada | ES_1136388_OptieoLED15WPAR30COB-XFR(27K36)_06292016080052_7252987 | 2271154
Intelligent Energy Optimizers LLC | OptieoLED | OptieoLED15WPAR30COB-XFR(30K15) | OptieoLED15WPAR30COB-XFR(30K15) |  | PAR30 | Reflector (Flood/Spot) | E26 (Medium) | Directional | LED | 3 | 75 | 117.7 | 94.3 | 8188 |  | 15 | 1039 | 15 | 70.2 | No | 25000 | 3000 | 93 | 75 | 1 | -20 | Dimmable | 20% |  | Damp Location Rated,Recessed Fixtures |  |  |  | 2015-04-19 | 2016-06-29 | United States, Canada | ES_1136388_OptieoLED15WPAR30COB-XFR(30K15)_06292016080216_7336725 | 2271155
Intelligent Energy Optimizers LLC | OptieoLED | OptieoLED15WPAR30COB-XFR(30K24) | OptieoLED15WPAR30COB-XFR(30K24) |  | PAR30 | Reflector (Flood/Spot) | E26 (Medium) | Directional | LED | 3 | 75 | 117.7 | 94.3 | 5263 |  | 24 | 1027 | 15 | 68.7 | No | 25000 | 3000 | 93 | 76 | 1 | -20 | Dimmable | 20% |  | Damp Location Rated,Recessed Fixtures |  |  |  | 2015-04-19 | 2016-06-29 | United States, Canada | ES_1136388_OptieoLED15WPAR30COB-XFR(30K24)_06292016075921_7161338 | 2271156
Jessar | Xtricity | LED Lamp | 1-60089 |  | BR30 | Reflector (Flood/Spot) | E26 (Medium) | Directional | LED | 3 | 65 | 128.9 | 95.3 |  |  |  | 770 | 11 | 70 | No | 25000 | 3000 | 83 | 14 | 0.9 | -20 | Dimmable | 5% | No | Damp Location Rated | No |  |  | 2016-08-12 | 2016-08-30 | Canada | ES_1110120_1-60089_08302016145004_1384913 | 2277209
Jessar | Xtricity | LED Lamp | 1-60091 |  | A19 | General Purpose Replacement | E26 (Medium) | Omnidirectional | LED | 3 | 100 | 105.6 | 60.4 |  |  |  | 1600 | 17 | 94.1 | No | 25000 | 3000 | 81 | 3 | 1 | -20 | Dimmable | 5% | No | Damp Location Rated,Not for Use in Recessed Fixtures | No |  |  | 2016-08-12 | 2016-08-26 | Canada | ES_1110120_1-60091_08262016134445_4238991 | 2277207
Jessar | Xtricity | LED Lamp | 1-60097 |  | A19 | General Purpose Replacement | E26 (Medium) | Omnidirectional | LED | 3 | 60 | 110.9 | 59.6 |  |  |  | 800 | 10 | 80 | No | 25000 | 5000 | 84 | 7 | 0.9 | -20 | Dimmable | 5% | No | Damp Location Rated,Not for Use in Recessed Fixtures | No |  |  | 2016-08-12 | 2016-08-30 | Canada | ES_1110120_1-60097_08302016151705_2314992 | 2277215
Jiangxi Midea Guiya Lighting Co., Ltd. | Midea | LED Lamp | MLBBA207W3-27W0 |  | A19 | General Purpose Replacement | E26 (Medium) | Omnidirectional | LED | 3 | 40 | 116.8 | 59.7 |  |  |  | 450 | 6.5 | 69.2 | No | 25000 | 2700 | 83 | 9 | 0.9 | -20 | Dimmable | 10% |  | Damp Location Rated,Enclosed Fixtures,Recessed Fixtures,Shatter Resistant |  |  |  | 2015-11-30 | 2016-01-27 | United States, Canada | ES_1058360_MLBBA207W3-27W0_01272016115615_5789901 | 2257652
Jiangxi Midea Guiya Lighting Co., Ltd. | Midea | LED Lamp | MLBBA207W3-30W0 |  | A19 | General Purpose Replacement | E26 (Medium) | Omnidirectional | LED | 3 | 40 | 116.9 | 59.7 |  |  |  | 450 | 6.5 | 69.2 | No | 25000 | 3000 | 83 | 11 | 0.9 | -20 | Dimmable | 10% |  | Damp Location Rated,Enclosed Fixtures,Recessed Fixtures,Shatter Resistant |  |  |  | 2015-11-30 | 2016-01-27 | United States, Canada | ES_1058360_MLBBA207W3-30W0_01272016115644_1004058 | 2257653
Jiangxi Midea Guiya Lighting Co., Ltd. | Midea | LED Lamp | MLBBA207W3-40N0 |  | A19 | General Purpose Replacement | E26 (Medium) | Omnidirectional | LED | 3 | 40 | 116.8 | 59.7 |  |  |  | 450 | 6.5 | 69.2 | No | 25000 | 4000 | 84 | 14 | 0.9 | -20 | Dimmable | 10% |  | Damp Location Rated,Enclosed Fixtures,Recessed Fixtures,Shatter Resistant |  |  |  | 2015-11-30 | 2016-01-27 | United States, Canada | ES_1058360_MLBBA207W3-40N0_01272016115651_3989103 | 2257654
Jiangxi Midea Guiya Lighting Co., Ltd. | Midea | LED Lamp | MLBBA207W3-50C0 |  | A19 | General Purpose Replacement | E26 (Medium) | Omnidirectional | LED | 3 | 40 | 116.9 | 59.7 |  |  |  | 450 | 6.5 | 69.2 | No | 25000 | 5000 | 83 | 8 | 0.9 | -20 | Dimmable | 10% |  | Damp Location Rated,Enclosed Fixtures,Recessed Fixtures,Shatter Resistant |  |  |  | 2015-11-30 | 2016-01-27 | United States, Canada | ES_1058360_MLBBA207W3-50C0_01272016115659_0925091 | 2257655
Jiangxi Midea Guiya Lighting Co., Ltd. | Midea | LED LAMP | MLBR2008W3-27W0 |  | R20 | Reflector (Flood/Spot) | E26 (Medium) | Directional | LED | 3 | 50 | 99.5 | 62.5 |  |  |  | 550 | 8 | 68.8 | No | 25000 | 2700 | 81 | 6 | 0.9 | -20 | Dimmable | 10% |  | Damp Location Rated,Enclosed Fixtures,Recessed Fixtures,Shatter Resistant |  |  |  | 2015-11-30 | 2015-12-11 | United States, Canada | ES_1058360_MLBR2008W3-27W0_12112015094912_2881994 | 2255945
Jiangxi Midea Guiya Lighting Co., Ltd. | Midea | LED LAMP | MLBR2008W3-30W0 |  | R20 | Reflector (Flood/Spot) | E26 (Medium) | Directional | LED | 3 | 50 | 99.6 | 63 |  |  |  | 550 | 8 | 68.8 | No | 25000 | 3000 | 83 | 10 | 0.9 | -20 | Dimmable | 10% |  | Damp Location Rated,Enclosed Fixtures,Recessed Fixtures,Shatter Resistant |  |  |  | 2015-11-30 | 2015-12-11 | United States, Canada | ES_1058360_MLBR2008W3-30W0_12112015094944_4978193 | 2255946
Jiangxi Midea Guiya Lighting Co., Ltd. | Midea | LED LAMP | MLBR2008W3-40N0 |  | R20 | Reflector (Flood/Spot) | E26 (Medium) | Directional | LED | 3 | 50 | 99.6 | 62.9 |  |  |  | 550 | 8 | 68.8 | No | 25000 | 4000 | 85 | 20 | 0.9 | -20 | Dimmable | 10% |  | Damp Location Rated,Enclosed Fixtures,Recessed Fixtures,Shatter Resistant |  |  |  | 2015-11-30 | 2015-12-11 | United States, Canada | ES_1058360_MLBR2008W3-40N0_12112015094947_4819893 | 2255947
Jiangxi Midea Guiya Lighting Co., Ltd. | Midea | LED LAMP | MLBR2008W3-50C0 |  | R20 | Reflector (Flood/Spot) | E26 (Medium) | Directional | LED | 3 | 50 | 99.6 | 62.4 |  |  |  | 550 | 8 | 68.8 | No | 25000 | 5000 | 83 | 12 | 0.9 | -20 | Dimmable | 10% |  | Damp Location Rated,Enclosed Fixtures,Recessed Fixtures,Shatter Resistant |  |  |  | 2015-11-30 | 2015-12-11 | United States, Canada | ES_1058360_MLBR2008W3-50C0_12112015094952_3971982 | 2255948
Jiangxi Midea Guiya Lighting Co., Ltd. | Midea | LED LAMP | MLBR3012W3-27W0 |  | BR30 | Reflector (Flood/Spot) | E26 (Medium) | Directional | LED | 3 | 65 | 135.9 | 95 |  |  |  | 850 | 12 | 70.8 | No | 25000 | 2700 | 81 | 6 | 1 | -20 | Dimmable | 10% |  | Damp Location Rated,Enclosed Fixtures,Recessed Fixtures,Shatter Resistant |  |  |  | 2015-11-30 | 2015-11-30 | United States, Canada | ES_1058360_MLBR3012W3-27W0_11302015153602_4989132 | 2254385
Jiangxi Midea Guiya Lighting Co., Ltd. | Midea | LED LAMP | MLBR3012W3-30W0 |  | BR30 | Reflector (Flood/Spot) | E26 (Medium) | Directional | LED | 3 | 65 | 135.3 | 94.7 |  |  |  | 850 | 12 | 70.8 | No | 25000 | 3000 | 83 | 9 | 1 | -20 | Dimmable | 10% |  | Damp Location Rated,Enclosed Fixtures,Recessed Fixtures,Shatter Resistant |  |  |  | 2015-11-30 | 2015-11-30 | United States, Canada | ES_1058360_MLBR3012W3-30W0_11302015153637_7186842 | 2254386
Jiangxi Midea Guiya Lighting Co., Ltd. | Midea | LED LAMP | MLBR3012W3-40N0 |  | BR30 | Reflector (Flood/Spot) | E26 (Medium) | Directional | LED | 3 | 65 | 134.6 | 94.9 |  |  |  | 850 | 12 | 70.8 | No | 25000 | 4000 | 85 | 20 | 1 | -20 | Dimmable | 10% |  | Damp Location Rated,Enclosed Fixtures,Recessed Fixtures,Shatter Resistant |  |  |  | 2015-11-30 | 2015-11-30 | United States, Canada | ES_1058360_MLBR3012W3-40N0_11302015153645_9246551 | 2254387
Jiangxi Midea Guiya Lighting Co., Ltd. | Midea | LED LAMP | MLBR3012W3-50C0 |  | BR30 | Reflector (Flood/Spot) | E26 (Medium) | Directional | LED | 3 | 65 | 134.8 | 94.7 |  |  |  | 850 | 12 | 70.8 | No | 25000 | 5000 | 84 | 14 | 1 | -20 | Dimmable | 10% |  | Damp Location Rated,Enclosed Fixtures,Recessed Fixtures,Shatter Resistant |  |  |  | 2015-11-30 | 2015-11-30 | United States, Canada | ES_1058360_MLBR3012W3-50C0_11302015153652_2318539 | 2254388
Jiangxi Midea Guiya Lighting Co., Ltd. | Midea | LED LAMP | MLBR4018W3-27W0 |  | BR40 | Reflector (Flood/Spot) | E26 (Medium) | Directional | LED | 3 | 100 | 160.6 | 126.8 |  |  |  | 1400 | 18 | 77.8 | No | 25000 | 2700 | 81 | 6 | 1 | -20 | Dimmable | 10% |  | Damp Location Rated,Enclosed Fixtures,Recessed Fixtures,Shatter Resistant |  |  |  | 2015-11-30 | 2015-12-11 | United States, Canada | ES_1058360_MLBR4018W3-27W0_12112015100312_2878481 | 2255949
Jiangxi Midea Guiya Lighting Co., Ltd. | Midea | LED LAMP | MLBR4018W3-30W0 |  | BR40 | Reflector (Flood/Spot) | E26 (Medium) | Directional | LED | 3 | 100 | 160.3 | 126.8 |  |  |  | 1400 | 18 | 77.8 | No | 25000 | 3000 | 83 | 9 | 1 | -20 | Dimmable | 10% |  | Damp Location Rated,Enclosed Fixtures,Recessed Fixtures,Shatter Resistant |  |  |  | 2015-11-30 | 2015-12-11 | United States, Canada | ES_1058360_MLBR4018W3-30W0_12112015100332_9172394 | 2255951
Jiangxi Midea Guiya Lighting Co., Ltd. | Midea | LED LAMP | MLBR4018W3-40N0 |  | BR40 | Reflector (Flood/Spot) | E26 (Medium) | Directional | LED | 3 | 100 | 161.3 | 126 |  |  |  | 1400 | 18 | 77.8 | No | 25000 | 4000 | 85 | 20 | 1 | -20 | Dimmable | 10% |  | Damp Location Rated,Enclosed Fixtures,Recessed Fixtures,Shatter Resistant |  |  |  | 2015-11-30 | 2015-12-11 | United States, Canada | ES_1058360_MLBR4018W3-40N0_12112015100345_6762199 | 2255953
Jiaxing Ledux Lighting Co., LTD | Greenlux | Directional LED Bulb | BR20N75W8DIM9027K |  | R20 | Reflector (Flood/Spot) | E26 (Medium) | Directional | LED | 3 | 50 | 90.1 | 60.1 |  |  | 100 | 525 | 7.5 | 70 | No | 25000 | 2700 | 92 | 56 | 0.9 | -25 | Dimmable | 20% | Yes | Damp Location Rated | No |  |  | 2016-05-20 | 2016-10-24 | United States, Canada | ES_1131547_BR20N75W8DIM9027K_06222016110726_3646478 | 2270281
Jiaxing Ledux Lighting Co., LTD | Greenlux | Directional LED Bulb | BR20N75W8DIM9050K |  | R20 | Reflector (Flood/Spot) | E26 (Medium) | Directional | LED | 3 | 50 | 90.1 | 60.1 |  |  | 100 | 525 | 7.5 | 70 | No | 25000 | 5000 | 96 | 92 | 0.9 | -25 | Dimmable | 20% | Yes | Damp Location Rated | No |  |  | 2016-05-20 | 2016-10-24 | United States, Canada | ES_1131547_BR20N75W8DIM9050K_06222016110757_3677621 | 2270282
Jiaxing Ledux Lighting Co., LTD | Greenlux | Directional LED Bulb | BR20N7W7DIM8027K |  | R20 | Reflector (Flood/Spot) | E26 (Medium) | Directional | LED | 3 | 50 | 90.5 | 60 |  |  | 100 | 550 | 7 | 78.6 | No | 25000 | 2700 | 81 | 6 | 0.8 | -25 | Dimmable | 20% | Yes | Damp Location Rated | No |  |  | 2016-08-30 | 2016-07-29 | United States, Canada | ES_1131547_BR20N7W7DIM8027K_07012016073916_8756597 | 2271348
Jiaxing Ledux Lighting Co., LTD | Greenlux | Directional LED Bulb | BR20N7W7DIM8050K |  | R20 | Reflector (Flood/Spot) | E26 (Medium) | Directional | LED | 3 | 50 | 90.5 | 60 |  |  | 100 | 550 | 7 | 78.6 | No | 25000 | 5000 | 83 | 16 | 0.8 | -25 | Dimmable | 20% | Yes | Damp Location Rated | No |  |  | 2016-08-30 | 2016-07-29 | United States, Canada | ES_1131547_BR20N7W7DIM8050K_07012016073955_8795760 | 2271349
Jiaxing Ledux Lighting Co., LTD | Greenlux | Directional LED Bulb | BR30N11W8DIM8027K |  | BR30 | Reflector (Flood/Spot) | E26 (Medium) | Directional | LED | 3 | 65 | 124 | 93 |  |  | 100 | 800 | 11 | 72.7 | No | 25000 | 2700 | 81 | 4 | 0.9 | -25 | Dimmable | 20% | Yes | Damp Location Rated | No |  |  | 2016-08-24 | 2016-07-27 | United States, Canada | ES_1131547_BR30N11W8DIM8027K_06272016085145_7505605 | 2270742
Jiaxing Ledux Lighting Co., LTD | Greenlux | Directional LED Bulb | BR30N11W8DIM8050K |  | BR30 | Reflector (Flood/Spot) | E26 (Medium) | Directional | LED | 3 | 65 | 124 | 93 |  |  | 100 | 800 | 11 | 72.7 | No | 25000 | 5000 | 83 | 17 | 0.9 | -25 | Dimmable | 20% | Yes | Damp Location Rated | No |  |  | 2016-08-24 | 2016-07-27 | United States, Canada | ES_1131547_BR30N11W8DIM8050K_06272016085212_7532665 | 2270743
Jiaxing Ledux Lighting Co., LTD | Greenlux | Directional LED Bulb | BR30N12W12DIM9027K |  | BR30 | Reflector (Flood/Spot) | E26 (Medium) | Directional | LED | 3 | 65 | 124.5 | 92.3 |  |  | 100 | 800 | 12 | 67 | No | 25000 | 2700 | 92 | 56 | 0.9 | -25 | Dimmable | 20% | Yes | Damp Location Rated | No |  |  | 2016-05-20 | 2016-10-24 | United States, Canada | ES_1131547_BR30N12W12DIM9027K_06202016033653_3813955 | 2270137
Jiaxing Ledux Lighting Co., LTD | Greenlux | Directional LED Bulb | BR30N12W12DIM9050K |  | BR30 | Reflector (Flood/Spot) | E26 (Medium) | Directional | LED | 3 | 65 | 124.5 | 92.3 |  |  | 100 | 800 | 12 | 67 | No | 25000 | 5000 | 96 | 93 | 0.9 | -25 | Dimmable | 20% | Yes | Damp Location Rated | No |  |  | 2016-05-20 | 2016-10-24 | United States, Canada | ES_1131547_BR30N12W12DIM9050K_06202016033719_3839778 | 2270138
Jiaxing Ledux Lighting Co., LTD | Greenlux | Directional LED Bulb | BR40N15W12DIM8027K |  | BR40 | Reflector (Flood/Spot) | E26 (Medium) | Directional | LED | 3 | 85 | 152.9 | 138.6 |  |  | 100 | 1100 | 15.3 | 73 | No | 25000 | 2700 | 81 | 6 | 0.9 | -25 | Dimmable | 20% | Yes | Damp Location Rated | No |  |  | 2016-05-20 | 2016-10-23 | United States, Canada | ES_1131547_BR40N15W12DIM8027K_06222016120539_7139645 | 2270430
Jiaxing Ledux Lighting Co., LTD | Greenlux | Directional LED Bulb | BR40N15W12DIM8050K |  | BR40 | Reflector (Flood/Spot) | E26 (Medium) | Directional | LED | 3 | 85 | 152.9 | 138.6 |  |  | 100 | 1100 | 15 | 73 | No | 25000 | 5000 | 83 | 16 | 0.9 | -25 | Dimmable | 20% | Yes | Damp Location Rated | No |  |  | 2016-05-20 | 2016-10-23 | United States, Canada | ES_1131547_BR40N15W12DIM8050K_06222016120551_7151364 | 2270431
Jiaxing Ledux Lighting Co., LTD | Greenlux | Directional LED Bulb | BR40N16W16DIM9027K |  | BR40 | Reflector (Flood/Spot) | E26 (Medium) | Directional | LED | 3 | 85 | 152.3 | 138.4 |  |  | 100 | 1100 | 16 | 69 | No | 25000 | 2700 | 92 | 56 | 0.9 | -25 | Dimmable | 20% | Yes | Damp Location Rated | No |  |  | 2016-05-20 | 2016-10-24 | United States, Canada | ES_1131547_BR40N16W16DIM9027K_06222016120609_7169897 | 2270432
Jiaxing Ledux Lighting Co., LTD | Greenlux | Directional LED Bulb | BR40N16W16DIM9050K |  | BR40 | Reflector (Flood/Spot) | E26 (Medium) | Directional | LED | 3 | 85 | 152.3 | 138.4 |  |  | 100 | 1100 | 16 | 69 | No | 25000 | 5000 | 96 | 93 | 0.9 | -25 | Dimmable | 20% | Yes | Damp Location Rated | No |  |  | 2016-05-20 | 2016-10-24 | United States, Canada | ES_1131547_BR40N16W16DIM9050K_06222016120625_7185701 | 2270433
Jiaxing Ledux Lighting Co., LTD | Greenlux | Directional LED Bulb | PAR20N7W7DIM8025D27K |  | PAR20 | Reflector (Flood/Spot) | E26 (Medium) | Directional | LED | 3 | 50 | 84.8 | 63 | 1948 |  | 25 | 600 | 7 | 85.7 | No | 25000 | 2700 | 82 | 7 | 0.8 | -25 | Dimmable | 20% | Yes | Damp Location Rated | No |  |  | 2016-06-30 | 2016-10-25 | United States, Canada | ES_1131547_PAR20N7W7DIM8025D27K_06272016054807_6487785 | 2270725
Jiaxing Ledux Lighting Co., LTD | Greenlux | Directional LED Bulb | PAR20N7W7DIM8025D30K |  | PAR20 | Reflector (Flood/Spot) | E26 (Medium) | Directional | LED | 3 | 50 | 84.8 | 63 | 2073 |  | 25 | 600 | 7 | 85.7 | No | 25000 | 3000 | 82 | 6 | 0.8 | -25 | Dimmable | 20% | Yes | Damp Location Rated | No |  |  | 2016-06-30 | 2016-10-25 | United States, Canada | ES_1131547_PAR20N7W7DIM8025D30K_06272016054846_6526468 | 2270726
Jiaxing Ledux Lighting Co., LTD | Greenlux | Directional LED Bulb | PAR20N7W7DIM8025D50K |  | PAR20 | Reflector (Flood/Spot) | E26 (Medium) | Directional | LED | 3 | 50 | 84.8 | 63 | 2052 |  | 25 | 600 | 7 | 85.7 | No | 25000 | 5000 | 82 | 11 | 0.8 | -25 | Dimmable | 20% | Yes | Damp Location Rated | No |  |  | 2016-06-30 | 2016-10-25 | United States, Canada | ES_1131547_PAR20N7W7DIM8025D50K_06272016054929_6569538 | 2270727
Jiaxing Ledux Lighting Co., LTD | Greenlux | Directional LED Bulb | PAR20N7W7DIM8035D27K |  | PAR20 | Reflector (Flood/Spot) | E26 (Medium) | Directional | LED | 3 | 50 | 84.8 | 63 | 1348 |  | 35 | 600 | 7 | 85.7 | No | 25000 | 2700 | 82 | 7 | 0.8 | -25 | Dimmable | 20% | Yes | Damp Location Rated | No |  |  | 2016-06-30 | 2016-10-25 | United States, Canada | ES_1131547_PAR20N7W7DIM8035D27K_06272016054605_6365551 | 2270728
Jiaxing Ledux Lighting Co., LTD | Greenlux | Directional LED Bulb | PAR20N7W7DIM8035D30K |  | PAR20 | Reflector (Flood/Spot) | E26 (Medium) | Directional | LED | 3 | 50 | 84.8 | 63 | 1374 |  | 35 | 600 | 7 | 85.7 | No | 25000 | 3000 | 82 | 7 | 0.8 | -25 | Dimmable | 20% | Yes | Damp Location Rated | No |  |  | 2016-06-30 | 2016-10-25 | United States, Canada | ES_1131547_PAR20N7W7DIM8035D30K_06272016054645_6405457 | 2270729
Jiaxing Ledux Lighting Co., LTD | Greenlux | Directional LED Bulb | PAR20N7W7DIM8035D50K |  | PAR20 | Reflector (Flood/Spot) | E26 (Medium) | Directional | LED | 3 | 50 | 84.8 | 63 | 1527 |  | 35 | 600 | 7 | 85.7 | No | 25000 | 5000 | 83 | 15 | 0.8 | -25 | Dimmable | 20% | Yes | Damp Location Rated | No |  |  | 2016-06-30 | 2016-10-25 | United States, Canada | ES_1131547_PAR20N7W7DIM8035D50K_06272016054721_6441793 | 2270730
Jiaxing Ledux Lighting Co., LTD | Greenlux | Directional LED Bulb | PAR20N7W7DIM9025D27K |  | PAR20 | Reflector (Flood/Spot) | E26 (Medium) | Directional | LED | 3 | 50 | 85 | 63 | 1550 |  | 25 | 550 | 7 | 79 | No | 25000 | 2700 | 91 | 53 | 0.8 | -25 | Dimmable | 20% | Yes | Damp Location Rated | No |  |  | 2016-08-30 | 2016-07-27 | United States, Canada | ES_1131547_PAR20N7W7DIM9025D27K_07012016082740_1660003 | 2271353
Jiaxing Ledux Lighting Co., LTD | Greenlux | Directional LED Bulb | PAR20N7W7DIM9025D30K |  | PAR20 | Reflector (Flood/Spot) | E26 (Medium) | Directional | LED | 3 | 50 | 85 | 63 | 1673 |  | 25 | 550 | 7 | 79 | No | 25000 | 3000 | 91 | 55 | 0.8 | -25 | Dimmable | 20% | Yes | Damp Location Rated | No |  |  | 2016-08-30 | 2016-07-27 | United States, Canada | ES_1131547_PAR20N7W7DIM9025D30K_07012016082755_1675433 | 2271354
Jiaxing Ledux Lighting Co., LTD | Greenlux | PAR LED LAMP | PAR20E65W7DIM25D27K |  | PAR20 | Reflector (Flood/Spot) | E26 (Medium) | Directional | LED | 3 | 50 | 86.7 | 64.1 | 1850 |  | 25 | 600 | 6.5 | 85 | No | 25000 | 2700 | 82 | 9 | 0.8 | -25 | Dimmable | 10% | Yes | Damp Location Rated | No |  |  | 2015-10-30 | 2016-05-04 | United States, Canada | ES_1131547_PAR20E65W7DIM25D27K_05042016101614_6974734 | 2266072
Jiaxing Ledux Lighting Co., LTD | Greenlux | PAR LED LAMP | PAR20E65W7DIM25D30K |  | PAR20 | Reflector (Flood/Spot) | E26 (Medium) | Directional | LED | 3 | 50 | 86.7 | 64.1 | 1559 |  | 25 | 600 | 6.5 | 85 | No | 25000 | 3000 | 82 | 9 | 0.7 | -25 | Dimmable | 10% | Yes | Damp Location Rated | No |  |  | 2015-10-30 | 2016-03-15 | United States, Canada | ES_1131547_PAR20E65W7DIM25D30K_04072016095726_3046698 | 2265289
Jiaxing Ledux Lighting Co., LTD | Greenlux | PAR LED LAMP | PAR20E65W7DIM25D40K |  | PAR20 | Reflector (Flood/Spot) | E26 (Medium) | Directional | LED | 3 | 50 | 86.7 | 64.1 | 1850 |  | 25 | 600 | 6.5 | 85 | No | 25000 | 4000 | 84 | 13 | 0.8 | -25 | Dimmable | 10% | Yes | Damp Location Rated | No |  |  | 2015-10-30 | 2016-04-25 | United States, Canada | ES_1131547_PAR20E65W7DIM25D40K_04252016084908_4148566 | 2265290
Jiaxing Ledux Lighting Co., LTD | Greenlux | PAR LED LAMP | PAR20E65W7DIM25D50K |  | PAR20 | Reflector (Flood/Spot) | E26 (Medium) | Directional | LED | 3 | 50 | 86.7 | 64.1 | 1588 |  | 25 | 600 | 6.5 | 85 | No | 25000 | 5000 | 82 | 10 | 0.7 | -25 | Dimmable | 10% | Yes | Damp Location Rated | No |  |  | 2015-10-30 | 2016-03-15 | United States, Canada | ES_1131547_PAR20E65W7DIM25D50K_04072016095751_3071071 | 2265291
Jiaxing Ledux Lighting Co., LTD | Greenlux | PAR LED LAMP | PAR20E65W7DIM36D27K |  | PAR20 | Reflector (Flood/Spot) | E26 (Medium) | Directional | LED | 3 | 50 | 86.7 | 64.1 | 1262 |  | 35 | 600 | 6.5 | 85 | No | 25000 | 2700 | 82 | 9 | 0.8 | -25 | Dimmable | 10% | Yes | Damp Location Rated | No |  |  | 2015-10-30 | 2016-05-04 | United States, Canada | ES_1131547_PAR20E65W7DIM36D27K_05042016101445_6885604 | 2266073
Jiaxing Ledux Lighting Co., LTD | Greenlux | PAR LED LAMP | PAR20E65W7DIM36D30K |  | PAR20 | Reflector (Flood/Spot) | E26 (Medium) | Directional | LED | 3 | 50 | 86.7 | 64.1 | 1152 |  | 35 | 600 | 6.5 | 85 | No | 25000 | 3000 | 82 | 9 | 0.7 | -25 | Dimmable | 10% | Yes | Damp Location Rated | No |  |  | 2015-10-30 | 2016-03-15 | United States, Canada | ES_1131547_PAR20E65W7DIM36D30K_04072016095619_2979630 | 2265292
Jiaxing Ledux Lighting Co., LTD | Greenlux | PAR LED LAMP | PAR20E65W7DIM36D40K |  | PAR20 | Reflector (Flood/Spot) | E26 (Medium) | Directional | LED | 3 | 50 | 86.7 | 64.1 | 1383 |  | 35 | 600 | 6.5 | 85 | No | 25000 | 4000 | 84 | 13 | 0.8 | -25 | Dimmable | 10% | Yes | Damp Location Rated | No |  |  | 2015-10-30 | 2016-04-25 | United States, Canada | ES_1131547_PAR20E65W7DIM36D40K_04252016084850_4130688 | 2265293
Jiaxing Ledux Lighting Co., LTD | Greenlux | PAR LED LAMP | PAR20E65W7DIM36D50K |  | PAR20 | Reflector (Flood/Spot) | E26 (Medium) | Directional | LED | 3 | 50 | 86.7 | 64.1 | 1275 |  | 35 | 600 | 6.5 | 85 | No | 25000 | 5000 | 82 | 10 | 0.7 | -25 | Dimmable | 10% | Yes | Damp Location Rated | No |  |  | 2015-10-30 | 2016-03-15 | United States, Canada | ES_1131547_PAR20E65W7DIM36D50K_04072016095657_3017617 | 2265294
Jiaxing Ledux Lighting Co., LTD | Greenlux | PAR LED LAMP | PAR30E11W9DIM25D27K |  | PAR30 | Reflector (Flood/Spot) | E26 (Medium) | Directional | LED | 3 | 75 | 116.1 | 96.1 | 3481 |  | 25 | 910 | 11 | 77 | No | 25000 | 2700 | 82 | 9 | 0.9 | -25 | Dimmable | 5% | Yes | Damp Location Rated | No |  |  | 2015-10-30 | 2016-05-04 | United States, Canada | ES_1131547_PAR30E11W9DIM25D27K_05042016101654_7014925 | 2266074
Jiaxing Ledux Lighting Co., LTD | Greenlux | PAR LED LAMP | PAR30E11W9DIM25D30K |  | PAR30 | Reflector (Flood/Spot) | E26 (Medium) | Directional | LED | 3 | 75 | 116.1 | 96.1 | 3673 |  | 25 | 900 | 11 | 77 | No | 25000 | 3000 | 82 | 7 | 0.8 | -25 | Dimmable | 5% | Yes | Damp Location Rated | No |  |  | 2015-10-30 | 2016-03-15 | United States, Canada | ES_1131547_PAR30E11W9DIM25D30K_04072016095856_3136414 | 2266063
Jiaxing Ledux Lighting Co., LTD | Greenlux | PAR LED LAMP | PAR30E11W9DIM25D40K |  | PAR30 | Reflector (Flood/Spot) | E26 (Medium) | Directional | LED | 3 | 75 | 116.1 | 96.1 | 4601 |  | 25 | 900 | 11 | 77 | No | 25000 | 4000 | 83 | 12 | 0.9 | -25 | Dimmable | 5% | Yes | Damp Location Rated | No |  |  | 2015-10-30 | 2016-04-25 | United States, Canada | ES_1131547_PAR30E11W9DIM25D40K_04252016084959_4199095 | 2266064
Jiaxing Ledux Lighting Co., LTD | Greenlux | PAR LED LAMP | PAR30E11W9DIM25D50K |  | PAR30 | Reflector (Flood/Spot) | E26 (Medium) | Directional | LED | 3 | 75 | 116.1 | 96.1 | 3900 |  | 25 | 900 | 11 | 77 | No | 25000 | 5000 | 85 | 15 | 0.8 | -25 | Dimmable | 5% | Yes | Damp Location Rated | No |  |  | 2015-10-30 | 2016-03-15 | United States, Canada | ES_1131547_PAR30E11W9DIM25D50K_04072016095935_3175866 | 2266065
Jiaxing Ledux Lighting Co., LTD | Greenlux | PAR LED LAMP | PAR30E11W9DIM40D27K |  | PAR30 | Reflector (Flood/Spot) | E26 (Medium) | Directional | LED | 3 | 75 | 116.1 | 96.1 | 1790 |  | 40 | 910 | 11 | 77 | No | 25000 | 2700 | 82 | 9 | 0.9 | -25 | Dimmable | 5% | Yes | Damp Location Rated | No |  |  | 2015-10-30 | 2016-05-04 | United States, Canada | ES_1131547_PAR30E11W9DIM40D27K_05042016101634_6994320 | 2266075
Jiaxing Ledux Lighting Co., LTD | Greenlux | PAR LED LAMP | PAR30E11W9DIM40D30K |  | PAR30 | Reflector (Flood/Spot) | E26 (Medium) | Directional | LED | 3 | 75 | 116.1 | 96.1 | 1909 |  | 40 | 900 | 11 | 77 | No | 25000 | 3000 | 82 | 7 | 0.8 | -25 | Dimmable | 5% | Yes | Damp Location Rated | No |  |  | 2015-10-30 | 2016-03-15 | United States, Canada | ES_1131547_PAR30E11W9DIM40D30K_04072016095814_3094515 | 2266066
Jiaxing Ledux Lighting Co., LTD | Greenlux | PAR LED LAMP | PAR30E11W9DIM40D40K |  | PAR30 | Reflector (Flood/Spot) | E26 (Medium) | Directional | LED | 3 | 75 | 116.1 | 96.1 | 2200 |  | 40 | 900 | 11 | 77 | No | 25000 | 4000 | 83 | 12 | 0.9 | -25 | Dimmable | 5% | Yes | Damp Location Rated | No |  |  | 2015-10-30 | 2016-04-25 | United States, Canada | ES_1131547_PAR30E11W9DIM40D40K_04252016084935_4175837 | 2266067
Jiaxing Ledux Lighting Co., LTD | Greenlux | PAR LED LAMP | PAR30E11W9DIM40D50K |  | PAR30 | Reflector (Flood/Spot) | E26 (Medium) | Directional | LED | 3 | 75 | 116.1 | 96.1 | 1925 |  | 40 | 900 | 11 | 77 | No | 25000 | 5000 | 85 | 15 | 0.8 | -25 | Dimmable | 5% | Yes | Damp Location Rated | No |  |  | 2015-10-30 | 2016-03-15 | United States, Canada | ES_1131547_PAR30E11W9DIM40D50K_04072016095839_3119204 | 2266068
Jiaxing Ledux Lighting Co., LTD | Greenlux | PAR LED LAMP | PAR38E14W12DIM25D27K |  | PAR38 | Reflector (Flood/Spot) | E26 (Medium) | Directional | LED | 3 | 100 | 129.8 | 122.3 | 4676 |  | 25 | 1100 | 14 | 79 | No | 25000 | 2700 | 82 | 9 | 0.9 | -25 | Dimmable | 2% | Yes | Damp Location Rated | No |  |  | 2015-10-30 | 2016-05-04 | United States, Canada | ES_1131547_PAR38E14W12DIM25D27K_05042016101743_7063016 | 2266076
Jiaxing Ledux Lighting Co., LTD | Greenlux | PAR LED LAMP | PAR38E14W12DIM25D30K |  | PAR38 | Reflector (Flood/Spot) | E26 (Medium) | Directional | LED | 3 | 100 | 129.8 | 122.3 | 4676 |  | 25 | 1100 | 14 | 79 | No | 25000 | 3000 | 82 | 7 | 0.8 | -25 | Dimmable | 2% | Yes | Damp Location Rated | No |  |  | 2015-10-30 | 2016-03-15 | United States, Canada | ES_1131547_PAR38E14W12DIM25D30K_04072016102320_4600429 | 2265295
Jiaxing Ledux Lighting Co., LTD | Greenlux | PAR LED LAMP | PAR38E14W12DIM25D40K |  | PAR38 | Reflector (Flood/Spot) | E26 (Medium) | Directional | LED | 3 | 100 | 129.8 | 122.3 | 5629 |  | 25 | 1100 | 14 | 79 | No | 25000 | 4000 | 84 | 13 | 0.9 | -25 | Dimmable | 2% | Yes | Damp Location Rated | No |  |  | 2015-10-30 | 2016-04-25 | United States, Canada | ES_1131547_PAR38E14W12DIM25D40K_04252016085044_4244183 | 2265296
Intelligent Energy Optimizers LLC | OptieoLED | OptieoLED15WPAR30COB-XFR(30K36) | OptieoLED15WPAR30COB-XFR(30K36) |  | PAR30 | Reflector (Flood/Spot) | E26 (Medium) | Directional | LED | 3 | 75 | 117.7 | 94.3 | 2772 |  | 36 | 1032 | 15 | 69 | No | 25000 | 3000 | 92 | 74 | 1 | -20 | Dimmable | 20% |  | Damp Location Rated,Recessed Fixtures |  |  |  | 2015-04-19 | 2016-06-29 | United States, Canada | ES_1136388_OptieoLED15WPAR30COB-XFR(30K36)_06292016075953_7193362 | 2271157
Intelligent Energy Optimizers LLC | OptieoLED | OptieoLED15WPAR30COB-XFR(40K15) | OptieoLED15WPAR30COB-XFR(40K15) |  | PAR30 | Reflector (Flood/Spot) | E26 (Medium) | Directional | LED | 3 | 75 | 117.6 | 94.3 | 8635 |  | 15 | 1108 | 15 | 74.6 | No | 25000 | 4000 | 92 | 73 | 1 | -20 | Dimmable | 20% |  | Damp Location Rated,Recessed Fixtures |  |  |  | 2015-04-19 | 2016-06-29 | United States, Canada | ES_1136388_OptieoLED15WPAR30COB-XFR(40K15)_06292016075751_7071718 | 2271158
Intelligent Energy Optimizers LLC | OptieoLED | OptieoLED15WPAR30COB-XFR(40K24) | OptieoLED15WPAR30COB-XFR(40K24) |  | PAR30 | Reflector (Flood/Spot) | E26 (Medium) | Directional | LED | 3 | 75 | 117.6 | 94.3 | 5670 |  | 24 | 1107 | 15 | 74 | No | 25000 | 4000 | 92 | 73 | 1 | -20 | Dimmable | 20% |  | Damp Location Rated,Recessed Fixtures |  |  |  | 2015-04-19 | 2016-06-29 | United States, Canada | ES_1136388_OptieoLED15WPAR30COB-XFR(40K24)_06292016075942_7182718 | 2271159
Intelligent Energy Optimizers LLC | OptieoLED | OptieoLED15WPAR30COB-XFR(40K36) | OptieoLED15WPAR30COB-XFR(40K36) |  | PAR30 | Reflector (Flood/Spot) | E26 (Medium) | Directional | LED | 3 | 75 | 117.6 | 94.3 | 2944 |  | 36 | 1093 | 15 | 73.3 | No | 25000 | 4000 | 92 | 72 | 1 | -20 | Dimmable | 20% |  | Damp Location Rated,Recessed Fixtures |  |  |  | 2015-04-19 | 2016-06-29 | United States, Canada | ES_1136388_OptieoLED15WPAR30COB-XFR(40K36)_06292016080151_7311846 | 2271160
Intelligent Energy Optimizers LLC | OptieoLED | OptieoLED15WPAR30COB-XFR(65K15) | OptieoLED15WPAR30COB-XFR(65K15) |  | PAR30 | Reflector (Flood/Spot) | E26 (Medium) | Directional | LED | 3 | 75 | 117.7 | 94.2 | 9094 |  | 15 | 1162 | 15 | 78.3 | No | 25000 | 6500 | 80 | 12 | 1 | -20 | Dimmable | 20% |  | Damp Location Rated,Recessed Fixtures |  |  |  | 2015-04-19 | 2016-06-29 | United States, Canada | ES_1136388_OptieoLED15WPAR30COB-XFR(65K15)_06292016080108_7268475 | 2271161
Intelligent Energy Optimizers LLC | OptieoLED | OptieoLED15WPAR30COB-XFR(65K24) | OptieoLED15WPAR30COB-XFR(65K24) |  | PAR30 | Reflector (Flood/Spot) | E26 (Medium) | Directional | LED | 3 | 75 | 117.7 | 94.2 | 5950 |  | 24 | 1151 | 15 | 77.3 | No | 25000 | 6500 | 80 | 12 | 1 | -20 | Dimmable | 20% |  | Damp Location Rated,Recessed Fixtures |  |  |  | 2015-04-19 | 2016-06-29 | United States, Canada | ES_1136388_OptieoLED15WPAR30COB-XFR(65K24)_06292016075837_7117683 | 2271162
Intelligent Energy Optimizers LLC | OptieoLED | OptieoLED15WPAR30COB-XFR(65K36) | OptieoLED15WPAR30COB-XFR(65K36) |  | PAR30 | Reflector (Flood/Spot) | E26 (Medium) | Directional | LED | 3 | 75 | 117.7 | 94.2 | 3142 |  | 36 | 1177 | 15 | 78.8 | No | 25000 | 6500 | 81 | 11 | 1 | -20 | Dimmable | 20% |  | Damp Location Rated,Recessed Fixtures |  |  |  | 2015-04-19 | 2016-06-29 | United States, Canada | ES_1136388_OptieoLED15WPAR30COB-XFR(65K36)_06292016075825_7105750 | 2271163
Intelligent Energy Optimizers LLC | OptieoLED | OptieoLED20WPAR30COBXFL(27K12) | OptieoLED20WPAR30COBXFL(27K12) |  | PAR30 | Reflector (Flood/Spot) | E26 (Medium) | Directional | LED | 3 | 75 | 118.6 | 93.9 | 11522 |  | 12 | 1412 | 20 | 71 | No | 25000 | 2700 | 93 | 70 | 1 | -20 | Dimmable | 20% |  | Damp Location Rated,Recessed Fixtures |  |  |  | 2015-04-19 | 2016-06-29 | United States, Canada | ES_1136388_OptieoLED20WPAR30COBXFL(27K12)_06292016062711_1631451 | 2271131
Intelligent Energy Optimizers LLC | OptieoLED | OptieoLED20WPAR30COBXFL(27K24) | OptieoLED20WPAR30COBXFL(27K24) |  | PAR30 | Reflector (Flood/Spot) | E26 (Medium) | Directional | LED | 3 | 75 | 118.6 | 93.9 | 7415 |  | 24 | 1351 | 20 | 67.5 | No | 25000 | 2700 | 93 | 70 | 1 | -20 | Dimmable | 20% |  | Damp Location Rated,Recessed Fixtures |  |  |  | 2015-04-19 | 2016-06-29 | United States, Canada | ES_1136388_OptieoLED20WPAR30COBXFL(27K24)_06292016063422_2062760 | 2271132
Intelligent Energy Optimizers LLC | OptieoLED | OptieoLED20WPAR30COBXFL(27K36) | OptieoLED20WPAR30COBXFL(27K36) |  | PAR30 | Reflector (Flood/Spot) | E26 (Medium) | Directional | LED | 3 | 75 | 118.6 | 93.9 | 2894 |  | 36 | 1367 | 20 | 68.4 | No | 25000 | 2700 | 93 | 71 | 1 | -20 | Dimmable | 20% |  | Damp Location Rated,Recessed Fixtures |  |  |  | 2015-04-19 | 2016-06-29 | United States, Canada | ES_1136388_OptieoLED20WPAR30COBXFL(27K36)_06292016062412_1452453 | 2271135
Intelligent Energy Optimizers LLC | OptieoLED | OptieoLED20WPAR30COBXFL(30K12) | OptieoLED20WPAR30COBXFL(30K12) |  | PAR30 | Reflector (Flood/Spot) | E26 (Medium) | Directional | LED | 3 | 75 | 118.3 | 94 | 11806 |  | 12 | 1445 | 20 | 73 | No | 25000 | 3000 | 93 | 72 | 1 | -20 | Dimmable | 20% |  | Damp Location Rated,Recessed Fixtures |  |  |  | 2015-04-19 | 2016-06-29 | United States, Canada | ES_1136388_OptieoLED20WPAR30COBXFL(30K12)_06292016063445_2085617 | 2271136
Intelligent Energy Optimizers LLC | OptieoLED | OptieoLED20WPAR30COBXFL(30K24) | OptieoLED20WPAR30COBXFL(30K24) |  | PAR30 | Reflector (Flood/Spot) | E26 (Medium) | Directional | LED | 3 | 75 | 118.3 | 94 | 7799 |  | 24 | 1428 | 20 | 71.7 | No | 25000 | 3000 | 93 | 72 | 1 | -20 | Dimmable | 20% |  | Damp Location Rated,Recessed Fixtures |  |  |  | 2015-04-19 | 2016-06-29 | United States, Canada | ES_1136388_OptieoLED20WPAR30COBXFL(30K24)_06292016062624_1584545 | 2271137
Intelligent Energy Optimizers LLC | OptieoLED | OptieoLED20WPAR30COBXFL(30K36) | OptieoLED20WPAR30COBXFL(30K36) |  | PAR30 | Reflector (Flood/Spot) | E26 (Medium) | Directional | LED | 3 | 75 | 118.3 | 94 | 3136 |  | 36 | 1432 | 20 | 72 | No | 25000 | 3000 | 93 | 72 | 1 | -20 | Dimmable | 20% |  | Damp Location Rated,Recessed Fixtures |  |  |  | 2015-04-19 | 2016-06-29 | United States, Canada | ES_1136388_OptieoLED20WPAR30COBXFL(30K36)_06292016062528_1528673 | 2271140
Intelligent Energy Optimizers LLC | OptieoLED | OptieoLED20WPAR30COBXFL(40K12) | OptieoLED20WPAR30COBXFL(40K12) |  | PAR30 | Reflector (Flood/Spot) | E26 (Medium) | Directional | LED | 3 | 75 | 118.6 | 94 | 12370 |  | 12 | 1483 | 20 | 75.1 | No | 25000 | 4000 | 92 | 71 | 1 | -20 | Dimmable | 20% |  | Damp Location Rated,Recessed Fixtures |  |  |  | 2015-04-19 | 2016-06-29 | United States, Canada | ES_1136388_OptieoLED20WPAR30COBXFL(40K12)_06292016062156_1316857 | 2271141
Intelligent Energy Optimizers LLC | OptieoLED | OptieoLED20WPAR30COBXFL(40K24) | OptieoLED20WPAR30COBXFL(40K24) |  | PAR30 | Reflector (Flood/Spot) | E26 (Medium) | Directional | LED | 3 | 75 | 118.6 | 94 | 8158 |  | 24 | 1487 | 20 | 74.6 | No | 25000 | 4000 | 91 | 69 | 1 | -20 | Dimmable | 20% |  | Damp Location Rated,Recessed Fixtures |  |  |  | 2015-04-19 | 2016-06-29 | United States, Canada | ES_1136388_OptieoLED20WPAR30COBXFL(40K24)_06292016062537_1537091 | 2271133
Intelligent Energy Optimizers LLC | OptieoLED | OptieoLED20WPAR30COBXFL(40K36) | OptieoLED20WPAR30COBXFL(40K36) |  | PAR30 | Reflector (Flood/Spot) | E26 (Medium) | Directional | LED | 3 | 75 | 118.6 | 94 | 3278 |  | 36 | 1499 | 20 | 75.1 | No | 25000 | 4000 | 91 | 71 | 1 | -20 | Dimmable | 20% |  | Damp Location Rated,Recessed Fixtures |  |  |  | 2015-04-19 | 2016-06-29 | United States, Canada | ES_1136388_OptieoLED20WPAR30COBXFL(40K36)_06292016062328_1408224 | 2271134
Intelligent Energy Optimizers LLC | OptieoLED | OptieoLED20WPAR30COBXFL(65K12) | OptieoLED20WPAR30COBXFL(65K12) |  | PAR30 | Reflector (Flood/Spot) | E26 (Medium) | Directional | LED | 3 | 75 | 118.5 | 94.1 | 13136 |  | 12 | 1597 | 20 | 80.7 | No | 25000 | 6500 | 81 | 14 | 1 | -20 | Dimmable | 20% |  | Damp Location Rated,Recessed Fixtures |  |  |  | 2015-04-19 | 2016-06-29 | United States, Canada | ES_1136388_OptieoLED20WPAR30COBXFL(65K12)_06292016062658_1618222 | 2271138
Jiangxi Midea Guiya Lighting Co., Ltd. | Midea | LED LAMP | MLBR4018W3-50C0 |  | BR40 | Reflector (Flood/Spot) | E26 (Medium) | Directional | LED | 3 | 100 | 160.3 | 126.3 |  |  |  | 1400 | 18 | 77.8 | No | 25000 | 5000 | 84 | 14 | 1 | -20 | Dimmable | 10% |  | Damp Location Rated,Enclosed Fixtures,Recessed Fixtures,Shatter Resistant |  |  |  | 2015-11-30 | 2015-12-11 | United States, Canada | ES_1058360_MLBR4018W3-50C0_12112015100359_3718926 | 2255954
Jiangxi Midea Guiya Lighting Co., Ltd. | Midea | LED LAMP | MLPR2008W3-27W0 |  | PAR20 | Reflector (Flood/Spot) | E26 (Medium) | Directional | LED | 3 | 50 | 82.7 | 63.1 | 2137 |  | 25 | 500 | 8 | 62.5 | No | 25000 | 2700 | 81 | 8 | 0.9 | -20 | Dimmable | 10% |  | Damp Location Rated,Enclosed Fixtures,Recessed Fixtures,Shatter Resistant |  |  |  | 2015-11-30 | 2015-12-28 | United States, Canada | ES_1058360_MLPR2008W3-27W0_12282015111805_3242143 | 2255976
Jiangxi Midea Guiya Lighting Co., Ltd. | Midea | LED LAMP | MLPR2008W3-30W0 |  | PAR20 | Reflector (Flood/Spot) | E26 (Medium) | Directional | LED | 3 | 50 | 80.8 | 63 | 1906 |  | 25 | 500 | 8 | 62.5 | No | 25000 | 3000 | 82 | 17 | 0.9 | -20 | Dimmable | 10% |  | Damp Location Rated,Enclosed Fixtures,Recessed Fixtures,Shatter Resistant |  |  |  | 2015-11-30 | 2015-12-28 | United States, Canada | ES_1058360_MLPR2008W3-30W0_12282015111837_0186738 | 2255977
Jiangxi Midea Guiya Lighting Co., Ltd. | Midea | LED LAMP | MLPR2008W3-40N0 |  | PAR20 | Reflector (Flood/Spot) | E26 (Medium) | Directional | LED | 3 | 50 | 80.7 | 63.2 | 1754 |  | 25 | 500 | 8 | 62.5 | No | 25000 | 4000 | 81 | 15 | 0.9 | -20 | Dimmable | 10% |  | Damp Location Rated,Enclosed Fixtures,Recessed Fixtures,Shatter Resistant |  |  |  | 2015-11-30 | 2015-12-28 | United States, Canada | ES_1058360_MLPR2008W3-40N0_12282015111845_0917874 | 2255978
Jiangxi Midea Guiya Lighting Co., Ltd. | Midea | LED LAMP | MLPR2008W3-50C0 |  | PAR20 | Reflector (Flood/Spot) | E26 (Medium) | Directional | LED | 3 | 50 | 82.7 | 63 | 1957 |  | 25 | 500 | 8 | 62.5 | No | 25000 | 5000 | 82 | 17 | 0.9 | -20 | Dimmable | 10% |  | Damp Location Rated,Enclosed Fixtures,Recessed Fixtures,Shatter Resistant |  |  |  | 2015-11-30 | 2015-12-28 | United States, Canada | ES_1058360_MLPR2008W3-50C0_12282015111859_0189734 | 2255979
Katerra Inc. | KATERRA | LED | K265113-P00136-30 |  | PAR20 | Reflector (Flood/Spot) | E26 (Medium) | Directional | LED | 3 | 50 | 86.1 | 62.7 | 1650 |  | 25 | 500 | 7 | 71.4 | No | 25000 | 3000 | 83 | 11 | 1 | -20 | Dimmable | 10% | No | None | No |  |  | 2016-05-01 | 2016-07-05 | United States, Canada | ES_1136530_K265113-P00136-30_07222016133209_7432716 | 2273009
Jiangxi Midea Guiya Lighting Co., Ltd. | Midea | LED LAMP | MLPR3012W3-27W0 |  | PAR30L | Reflector (Flood/Spot) | E26 (Medium) | Directional | LED | 3 | 75 | 119.8 | 94.7 | 2249 |  | 35 | 800 | 12 | 66.7 | No | 25000 | 2700 | 81 | 9 | 1 | -20 | Dimmable | 10% |  | Damp Location Rated,Enclosed Fixtures,Recessed Fixtures,Shatter Resistant |  |  |  | 2015-11-30 | 2015-11-30 | United States, Canada | ES_1058360_MLPR3012W3-27W0_11302015161509_3287891 | 2254391
Jiangxi Midea Guiya Lighting Co., Ltd. | Midea | LED LAMP | MLPR3012W3-27W1 |  | PAR30 | Reflector (Flood/Spot) | E26 (Medium) | Directional | LED | 3 | 75 | 90.9 | 94.6 | 2311 |  | 35 | 800 | 12 | 66.7 | No | 25000 | 2700 | 81 | 9 | 1 | -20 | Dimmable | 10% |  | Damp Location Rated,Enclosed Fixtures,Recessed Fixtures,Shatter Resistant |  |  |  | 2015-11-30 | 2015-11-30 | United States, Canada | ES_1058360_MLPR3012W3-27W1_11302015155401_9847191 | 2254499
Jiangxi Midea Guiya Lighting Co., Ltd. | Midea | LED LAMP | MLPR3012W3-30W0 |  | PAR30L | Reflector (Flood/Spot) | E26 (Medium) | Directional | LED | 3 | 75 | 119.4 | 95 | 2474 |  | 35 | 800 | 12 | 66.7 | No | 25000 | 3000 | 81 | 10 | 1 | -20 | Dimmable | 10% |  | Damp Location Rated,Enclosed Fixtures,Recessed Fixtures,Shatter Resistant |  |  |  | 2015-11-30 | 2015-11-30 | United States, Canada | ES_1058360_MLPR3012W3-30W0_11302015161533_0287134 | 2254392
Jiangxi Midea Guiya Lighting Co., Ltd. | Midea | LED LAMP | MLPR3012W3-30W1 |  | PAR30 | Reflector (Flood/Spot) | E26 (Medium) | Directional | LED | 3 | 75 | 91.2 | 95 | 2332 |  | 35 | 800 | 12 | 66.7 | No | 25000 | 3000 | 81 | 11 | 1 | -20 | Dimmable | 10% |  | Damp Location Rated,Enclosed Fixtures,Recessed Fixtures,Shatter Resistant |  |  |  | 2015-11-30 | 2015-11-30 | United States, Canada | ES_1058360_MLPR3012W3-30W1_11302015155432_4501905 | 2254500
Jiangxi Midea Guiya Lighting Co., Ltd. | Midea | LED LAMP | MLPR3012W3-40N0 |  | PAR30L | Reflector (Flood/Spot) | E26 (Medium) | Directional | LED | 3 | 75 | 118.9 | 94.7 | 2734 |  | 35 | 800 | 12 | 66.7 | No | 25000 | 4000 | 82 | 16 | 1 | -20 | Dimmable | 10% |  | Damp Location Rated,Enclosed Fixtures,Recessed Fixtures,Shatter Resistant |  |  |  | 2015-11-30 | 2015-11-30 | United States, Canada | ES_1058360_MLPR3012W3-40N0_11302015161545_6991320 | 2254393
Jiangxi Midea Guiya Lighting Co., Ltd. | Midea | LED LAMP | MLPR3012W3-40N1 |  | PAR30 | Reflector (Flood/Spot) | E26 (Medium) | Directional | LED | 3 | 75 | 90.6 | 94.6 | 2599 |  | 35 | 800 | 12 | 66.7 | No | 25000 | 4000 | 82 | 16 | 1 | -20 | Dimmable | 10% |  | Damp Location Rated,Enclosed Fixtures,Recessed Fixtures,Shatter Resistant |  |  |  | 2015-11-30 | 2015-11-30 | United States, Canada | ES_1058360_MLPR3012W3-40N1_11302015155445_6210989 | 2254501
Jiangxi Midea Guiya Lighting Co., Ltd. | Midea | LED LAMP | MLPR3012W3-50C0 |  | PAR30L | Reflector (Flood/Spot) | E26 (Medium) | Directional | LED | 3 | 75 | 117.9 | 95.2 | 2585 |  | 35 | 800 | 12 | 66.7 | No | 25000 | 5000 | 81 | 12 | 1 | -20 | Dimmable | 10% |  | Damp Location Rated,Enclosed Fixtures,Recessed Fixtures,Shatter Resistant |  |  |  | 2015-11-30 | 2015-11-30 | United States, Canada | ES_1058360_MLPR3012W3-50C0_11302015161556_6917899 | 2254394
Jiangxi Midea Guiya Lighting Co., Ltd. | Midea | LED LAMP | MLPR3012W3-50C1 |  | PAR30 | Reflector (Flood/Spot) | E26 (Medium) | Directional | LED | 3 | 75 | 90 | 95.2 | 2688 |  | 35 | 800 | 12 | 66.7 | No | 25000 | 5000 | 81 | 14 | 1 | -20 | Dimmable | 10% |  | Damp Location Rated,Enclosed Fixtures,Recessed Fixtures,Shatter Resistant |  |  |  | 2015-11-30 | 2015-11-30 | United States, Canada | ES_1058360_MLPR3012W3-50C1_11302015155452_0174317 | 2254502
Jiangxi Supersun Technology Lighting Co., Ltd. | Supersun | Bare Mini Spiral CFL | SPS T2 13SM 2700K |  | CFL Bare Spiral | General Purpose Replacement | E26 (Medium) | Omnidirectional | CFL | 3 | 60 | 100.3 | 47.6 |  | 2.5 |  | 900 | 13 | 69.2 | Yes | 12000 | 2700 | 82 | -7 | 0.6 | -15 |  |  |  | Not for Use in Recessed Fixtures,Not for Use in Enclosed Fixtures |  |  |  | 2015-01-25 | 2015-01-28 | United States, Canada | ES_1095094_SPS T2 13SM 2700K_01282015182624_9533773 | 2232338
Jiaxing Ledux Lighting Co., LTD | Greenlux | Directional LED Bulb | PAR20N7W7DIM9025D50K |  | PAR20 | Reflector (Flood/Spot) | E26 (Medium) | Directional | LED | 3 | 50 | 85 | 63 | 1605 |  | 25 | 550 | 7 | 79 | No | 25000 | 5000 | 96 | 93 | 0.8 | -25 | Dimmable | 20% | Yes | Damp Location Rated | No |  |  | 2016-08-30 | 2016-07-27 | United States, Canada | ES_1131547_PAR20N7W7DIM9025D50K_07012016082807_1687456 | 2271355
Jiaxing Ledux Lighting Co., LTD | Greenlux | Directional LED Bulb | PAR20N7W7DIM9035D27K |  | PAR20 | Reflector (Flood/Spot) | E26 (Medium) | Directional | LED | 3 | 50 | 85 | 63 | 1189 |  | 35 | 550 | 7 | 79 | No | 25000 | 2700 | 92 | 55 | 0.8 | -25 | Dimmable | 20% | Yes | Damp Location Rated | No |  |  | 2016-08-30 | 2016-07-27 | United States, Canada | ES_1131547_PAR20N7W7DIM9035D27K_07012016082658_1618047 | 2271356
Jiaxing Ledux Lighting Co., LTD | Greenlux | Directional LED Bulb | PAR20N7W7DIM9035D30K |  | PAR20 | Reflector (Flood/Spot) | E26 (Medium) | Directional | LED | 3 | 50 | 85 | 63 | 1174 |  | 35 | 550 | 7 | 79 | No | 25000 | 3000 | 91 | 55 | 0.8 | -25 | Dimmable | 20% | Yes | Damp Location Rated | No |  |  | 2016-08-30 | 2016-07-27 | United States, Canada | ES_1131547_PAR20N7W7DIM9035D30K_07012016082712_1632103 | 2271351
Jiaxing Ledux Lighting Co., LTD | Greenlux | Directional LED Bulb | PAR20N7W7DIM9035D50K |  | PAR20 | Reflector (Flood/Spot) | E26 (Medium) | Directional | LED | 3 | 50 | 85 | 63 | 1250 |  | 35 | 550 | 7 | 79 | No | 25000 | 5000 | 95 | 92 | 0.8 | -25 | Dimmable | 20% | Yes | Damp Location Rated | No |  |  | 2016-08-30 | 2016-07-27 | United States, Canada | ES_1131547_PAR20N7W7DIM9035D50K_07012016082723_1643144 | 2271352
Jiaxing Ledux Lighting Co., LTD | Greenlux | Directional LED Bulb | PAR30N11W9DIM8025D27K |  | PAR30 | Reflector (Flood/Spot) | E26 (Medium) | Directional | LED | 3 | 75 | 111.7 | 96 | 4283 |  | 25 | 900 | 11 | 81.8 | No | 25000 | 2700 | 81 | 5 | 0.9 | -25 | Dimmable | 20% | Yes | Damp Location Rated | No |  |  | 2016-08-25 | 2016-07-27 | United States, Canada | ES_1131547_PAR30N11W9DIM8025D27K_06292016062455_1495877 | 2271113
Jiaxing Ledux Lighting Co., LTD | Greenlux | Directional LED Bulb | PAR30N11W9DIM8025D30K |  | PAR30 | Reflector (Flood/Spot) | E26 (Medium) | Directional | LED | 3 | 75 | 111.7 | 96 | 4175 |  | 25 | 900 | 11 | 81.8 | No | 25000 | 3000 | 83 | 10 | 0.9 | -25 | Dimmable | 20% | Yes | Damp Location Rated | No |  |  | 2016-08-25 | 2016-07-27 | United States, Canada | ES_1131547_PAR30N11W9DIM8025D30K_06292016062512_1512567 | 2271114
Jiaxing Ledux Lighting Co., LTD | Greenlux | Directional LED Bulb | PAR30N11W9DIM8025D50K |  | PAR30 | Reflector (Flood/Spot) | E26 (Medium) | Directional | LED | 3 | 75 | 111.7 | 96 | 4721 |  | 25 | 900 | 11 | 81.8 | No | 25000 | 5000 | 83 | 15 | 0.9 | -25 | Dimmable | 20% | Yes | Damp Location Rated | No |  |  | 2016-08-25 | 2016-07-27 | United States, Canada | ES_1131547_PAR30N11W9DIM8025D50K_06292016062527_1527902 | 2271115
Jiaxing Ledux Lighting Co., LTD | Greenlux | Directional LED Bulb | PAR30N11W9DIM8040D27K |  | PAR30 | Reflector (Flood/Spot) | E26 (Medium) | Directional | LED | 3 | 75 | 111.7 | 96 | 1968 |  | 40 | 900 | 11 | 81.8 | No | 25000 | 2700 | 81 | 4 | 0.9 | -25 | Dimmable | 20% | Yes | Damp Location Rated | No |  |  | 2016-08-25 | 2016-07-27 | United States, Canada | ES_1131547_PAR30N11W9DIM8040D27K_06292016062255_1375839 | 2271116
Jiaxing Ledux Lighting Co., LTD | Greenlux | Directional LED Bulb | PAR30N11W9DIM8040D30K |  | PAR30 | Reflector (Flood/Spot) | E26 (Medium) | Directional | LED | 3 | 75 | 111.7 | 96 | 1918 |  | 40 | 900 | 11 | 81.8 | No | 25000 | 3000 | 83 | 10 | 0.9 | -25 | Dimmable | 20% | Yes | Damp Location Rated | No |  |  | 2016-08-25 | 2016-07-27 | United States, Canada | ES_1131547_PAR30N11W9DIM8040D30K_06292016062327_1407292 | 2271117
Jiaxing Ledux Lighting Co., LTD | Greenlux | Directional LED Bulb | PAR30N11W9DIM8040D50K |  | PAR30 | Reflector (Flood/Spot) | E26 (Medium) | Directional | LED | 3 | 75 | 111.7 | 96 | 2177 |  | 40 | 900 | 11 | 81.8 | No | 25000 | 5000 | 83 | 15 | 0.9 | -25 | Dimmable | 20% | Yes | Damp Location Rated | No |  |  | 2016-08-25 | 2016-07-27 | United States, Canada | ES_1131547_PAR30N11W9DIM8040D50K_06292016062353_1433111 | 2271118
Jiaxing Ledux Lighting Co., LTD | Greenlux | Directional LED Bulb | PAR30N12W12DIM8025D27K |  | PAR30 | Reflector (Flood/Spot) | E26 (Medium) | Directional | LED | 3 | 75 | 111.7 | 96.2 | 4076 |  | 25 | 1000 | 12.1 | 83.3 | No | 25000 | 2700 | 82 | 6 | 0.9 | -25 | Dimmable | 20% | No | Damp Location Rated | No |  |  | 2016-06-30 | 2016-10-24 | United States, Canada | ES_1131547_PAR30N12W12DIM8025D27K_06272016032443_7883861 | 2270713
Jiaxing Ledux Lighting Co., LTD | Greenlux | Directional LED Bulb | PAR30N12W12DIM8025D30K |  | PAR30 | Reflector (Flood/Spot) | E26 (Medium) | Directional | LED | 3 | 75 | 111.7 | 96.2 | 4254 |  | 25 | 1000 | 12.1 | 83.3 | No | 25000 | 3000 | 82 | 6 | 0.9 | -25 | Dimmable | 20% | No | Damp Location Rated | No |  |  | 2016-06-30 | 2016-10-24 | United States, Canada | ES_1131547_PAR30N12W12DIM8025D30K_06272016032500_7900221 | 2270714
Jiaxing Ledux Lighting Co., LTD | Greenlux | Directional LED Bulb | PAR30N12W12DIM8025D50K |  | PAR30 | Reflector (Flood/Spot) | E26 (Medium) | Directional | LED | 3 | 75 | 111.7 | 96.2 | 4237 |  | 25 | 1000 | 12.2 | 83.3 | No | 25000 | 5000 | 82 | 12 | 0.9 | -25 | Dimmable | 20% | No | Damp Location Rated | No |  |  | 2016-06-30 | 2016-10-24 | United States, Canada | ES_1131547_PAR30N12W12DIM8025D50K_06272016032517_7917094 | 2270715
Jiaxing Ledux Lighting Co., LTD | Greenlux | Directional LED Bulb | PAR30N12W12DIM8040D27K |  | PAR30 | Reflector (Flood/Spot) | E26 (Medium) | Directional | LED | 3 | 75 | 111.7 | 96.2 | 2199 |  | 40 | 1000 | 12.2 | 83.3 | No | 25000 | 2700 | 82 | 7 | 0.9 | -25 | Dimmable | 20% | No | Damp Location Rated | No |  |  | 2016-06-30 | 2016-10-24 | United States, Canada | ES_1131547_PAR30N12W12DIM8040D27K_06272016032213_7733651 | 2270716
Jiaxing Ledux Lighting Co., LTD | Greenlux | Directional LED Bulb | PAR30N12W12DIM8040D30K |  | PAR30 | Reflector (Flood/Spot) | E26 (Medium) | Directional | LED | 3 | 75 | 111.7 | 96.2 | 2215 |  | 40 | 1000 | 12.3 | 83.3 | No | 25000 | 3000 | 82 | 7 | 0.9 | -25 | Dimmable | 20% | No | Damp Location Rated | No |  |  | 2016-06-30 | 2016-10-24 | United States, Canada | ES_1131547_PAR30N12W12DIM8040D30K_06272016032411_7851452 | 2270717
Jiaxing Ledux Lighting Co., LTD | Greenlux | Directional LED Bulb | PAR30N12W12DIM8040D50K |  | PAR30 | Reflector (Flood/Spot) | E26 (Medium) | Directional | LED | 3 | 75 | 111.7 | 96.2 | 2398 |  | 40 | 1000 | 12.1 | 83.3 | No | 25000 | 5000 | 83 | 15 | 0.9 | -25 | Dimmable | 20% | No | Damp Location Rated | No |  |  | 2016-06-30 | 2016-10-24 | United States, Canada | ES_1131547_PAR30N12W12DIM8040D50K_06272016032428_7868662 | 2270718
Jiaxing Ledux Lighting Co., LTD | Greenlux | Directional LED Bulb | PAR30N12W12DIM9025D27K |  | PAR30 | Reflector (Flood/Spot) | E26 (Medium) | Directional | LED | 3 | 75 | 112.9 | 96.4 | 3636 |  | 25 | 850 | 12.3 | 70.8 | No | 25000 | 2700 | 91 | 53 | 0.9 | -25 | Dimmable | 20% | No | Damp Location Rated | No |  |  | 2016-06-30 | 2016-10-24 | United States, Canada | ES_1131547_PAR30N12W12DIM9025D27K_06272016040351_0231152 | 2270720
Katerra Inc. | KATERRA | LED | K265113-P00138-27 |  | BR30 | Reflector (Flood/Spot) | E26 (Medium) | Directional | LED | 3 | 65 | 132.7 | 94.5 |  |  | 108 | 650 | 10.5 | 61.9 | No | 25000 | 2700 | 81 | 7 | 0.9 | -18 | Dimmable | 10% | No | None | No |  |  | 2016-05-05 | 2016-07-05 | United States | ES_1136530_K265113-P00138-27_07222016133224_2408048 | 2273008
Jiaxing Ledux Lighting Co., LTD | Greenlux | Directional LED Bulb | PAR30N12W12DIM9025D30K |  | PAR30 | Reflector (Flood/Spot) | E26 (Medium) | Directional | LED | 3 | 75 | 112.9 | 96.4 | 3754 |  | 25 | 850 | 12.2 | 70.8 | No | 25000 | 3000 | 92 | 62 | 0.9 | -25 | Dimmable | 20% | No | Damp Location Rated | No |  |  | 2016-06-30 | 2016-10-24 | United States, Canada | ES_1131547_PAR30N12W12DIM9025D30K_06272016040408_0248532 | 2270721
Jiaxing Ledux Lighting Co., LTD | Greenlux | Directional LED Bulb | PAR30N12W12DIM9025D50K |  | PAR30 | Reflector (Flood/Spot) | E26 (Medium) | Directional | LED | 3 | 75 | 112.9 | 96.4 | 3812 |  | 25 | 850 | 12.3 | 70.8 | No | 25000 | 5000 | 96 | 92 | 0.9 | -25 | Dimmable | 20% | No | Damp Location Rated | No |  |  | 2016-06-30 | 2016-10-24 | United States, Canada | ES_1131547_PAR30N12W12DIM9025D50K_06272016040421_0261326 | 2270722
Jiaxing Ledux Lighting Co., LTD | Greenlux | PAR LED LAMP | PAR38E14W12DIM25D50K |  | PAR38 | Reflector (Flood/Spot) | E26 (Medium) | Directional | LED | 3 | 100 | 129.8 | 122.3 | 5206 |  | 25 | 1100 | 14 | 79 | No | 25000 | 5000 | 85 | 18 | 0.8 | -25 | Dimmable | 2% | Yes | Damp Location Rated | No |  |  | 2015-10-30 | 2016-03-15 | United States, Canada | ES_1131547_PAR38E14W12DIM25D50K_04072016103024_5024957 | 2265297
Jiaxing Ledux Lighting Co., LTD | Greenlux | PAR LED LAMP | PAR38E14W12DIM40D27K |  | PAR38 | Reflector (Flood/Spot) | E26 (Medium) | Directional | LED | 3 | 100 | 129.8 | 122.3 | 2383 |  | 40 | 1100 | 14 | 79 | No | 25000 | 2700 | 82 | 9 | 0.9 | -25 | Dimmable | 2% | Yes | Damp Location Rated | No |  |  | 2015-10-30 | 2016-05-04 | United States, Canada | ES_1131547_PAR38E14W12DIM40D27K_05042016101719_7039774 | 2266077
Jiaxing Ledux Lighting Co., LTD | Greenlux | PAR LED LAMP | PAR38E14W12DIM40D30K |  | PAR38 | Reflector (Flood/Spot) | E26 (Medium) | Directional | LED | 3 | 100 | 129.8 | 122.3 | 2455 |  | 40 | 1100 | 14 | 79 | No | 25000 | 3000 | 82 | 8 | 0.8 | -25 | Dimmable | 2% | Yes | Damp Location Rated | No |  |  | 2015-10-30 | 2016-03-15 | United States, Canada | ES_1131547_PAR38E14W12DIM40D30K_04072016102234_4554077 | 2265298
Jiaxing Ledux Lighting Co., LTD | Greenlux | PAR LED LAMP | PAR38E14W12DIM40D40K |  | PAR38 | Reflector (Flood/Spot) | E26 (Medium) | Directional | LED | 3 | 100 | 129.8 | 122.3 | 2644 |  | 40 | 1100 | 14 | 79 | No | 25000 | 4000 | 84 | 13 | 0.9 | -25 | Dimmable | 2% | Yes | Damp Location Rated | No |  |  | 2015-10-30 | 2016-04-25 | United States, Canada | ES_1131547_PAR38E14W12DIM40D40K_04252016085022_4222282 | 2265299
Jiaxing Ledux Lighting Co., LTD | Greenlux | PAR LED LAMP | PAR38E14W12DIM40D50K |  | PAR38 | Reflector (Flood/Spot) | E26 (Medium) | Directional | LED | 3 | 100 | 129.8 | 122.3 | 2407 |  | 40 | 1100 | 14 | 79 | No | 25000 | 5000 | 85 | 18 | 0.8 | -25 | Dimmable | 2% | Yes | Damp Location Rated | No |  |  | 2015-10-30 | 2016-03-15 | United States, Canada | ES_1131547_PAR38E14W12DIM40D50K_04072016102251_4571402 | 2265300
Jubilee International Inc. | Jubilee LED | A21 | BULB-A21-16W-5K-D-JLL |  | A21 | General Purpose Replacement | E26 (Medium) | Omnidirectional | LED | 5 | 100 | 127.7 | 64.9 |  |  |  | 1600 | 17.1 | 93.6 | No | 25000 | 5000 | 95 | 90 | 1 | -20 | Dimmable | 20% | No | None | No |  |  | 2016-06-05 | 2016-07-11 | United States | ES_1136533_BULB-A21-16W-5K-D-JLL_07222016134219_7537987 | 2273029
Jubilee International Inc. | JubileeLED | E12 BULB | BULB-E12-5W-50K-D-JLL |  | CA10 | Decorative | E12 (Candelabra) | Decorative | LED | 5 | 40 | 110 | 37.5 |  |  |  | 394 | 5.4 | 73.4 | No | 25000 | 5000 | 84 | 16 | 0.9 | -20 | Dimmable | 10% | No | None | No |  |  | 2016-04-25 | 2016-05-06 | United States | ES_1136533_BULB-E12-5W-50K-D-JLL_05172016154237_9306054 | 2266926
Jubilee International Inc. | JubileeLED | GU24 BULB | BULB-GU24-9W-30K-D-JLL |  | A19 | General Purpose Replacement | GU24 | Omnidirectional | LED | 5 | 60 | 114.5 | 60.6 |  |  |  | 800 | 9.2 | 87 | No | 25000 | 3000 | 82 | 6 | 0.9 | -20 | Dimmable | 10% | No | None | No |  |  | 2016-04-10 | 2016-05-06 | United States | ES_1136533_BULB-GU24-9W-30K-D-JLL_05172016154220_2330080 | 2266927
Jubilee International Inc. | JubileeLED | GU24 BULB | BULB-GU24-9W-50K-D-JLL |  | A19 | General Purpose Replacement | GU24 | Omnidirectional | LED | 5 | 60 | 114.5 | 60.6 |  |  |  | 800 | 9.1 | 87.6 | No | 25000 | 5000 | 83 | 6 | 0.9 | -20 | Dimmable | 10% | No | None | No |  |  | 2016-04-10 | 2016-05-06 | United States | ES_1136533_BULB-GU24-9W-50K-D-JLL_05172016154220_6536504 | 2266928
KAILIN LIGHTING CO.,LTD. | KAILIN | CFL Lamps | KL1206-13W |  | CFL Bare Spiral | General Purpose Replacement | E26 (Medium) | Omnidirectional | CFL | 2 | 60 | 117.5 | 45.2 |  | 2 |  | 830 | 13 | 72 | No | 10000 | 2700 | 82 | -1 | 0.6 | -29 |  |  |  | Not for Use in Enclosed Fixtures |  |  |  | 2015-09-01 | 2015-09-21 | United States, Canada | ES_1120905_KL1206-13W_10012015151800_5807531 | 2249535
KAILIN LIGHTING CO.,LTD. | KAILIN | CFL Lamps | KL1206-23W |  | CFL Bare Spiral | General Purpose Replacement | E26 (Medium) | Omnidirectional | CFL | 2 | 75 | 131.8 | 59.8 |  | 2 |  | 1500 | 23 | 70 | No | 10000 | 2700 | 82 | -1 | 0.6 | -29 |  | 20% |  | Not for Use in Enclosed Fixtures |  |  |  | 2015-09-01 | 2015-09-21 | United States, Canada | ES_1120905_KL1206-23W_10012015151813_3183889 | 2249534
Katerra Inc. | KATERRA | LED | K265113-P00132-27 |  | A19 | General Purpose Replacement | GU24 | Omnidirectional | LED | 3 | 60 | 110 | 60 |  |  |  | 800 | 9.1 | 87.9 | No | 25000 | 2700 | 82 | 10 | 0.9 | -20 | Dimmable | 5% | No | None | No |  |  | 2016-05-01 | 2016-07-05 | United States, Canada | ES_1136530_K265113-P00132-27_07222016134139_7532107 | 2273042
Katerra Inc. | KATERRA | LED | K265113-P00133-27 |  | B10 | Decorative | E12 (Candelabra) | Decorative | LED | 3 | 40 | 101 | 38 |  |  |  | 350 | 4 | 87.5 | No | 25000 | 2700 | 82 | 7 | 0.9 | -20 | Dimmable | 10% | No | None | No |  |  | 2016-05-01 | 2016-07-05 | United States, Canada | ES_1136530_K265113-P00133-27_07222016134110_8966788 | 2273044
Katerra Inc. | KATERRA | LED | K265113-P00134-27 |  | G25 | Globe | E26 (Medium) | Decorative | LED | 3 | 60 | 116.3 | 82.8 |  |  |  | 500 | 6 | 82.3 | No | 25000 | 2700 | 80 | 1 | 0.9 | -20 | Dimmable | 5% | No | None | No |  |  | 2016-05-01 | 2016-07-05 | United States, Canada | ES_1136530_K265113-P00134-27_07222016134125_3073443 | 2273043
Kinglumi Co., Ltd. | CAMETA | Integral LED lamp | PA-042-13 |  | PAR30 | Reflector (Flood/Spot) | E26 (Medium) | Directional | LED | 3 | 75 | 117.4 | 95.2 | 2756 |  | 34 | 1055 | 12.6 | 86.8 | No | 25000 | 3000 | 80 | 1 | 1 | -25 | Dimmable | 20% |  | Damp Location Rated,Enclosed Fixtures |  |  |  | 2013-03-15 | 2014-06-20 | United States, Canada | ES_1121796_PA-042-13_07092014183112_8109539 | 2214862
Kinglumi Co., Ltd. | CAMETA | Integral LED lamp | PA-042-15 |  | PAR30 | Reflector (Flood/Spot) | E26 (Medium) | Directional | LED | 3 | 75 | 118.1 | 94.9 | 2940 |  | 33 | 1200 | 15 | 81.1 | No | 25000 | 3000 | 82 | 7 | 1 | -25 | Dimmable | 20% |  | None |  |  |  | 2013-03-15 | 2014-07-07 | United States, Canada | ES_1121796_PA-042-15_07102014164047_2395408 | 2214928
Kinglumi Co., Ltd. | CAMETA | Integral LED lamp | PA-043-8 |  | PAR20 | Reflector (Flood/Spot) | E26 (Medium) | Directional | LED | 3 | 50 | 88.5 | 63 | 1479 |  | 35 | 605 | 8 | 77.4 | No | 25000 | 3000 | 82 | 7 | 0.9 | -25 | Dimmable | 20% |  | None |  |  |  | 2013-03-15 | 2014-06-16 | United States, Canada | ES_1121796_PA-043-8_07092014183721_1383298 | 2214833
Intelligent Energy Optimizers LLC | OptieoLED | OptieoLED20WPAR30COBXFL(65K24) | OptieoLED20WPAR30COBXFL(65K24) |  | PAR30 | Reflector (Flood/Spot) | E26 (Medium) | Directional | LED | 3 | 75 | 118.5 | 94.1 | 8648 |  | 24 | 1595 | 20 | 80 | No | 25000 | 6500 | 81 | 14 | 1 | -20 | Dimmable | 20% |  | Damp Location Rated,Recessed Fixtures |  |  |  | 2015-04-19 | 2016-06-29 | United States, Canada | ES_1136388_OptieoLED20WPAR30COBXFL(65K24)_06292016062606_1566240 | 2271142
Intelligent Energy Optimizers LLC | OptieoLED | OptieoLED20WPAR30COBXFL(65K36) | OptieoLED20WPAR30COBXFL(65K36) |  | PAR30 | Reflector (Flood/Spot) | E26 (Medium) | Directional | LED | 3 | 75 | 118.5 | 94.1 | 3522 |  | 36 | 1593 | 20 | 80.1 | No | 25000 | 6500 | 80 | 11 | 1 | -20 | Dimmable | 20% |  | Damp Location Rated,Recessed Fixtures |  |  |  | 2015-04-19 | 2016-06-29 | United States, Canada | ES_1136388_OptieoLED20WPAR30COBXFL(65K36)_06292016062245_1365598 | 2271139
Intelligent Energy Optimizers LLC | OptieoLED | OptieoLED45WPAR30PRL3(27K15) | OptieoLED45WPAR30PRL3(27K15) |  | PAR30 | Reflector (Flood/Spot) | E26 (Medium) | Directional | LED | 3 | 75 | 119 | 93.7 | 21768 |  | 15 | 2754 | 45 | 62 | No | 25000 | 2700 | 96 | 94 | 1 | -20 |  |  |  | Damp Location Rated,Recessed Fixtures |  |  |  | 2015-04-19 | 2016-06-28 | United States, Canada | ES_1136388_OptieoLED45WPAR30PRL3(27K15)_06282016054250_2570521 | 2271004
Intelligent Energy Optimizers LLC | OptieoLED | OptieoLED45WPAR30PRL3(27K24) | OptieoLED45WPAR30PRL3(27K24) |  | PAR30 | Reflector (Flood/Spot) | E26 (Medium) | Directional | LED | 3 | 75 | 119 | 93.7 | 15821 |  | 24 | 2841 | 45 | 63.5 | No | 25000 | 2700 | 96 | 94 | 1 | -20 |  |  |  | Damp Location Rated,Recessed Fixtures |  |  |  | 2015-04-19 | 2016-06-28 | United States, Canada | ES_1136388_OptieoLED45WPAR30PRL3(27K24)_06282016054313_2593561 | 2271005
Intelligent Energy Optimizers LLC | OptieoLED | OptieoLED45WPAR30PRL3(27K36) | OptieoLED45WPAR30PRL3(27K36) |  | PAR30 | Reflector (Flood/Spot) | E26 (Medium) | Directional | LED | 3 | 75 | 119 | 93.7 | 5596 |  | 36 | 2584 | 45 | 57.6 | No | 25000 | 2700 | 96 | 94 | 1 | -20 |  |  |  | Damp Location Rated,Recessed Fixtures |  |  |  | 2015-04-19 | 2016-06-28 | United States, Canada | ES_1136388_OptieoLED45WPAR30PRL3(27K36)_06282016054334_2614531 | 2271006
Intelligent Energy Optimizers LLC | OptieoLED | OptieoLED45WPAR30PRL3(30K15) | OptieoLED45WPAR30PRL3(30K15) |  | PAR30 | Reflector (Flood/Spot) | E26 (Medium) | Directional | LED | 3 | 75 | 118.8 | 93.7 | 23966 |  | 15 | 2973 | 45 | 69 | No | 25000 | 3000 | 97 | 97 | 1 | -20 |  |  |  | Damp Location Rated,Recessed Fixtures |  |  |  | 2015-04-19 | 2016-06-28 | United States, Canada | ES_1136388_OptieoLED45WPAR30PRL3(30K15)_06282016054356_2636451 | 2271007
Intelligent Energy Optimizers LLC | OptieoLED | OptieoLED45WPAR30PRL3(30K24) | OptieoLED45WPAR30PRL3(30K24) |  | PAR30 | Reflector (Flood/Spot) | E26 (Medium) | Directional | LED | 3 | 75 | 118.8 | 93.7 | 17148 |  | 24 | 3055 | 45 | 68.7 | No | 25000 | 3000 | 97 | 97 | 1 | -20 |  |  |  | Damp Location Rated,Recessed Fixtures |  |  |  | 2015-04-19 | 2016-06-28 | United States, Canada | ES_1136388_OptieoLED45WPAR30PRL3(30K24)_06282016054412_2652712 | 2271008
Intelligent Energy Optimizers LLC | OptieoLED | OptieoLED45WPAR30PRL3(30K36) | OptieoLED45WPAR30PRL3(30K36) |  | PAR30 | Reflector (Flood/Spot) | E26 (Medium) | Directional | LED | 3 | 75 | 118.8 | 93.7 | 6716 |  | 36 | 3066 | 45 | 68.9 | No | 25000 | 3000 | 97 | 97 | 1 | -20 |  |  |  | Damp Location Rated,Recessed Fixtures |  |  |  | 2015-04-19 | 2016-06-28 | United States, Canada | ES_1136388_OptieoLED45WPAR30PRL3(30K36)_06282016054426_2666899 | 2271009
Intelligent Energy Optimizers LLC | OptieoLED | OptieoLED45WPAR30PRL3(40K15) | OptieoLED45WPAR30PRL3(40K15) |  | PAR30 | Reflector (Flood/Spot) | E26 (Medium) | Directional | LED | 3 | 75 | 118.8 | 93.6 | 24304 |  | 15 | 3101 | 45 | 70.9 | No | 25000 | 4000 | 95 | 98 | 1 | -20 |  |  |  | Damp Location Rated,Recessed Fixtures |  |  |  | 2015-04-19 | 2016-06-28 | United States, Canada | ES_1136388_OptieoLED45WPAR30PRL3(40K15)_06282016054442_2682066 | 2271010
Intelligent Energy Optimizers LLC | OptieoLED | OptieoLED45WPAR30PRL3(40K24) | OptieoLED45WPAR30PRL3(40K24) |  | PAR30 | Reflector (Flood/Spot) | E26 (Medium) | Directional | LED | 3 | 75 | 118.8 | 93.6 | 17405 |  | 24 | 3126 | 45 | 70.6 | No | 25000 | 4000 | 95 | 98 | 1 | -20 |  |  |  | Damp Location Rated,Recessed Fixtures |  |  |  | 2015-04-19 | 2016-06-28 | United States, Canada | ES_1136388_OptieoLED45WPAR30PRL3(40K24)_06282016054456_2696738 | 2271011
Jiangxi Supersun Technology Lighting Co., Ltd. | Supersun | Bare Spiral CFL | SPSGUT31835 |  | CFL Bare Spiral | General Purpose Replacement | GU24 | Omnidirectional | CFL | 3 | 75 | 97 | 60.2 |  | 2.5 |  | 1200 | 18 | 66.7 | No | 10000 | 3500 | 83 | 7 | 0.5 | -18 |  |  |  | Damp Location Rated,Not for Use in Recessed Fixtures,Not for Use in Enclosed Fixtures |  |  |  | 2016-01-05 | 2016-01-13 | United States, Canada | ES_1095094_SPSGUT31835_01132016112621_3788190 | 2257132
Jiangxi Supersun Technology Lighting Co., Ltd. | Supersun | Bare Spiral CFL | SPS T2 23S 2700K |  | CFL Bare Spiral | General Purpose Replacement | E26 (Medium) | Omnidirectional | CFL | 3 | 100 | 117.1 | 60.4 |  | 2.5 |  | 1600 | 23 | 69.6 | No | 12000 | 2700 | 80 | -7 | 0.6 | -15 |  |  |  | Not for Use in Recessed Fixtures,Not for Use in Enclosed Fixtures |  |  |  | 2015-01-25 | 2015-02-04 | United States, Canada | ES_1095094_SPS T2 23S 2700K_02042015173427_3905925 | 2233890
Jiangxi Supersun Technology Lighting Co., Ltd. | Supersun | Bare Spiral CFL | SPS T2 9SM 2700K |  | CFL Bare Spiral | General Purpose Replacement | E26 (Medium) | Omnidirectional | CFL | 3 | 40 | 93.2 | 46.1 |  | 2.5 |  | 550 | 9 | 61.1 | No | 12000 | 2700 | 82 | -22 | 0.6 | -15 |  |  |  | Not for Use in Recessed Fixtures,Not for Use in Enclosed Fixtures |  |  |  | 2016-02-29 | 2016-03-01 | United States, Canada | ES_1095094_SPS T2 9SM 2700K_03012016150412_3127849 | 2262810
Jiangxi Supersun Technology Lighting Co., Ltd. | Supersun | Bare Spiral CFL | SPS T3 18GUS 3500K |  | CFL Bare Spiral | General Purpose Replacement | GU24 | Omnidirectional | CFL | 3 | 75 | 116.3 | 59 |  | 2.5 |  | 1200 | 18 | 66.7 | No | 10000 | 3500 | 85 | 24 | 0.5 | -18 |  |  |  | Not for Use in Recessed Fixtures,Not for Use in Enclosed Fixtures |  |  |  | 2015-08-05 | 2015-08-12 | United States, Canada | ES_1095094_SPS T3 18GUS 3500K_08122015162423_3908720 | 2245872
Jiawei Technology (USA), Ltd | Duracell | 4PAR16-830-GU10-NFL-BX | 4PAR16-830-GU10-NFL-BX | ,D-4PAR16-830-GU10-NFL-BX,; ,D-GU10B, | PAR16 | Reflector (Flood/Spot) | GU10 | Directional | LED | 3 | 50 | 51.9 | 49.8 | 1491 |  | 25 | 270 | 4.5 | 60 | No | 25000 | 3000 | 82 | 7 |  | -20 |  |  |  | Damp Location Rated,Not for Use in Enclosed Fixtures |  |  |  | 2015-03-31 | 2015-04-23 | United States, Canada | ES_1119003_4PAR16-830-GU10-NFL-BX_04232015113221_1023801 | 2241684
Jiawei Technology (USA), Ltd | Duracell | 9PAR38-850-FL-BX | 9PAR38-850-FL-BX | ,D-9PAR38-850-FL-BX,; ,D-P38C, | PAR38 | Reflector (Flood/Spot) | E26 (Medium) | Directional | LED | 3 | 75 | 130.8 | 117.6 | 1857 |  | 34 | 800 | 9.4 | 85.1 | No | 25000 | 5000 | 83 | 30 | 1 | -20 |  |  |  | Not for Use in Enclosed Fixtures |  |  |  | 2015-04-01 | 2015-04-13 | United States, Canada | ES_1119003_9PAR38-850-FL-BX_04132015023550_1023791 | 2236216
Jiawei Technology (USA), Ltd | Duracell | D-14PAR30-830-FL-D | D-14PAR30-830-FL-D | ,D-P30SA,; ,P30SA, | PAR30 | Reflector (Flood/Spot) | E26 (Medium) | Directional | LED | 5 | 75 | 91.7 | 95.2 | 2540 |  | 35 | 800 | 14 | 57.1 | No | 35000 | 3000 | 83 | 22 | 0.9 | -20 | Dimmable | 10% |  | Damp Location Rated,Enclosed Fixtures,Recessed Fixtures |  |  |  | 2014-11-16 | 2015-01-30 | United States | ES_1119003_P30SA_11062014102810_9690085 | 2224317
Jiawei Technology (USA), Ltd | Duracell | D-14PAR30-830-LN-FL-D | D-14PAR30-830-LN-FL-D | ,D-P30LA,; ,P30LA, | PAR30L | Reflector (Flood/Spot) | E26 (Medium) | Directional | LED | 5 | 75 | 120 | 95.2 | 2306 |  | 35 | 800 | 14 | 57.1 | No | 35000 | 3000 | 83 | 19 | 0.9 | -20 | Dimmable | 10% |  | Damp Location Rated,Enclosed Fixtures,Recessed Fixtures |  |  |  | 2014-11-16 | 2015-01-30 | United States | ES_1119003_P30LA_11062014102345_9425344 | 2224315
Jiawei Technology (USA), Ltd | Duracell | D-14PAR30-850-FL-D | D-14PAR30-850-FL-D | ,D-P30SB,; ,P30SB, | PAR30 | Reflector (Flood/Spot) | E26 (Medium) | Directional | LED | 5 | 75 | 91.7 | 95.2 | 2418 |  | 35 | 840 | 14 | 60 | No | 35000 | 5000 | 84 | 15 | 0.9 | -20 | Dimmable | 10% |  | Damp Location Rated,Enclosed Fixtures,Recessed Fixtures |  |  |  | 2014-11-16 | 2015-01-30 | United States | ES_1119003_P30SB_11062014102842_9722665 | 2224318
Jiawei Technology (USA), Ltd | Duracell | D-14PAR30-850-LN-FL-D | D-14PAR30-850-LN-FL-D | ,D-P30LB,; ,P30LB, | PAR30L | Reflector (Flood/Spot) | E26 (Medium) | Directional | LED | 5 | 75 | 120 | 95.2 | 2477 |  | 35 | 840 | 14 | 60 | No | 35000 | 5000 | 84 | 15 | 0.9 | -20 | Dimmable | 10% |  | Damp Location Rated,Enclosed Fixtures,Recessed Fixtures |  |  |  | 2014-11-16 | 2015-01-30 | United States | ES_1119003_P30LB_11062014102422_9462581 | 2224316
Jiawei Technology (USA), Ltd | Duracell | D-17PAR38-830-FL-D | D-17PAR38-830-FL-D | ,D-P38A,; ,P38A, | PAR38 | Reflector (Flood/Spot) | E26 (Medium) | Directional | LED | 5 | 85 | 133.3 | 119.7 | 2523 |  | 35 | 1000 | 17.3 | 58.8 | No | 35000 | 3000 | 83 | 22 | 0.9 | -20 | Dimmable | 10% |  | Damp Location Rated,Enclosed Fixtures,Recessed Fixtures |  |  |  | 2014-11-16 | 2015-01-30 | United States | ES_1119003_P38A_11062014103259_9979226 | 2224319
Jiawei Technology (USA), Ltd | Duracell | D-17PAR38-850-FL-D | D-17PAR38-850-FL-D | ,D-P38B,; ,P38B, | PAR38 | Reflector (Flood/Spot) | E26 (Medium) | Directional | LED | 5 | 85 | 133.3 | 119.7 | 2696 |  | 35 | 1050 | 17.1 | 61.8 | No | 35000 | 5000 | 83 | 14 | 0.9 | -20 | Dimmable | 10% |  | Damp Location Rated,Enclosed Fixtures,Recessed Fixtures |  |  |  | 2014-11-16 | 2015-01-30 | United States | ES_1119003_P38B_11062014103338_0018070 | 2224320
Jiawei Technology (USA), Ltd | Duracell | D-6A19-830-O-BX | D-6A19-830-O-BX | ,6A19-830-O-BX,; ,D-A19I, | A19 | General Purpose Replacement | E26 (Medium) | Omnidirectional | LED | 3 | 40 | 112.3 | 60.5 |  |  |  | 450 | 6.5 | 69.2 | No | 25000 | 3000 | 85 | 28 | 1 | -20 |  |  |  | None |  |  |  | 2015-04-01 | 2015-04-09 | United States, Canada | ES_1119003_6A19-830-O-BX_04092015041110_1023791 | 2236141
Jiawei Technology (USA), Ltd | Duracell | D-9PAR20-830-FL-D | D-9PAR20-830-FL-D | ,D-P20A,; ,P20A, | PAR20 | Reflector (Flood/Spot) | E26 (Medium) | Directional | LED | 5 | 50 | 88.5 | 64.2 | 1244 |  | 35 | 500 | 9 | 55.6 | No | 35000 | 3000 | 83 | 19 | 0.9 | -20 | Dimmable | 10% |  | Damp Location Rated,Enclosed Fixtures,Recessed Fixtures |  |  |  | 2014-11-16 | 2015-01-30 | United States | ES_1119003_P20A_11062014101714_9034726 | 2224313
Jiawei Technology (USA), Ltd | Duracell | D-9PAR20-850-FL-D | D-9PAR20-850-FL-D | ,D-P20B,; ,P20B, | PAR20 | Reflector (Flood/Spot) | E26 (Medium) | Directional | LED | 5 | 50 | 88.5 | 64.2 | 1377 |  | 35 | 500 | 9 | 55.6 | No | 35000 | 5000 | 84 | 15 | 0.9 | -20 | Dimmable | 10% |  | Damp Location Rated,Enclosed Fixtures,Recessed Fixtures |  |  |  | 2014-11-16 | 2015-01-30 | United States | ES_1119003_P20B_11062014101803_9083576 | 2224314
Jiawei Technology (USA), Ltd | Duracell | Integral LED Lamp | 11A19-830-GU24-O-D | ,,Retail Number: D-A19F, D-11A19-830-GU24-O-D | A19 | General Purpose Replacement | GU24 | Omnidirectional | LED | 3 | 60 | 112.6 | 60.2 |  |  |  | 800 | 10.5 | 76.2 | No | 25000 | 3000 | 83 | 17 | 0.9 | -20 | Dimmable | 15% |  | Damp Location Rated,Not for Use in Recessed Fixtures,Not for Use in Enclosed Fixtures |  |  |  | 2015-04-06 | 2015-05-04 | United States, Canada | ES_1119003_11A19-830-GU24-O-D_05042015112355_0918516 | 2239192
Jiaxing Ledux Lighting Co., LTD | Greenlux | Directional LED Bulb | PAR30N12W12DIM9040D27K |  | PAR30 | Reflector (Flood/Spot) | E26 (Medium) | Directional | LED | 3 | 75 | 112.9 | 96.4 | 1880 |  | 40 | 850 | 12 | 70.8 | No | 25000 | 2700 | 92 | 54 | 0.9 | -25 | Dimmable | 20% | No | Damp Location Rated | No |  |  | 2016-06-30 | 2016-10-24 | United States, Canada | ES_1131547_PAR30N12W12DIM9040D27K_06272016040313_0193174 | 2270719
Jiaxing Ledux Lighting Co., LTD | Greenlux | Directional LED Bulb | PAR30N12W12DIM9040D30K |  | PAR30 | Reflector (Flood/Spot) | E26 (Medium) | Directional | LED | 3 | 75 | 112.9 | 96.4 | 2014 |  | 40 | 850 | 12 | 70.8 | No | 25000 | 3000 | 92 | 65 | 0.9 | -25 | Dimmable | 20% | No | Damp Location Rated | No |  |  | 2016-06-30 | 2016-10-24 | United States, Canada | ES_1131547_PAR30N12W12DIM9040D30K_06272016040322_0202597 | 2270723
Jiaxing Ledux Lighting Co., LTD | Greenlux | Directional LED Bulb | PAR30N12W12DIM9040D50K |  | PAR30 | Reflector (Flood/Spot) | E26 (Medium) | Directional | LED | 3 | 75 | 112.9 | 96.4 | 2125 |  | 40 | 850 | 12.1 | 70.8 | No | 25000 | 5000 | 96 | 92 | 0.9 | -25 | Dimmable | 20% | No | Damp Location Rated | No |  |  | 2016-06-30 | 2016-10-24 | United States, Canada | ES_1131547_PAR30N12W12DIM9040D50K_06272016040339_0219555 | 2270724
Jiaxing Ledux Lighting Co., LTD | Greenlux | Directional LED Bulb | PAR38N14W12DIM8025D27K |  | PAR38 | Reflector (Flood/Spot) | E26 (Medium) | Directional | LED | 3 | 100 | 128.3 | 122.4 | 5432 |  | 25 | 1100 | 14 | 78.5 | No | 25000 | 2700 | 81 | 6 | 0.9 | -25 | Dimmable | 20% | Yes | Damp Location Rated | No |  |  | 2016-06-30 | 2016-10-24 | United States, Canada | ES_1131547_PAR38N14W12DIM8025D27K_06222016132930_2170884 | 2270434
Jiaxing Ledux Lighting Co., LTD | Greenlux | Directional LED Bulb | PAR38N14W12DIM8025D30K |  | PAR38 | Reflector (Flood/Spot) | E26 (Medium) | Directional | LED | 3 | 100 | 128.3 | 122.4 | 5665 |  | 25 | 1100 | 14 | 78.5 | No | 25000 | 3000 | 83 | 11 | 0.9 | -25 | Dimmable | 20% | Yes | Damp Location Rated | No |  |  | 2016-06-30 | 2016-10-24 | United States, Canada | ES_1131547_PAR38N14W12DIM8025D30K_06222016132941_2181592 | 2270435
Jiaxing Ledux Lighting Co., LTD | Greenlux | Directional LED Bulb | PAR38N14W12DIM8025D50K |  | PAR38 | Reflector (Flood/Spot) | E26 (Medium) | Directional | LED | 3 | 100 | 128.3 | 122.4 | 5884 |  | 25 | 1100 | 14 | 78.5 | No | 25000 | 5000 | 83 | 15 | 0.9 | -25 | Dimmable | 20% | Yes | Damp Location Rated | No |  |  | 2016-06-30 | 2016-10-24 | United States, Canada | ES_1131547_PAR38N14W12DIM8025D50K_06222016132951_2191611 | 2270436
Jiaxing Ledux Lighting Co., LTD | Greenlux | Directional LED Bulb | PAR38N14W12DIM8040D27K |  | PAR38 | Reflector (Flood/Spot) | E26 (Medium) | Directional | LED | 3 | 100 | 128.3 | 122.4 | 2738 |  | 40 | 1100 | 14 | 78.5 | No | 25000 | 2700 | 81 | 5 | 0.9 | -25 | Dimmable | 20% | Yes | Damp Location Rated | No |  |  | 2016-06-30 | 2016-10-24 | United States, Canada | ES_1131547_PAR38N14W12DIM8040D27K_06222016132853_2133805 | 2270285
Jiaxing Ledux Lighting Co., LTD | Greenlux | Directional LED Bulb | PAR38N14W12DIM8040D30K |  | PAR38 | Reflector (Flood/Spot) | E26 (Medium) | Directional | LED | 3 | 100 | 128.3 | 122.4 | 2724 |  | 40 | 1100 | 14 | 78.5 | No | 25000 | 3000 | 83 | 11 | 0.9 | -25 | Dimmable | 20% | Yes | Damp Location Rated | No |  |  | 2016-06-30 | 2016-10-24 | United States, Canada | ES_1131547_PAR38N14W12DIM8040D30K_06222016132908_2148300 | 2270437
Jiaxing Ledux Lighting Co., LTD | Greenlux | Directional LED Bulb | PAR38N14W12DIM8040D50K |  | PAR38 | Reflector (Flood/Spot) | E26 (Medium) | Directional | LED | 3 | 100 | 128.3 | 122.4 | 2821 |  | 40 | 1100 | 14 | 78.5 | No | 25000 | 5000 | 83 | 15 | 0.9 | -25 | Dimmable | 20% | Yes | Damp Location Rated | No |  |  | 2016-06-30 | 2016-10-24 | United States, Canada | ES_1131547_PAR38N14W12DIM8040D50K_06222016132918_2158537 | 2270438
Jiaxing Ledux Lighting Co., LTD | Greenlux | Directional LED Bulb | PAR38N16W16DIM9025D27K |  | PAR38 | Reflector (Flood/Spot) | E26 (Medium) | Directional | LED | 3 | 100 | 128.2 | 122 | 4720 |  | 25 | 1100 | 16 | 69 | No | 25000 | 2700 | 92 | 55 | 0.9 | -25 | Dimmable | 20% | Yes | Damp Location Rated | No |  |  | 2016-05-20 | 2016-10-25 | United States, Canada | ES_1131547_PAR38N16W16DIM9025D27K_06222016124317_9397464 | 2270287
Jiaxing Ledux Lighting Co., LTD | Greenlux | Directional LED Bulb | PAR38N16W16DIM9025D30K |  | PAR38 | Reflector (Flood/Spot) | E26 (Medium) | Directional | LED | 3 | 100 | 128.2 | 122 | 5093 |  | 25 | 1100 | 16 | 69 | No | 25000 | 3000 | 92 | 65 | 0.9 | -25 | Dimmable | 20% | Yes | Damp Location Rated | No |  |  | 2016-05-20 | 2016-10-25 | United States, Canada | ES_1131547_PAR38N16W16DIM9025D30K_06222016124332_9412755 | 2270288
Jiaxing Ledux Lighting Co., LTD | Greenlux | Directional LED Bulb | PAR38N16W16DIM9025D50K |  | PAR38 | Reflector (Flood/Spot) | E26 (Medium) | Directional | LED | 3 | 100 | 128.2 | 122 | 5223 |  | 25 | 1100 | 16 | 69 | No | 25000 | 5000 | 96 | 92 | 0.9 | -25 | Dimmable | 20% | Yes | Damp Location Rated | No |  |  | 2016-05-20 | 2016-10-25 | United States, Canada | ES_1131547_PAR38N16W16DIM9025D50K_06222016124345_9425743 | 2270289
Jiaxing Ledux Lighting Co., LTD | Greenlux | Directional LED Bulb | PAR38N16W16DIM9040D27K |  | PAR38 | Reflector (Flood/Spot) | E26 (Medium) | Directional | LED | 3 | 100 | 128.2 | 122 | 2354 |  | 40 | 1100 | 16 | 69 | No | 25000 | 2700 | 92 | 56 | 0.9 | -25 | Dimmable | 20% | Yes | Damp Location Rated | No |  |  | 2016-05-20 | 2016-10-25 | United States, Canada | ES_1131547_PAR38N16W16DIM9040D27K_06222016124224_9344346 | 2270290
Kobi Electric | KOBI | A19 LED Lamp | LED-470-AO-27 |  | A19 | General Purpose Replacement | E26 (Medium) | Omnidirectional | LED | 5 | 40 | 110.1 | 59.4 |  |  |  | 470 | 7 | 67 | No | 25000 | 2700 | 81 | 4 | 0.9 | -20 | Dimmable |  |  | Damp Location Rated,Not for Use in Enclosed Fixtures |  |  |  | 2015-05-15 | 2015-05-15 | United States | ES_1130465_LED-470-AO-27_05212015103224_4344986 | 2239926
Kobi Electric | KOBI | A19 LED Lamp | LED-470-AO-40 |  | A19 | General Purpose Replacement | E26 (Medium) | Omnidirectional | LED | 5 | 40 | 110.1 | 59.4 |  |  |  | 470 | 7 | 67 | No | 25000 | 4000 | 81 | 2 | 0.9 | -20 | Dimmable |  |  | Damp Location Rated,Not for Use in Enclosed Fixtures |  |  |  | 2015-05-15 | 2015-05-15 | United States | ES_1130465_LED-470-AO-40_05212015103237_4357413 | 2239927
Kobi Electric | KOBI | A19 LED Lamp | LED-470-AO-50 |  | A19 | General Purpose Replacement | E26 (Medium) | Omnidirectional | LED | 5 | 40 | 110.1 | 59.4 |  |  |  | 470 | 7 | 67 | No | 25000 | 5000 | 84 | 11 | 0.9 | -20 | Dimmable |  |  | Damp Location Rated,Not for Use in Enclosed Fixtures |  |  |  | 2015-05-15 | 2015-05-15 | United States | ES_1130465_LED-470-AO-50_05212015103250_4370676 | 2239928
Kobi Electric | KOBI | A19 LED Lamp | LED-800-AO-27 |  | A19 | General Purpose Replacement | E26 (Medium) | Omnidirectional | LED | 5 | 60 | 110 | 59.5 |  |  |  | 800 | 10 | 80 | No | 25000 | 2700 | 81 | 4 | 0.9 | -20 | Dimmable |  |  | Damp Location Rated,Not for Use in Enclosed Fixtures |  |  |  | 2015-05-15 | 2015-05-15 | United States | ES_1130465_LED-800-AO-27_05212015103611_4571194 | 2239929
Kobi Electric | KOBI | A19 LED Lamp | LED-800-AO-40 |  | A19 | General Purpose Replacement | E26 (Medium) | Omnidirectional | LED | 5 | 60 | 110 | 59.5 |  |  |  | 800 | 10 | 80 | No | 25000 | 4000 | 83 | 7 | 0.9 | -20 | Dimmable |  |  | Damp Location Rated,Not for Use in Enclosed Fixtures |  |  |  | 2015-05-15 | 2015-05-15 | United States | ES_1130465_LED-800-AO-40_05212015103622_4582994 | 2239930
Kobi Electric | KOBI | A19 LED Lamp | LED-800-AO-50 |  | A19 | General Purpose Replacement | E26 (Medium) | Omnidirectional | LED | 5 | 60 | 110 | 59.5 |  |  |  | 800 | 10 | 80 | No | 25000 | 5000 | 84 | 12 | 0.9 | -20 | Dimmable |  |  | Damp Location Rated,Not for Use in Enclosed Fixtures |  |  |  | 2015-05-15 | 2015-05-15 | United States | ES_1130465_LED-800-AO-50_05212015103634_4594754 | 2239931
Kobi Electric | KOBI | A19 LED Lamp | LED-800-AO-GU24-27 |  | A19 | General Purpose Replacement | GU24 | Omnidirectional | LED | 5 | 60 | 110 | 59.5 |  |  |  | 800 | 10 | 80 | No | 25000 | 2700 | 81 | 4 | 0.9 | -20 | Dimmable |  |  | Damp Location Rated,Not for Use in Enclosed Fixtures |  |  |  | 2014-06-24 | 2015-07-17 | United States | ES_1130465_LED-800-AO-GU24-27_07172015101546_8146215 | 2243529
Kobi Electric | KOBI | A19 LED Lamp | LED-800-AO-GU24-40 |  | A19 | General Purpose Replacement | GU24 | Omnidirectional | LED | 5 | 60 | 110 | 59.5 |  |  |  | 800 | 10 | 80 | No | 25000 | 4000 | 83 | 7 | 0.9 | -20 | Dimmable |  |  | Damp Location Rated,Not for Use in Enclosed Fixtures |  |  |  | 2014-06-26 | 2015-07-17 | United States | ES_1130465_LED-800-AO-GU24-40_07172015101604_8164223 | 2243527
Kobi Electric | KOBI | A19 LED Lamp | LED-800-AO-GU24-50 |  | A19 | General Purpose Replacement | GU24 | Omnidirectional | LED | 5 | 60 | 110 | 59.5 |  |  |  | 800 | 10 | 80 | No | 25000 | 5000 | 84 | 12 | 0.9 | -20 | Dimmable |  |  | Damp Location Rated,Not for Use in Enclosed Fixtures |  |  |  | 2014-06-28 | 2015-07-17 | United States | ES_1130465_LED-800-AO-GU24-50_07172015101622_8182632 | 2243528
Kobi Electric | KOBI | LED-1100-R30-27 | LED-1100-R30-27 |  | R30 | Reflector (Flood/Spot) | E26 (Medium) | Directional | LED | 5 | 75 | 132.3 | 95 |  |  |  | 1100 | 17 | 64.7 | No | 25000 | 2700 | 81 | 5 | 0.9 | -20 | Dimmable | 10% |  | Not for Use in Enclosed Fixtures |  |  |  | 2015-06-25 | 2015-07-07 | United States, Canada | ES_1130465_LED-1100-R30-27_07222015015325_7003809 | 2244288
Kobi Electric | KOBI | LED-1100-R30-50 | LED-1100-R30-50 |  | R30 | Reflector (Flood/Spot) | E26 (Medium) | Directional | LED | 5 | 75 | 139.5 | 94.7 |  |  |  | 1100 | 17 | 64.7 | No | 25000 | 5000 | 83 | 6 | 0.9 | -20 | Dimmable | 10% |  | Not for Use in Enclosed Fixtures |  |  |  | 2015-06-25 | 2015-07-07 | United States, Canada | ES_1130465_LED-1100-R30-50_07222015015325_7003809 | 2244289
Kobi Electric | KOBI | LED-450-R20-27 | LED-450-R20-27 |  | R20 | Reflector (Flood/Spot) | E26 (Medium) | Directional | LED | 5 | 45 | 99.5 | 63.5 |  |  |  | 450 | 8 | 56.3 | No | 25000 | 2700 | 81 | 5 | 0.9 | -20 | Dimmable | 10% |  | Not for Use in Enclosed Fixtures |  |  |  | 2015-06-25 | 2015-07-07 | United States, Canada | ES_1130465_LED-450-R20-27_07222015015325_7003809 | 2244284
Kobi Electric | KOBI | LED-450-R20-50 | LED-450-R20-50 |  | R20 | Reflector (Flood/Spot) | E26 (Medium) | Directional | LED | 5 | 45 | 99.5 | 63.7 |  |  |  | 450 | 8 | 56.3 | No | 25000 | 5000 | 82 | 5 | 0.9 | -20 | Dimmable | 10% |  | Not for Use in Enclosed Fixtures |  |  |  | 2015-06-25 | 2015-07-07 | United States, Canada | ES_1130465_LED-450-R20-50_07222015015325_7003809 | 2244285
Kobi Electric | KOBI | LED-700-R30-27 | LED-700-R30-27 |  | R30 | Reflector (Flood/Spot) | E26 (Medium) | Directional | LED | 5 | 60 | 132.1 | 94.9 |  |  |  | 700 | 12 | 58.3 | No | 25000 | 2700 | 82 | 7 | 0.9 | -20 | Dimmable | 10% |  | Not for Use in Enclosed Fixtures |  |  |  | 2015-06-25 | 2015-07-07 | United States, Canada | ES_1130465_LED-700-R30-27_07222015015325_7003809 | 2244286
Kobi Electric | KOBI | LED-700-R30-50 | LED-700-R30-50 |  | R30 | Reflector (Flood/Spot) | E26 (Medium) | Directional | LED | 5 | 60 | 130.4 | 94.9 |  |  |  | 700 | 12 | 58.3 | No | 25000 | 5000 | 84 | 12 | 0.9 | -20 | Dimmable | 10% |  | Not for Use in Enclosed Fixtures |  |  |  | 2015-06-25 | 2015-07-07 | United States, Canada | ES_1130465_LED-700-R30-50_07222015015325_7003809 | 2244287
Kobi Electric | KOBI | LED Lamps | LED-1100-R40-27 |  | BR40 | Reflector (Flood/Spot) | E26 (Medium) | Directional | LED | 5 | 85 | 159 | 126.5 |  |  | 110 |  | 18.1 | 60.9 | No | 25000 | 2700 | 82 | 6 | 1 | -20 | Dimmable | 20% |  | Not for Use in Enclosed Fixtures |  |  |  | 2015-05-01 | 2015-04-30 | United States, Canada | ES_1130465_LED-1100-R40-27_05042015095058_8110481 | 2238506
Kobi Electric | KOBI | LED Lamps | LED-1100-R40-50 |  | BR40 | Reflector (Flood/Spot) | E26 (Medium) | Directional | LED | 5 | 85 | 159 | 126.5 |  |  | 110 |  | 17.8 | 62 | No | 25000 | 5000 | 85 | 17 | 1 | -20 | Dimmable | 20% |  | Not for Use in Enclosed Fixtures |  |  |  | 2015-05-01 | 2015-04-30 | United States, Canada | ES_1130465_LED-1100-R40-50_05042015095058_4767970 | 2238507
Kobi Electric | KOBI | LED Lamps | LED-800-R40-27 |  | BR40 | Reflector (Flood/Spot) | E26 (Medium) | Directional | LED | 5 | 65 | 159 | 126.5 |  |  | 110 | 800 | 13 | 61.5 | No | 25000 | 2700 | 82 | 6 | 1 | -20 | Dimmable | 20% |  | Not for Use in Enclosed Fixtures |  |  |  | 2015-05-01 | 2015-04-28 | United States, Canada | ES_1130465_LED-800-R40-27_04302015094415_1703382 | 2238393
Intelligent Energy Optimizers LLC | OptieoLED | OptieoLED45WPAR30PRL3(40K36) | OptieoLED45WPAR30PRL3(40K36) |  | PAR30 | Reflector (Flood/Spot) | E26 (Medium) | Directional | LED | 3 | 75 | 118.8 | 93.6 | 6811 |  | 36 | 3158 | 45 | 70.2 | No | 25000 | 4000 | 95 | 98 | 1 | -20 |  |  |  | Damp Location Rated,Recessed Fixtures |  |  |  | 2015-04-19 | 2016-06-28 | United States, Canada | ES_1136388_OptieoLED45WPAR30PRL3(40K36)_06282016054513_2713580 | 2271012
Intelligent Energy Optimizers LLC | OptieoLED | OptieoLED45WPAR30PRL3(65K15) | OptieoLED45WPAR30PRL3(65K15) |  | PAR30 | Reflector (Flood/Spot) | E26 (Medium) | Directional | LED | 3 | 75 | 119.1 | 93.8 | 25754 |  | 15 | 3237 | 45 | 74.9 | No | 25000 | 6500 | 85 | 14 | 1 | -20 |  |  |  | Damp Location Rated,Recessed Fixtures |  |  |  | 2015-04-19 | 2016-06-28 | United States, Canada | ES_1136388_OptieoLED45WPAR30PRL3(65K15)_06282016054528_2728361 | 2271013
Intelligent Energy Optimizers LLC | OptieoLED | OptieoLED45WPAR30PRL3(65K24) | OptieoLED45WPAR30PRL3(65K24) |  | PAR30 | Reflector (Flood/Spot) | E26 (Medium) | Directional | LED | 3 | 75 | 119.1 | 93.8 | 18585 |  | 24 | 3350 | 45 | 74.8 | No | 25000 | 6500 | 85 | 15 | 1 | -20 |  |  |  | Damp Location Rated,Recessed Fixtures |  |  |  | 2015-04-19 | 2016-06-28 | United States, Canada | ES_1136388_OptieoLED45WPAR30PRL3(65K24)_06282016054546_2746193 | 2271014
Intelligent Energy Optimizers LLC | OptieoLED | OptieoLED45WPAR30PRL3(65K36) | OptieoLED45WPAR30PRL3(65K36) |  | PAR30 | Reflector (Flood/Spot) | E26 (Medium) | Directional | LED | 3 | 75 | 119.1 | 93.8 | 7300 |  | 36 | 3364 | 45 | 75.4 | No | 25000 | 6500 | 84 | 13 | 1 | -20 |  |  |  | Damp Location Rated,Recessed Fixtures |  |  |  | 2015-04-19 | 2016-06-28 | United States, Canada | ES_1136388_OptieoLED45WPAR30PRL3(65K36)_06282016054603_2763884 | 2271015
Intelligent Energy Optimizers LLC | OptieoLED | OptieoLED8WPAR20COB-XFL(27K15) | OptieoLED8WPAR20COB-XFL(27K15) |  | PAR20 | Reflector (Flood/Spot) | E26 (Medium) | Directional | LED | 3 | 50 | 87.4 | 62.9 | 4845 |  | 15 | 639 | 8 | 82.8 | No | 25000 | 2700 | 92 | 73 | 0.7 | -20 | Dimmable | 20% |  | Damp Location Rated,Recessed Fixtures |  |  |  | 2015-04-19 | 2016-06-29 | United States, Canada | ES_1136388_OptieoLED8WPAR20COB-XFL(27K15)_06292016034144_1704526 | 2271119
Intelligent Energy Optimizers LLC | OptieoLED | OptieoLED8WPAR20COB-XFL(27K24) | OptieoLED8WPAR20COB-XFL(27K24) |  | PAR20 | Reflector (Flood/Spot) | E26 (Medium) | Directional | LED | 3 | 50 | 87.4 | 62.9 | 2699 |  | 24 | 669 | 8 | 85.9 | No | 25000 | 2700 | 92 | 74 | 0.7 | -20 | Dimmable | 20% |  | Damp Location Rated,Recessed Fixtures |  |  |  | 2015-04-19 | 2016-06-29 | United States, Canada | ES_1136388_OptieoLED8WPAR20COB-XFL(27K24)_06292016034158_1718946 | 2271120
Intelligent Energy Optimizers LLC | OptieoLED | OptieoLED8WPAR20COB-XFL(27K36) | OptieoLED8WPAR20COB-XFL(27K36) |  | PAR20 | Reflector (Flood/Spot) | E26 (Medium) | Directional | LED | 3 | 50 | 87.4 | 62.9 | 1210 |  | 36 | 666 | 8 | 85 | No | 25000 | 2700 | 93 | 75 | 0.7 | -20 | Dimmable | 20% |  | Damp Location Rated,Recessed Fixtures |  |  |  | 2015-04-19 | 2016-06-29 | United States, Canada | ES_1136388_OptieoLED8WPAR20COB-XFL(27K36)_06292016034209_1729759 | 2271121
Intelligent Energy Optimizers LLC | OptieoLED | OptieoLED8WPAR20COB-XFL(30K15) | OptieoLED8WPAR20COB-XFL(30K15) |  | PAR20 | Reflector (Flood/Spot) | E26 (Medium) | Directional | LED | 3 | 50 | 87.4 | 62.8 | 4761 |  | 15 | 660 | 8 | 84 | No | 25000 | 3000 | 91 | 70 | 0.7 | -20 | Dimmable | 20% |  | Damp Location Rated,Recessed Fixtures |  |  |  | 2015-04-19 | 2016-06-29 | United States, Canada | ES_1136388_OptieoLED8WPAR20COB-XFL(30K15)_06292016060704_0424199 | 2271122
Intelligent Energy Optimizers LLC | OptieoLED | OptieoLED8WPAR20COB-XFL(30K24) | OptieoLED8WPAR20COB-XFL(30K24) |  | PAR20 | Reflector (Flood/Spot) | E26 (Medium) | Directional | LED | 3 | 50 | 87.4 | 62.8 | 2643 |  | 24 | 667 | 8 | 83.9 | No | 25000 | 3000 | 91 | 69 | 0.7 | -20 | Dimmable | 20% |  | Damp Location Rated,Recessed Fixtures |  |  |  | 2015-04-19 | 2016-06-29 | United States, Canada | ES_1136388_OptieoLED8WPAR20COB-XFL(30K24)_06292016060715_0435471 | 2271123
Intelligent Energy Optimizers LLC | OptieoLED | OptieoLED8WPAR20COB-XFL(30K36) | OptieoLED8WPAR20COB-XFL(30K36) |  | PAR20 | Reflector (Flood/Spot) | E26 (Medium) | Directional | LED | 3 | 50 | 87.4 | 62.8 | 1184 |  | 36 | 651 | 8 | 83.1 | No | 25000 | 3000 | 91 | 71 | 0.7 | -20 | Dimmable | 20% |  | Damp Location Rated,Recessed Fixtures |  |  |  | 2015-04-19 | 2016-06-29 | United States, Canada | ES_1136388_OptieoLED8WPAR20COB-XFL(30K36)_06292016060727_0447569 | 2271124
Intelligent Energy Optimizers LLC | OptieoLED | OptieoLED8WPAR20COB-XFL(40K15) | OptieoLED8WPAR20COB-XFL(40K15) |  | PAR20 | Reflector (Flood/Spot) | E26 (Medium) | Directional | LED | 3 | 50 | 87.4 | 62.8 | 4806 |  | 15 | 673 | 8 | 85.8 | No | 25000 | 4000 | 92 | 69 | 0.7 | -20 | Dimmable | 20% |  | Damp Location Rated,Recessed Fixtures |  |  |  | 2015-04-19 | 2016-06-29 | United States, Canada | ES_1136388_OptieoLED8WPAR20COB-XFL(40K15)_06292016060738_0458595 | 2271125
Intelligent Energy Optimizers LLC | OptieoLED | OptieoLED8WPAR20COB-XFL(40K24) | OptieoLED8WPAR20COB-XFL(40K24) |  | PAR20 | Reflector (Flood/Spot) | E26 (Medium) | Directional | LED | 3 | 50 | 87.4 | 62.8 | 2680 |  | 24 | 669 | 8 | 85 | No | 25000 | 4000 | 89 | 63 | 0.7 | -20 | Dimmable | 20% |  | Damp Location Rated,Recessed Fixtures |  |  |  | 2015-04-19 | 2016-06-29 | United States, Canada | ES_1136388_OptieoLED8WPAR20COB-XFL(40K24)_06292016060750_0470273 | 2271126
Intelligent Energy Optimizers LLC | OptieoLED | OptieoLED8WPAR20COB-XFL(40K36) | OptieoLED8WPAR20COB-XFL(40K36) |  | PAR20 | Reflector (Flood/Spot) | E26 (Medium) | Directional | LED | 3 | 50 | 87.4 | 62.8 | 1201 |  | 36 | 670 | 8 | 85.3 | No | 25000 | 4000 | 92 | 72 | 0.7 | -20 | Dimmable | 20% |  | Damp Location Rated,Recessed Fixtures |  |  |  | 2015-04-19 | 2016-06-29 | United States, Canada | ES_1136388_OptieoLED8WPAR20COB-XFL(40K36)_06292016060807_0487427 | 2271127
Intelligent Energy Optimizers LLC | OptieoLED | OptieoLED8WPAR20COB-XFL(65K15) | OptieoLED8WPAR20COB-XFL(65K15) |  | PAR20 | Reflector (Flood/Spot) | E26 (Medium) | Directional | LED | 3 | 50 | 87.4 | 62.8 | 5075 |  | 15 | 703 | 8 | 90.5 | No | 25000 | 6500 | 82 | 11 | 0.7 | -20 | Dimmable | 20% |  | Damp Location Rated,Recessed Fixtures |  |  |  | 2015-04-19 | 2016-06-29 | United States, Canada | ES_1136388_OptieoLED8WPAR20COB-XFL(65K15)_06292016060819_0499921 | 2271128
Intelligent Energy Optimizers LLC | OptieoLED | OptieoLED8WPAR20COB-XFL(65K24) | OptieoLED8WPAR20COB-XFL(65K24) |  | PAR20 | Reflector (Flood/Spot) | E26 (Medium) | Directional | LED | 3 | 50 | 87.4 | 62.8 | 2814 |  | 24 | 702 | 8 | 90.2 | No | 25000 | 6500 | 82 | 15 | 0.7 | -20 | Dimmable | 20% |  | Damp Location Rated,Recessed Fixtures |  |  |  | 2015-04-19 | 2016-06-29 | United States, Canada | ES_1136388_OptieoLED8WPAR20COB-XFL(65K24)_06292016060832_0512339 | 2271129
Intelligent Energy Optimizers LLC | OptieoLED | OptieoLED8WPAR20COB-XFL(65K36) | OptieoLED8WPAR20COB-XFL(65K36) |  | PAR20 | Reflector (Flood/Spot) | E26 (Medium) | Directional | LED | 3 | 50 | 87.4 | 62.8 | 1279 |  | 36 | 708 | 8 | 89.9 | No | 25000 | 6500 | 82 | 13 | 0.7 | -20 | Dimmable | 20% |  | Damp Location Rated,Recessed Fixtures |  |  |  | 2015-04-19 | 2016-06-29 | United States, Canada | ES_1136388_OptieoLED8WPAR20COB-XFL(65K36)_06292016060842_0522018 | 2271130
International Development Corp. | Honeywell | A1960XXHBYZZ | A1960XXHBYZZ |  | A19 | General Purpose Replacement | E26 (Medium) | Omnidirectional | LED | 5 | 60 | 111.5 | 60 |  |  |  | 800 | 9.5 | 84.2 | No | 25000 | 2700 | 82 | 4 | 1 | -20 | Dimmable | 20% |  | Enclosed Fixtures |  |  |  | 2015-09-14 | 2016-03-02 | United States, Canada | ES_30350_A1960XXHBYZZ_09172015032055_0055837 | 2248113
International Development Corp. | Honeywell | A1960XXHBYZZ | A1960XXHBYZZ |  | A19 | General Purpose Replacement | E26 (Medium) | Omnidirectional | LED | 5 | 60 | 111.5 | 60 |  |  |  | 800 | 9.5 | 84.2 | No | 25000 | 3000 | 82 | 4 | 1 | -20 | Dimmable | 20% |  | Enclosed Fixtures |  |  |  | 2015-09-14 | 2016-03-02 | United States, Canada | ES_30350_A1960XXHBYZZ_09172015032353_0233122 | 2248114
Jiawei Technology (USA), Ltd | Duracell | Integral LED Lamp | 13BR40-827-WFL-D | ,,Retail Number: D-13BR40-827-WFL-D, D-BR40A | BR40 | Reflector (Flood/Spot) | E26 (Medium) | Directional | LED | 5 | 75 | 165.6 | 125.5 |  |  |  | 950 | 13 | 73.1 | No | 25000 | 2700 | 84 | 21 | 1 | -20 | Dimmable | 10% |  | Damp Location Rated,Not for Use in Enclosed Fixtures,Recessed Fixtures,Shatter Resistant |  |  |  | 2014-12-04 | 2014-12-08 | United States, Canada | ES_1119003_13BR40-827-WFL-D_12082014112149_5628564 | 2229071
Jiawei Technology (USA), Ltd | Duracell | Integral LED Lamp | 5B11-827-D | Integral LED Lamp,5B11-827-D,E12 Base; Retail Number: D-5B11-827-D, D-B11B; Integral LED Lamp,5B11-827-E26-D,E26 Base; Retail Number: D-5B11-827-E26-D, D-B11D | Decorative: Other | Decorative | E12 (Candelabra) | Omnidirectional | LED | 3 | 40 | 103 | 35.5 |  |  |  | 320 | 5 | 64 | No | 25000 | 2700 | 82 | 16 | 0.6 | -20 | Dimmable | 15% |  | Damp Location Rated,Not for Use in Enclosed Fixtures,Recessed Fixtures,Shatter Resistant |  |  |  | 2014-12-04 | 2014-12-03 | United States, Canada | ES_1119003_5B11-827-D_12032014115513_5243683 | 2229063
Jiawei Technology (USA), Ltd | Duracell | Integral LED Lamp | 5B12-827-D | Integral LED Lamp,5B12-827-D,E12 Base; Retail Number: D-5B12-827-D, D-BA12B; Integral LED Lamp,5B12-827-E26-D,E26 Base; Retail Number: D-5B12-827-E26-D, D-BA12D | Decorative: Other | Decorative | E12 (Candelabra) | Omnidirectional | LED | 3 | 40 | 129.9 | 37.5 |  |  |  | 320 | 5 | 64 | No | 25000 | 2700 | 83 | 20 | 0.6 | -20 | Dimmable | 10% |  | Damp Location Rated,Not for Use in Enclosed Fixtures,Recessed Fixtures,Shatter Resistant |  |  |  | 2014-12-04 | 2014-12-05 | United States, Canada | ES_1119003_5B12-827-D_12052014131122_3421114 | 2229066
Jiawei Technology (USA), Ltd | Duracell | Integral LED Lamp | 6PAR16-830-NFL-D | ,,Retail Number: D-6PAR16-830-NFL-D, D-P16A | PAR16 | Reflector (Flood/Spot) | E26 (Medium) | Directional | LED | 5 | 40 | 70.1 | 49.8 | 1069 |  | 25 | 350 | 6 | 58.3 | No | 25000 | 3000 | 83 | 19 | 0.7 | -20 | Dimmable | 10% |  | Damp Location Rated,Not for Use in Enclosed Fixtures,Recessed Fixtures,Shatter Resistant |  |  |  | 2014-12-09 | 2014-12-08 | United States, Canada | ES_1119003_6PAR16-830-NFL-D_12082014134722_3004758 | 2229086
Jiawei Technology (USA), Ltd | Duracell | Integral LED Lamp | 7A19-830-O-D | ,,Retail Number: D-7A19-830-O-D | A19 | General Purpose Replacement | E26 (Medium) | Omnidirectional | LED | 3 | 40 | 112.6 | 60.3 |  |  |  | 450 | 7 | 64.3 | No | 25000 | 3000 | 82 | 8 | 0.9 | -20 | Dimmable | 10% |  | Damp Location Rated,Not for Use in Recessed Fixtures,Not for Use in Enclosed Fixtures |  |  |  | 2015-04-06 | 2015-05-04 | United States, Canada | ES_1119003_7A19-830-O-D_05042015112231_4987195 | 2239189
Jiawei Technology (USA), Ltd | Duracell | Integral LED Lamp | 7G25-830-D | ,,Retail Number: D-7G25-830-D, D-G25A | G25 | Globe | E26 (Medium) | Omnidirectional | LED | 5 | 40 | 108.1 | 79.6 |  |  |  | 450 | 7 | 64.3 | No | 25000 | 3000 | 83 | 18 | 1 | -20 | Dimmable | 15% |  | Damp Location Rated,Not for Use in Enclosed Fixtures,Recessed Fixtures,Shatter Resistant |  |  |  | 2015-03-25 | 2015-04-17 | United States, Canada | ES_1119003_7G25-830-D_04172015110947_3982714 | 2238768
Jiawei Technology (USA), Ltd | Duracell | Integral LED Lamp | 8A19-830-GU24-O-D | ,,Retail Number: D-A19E, D-8A19-830-GU24-O-D | A19 | General Purpose Replacement | GU24 | Omnidirectional | LED | 3 | 40 | 111.6 | 60.4 |  |  |  | 450 | 8 | 56.3 | No | 25000 | 3000 | 82 | 6 | 0.8 | -20 | Dimmable | 15% |  | Damp Location Rated,Not for Use in Enclosed Fixtures,Recessed Fixtures,Shatter Resistant |  |  |  | 2014-12-03 | 2014-12-03 | United States, Canada | ES_1119003_8A19-830-GU24-O-D_12032014110633_0091245 | 2229057
Jiawei Technology (USA), Ltd | Duracell | LED BR30 Lamp | 9BR30-827-WFL-D-BX | LED BR30 Lamp,D-9BR30-827-WFL-D-BX,; LED BR30 Lamp,D-BR30B, | BR30 | Reflector (Flood/Spot) | E26 (Medium) | Directional | LED | 3 | 65 | 130.1 | 94.6 |  |  | 120 | 650 | 9 | 72.2 | No | 25000 | 2700 | 83 | 21 | 1 | -20 | Dimmable | 10% |  | Damp Location Rated,Not for Use in Enclosed Fixtures |  |  |  | 2015-03-31 | 2015-04-08 | United States, Canada | ES_1119003_9BR30-827-WFL-D-BX_04282015045220_1023803 | 2238145
Jiawei Technology (USA), Ltd | Duracell | self-ballasted LED Lamps | DL-13BR30-827-110-D | self-ballasted LED Lamps,ML-13BR30-827-110-D, | BR30 | Reflector (Flood/Spot) | E26 (Medium) | Directional | LED | 5 | 65 | 135 | 95 |  |  | 120 | 750 | 13 | 57.7 | No | 25000 | 2700 | 81 | 5 | 1 | -20 | Dimmable | 10% |  | None |  |  |  | 2015-06-30 | 2015-07-13 | United States, Canada | ES_1119003_DL-13BR30-827-110-D_07222015091808_4356326 | 2243917
Jiawei Technology (USA), Ltd | Duracell | self-ballasted LED Lamps | DL-14PAR38-830-25-D |  | PAR38 | Reflector (Flood/Spot) | E26 (Medium) | Directional | LED | 5 | 90 | 130 | 120 | 4842 |  | 25 | 900 | 14 | 64.3 | No | 25000 | 3000 | 82 | 2 | 1 | -20 | Dimmable | 10% |  | None |  |  |  | 2015-06-30 | 2015-07-13 | United States, Canada | ES_1119003_DL-14PAR38-830-25-D_07222015092018_2904097 | 2243921
Jiawei Technology (USA), Ltd | Duracell | self-ballasted LED Lamps | DL-14PAR38-830-40-D |  | PAR38 | Reflector (Flood/Spot) | E26 (Medium) | Directional | LED | 5 | 90 | 130 | 120 | 1881 |  | 40 | 900 | 14 | 64.3 | No | 25000 | 3000 | 82 | 2 | 1 | -20 | Dimmable | 10% |  | None |  |  |  | 2015-06-30 | 2015-07-13 | United States, Canada | ES_1119003_DL-14PAR38-830-40-D_07222015092018_7255492 | 2243922
Jiawei Technology (USA), Ltd | Duracell | self-ballasted LED Lamps | DL-14PAR38-850-25-D |  | PAR38 | Reflector (Flood/Spot) | E26 (Medium) | Directional | LED | 5 | 90 | 130 | 120 | 5615 |  | 25 | 900 | 14 | 71.4 | No | 25000 | 5000 | 84 | 16 | 1 | -20 | Dimmable | 10% |  | None |  |  |  | 2015-06-30 | 2015-07-13 | United States, Canada | ES_1119003_DL-14PAR38-850-25-D_07222015092018_2222521 | 2243923
Jiawei Technology (USA), Ltd | Duracell | self-ballasted LED Lamps | DL-14PAR38-850-40-D |  | PAR38 | Reflector (Flood/Spot) | E26 (Medium) | Directional | LED | 5 | 90 | 130 | 120 | 1958 |  | 40 | 900 | 14 | 71.4 | No | 25000 | 5000 | 84 | 16 | 1 | -20 | Dimmable | 10% |  | None |  |  |  | 2015-06-30 | 2015-07-13 | United States, Canada | ES_1119003_DL-14PAR38-850-40-D_07222015092018_1041474 | 2243924
Jiawei Technology (USA), Ltd | Duracell | self-ballasted LED Lamps | DL-15BR40-827-110-D | self-ballasted LED Lamps,ML-15BR40-827-110-D, | BR40 | Reflector (Flood/Spot) | E26 (Medium) | Directional | LED | 5 | 75 | 163 | 127 |  |  | 120 | 1000 | 15 | 66.7 | No | 25000 | 2700 | 82 | 7 | 1 | -20 | Dimmable | 10% |  | None |  |  |  | 2015-06-30 | 2015-07-13 | United States, Canada | ES_1119003_DL-15BR40-827-110-D_07222015091707_9090275 | 2243915
Jiaxing Ledux Lighting Co., LTD | Greenlux | Directional LED Bulb | PAR38N16W16DIM9040D30K |  | PAR38 | Reflector (Flood/Spot) | E26 (Medium) | Directional | LED | 3 | 100 | 128.2 | 122 | 2421 |  | 40 | 1100 | 16 | 69 | No | 25000 | 3000 | 92 | 65 | 0.9 | -25 | Dimmable | 20% | Yes | Damp Location Rated | No |  |  | 2016-05-20 | 2016-10-25 | United States, Canada | ES_1131547_PAR38N16W16DIM9040D30K_06222016124244_9364047 | 2270291
Jiaxing Ledux Lighting Co., LTD | Greenlux | Directional LED Bulb | PAR38N16W16DIM9040D50K |  | PAR38 | Reflector (Flood/Spot) | E26 (Medium) | Directional | LED | 3 | 100 | 128.2 | 122 | 2411 |  | 40 | 1100 | 16 | 69 | No | 25000 | 5000 | 96 | 92 | 0.9 | -25 | Dimmable | 20% | Yes | Damp Location Rated | No |  |  | 2016-05-20 | 2016-10-25 | United States, Canada | ES_1131547_PAR38N16W16DIM9040D50K_06222016124304_9384585 | 2270286
Jiaxing Ledux Lighting Co., LTD | Greenlux | GU10E6W4DIM8038G27K | GU10E6W4DIM8038G27K |  | PAR16 | Reflector (Flood/Spot) | GU10 | Directional | LED | 3 | 60 | 50.6 | 50.2 | 998 |  | 35 | 450 | 6 | 75 | No | 25000 | 2700 | 82 | 11 | 0.8 | -25 | Dimmable | 20% | No | Damp Location Rated | No |  |  | 2016-02-06 | 2016-10-21 | United States, Canada | ES_1131547_GU10E6W4DIM8038G27K_04222016055010_4210742 | 2265146
Jiaxing Ledux Lighting Co., LTD | Greenlux | GU10E6W4DIM8038G30K | GU10E6W4DIM8038G30K |  | PAR16 | Reflector (Flood/Spot) | GU10 | Directional | LED | 3 | 60 | 50.6 | 50.2 | 999 |  | 35 | 450 | 6 | 75 | No | 25000 | 3000 | 83 | 11 | 0.8 | -25 | Dimmable | 20% | No | Damp Location Rated | No |  |  | 2016-02-06 | 2016-10-21 | United States, Canada | ES_1131547_GU10E6W4DIM8038G30K_04222016055027_4227401 | 2265147
Jiaxing Ledux Lighting Co., LTD | Greenlux | GU10E6W4DIM8038G40K | GU10E6W4DIM8038G40K |  | PAR16 | Reflector (Flood/Spot) | GU10 | Directional | LED | 3 | 60 | 50.6 | 50.2 | 1040 |  | 35 | 450 | 6 | 75 | No | 25000 | 4000 | 84 | 14 | 0.8 | -25 | Dimmable | 20% | No | Damp Location Rated | No |  |  | 2016-02-06 | 2016-10-21 | United States, Canada | ES_1131547_GU10E6W4DIM8038G40K_04222016055056_4256565 | 2265148
Jiaxing Ledux Lighting Co., LTD | Greenlux | GU10E6W4DIM8038G50K | GU10E6W4DIM8038G50K |  | PAR16 | Reflector (Flood/Spot) | GU10 | Directional | LED | 3 | 60 | 50.6 | 50.2 | 1086 |  | 35 | 450 | 6 | 75 | No | 25000 | 5000 | 84 | 17 | 0.8 | -25 | Dimmable | 20% | No | Damp Location Rated | No |  |  | 2016-02-06 | 2016-10-21 | United States, Canada | ES_1131547_GU10E6W4DIM8038G50K_04222016055116_4276542 | 2265149
Jiaxing Ledux Lighting Co., LTD | Greenlux | GU10E6W4DIM8038W27K | GU10E6W4DIM8038W27K |  | PAR16 | Reflector (Flood/Spot) | GU10 | Directional | LED | 3 | 60 | 50.6 | 50.2 | 998 |  | 35 | 450 | 6 | 75 | No | 25000 | 2700 | 82 | 11 | 0.8 | -25 | Dimmable | 20% | No | Damp Location Rated | No |  |  | 2016-02-06 | 2016-10-21 | United States, Canada | ES_1131547_GU10E6W4DIM8038W27K_04222016054733_4053858 | 2265150
Jiaxing Ledux Lighting Co., LTD | Greenlux | GU10E6W4DIM8038W30K | GU10E6W4DIM8038W30K |  | PAR16 | Reflector (Flood/Spot) | GU10 | Directional | LED | 3 | 60 | 50.6 | 50.2 | 999 |  | 35 | 450 | 6 | 75 | No | 25000 | 3000 | 83 | 11 | 0.8 | -25 | Dimmable | 20% | No | Damp Location Rated | No |  |  | 2016-02-06 | 2016-10-21 | United States, Canada | ES_1131547_GU10E6W4DIM8038W30K_04222016054756_4076611 | 2265151
Jiaxing Ledux Lighting Co., LTD | Greenlux | GU10E6W4DIM8038W40K | GU10E6W4DIM8038W40K |  | PAR16 | Reflector (Flood/Spot) | GU10 | Directional | LED | 3 | 60 | 50.6 | 50.2 | 1040 |  | 35 | 450 | 6 | 75 | No | 25000 | 4000 | 84 | 14 | 0.8 | -25 | Dimmable | 20% | No | Damp Location Rated | No |  |  | 2016-02-06 | 2016-10-21 | United States, Canada | ES_1131547_GU10E6W4DIM8038W40K_04222016054820_4100630 | 2265152
Jiaxing Ledux Lighting Co., LTD | Greenlux | GU10E6W4DIM8038W50K | GU10E6W4DIM8038W50K |  | PAR16 | Reflector (Flood/Spot) | GU10 | Directional | LED | 3 | 60 | 50.6 | 50.2 | 1086 |  | 35 | 450 | 6 | 75 | No | 25000 | 5000 | 84 | 17 | 0.8 | -25 | Dimmable | 20% | No | Damp Location Rated | No |  |  | 2016-02-06 | 2016-10-21 | United States, Canada | ES_1131547_GU10E6W4DIM8038W50K_04222016054842_4122671 | 2265153
Jiaxing Ledux Lighting Co., LTD | Greenlux | GU10E6W4DIM9038G27K | GU10E6W4DIM9038G27K |  | PAR16 | Reflector (Flood/Spot) | GU10 | Directional | LED | 3 | 60 | 50.6 | 50.2 | 871 |  | 35 | 380 | 6 | 63.3 | No | 25000 | 2700 | 92 | 55 | 0.8 | -25 | Dimmable | 20% | No | Damp Location Rated | No |  |  | 2016-02-06 | 2016-10-21 | United States, Canada | ES_1131547_GU10E6W4DIM9038G27K_04222016060655_5215484 | 2265154
Jiaxing Ledux Lighting Co., LTD | Greenlux | GU10E6W4DIM9038G30K | GU10E6W4DIM9038G30K |  | PAR16 | Reflector (Flood/Spot) | GU10 | Directional | LED | 3 | 60 | 50.6 | 50.2 | 941 |  | 35 | 380 | 6 | 63.3 | No | 25000 | 3000 | 91 | 54 | 0.8 | -25 | Dimmable | 20% | No | Damp Location Rated | No |  |  | 2016-02-06 | 2016-10-21 | United States, Canada | ES_1131547_GU10E6W4DIM9038G30K_04222016060715_5235509 | 2265155
Jiaxing Ledux Lighting Co., LTD | Greenlux | GU10E6W4DIM9038W27K | GU10E6W4DIM9038W27K |  | PAR16 | Reflector (Flood/Spot) | GU10 | Directional | LED | 3 | 60 | 50.6 | 50.2 | 871 |  | 35 | 380 | 6 | 63.3 | No | 25000 | 2700 | 92 | 55 | 0.8 | -25 | Dimmable | 20% | No | Damp Location Rated | No |  |  | 2016-02-06 | 2016-10-21 | United States, Canada | ES_1131547_GU10E6W4DIM9038W27K_04222016060605_5165949 | 2265156
Jiaxing Ledux Lighting Co., LTD | Greenlux | GU10E6W4DIM9038W30K | GU10E6W4DIM9038W30K |  | PAR16 | Reflector (Flood/Spot) | GU10 | Directional | LED | 3 | 60 | 50.6 | 50.2 | 941 |  | 35 | 380 | 6 | 63.3 | No | 25000 | 3000 | 91 | 54 | 0.8 | -25 | Dimmable | 20% | No | Damp Location Rated | No |  |  | 2016-02-06 | 2016-10-21 | United States, Canada | ES_1131547_GU10E6W4DIM9038W30K_04222016060639_5199753 | 2265157
Jiaxing Ledux Lighting Co., LTD | Greenlux | LDXGU106W38D30K | LDXGU106W38D30K |  | PAR16 | Reflector (Flood/Spot) | GU10 | Directional | LED | 5 | 60 | 47.1 | 50.3 | 922 |  | 35 | 400 | 6 | 71.3 | No | 25000 | 3000 | 82 | 8 | 0.9 | -25 | Dimmable | 17% | Yes | Damp Location Rated | No |  |  | 2015-06-16 | 2016-05-11 | United States | ES_1131547_LDXGU106W38D30K_05122016025015_1415736 | 2266578
Jiaxing Ledux Lighting Co., LTD | Greenlux | LDXGU106W38D40K | LDXGU106W38D40K |  | PAR16 | Reflector (Flood/Spot) | GU10 | Directional | LED | 5 | 60 | 47.1 | 50.3 | 1058 |  | 35 | 400 | 6 | 83.3 | No | 25000 | 4000 | 83 | 10 | 0.9 | -25 | Dimmable | 17% | Yes | Damp Location Rated | No |  |  | 2015-06-16 | 2016-05-11 | United States | ES_1131547_LDXGU106W38D40K_05122016025107_1467167 | 2266579
Jiaxing Ledux Lighting Co., LTD | Greenlux | LDXGU106W38D50K | LDXGU106W38D50K |  | PAR16 | Reflector (Flood/Spot) | GU10 | Directional | LED | 5 | 60 | 47.1 | 50.3 | 1009 |  | 35 | 400 | 6 | 82.3 | No | 25000 | 5000 | 83 | 13 | 0.9 | -25 | Dimmable | 17% | Yes | Damp Location Rated | No |  |  | 2015-06-16 | 2016-05-11 | United States | ES_1131547_LDXGU106W38D50K_05122016025149_1509257 | 2266580
Jiaxing Ledux Lighting Co., LTD | Greenlux | LDXPAR166W38D30K | LDXPAR166W38D30K |  | PAR16 | Reflector (Flood/Spot) | E26 (Medium) | Directional | LED | 5 | 60 | 64.5 | 50 | 922 |  | 35 | 400 | 6 | 71.3 | No | 25000 | 3000 | 82 | 8 | 0.9 | -25 | Dimmable | 17% | Yes | Damp Location Rated | No |  |  | 2015-06-16 | 2016-05-11 | United States | ES_1131547_LDXPAR166W38D30K_05122016025049_1449515 | 2266581
Kobi Electric | KOBI | LED Lamps | LED-800-R40-50 |  | BR40 | Reflector (Flood/Spot) | E26 (Medium) | Directional | LED | 5 | 65 | 159 | 126.5 |  |  | 110 | 800 | 13 | 61.5 | No | 25000 | 5000 | 84 | 14 | 1 | -20 | Dimmable | 20% |  | Not for Use in Enclosed Fixtures |  |  |  | 2015-05-01 | 2015-04-28 | United States, Canada | ES_1130465_LED-800-R40-50_04302015094415_7304725 | 2238394
Kobi Electric | KOBI ELECTRIC | LED lamps | A19-60-30 |  | A19 | General Purpose Replacement | E26 (Medium) | Omnidirectional | LED | 5 | 60 | 111.4 | 59.9 |  |  |  | 800 | 9 | 88.9 | No | 25000 | 3000 | 81 | 4 | 0.9 | -20 | Dimmable | 20% |  | Recessed Fixtures |  |  |  | 2016-06-20 | 2016-06-21 | United States, Canada | ES_1130465_A19-60-30_06272016115129_9239193 | 2270787
Kobi Electric | KOBI ELECTRIC | LED lamps | A19-60-40 |  | A19 | General Purpose Replacement | E26 (Medium) | Omnidirectional | LED | 5 | 60 | 111.4 | 59.9 |  |  |  | 900 | 9 | 100 | No | 25000 | 4000 | 84 | 10 | 0.9 | -20 | Dimmable | 20% |  | Recessed Fixtures |  |  |  | 2016-06-20 | 2016-06-21 | United States, Canada | ES_1130465_A19-60-40_06272016115129_6266409 | 2270788
Kobi Electric | KOBI ELECTRIC | LED lamps | A19-60-50 |  | A19 | General Purpose Replacement | E26 (Medium) | Omnidirectional | LED | 5 | 60 | 111.4 | 59.9 |  |  |  | 950 | 9 | 105.6 | No | 25000 | 5000 | 81 | 2 | 0.9 | -20 | Dimmable | 20% |  | Recessed Fixtures |  |  |  | 2016-06-20 | 2016-06-21 | United States, Canada | ES_1130465_A19-60-50_06272016115129_6219366 | 2270789
Kobi Electric | KOBI ELECTRIC | LED Lamps | A19-75-XX | ,,Where "XX" denotes color temperature and could be 30,40 and 50 which refers to 3000K,4000K and 5000K | A19 | General Purpose Replacement | E26 (Medium) | Omnidirectional | LED | 5 | 75 | 110.7 | 65.6 |  |  |  | 1100 | 12 | 91.7 | No | 25000 | 3000 | 82 | 5 | 1 | -20 | Dimmable | 4% | Yes | Recessed Fixtures | No |  |  | 2016-06-30 | 2016-06-17 | United States, Canada | ES_1130465_A19-75-XX_06272016133247_2598908 | 2270805
Kobi Electric | KOBI ELECTRIC | LED Lamps | A19-75-XX | ,,Where "XX" denotes color temperature and could be 30,40 and 50 which refers to 3000K,4000K and 5000K | A19 | General Purpose Replacement | E26 (Medium) | Omnidirectional | LED | 5 | 75 | 110.7 | 65.6 |  |  |  | 1100 | 12 | 91.7 | No | 25000 | 4000 | 86 | 24 | 1 | -20 | Dimmable | 4% | Yes | Recessed Fixtures | No |  |  | 2016-06-30 | 2016-06-17 | United States, Canada | ES_1130465_A19-75-XX_06272016125847_8825746 | 2270806
Kobi Electric | KOBI ELECTRIC | LED Lamps | A19-75-XX | ,,Where "XX" denotes color temperature and could be 30,40 and 50 which refers to 3000K,4000K and 5000K | A19 | General Purpose Replacement | E26 (Medium) | Omnidirectional | LED | 5 | 75 | 110.7 | 65.6 |  |  |  | 1150 | 12 | 91.7 | No | 25000 | 5000 | 85 | 18 | 1 | -20 | Dimmable | 4% | Yes | Recessed Fixtures | No |  |  | 2016-06-30 | 2016-06-17 | United States, Canada | ES_1130465_A19-75-XX_06272016125847_6028274 | 2270807
Kobi Electric | KOBI ELECTRIC | LED Lamps | A19-75-XX-GU24 | ,,Where "XX" denotes color temperature and could be 30,40 and 50 which refers to 3000K,4000K and 5000K | A19 | General Purpose Replacement | GU24 | Omnidirectional | LED | 5 | 75 | 110.7 | 65.6 |  |  |  | 1100 | 12 | 91.7 | No | 25000 | 3000 | 82 | 5 | 1 | -20 | Dimmable | 4% | Yes | Recessed Fixtures | No |  |  | 2016-06-30 | 2016-06-17 | United States, Canada | ES_1130465_A19-75-XX-GU24_06272016133433_7187832 | 2270808
Kobi Electric | KOBI ELECTRIC | LED Lamps | A19-75-XX-GU24 | ,,Where "XX" denotes color temperature and could be 30,40 and 50 which refers to 3000K,4000K and 5000K | A19 | General Purpose Replacement | GU24 | Omnidirectional | LED | 5 | 75 | 110.7 | 65.6 |  |  |  | 1100 | 12 | 91.7 | No | 25000 | 4000 | 86 | 24 | 1 | -20 | Dimmable | 4% | Yes | Recessed Fixtures | No |  |  | 2016-06-30 | 2016-06-17 | United States, Canada | ES_1130465_A19-75-XX-GU24_06272016133508_2439368 | 2270809
Kobi Electric | KOBI ELECTRIC | LED Lamps | A19-75-XX-GU24 | ,,Where "XX" denotes color temperature and could be 30,40 and 50 which refers to 3000K,4000K and 5000K | A19 | General Purpose Replacement | GU24 | Omnidirectional | LED | 5 | 75 | 110.7 | 65.6 |  |  |  | 1150 | 12 | 91.7 | No | 25000 | 5000 | 85 | 18 | 1 | -20 | Dimmable | 4% | Yes | Recessed Fixtures | No |  |  | 2016-06-30 | 2016-06-17 | United States, Canada | ES_1130465_A19-75-XX-GU24_06272016133538_9726354 | 2270810
Kobi Electric | KOBI ELECTRIC | LED Lamps | A21-100-XX | ,,(where "XX" denotes color temperature, 30=3000K, 40=4000K, 50=5000K) | A21 | General Purpose Replacement | E26 (Medium) | Omnidirectional | LED | 5 | 100 | 131.3 | 65.6 |  |  |  | 1600 | 18 | 88.9 | No | 25000 | 3000 | 82 | 5 | 1 | -20 | Dimmable | 10% | No | Recessed Fixtures | No |  |  | 2016-06-20 | 2016-06-07 | United States, Canada | ES_1130465_A21-100-XX_06132016145519_2507027 | 2269478
Kobi Electric | KOBI ELECTRIC | LED Lamps | A21-100-XX | ,,(where "XX" denotes color temperature, 30=3000K, 40=4000K, 50=5000K) | A21 | General Purpose Replacement | E26 (Medium) | Omnidirectional | LED | 5 | 100 | 131.3 | 65.6 |  |  |  | 1600 | 18 | 88.9 | No | 25000 | 4000 | 86 | 24 | 1 | -20 | Dimmable | 10% | No | Recessed Fixtures | No |  |  | 2016-06-20 | 2016-06-07 | United States, Canada | ES_1130465_A21-100-XX_06132016145557_8571510 | 2269479
Kobi Electric | KOBI ELECTRIC | LED Lamps | A21-100-XX | ,,(where "XX" denotes color temperature, 30=3000K, 40=4000K, 50=5000K) | A21 | General Purpose Replacement | E26 (Medium) | Omnidirectional | LED | 5 | 100 | 131.3 | 65.6 |  |  |  | 1600 | 18 | 88.9 | No | 25000 | 5000 | 85 | 19 | 1 | -20 | Dimmable | 10% | No | Recessed Fixtures | No |  |  | 2016-06-20 | 2016-06-07 | United States, Canada | ES_1130465_A21-100-XX_06132016145629_7831881 | 2269480
Kobi Electric | KOBI ELECTRIC | LED Lamps | A21-100-XX-GU24 | ,,(where "XX" denotes color temperature, 30=3000K, 40=4000K, 50=5000K) | A21 | General Purpose Replacement | GU24 | Omnidirectional | LED | 5 | 100 | 125.1 | 65.6 |  |  |  | 1600 | 18 | 88.9 | No | 25000 | 3000 | 82 | 5 | 1 | -20 | Dimmable | 10% | No | Recessed Fixtures | No |  |  | 2016-06-20 | 2016-06-07 | United States, Canada | ES_1130465_A21-100-XX-GU24_06132016145658_1870058 | 2269481
Kobi Electric | KOBI ELECTRIC | LED Lamps | A21-100-XX-GU24 | ,,(where "XX" denotes color temperature, 30=3000K, 40=4000K, 50=5000K) | A21 | General Purpose Replacement | GU24 | Omnidirectional | LED | 5 | 100 | 125.1 | 65.6 |  |  |  | 1600 | 18 | 88.9 | No | 25000 | 4000 | 86 | 24 | 1 | -20 | Dimmable | 10% | No | Recessed Fixtures | No |  |  | 2016-06-20 | 2016-06-07 | United States, Canada | ES_1130465_A21-100-XX-GU24_06132016145728_9219075 | 2269482
Kobi Electric | KOBI ELECTRIC | LED Lamps | A21-100-XX-GU24 | ,,(where "XX" denotes color temperature, 30=3000K, 40=4000K, 50=5000K) | A21 | General Purpose Replacement | GU24 | Omnidirectional | LED | 5 | 100 | 125.1 | 65.6 |  |  |  | 1600 | 18 | 88.9 | No | 25000 | 5000 | 85 | 19 | 1 | -20 | Dimmable | 10% | No | Recessed Fixtures | No |  |  | 2016-06-20 | 2016-06-07 | United States, Canada | ES_1130465_A21-100-XX-GU24_06132016145755_3860623 | 2269483
Kobi Electric | KOBI ELECTRIC | LED Lamps | G25-60-30 |  | G25 | Globe | E26 (Medium) | Decorative | LED | 5 | 60 | 112 | 80 |  |  |  | 500 | 7 | 71.4 | No | 25000 | 3000 | 82 | 7 | 0.9 | -20 | Dimmable | 5% | No | Not for Use in Recessed Fixtures | No |  |  | 2016-10-01 | 2016-10-03 | United States | ES_1130465_G25-60-30_10042016130010_7559173 | 2280625
Kobi Electric | KOBI ELECTRIC | LED Lamps | G25-60-40 |  | G25 | Globe | E26 (Medium) | Decorative | LED | 5 | 60 | 112 | 80 |  |  |  | 500 | 7 | 71.4 | No | 25000 | 4000 | 83 | 13 | 0.9 | -20 | Dimmable | 5% | No | Not for Use in Recessed Fixtures | No |  |  | 2016-10-01 | 2016-10-03 | United States | ES_1130465_G25-60-40_10042016130010_4027902 | 2280626
Kobi Electric | KOBI ELECTRIC | LED Lamps | G25-60-50 |  | G25 | Globe | E26 (Medium) | Decorative | LED | 5 | 60 | 112 | 80 |  |  |  | 500 | 7 | 71.4 | No | 25000 | 5000 | 85 | 18 | 0.9 | -20 | Dimmable | 5% | No | Not for Use in Recessed Fixtures | No |  |  | 2016-10-01 | 2016-10-03 | United States | ES_1130465_G25-60-50_10042016130010_2851300 | 2280627
Kobi Electric | KOBI ELECTRIC | LED Lamps | PAR30L-75-30-NFL |  | PAR30L | Reflector (Flood/Spot) | E26 (Medium) | Directional | LED | 5 | 75 | 115.7 | 95.1 | 2979 |  | 25 | 900 | 11 | 81.8 | No | 25000 | 3000 | 93 | 69 | 0.9 | -20 | Dimmable | 4% | No | None | No |  |  | 2016-09-14 | 2016-09-22 | United States, Canada | ES_1130465_PAR30L-75-30-NFL_09272016135040_4048425 | 2280108
International Development Corp. | Honeywell | A1960XXHBYZZ | A1960XXHBYZZ |  | A19 | General Purpose Replacement | E26 (Medium) | Omnidirectional | LED | 5 | 60 | 111.5 | 60 |  |  |  | 800 | 9.5 | 84.2 | No | 25000 | 4000 | 82 | 4 | 1 | -20 | Dimmable | 20% |  | Enclosed Fixtures |  |  |  | 2015-09-14 | 2016-03-02 | United States, Canada | ES_30350_A1960XXHBYZZ_09172015032415_0255424 | 2248115
International Development Corp. | Honeywell | A1960XXHBYZZ | A1960XXHBYZZ |  | A19 | General Purpose Replacement | E26 (Medium) | Omnidirectional | LED | 5 | 60 | 111.5 | 60 |  |  |  | 800 | 9.5 | 84.2 | No | 25000 | 5000 | 82 | 4 | 1 | -20 | Dimmable | 20% |  | Enclosed Fixtures |  |  |  | 2015-09-14 | 2016-03-02 | United States, Canada | ES_30350_A1960XXHBYZZ_09172015032440_0280520 | 2248116
International Development Corp. | Honeywell | B306527HBYZZ | B306527HBYZZ |  | BR30 | Reflector (Flood/Spot) | E26 (Medium) | Directional | LED | 5 | 65 | 133.2 | 95 |  |  | 90 | 800 | 10 | 80 | No | 25000 | 2700 | 84 | 14 | 0.9 | -20 | Dimmable | 10% | Yes | Damp Location Rated | No |  |  | 2016-06-20 | 2016-08-17 | United States, Canada | ES_30350_B306527HBYZZ_08182016033543_1343263 | 2275573
International Development Corp. | Honeywell | B3065XXHBYZZ | B3065XXHBYZZ |  | R30 | Reflector (Flood/Spot) | E26 (Medium) | Directional | LED | 3 | 65 | 132 | 95 |  |  |  | 800 | 11 | 72.7 | No | 25000 | 2700 | 84 | 18 | 0.9 | -20 | Dimmable | 20% |  | Damp Location Rated,Recessed Fixtures |  |  |  | 2015-08-27 | 2015-09-02 | United States, Canada | ES_30250_B3065XXHBYZZ_09162015110009_1209968 | 2248108
International Development Corp. | Honeywell | B3065XXHBYZZ | B3065XXHBYZZ |  | R30 | Reflector (Flood/Spot) | E26 (Medium) | Directional | LED | 3 | 65 | 132 | 95 |  |  |  | 800 | 11 | 72.7 | No | 25000 | 3000 | 84 | 18 | 0.9 | -20 | Dimmable | 20% |  | Damp Location Rated,Recessed Fixtures |  |  |  | 2015-08-27 | 2015-09-02 | United States, Canada | ES_30250_B3065XXHBYZZ_09162015110034_1234177 | 2248109
International Development Corp. | Honeywell | B3065XXHBYZZ | B3065XXHBYZZ |  | R30 | Reflector (Flood/Spot) | E26 (Medium) | Directional | LED | 3 | 65 | 132 | 95 |  |  |  | 800 | 11 | 72.7 | No | 25000 | 4000 | 84 | 18 | 0.9 | -20 | Dimmable | 20% |  | Damp Location Rated,Recessed Fixtures |  |  |  | 2015-08-27 | 2015-09-02 | United States, Canada | ES_30250_B3065XXHBYZZ_09162015110050_1250085 | 2248110
International Development Corp. | Honeywell | B3065XXHBYZZ | B3065XXHBYZZ |  | R30 | Reflector (Flood/Spot) | E26 (Medium) | Directional | LED | 3 | 65 | 132 | 95 |  |  |  | 800 | 11 | 72.7 | No | 25000 | 5000 | 84 | 18 | 0.9 | -20 | Dimmable | 20% |  | Damp Location Rated,Recessed Fixtures |  |  |  | 2015-08-27 | 2015-09-02 | United States, Canada | ES_30250_B3065XXHBYZZ_09162015110104_1264776 | 2248111
International Development Corp. | Honeywell | B407527HB### | B407527HB### |  | BR40 | Reflector (Flood/Spot) | E26 (Medium) | Directional | LED | 5 | 75 | 161.2 | 127.2 |  |  | 110 | 1050 | 15 | 70 | No | 25000 | 2700 | 82 | 9 | 0.9 | -20 | Dimmable | 10% | Yes | Damp Location Rated | No |  |  | 2016-10-10 | 2016-10-14 | United States, Canada | ES_30350_B407527HB###_10142016083032_3832579 | 2281427
International Development Corp. | Honeywell | LED Lamp | A194027HB321 | ,,40-40W replacement 27-2700K HB-Honeywell brand 321-PACKING | A19 | General Purpose Replacement | E26 (Medium) | Omnidirectional | LED | 3 | 40 | 117 | 60 |  |  |  | 450 | 6 | 75 | No | 25000 | 2700 | 83 | 12 | 0.9 | -20 | Dimmable | 10% |  | None |  |  |  | 2015-10-10 | 2015-11-09 | United States, Canada | ES_30350_A194027HB321_11112015141952_5657140 | 2252361
International Development Corp. | Honeywell | LED Lamp | B114027HB320 | ,,40-40W replacement 27-2700K HB-Honeywell brand 321-PACKING | Decorative: Other | Decorative | E12 (Candelabra) | Omnidirectional | LED | 3 | 40 | 130 | 37 |  |  |  | 300 | 4 | 75 | No | 25000 | 2700 | 82 | 10 | 0.8 | -20 | Dimmable | 10% |  | None |  |  |  | 2015-10-10 | 2015-11-09 | United States, Canada | ES_30350_B114027HB320_11112015141907_8919606 | 2252360
International Development Corp. | Honeywell | LED Lamp | B116027HB320 | ,,60-60W replacement 27-2700K HB-Honeywell brand 320-Packing | Decorative: Other | Decorative | E12 (Candelabra) | Omnidirectional | LED | 3 | 60 | 130 | 37 |  |  |  | 500 | 6 | 83.3 | No | 25000 | 2700 | 81 | 5 | 0.9 | -20 | Dimmable | 10% |  | None |  |  |  | 2015-10-10 | 2015-11-09 | United States, Canada | ES_30350_B116027HB320_11112015141815_8661539 | 2252359
SATCO/NUVO | KolourOne | P38017UW-W22 | S8977 |  | PAR38 | Reflector (Flood/Spot) | E26 (Medium) | Directional | LED | 3 | 65 | 128.8 | 120.7 | 1640 |  | 40 | 1120 | 17 | 65.9 | No | 35000 | 2700 | 83 | 20 | 1 | -20 | Dimmable | 20% |  | None |  |  |  | 2014-10-16 | 2014-10-24 | United States, Canada | ES_31858_S8977_10242014091330_1023697 | 2223497
International Development Corp. | Honeywell | LED Lamp | R204527HB221 | ,,45- 45W Repalcment 27-2700K HB-Honeywell Brand 221- Packing | R20 | Reflector (Flood/Spot) | E26 (Medium) | Directional | LED | 3 | 45 | 96.3 | 63.5 |  |  |  | 480 | 6.5 | 96.1 | No | 25000 | 2700 | 83 | 12 | 1 | -20 | Dimmable | 10% |  | None |  |  |  | 2015-10-10 | 2015-11-09 | United States, Canada | ES_30350_R204527HB221_11112015140916_2697231 | 2252350
International Development Corp. | Honeywell | LED LAMP | FE0101-XX |  | A19 | General Purpose Replacement | E26 (Medium) | Omnidirectional | LED | 5 | 60 | 109 | 60 |  |  |  | 800 | 11.5 | 69.6 | No | 25000 | 2700 | 84 | 22 | 0.9 | -18 | Dimmable | 20% |  | Not for Use in Enclosed Fixtures |  |  |  | 2015-03-28 | 2015-03-27 | United States | ES_30350_FE0101-XX_03302015081028_9225775 | 2235367
International Development Corp. | Honeywell | LED LAMP | FE0501-XX |  | BR30 | Reflector (Flood/Spot) | E26 (Medium) | Directional | LED | 5 | 65 | 136 | 95 |  |  | 89 | 770 | 11 | 70 | No | 25000 | 2700 | 83 | 19 | 1 | -18 | Dimmable | 20% |  | None |  |  |  | 2015-04-05 | 2015-04-03 | United States | ES_30350_FE0501-XX_04072015072905_4612974 | 2235914
iPAN LED Inc. | IPAN | BR30 | iPAN-BR30-10W-D |  | BR30 | Reflector (Flood/Spot) | E26 (Medium) | Directional | LED | 3 | 65 | 127 | 95 |  |  |  | 650 | 10 | 65 | No | 25000 | 3000 | 82 | 6 | 0.9 | -20 | Dimmable | 10% |  | None |  |  |  | 2015-10-18 | 2015-10-15 | United States, Canada | ES_1080990_iPAN-BR30-10W-D_10212015134609_8791553 | 2250997
iPAN LED Inc. | IPAN | BR40 | iPAN-BR40-14W-D |  | BR40 | Reflector (Flood/Spot) | E26 (Medium) | Directional | LED | 3 | 85 | 162 | 121 |  |  |  | 1100 | 14 | 78.6 | No | 25000 | 3000 | 83 | 9 | 0.9 | -20 | Dimmable | 10% |  | None |  |  |  | 2015-10-18 | 2015-10-15 | United States, Canada | ES_1080990_iPAN-BR40-14W-D_10212015134623_7615893 | 2250996
iPAN LED Inc. | IPAN | LED BR LAMP | iPAN-BR30-12W |  | BR30 | Reflector (Flood/Spot) | E26 (Medium) | Directional | LED | 5 | 65 | 126 | 95 | 242 |  |  | 715 | 12 | 59.6 | No | 25000 | 2700 | 92 | 61 | 0.9 | -20 | Dimmable | 10% |  | None |  |  |  | 2014-06-01 | 2014-10-16 | United States, Canada | ES_1080990_iPAN-BR30-12W_10222014133952_3821052 | 2223098
iPAN LED Inc. | IPAN | LED BR LAMP | iPAN-BR30-12W |  | BR30 | Reflector (Flood/Spot) | E26 (Medium) | Directional | LED | 5 | 65 | 126 | 95 | 258 |  |  | 715 | 12 | 59.6 | No | 25000 | 3000 | 94 | 74 | 0.9 | -20 | Dimmable | 10% |  | None |  |  |  | 2014-06-01 | 2014-10-16 | United States, Canada | ES_1080990_iPAN-BR30-12W_10222014133952_8750615 | 2223099
iPAN LED Inc. | IPAN | LED BR LAMP | iPAN-BR40-17.5W |  | BR40 | Reflector (Flood/Spot) | E26 (Medium) | Directional | LED | 5 | 85 | 160 | 121 | 347 |  |  | 1065 | 17.5 | 60.9 | No | 25000 | 2700 | 93 | 62 | 0.9 | -20 | Dimmable | 10% |  | None |  |  |  | 2014-06-01 | 2014-10-07 | United States, Canada | ES_1080990_iPAN-BR40-17.5W_10092014142733_1047790 | 2222001
iPAN LED Inc. | IPAN | LED BR LAMP | iPAN-BR40-17.5W |  | BR40 | Reflector (Flood/Spot) | E26 (Medium) | Directional | LED | 5 | 85 | 160 | 121 | 381 |  |  | 1065 | 17.5 | 60.9 | No | 25000 | 3000 | 95 | 75 | 1 | -20 | Dimmable | 10% |  | None |  |  |  | 2014-06-01 | 2014-10-07 | United States, Canada | ES_1080990_iPAN-BR40-17.5W_10092014142733_8792684 | 2222002
iPAN LED Inc. | IPAN | LED Bulb | iPAN-A-Lamp-6W-D |  | A19 | General Purpose Replacement | E26 (Medium) | Omnidirectional | LED | 5 | 40 | 112 | 60 |  |  |  | 450 | 6 | 75 | No | 25000 | 3000 | 83 | 10 | 0.9 | -20 | Dimmable | 10% |  | None |  |  |  | 2014-06-01 | 2015-01-02 | United States, Canada | ES_1080990_iPAN-A-Lamp-6W-D_01062015125702_1057035 | 2230679
iPAN LED Inc. | IPAN | LED Bulb | iPAN-A-Lamp-9W-D |  | A19 | General Purpose Replacement | E26 (Medium) | Omnidirectional | LED | 5 | 60 | 112 | 60 |  |  |  | 800 | 8.5 | 94.1 | No | 25000 | 3000 | 84 | 12 | 0.9 | -20 | Dimmable | 10% |  | None |  |  |  | 2014-06-01 | 2015-01-02 | United States, Canada | ES_1080990_iPAN-A-Lamp-9W-D_01062015125709_9453073 | 2230678
SATCO/NUVO | KolourOne | P30014UW-W22 | S8971 |  | PAR30L | Reflector (Flood/Spot) | E26 (Medium) | Directional | LED | 3 | 50 | 114.3 | 94 | 1010 |  | 60 | 860 | 14 | 61.4 | No | 35000 | 2700 | 82 | 16 | 1 | -20 | Dimmable | 19% |  | Not for Use in Enclosed Fixtures |  |  |  | 2014-10-07 | 2014-10-07 | United States, Canada | ES_31858_S8971_10072014025110_1023686 | 2221864
SATCO/NUVO | KolourOne | P30014UW-W22 | S8972 |  | PAR30L | Reflector (Flood/Spot) | E26 (Medium) | Directional | LED | 3 | 50 | 114.3 | 94 | 1040 |  | 60 | 890 | 14 | 63.6 | No | 35000 | 3500 | 84 | 23 | 1 | -20 | Dimmable | 19% |  | Not for Use in Enclosed Fixtures |  |  |  | 2014-10-07 | 2014-10-07 | United States, Canada | ES_31858_S8972_10072014025110_1023687 | 2221879
SATCO/NUVO | KolourOne | P30014UW-W22 | S9054 |  | PAR30L | Reflector (Flood/Spot) | GU24 | Directional | LED | 3 | 50 | 114.3 | 94 | 1240 |  | 40 | 860 | 14 | 61.4 | No | 35000 | 2700 | 82 | 17 | 1 | -20 | Dimmable | 19% |  | Not for Use in Enclosed Fixtures |  |  |  | 2014-10-07 | 2014-10-07 | United States, Canada | ES_31858_S9054_10072014025110_1023687 | 2221880
SATCO/NUVO | KolourOne | P30014UW-W22 | S9055 |  | PAR30L | Reflector (Flood/Spot) | GU24 | Directional | LED | 3 | 50 | 114.3 | 94 | 1340 |  | 40 | 890 | 14 | 63.6 | No | 35000 | 3500 | 84 | 23 | 1 | -20 | Dimmable | 19% |  | Not for Use in Enclosed Fixtures |  |  |  | 2014-10-07 | 2014-10-07 | United States, Canada | ES_31858_S9055_10072014025110_1023687 | 2221881
SATCO/NUVO | KolourOne | P30014UW-W22 | S9057 |  | PAR30L | Reflector (Flood/Spot) | GU24 | Directional | LED | 3 | 50 | 114.3 | 94 | 1010 |  | 60 | 860 | 14 | 61.4 | No | 35000 | 2700 | 82 | 16 | 1 | -20 | Dimmable | 19% |  | Not for Use in Enclosed Fixtures |  |  |  | 2014-10-07 | 2014-10-07 | United States, Canada | ES_31858_S9057_10072014025110_1023687 | 2221882
SATCO/NUVO | KolourOne | P30014UW-W22 | S9058 |  | PAR30L | Reflector (Flood/Spot) | GU24 | Directional | LED | 3 | 50 | 114.3 | 94 | 1040 |  | 60 | 890 | 14 | 63.6 | No | 35000 | 3500 | 84 | 23 | 1 | -20 | Dimmable | 19% |  | Not for Use in Enclosed Fixtures |  |  |  | 2014-10-07 | 2014-10-07 | United States, Canada | ES_31858_S9058_10072014025110_1023687 | 2221883
SATCO/NUVO | KolourOne | P38017UL-W22 | S9023 |  | PAR38 | Reflector (Flood/Spot) | E26 (Medium) | Directional | LED | 3 | 75 | 129.5 | 119.4 | 1790 |  | 40 | 1080 | 17.3 | 62.4 | No | 35000 | 3500 | 88 | 38 | 1 | -20 | Dimmable | 20% |  | None |  |  |  | 2014-10-14 | 2014-10-24 | United States, Canada | ES_31858_S9023_10242014093220_1023695 | 2223491
SATCO/NUVO | KolourOne | P38017UW-W22 | S8978 |  | PAR38 | Reflector (Flood/Spot) | E26 (Medium) | Directional | LED | 3 | 65 | 128.8 | 120.7 | 1600 |  | 40 | 1160 | 17 | 68.2 | No | 35000 | 3500 | 84 | 24 | 1 | -20 | Dimmable | 20% |  | None |  |  |  | 2014-10-16 | 2014-10-24 | United States, Canada | ES_31858_S8978_10242014091330_1023697 | 2223499
SATCO/NUVO | KolourOne | P38017UW-W22 | S8984 |  | PAR38 | Reflector (Flood/Spot) | E26 (Medium) | Directional | LED | 3 | 65 | 128.8 | 120.7 | 1230 |  | 60 | 1120 | 17 | 65.9 | No | 35000 | 2700 | 83 | 19 | 1 | -20 | Dimmable | 20% |  | None |  |  |  | 2014-10-16 | 2014-10-24 | United States, Canada | ES_31858_S8984_10242014091330_1023696 | 2223494
SATCO/NUVO | KolourOne | P38017UW-W22 | S8985 |  | PAR38 | Reflector (Flood/Spot) | E26 (Medium) | Directional | LED | 3 | 65 | 128.8 | 120.7 | 1290 |  | 60 | 1160 | 17 | 68.2 | No | 35000 | 3500 | 83 | 21 | 1 | -20 | Dimmable | 20% |  | None |  |  |  | 2014-10-16 | 2014-10-24 | United States, Canada | ES_31858_S8985_10242014091330_1023697 | 2223501
SATCO/NUVO | KolourOne | P38017UW-W22 | S9060 |  | PAR38 | Reflector (Flood/Spot) | GU24 | Directional | LED | 3 | 65 | 128.8 | 120.7 | 1640 |  | 40 | 1120 | 17 | 65.9 | No | 35000 | 2700 | 83 | 20 | 1 | -20 | Dimmable | 20% |  | None |  |  |  | 2014-10-16 | 2014-10-24 | United States, Canada | ES_31858_S9060_10242014091330_1023696 | 2223502
SATCO/NUVO | KolourOne | P38017UW-W22 | S9061 |  | PAR38 | Reflector (Flood/Spot) | GU24 | Directional | LED | 3 | 65 | 128.8 | 120.7 | 1600 |  | 40 | 1120 | 17 | 65.9 | No | 35000 | 3500 | 84 | 24 | 1 | -20 | Dimmable | 20% |  | None |  |  |  | 2014-10-16 | 2014-10-24 | United States, Canada | ES_31858_S9061_10242014091330_1023697 | 2223498
SATCO/NUVO | KolourOne | P38017UW-W22 | S9063 |  | PAR38 | Reflector (Flood/Spot) | GU24 | Directional | LED | 3 | 65 | 128.8 | 120.7 | 1230 |  | 60 | 1120 | 17 | 65.9 | No | 35000 | 2700 | 83 | 19 | 1 | -20 | Dimmable | 20% |  | None |  |  |  | 2014-10-16 | 2014-10-24 | United States, Canada | ES_31858_S9063_10242014091330_1023696 | 2223503
SATCO/NUVO | KolourOne | P38017UW-W22 | S9064 |  | PAR38 | Reflector (Flood/Spot) | GU24 | Directional | LED | 3 | 65 | 128.8 | 120.7 | 1290 |  | 60 | 1120 | 17 | 65.9 | No | 35000 | 3500 | 83 | 21 | 1 | -20 | Dimmable | 20% |  | None |  |  |  | 2014-10-16 | 2014-10-24 | United States, Canada | ES_31858_S9064_10242014091330_1023697 | 2223500
SATCO/NUVO | KolourOne | P3S013UL-W22 | S9016 |  | PAR30 | Reflector (Flood/Spot) | E26 (Medium) | Directional | LED | 3 | 60 | 94 | 94 | 1280 |  | 40 | 765 | 13.2 | 58 | No | 35000 | 2700 | 82 | 14 | 1 | -20 | Dimmable | 20% |  | None |  |  |  | 2014-10-13 | 2014-10-13 | United States, Canada | ES_31858_S9016_10132014041550_1023693 | 2222314
SATCO/NUVO | KolourOne | P3S013UL-W22 | S9017 |  | PAR30 | Reflector (Flood/Spot) | E26 (Medium) | Directional | LED | 3 | 60 | 94 | 94 | 1200 |  | 40 | 820 | 13 | 63.1 | No | 35000 | 3500 | 87 | 37 | 1 | -20 | Dimmable | 20% |  | None |  |  |  | 2014-10-13 | 2014-10-13 | United States, Canada | ES_31858_S9017_10132014041550_1023693 | 2222311
SATCO/NUVO | KolourOne | P3S013UL-W22 | S9019 |  | PAR30L | Reflector (Flood/Spot) | E26 (Medium) | Directional | LED | 3 | 50 | 119.4 | 94 | 1310 |  | 40 | 765 | 13.2 | 58 | No | 35000 | 2700 | 82 | 14 | 1 | -20 | Dimmable | 20% |  | None |  |  |  | 2014-10-13 | 2014-10-13 | United States, Canada | ES_31858_S9019_10132014041550_1023693 | 2222315
SATCO/NUVO | KolourOne | P3S013UL-W22 | S9020 |  | PAR30 | Reflector (Flood/Spot) | E26 (Medium) | Directional | LED | 3 | 60 | 94 | 119.4 | 1220 |  | 40 | 820 | 13 | 63.1 | No | 35000 | 3500 | 88 | 37 | 1 | -20 | Dimmable | 20% |  | None |  |  |  | 2014-10-13 | 2014-10-13 | United States, Canada | ES_31858_S9020_10132014041550_1023693 | 2222316
SATCO/NUVO | KolourOne | R20-008UW-W21 | S9073 |  | R20 | Reflector (Flood/Spot) | E26 (Medium) | Directional | LED | 3 | 45 | 94 | 58.4 |  |  | 108 | 460 | 8.1 | 57.1 | No | 30000 | 2700 | 83 | 20 | 1 | -20 | Dimmable | 20% |  | Not for Use in Enclosed Fixtures |  |  |  | 2014-10-07 | 2015-04-07 | United States, Canada | ES_31858_S9073_10132014094220_1023687 | 2222305
SATCO/NUVO | KolourOne | R30-013UW-W21 | S9025 |  | BR30 | Reflector (Flood/Spot) | E26 (Medium) | Directional | LED | 3 | 65 | 127 | 94 |  |  |  | 750 | 12.9 | 58.1 | No | 40000 | 2700 | 82 | 10 | 1 | -20 | Dimmable | 20% |  | None |  |  |  | 2014-10-10 | 2014-10-10 | United States, Canada | ES_31858_S9025_10102014034440_1023692 | 2222120
SATCO/NUVO | KolourOne | R40-016UW-W21 | S9101 |  | BR40 | Reflector (Flood/Spot) | E26 (Medium) | Directional | LED | 3 | 85 | 152.4 | 119.4 |  |  |  | 1193 | 15.8 | 75.5 | No | 40000 | 2700 | 81 | 7 | 1 | -20 | Dimmable | 20% |  | Not for Use in Enclosed Fixtures |  |  |  | 2014-10-10 | 2014-10-10 | United States, Canada | ES_31858_S9101_10102014035620_1023692 | 2222121
SATCO/NUVO | Satco | 10BR30/LED/2700K/700L/120V | S9628 |  | BR30 | Reflector (Flood/Spot) | E26 (Medium) | Directional | LED | 3 | 65 | 129.5 | 94.3 |  |  | 110 | 700 | 10 | 70 | No | 25000 | 2700 | 82 | 3 | 0.9 | -20 | Dimmable | 20% | No | Damp Location Rated | No |  |  | 2016-08-12 | 2016-08-16 | United States, Canada | ES_31858_S9628_08162016111951_1024059 | 2275526
SATCO/NUVO | Satco | 11W LED OMNI A Lamp | S9245 |  | A19 | General Purpose Replacement | E26 (Medium) | Omnidirectional | LED | 3 | 60 | 108.5 | 59.7 |  |  |  | 800 | 11.3 | 72.7 | No | 25000 | 2700 | 82 | 14 | 1 | -20 | Dimmable | 10% |  | None |  |  |  | 2014-05-20 | 2015-06-11 | United States, Canada | ES_31858_S9245_06112015034950_1023830 | 2241468
SATCO/NUVO | Satco | 3-Way 3W/11W/16W 2700K | S9370 |  | A21 | General Purpose Replacement | E26d | Omnidirectional | LED | 3 | 100 | 139.1 | 67 |  |  |  | 1600 | 16 | 100 | Yes | 25000 | 2700 | 82 | 7 | 1 | -20 |  |  |  | Damp Location Rated,Enclosed Fixtures |  |  |  | 2015-11-30 | 2015-12-04 | United States, Canada | ES_31858_S9370_12042015113331_1023937 | 2254217
SATCO/NUVO | Satco | PAR30 LN LED | S9434 |  | PAR30 | Reflector (Flood/Spot) | E26 (Medium) | Directional | LED | 3 | 50 | 92.1 | 94.8 | 1012 |  | 40 | 1000 | 13 | 76.9 | No | 25000 | 5000 | 87 | 33 | 0.9 | -20 | Dimmable | 10% |  | Wet Location Rated,Not for Use in Enclosed Fixtures |  |  |  | 2015-07-27 | 2015-09-11 | United States, Canada | ES_31858_S9434_09112015011330_1023883 | 2247870
SATCO/NUVO | Satco | PAR30 LN LED | S9435 |  | PAR30 | Reflector (Flood/Spot) | E26 (Medium) | Directional | LED | 3 | 50 | 92.1 | 94.8 | 663 |  | 60 | 950 | 13 | 73.1 | No | 25000 | 2700 | 82 | 6 | 0.9 | -20 | Dimmable | 10% |  | Wet Location Rated,Not for Use in Enclosed Fixtures |  |  |  | 2015-07-27 | 2015-09-11 | United States, Canada | ES_31858_S9435_09112015011330_1023883 | 2247871
SATCO/NUVO | Satco | PAR30 LN LED | S9436 |  | PAR30 | Reflector (Flood/Spot) | E26 (Medium) | Directional | LED | 3 | 50 | 92.1 | 94.8 | 848 |  | 60 | 950 | 13.1 | 72.5 | No | 25000 | 3000 | 81 | 6 | 0.9 | -20 | Dimmable | 10% |  | Wet Location Rated,Not for Use in Enclosed Fixtures |  |  |  | 2015-07-27 | 2015-09-11 | United States, Canada | ES_31858_S9436_09112015011330_1023883 | 2247872
SATCO/NUVO | Satco | PAR30 LN LED | S9437 |  | PAR30 | Reflector (Flood/Spot) | E26 (Medium) | Directional | LED | 3 | 50 | 92.1 | 94.8 | 692 |  | 60 | 950 | 13 | 73.1 | No | 25000 | 3500 | 84 | 14 | 0.9 | -20 | Dimmable | 10% |  | Wet Location Rated,Not for Use in Enclosed Fixtures |  |  |  | 2015-07-27 | 2015-09-11 | United States, Canada | ES_31858_S9437_09112015011330_1023883 | 2247873
SATCO/NUVO | Satco | PAR30 LN LED | S9438 |  | PAR30 | Reflector (Flood/Spot) | E26 (Medium) | Directional | LED | 3 | 50 | 92.1 | 94.8 | 812 |  | 60 | 1000 | 13 | 76.9 | No | 25000 | 4000 | 83 | 13 | 0.9 | -20 | Dimmable | 10% |  | Wet Location Rated,Not for Use in Enclosed Fixtures |  |  |  | 2015-07-27 | 2015-09-11 | United States, Canada | ES_31858_S9438_09112015011330_1023883 | 2247874
SATCO/NUVO | Satco | PAR30 LN LED | S9439 |  | PAR30 | Reflector (Flood/Spot) | E26 (Medium) | Directional | LED | 3 | 50 | 92.1 | 94.8 | 861 |  | 60 | 1000 | 13 | 73.1 | No | 25000 | 5000 | 87 | 33 | 0.9 | -20 | Dimmable | 10% |  | Wet Location Rated,Not for Use in Enclosed Fixtures |  |  |  | 2015-07-27 | 2015-09-11 | United States, Canada | ES_31858_S9439_09112015011330_1023883 | 2247875
SATCO/NUVO | Satco | PAR30 SN LED | S9410 |  | PAR30 | Reflector (Flood/Spot) | E26 (Medium) | Directional | LED | 3 | 50 | 92.1 | 94.8 | 1699 |  | 25 | 950 | 13 | 73.1 | No | 25000 | 2700 | 82 | 6 | 0.9 | -20 | Dimmable | 10% |  | Wet Location Rated,Not for Use in Enclosed Fixtures |  |  |  | 2015-07-27 | 2015-09-11 | United States, Canada | ES_31858_S9410_09112015055950_1023878 | 2247792
SATCO/NUVO | Satco | PAR30 SN LED | S9411 |  | PAR30 | Reflector (Flood/Spot) | E26 (Medium) | Directional | LED | 3 | 50 | 92.1 | 94.8 | 1769 |  | 25 | 950 | 13.1 | 73.1 | No | 25000 | 3000 | 81 | 6 | 0.9 | -20 | Dimmable | 10% |  | Wet Location Rated,Not for Use in Enclosed Fixtures |  |  |  | 2015-07-27 | 2015-09-11 | United States, Canada | ES_31858_S9411_09112015055950_1023878 | 2247793
SATCO/NUVO | Satco | PAR30 SN LED | S9412 |  | PAR30 | Reflector (Flood/Spot) | E26 (Medium) | Directional | LED | 3 | 50 | 92.1 | 94.8 | 1749 |  | 25 | 950 | 13 | 73.1 | No | 25000 | 3500 | 84 | 14 | 0.9 | -20 | Dimmable | 10% |  | Wet Location Rated,Not for Use in Enclosed Fixtures |  |  |  | 2015-07-27 | 2015-09-11 | United States, Canada | ES_31858_S9412_09112015055950_1023878 | 2247794
SATCO/NUVO | Satco | PAR30 SN LED | S9413 |  | PAR30 | Reflector (Flood/Spot) | E26 (Medium) | Directional | LED | 3 | 50 | 92.1 | 94.8 | 1834 |  | 25 | 1000 | 13 | 76.9 | No | 25000 | 4000 | 83 | 13 | 0.9 | -20 | Dimmable | 10% |  | Wet Location Rated,Not for Use in Enclosed Fixtures |  |  |  | 2015-07-27 | 2015-09-11 | United States, Canada | ES_31858_S9413_09112015055950_1023878 | 2247795
SATCO/NUVO | Satco | PAR30 SN LED | S9414 |  | PAR30 | Reflector (Flood/Spot) | E26 (Medium) | Directional | LED | 3 | 50 | 92.1 | 94.8 | 2029 |  | 25 | 1000 | 13 | 76.9 | No | 25000 | 5000 | 87 | 33 | 0.9 | -20 | Dimmable | 10% |  | Wet Location Rated,Not for Use in Enclosed Fixtures |  |  |  | 2015-07-27 | 2015-09-11 | United States, Canada | ES_31858_S9414_09112015055950_1023878 | 2247796
SATCO/NUVO | Satco | PAR30 SN LED | S9415 |  | PAR30 | Reflector (Flood/Spot) | E26 (Medium) | Directional | LED | 3 | 50 | 92.1 | 94.8 | 886 |  | 40 | 950 | 13 | 73.1 | No | 25000 | 2700 | 82 | 6 | 0.9 | -20 | Dimmable | 10% |  | Wet Location Rated,Not for Use in Enclosed Fixtures |  |  |  | 2015-07-27 | 2015-09-11 | United States, Canada | ES_31858_S9415_09112015055950_1023879 | 2247797
SATCO/NUVO | Satco | PAR30 SN LED | S9416 |  | PAR30 | Reflector (Flood/Spot) | E26 (Medium) | Directional | LED | 3 | 50 | 92.1 | 94.8 | 1041 |  | 40 | 950 | 13.1 | 72.5 | No | 25000 | 3000 | 81 | 6 | 0.9 | -20 | Dimmable | 10% |  | Wet Location Rated,Not for Use in Enclosed Fixtures |  |  |  | 2015-07-27 | 2015-09-11 | United States, Canada | ES_31858_S9416_09112015055950_1023879 | 2247798
SATCO/NUVO | Satco | PAR30 SN LED | S9417 |  | PAR30 | Reflector (Flood/Spot) | E26 (Medium) | Directional | LED | 3 | 50 | 92.1 | 94.8 | 920 |  | 40 | 950 | 13 | 73.1 | No | 25000 | 3500 | 84 | 14 | 0.9 | -20 | Dimmable | 10% |  | Wet Location Rated,Not for Use in Enclosed Fixtures |  |  |  | 2015-07-27 | 2015-09-11 | United States, Canada | ES_31858_S9417_09112015055950_1023879 | 2247799
SATCO/NUVO | Satco | PAR30 SN LED | S9418 |  | PAR30 | Reflector (Flood/Spot) | E26 (Medium) | Directional | LED | 3 | 50 | 92.1 | 94.8 | 950 |  | 40 | 1000 | 13 | 76.9 | No | 25000 | 4000 | 83 | 13 | 0.9 | -20 | Dimmable | 10% |  | Wet Location Rated,Not for Use in Enclosed Fixtures |  |  |  | 2015-07-27 | 2015-09-11 | United States, Canada | ES_31858_S9418_09112015055950_1023879 | 2247800
SATCO/NUVO | Satco | PAR30 SN LED | S9419 |  | PAR30 | Reflector (Flood/Spot) | E26 (Medium) | Directional | LED | 3 | 50 | 92.1 | 94.8 | 1012 |  | 40 | 1000 | 13 | 76.9 | No | 25000 | 5000 | 87 | 33 | 0.9 | -20 | Dimmable | 10% |  | Wet Location Rated,Not for Use in Enclosed Fixtures |  |  |  | 2015-07-27 | 2015-09-11 | United States, Canada | ES_31858_S9419_09112015055950_1023880 | 2247801
SATCO/NUVO | Satco | PAR30 SN LED | S9420 |  | PAR30 | Reflector (Flood/Spot) | E26 (Medium) | Directional | LED | 3 | 50 | 92.1 | 94.8 | 663 |  | 60 | 950 | 13 | 73.1 | No | 25000 | 2700 | 82 | 6 | 0.9 | -20 | Dimmable | 10% |  | Wet Location Rated,Not for Use in Enclosed Fixtures |  |  |  | 2015-07-27 | 2015-09-11 | United States, Canada | ES_31858_S9420_09112015055950_1023880 | 2247802
SATCO/NUVO | Satco | PAR30 SN LED | S9421 |  | PAR30 | Reflector (Flood/Spot) | E26 (Medium) | Directional | LED | 3 | 50 | 92.1 | 94.8 | 848 |  | 60 | 950 | 13.1 | 73.1 | No | 25000 | 3000 | 81 | 6 | 0.9 | -20 | Dimmable | 10% |  | Wet Location Rated,Not for Use in Enclosed Fixtures |  |  |  | 2015-07-27 | 2015-09-11 | United States, Canada | ES_31858_S9421_09112015055950_1023880 | 2247803
SATCO/NUVO | Satco | PAR30 SN LED | S9422 |  | PAR30 | Reflector (Flood/Spot) | E26 (Medium) | Directional | LED | 3 | 50 | 92.1 | 94.8 | 692 |  | 60 | 950 | 13 | 73.1 | No | 25000 | 3500 | 84 | 14 | 0.9 | -20 | Dimmable | 10% |  | Wet Location Rated,Not for Use in Enclosed Fixtures |  |  |  | 2015-07-27 | 2015-09-11 | United States, Canada | ES_31858_S9422_09112015055950_1023880 | 2247804
SATCO/NUVO | Satco | PAR30 SN LED | S9423 |  | PAR30 | Reflector (Flood/Spot) | E26 (Medium) | Directional | LED | 3 | 50 | 92.1 | 94.8 | 812 |  | 60 | 1000 | 13 | 76.9 | No | 25000 | 4000 | 83 | 13 | 0.9 | -20 | Dimmable | 10% |  | Wet Location Rated,Not for Use in Enclosed Fixtures |  |  |  | 2015-07-27 | 2015-09-11 | United States, Canada | ES_31858_S9423_09112015055950_1023880 | 2247805
SATCO/NUVO | Satco | PAR30 SN LED | S9424 |  | PAR30 | Reflector (Flood/Spot) | E26 (Medium) | Directional | LED | 3 | 50 | 92.1 | 94.8 | 861 |  | 60 | 1000 | 13 | 73.1 | No | 25000 | 5000 | 87 | 33 | 0.9 | -20 | Dimmable | 10% |  | Wet Location Rated,Not for Use in Enclosed Fixtures |  |  |  | 2015-07-27 | 2015-09-11 | United States, Canada | ES_31858_S9424_09112015055950_1023880 | 2247806
SATCO/NUVO | Satco | PAR38 LED | S9440 |  | PAR38 | Reflector (Flood/Spot) | E26 (Medium) | Directional | LED | 3 | 85 | 131.7 | 121.7 | 3893 |  | 25 | 1100 | 15.2 | 73.3 | No | 25000 | 2700 | 82 | 11 | 1 | -20 | Dimmable | 10% |  | Wet Location Rated,Not for Use in Enclosed Fixtures |  |  |  | 2015-08-20 | 2015-09-10 | United States, Canada | ES_31858_S9440_08202015012440_1023886 | 2247613
Shenzhen Green Energy Lighting Co., Ltd. | G | P16-5W | P16-5W |  | PAR16 | Reflector (Flood/Spot) | E26 (Medium) | Directional | LED | 3 | 50 | 62.9 | 49.8 | 752 |  | 30 |  | 5 | 68.9 | No | 25000 | 3000 | 84 | 14 | 0.6 | -20 | Dimmable | 20% |  | Enclosed Fixtures,Recessed Fixtures |  |  |  | 2015-04-13 | 2016-01-20 | United States, Canada | ES_1129437_P16-5W_10122015100807_4487674 | 2250070
Shenzhen Green Energy Lighting Co., Ltd. | G | P3011W | P3011W |  | PAR30L | Reflector (Flood/Spot) | E26 (Medium) | Directional | LED | 3 | 50 | 113.3 | 95.9 | 1352 |  | 36 | 800 | 11 | 72.7 | No | 25000 | 3000 | 81 | 2 | 1 | -20 | Dimmable | 20% |  | Enclosed Fixtures,Recessed Fixtures |  |  |  | 2015-04-13 | 2015-08-31 | United States, Canada | ES_1129437_P3011W_05132015111351_5631788 | 2239227
Shenzhen Green Energy Lighting Co., Ltd. | G | P38-16W-LT | P38-16W-LT |  | PAR38 | Reflector (Flood/Spot) | E26 (Medium) | Directional | LED | 3 | 75 | 130.6 | 120.5 | 2189 |  | 30 | 1100 | 16 | 68.7 | No | 25000 | 3000 | 82 | 10 | 1 | -20 | Dimmable | 20% |  | Enclosed Fixtures,Recessed Fixtures |  |  |  | 2015-04-13 | 2015-08-31 | United States, Canada | ES_1129437_P38-16W-LT_05132015111403_5643212 | 2239226
Shenzhen Green Energy Lighting Co., Ltd. | G | P3820W | P3820W |  | PAR38 | Reflector (Flood/Spot) | E26 (Medium) | Directional | LED | 3 | 100 | 134.1 | 120.6 | 2204 |  | 36 | 1300 | 20 | 65 | No | 25000 | 3000 | 81 | 8 | 1 | -20 | Dimmable | 20% |  | Enclosed Fixtures,Recessed Fixtures |  |  |  | 2015-04-13 | 2015-08-31 | United States, Canada | ES_1129437_P3820W_05132015111415_5655981 | 2239225
Shenzhen Green Energy Lighting Co., Ltd. | G | SP3011W | SP3011W |  | PAR30 | Reflector (Flood/Spot) | E26 (Medium) | Directional | LED | 3 | 60 | 86.7 | 95.5 | 1251 |  | 36 | 700 | 11 | 63.6 | No | 25000 | 3000 | 84 | 13 | 1 | -20 | Dimmable | 20% |  | Enclosed Fixtures,Recessed Fixtures |  |  |  | 2015-04-13 | 2015-08-31 | United States, Canada | ES_1129437_SP3011W_05132015111430_5670147 | 2239224
Shenzhen H&T Lighting Technology Co., Ltd. | HeT | Integral LED lamps | SM PAR20-50W-ES |  | PAR20 | Reflector (Flood/Spot) | E26 (Medium) | Directional | LED | 3 | 50 | 83.3 | 63 | 522 |  | 60 | 415 | 7 | 59.3 | No | 25000 | 2700 | 82 | 10 | 0.8 | -25 | Dimmable | 20% |  | None |  |  |  | 2013-07-25 | 2014-07-18 | United States, Canada | ES_1113776_SM PAR20-50W-ES_07212014124356_4872863 | 2216031
Shenzhen H&T Lighting Technology Co., Ltd. | HeT | LED lamps | HP GU10-50W-ES |  | PAR16 | Reflector (Flood/Spot) | GU10 | Directional | LED | 3 | 60 | 56.4 | 49.6 | 1186 |  | 36 | 450 | 7.5 | 60 | No | 25000 | 2700 | 82 | 4 | 0.9 | -20 | Dimmable | 12% |  | None |  |  |  | 2014-10-25 | 2014-12-23 | United States, Canada | ES_1113776_HP GU10-50W-ES_12292014170728_8494160 | 2230347
Shenzhen H&T Lighting Technology Co., Ltd. | HeT | LED lamps | HT005BR3065E-SS |  | BR30 | Reflector (Flood/Spot) | E26 (Medium) | Directional | LED | 3 | 65 | 131 | 95 |  |  | 110 | 800 | 12 | 66.7 | No | 25000 | 2700 | 81 | 3 | 0.8 | -10 | Dimmable | 14% |  | None |  |  |  | 2014-10-25 | 2014-12-23 | United States, Canada | ES_1113776_HT005BR3065E-SS_12292014170654_4068388 | 2230366
Shenzhen H&T Lighting Technology Co., Ltd. | HeT | LED lamps | SM A19-40W-ES |  | A19 | General Purpose Replacement | E26 (Medium) | Omnidirectional | LED | 3 | 40 | 108 | 60 |  |  |  | 450 | 7 | 70 | No | 25000 | 5000 | 84 | 10 | 0.8 | -20 | Dimmable | 20% |  | None |  |  |  | 2015-08-02 | 2015-08-04 | United States, Canada | ES_1113776_SM A19-40W-ES_08142015163547_1778332 | 2246310
Shenzhen H&T Lighting Technology Co., Ltd. | HeT | LED lamps | SM A19-40W-ES |  | A19 | General Purpose Replacement | E26 (Medium) | Omnidirectional | LED | 3 | 40 | 108 | 60 |  |  |  | 450 | 7 | 76.4 | No | 25000 | 3000 | 82 | 7 | 0.8 | -20 | Dimmable | 20% |  | None |  |  |  | 2015-08-02 | 2015-08-04 | United States, Canada | ES_1113776_SM A19-40W-ES_08142015163547_4814481 | 2246308
Shenzhen H&T Lighting Technology Co., Ltd. | HeT | LED lamps | SM A19-40W-ES |  | A19 | General Purpose Replacement | E26 (Medium) | Omnidirectional | LED | 3 | 40 | 108 | 60 |  |  |  | 450 | 7 | 78.3 | No | 25000 | 2700 | 81 | 7 | 0.8 | -20 | Dimmable | 20% |  | None |  |  |  | 2015-08-02 | 2015-08-04 | United States, Canada | ES_1113776_SM A19-40W-ES_08142015163547_8464094 | 2246307
Shenzhen H&T Lighting Technology Co., Ltd. | HeT | LED lamps | SM A19-40W-ES |  | A19 | General Purpose Replacement | E26 (Medium) | Omnidirectional | LED | 3 | 40 | 108 | 60 |  |  |  | 450 | 7 | 81 | No | 25000 | 4000 | 83 | 8 | 0.8 | -20 | Dimmable | 20% |  | None |  |  |  | 2015-08-02 | 2015-08-04 | United States, Canada | ES_1113776_SM A19-40W-ES_08142015163547_6803256 | 2246309
Shenzhen H&T Lighting Technology Co., Ltd. | HeT | LED lamps | SM A19-40W-UL |  | A19 | General Purpose Replacement | E26 (Medium) | Omnidirectional | LED | 3 | 40 | 108 | 60 |  |  |  | 450 | 6.3 | 80.2 | No | 25000 | 2700 | 81 | 5 | 1 | -20 | Dimmable | 20% |  | None |  |  |  | 2015-10-26 | 2015-10-19 | United States, Canada | ES_1113776_SM A19-40W-UL_10212015135021_1720388 | 2251001
Shenzhen H&T Lighting Technology Co., Ltd. | HeT | LED lamps | SM A19-40W-UL |  | A19 | General Purpose Replacement | E26 (Medium) | Omnidirectional | LED | 3 | 40 | 108 | 60 |  |  |  | 450 | 6.5 | 75.6 | No | 25000 | 3000 | 82 | 10 | 1 | -20 | Dimmable | 20% |  | None |  |  |  | 2015-10-26 | 2015-10-19 | United States, Canada | ES_1113776_SM A19-40W-UL_10212015135021_8415921 | 2251002
Shenzhen H&T Lighting Technology Co., Ltd. | HeT | LED lamps | SM A19-40W-UL |  | A19 | General Purpose Replacement | E26 (Medium) | Omnidirectional | LED | 3 | 40 | 108 | 60 |  |  |  | 450 | 6.5 | 90.7 | No | 25000 | 5000 | 83 | 13 | 1 | -20 | Dimmable | 20% |  | None |  |  |  | 2015-10-26 | 2015-10-19 | United States, Canada | ES_1113776_SM A19-40W-UL_10212015135021_7895420 | 2251003
Shenzhen H&T Lighting Technology Co., Ltd. | HeT | LED lamps | SM A19-60W-ES |  | A19 | General Purpose Replacement | E26 (Medium) | Omnidirectional | LED | 3 | 60 | 108.5 | 60 |  |  |  | 800 | 9.8 | 81.6 | No | 25000 | 3000 | 82 | 11 | 0.9 | -20 | Dimmable | 20% |  | None |  |  |  | 2015-07-29 | 2015-08-10 | United States, Canada | ES_1113776_SM A19-60W-ES_08142015154647_7521565 | 2245765
Shenzhen H&T Lighting Technology Co., Ltd. | HeT | LED lamps | SM A19-60W-ES |  | A19 | General Purpose Replacement | E26 (Medium) | Omnidirectional | LED | 3 | 60 | 108.5 | 60 |  |  |  | 800 | 9.8 | 81.6 | No | 25000 | 4000 | 82 | 11 | 0.9 | -20 | Dimmable | 20% |  | None |  |  |  | 2015-07-29 | 2015-08-10 | United States, Canada | ES_1113776_SM A19-60W-ES_08142015154647_9750214 | 2245766
Shenzhen H&T Lighting Technology Co., Ltd. | HeT | LED lamps | SM A19-60W-ES |  | A19 | General Purpose Replacement | E26 (Medium) | Omnidirectional | LED | 3 | 60 | 108.5 | 60 |  |  |  | 800 | 9.8 | 81.6 | No | 25000 | 5000 | 84 | 11 | 0.9 | -20 | Dimmable | 20% |  | None |  |  |  | 2015-07-29 | 2015-07-31 | United States, Canada | ES_1113776_SM A19-60W-ES_08052015132851_1848505 | 2245082
Shenzhen H&T Lighting Technology Co., Ltd. | HeT | LED lamps | SM A19-60W-UL |  | A19 | General Purpose Replacement | E26 (Medium) | Omnidirectional | LED | 3 | 60 | 110 | 60 |  |  |  | 750 | 9.5 | 78.9 | No | 25000 | 2700 | 81 | 5 | 1 | -20 | Dimmable | 20% |  | None |  |  |  | 2015-07-29 | 2015-07-27 | United States, Canada | ES_1113776_SM A19-60W-UL_08052015133211_9159335 | 2245090
Shenzhen H&T Lighting Technology Co., Ltd. | HeT | LED lamps | SM A19-75W-E |  | A19 | General Purpose Replacement | E26 (Medium) | Omnidirectional | LED | 3 | 75 | 112.4 | 65 |  |  |  | 1100 | 12 | 91.6 | No | 25000 | 2700 | 81 | 6 | 0.9 | -20 | Dimmable | 20% |  | None |  |  |  | 2015-07-29 | 2015-07-31 | United States, Canada | ES_1113776_SM A19-75W-E_08052015133218_6232001 | 2245089
Shenzhen WT Lighting Co., Limited | WT LIGHTING | LED7MR16/30K/E26/F40 | LED7MR16/30K/E26/F40 |  | PAR16 | Reflector (Flood/Spot) | E26 (Medium) | Directional | LED | 6 | 50 | 70 | 50 | 1165 |  | 35 | 489 | 7 | 69.9 | No | 25000 | 3000 | 82 | 10 | 0.9 | -20 | Dimmable | 20% |  | Damp Location Rated |  |  |  | 2014-10-05 | 2016-03-02 | Canada | ES_1130123_LED7MR16/30K/E26/F40_10162014074216_5336776 | 2222433
Shenzhen WT Lighting Co., Limited | WT LIGHTING | LED7MR16/30K/GU10/F40 | LED7MR16/30K/GU10/F40 |  | PAR16 | Reflector (Flood/Spot) | GU10 | Directional | LED | 6 | 50 | 56 | 50 | 1261 |  | 40 | 480 | 7 | 68.6 | No | 25000 | 3000 | 82 | 10 | 0.9 | -20 | Dimmable | 20% |  | Damp Location Rated |  |  |  | 2014-11-05 | 2014-12-01 | Canada | ES_1130123_LED7MR16/30K/GU10/F40_12022014035122_2282102 | 2226293
Shenzhen WT Lighting Co., Limited | WT LIGHTING | LED7MR16/30K/GU5.3/F40 | LED7MR16/30K/GU5.3/F40 |  | MR16 | Reflector (Flood/Spot) | GU5.3 | Directional | LED | 6 | 45 | 50 | 50 | 1198 |  | 35 | 516 | 7 | 73.7 | No | 25000 | 3000 | 82 | 8 | 1 | -20 | Dimmable | 20% |  | Damp Location Rated |  |  |  | 2014-10-05 | 2016-03-02 | Canada | ES_1130123_LED7MR16/30K/GU5.3/F40_10162014074249_5369606 | 2222432
Shenzhen WT Lighting Co., Limited | WT LIGHTING | LED8PAR20/30K/E26/F40 | LED8PAR20/30K/E26/F40 |  | PAR20 | Reflector (Flood/Spot) | E26 (Medium) | Directional | LED | 6 | 65 | 88 | 64 | 983 |  | 40 | 532 | 8 | 67.3 | No | 25000 | 3000 | 82 | 14 | 0.9 | -20 | Dimmable | 20% |  | Damp Location Rated |  |  |  | 2014-10-05 | 2016-03-02 | Canada | ES_1130123_LED8PAR20/30K/E26/F40_10162014074316_5396604 | 2222431
SHENZHEN YIRUI ELECTRONIC TECHNOLOGY CO.,LTD | SHENZHEN YIRUI ELECTRONIC TECHNOLOGY CO.,LTD | 01U-BU006B | 01U-BU006B |  | A19 | General Purpose Replacement | E26 (Medium) | Omnidirectional | LED | 3 | 40 | 110.5 | 59.8 |  |  |  | 580 | 7 | 83 | No | 25000 | 2700 | 82 | 9 | 1 | -10 |  |  |  | Damp Location Rated,Not for Use in Recessed Fixtures,Not for Use in Enclosed Fixtures |  |  |  | 2015-03-27 | 2015-10-02 | United States, Canada | ES_1131872_01U-BU006B_06232015052936_7376781 | 2242018
SHENZHEN YIRUI ELECTRONIC TECHNOLOGY CO.,LTD | SHENZHEN YIRUI ELECTRONIC TECHNOLOGY CO.,LTD | 01U-BU006B | 01U-BU006B |  | A19 | General Purpose Replacement | E26 (Medium) | Omnidirectional | LED | 3 | 40 | 110.5 | 59.8 |  |  |  | 700 | 7 | 100 | No | 25000 | 3000 | 82 | 9 | 1 | -10 |  |  |  | Damp Location Rated,Not for Use in Recessed Fixtures,Not for Use in Enclosed Fixtures |  |  |  | 2015-03-27 | 2015-10-02 | United States, Canada | ES_1131872_01U-BU006B_06232015052950_7390957 | 2242019
SHENZHEN YIRUI ELECTRONIC TECHNOLOGY CO.,LTD | SHENZHEN YIRUI ELECTRONIC TECHNOLOGY CO.,LTD | 01U-BU006B | 01U-BU006B |  | A19 | General Purpose Replacement | E26 (Medium) | Omnidirectional | LED | 3 | 40 | 110.5 | 59.8 |  |  |  | 700 | 7 | 100 | No | 25000 | 4000 | 82 | 9 | 1 | -10 |  |  |  | Damp Location Rated,Not for Use in Recessed Fixtures,Not for Use in Enclosed Fixtures |  |  |  | 2015-03-27 | 2015-10-02 | United States, Canada | ES_1131872_01U-BU006B_06232015053003_7403825 | 2242020
SHENZHEN YIRUI ELECTRONIC TECHNOLOGY CO.,LTD | SHENZHEN YIRUI ELECTRONIC TECHNOLOGY CO.,LTD | 01U-BU006B | 01U-BU006B |  | A19 | General Purpose Replacement | E26 (Medium) | Omnidirectional | LED | 3 | 40 | 110.5 | 59.8 |  |  |  | 700 | 7 | 100 | No | 25000 | 5000 | 82 | 9 | 1 | -10 |  |  |  | Damp Location Rated,Not for Use in Recessed Fixtures,Not for Use in Enclosed Fixtures |  |  |  | 2015-03-27 | 2015-10-02 | United States, Canada | ES_1131872_01U-BU006B_06232015053017_7417592 | 2242022
SHENZHEN YIRUI ELECTRONIC TECHNOLOGY CO.,LTD | SHENZHEN YIRUI ELECTRONIC TECHNOLOGY CO.,LTD | 01U-BU006B | 01U-BU006B |  | A19 | General Purpose Replacement | E26 (Medium) | Omnidirectional | LED | 3 | 60 | 110.5 | 59.8 |  |  |  | 800 | 7 | 114.3 | No | 25000 | 6500 | 82 | 9 | 1 | -10 |  |  |  | Damp Location Rated,Not for Use in Recessed Fixtures,Not for Use in Enclosed Fixtures |  |  |  | 2015-03-27 | 2015-10-02 | United States, Canada | ES_1131872_01U-BU006B_06232015053029_7429625 | 2242023
SHENZHEN YIRUI ELECTRONIC TECHNOLOGY CO.,LTD | SHENZHEN YIRUI ELECTRONIC TECHNOLOGY CO.,LTD | 01U-BU007A | 01U-BU007A |  | A21 | General Purpose Replacement | E26 (Medium) | Omnidirectional | LED | 3 | 60 | 117 | 64.8 |  |  |  | 870 | 10 | 87 | No | 25000 | 2700 | 82 | 8 | 0.9 | -10 |  |  |  | Damp Location Rated,Not for Use in Recessed Fixtures,Not for Use in Enclosed Fixtures |  |  |  | 2015-04-15 | 2015-10-02 | United States, Canada | ES_1131872_01U-BU007A_06232015053047_7447651 | 2242021
SHENZHEN YIRUI ELECTRONIC TECHNOLOGY CO.,LTD | SHENZHEN YIRUI ELECTRONIC TECHNOLOGY CO.,LTD | 01U-BU007A | 01U-BU007A |  | A21 | General Purpose Replacement | E26 (Medium) | Omnidirectional | LED | 3 | 60 | 117 | 64.8 |  |  |  | 1000 | 10 | 100 | No | 25000 | 3000 | 82 | 8 | 0.9 | -10 |  |  |  | Damp Location Rated,Not for Use in Recessed Fixtures,Not for Use in Enclosed Fixtures |  |  |  | 2015-04-15 | 2015-10-02 | United States, Canada | ES_1131872_01U-BU007A_06232015053107_7467484 | 2242024
SHENZHEN YIRUI ELECTRONIC TECHNOLOGY CO.,LTD | SHENZHEN YIRUI ELECTRONIC TECHNOLOGY CO.,LTD | 01U-BU007A | 01U-BU007A |  | A21 | General Purpose Replacement | E26 (Medium) | Omnidirectional | LED | 3 | 60 | 117 | 64.8 |  |  |  | 1000 | 10 | 100 | No | 25000 | 4000 | 82 | 8 | 0.9 | -10 |  |  |  | Damp Location Rated,Not for Use in Recessed Fixtures,Not for Use in Enclosed Fixtures |  |  |  | 2015-04-15 | 2015-10-02 | United States, Canada | ES_1131872_01U-BU007A_06232015053118_7478864 | 2242025
SHENZHEN YIRUI ELECTRONIC TECHNOLOGY CO.,LTD | SHENZHEN YIRUI ELECTRONIC TECHNOLOGY CO.,LTD | 01U-BU007A | 01U-BU007A |  | A21 | General Purpose Replacement | E26 (Medium) | Omnidirectional | LED | 3 | 60 | 117 | 64.8 |  |  |  | 1000 | 10 | 100 | No | 25000 | 5000 | 82 | 8 | 0.9 | -10 |  |  |  | Damp Location Rated,Not for Use in Recessed Fixtures,Not for Use in Enclosed Fixtures |  |  |  | 2015-04-15 | 2015-10-02 | United States, Canada | ES_1131872_01U-BU007A_06232015053133_7493518 | 2242026
SHENZHEN YIRUI ELECTRONIC TECHNOLOGY CO.,LTD | SHENZHEN YIRUI ELECTRONIC TECHNOLOGY CO.,LTD | 01U-BU007A | 01U-BU007A |  | A21 | General Purpose Replacement | E26 (Medium) | Omnidirectional | LED | 3 | 75 | 117 | 64.8 |  |  |  | 1100 | 10 | 110 | No | 25000 | 6500 | 82 | 8 | 0.9 | -10 |  |  |  | Damp Location Rated,Not for Use in Recessed Fixtures,Not for Use in Enclosed Fixtures |  |  |  | 2015-04-15 | 2015-10-02 | United States, Canada | ES_1131872_01U-BU007A_06232015053151_7511742 | 2242027
SHENZHEN YIRUI ELECTRONIC TECHNOLOGY CO.,LTD | YIRUI | 01U-BU046A | 01U-BU046A |  | A19 | General Purpose Replacement | E26 (Medium) | Omnidirectional | LED | 3 | 40 | 109.7 | 60 |  |  |  | 580 | 7 | 82.8 | No | 25000 | 2700 | 82 | 9 | 1 | -10 | Dimmable | 20% |  | Damp Location Rated,Recessed Fixtures,Not for Use in Enclosed Fixtures |  |  |  | 2015-04-15 | 2015-08-04 | United States, Canada | ES_1131872_01U-BU046A_04202015081602_7762077 | 2237785
SHENZHEN YIRUI ELECTRONIC TECHNOLOGY CO.,LTD | YIRUI | 01U-BU046A | 01U-BU046A |  | A19 | General Purpose Replacement | E26 (Medium) | Omnidirectional | LED | 3 | 40 | 109.7 | 60 |  |  |  | 650 | 7 | 92.9 | No | 25000 | 3000 | 82 | 9 | 1 | -10 | Dimmable | 20% |  | Damp Location Rated,Recessed Fixtures,Not for Use in Enclosed Fixtures |  |  |  | 2015-04-15 | 2015-08-04 | United States, Canada | ES_1131872_01U-BU046A_06232015053208_7528336 | 2242010
SHENZHEN YIRUI ELECTRONIC TECHNOLOGY CO.,LTD | YIRUI | 01U-BU046A | 01U-BU046A |  | A19 | General Purpose Replacement | E26 (Medium) | Omnidirectional | LED | 3 | 40 | 109.7 | 60 |  |  |  | 650 | 7 | 92.9 | No | 25000 | 4000 | 82 | 9 | 1 | -10 | Dimmable | 20% |  | Damp Location Rated,Recessed Fixtures,Not for Use in Enclosed Fixtures |  |  |  | 2015-04-15 | 2015-08-04 | United States, Canada | ES_1131872_01U-BU046A_06232015053239_7559192 | 2242011
SHENZHEN YIRUI ELECTRONIC TECHNOLOGY CO.,LTD | YIRUI | 01U-BU046A | 01U-BU046A |  | A19 | General Purpose Replacement | E26 (Medium) | Omnidirectional | LED | 3 | 40 | 109.7 | 60 |  |  |  | 650 | 7 | 92.9 | No | 25000 | 5000 | 82 | 9 | 1 | -10 | Dimmable | 20% |  | Damp Location Rated,Recessed Fixtures,Not for Use in Enclosed Fixtures |  |  |  | 2015-04-15 | 2015-08-04 | United States, Canada | ES_1131872_01U-BU046A_06232015053251_7571967 | 2242012
SHENZHEN YIRUI ELECTRONIC TECHNOLOGY CO.,LTD | YIRUI | 01U-BU046A | 01U-BU046A |  | A19 | General Purpose Replacement | E26 (Medium) | Omnidirectional | LED | 3 | 60 | 109.7 | 60 |  |  |  | 800 | 7 | 114.7 | No | 25000 | 6500 | 82 | 9 | 1 | -10 | Dimmable | 20% |  | Damp Location Rated,Recessed Fixtures,Not for Use in Enclosed Fixtures |  |  |  | 2015-04-15 | 2015-08-04 | United States, Canada | ES_1131872_01U-BU046A_06232015053312_7592142 | 2242013
SHENZHEN YIRUI ELECTRONIC TECHNOLOGY CO.,LTD | YIRUI | 01U-BU047A | 01U-BU047A |  | A21 | General Purpose Replacement | E26 (Medium) | Omnidirectional | LED | 3 | 60 | 118.8 | 64.7 |  |  |  | 800 | 10 | 80 | No | 25000 | 2700 | 82 | 10 | 1 | -10 | Dimmable | 20% |  | Damp Location Rated,Recessed Fixtures,Not for Use in Enclosed Fixtures |  |  |  | 2015-04-15 | 2015-08-04 | United States, Canada | ES_1131872_01U-BU047A_04202015081621_7781037 | 2237784
SHENZHEN YIRUI ELECTRONIC TECHNOLOGY CO.,LTD | YIRUI | 01U-BU047A | 01U-BU047A |  | A21 | General Purpose Replacement | E26 (Medium) | Omnidirectional | LED | 3 | 60 | 118.8 | 64.7 |  |  |  | 950 | 10 | 95 | No | 25000 | 3000 | 82 | 10 | 1 | -10 | Dimmable | 20% |  | Damp Location Rated,Recessed Fixtures,Not for Use in Enclosed Fixtures |  |  |  | 2015-04-15 | 2015-08-04 | United States, Canada | ES_1131872_01U-BU047A_06232015053330_7610182 | 2242014
Standard Products, Inc. | Standard | G16.5A2 | 63737 | ,,LED/G16.5/5W/27K/E12/STD | G16.5 | Globe | E12 (Candelabra) | Decorative | LED | 3 | 40 | 75 | 49 |  |  |  | 350 | 5 | 70 | No | 25000 | 2700 | 82 | 7 | 1 | -20 | Dimmable | 5% |  | None |  |  |  | 2015-08-25 | 2015-08-28 | United States, Canada | ES_1026018_63737_09102015210320_2640950 | 2247716
SHENZHEN YIRUI ELECTRONIC TECHNOLOGY CO.,LTD | YIRUI | 01U-BU047A | 01U-BU047A |  | A21 | General Purpose Replacement | E26 (Medium) | Omnidirectional | LED | 3 | 60 | 118.8 | 64.7 |  |  |  | 1000 | 10 | 100 | No | 25000 | 4000 | 82 | 10 | 1 | -10 | Dimmable | 20% |  | Damp Location Rated,Recessed Fixtures,Not for Use in Enclosed Fixtures |  |  |  | 2015-04-15 | 2015-08-04 | United States, Canada | ES_1131872_01U-BU047A_06232015053343_7623247 | 2242015
SHENZHEN YIRUI ELECTRONIC TECHNOLOGY CO.,LTD | YIRUI | 01U-BU047A | 01U-BU047A |  | A21 | General Purpose Replacement | E26 (Medium) | Omnidirectional | LED | 3 | 60 | 118.8 | 64.7 |  |  |  | 1000 | 10 | 100 | No | 25000 | 5000 | 82 | 10 | 1 | -10 | Dimmable | 20% |  | Damp Location Rated,Recessed Fixtures,Not for Use in Enclosed Fixtures |  |  |  | 2015-04-15 | 2015-08-04 | United States, Canada | ES_1131872_01U-BU047A_06232015053359_7639366 | 2242016
SHENZHEN YIRUI ELECTRONIC TECHNOLOGY CO.,LTD | YIRUI | 01U-BU047A | 01U-BU047A |  | A21 | General Purpose Replacement | E26 (Medium) | Omnidirectional | LED | 3 | 75 | 118.8 | 64.7 |  |  |  | 1100 | 10 | 110 | No | 25000 | 6500 | 82 | 10 | 1 | -10 | Dimmable | 20% |  | Damp Location Rated,Recessed Fixtures,Not for Use in Enclosed Fixtures |  |  |  | 2015-04-15 | 2015-08-04 | United States, Canada | ES_1131872_01U-BU047A_06232015053418_7658410 | 2242017
SIGH TWENTY HANDS INC | Sigh Twenty Hands | STH-A19D-09-27 | STH-A19D-09-27 |  | A19 | General Purpose Replacement | E26 (Medium) | Omnidirectional | LED | 3 | 60 | 112.3 | 60.1 |  |  |  | 800 | 9.5 | 85 | No | 25000 | 2700 | 82 | 7 | 1 | -20 | Dimmable | 20% | Yes | Damp Location Rated,Recessed Fixtures | No |  |  | 2015-08-03 | 2016-06-30 | United States, Canada | ES_1137600_STH-A19D-09-27_07012016023928_0768997 | 2271336
SIGH TWENTY HANDS INC | Sigh Twenty Hands | STH-A19D-09-30 | STH-A19D-09-30 |  | A19 | General Purpose Replacement | E26 (Medium) | Omnidirectional | LED | 3 | 60 | 112 | 60.1 |  |  |  | 800 | 9.5 | 85 | No | 25000 | 3000 | 83 | 13 | 1 | -20 | Dimmable | 20% | Yes | Damp Location Rated,Recessed Fixtures | No |  |  | 2015-08-03 | 2016-06-30 | United States, Canada | ES_1137600_STH-A19D-09-30_07012016023957_0797137 | 2271337
SIGH TWENTY HANDS INC | Sigh Twenty Hands | STH-A19D-09-40 | STH-A19D-09-40 |  | A19 | General Purpose Replacement | E26 (Medium) | Omnidirectional | LED | 3 | 60 | 111.8 | 60.2 |  |  |  | 800 | 9.5 | 85 | No | 25000 | 4000 | 82 | 9 | 1 | -20 | Dimmable | 20% | Yes | Damp Location Rated,Recessed Fixtures | No |  |  | 2015-08-03 | 2016-06-30 | United States, Canada | ES_1137600_STH-A19D-09-40_07012016024012_0812426 | 2271338
SIGH TWENTY HANDS INC | Sigh Twenty Hands | STH-A19D-09-50 | STH-A19D-09-50 |  | A19 | General Purpose Replacement | E26 (Medium) | Omnidirectional | LED | 3 | 60 | 111.8 | 60.1 |  |  |  | 800 | 9.5 | 85 | No | 25000 | 5000 | 83 | 13 | 1 | -20 | Dimmable | 20% | Yes | Damp Location Rated,Recessed Fixtures | No |  |  | 2015-08-03 | 2016-06-30 | United States, Canada | ES_1137600_STH-A19D-09-50_07012016024032_0832494 | 2271339
Sleek Lighting | SLEEK LIGHTING | LED A19 Lamp | SL-A19D6W-30E |  | A19 | General Purpose Replacement | E26 (Medium) | Omnidirectional | LED | 3 | 40 | 111.3 | 59.8 |  |  |  | 500 | 6 | 83.3 | No | 25000 | 3000 | 85 | 22 | 0.9 | -20 | Dimmable | 10% |  | Damp Location Rated,Not for Use in Enclosed Fixtures,Recessed Fixtures |  |  |  | 2016-06-10 | 2016-06-07 | United States | ES_1136290_SL-A19D6W-30E_06072016155235_5878042 | 2270253
Sleek Lighting | SLEEK LIGHTING | LED A19 Lamp | SL-A19D9W-30 |  | A19 | General Purpose Replacement | E26 (Medium) | Omnidirectional | LED | 3 | 60 | 111.4 | 59.9 |  |  |  | 800 | 9 | 88.9 | No | 25000 | 3000 | 81 | 4 | 0.9 | -20 | Dimmable | 15% |  | Damp Location Rated,Not for Use in Enclosed Fixtures,Recessed Fixtures |  |  |  | 2016-06-10 | 2016-06-01 | United States | ES_1136290_SL-A19D9W-30_06012016155212_3840056 | 2270252
Sleek Lighting | SLEEK LIGHTING | LED PAR30 Lamp | SL-PAR30LD40-30 |  | PAR30L | Reflector (Flood/Spot) | E26 (Medium) | Directional | LED | 3 | 75 | 115.4 | 95.8 | 1680 |  | 40 | 800 | 13 | 61.5 | No | 25000 | 3000 | 83 | 6 | 0.9 | -20 | Dimmable | 10% |  | Damp Location Rated,Recessed Fixtures,Not for Use in Enclosed Fixtures |  |  |  | 2016-06-10 | 2016-06-07 | United States | ES_1136290_SL-PAR30LD40-30_06072016153017_9138501 | 2270250
Sleek Lighting | SLEEK LIGHTING | LED PAR30 Lamp | SL-PAR30SD40-30 |  | PAR30 | Reflector (Flood/Spot) | E26 (Medium) | Directional | LED | 3 | 75 | 91.4 | 95.1 | 1548 |  | 40 | 800 | 13 | 61.5 | No | 25000 | 3000 | 83 | 7 | 0.9 | -20 | Dimmable | 10% |  | Damp Location Rated,Recessed Fixtures,Not for Use in Enclosed Fixtures |  |  |  | 2016-06-10 | 2016-06-07 | United States | ES_1136290_SL-PAR30SD40-30_06072016153039_5398094 | 2270251
Sleek Lighting | SLEEK LIGHTING | LED R20 Lamp | SL-R20D-30 |  | R20 | Reflector (Flood/Spot) | E26 (Medium) | Directional | LED | 3 | 50 | 96.9 | 63.2 |  |  |  | 600 | 7.5 | 80 | No | 25000 | 3000 | 84 | 13 | 0.9 | -20 | Dimmable | 10% |  | Damp Location Rated,Enclosed Fixtures,Recessed Fixtures |  |  |  | 2016-06-10 | 2016-06-01 | United States | ES_1136290_SL-R20D-30_06012016153002_3214890 | 2270249
Smart Energy Solutions | Smart Energy Solutions | LED lamps | SES-P30-11W-LT |  | PAR30L | Reflector (Flood/Spot) | E26 (Medium) | Directional | LED | 3 | 50 | 113.4 | 95.2 | 1694 |  | 30 |  | 11 | 65.4 | No | 25000 | 3000 | 82 | 7 | 0.9 | -20 | Dimmable | 20% |  | None |  |  |  | 2015-09-28 | 2015-10-12 | United States, Canada | ES_1133548_SES-P30-11W-LT_10142015140423_6735125 | 2250215
Smart Energy Solutions | Smart Energy Solutions | LED lamps | SES-P38-26W |  | PAR38 | Reflector (Flood/Spot) | E26 (Medium) | Directional | LED | 3 | 100 | 131 | 120.5 | 3749 |  | 30 |  | 26 | 64.4 | No | 25000 | 3000 | 82 | 10 | 1 | -20 | Dimmable | 20% |  | None |  |  |  | 2015-09-28 | 2015-10-01 | United States, Canada | ES_1133548_SES-P38-26W_10082015131927_3058040 | 2249766
Smart Energy Solutions | Smart Energy Solutions | LED Lamps | SES-A19-9W-3000K |  | A19 | General Purpose Replacement | E26 (Medium) | Omnidirectional | LED | 3 | 60 | 106.7 | 53.8 |  |  |  | 800 | 9 | 102.4 | No | 25000 | 3000 | 82 | 6 | 0.9 | -10 | Dimmable |  |  | None |  |  |  | 2015-12-15 | 2015-12-11 | United States, Canada | ES_1133548_SES-A19-9W-3000K_12222015140707_9917573 | 2255447
Smart Energy Solutions | Smart Energy Solutions | LED Lamps | SES-A19-9W-5000K |  | A19 | General Purpose Replacement | E26 (Medium) | Omnidirectional | LED | 3 | 60 | 106.7 | 53.8 |  |  |  | 800 | 9 | 90.2 | No | 25000 | 5000 | 83 | 8 | 0.9 | -10 | Dimmable |  |  | None |  |  |  | 2015-12-15 | 2015-12-31 | United States, Canada | ES_1133548_SES-A19-9W-5000K_01052016132448_6198536 | 2255960
Smart Energy Solutions | Smart Energy Solutions | LED Lamps | SES-A21-12W-3000K |  | A21 | General Purpose Replacement | E26 (Medium) | Omnidirectional | LED | 3 | 75 | 127 | 64 |  |  |  | 1100 | 12 | 102 | No | 25000 | 3000 | 82 | 6 | 0.9 | -10 | Dimmable |  |  | None |  |  |  | 2015-12-15 | 2015-12-11 | United States, Canada | ES_1133548_SES-A21-12W-3000K_12222015140717_9265835 | 2255305
Smart Energy Solutions | Smart Energy Solutions | LED Lamps | SES-A21-12W-5000K |  | A21 | General Purpose Replacement | E26 (Medium) | Omnidirectional | LED | 3 | 75 | 127 | 64 |  |  |  | 1100 | 12 | 111 | No | 25000 | 5000 | 83 | 9 | 0.9 | -10 | Dimmable |  |  | None |  |  |  | 2015-12-15 | 2015-12-11 | United States, Canada | ES_1133548_SES-A21-12W-5000K_12222015140717_8939988 | 2255306
Smart Energy Solutions | Smart Energy Solutions | LED Lamps | SES-B10-7W-3000K |  | B10 | Decorative | E12 (Candelabra) | Omnidirectional | LED | 3 | 60 | 111 | 38 |  |  |  | 500 | 7 | 93 | No | 25000 | 3000 | 83 | 9 | 0.9 | -10 | Dimmable |  |  | None |  |  |  | 2015-12-15 | 2015-12-11 | United States, Canada | ES_1133548_SES-B10-7W-3000K_12222015140729_4372585 | 2255448
Smart Energy Solutions | Smart Energy Solutions | LED Lamps | SES-B10-7W-5000K |  | B10 | Decorative | E12 (Candelabra) | Omnidirectional | LED | 3 | 60 | 111 | 38 |  |  |  | 500 | 7 | 104 | No | 25000 | 5000 | 83 | 11 | 0.9 | -10 | Dimmable |  |  | None |  |  |  | 2015-12-15 | 2015-12-11 | United States, Canada | ES_1133548_SES-B10-7W-5000K_12222015140729_9671682 | 2255449
Smart Energy Solutions | Smart Energy Solutions | LED Lamps | SES-GU10-6W-3000K |  | PAR16 | Reflector (Flood/Spot) | GU10 | Directional | LED | 3 | 60 | 52.6 | 50.4 | 928 |  | 39 |  | 6 | 99 | No | 25000 | 3000 | 82 | 5 | 0.9 | -10 | Dimmable | 10% |  | Not for Use in Enclosed Fixtures |  |  |  | 2015-11-25 | 2015-11-24 | United States, Canada | ES_1133548_SES-GU10-6W-3000K_11252015145744_3051913 | 2253600
Smart Energy Solutions | Smart Energy Solutions | LED Lamps | SES-GU10-6W-5000K |  | PAR16 | Reflector (Flood/Spot) | GU10 | Directional | LED | 3 | 60 | 52.7 | 50.1 | 1368 |  | 25 |  | 6 | 84 | No | 25000 | 5000 | 86 | 19 | 0.8 | -10 | Dimmable | 10% |  | Not for Use in Enclosed Fixtures |  |  |  | 2015-11-25 | 2015-11-24 | United States, Canada | ES_1133548_SES-GU10-6W-5000K_11252015145744_1051933 | 2253601
Smart Energy Solutions | Smart Energy Solutions | LED Lamps | SES-MR16-5.5W-3000K |  | MR16 | Reflector (Flood/Spot) | E26 (Medium) | Directional | LED | 3 | 50 | 48.6 | 50.2 | 1288 |  | 38 | 360 | 5.5 | 65.4 | No | 25000 | 3000 | 82 | 7 | 0.7 | -10 |  |  |  | None |  |  |  | 2015-12-25 | 2015-12-28 | United States, Canada | ES_1133548_SES-MR16-5.5W-3000K_12312015123358_3151446 | 2255711
Smart Energy Solutions | Smart Energy Solutions | LED Lamps | SES-MR16-5.5W-5000K |  | MR16 | Reflector (Flood/Spot) | E26 (Medium) | Directional | LED | 3 | 50 | 48.6 | 50.2 | 1246 |  | 38 | 360 | 5.5 | 82 | No | 25000 | 5000 | 84 | 13 | 0.7 | -10 | Dimmable |  |  | None |  |  |  | 2015-12-25 | 2015-12-28 | United States, Canada | ES_1133548_SES-MR16-5.5W-5000K_12312015123358_3849071 | 2255712
Smart Energy Solutions | Smart Energy Solutions | LED Lamps | SES-PAR20-8W 3000K |  | PAR20 | Reflector (Flood/Spot) | E26 (Medium) | Directional | LED | 3 | 50 | 81.9 | 65.4 | 687 |  | 38 |  | 8 | 73.7 | No | 25000 | 3000 | 82 | 11 | 0.9 | -10 | Dimmable |  |  | Recessed Fixtures |  |  |  | 2015-11-25 | 2015-11-24 | United States, Canada | ES_1133548_SES-PAR20-8W 3000K_11252015145835_9204916 | 2253598
Smart Energy Solutions | Smart Energy Solutions | LED Lamps | SES-PAR20-8W 5000K |  | PAR20 | Reflector (Flood/Spot) | E26 (Medium) | Directional | LED | 3 | 50 | 81.9 | 65.4 | 693 |  | 38 |  | 8 | 74.9 | No | 25000 | 5000 | 85 | 21 | 0.9 | -10 | Dimmable |  |  | Recessed Fixtures |  |  |  | 2015-11-25 | 2015-11-24 | United States, Canada | ES_1133548_SES-PAR20-8W 5000K_11252015145835_3214576 | 2253599
Smart Energy Solutions | Smart Energy Solutions | LED Lamps | SES-PAR38-16W-3000K |  | PAR38 | Reflector (Flood/Spot) | E26 (Medium) | Directional | LED | 3 | 100 | 128 | 125 | 2111 |  | 38 |  | 16 | 84 | No | 25000 | 3000 | 81 | 3 | 0.9 | -10 | Dimmable |  |  | None |  |  |  | 2015-12-15 | 2015-12-14 | United States, Canada | ES_1133548_SES-PAR38-16W-3000K_12222015135820_8762469 | 2255272
Smart Energy Solutions | Smart Energy Solutions | LED Lamps | SES-PAR38-16W-5000K |  | PAR38 | Reflector (Flood/Spot) | E26 (Medium) | Directional | LED | 3 | 100 | 128 | 125 | 2405 |  | 38 |  | 16 | 93 | No | 25000 | 5000 | 84 | 13 | 0.9 | -10 | Dimmable |  |  | None |  |  |  | 2015-12-15 | 2015-12-14 | United States, Canada | ES_1133548_SES-PAR38-16W-5000K_12222015135820_7411394 | 2255273
Smart Energy Solutions | Smart Energy Solutions | SES-A19-9.5YYZZCC27P | SES-A19-9.5YYZZCC27P |  | A19 | General Purpose Replacement | E26 (Medium) | Omnidirectional | LED | 3 | 60 | 112.3 | 60.1 |  |  |  | 800 | 9.5 | 85 | No | 25000 | 2700 | 82 | 7 | 1 | -20 | Dimmable | 20% | Yes | Damp Location Rated,Recessed Fixtures | No |  |  | 2015-08-03 | 2016-06-30 | United States, Canada | ES_1133548_SES-A19-9.5YYZZCC27P_07012016031739_3059289 | 2271340
Smart Energy Solutions | Smart Energy Solutions | SES-A19-9.5YYZZCC30P | SES-A19-9.5YYZZCC30P |  | A19 | General Purpose Replacement | E26 (Medium) | Omnidirectional | LED | 3 | 60 | 112 | 60.1 |  |  |  | 800 | 9.5 | 85 | No | 25000 | 3000 | 83 | 13 | 1 | -20 | Dimmable | 20% | Yes | Damp Location Rated,Recessed Fixtures | No |  |  | 2015-08-03 | 2016-06-30 | United States, Canada | ES_1133548_SES-A19-9.5YYZZCC30P_07012016031756_3076947 | 2271341
Smart Energy Solutions | Smart Energy Solutions | SES-A19-9.5YYZZCC40P | SES-A19-9.5YYZZCC40P |  | A19 | General Purpose Replacement | E26 (Medium) | Omnidirectional | LED | 3 | 60 | 111.8 | 60.2 |  |  |  | 800 | 9.5 | 85 | No | 25000 | 4000 | 82 | 9 | 1 | -20 | Dimmable | 20% | Yes | Damp Location Rated,Recessed Fixtures | No |  |  | 2015-08-03 | 2016-06-30 | United States, Canada | ES_1133548_SES-A19-9.5YYZZCC40P_07012016031814_3094634 | 2271342
Smart Energy Solutions | Smart Energy Solutions | SES-A19-9.5YYZZCC50P | SES-A19-9.5YYZZCC50P |  | A19 | General Purpose Replacement | E26 (Medium) | Omnidirectional | LED | 3 | 60 | 111.8 | 60.1 |  |  |  | 800 | 9.5 | 85 | No | 25000 | 5000 | 83 | 13 | 1 | -20 | Dimmable | 20% | Yes | Damp Location Rated,Recessed Fixtures | No |  |  | 2015-08-03 | 2016-06-30 | United States, Canada | ES_1133548_SES-A19-9.5YYZZCC50P_07012016031831_3111960 | 2271343
SmartRay, Inc. | SmartRay | LED A19 | SR6A197W-WW-D |  | A19 | General Purpose Replacement | E26 (Medium) | Omnidirectional | LED | 3 | 40 | 108.9 | 59.7 |  |  |  | 490 | 7 | 70 | No | 25000 | 2700 | 81 | 10 | 0.9 | -20 | Dimmable | 9% |  | None |  |  |  | 2014-05-01 | 2014-09-03 | Canada | ES_1085537_SR6A197W-WW-D_09032014140816_3296519 | 2218498
SmartRay, Inc. | SmartRay | LED A19 | SR7A19-3000K |  | A19 | General Purpose Replacement | E26 (Medium) | Omnidirectional | LED | 3 | 40 | 111.5 | 59.7 |  |  |  | 500 | 6 | 83.3 | No | 25000 | 3000 | 85 | 22 | 0.9 | -20 | Dimmable | 10% |  | Damp Location Rated,Recessed Fixtures |  |  |  | 2016-10-01 | 2016-01-20 | Canada | ES_1085537_SR7A19-3000K_01202016232937_2577892 | 2257046
SmartRay, Inc. | SmartRay | LED A19 | SR7A19-5000K |  | A19 | General Purpose Replacement | E26 (Medium) | Omnidirectional | LED | 3 | 40 | 111.5 | 59.7 |  |  |  | 600 | 6 | 100 | No | 25000 | 5000 | 84 | 15 | 0.9 | -20 | Dimmable | 10% |  | Damp Location Rated,Recessed Fixtures |  |  |  | 2016-03-15 | 2016-01-20 | Canada | ES_1085537_SR7A19-5000K_01202016232817_2497954 | 2257048
SmartRay, Inc. | SmartRay | LED candle light | SR4CL5W-WW-D | LED candle light,SR4CL5W-WW-D, | Decorative: Other | Decorative | E12 (Candelabra) | Decorative | LED | 3 | 40 | 97 | 35 |  |  |  | 358 | 5 | 68.3 | No | 25000 | 2700 | 83 | 21 | 0.9 | -20 | Dimmable | 10% |  | None |  |  |  | 2014-04-15 | 2014-10-28 | Canada | ES_1085537_SR4CL5W-WW-D_10282014201923_7563161 | 2223826
SmartRay, Inc. | SmartRay | LED GU10 | SR7GU107W 2700K |  | PAR16 | Reflector (Flood/Spot) | GU10 | Directional | LED | 5 | 50 | 58.6 | 50 | 1318 |  | 38 | 510 | 7 | 72.9 | No | 25000 | 2700 | 82 | 13 | 0.9 | -20 | Dimmable | 20% |  | Damp Location Rated,Recessed Fixtures |  |  |  | 2015-10-07 | 2015-11-06 | Canada | ES_1085537_SR7GU107W 2700K_11062015223214_9134019 | 2252095
RONA Inc. | RONA | B-7W E12 | 20045025 |  | Decorative: Other | Decorative | E12 (Candelabra) | Decorative | CFL | 5 | 40 | 115.1 | 34.9 |  | 2.5 |  | 300 | 7 | 44.3 | No | 10000 | 2700 | 82 | -9 | 0.5 | -15 |  |  |  | None |  |  |  | 2014-12-19 | 2014-12-22 | Canada | ES_0031577_20045025_02032015115010_2772829 | 2232660
SmartRay, Inc. | SmartRay | LED GU10 | SR7GU107W 3000K |  | PAR16 | Reflector (Flood/Spot) | GU10 | Directional | LED | 5 | 50 | 58.6 | 50 | 1348 |  | 38 | 520 | 7 | 74.3 | No | 25000 | 3000 | 82 | 16 | 0.9 | -20 | Dimmable | 20% |  | Damp Location Rated,Recessed Fixtures |  |  |  | 2015-10-07 | 2015-11-06 | Canada | ES_1085537_SR7GU107W 3000K_11062015223246_9166049 | 2252096
SmartRay, Inc. | SmartRay | LED MR16 | SR7MR167W |  | MR16 | Reflector (Flood/Spot) | GU5.3 | Directional | LED | 5 | 50 | 50.3 | 50.2 | 1202 |  | 40 | 450 | 7 | 64.2 | No | 25000 | 2700 | 81 | 6 | 0.7 | -20 | Dimmable | 15% |  | Damp Location Rated |  |  |  | 2014-10-06 | 2014-10-28 | Canada | ES_1085537_SR7MR167W_10282014214416_2656643 | 2223837
SmartRay, Inc. | SmartRay | LED PAR16 | SR7PAR167W |  | PAR16 | Reflector (Flood/Spot) | E26 (Medium) | Directional | LED | 5 | 60 | 70.4 | 50.1 | 1125 |  | 40 | 450 | 7 | 64.2 | No | 25000 | 2700 | 81 | 5 | 0.9 | -20 | Dimmable | 15% |  | Damp Location Rated |  |  |  | 2014-06-20 | 2014-10-28 | Canada | ES_1085537_SR7PAR167W_10282014214441_2681328 | 2223838
SmartRay, Inc. | SmartRay | LED PAR20 | SR6PAR209W-WW-D |  | PAR20 | Reflector (Flood/Spot) | E26 (Medium) | Directional | LED | 3 | 50 | 86.1 | 62.6 | 652 |  | 40 | 500 | 9 | 61.7 | No | 25000 | 2700 | 82 | 11 | 0.9 | -20 | Dimmable | 10% |  | None |  |  |  | 2014-04-01 | 2014-06-23 | Canada | ES_1085537_SR6PAR209W-WW-D_06232014184331_9011593 | 2213835
SmartRay, Inc. | SmartRay | LED PAR30 | SR6PAR3012W-WW-D |  | PAR30 | Reflector (Flood/Spot) | E26 (Medium) | Directional | LED | 3 | 75 | 116.4 | 95.4 | 1437 |  | 40 | 845 | 12 | 72.9 | No | 25000 | 2700 | 82 | 12 | 0.9 | -20 | Dimmable | 20% |  | None |  |  |  | 2014-05-29 | 2014-09-12 | Canada | ES_1085537_SR6PAR3012W-WW-D_09122014185613_8173490 | 2219315
SmartRay, Inc. | SmartRay | LED PAR38 | SR6PAR3815W-WW-D |  | PAR38 | Reflector (Flood/Spot) | E26 (Medium) | Directional | LED | 3 | 85 | 128.3 | 120.3 | 1534 |  | 40 | 1070 | 15 | 72.3 | No | 25000 | 2700 | 82 | 12 | 0.9 | -20 | Dimmable | 10% |  | None |  |  |  | 2014-04-06 | 2014-09-12 | Canada | ES_1085537_SR6PAR3815W-WW-D_09122014185550_8150662 | 2219314
SmartRay, Inc. | SmartRay | LED Par Light | SR7PAR207W-WW-D |  | PAR20 | Reflector (Flood/Spot) | E26 (Medium) | Directional | LED | 3 | 50 | 81.1 | 63 | 2080 |  | 25 | 470 | 7 | 67.1 | No | 25000 | 3000 | 82 | 9 | 0.9 | -20 | Dimmable | 20% |  | Damp Location Rated,Not for Use in Enclosed Fixtures |  |  |  | 2015-06-15 | 2015-07-23 | Canada | ES_1085537_SR7PAR207W-WW-D_07232015173426_2866476 | 2244512
SmartRay, Inc. | SmartRay | LED Par Light | SR7PAR3012W-WW-D |  | PAR30 | Reflector (Flood/Spot) | E26 (Medium) | Directional | LED | 3 | 75 | 116 | 94.7 | 3202 |  | 25 | 850 | 12 | 70.8 | No | 25000 | 3000 | 82 | 8 | 0.9 | -20 | Dimmable | 20% |  | Damp Location Rated,Not for Use in Enclosed Fixtures |  |  |  | 2015-06-15 | 2015-07-23 | Canada | ES_1085537_SR7PAR3012W-WW-D_07232015180655_4815144 | 2244543
SmartRay, Inc. | SmartRay | Omnidirectional LED lamps | SR5A199W |  | A19 | General Purpose Replacement | E26 (Medium) | Omnidirectional | LED | 3 | 60 | 107.1 | 59.8 |  |  |  | 900 | 9.5 | 94.7 | No | 25000 | 3000 | 83 | 9 | 0.9 | -20 |  |  |  | Damp Location Rated,Not for Use in Enclosed Fixtures |  |  |  | 2015-01-03 | 2015-04-21 | Canada | ES_1085537_SR5A199W_04212015211121_0681481 | 2238022
SmartRay, Inc. | SmartRay | Omnidirectional LED lamps | SR5A199W-D |  | A19 | General Purpose Replacement | E26 (Medium) | Omnidirectional | LED | 3 | 60 | 106.9 | 59.3 |  |  |  | 845 | 9.5 | 88.9 | No | 25000 | 3000 | 83 | 10 | 0.9 | -20 | Dimmable | 19% |  | Damp Location Rated,Not for Use in Enclosed Fixtures |  |  |  | 2015-01-03 | 2015-04-21 | Canada | ES_1085537_SR5A199W-D_04212015211157_0717708 | 2237951
Solais Lighting, Inc. | Solais | LBR30/FL/27K | LBR30/FL/27K |  | BR30 | Reflector (Flood/Spot) | E26 (Medium) | Directional | LED | 5 | 65 | 136.4 | 96.4 |  |  | 87 | 802 | 14.1 | 57 | No | 25000 | 2700 | 81 | 9 | 0.9 | 0 | Dimmable |  |  | Damp Location Rated,Recessed Fixtures |  |  |  | 2012-08-01 | 2015-02-18 | United States, Canada | ES_1113665_LBR30/FL/27K_02172015131022_1265985 | 2233245
Solais Lighting, Inc. | Solais | LBR30/FL/30K | LBR30/FL/30K |  | BR30 | Reflector (Flood/Spot) | E26 (Medium) | Directional | LED | 5 | 65 | 136.4 | 96.4 |  |  | 74 | 844 | 14.2 | 59.6 | No | 25000 | 3000 | 85 | 23 | 0.9 | 0 | Dimmable |  |  | Damp Location Rated,Recessed Fixtures |  |  |  | 2012-08-01 | 2015-02-18 | United States, Canada | ES_1113665_LBR30/FL/30K_02112015125130_5433465 | 2233246
Solais Lighting, Inc. | Solais | LBR30/FL/35K | LBR30/FL/35K |  | BR30 | Reflector (Flood/Spot) | E26 (Medium) | Directional | LED | 5 | 65 | 136.4 | 96.4 |  |  | 89 | 786 | 14.3 | 55.1 | No | 25000 | 3500 | 83 | 17 | 0.9 | 0 | Dimmable |  |  | Damp Location Rated,Recessed Fixtures |  |  |  | 2012-08-01 | 2015-02-18 | United States, Canada | ES_1113665_LBR30/FL/35K_02112015131430_9652215 | 2233243
Solais Lighting, Inc. | Solais | LR30LN-40-30k-1250-xx | LR30LN-40-30k-1250-xx |  | PAR30L | Reflector (Flood/Spot) | E26 (Medium) | Directional | LED | 5 | 60 | 118 | 95.1 | 2757 |  | 40 | 1250 | 18 | 69 | No | 25000 | 3000 | 81 | 4 | 0.9 | 0 | Dimmable |  |  | Damp Location Rated,Recessed Fixtures |  |  |  | 2013-08-01 | 2016-04-27 | United States, Canada | ES_1113665_LR30LN-40-30k-1250-xx_04272016112814_785791 | 2265435
Solais Lighting, Inc. | Solais | LR30LN-40-30K-1450 | LR30LN-40-30K-1450 |  | PAR30L | Reflector (Flood/Spot) | E26 (Medium) | Directional | LED | 5 | 60 | 118.2 | 95.2 | 3012 |  | 41 | 1623 | 19.7 | 82 | No | 25000 | 3000 | 82 | 10 | 0.9 | 0 | Dimmable |  |  | Damp Location Rated,Recessed Fixtures |  |  |  | 2015-08-01 | 2015-11-20 | United States, Canada | ES_1113665_LR30LN-40-30K-1450_11182015142407_883752 | 2253119
Solais Lighting, Inc. | Solais | LRP30LN/40/27K | LRP30LN/40/27K |  | PAR30 | Reflector (Flood/Spot) | E26 (Medium) | Directional | LED | 5 | 45 | 120.7 | 96.1 | 1045 |  | 50 | 790 | 13.7 | 57 | No | 25000 | 2700 | 85 | 23 | 0.9 | 0 | Dimmable |  |  | Damp Location Rated,Not for Use in Recessed Fixtures |  |  |  | 2012-08-01 | 2015-05-14 | United States, Canada | ES_1113665_LRP30LN/40/27K_03252015172608_4365198 | 2239382
Solais Lighting, Inc. | Solais | LRP38/40/27K | LRP38/40/27K |  | PAR38 | Reflector (Flood/Spot) | E26 (Medium) | Directional | LED | 5 | 65 | 135.9 | 123.9 | 2274 |  | 34 | 1029 | 15.4 | 67 | No | 25000 | 2700 | 81 | 11 | 0.9 | 0 | Dimmable |  |  | Damp Location Rated,Not for Use in Recessed Fixtures |  |  |  | 2012-08-01 | 2015-04-03 | United States, Canada | ES_1113665_LRP38/40/27K_03262015083041_3305475 | 2235755
Solais Lighting, Inc. | Solais | LRP38/40/30K | LRP38/40/30K |  | PAR38 | Reflector (Flood/Spot) | E26 (Medium) | Directional | LED | 5 | 65 | 135.9 | 123.9 | 2335 |  | 34 | 1163 | 16.1 | 72 | No | 25000 | 3000 | 81 | 12 | 0.9 | 0 | Dimmable |  |  | Damp Location Rated,Recessed Fixtures |  |  |  | 2012-08-01 | 2015-04-03 | United States, Canada | ES_1113665_LRP38/40/30K_03262015080516_5495722 | 2235785
Sonlite & Stellarlite Lighting Co., Ltd | SONLITE | LED Lamps | PAR20-7WA |  | PAR20 | Reflector (Flood/Spot) | E26 (Medium) | Directional | LED | 3 | 50 | 80 | 63 | 750 |  | 40 | 500 | 7 | 85 | No | 25000 | 3000 | 82 | 8 | 0.9 | -40 | Dimmable | 9% | No | None | No |  |  | 2016-02-01 | 2016-01-29 | United States, Canada | ES_1128379_PAR20-7WA_03032016115505_4475211 | 2261427
Sonlite & Stellarlite Lighting Co., Ltd | SONLITE | LED Lamps | PAR20-7WA XXKYZZ | ,,(“Where XX could be 27,30,40 or 50 which refers to 2700K,3000K,4000K or 5000K; Y could be S or W which refers silver or white body color; ZZ could be 25 or 40 which refers to 25°or 40° beam angle.) | PAR20 | Reflector (Flood/Spot) | E26 (Medium) | Directional | LED | 3 | 50 | 80 | 63 | 642 |  | 40 | 500 | 7 | 71.4 | No | 25000 | 2700 | 82 | 8 | 0.9 | -20 | Dimmable | 20% | No | None | No |  |  | 2016-07-20 | 2016-07-15 | United States, Canada | ES_1128379_PAR20-7WA XXKYZZ_07262016101746_5384209 | 2273401
Sonlite & Stellarlite Lighting Co., Ltd | SONLITE | LED Lamps | PAR20-7WA XXKYZZ | ,,(“Where XX could be 27,30,40 or 50 which refers to 2700K,3000K,4000K or 5000K; Y could be S or W which refers silver or white body color; ZZ could be 25 or 40 which refers to 25°or 40° beam angle.) | PAR20 | Reflector (Flood/Spot) | E26 (Medium) | Directional | LED | 3 | 50 | 80 | 63 | 683 |  | 40 | 550 | 7 | 78.6 | No | 25000 | 5000 | 84 | 17 | 0.9 | -20 | Dimmable | 20% | No | None | No |  |  | 2016-07-20 | 2016-07-15 | United States, Canada | ES_1128379_PAR20-7WA XXKYZZ_07262016101832_7254081 | 2273403
Sonlite & Stellarlite Lighting Co., Ltd | SONLITE | LED Lamps | PAR20-7WA XXKYZZ | ,,(“Where XX could be 27,30,40 or 50 which refers to 2700K,3000K,4000K or 5000K; Y could be S or W which refers silver or white body color; ZZ could be 25 or 40 which refers to 25°or 40° beam angle.) | PAR20 | Reflector (Flood/Spot) | E26 (Medium) | Directional | LED | 3 | 50 | 80 | 63 | 730 |  | 40 | 530 | 7 | 75.7 | No | 25000 | 4000 | 85 | 19 | 0.9 | -20 | Dimmable | 20% | No | None | No |  |  | 2016-07-20 | 2016-07-15 | United States, Canada | ES_1128379_PAR20-7WA XXKYZZ_07262016101807_6978081 | 2273402
Sonlite & Stellarlite Lighting Co., Ltd | SONLITE | LED Lamps | PAR20-7WA XXKYZZ | ,,(“Where XX could be 27,30,40 or 50 which refers to 2700K,3000K,4000K or 5000K; Y could be S or W which refers silver or white body color; ZZ could be 25 or 40 which refers to 25°or 40° beam angle.) | PAR20 | Reflector (Flood/Spot) | E26 (Medium) | Directional | LED | 3 | 50 | 80 | 63 | 750 |  | 40 | 500 | 7 | 71.4 | No | 25000 | 3000 | 82 | 8 | 0.9 | -20 | Dimmable | 20% | No | None | No |  |  | 2016-07-20 | 2016-07-15 | United States, Canada | ES_1128379_PAR20-7WA XXKYZZ_07262016101719_9451223 | 2273400
Sonlite & Stellarlite Lighting Co., Ltd | SONLITE | LED Lamps | PAR20-7WA XXKYZZ | ,,(“Where XX could be 27,30,40 or 50 which refers to 2700K,3000K,4000K or 5000K; Y could be S or W which refers silver or white body color; ZZ could be 25 or 40 which refers to 25°or 40° beam angle.) | PAR20 | Reflector (Flood/Spot) | E26 (Medium) | Directional | LED | 3 | 50 | 80 | 63 | 750 |  | 40 | 530 | 7 | 75.7 | No | 25000 | 4000 | 85 | 19 | 0.9 | -20 | Dimmable | 20% | No | None | No |  |  | 2016-07-20 | 2016-07-15 | United States, Canada | ES_1128379_PAR20-7WA XXKYZZ_07262016101946_2136954 | 2273406
Sonlite & Stellarlite Lighting Co., Ltd | SONLITE | LED Lamps | PAR20-7WA XXKYZZ | ,,(“Where XX could be 27,30,40 or 50 which refers to 2700K,3000K,4000K or 5000K; Y could be S or W which refers silver or white body color; ZZ could be 25 or 40 which refers to 25°or 40° beam angle.) | PAR20 | Reflector (Flood/Spot) | E26 (Medium) | Directional | LED | 3 | 50 | 80 | 63 | 1184 |  | 25 | 500 | 7 | 71.4 | No | 25000 | 2700 | 82 | 8 | 0.9 | -20 | Dimmable | 20% | No | None | No |  |  | 2016-07-20 | 2016-07-15 | United States, Canada | ES_1128379_PAR20-7WA XXKYZZ_07262016101854_6897427 | 2273404
Sonlite & Stellarlite Lighting Co., Ltd | SONLITE | LED Lamps | PAR20-7WA XXKYZZ | ,,(“Where XX could be 27,30,40 or 50 which refers to 2700K,3000K,4000K or 5000K; Y could be S or W which refers silver or white body color; ZZ could be 25 or 40 which refers to 25°or 40° beam angle.) | PAR20 | Reflector (Flood/Spot) | E26 (Medium) | Directional | LED | 3 | 50 | 80 | 63 | 1214 |  | 25 | 500 | 7 | 71.4 | No | 25000 | 3000 | 82 | 8 | 0.9 | -20 | Dimmable | 20% | No | None | No |  |  | 2016-07-20 | 2016-07-15 | United States, Canada | ES_1128379_PAR20-7WA XXKYZZ_07262016101918_8910781 | 2273405
Sonlite & Stellarlite Lighting Co., Ltd | SONLITE | LED Lamps | PAR20-7WA XXKYZZ | ,,(“Where XX could be 27,30,40 or 50 which refers to 2700K,3000K,4000K or 5000K; Y could be S or W which refers silver or white body color; ZZ could be 25 or 40 which refers to 25°or 40° beam angle.) | PAR20 | Reflector (Flood/Spot) | E26 (Medium) | Directional | LED | 3 | 50 | 80 | 63 | 1312 |  | 25 | 550 | 7 | 78.6 | No | 25000 | 5000 | 84 | 17 | 0.9 | -20 | Dimmable | 20% | No | None | No |  |  | 2016-07-20 | 2016-07-15 | United States, Canada | ES_1128379_PAR20-7WA XXKYZZ_07262016102010_2913465 | 2273407
Sonlite & Stellarlite Lighting Co., Ltd | SONLITE | LED Lamps | PAR30LN-10W |  | PAR30L | Reflector (Flood/Spot) | E26 (Medium) | Directional | LED | 3 | 60 | 115.9 | 94.7 | 1545 |  | 40 | 720 | 10 | 83 | No | 25000 | 3000 | 82 | 9 | 0.9 | -40 | Dimmable | 8% | No | None | No |  |  | 2016-02-01 | 2016-01-29 | United States, Canada | ES_1128379_PAR30LN-10W_03032016115519_2928539 | 2261426
Sonlite & Stellarlite Lighting Co., Ltd | SONLITE | LED Lamps | PAR30LN-10W 30KS40 |  | PAR30L | Reflector (Flood/Spot) | E26 (Medium) | Directional | LED | 3 | 50 | 115.9 | 94.7 | 1545 |  | 40 | 720 | 10 | 72 | No | 25000 | 3000 | 82 | 8 | 0.9 | -40 | Dimmable | 20% | No | None | No |  |  | 2016-02-01 | 2016-07-15 | United States, Canada | ES_1128379_PAR30LN-10W 30KS40_07252016155616_2002814 | 2273399
Sonlite & Stellarlite Lighting Co., Ltd | SONLITE | LED Lamps | PAR30LN-13W |  | PAR30L | Reflector (Flood/Spot) | E26 (Medium) | Directional | LED | 3 | 75 | 115.9 | 94.7 | 1647 |  | 40 | 1000 | 13 | 80 | No | 25000 | 3000 | 82 | 7 | 1 | -40 | Dimmable | 7% | No | None | No |  |  | 2016-02-01 | 2016-01-27 | United States, Canada | ES_1128379_PAR30LN-13W_03032016115405_4123929 | 2261431
Sonlite & Stellarlite Lighting Co., Ltd | SONLITE | LED Lamps | PAR30LN-13W XXKYZZ | ,,(“Where XX could be 27,30,40 or 50 which refers to 2700K,3000K,4000K or 5000K; Y could be S or W which refers silver or white body color; ZZ could be 15,25,40 or 60 which refers to 15°,25°, 40° or 60° beam angle.) | PAR30L | Reflector (Flood/Spot) | E26 (Medium) | Directional | LED | 3 | 50 | 115.9 | 94.7 | 3711 |  | 15 | 950 | 13 | 73.1 | No | 25000 | 3000 | 82 | 7 | 1 | -40 | Dimmable | 20% | No | None | No |  |  | 2016-07-20 | 2016-07-25 | United States, Canada | ES_1128379_PAR30LN-13W XXKYZZ_07262016101342_7212560 | 2273392
Sonlite & Stellarlite Lighting Co., Ltd | SONLITE | LED Lamps | PAR30LN-13W XXKYZZ | ,,(“Where XX could be 27,30,40 or 50 which refers to 2700K,3000K,4000K or 5000K; Y could be S or W which refers silver or white body color; ZZ could be 15,25,40 or 60 which refers to 15°,25°, 40° or 60° beam angle.) | PAR30L | Reflector (Flood/Spot) | E26 (Medium) | Directional | LED | 3 | 50 | 115.9 | 94.7 | 4361 |  | 15 | 1050 | 13 | 80.8 | No | 25000 | 5000 | 84 | 16 | 1 | -40 | Dimmable | 20% | No | None | No |  |  | 2016-07-20 | 2016-07-25 | United States, Canada | ES_1128379_PAR30LN-13W XXKYZZ_07262016101431_3943381 | 2273394
Sonlite & Stellarlite Lighting Co., Ltd | SONLITE | LED Lamps | PAR30LN-13W XXKYZZ | ,,(“Where XX could be 27,30,40 or 50 which refers to 2700K,3000K,4000K or 5000K; Y could be S or W which refers silver or white body color; ZZ could be 15,25,40 or 60 which refers to 15°,25°, 40° or 60° beam angle.) | PAR30L | Reflector (Flood/Spot) | E26 (Medium) | Directional | LED | 3 | 50 | 115.9 | 94.7 | 4378 |  | 15 | 950 | 13 | 73.1 | No | 25000 | 2700 | 82 | 6 | 1 | -40 | Dimmable | 20% | No | None | No |  |  | 2016-07-20 | 2016-07-25 | United States, Canada | ES_1128379_PAR30LN-13W XXKYZZ_07262016101322_1235844 | 2273391
Sonlite & Stellarlite Lighting Co., Ltd | SONLITE | LED Lamps | PAR30LN-13W XXKYZZ | ,,(“Where XX could be 27,30,40 or 50 which refers to 2700K,3000K,4000K or 5000K; Y could be S or W which refers silver or white body color; ZZ could be 15,25,40 or 60 which refers to 15°,25°, 40° or 60° beam angle.) | PAR30L | Reflector (Flood/Spot) | E26 (Medium) | Directional | LED | 3 | 50 | 115.9 | 94.7 | 4405 |  | 15 | 1000 | 13 | 76.9 | No | 25000 | 4000 | 85 | 18 | 1 | -40 | Dimmable | 20% | No | None | No |  |  | 2016-07-20 | 2016-07-25 | United States, Canada | ES_1128379_PAR30LN-13W XXKYZZ_07262016101407_4842764 | 2273393
Sonlite & Stellarlite Lighting Co., Ltd | SONLITE | LED Lamps | PAR30LN-13W XXKYZZ | ,,(“Where XX could be 27,30,40 or 50 which refers to 2700K,3000K,4000K or 5000K; Y could be S or W which refers silver or white body color; ZZ could be 15,25,40 or 60 which refers to 15°,25°, 40° or 60° beam angle.) | PAR30L | Reflector (Flood/Spot) | E26 (Medium) | Directional | LED | 3 | 75 | 115.9 | 94.7 | 850 |  | 60 | 950 | 13 | 73.1 | No | 25000 | 3000 | 82 | 7 | 1 | -40 | Dimmable | 20% | No | None | No |  |  | 2016-07-20 | 2016-07-25 | United States, Canada | ES_1128379_PAR30LN-13W XXKYZZ_07262016101518_5289230 | 2273396
Sonlite & Stellarlite Lighting Co., Ltd | SONLITE | LED Lamps | PAR30LN-13W XXKYZZ | ,,(“Where XX could be 27,30,40 or 50 which refers to 2700K,3000K,4000K or 5000K; Y could be S or W which refers silver or white body color; ZZ could be 15,25,40 or 60 which refers to 15°,25°, 40° or 60° beam angle.) | PAR30L | Reflector (Flood/Spot) | E26 (Medium) | Directional | LED | 3 | 75 | 115.9 | 94.7 | 860 |  | 60 | 950 | 13 | 73.1 | No | 25000 | 2700 | 82 | 6 | 1 | -40 | Dimmable | 20% | No | None | No |  |  | 2016-07-20 | 2016-07-25 | United States, Canada | ES_1128379_PAR30LN-13W XXKYZZ_07262016101456_6944331 | 2273395
Sonlite & Stellarlite Lighting Co., Ltd | SONLITE | LED Lamps | PAR30LN-13W XXKYZZ | ,,(“Where XX could be 27,30,40 or 50 which refers to 2700K,3000K,4000K or 5000K; Y could be S or W which refers silver or white body color; ZZ could be 15,25,40 or 60 which refers to 15°,25°, 40° or 60° beam angle.) | PAR30L | Reflector (Flood/Spot) | E26 (Medium) | Directional | LED | 3 | 75 | 115.9 | 94.7 | 887 |  | 60 | 1000 | 13 | 76.9 | No | 25000 | 4000 | 85 | 18 | 1 | -40 | Dimmable | 20% | No | None | No |  |  | 2016-07-20 | 2016-07-25 | United States, Canada | ES_1128379_PAR30LN-13W XXKYZZ_07262016101547_4552391 | 2273397
Sonlite & Stellarlite Lighting Co., Ltd | SONLITE | LED Lamps | PAR30LN-13W XXKYZZ | ,,(“Where XX could be 27,30,40 or 50 which refers to 2700K,3000K,4000K or 5000K; Y could be S or W which refers silver or white body color; ZZ could be 15,25,40 or 60 which refers to 15°,25°, 40° or 60° beam angle.) | PAR30L | Reflector (Flood/Spot) | E26 (Medium) | Directional | LED | 3 | 75 | 115.9 | 94.7 | 1023 |  | 60 | 1050 | 13 | 80.8 | No | 25000 | 5000 | 84 | 16 | 1 | -40 | Dimmable | 20% | No | None | No |  |  | 2016-07-20 | 2016-07-25 | United States, Canada | ES_1128379_PAR30LN-13W XXKYZZ_07262016101610_9932963 | 2273398
Sonlite & Stellarlite Lighting Co., Ltd | SONLITE | LED Lamps | PAR30LN-13W XXKYZZ | ,,(“Where XX could be 27,30,40 or 50 which refers to 2700K,3000K,4000K or 5000K; Y could be S or W which refers silver or white body color; ZZ could be 15,25,40 or 60 which refers to 15°,25°, 40° or 60° beam angle.) | PAR30L | Reflector (Flood/Spot) | E26 (Medium) | Directional | LED | 3 | 75 | 115.9 | 94.7 | 1647 |  | 40 | 950 | 13 | 73.1 | No | 25000 | 3000 | 82 | 7 | 1 | -40 | Dimmable | 20% | No | None | No |  |  | 2016-07-20 | 2016-07-25 | United States, Canada | ES_1128379_PAR30LN-13W XXKYZZ_07262016101043_4553177 | 2273383
Sonlite & Stellarlite Lighting Co., Ltd | SONLITE | LED Lamps | PAR30LN-13W XXKYZZ | ,,(“Where XX could be 27,30,40 or 50 which refers to 2700K,3000K,4000K or 5000K; Y could be S or W which refers silver or white body color; ZZ could be 15,25,40 or 60 which refers to 15°,25°, 40° or 60° beam angle.) | PAR30L | Reflector (Flood/Spot) | E26 (Medium) | Directional | LED | 3 | 75 | 115.9 | 94.7 | 1966 |  | 40 | 950 | 13 | 73.1 | No | 25000 | 2700 | 82 | 6 | 1 | -40 | Dimmable | 20% | No | None | No |  |  | 2016-07-20 | 2016-07-25 | United States, Canada | ES_1128379_PAR30LN-13W XXKYZZ_07262016101108_6623765 | 2273384
Sonlite & Stellarlite Lighting Co., Ltd | SONLITE | LED Lamps | PAR30LN-13W XXKYZZ | ,,(“Where XX could be 27,30,40 or 50 which refers to 2700K,3000K,4000K or 5000K; Y could be S or W which refers silver or white body color; ZZ could be 15,25,40 or 60 which refers to 15°,25°, 40° or 60° beam angle.) | PAR30L | Reflector (Flood/Spot) | E26 (Medium) | Directional | LED | 3 | 75 | 115.9 | 94.7 | 2103 |  | 40 | 1050 | 13 | 80.8 | No | 25000 | 5000 | 84 | 16 | 1 | -40 | Dimmable | 20% | No | None | No |  |  | 2016-07-20 | 2016-07-25 | United States, Canada | ES_1128379_PAR30LN-13W XXKYZZ_07262016101147_4249996 | 2273386
Sonlite & Stellarlite Lighting Co., Ltd | SONLITE | LED Lamps | PAR30LN-13W XXKYZZ | ,,(“Where XX could be 27,30,40 or 50 which refers to 2700K,3000K,4000K or 5000K; Y could be S or W which refers silver or white body color; ZZ could be 15,25,40 or 60 which refers to 15°,25°, 40° or 60° beam angle.) | PAR30L | Reflector (Flood/Spot) | E26 (Medium) | Directional | LED | 3 | 75 | 115.9 | 94.7 | 2150 |  | 40 | 1000 | 13 | 76.9 | No | 25000 |  | 85 | 18 | 1 | -40 | Dimmable | 20% | No | None | No |  |  | 2016-07-20 | 2016-07-25 | United States, Canada | ES_1128379_PAR30LN-13W XXKYZZ_07262016101129_2913085 | 2273385
Sonlite & Stellarlite Lighting Co., Ltd | SONLITE | LED Lamps | PAR30LN-13W XXKYZZ | ,,(“Where XX could be 27,30,40 or 50 which refers to 2700K,3000K,4000K or 5000K; Y could be S or W which refers silver or white body color; ZZ could be 15,25,40 or 60 which refers to 15°,25°, 40° or 60° beam angle.) | PAR30L | Reflector (Flood/Spot) | E26 (Medium) | Directional | LED | 3 | 75 | 115.9 | 94.7 | 2993 |  | 25 | 950 | 13 | 73.1 | No | 25000 | 3000 | 82 | 7 | 1 | -40 | Dimmable | 20% | No | None | No |  |  | 2016-07-20 | 2016-07-25 | United States, Canada | ES_1128379_PAR30LN-13W XXKYZZ_07262016101225_1224677 | 2273388
Sonlite & Stellarlite Lighting Co., Ltd | SONLITE | LED Lamps | PAR30LN-13W XXKYZZ | ,,(“Where XX could be 27,30,40 or 50 which refers to 2700K,3000K,4000K or 5000K; Y could be S or W which refers silver or white body color; ZZ could be 15,25,40 or 60 which refers to 15°,25°, 40° or 60° beam angle.) | PAR30L | Reflector (Flood/Spot) | E26 (Medium) | Directional | LED | 3 | 75 | 115.9 | 94.7 | 3291 |  | 25 | 1000 | 13 | 76.9 | No | 25000 | 4000 | 85 | 18 | 1 | -40 | Dimmable | 20% | No | None | No |  |  | 2016-07-20 | 2016-07-25 | United States, Canada | ES_1128379_PAR30LN-13W XXKYZZ_07262016101244_1975453 | 2273389
Sonlite & Stellarlite Lighting Co., Ltd | SONLITE | LED Lamps | PAR30LN-13W XXKYZZ | ,,(“Where XX could be 27,30,40 or 50 which refers to 2700K,3000K,4000K or 5000K; Y could be S or W which refers silver or white body color; ZZ could be 15,25,40 or 60 which refers to 15°,25°, 40° or 60° beam angle.) | PAR30L | Reflector (Flood/Spot) | E26 (Medium) | Directional | LED | 3 | 75 | 115.9 | 94.7 | 3378 |  | 25 | 1050 | 13 | 80.8 | No | 25000 | 5000 | 84 | 16 | 1 | -40 | Dimmable | 20% | No | None | No |  |  | 2016-07-20 | 2016-07-25 | United States, Canada | ES_1128379_PAR30LN-13W XXKYZZ_07262016101302_1943477 | 2273390
Sonlite & Stellarlite Lighting Co., Ltd | SONLITE | LED Lamps | PAR30LN-13W XXKYZZ | ,,(“Where XX could be 27,30,40 or 50 which refers to 2700K,3000K,4000K or 5000K; Y could be S or W which refers silver or white body color; ZZ could be 15,25,40 or 60 which refers to 15°,25°, 40° or 60° beam angle.) | PAR30L | Reflector (Flood/Spot) | E26 (Medium) | Directional | LED | 3 | 75 | 115.9 | 94.7 | 3659 |  | 25 | 950 | 13 | 73.1 | No | 25000 | 2700 | 82 | 6 | 1 | -40 | Dimmable | 20% | No | None | No |  |  | 2016-07-20 | 2016-07-25 | United States, Canada | ES_1128379_PAR30LN-13W XXKYZZ_07262016101206_5693326 | 2273387
Sonlite & Stellarlite Lighting Co., Ltd | SONLITE | LED Lamps | PAR30SN-10W |  | PAR30S | Reflector (Flood/Spot) | E26 (Medium) | Directional | LED | 3 | 60 | 95 | 90 | 984 |  | 40 | 720 | 10 | 87 | No | 25000 | 3000 | 82 | 8 | 0.9 | -40 | Dimmable | 7% | No | None | No |  |  | 2016-02-01 | 2016-01-29 | United States, Canada | ES_1128379_PAR30SN-10W_03032016115534_2052997 | 2261425
Sonlite & Stellarlite Lighting Co., Ltd | SONLITE | LED Lamps | PAR30SN-10W 30KS40 |  | PAR30S | Reflector (Flood/Spot) | E26 (Medium) | Directional | LED | 3 | 60 | 90 | 95 | 984 |  | 40 | 720 | 10 | 72 | No | 25000 | 3000 | 82 | 8 | 0.9 | -40 | Dimmable | 20% | No | None | No |  |  | 2016-07-20 | 2016-07-15 | United States, Canada | ES_1128379_PAR30SN-10W 30KS40_07252016155651_8293486 | 2273382
Sonlite & Stellarlite Lighting Co., Ltd | SONLITE | LED Lamps | PAR30SN-13W |  | PAR30S | Reflector (Flood/Spot) | E26 (Medium) | Directional | LED | 3 | 75 | 95 | 89.3 | 1361 |  | 40 | 950 | 13 | 81 | No | 25000 | 3000 | 82 | 8 | 1 | -40 | Dimmable | 7% | No | None | No |  |  | 2016-02-01 | 2016-01-27 | United States, Canada | ES_1128379_PAR30SN-13W_03032016115423_6196164 | 2261430
Sonlite & Stellarlite Lighting Co., Ltd | SONLITE | LED Lamps | PAR30SN-13W XXKYZZ | ,,(“Where XX could be 27,30,40 or 50 which refers to 2700K,3000K,4000K or 5000K; Y could be S or W which refers silver or white body color; ZZ could be 25,40 or 60 which refers to 25°, 40° or 60° beam angle.) | PAR30S | Reflector (Flood/Spot) | E26 (Medium) | Directional | LED | 3 | 75 | 89.3 | 95 | 924 |  | 60 | 950 | 13 | 73.1 | No | 25000 | 3000 | 82 | 8 | 1 | -40 | Dimmable | 20% | No | None | No |  |  | 2016-07-20 | 2016-07-18 | United States, Canada | ES_1128379_PAR30SN-13W XXKYZZ_07262016100858_4779271 | 2273379
Sonlite & Stellarlite Lighting Co., Ltd | SONLITE | LED Lamps | PAR30SN-13W XXKYZZ | ,,(“Where XX could be 27,30,40 or 50 which refers to 2700K,3000K,4000K or 5000K; Y could be S or W which refers silver or white body color; ZZ could be 25,40 or 60 which refers to 25°, 40° or 60° beam angle.) | PAR30S | Reflector (Flood/Spot) | E26 (Medium) | Directional | LED | 3 | 75 | 89.3 | 95 | 972 |  | 60 | 950 | 13 | 73.1 | No | 25000 | 2700 | 82 | 8 | 1 | -40 | Dimmable | 20% | No | None | No |  |  | 2016-07-20 | 2016-07-18 | United States, Canada | ES_1128379_PAR30SN-13W XXKYZZ_07262016100838_6961675 | 2273378
Sonlite & Stellarlite Lighting Co., Ltd | SONLITE | LED Lamps | PAR30SN-13W XXKYZZ | ,,(“Where XX could be 27,30,40 or 50 which refers to 2700K,3000K,4000K or 5000K; Y could be S or W which refers silver or white body color; ZZ could be 25,40 or 60 which refers to 25°, 40° or 60° beam angle.) | PAR30S | Reflector (Flood/Spot) | E26 (Medium) | Directional | LED | 3 | 75 | 89.3 | 95 | 1000 |  | 60 | 1000 | 13 | 76.9 | No | 25000 | 4000 | 85 | 18 | 1 | -40 | Dimmable | 20% | No | None | No |  |  | 2016-07-20 | 2016-07-18 | United States, Canada | ES_1128379_PAR30SN-13W XXKYZZ_07262016100917_9808401 | 2273380
Sonlite & Stellarlite Lighting Co., Ltd | SONLITE | LED Lamps | PAR30SN-13W XXKYZZ | ,,(“Where XX could be 27,30,40 or 50 which refers to 2700K,3000K,4000K or 5000K; Y could be S or W which refers silver or white body color; ZZ could be 25,40 or 60 which refers to 25°, 40° or 60° beam angle.) | PAR30S | Reflector (Flood/Spot) | E26 (Medium) | Directional | LED | 3 | 75 | 89.3 | 95 | 1014 |  | 60 | 1050 | 13 | 80.8 | No | 25000 | 5000 | 84 | 17 | 1 | -40 | Dimmable | 20% | No | None | No |  |  | 2016-07-20 | 2016-07-18 | United States, Canada | ES_1128379_PAR30SN-13W XXKYZZ_07262016100939_3119710 | 2273381
Sonlite & Stellarlite Lighting Co., Ltd | SONLITE | LED Lamps | PAR30SN-13W XXKYZZ | ,,(“Where XX could be 27,30,40 or 50 which refers to 2700K,3000K,4000K or 5000K; Y could be S or W which refers silver or white body color; ZZ could be 25,40 or 60 which refers to 25°, 40° or 60° beam angle.) | PAR30S | Reflector (Flood/Spot) | E26 (Medium) | Directional | LED | 3 | 75 | 89.3 | 95 | 1361 |  | 40 | 950 | 13 | 73.1 | No | 25000 | 3000 | 82 | 8 | 1 | -40 | Dimmable | 20% | No | None | No |  |  | 2016-07-20 | 2016-07-18 | United States, Canada | ES_1128379_PAR30SN-13W XXKYZZ_07262016100549_1122231 | 2273370
Sonlite & Stellarlite Lighting Co., Ltd | SONLITE | LED Lamps | PAR30SN-13W XXKYZZ | ,,(“Where XX could be 27,30,40 or 50 which refers to 2700K,3000K,4000K or 5000K; Y could be S or W which refers silver or white body color; ZZ could be 25,40 or 60 which refers to 25°, 40° or 60° beam angle.) | PAR30S | Reflector (Flood/Spot) | E26 (Medium) | Directional | LED | 3 | 75 | 89.3 | 95 | 1791 |  | 40 | 950 | 13 | 73.1 | No | 25000 | 2700 | 82 | 8 | 1 | -40 | Dimmable | 20% | No | None | No |  |  | 2016-07-20 | 2016-07-18 | United States, Canada | ES_1128379_PAR30SN-13W XXKYZZ_07262016100611_7604760 | 2273371
RONA Inc. | RONA | G25-15W | 20045058 |  | G25 | Globe | E26 (Medium) | Decorative | CFL | 5 | 60 | 110 | 80 |  | 2.5 |  | 800 | 15 | 53.3 | No | 10000 | 2700 | 83 | -5 | 0.6 | -15 |  |  |  | None |  |  |  | 2015-02-09 | 2015-02-13 | Canada | ES_1056386_20045058_03102015040215_7001901 | 2234462
Sonlite & Stellarlite Lighting Co., Ltd | SONLITE | LED Lamps | PAR30SN-13W XXKYZZ | ,,(“Where XX could be 27,30,40 or 50 which refers to 2700K,3000K,4000K or 5000K; Y could be S or W which refers silver or white body color; ZZ could be 25,40 or 60 which refers to 25°, 40° or 60° beam angle.) | PAR30S | Reflector (Flood/Spot) | E26 (Medium) | Directional | LED | 3 | 75 | 89.3 | 95 | 1923 |  | 40 | 1050 | 13 | 80.8 | No | 25000 | 5000 | 84 | 17 | 1 | -40 | Dimmable | 20% | No | None | No |  |  | 2016-07-20 | 2016-07-18 | United States, Canada | ES_1128379_PAR30SN-13W XXKYZZ_07262016100655_1190080 | 2273373
Sonlite & Stellarlite Lighting Co., Ltd | SONLITE | LED Lamps | PAR30SN-13W XXKYZZ | ,,(“Where XX could be 27,30,40 or 50 which refers to 2700K,3000K,4000K or 5000K; Y could be S or W which refers silver or white body color; ZZ could be 25,40 or 60 which refers to 25°, 40° or 60° beam angle.) | PAR30S | Reflector (Flood/Spot) | E26 (Medium) | Directional | LED | 3 | 75 | 89.3 | 95 | 1983 |  | 40 | 1000 | 13 | 76.9 | No | 25000 | 4000 | 85 | 18 | 1 | -40 | Dimmable | 20% | No | None | No |  |  | 2016-07-20 | 2016-07-18 | United States, Canada | ES_1128379_PAR30SN-13W XXKYZZ_07262016100633_8729365 | 2273372
Sonlite & Stellarlite Lighting Co., Ltd | SONLITE | LED Lamps | PAR30SN-13W XXKYZZ | ,,(“Where XX could be 27,30,40 or 50 which refers to 2700K,3000K,4000K or 5000K; Y could be S or W which refers silver or white body color; ZZ could be 25,40 or 60 which refers to 25°, 40° or 60° beam angle.) | PAR30S | Reflector (Flood/Spot) | E26 (Medium) | Directional | LED | 3 | 75 | 89.3 | 95 | 2928 |  | 25 | 950 | 13 | 73.1 | No | 25000 | 2700 | 82 | 8 | 1 | -40 | Dimmable | 20% | No | None | No |  |  | 2016-07-20 | 2016-07-18 | United States, Canada | ES_1128379_PAR30SN-13W XXKYZZ_07262016100716_1947202 | 2273374
Sonlite & Stellarlite Lighting Co., Ltd | SONLITE | LED Lamps | PAR30SN-13W XXKYZZ | ,,(“Where XX could be 27,30,40 or 50 which refers to 2700K,3000K,4000K or 5000K; Y could be S or W which refers silver or white body color; ZZ could be 25,40 or 60 which refers to 25°, 40° or 60° beam angle.) | PAR30S | Reflector (Flood/Spot) | E26 (Medium) | Directional | LED | 3 | 75 | 89.3 | 95 | 3273 |  | 25 | 950 | 13 | 73.1 | No | 25000 | 3000 | 82 | 8 | 1 | -40 | Dimmable | 20% | No | None | No |  |  | 2016-07-20 | 2016-07-18 | United States, Canada | ES_1128379_PAR30SN-13W XXKYZZ_07262016100736_4858166 | 2273375
Sonlite & Stellarlite Lighting Co., Ltd | SONLITE | LED Lamps | PAR30SN-13W XXKYZZ | ,,(“Where XX could be 27,30,40 or 50 which refers to 2700K,3000K,4000K or 5000K; Y could be S or W which refers silver or white body color; ZZ could be 25,40 or 60 which refers to 25°, 40° or 60° beam angle.) | PAR30S | Reflector (Flood/Spot) | E26 (Medium) | Directional | LED | 3 | 75 | 89.3 | 95 | 3648 |  | 25 | 1050 | 13 | 80.8 | No | 25000 | 5000 | 84 | 17 | 1 | -40 | Dimmable | 20% | No | None | No |  |  | 2016-07-20 | 2016-07-18 | United States, Canada | ES_1128379_PAR30SN-13W XXKYZZ_07262016100818_2367275 | 2273377
Sonlite & Stellarlite Lighting Co., Ltd | SONLITE | LED Lamps | PAR30SN-13W XXKYZZ | ,,(“Where XX could be 27,30,40 or 50 which refers to 2700K,3000K,4000K or 5000K; Y could be S or W which refers silver or white body color; ZZ could be 25,40 or 60 which refers to 25°, 40° or 60° beam angle.) | PAR30S | Reflector (Flood/Spot) | E26 (Medium) | Directional | LED | 3 | 75 | 89.3 | 95 | 3699 |  | 25 | 100 | 13 | 76.9 | No | 25000 | 4000 | 85 | 18 | 1 | -40 | Dimmable | 20% | No | None | No |  |  | 2016-07-20 | 2016-07-18 | United States, Canada | ES_1128379_PAR30SN-13W XXKYZZ_07262016100757_3037281 | 2273376
Sonlite & Stellarlite Lighting Co., Ltd | SONLITE | LED Lamps | PAR38-15W |  | PAR38 | Reflector (Flood/Spot) | E26 (Medium) | Directional | LED | 3 | 90 | 132.3 | 121.4 | 1732 |  | 40 | 1200 | 15 | 86 | No | 25000 | 3000 | 82 | 8 | 1 | -40 | Dimmable | 7% | No | None | No |  |  | 2016-02-01 | 2016-01-27 | United States, Canada | ES_1128379_PAR38-15W_03032016115437_9502780 | 2261429
Sonlite & Stellarlite Lighting Co., Ltd | SONLITE | LED Lamps | PAR38-15W XXKYZZ | ,,(“Where XX could be 27,30,35,40 or 50 which refers to 2700K,3000K,3500K,4000K or 5000K; Y could be S or W which refers silver or white body color; ZZ could be 15,25,40 or 60 which refers to 15°,25°,40° or 60° beam angle.) | PAR38 | Reflector (Flood/Spot) | E26 (Medium) | Directional | LED | 3 | 75 | 132.3 | 121.4 | 6599 |  | 15 | 1280 | 15 | 85.3 | No | 25000 | 4000 | 84 | 18 | 1 | -40 | Dimmable | 20% | No | None | No |  |  | 2016-07-20 | 2016-07-18 | United States, Canada | ES_1128379_PAR38-15W XXKYZZ_07262016100258_3675082 | 2273363
Sonlite & Stellarlite Lighting Co., Ltd | SONLITE | LED Lamps | PAR38-15W XXKYZZ | ,,(“Where XX could be 27,30,35,40 or 50 which refers to 2700K,3000K,3500K,4000K or 5000K; Y could be S or W which refers silver or white body color; ZZ could be 15,25,40 or 60 which refers to 15°,25°,40° or 60° beam angle.) | PAR38 | Reflector (Flood/Spot) | E26 (Medium) | Directional | LED | 3 | 75 | 132.3 | 121.4 | 6829 |  | 15 | 1250 | 15 | 83.3 | No | 25000 | 3500 | 85 | 21 | 1 | -40 | Dimmable | 20% | No | None | No |  |  | 2016-07-20 | 2016-07-18 | United States, Canada | ES_1128379_PAR38-15W XXKYZZ_07262016100236_4520866 | 2273362
Sonlite & Stellarlite Lighting Co., Ltd | SONLITE | LED Lamps | PAR38-15W XXKYZZ | ,,(“Where XX could be 27,30,35,40 or 50 which refers to 2700K,3000K,3500K,4000K or 5000K; Y could be S or W which refers silver or white body color; ZZ could be 15,25,40 or 60 which refers to 15°,25°,40° or 60° beam angle.) | PAR38 | Reflector (Flood/Spot) | E26 (Medium) | Directional | LED | 3 | 75 | 132.3 | 121.4 | 6935 |  | 15 | 1320 | 15 | 88 | No | 25000 | 5000 | 85 | 17 | 1 | -40 | Dimmable | 20% | No | None | No |  |  | 2016-07-20 | 2016-07-18 | United States, Canada | ES_1128379_PAR38-15W XXKYZZ_07262016100319_2572136 | 2273364
Sonlite & Stellarlite Lighting Co., Ltd | SONLITE | LED Lamps | PAR38-15W XXKYZZ | ,,(“Where XX could be 27,30,35,40 or 50 which refers to 2700K,3000K,3500K,4000K or 5000K; Y could be S or W which refers silver or white body color; ZZ could be 15,25,40 or 60 which refers to 15°,25°,40° or 60° beam angle.) | PAR38 | Reflector (Flood/Spot) | E26 (Medium) | Directional | LED | 3 | 75 | 132.3 | 121.4 | 6937 |  | 15 | 1200 | 15 | 80 | No | 25000 | 2700 | 82 | 7 | 1 | -40 | Dimmable | 20% | No | None | No |  |  | 2016-07-20 | 2016-07-18 | United States, Canada | ES_1128379_PAR38-15W XXKYZZ_07262016100154_2644070 | 2273360
Sonlite & Stellarlite Lighting Co., Ltd | SONLITE | LED Lamps | PAR38-15W XXKYZZ | ,,(“Where XX could be 27,30,35,40 or 50 which refers to 2700K,3000K,3500K,4000K or 5000K; Y could be S or W which refers silver or white body color; ZZ could be 15,25,40 or 60 which refers to 15°,25°,40° or 60° beam angle.) | PAR38 | Reflector (Flood/Spot) | E26 (Medium) | Directional | LED | 3 | 75 | 132.3 | 121.4 | 7435 |  | 15 | 1200 | 15 | 86 | No | 25000 | 3000 | 82 | 8 | 1 | -40 | Dimmable | 20% | No | None | No |  |  | 2016-07-20 | 2016-07-18 | United States, Canada | ES_1128379_PAR38-15W XXKYZZ_07262016100214_8003091 | 2273361
Sonlite & Stellarlite Lighting Co., Ltd | SONLITE | LED Lamps | PAR38-15W XXKYZZ | ,,(“Where XX could be 27,30,35,40 or 50 which refers to 2700K,3000K,3500K,4000K or 5000K; Y could be S or W which refers silver or white body color; ZZ could be 15,25,40 or 60 which refers to 15°,25°,40° or 60° beam angle.) | PAR38 | Reflector (Flood/Spot) | E26 (Medium) | Directional | LED | 3 | 90 | 132.3 | 121.4 | 1654 |  | 40 | 1200 | 15 | 80 | No | 25000 | 2700 | 82 | 7 | 1 | -40 | Dimmable | 20% | No | None | No |  |  | 2016-07-20 | 2016-07-18 | United States, Canada | ES_1128379_PAR38-15W XXKYZZ_07262016095816_2495214 | 2273351
Sonlite & Stellarlite Lighting Co., Ltd | SONLITE | LED Lamps | PAR38-15W XXKYZZ | ,,(“Where XX could be 27,30,35,40 or 50 which refers to 2700K,3000K,3500K,4000K or 5000K; Y could be S or W which refers silver or white body color; ZZ could be 15,25,40 or 60 which refers to 15°,25°,40° or 60° beam angle.) | PAR38 | Reflector (Flood/Spot) | E26 (Medium) | Directional | LED | 3 | 90 | 132.3 | 121.4 | 1732 |  | 40 | 1200 | 15 | 86 | No | 25000 | 3000 | 82 | 8 | 1 | -40 | Dimmable | 20% | No | None | No |  |  | 2016-07-20 | 2016-07-18 | United States, Canada | ES_1128379_PAR38-15W XXKYZZ_07262016095751_6268967 | 2273350
Sonlite & Stellarlite Lighting Co., Ltd | SONLITE | LED Lamps | PAR38-15W XXKYZZ | ,,(“Where XX could be 27,30,35,40 or 50 which refers to 2700K,3000K,3500K,4000K or 5000K; Y could be S or W which refers silver or white body color; ZZ could be 15,25,40 or 60 which refers to 15°,25°,40° or 60° beam angle.) | PAR38 | Reflector (Flood/Spot) | E26 (Medium) | Directional | LED | 3 | 90 | 132.3 | 121.4 | 1764 |  | 40 | 1280 | 15 | 85.3 | No | 25000 | 4000 | 84 | 18 | 1 | -40 | Dimmable | 20% | No | None | No |  |  | 2016-07-20 | 2016-07-18 | United States, Canada | ES_1128379_PAR38-15W XXKYZZ_07262016095908_5674223 | 2273353
Sonlite & Stellarlite Lighting Co., Ltd | SONLITE | LED Lamps | PAR38-15W XXKYZZ | ,,(“Where XX could be 27,30,35,40 or 50 which refers to 2700K,3000K,3500K,4000K or 5000K; Y could be S or W which refers silver or white body color; ZZ could be 15,25,40 or 60 which refers to 15°,25°,40° or 60° beam angle.) | PAR38 | Reflector (Flood/Spot) | E26 (Medium) | Directional | LED | 3 | 90 | 132.3 | 121.4 | 1809 |  | 40 | 1320 | 15 | 88 | No | 25000 | 5000 | 85 | 17 | 1 | -40 | Dimmable | 20% | No | None | No |  |  | 2016-07-20 | 2016-07-18 | United States, Canada | ES_1128379_PAR38-15W XXKYZZ_07262016095930_1865835 | 2273354
Sonlite & Stellarlite Lighting Co., Ltd | SONLITE | LED Lamps | PAR38-15W XXKYZZ | ,,(“Where XX could be 27,30,35,40 or 50 which refers to 2700K,3000K,3500K,4000K or 5000K; Y could be S or W which refers silver or white body color; ZZ could be 15,25,40 or 60 which refers to 15°,25°,40° or 60° beam angle.) | PAR38 | Reflector (Flood/Spot) | E26 (Medium) | Directional | LED | 3 | 90 | 132.3 | 121.4 | 1886 |  | 40 | 1250 | 15 | 83.3 | No | 25000 | 3500 | 85 | 21 | 1 | -40 | Dimmable | 20% | No | None | No |  |  | 2016-07-20 | 2016-07-18 | United States, Canada | ES_1128379_PAR38-15W XXKYZZ_07262016095842_7251071 | 2273352
Sonlite & Stellarlite Lighting Co., Ltd | SONLITE | LED Lamps | PAR38-15W XXKYZZ | ,,(“Where XX could be 27,30,35,40 or 50 which refers to 2700K,3000K,3500K,4000K or 5000K; Y could be S or W which refers silver or white body color; ZZ could be 15,25,40 or 60 which refers to 15°,25°,40° or 60° beam angle.) | PAR38 | Reflector (Flood/Spot) | E26 (Medium) | Directional | LED | 3 | 90 | 132.3 | 121.4 | 3717 |  | 25 | 1200 | 15 | 86 | No | 25000 | 3000 | 82 | 8 | 1 | -40 | Dimmable | 20% | No | None | No |  |  | 2016-07-20 | 2016-07-18 | United States, Canada | ES_1128379_PAR38-15W XXKYZZ_07262016100026_4425885 | 2273356
Sonlite & Stellarlite Lighting Co., Ltd | SONLITE | LED Lamps | PAR38-15W XXKYZZ | ,,(“Where XX could be 27,30,35,40 or 50 which refers to 2700K,3000K,3500K,4000K or 5000K; Y could be S or W which refers silver or white body color; ZZ could be 15,25,40 or 60 which refers to 15°,25°,40° or 60° beam angle.) | PAR38 | Reflector (Flood/Spot) | E26 (Medium) | Directional | LED | 3 | 90 | 132.3 | 121.4 | 3922 |  | 25 | 1200 | 15 | 80 | No | 25000 | 2700 | 82 | 7 | 1 | -40 | Dimmable | 20% | No | None | No |  |  | 2016-07-20 | 2016-07-18 | United States, Canada | ES_1128379_PAR38-15W XXKYZZ_07262016095958_3709389 | 2273355
Sonlite & Stellarlite Lighting Co., Ltd | SONLITE | LED Lamps | PAR38-15W XXKYZZ | ,,(“Where XX could be 27,30,35,40 or 50 which refers to 2700K,3000K,3500K,4000K or 5000K; Y could be S or W which refers silver or white body color; ZZ could be 15,25,40 or 60 which refers to 15°,25°,40° or 60° beam angle.) | PAR38 | Reflector (Flood/Spot) | E26 (Medium) | Directional | LED | 3 | 90 | 132.3 | 121.4 | 4234 |  | 25 | 1250 | 15 | 83.3 | No | 25000 | 3500 | 85 | 21 | 1 | -40 | Dimmable | 20% | No | None | No |  |  | 2016-07-20 | 2016-07-18 | United States, Canada | ES_1128379_PAR38-15W XXKYZZ_07262016100053_8124062 | 2273357
Sonlite & Stellarlite Lighting Co., Ltd | SONLITE | LED Lamps | PAR38-15W XXKYZZ | ,,(“Where XX could be 27,30,35,40 or 50 which refers to 2700K,3000K,3500K,4000K or 5000K; Y could be S or W which refers silver or white body color; ZZ could be 15,25,40 or 60 which refers to 15°,25°,40° or 60° beam angle.) | PAR38 | Reflector (Flood/Spot) | E26 (Medium) | Directional | LED | 3 | 90 | 132.3 | 121.4 | 4250 |  | 25 | 1280 | 15 | 85.3 | No | 25000 | 4000 | 84 | 18 | 1 | -40 | Dimmable | 20% | No | None | No |  |  | 2016-07-20 | 2016-07-18 | United States, Canada | ES_1128379_PAR38-15W XXKYZZ_07262016100113_8826196 | 2273358
Sonlite & Stellarlite Lighting Co., Ltd | SONLITE | LED Lamps | PAR38-15W XXKYZZ | ,,(“Where XX could be 27,30,35,40 or 50 which refers to 2700K,3000K,3500K,4000K or 5000K; Y could be S or W which refers silver or white body color; ZZ could be 15,25,40 or 60 which refers to 15°,25°,40° or 60° beam angle.) | PAR38 | Reflector (Flood/Spot) | E26 (Medium) | Directional | LED | 3 | 90 | 132.3 | 121.4 | 4259 |  | 25 | 1320 | 15 | 88 | No | 25000 | 5000 | 85 | 17 | 1 | -40 | Dimmable | 20% | No | None | No |  |  | 2016-07-20 | 2016-07-18 | United States, Canada | ES_1128379_PAR38-15W XXKYZZ_07262016100134_9574850 | 2273359
Sonlite & Stellarlite Lighting Co., Ltd | SONLITE | LED Lamps | PAR38-15W XXKYZZ | ,,(“Where XX could be 27,30,35,40 or 50 which refers to 2700K,3000K,3500K,4000K or 5000K; Y could be S or W which refers silver or white body color; ZZ could be 15,25,40 or 60 which refers to 15°,25°,40° or 60° beam angle.) | PAR38 | Reflector (Flood/Spot) | E26 (Medium) | Directional | LED | 3 | 100 | 132.3 | 121.4 | 1023 |  | 60 | 1200 | 15 | 86 | No | 25000 | 3000 | 82 | 8 | 1 | -40 | Dimmable | 20% | No | None | No |  |  | 2016-07-20 | 2016-07-18 | United States, Canada | ES_1128379_PAR38-15W XXKYZZ_07262016100400_5862762 | 2273366
Sonlite & Stellarlite Lighting Co., Ltd | SONLITE | LED Lamps | PAR38-15W XXKYZZ | ,,(“Where XX could be 27,30,35,40 or 50 which refers to 2700K,3000K,3500K,4000K or 5000K; Y could be S or W which refers silver or white body color; ZZ could be 15,25,40 or 60 which refers to 15°,25°,40° or 60° beam angle.) | PAR38 | Reflector (Flood/Spot) | E26 (Medium) | Directional | LED | 3 | 100 | 132.3 | 121.4 | 1148 |  | 60 | 1200 | 15 | 80 | No | 25000 | 2700 | 82 | 7 | 1 | -40 | Dimmable | 20% | No | None | No |  |  | 2016-07-20 | 2016-07-18 | United States, Canada | ES_1128379_PAR38-15W XXKYZZ_07262016100339_1706303 | 2273365
Sonlite & Stellarlite Lighting Co., Ltd | SONLITE | LED Lamps | PAR38-15W XXKYZZ | ,,(“Where XX could be 27,30,35,40 or 50 which refers to 2700K,3000K,3500K,4000K or 5000K; Y could be S or W which refers silver or white body color; ZZ could be 15,25,40 or 60 which refers to 15°,25°,40° or 60° beam angle.) | PAR38 | Reflector (Flood/Spot) | E26 (Medium) | Directional | LED | 3 | 100 | 132.3 | 121.4 | 1182 |  | 60 | 1280 | 15 | 85.3 | No | 25000 | 4000 | 84 | 18 | 1 | -40 | Dimmable | 20% | No | None | No |  |  | 2016-07-20 | 2016-07-18 | United States, Canada | ES_1128379_PAR38-15W XXKYZZ_07262016100450_7014598 | 2273368
Sonlite & Stellarlite Lighting Co., Ltd | SONLITE | LED Lamps | PAR38-15W XXKYZZ | ,,(“Where XX could be 27,30,35,40 or 50 which refers to 2700K,3000K,3500K,4000K or 5000K; Y could be S or W which refers silver or white body color; ZZ could be 15,25,40 or 60 which refers to 15°,25°,40° or 60° beam angle.) | PAR38 | Reflector (Flood/Spot) | E26 (Medium) | Directional | LED | 3 | 100 | 132.3 | 121.4 | 1212 |  | 60 | 1320 | 15 | 88 | No | 25000 | 5000 | 85 | 17 | 1 | -40 | Dimmable | 20% | No | None | No |  |  | 2016-07-20 | 2016-07-18 | United States, Canada | ES_1128379_PAR38-15W XXKYZZ_07262016100509_4916136 | 2273369
Sonlite & Stellarlite Lighting Co., Ltd | SONLITE | LED Lamps | PAR38-15W XXKYZZ | ,,(“Where XX could be 27,30,35,40 or 50 which refers to 2700K,3000K,3500K,4000K or 5000K; Y could be S or W which refers silver or white body color; ZZ could be 15,25,40 or 60 which refers to 15°,25°,40° or 60° beam angle.) | PAR38 | Reflector (Flood/Spot) | E26 (Medium) | Directional | LED | 3 | 100 | 132.3 | 121.4 | 1236 |  | 60 | 1250 | 15 | 83.3 | No | 25000 | 3500 | 85 | 21 | 1 | -40 | Dimmable | 20% | No | None | No |  |  | 2016-07-20 | 2016-07-18 | United States, Canada | ES_1128379_PAR38-15W XXKYZZ_07262016100428_4829725 | 2273367
Sonlite & Stellarlite Lighting Co., Ltd | SONLITE | LED Lamps | PAR38-18W |  | PAR38 | Reflector (Flood/Spot) | E26 (Medium) | Directional | LED | 3 | 100 | 132.3 | 121.4 | 1759 |  | 40 | 1400 | 18 | 82 | No | 25000 | 3000 | 82 | 8 | 1 | -40 | Dimmable | 20% | No | None | No |  |  | 2016-02-01 | 2016-01-27 | United States, Canada | ES_1128379_PAR38-18W_03032016115451_6021883 | 2261428
Sonlite & Stellarlite Lighting Co., Ltd | SONLITE | LED Lamps | PAR38-18W XXKYZZ | ,,(“Where XX could be 27,30,40 or 50 which refers to 2700K,3000K,4000K or 5000K; Y could be S or W which refers silver or white body color; ZZ could be 15,25,40 or 60 which refers to 15°,25°, 40° or 60° beam angle.) | PAR38 | Reflector (Flood/Spot) | E26 (Medium) | Directional | LED | 3 | 75 | 132.3 | 121.4 | 6627 |  | 15 | 1400 | 18 | 77.8 | No | 25000 | 2700 | 82 | 7 | 1 | -40 | Dimmable | 20% | No | None | No |  |  | 2016-07-20 | 2016-07-15 | United States, Canada | ES_1128379_PAR38-18W XXKYZZ_07262016095325_7365524 | 2273342
Sonlite & Stellarlite Lighting Co., Ltd | SONLITE | LED Lamps | PAR38-18W XXKYZZ | ,,(“Where XX could be 27,30,40 or 50 which refers to 2700K,3000K,4000K or 5000K; Y could be S or W which refers silver or white body color; ZZ could be 15,25,40 or 60 which refers to 15°,25°, 40° or 60° beam angle.) | PAR38 | Reflector (Flood/Spot) | E26 (Medium) | Directional | LED | 3 | 75 | 132.3 | 121.4 | 6635 |  | 15 | 1480 | 18 | 82.2 | No | 25000 | 4000 | 85 | 18 | 1 | -40 | Dimmable | 20% | No | None | No |  |  | 2016-07-20 | 2016-07-15 | United States, Canada | ES_1128379_PAR38-18W XXKYZZ_07262016095449_2433126 | 2273344
Sonlite & Stellarlite Lighting Co., Ltd | SONLITE | LED Lamps | PAR38-18W XXKYZZ | ,,(“Where XX could be 27,30,40 or 50 which refers to 2700K,3000K,4000K or 5000K; Y could be S or W which refers silver or white body color; ZZ could be 15,25,40 or 60 which refers to 15°,25°, 40° or 60° beam angle.) | PAR38 | Reflector (Flood/Spot) | E26 (Medium) | Directional | LED | 3 | 75 | 132.3 | 121.4 | 7137 |  | 15 | 1550 | 18 | 86.1 | No | 25000 | 5000 | 84 | 17 | 1 | -40 | Dimmable | 20% | No | None | No |  |  | 2016-07-20 | 2016-07-15 | United States, Canada | ES_1128379_PAR38-18W XXKYZZ_07262016095509_4031723 | 2273345
Sonlite & Stellarlite Lighting Co., Ltd | SONLITE | LED Lamps | PAR38-18W XXKYZZ | ,,(“Where XX could be 27,30,40 or 50 which refers to 2700K,3000K,4000K or 5000K; Y could be S or W which refers silver or white body color; ZZ could be 15,25,40 or 60 which refers to 15°,25°, 40° or 60° beam angle.) | PAR38 | Reflector (Flood/Spot) | E26 (Medium) | Directional | LED | 3 | 75 | 132.3 | 121.4 | 7679 |  | 15 | 1400 | 18 | 77.8 | No | 25000 | 3000 | 82 | 8 | 1 | -40 | Dimmable | 20% | No | None | No |  |  | 2016-07-20 | 2016-07-15 | United States, Canada | ES_1128379_PAR38-18W XXKYZZ_07262016095428_9544791 | 2273343
Sonlite & Stellarlite Lighting Co., Ltd | SONLITE | LED Lamps | PAR38-18W XXKYZZ | ,,(“Where XX could be 27,30,40 or 50 which refers to 2700K,3000K,4000K or 5000K; Y could be S or W which refers silver or white body color; ZZ could be 15,25,40 or 60 which refers to 15°,25°, 40° or 60° beam angle.) | PAR38 | Reflector (Flood/Spot) | E26 (Medium) | Directional | LED | 3 | 100 | 132.3 | 121.4 | 1056 |  | 60 | 1400 | 18 | 77.8 | No | 25000 | 3000 | 85 | 8 | 1 | -40 | Dimmable | 20% | No | None | No |  |  | 2016-07-20 | 2016-07-15 | United States, Canada | ES_1128379_PAR38-18W XXKYZZ_07262016095556_1907183 | 2273347
Sonlite & Stellarlite Lighting Co., Ltd | SONLITE | LED Lamps | PAR38-18W XXKYZZ | ,,(“Where XX could be 27,30,40 or 50 which refers to 2700K,3000K,4000K or 5000K; Y could be S or W which refers silver or white body color; ZZ could be 15,25,40 or 60 which refers to 15°,25°, 40° or 60° beam angle.) | PAR38 | Reflector (Flood/Spot) | E26 (Medium) | Directional | LED | 3 | 100 | 132.3 | 121.4 | 1364 |  | 60 | 1400 | 18 | 77.8 | No | 25000 | 2700 | 82 | 7 | 1 | -40 | Dimmable | 20% | No | None | No |  |  | 2016-07-20 | 2016-07-15 | United States, Canada | ES_1128379_PAR38-18W XXKYZZ_07262016095527_8811732 | 2273346
Sonlite & Stellarlite Lighting Co., Ltd | SONLITE | LED Lamps | PAR38-18W XXKYZZ | ,,(“Where XX could be 27,30,40 or 50 which refers to 2700K,3000K,4000K or 5000K; Y could be S or W which refers silver or white body color; ZZ could be 15,25,40 or 60 which refers to 15°,25°, 40° or 60° beam angle.) | PAR38 | Reflector (Flood/Spot) | E26 (Medium) | Directional | LED | 3 | 100 | 132.3 | 121.4 | 1374 |  | 60 | 1480 | 18 | 82.2 | No | 25000 | 4000 | 85 | 18 | 1 | -40 | Dimmable | 20% | No | None | No |  |  | 2016-07-20 | 2016-07-15 | United States, Canada | ES_1128379_PAR38-18W XXKYZZ_07262016095619_4962132 | 2273348
Sonlite & Stellarlite Lighting Co., Ltd | SONLITE | LED Lamps | PAR38-18W XXKYZZ | ,,(“Where XX could be 27,30,40 or 50 which refers to 2700K,3000K,4000K or 5000K; Y could be S or W which refers silver or white body color; ZZ could be 15,25,40 or 60 which refers to 15°,25°, 40° or 60° beam angle.) | PAR38 | Reflector (Flood/Spot) | E26 (Medium) | Directional | LED | 3 | 100 | 132.3 | 121.4 | 1458 |  | 60 | 1550 | 18 | 86.1 | No | 25000 | 5000 | 84 | 17 | 1 | -40 | Dimmable | 20% | No | None | No |  |  | 2016-07-20 | 2016-07-15 | United States, Canada | ES_1128379_PAR38-18W XXKYZZ_07262016095642_5325053 | 2273349
Sonlite & Stellarlite Lighting Co., Ltd | SONLITE | LED Lamps | PAR38-18W XXKYZZ | ,,(“Where XX could be 27,30,40 or 50 which refers to 2700K,3000K,4000K or 5000K; Y could be S or W which refers silver or white body color; ZZ could be 15,25,40 or 60 which refers to 15°,25°, 40° or 60° beam angle.) | PAR38 | Reflector (Flood/Spot) | E26 (Medium) | Directional | LED | 3 | 100 | 132.3 | 121.4 | 1759 |  | 40 | 1400 | 18 | 77.8 | No | 25000 | 3000 | 82 | 8 | 1 | -40 | Dimmable | 20% | No | None | No |  |  | 2016-07-20 | 2016-07-15 | United States, Canada | ES_1128379_PAR38-18W XXKYZZ_07262016094932_3460100 | 2273334
Sonlite & Stellarlite Lighting Co., Ltd | SONLITE | LED Lamps | PAR38-18W XXKYZZ | ,,(“Where XX could be 27,30,40 or 50 which refers to 2700K,3000K,4000K or 5000K; Y could be S or W which refers silver or white body color; ZZ could be 15,25,40 or 60 which refers to 15°,25°, 40° or 60° beam angle.) | PAR38 | Reflector (Flood/Spot) | E26 (Medium) | Directional | LED | 3 | 100 | 132.3 | 121.4 | 2003 |  | 40 | 1400 | 18 | 77.8 | No | 25000 | 2700 | 82 | 7 | 1 | -40 | Dimmable | 20% | No | None | No |  |  | 2016-07-20 | 2016-07-15 | United States, Canada | ES_1128379_PAR38-18W XXKYZZ_07262016095004_4079493 | 2273335
Sonlite & Stellarlite Lighting Co., Ltd | SONLITE | LED Lamps | PAR38-18W XXKYZZ | ,,(“Where XX could be 27,30,40 or 50 which refers to 2700K,3000K,4000K or 5000K; Y could be S or W which refers silver or white body color; ZZ could be 15,25,40 or 60 which refers to 15°,25°, 40° or 60° beam angle.) | PAR38 | Reflector (Flood/Spot) | E26 (Medium) | Directional | LED | 3 | 100 | 132.3 | 121.4 | 2128 |  | 40 | 1550 | 18 | 86.1 | No | 25000 | 5000 | 84 | 17 | 1 | -40 | Dimmable | 20% | No | None | No |  |  | 2016-07-20 | 2016-07-15 | United States, Canada | ES_1128379_PAR38-18W XXKYZZ_07262016095120_5305776 | 2273337
Sonlite & Stellarlite Lighting Co., Ltd | SONLITE | LED Lamps | PAR38-18W XXKYZZ | ,,(“Where XX could be 27,30,40 or 50 which refers to 2700K,3000K,4000K or 5000K; Y could be S or W which refers silver or white body color; ZZ could be 15,25,40 or 60 which refers to 15°,25°, 40° or 60° beam angle.) | PAR38 | Reflector (Flood/Spot) | E26 (Medium) | Directional | LED | 3 | 100 | 132.3 | 121.4 | 2143 |  | 40 | 1480 | 18 | 82.2 | No | 25000 | 4000 | 85 | 18 | 1 | -40 | Dimmable | 20% | No | None | No |  |  | 2016-07-20 | 2016-07-15 | United States, Canada | ES_1128379_PAR38-18W XXKYZZ_07262016095043_2200038 | 2273336
Sonlite & Stellarlite Lighting Co., Ltd | SONLITE | LED Lamps | PAR38-18W XXKYZZ | ,,(“Where XX could be 27,30,40 or 50 which refers to 2700K,3000K,4000K or 5000K; Y could be S or W which refers silver or white body color; ZZ could be 15,25,40 or 60 which refers to 15°,25°, 40° or 60° beam angle.) | PAR38 | Reflector (Flood/Spot) | E26 (Medium) | Directional | LED | 3 | 100 | 132.3 | 121.4 | 4770 |  | 25 | 1400 | 18 | 77.8 | No | 25000 | 3000 | 82 | 7 | 1 | -40 | Dimmable | 20% | No | None | No |  |  | 2016-07-20 | 2016-07-15 | United States, Canada | ES_1128379_PAR38-18W XXKYZZ_07262016095216_8981509 | 2273339
Sonlite & Stellarlite Lighting Co., Ltd | SONLITE | LED Lamps | PAR38-18W XXKYZZ | ,,(“Where XX could be 27,30,40 or 50 which refers to 2700K,3000K,4000K or 5000K; Y could be S or W which refers silver or white body color; ZZ could be 15,25,40 or 60 which refers to 15°,25°, 40° or 60° beam angle.) | PAR38 | Reflector (Flood/Spot) | E26 (Medium) | Directional | LED | 3 | 100 | 132.3 | 121.4 | 4859 |  | 25 | 1400 | 18 | 77.8 | No | 25000 | 2700 | 82 | 8 | 1 | -40 | Dimmable | 20% | No | None | No |  |  | 2016-07-20 | 2016-07-15 | United States, Canada | ES_1128379_PAR38-18W XXKYZZ_07262016095148_1696703 | 2273338
Sonlite & Stellarlite Lighting Co., Ltd | SONLITE | LED Lamps | PAR38-18W XXKYZZ | ,,(“Where XX could be 27,30,40 or 50 which refers to 2700K,3000K,4000K or 5000K; Y could be S or W which refers silver or white body color; ZZ could be 15,25,40 or 60 which refers to 15°,25°, 40° or 60° beam angle.) | PAR38 | Reflector (Flood/Spot) | E26 (Medium) | Directional | LED | 3 | 100 | 132.3 | 121.4 | 4865 |  | 25 | 1480 | 18 | 82.2 | No | 25000 | 4000 | 85 | 18 | 1 | -40 | Dimmable | 20% | No | None | No |  |  | 2016-07-20 | 2016-07-15 | United States, Canada | ES_1128379_PAR38-18W XXKYZZ_07262016095241_6781380 | 2273340
Sonlite & Stellarlite Lighting Co., Ltd | SONLITE | LED Lamps | PAR38-18W XXKYZZ | ,,(“Where XX could be 27,30,40 or 50 which refers to 2700K,3000K,4000K or 5000K; Y could be S or W which refers silver or white body color; ZZ could be 15,25,40 or 60 which refers to 15°,25°, 40° or 60° beam angle.) | PAR38 | Reflector (Flood/Spot) | E26 (Medium) | Directional | LED | 3 | 100 | 132.3 | 121.4 | 5037 |  | 25 | 1550 | 18 | 86.1 | No | 25000 | 5000 | 84 | 17 | 1 | -40 | Dimmable | 20% | No | None | No |  |  | 2016-07-20 | 2016-07-15 | United States, Canada | ES_1128379_PAR38-18W XXKYZZ_07262016095303_3362362 | 2273341
Soraa Inc. | SORAA BRILLIANT | LED PAR20 | SP20-11-10D-827-03 |  | PAR20 | Reflector (Flood/Spot) | E26 (Medium) | Directional | LED | 3 | 50 | 77.8 | 64.9 | 13922 |  | 10 | 756 | 10.8 | 70 | No | 25000 | 2700 | 84 | 12 | 0.9 | -40 | Dimmable | 8% | Yes | Damp Location Rated | No |  |  | 2016-09-29 | 2016-10-10 | United States, Canada | ES_1116351_SP20-11-10D-827-03_10102016165512_3871932 | 2281723
Soraa Inc. | SORAA BRILLIANT | LED PAR20 | SP20-11-10D-830-03 |  | PAR20 | Reflector (Flood/Spot) | E26 (Medium) | Directional | LED | 3 | 50 | 77.8 | 64 | 13890 |  | 10 | 760 | 10.8 | 70.4 | No | 25000 | 3000 | 86 | 23 | 0.9 | -40 | Dimmable | 8% | Yes | Damp Location Rated | No |  |  | 2016-09-29 | 2016-10-10 | United States, Canada | ES_1116351_SP20-11-10D-830-03_10102016165433_2348919 | 2281719
Soraa Inc. | SORAA BRILLIANT | LED PAR20 | SP20-11-25D-827-03 |  | PAR20 | Reflector (Flood/Spot) | E26 (Medium) | Directional | LED | 3 | 50 | 78 | 64.9 | 4233 |  | 25 | 756 | 10.8 | 70 | No | 25000 | 2700 | 83 | 10 | 0.9 | -40 | Dimmable | 8% | Yes | Damp Location Rated | No |  |  | 2016-09-29 | 2016-10-10 | United States, Canada | ES_1116351_SP20-11-25D-827-03_10102016165501_2378492 | 2281722
Soraa Inc. | SORAA BRILLIANT | LED PAR20 | SP20-11-25D-830-03 |  | PAR20 | Reflector (Flood/Spot) | E26 (Medium) | Directional | LED | 3 | 50 | 77.6 | 64 | 4403 |  | 25 | 760 | 10.8 | 70.4 | No | 25000 | 3000 | 86 | 23 | 0.9 | -40 | Dimmable | 8% | Yes | Damp Location Rated | No |  |  | 2016-09-29 | 2016-10-10 | United States, Canada | ES_1116351_SP20-11-25D-830-03_10102016165402_2348979 | 2281718
Soraa Inc. | SORAA BRILLIANT | LED PAR20 | SP20-11-36D-827-03 |  | PAR20 | Reflector (Flood/Spot) | E26 (Medium) | Directional | LED | 3 | 50 | 78.5 | 64.9 | 2037 |  | 35 | 756 | 10.8 | 70 | No | 25000 | 2700 | 84 | 14 | 0.9 | -40 | Dimmable | 8% | Yes | Damp Location Rated | No |  |  | 2016-09-29 | 2016-10-10 | United States, Canada | ES_1116351_SP20-11-36D-827-03_10102016165524_2349791 | 2281724
Soraa Inc. | SORAA BRILLIANT | LED PAR20 | SP20-11-36D-830-03 |  | PAR20 | Reflector (Flood/Spot) | E26 (Medium) | Directional | LED | 3 | 50 | 78.2 | 64 | 2059 |  | 35 | 760 | 10.8 | 70.4 | No | 25000 | 3000 | 86 | 23 | 0.9 | -40 | Dimmable | 8% | Yes | Damp Location Rated | No |  |  | 2016-09-29 | 2016-10-10 | United States, Canada | ES_1116351_SP20-11-36D-830-03_10102016165444_1238949 | 2281720
Soraa Inc. | SORAA BRILLIANT | LED PAR20 | SP20-11-60D-827-03 |  | PAR20 | Reflector (Flood/Spot) | E26 (Medium) | Directional | LED | 3 | 50 | 78.3 | 64.3 | 738 |  | 60 | 756 | 10.8 | 70 | No | 25000 | 2700 | 84 | 13 | 0.9 | -40 | Dimmable | 8% | Yes | Damp Location Rated | No |  |  | 2016-09-29 | 2016-10-10 | United States, Canada | ES_1116351_SP20-11-60D-827-03_10102016165536_3458719 | 2281725
Soraa Inc. | SORAA BRILLIANT | LED PAR20 | SP20-11-60D-830-03 |  | PAR20 | Reflector (Flood/Spot) | E26 (Medium) | Directional | LED | 3 | 50 | 78.8 | 64 | 730 |  | 60 | 760 | 10.8 | 70.4 | No | 25000 | 3000 | 86 | 23 | 0.9 | -40 | Dimmable | 8% | Yes | Damp Location Rated | No |  |  | 2016-09-29 | 2016-10-10 | United States, Canada | ES_1116351_SP20-11-60D-830-03_10102016165454_3189832 | 2281721
Soraa Inc. | SORAA BRILLIANT | LED PAR30S | SP30S-12-08D-827-03 |  | PAR30 | Reflector (Flood/Spot) | E26 (Medium) | Directional | LED | 3 | 75 | 88 | 96.1 | 19874 |  | 8 | 735 | 12.5 | 58.8 | No | 25000 | 2700 | 83 | 10 | 1 | -40 | Dimmable | 20% |  | Damp Location Rated,Enclosed Fixtures,Recessed Fixtures |  |  |  | 2016-03-20 | 2016-06-16 | United States, Canada | ES_1116351_SP30S-12-08D-827-03_06162016160755_0017542 | 2270961
Soraa Inc. | SORAA BRILLIANT | LED PAR30S | SP30S-12-08D-830-03 |  | PAR30 | Reflector (Flood/Spot) | E26 (Medium) | Directional | LED | 3 | 75 | 86.8 | 95.6 | 19449 |  | 8 | 795 | 12.5 | 63.6 | No | 25000 | 3000 | 86 | 18 | 1 | -40 | Dimmable | 20% |  | Damp Location Rated,Enclosed Fixtures,Recessed Fixtures |  |  |  | 2016-03-20 | 2016-06-16 | United States, Canada | ES_1116351_SP30S-12-08D-830-03_06162016160746_4359013 | 2270960
Soraa Inc. | SORAA BRILLIANT | LED PAR30S | SP30S-12-25D-827-03 |  | PAR30 | Reflector (Flood/Spot) | E26 (Medium) | Directional | LED | 3 | 75 | 88.1 | 96.2 | 5240 |  | 25 | 735 | 12.5 | 58.8 | No | 25000 | 2700 | 83 | 8 | 1 | -40 | Dimmable | 20% |  | Damp Location Rated,Enclosed Fixtures,Recessed Fixtures |  |  |  | 2016-03-20 | 2016-06-16 | United States, Canada | ES_1116351_SP30S-12-25D-827-03_06162016160735_4329851 | 2270959
Soraa Inc. | SORAA BRILLIANT | LED PAR30S | SP30S-12-25D-830-03 |  | PAR30 | Reflector (Flood/Spot) | E26 (Medium) | Directional | LED | 3 | 75 | 88.1 | 96 | 4461 |  | 25 | 795 | 12.5 | 63.6 | No | 25000 | 3000 | 86 | 18 | 1 | -40 | Dimmable | 20% |  | Damp Location Rated,Enclosed Fixtures,Recessed Fixtures |  |  |  | 2016-03-20 | 2016-06-16 | United States, Canada | ES_1116351_SP30S-12-25D-830-03_06162016160700_3218479 | 2270958
Soraa Inc. | SORAA BRILLIANT | LED PAR30S | SP30S-12-36D-827-03 |  | PAR30 | Reflector (Flood/Spot) | E26 (Medium) | Directional | LED | 3 | 75 | 87.9 | 96.1 | 2328 |  | 35 | 735 | 12.5 | 58.8 | No | 25000 | 2700 | 84 | 10 | 1 | -40 | Dimmable | 20% |  | Damp Location Rated,Enclosed Fixtures,Recessed Fixtures |  |  |  | 2016-03-20 | 2016-06-16 | United States, Canada | ES_1116351_SP30S-12-36D-827-03_06162016160819_3219409 | 2270963
Soraa Inc. | SORAA BRILLIANT | LED PAR30S | SP30S-12-36D-830-03 |  | PAR30 | Reflector (Flood/Spot) | E26 (Medium) | Directional | LED | 3 | 75 | 88 | 96.1 | 2143 |  | 35 | 795 | 12.5 | 63.6 | No | 25000 | 3000 | 86 | 18 | 1 | -40 | Dimmable | 20% |  | Damp Location Rated,Enclosed Fixtures,Recessed Fixtures |  |  |  | 2016-03-20 | 2016-06-16 | United States, Canada | ES_1116351_SP30S-12-36D-830-03_06162016160802_4520015 | 2270962
Soraa Inc. | SORAA BRILLIANT | LED PAR30S | SP30S-12-50D-827-03 |  | PAR30 | Reflector (Flood/Spot) | E26 (Medium) | Directional | LED | 3 | 75 | 89.3 | 96 | 1138 |  | 50 | 735 | 12.5 | 58.8 | No | 25000 | 2700 | 84 | 10 | 1 | -40 | Dimmable | 20% |  | Damp Location Rated,Enclosed Fixtures,Recessed Fixtures |  |  |  | 2016-03-20 | 2016-06-16 | United States, Canada | ES_1116351_SP30S-12-50D-827-03_06162016160837_4329859 | 2270965
Soraa Inc. | SORAA BRILLIANT | LED PAR30S | SP30S-12-50D-830-03 |  | PAR30 | Reflector (Flood/Spot) | E26 (Medium) | Directional | LED | 3 | 75 | 87.6 | 95.8 | 1157 |  | 50 | 795 | 12.5 | 63.6 | No | 25000 | 3000 | 86 | 18 | 1 | -40 | Dimmable | 20% |  | Damp Location Rated,Enclosed Fixtures,Recessed Fixtures |  |  |  | 2016-03-20 | 2016-06-16 | United States, Canada | ES_1116351_SP30S-12-50D-830-03_06162016160825_9843280 | 2270964
Soraa Inc. | SORAA BRILLIANT | LED PAR30S | SP30S-18-09D-827-03 |  | PAR30 | Reflector (Flood/Spot) | E26 (Medium) | Directional | LED | 3 | 75 | 88.5 | 93.8 | 23005 |  | 9 | 1190 | 18.5 | 64.3 | No | 35000 | 2700 | 84 | 12 | 1 | -40 | Dimmable | 20% |  | Damp Location Rated,Enclosed Fixtures,Recessed Fixtures |  |  |  | 2016-01-20 | 2016-03-10 | United States, Canada | ES_1116351_SP30S-18-09D-827-03_03102016142101_2378941 | 2263236
Soraa Inc. | SORAA BRILLIANT | LED PAR30S | SP30S-18-09D-830-03 |  | PAR30 | Reflector (Flood/Spot) | E26 (Medium) | Directional | LED | 3 | 75 | 89.2 | 93.9 | 26006 |  | 9 | 1280 | 18.5 | 69.2 | No | 35000 | 3000 | 86 | 17 | 1 | -40 | Dimmable | 20% |  | Damp Location Rated,Enclosed Fixtures,Recessed Fixtures |  |  |  | 2016-01-20 | 2016-03-10 | United States, Canada | ES_1116351_SP30S-18-09D-830-03_03102016142118_5478320 | 2263237
Soraa Inc. | SORAA BRILLIANT | LED PAR30S | SP30S-18-25D-827-03 |  | PAR30 | Reflector (Flood/Spot) | E26 (Medium) | Directional | LED | 3 | 75 | 87.1 | 96.1 | 7414 |  | 25 | 1190 | 18.5 | 64.3 | No | 35000 | 2700 | 84 | 11 | 1 | -40 | Dimmable | 20% |  | Damp Location Rated,Enclosed Fixtures,Recessed Fixtures |  |  |  | 2016-01-20 | 2016-03-10 | United States, Canada | ES_1116351_SP30S-18-25D-827-03_03102016142037_5789013 | 2263233
Soraa Inc. | SORAA BRILLIANT | LED PAR30S | SP30S-18-25D-830-03 |  | PAR30 | Reflector (Flood/Spot) | E26 (Medium) | Directional | LED | 3 | 75 | 87.1 | 95.6 | 7243 |  | 25 | 1280 | 18.5 | 69.2 | No | 35000 | 3000 | 86 | 17 | 1 | -40 | Dimmable | 20% |  | Damp Location Rated,Enclosed Fixtures,Recessed Fixtures |  |  |  | 2016-01-20 | 2016-03-10 | United States, Canada | ES_1116351_SP30S-18-25D-830-03_03102016142005_4678109 | 2263232
Soraa Inc. | SORAA BRILLIANT | LED PAR30S | SP30S-18-36D-827-03 |  | PAR30 | Reflector (Flood/Spot) | E26 (Medium) | Directional | LED | 3 | 75 | 87.1 | 95.6 | 3624 |  | 36 | 1190 | 18.5 | 64.3 | No | 35000 | 2700 | 84 | 10 | 1 | -40 | Dimmable | 20% |  | Damp Location Rated,Enclosed Fixtures,Recessed Fixtures |  |  |  | 2016-01-20 | 2016-03-10 | United States, Canada | ES_1116351_SP30S-18-36D-827-03_03102016142044_6782100 | 2263234
Soraa Inc. | SORAA BRILLIANT | LED PAR30S | SP30S-18-36D-830-03 |  | PAR30 | Reflector (Flood/Spot) | E26 (Medium) | Directional | LED | 3 | 75 | 87.6 | 95.9 | 3652 |  | 36 | 1280 | 18.5 | 69.2 | No | 35000 | 3000 | 86 | 17 | 1 | -40 | Dimmable | 20% |  | Damp Location Rated,Enclosed Fixtures,Recessed Fixtures |  |  |  | 2016-01-20 | 2016-03-10 | United States, Canada | ES_1116351_SP30S-18-36D-830-03_03102016142059_4578204 | 2263235
Soraa Inc. | SORAA BRILLIANT | LED PAR30S | SP30S-18-60D-827-03 |  | PAR30 | Reflector (Flood/Spot) | E26 (Medium) | Directional | LED | 3 | 75 | 87.1 | 95.6 | 1365 |  | 60 | 1190 | 18.5 | 64.3 | No | 35000 | 2700 | 84 | 10 | 1 | -40 | Dimmable | 20% |  | Damp Location Rated,Enclosed Fixtures,Recessed Fixtures |  |  |  | 2016-01-20 | 2016-03-10 | United States, Canada | ES_1116351_SP30S-18-60D-827-03_03102016142123_4378586 | 2263253
Soraa Inc. | SORAA BRILLIANT | LED PAR30S | SP30S-18-60D-830-03 |  | PAR30 | Reflector (Flood/Spot) | E26 (Medium) | Directional | LED | 3 | 75 | 88.2 | 96.2 | 1443 |  | 60 | 1280 | 18.5 | 69.2 | No | 35000 | 3000 | 86 | 17 | 1 | -40 | Dimmable | 20% |  | Damp Location Rated,Enclosed Fixtures,Recessed Fixtures |  |  |  | 2016-01-20 | 2016-03-10 | United States, Canada | ES_1116351_SP30S-18-60D-830-03_03102016142136_6712900 | 2263254
Soraa Inc. | SORAA BRILLIANT | SM16-07-10D-827-03 | SM16-07-10D-827-03 |  | MR16 | Reflector (Flood/Spot) | GU5.3 | Directional | LED | 3 | 75 | 46 | 50 | 6456 |  | 10 | 514 | 7.9 | 65 | No | 25000 | 2700 | 86 | 16 | 0.9 | -40 | Dimmable | 10% |  | Damp Location Rated,Enclosed Fixtures |  |  |  | 2015-07-27 | 2015-11-09 | United States, Europe, Japan, Canada | ES_1116351_SM16-07-10D-827-03_11112015062840_3320971 | 2252318
Soraa Inc. | SORAA BRILLIANT | SM16-07-25D-827-03 | SM16-07-25D-827-03 |  | MR16 | Reflector (Flood/Spot) | GU5.3 | Directional | LED | 3 | 75 | 46 | 50 | 2949 |  | 25 | 523 | 7.9 | 65 | No | 25000 | 2700 | 86 | 16 | 0.9 | -40 | Dimmable | 10% |  | Damp Location Rated,Enclosed Fixtures |  |  |  | 2015-07-27 | 2015-11-11 | United States, Europe, Japan, Canada | ES_1116351_SM16-07-25D-827-03_09102015082618_3578401 | 2247542
Soraa Inc. | SORAA BRILLIANT | SM16-07-25D-830-03 | SM16-07-25D-830-03 |  | MR16 | Reflector (Flood/Spot) | GU5.3 | Directional | LED | 3 | 75 | 46 | 50 | 2901 |  | 25 | 514 | 7.9 | 65 | No | 25000 | 3000 | 86 | 16 | 0.9 | -40 | Dimmable | 10% |  | Damp Location Rated,Enclosed Fixtures |  |  |  | 2015-07-27 | 2015-11-11 | United States, Europe, Japan, Canada | ES_1116351_SM16-07-25D-830-03_07302015114711_6831892 | 2244875
Standard Products, Inc. | Standard | CFL | 63146 | ,,CF9/27K/G25/10M/E26/STD | CFL Globe | Globe | E26 (Medium) | Decorative | CFL | 3 | 60 | 109 | 80 |  | 1.5 |  | 495 | 9.5 | 52.1 | No | 10000 | 2700 | 84 | -6 | 0.6 | -20 |  |  |  | Not for Use in Enclosed Fixtures |  |  |  | 2014-11-10 | 2014-11-12 | Canada | ES_1026018_63146_11202014150317_4445424 | 2225534
Soraa Inc. | SORAA BRILLIANT | SM16-07-36D-827-03 | SM16-07-36D-827-03 |  | MR16 | Reflector (Flood/Spot) | GU5.3 | Directional | LED | 3 | 50 | 46 | 50 | 1422 |  | 35 | 523 | 7.9 | 65 | No | 25000 | 2700 | 86 | 16 | 0.9 | -40 | Dimmable | 10% |  | Damp Location Rated,Enclosed Fixtures |  |  |  | 2015-07-27 | 2016-03-18 | United States, Europe, Japan, Canada | ES_1116351_SM16-07-36D-827-03_03222016082556_5156295 | 2262748
Soraa Inc. | SORAA BRILLIANT | SM16-07-36D-830-03 | SM16-07-36D-830-03 | Product family model number:,SM16-07-10D-830-03, | MR16 | Reflector (Flood/Spot) | GU5.3 | Directional | LED | 3 | 50 | 46 | 50 | 1457 |  | 35 | 523 | 7.9 | 65 | No | 25000 | 3000 | 86 | 16 | 0.9 | -40 | Dimmable | 10% |  | Damp Location Rated,Enclosed Fixtures |  |  |  | 2015-07-27 | 2016-03-18 | United States, Europe, Japan, Canada | ES_1116351_SM16-07-36D-830-03_03222016082533_5133378 | 2262749
Soraa Inc. | SORAA BRILLIANT | SM16-09-25D-830-03 | SM16-09-25D-830-03 |  | MR16 | Reflector (Flood/Spot) | GU5.3 | Directional | LED | 3 | 75 | 46 | 50 | 3068 |  | 25 | 591 | 9.8 | 61 | No | 25000 | 3000 | 85 | 13 | 0.9 | -40 | Dimmable | 10% |  | Damp Location Rated,Enclosed Fixtures |  |  |  | 2015-07-27 | 2015-11-09 | United States, Europe, Japan, Canada | ES_1116351_SM16-09-25D-830-03_11112015062912_3352637 | 2252319
Soraa Inc. | SORAA BRILLIANT | SM16-09-36D-827-03 | SM16-09-36D-827-03 |  | MR16 | Reflector (Flood/Spot) | GU5.3 | Directional | LED | 3 | 75 | 46 | 50 | 1433 |  | 36 | 550 | 9.8 | 55 | No | 25000 | 2700 | 85 | 13 | 0.9 | -40 | Dimmable | 10% |  | Damp Location Rated,Enclosed Fixtures |  |  |  | 2015-07-27 | 2015-11-11 | United States, Europe, Japan, Canada | ES_1116351_SM16-09-36D-827-03_09102015082909_3749864 | 2247543
Soraa Inc. | SORAA BRILLIANT | SM16-09-36D-830-03 | SM16-09-36D-830-03 |  | MR16 | Reflector (Flood/Spot) | GU5.3 | Directional | LED | 3 | 75 | 46 | 50 | 1556 |  | 36 | 591 | 9.8 | 61 | No | 25000 | 3000 | 85 | 13 | 0.9 | -40 | Dimmable | 10% |  | Damp Location Rated,Enclosed Fixtures |  |  |  | 2015-07-27 | 2015-11-11 | United States, Europe, Japan, Canada | ES_1116351_SM16-09-36D-830-03_07302015114826_6906280 | 2244874
Soraa Inc. | SORAA BRILLIANT | SM16GA-07-10D-827-03 | SM16GA-07-10D-827-03 |  | PAR16 | Reflector (Flood/Spot) | GU10 | Directional | LED | 3 | 75 | 54 | 50 | 6917 |  | 10 |  | 7.5 | 66.6 | No | 25000 | 2700 | 83 | 9 | 0.9 | -40 | Dimmable | 10% |  | Damp Location Rated,Enclosed Fixtures |  |  |  | 2015-08-28 | 2016-06-30 | United States, Europe, Japan, Canada | ES_1116351_SM16GA-07-10D-827-03_04192016034432_7472088 | 2264435
Soraa Inc. | SORAA BRILLIANT | SM16GA-07-10D-830-03 | SM16GA-07-10D-830-03 |  | PAR16 | Reflector (Flood/Spot) | GU10 | Directional | LED | 3 | 75 | 54 | 50 | 7447 |  | 10 |  | 7.5 | 66.6 | No | 25000 | 3000 | 86 | 17 | 0.9 | -40 | Dimmable | 10% |  | Damp Location Rated,Enclosed Fixtures |  |  |  | 2015-08-28 | 2016-06-30 | United States, Europe, Japan, Canada | ES_1116351_SM16GA-07-10D-830-03_04192016033931_7171534 | 2264436
Soraa Inc. | SORAA BRILLIANT | SM16GA-07-25D-827-03 | SM16GA-07-25D-827-03 |  | PAR16 | Reflector (Flood/Spot) | GU10 | Directional | LED | 3 | 75 | 54 | 50 | 3523 |  | 25 |  | 7.5 | 66.6 | No | 25000 | 2700 | 83 | 9 | 0.9 | -40 | Dimmable | 10% |  | Damp Location Rated,Enclosed Fixtures |  |  |  | 2015-08-28 | 2016-06-30 | United States, Europe, Japan, Canada | ES_1116351_SM16GA-07-25D-827-03_04192016034414_7454296 | 2264437
Soraa Inc. | SORAA BRILLIANT | SM16GA-07-25D-830-03 | SM16GA-07-25D-830-03 |  | PAR16 | Reflector (Flood/Spot) | GU10 | Directional | LED | 3 | 75 | 54 | 50 | 3069 |  | 25 |  | 7.5 | 66.6 | No | 25000 | 3000 | 86 | 17 | 0.9 | -40 | Dimmable | 10% |  | Damp Location Rated,Enclosed Fixtures |  |  |  | 2015-08-28 | 2016-06-30 | United States, Europe, Japan, Canada | ES_1116351_SM16GA-07-25D-830-03_04192016033907_7147189 | 2264438
Soraa Inc. | SORAA BRILLIANT | SM16GA-07-36D-827-03 | SM16GA-07-36D-827-03 |  | PAR16 | Reflector (Flood/Spot) | GU10 | Directional | LED | 3 | 75 | 54 | 50 | 1391 |  | 35 |  | 7.5 | 66.6 | No | 25000 | 2700 | 83 | 9 | 0.9 | -40 | Dimmable | 10% |  | Damp Location Rated,Enclosed Fixtures |  |  |  | 2015-08-28 | 2016-06-30 | United States, Europe, Japan, Canada | ES_1116351_SM16GA-07-36D-827-03_04192016034452_7492403 | 2264439
Soraa Inc. | SORAA BRILLIANT | SM16GA-07-36D-830-03 | SM16GA-07-36D-830-03 |  | PAR16 | Reflector (Flood/Spot) | GU10 | Directional | LED | 3 | 75 | 54 | 50 | 1374 |  | 35 |  | 7.5 | 66.6 | No | 25000 | 3000 | 86 | 17 | 0.9 | -40 | Dimmable | 10% |  | Damp Location Rated,Enclosed Fixtures |  |  |  | 2015-08-28 | 2016-06-30 | United States, Europe, Japan, Canada | ES_1116351_SM16GA-07-36D-830-03_04192016034003_7203589 | 2264440
Soraa Inc. | SORAA BRILLIANT | SM16GA-07-60D-827-03 | SM16GA-07-60D-827-03 |  | PAR16 | Reflector (Flood/Spot) | GU10 | Directional | LED | 3 | 60 | 54 | 50 | 581 |  | 60 |  | 7.5 | 66.6 | No | 25000 | 2700 | 83 | 9 | 0.9 | -40 | Dimmable | 10% |  | Damp Location Rated,Enclosed Fixtures |  |  |  | 2015-08-28 | 2016-07-04 | United States, Europe, Japan, Canada | ES_1116351_SM16GA-07-60D-827-03_04192016034519_7519285 | 2264441
Soraa Inc. | SORAA BRILLIANT | SM16GA-07-60D-830-03 | SM16GA-07-60D-830-03 |  | PAR16 | Reflector (Flood/Spot) | GU10 | Directional | LED | 3 | 50 | 54 | 50 | 528 |  | 60 |  | 7.5 | 66.6 | No | 25000 | 3000 | 86 | 17 | 0.9 | -40 | Dimmable | 10% |  | Damp Location Rated,Enclosed Fixtures |  |  |  | 2015-08-28 | 2016-06-30 | United States, Europe, Japan, Canada | ES_1116351_SM16GA-07-60D-830-03_04192016034354_7434398 | 2264442
Soraa Inc. | SORAA BRILLIANT | SP30L-12-08D-827-03 | SP30L-12-08D-827-03 |  | PAR30L | Reflector (Flood/Spot) | E26 (Medium) | Directional | LED | 3 | 75 | 112.1 | 96.1 | 19554 |  | 8 | 795 | 12.5 | 63.6 | No | 25000 | 2700 | 84 | 11 | 0.9 | -40 | Dimmable | 10% |  | Damp Location Rated,Enclosed Fixtures |  |  |  | 2015-08-11 | 2016-06-22 | United States, Europe, Japan, Canada | ES_1116351_SP30L-12-08D-827-03_06232016051920_9160555 | 2270461
Soraa Inc. | SORAA BRILLIANT | SP30L-12-08D-830-03 | SP30L-12-08D-830-03 |  | PAR30L | Reflector (Flood/Spot) | E26 (Medium) | Directional | LED | 3 | 75 | 112.1 | 96.1 | 29403 |  | 8 | 795 | 12.5 | 63.6 | No | 25000 | 3000 | 86 | 20 | 0.9 | -40 | Dimmable | 10% |  | Damp Location Rated,Enclosed Fixtures |  |  |  | 2015-08-11 | 2016-06-22 | United States, Europe, Japan, Canada | ES_1116351_SP30L-12-08D-830-03_03302016062353_9033700 | 2263468
Standard Products, Inc. | Standard | G16.5 | 63738 | ,,LED/G16.5/5W/27K/E12/STD | G16.5 | Globe | E12 (Candelabra) | Decorative | LED | 3 | 40 | 75 | 49 |  |  |  | 350 | 5 | 70 | No | 25000 | 2700 | 82 | 10 | 1 | -20 | Dimmable | 5% |  | None |  |  |  | 2015-08-25 | 2015-08-28 | United States, Canada | ES_1026018_63738_09102015210151_8859929 | 2247715
Soraa Inc. | SORAA BRILLIANT | SP30L-12-25D-827-03 | SP30L-12-25D-827-03 |  | PAR30L | Reflector (Flood/Spot) | E26 (Medium) | Directional | LED | 3 | 75 | 112.8 | 96.1 | 4214 |  | 25 | 795 | 12.5 | 63.6 | No | 25000 | 2700 | 84 | 11 | 0.9 | -40 | Dimmable | 10% |  | Damp Location Rated,Enclosed Fixtures |  |  |  | 2015-08-11 | 2016-06-22 | United States, Europe, Japan, Canada | ES_1116351_SP30L-12-25D-827-03_03302016062511_9111058 | 2263469
Soraa Inc. | SORAA BRILLIANT | SP30L-12-25D-830-03 | SP30L-12-25D-830-03 |  | PAR30L | Reflector (Flood/Spot) | E26 (Medium) | Directional | LED | 3 | 75 | 112 | 96 | 4436 |  | 25 | 795 | 12.5 | 63.6 | No | 25000 | 3000 | 86 | 20 | 0.9 | -40 | Dimmable | 10% |  | Damp Location Rated,Enclosed Fixtures |  |  |  | 2015-08-11 | 2016-06-22 | United States, Europe, Japan, Canada | ES_1116351_SP30L-12-25D-830-03_03302016062321_9001802 | 2263470
Soraa Inc. | SORAA BRILLIANT | SP30L-12-36D-827-03 | SP30L-12-36D-827-03 |  | PAR30L | Reflector (Flood/Spot) | E26 (Medium) | Directional | LED | 3 | 75 | 110.3 | 96.1 | 2033 |  | 35 | 795 | 12.5 | 63.6 | No | 25000 | 2700 | 84 | 11 | 0.9 | -40 | Dimmable | 10% |  | Damp Location Rated,Enclosed Fixtures |  |  |  | 2015-08-11 | 2016-06-22 | United States, Europe, Japan, Canada | ES_1116351_SP30L-12-36D-827-03_03302016062539_9139931 | 2263471
Soraa Inc. | SORAA BRILLIANT | SP30L-12-36D-830-03 | SP30L-12-36D-830-03 |  | PAR30L | Reflector (Flood/Spot) | E26 (Medium) | Directional | LED | 3 | 75 | 112.1 | 96.1 | 2137 |  | 35 | 795 | 12.5 | 63.6 | No | 25000 | 3000 | 86 | 20 | 0.9 | -40 | Dimmable | 10% |  | Damp Location Rated,Enclosed Fixtures |  |  |  | 2015-08-11 | 2016-06-22 | United States, Europe, Japan, Canada | ES_1116351_SP30L-12-36D-830-03_03302016062420_9060279 | 2263472
Soraa Inc. | SORAA BRILLIANT | SP30L-12-50D-827-03 | SP30L-12-50D-827-03 |  | PAR30L | Reflector (Flood/Spot) | E26 (Medium) | Directional | LED | 3 | 75 | 110.1 | 96.1 | 1060 |  | 50 | 795 | 12.5 | 63.6 | No | 25000 | 2700 | 84 | 11 | 0.9 | -40 | Dimmable | 10% |  | Damp Location Rated,Enclosed Fixtures |  |  |  | 2015-08-11 | 2016-06-22 | United States, Europe, Japan, Canada | ES_1116351_SP30L-12-50D-827-03_03302016062604_9164187 | 2263473
Soraa Inc. | SORAA BRILLIANT | SP30L-12-50D-830-03 | SP30L-12-50D-830-03 |  | PAR30L | Reflector (Flood/Spot) | E26 (Medium) | Directional | LED | 3 | 75 | 112.1 | 96.1 | 1008 |  | 50 | 795 | 12.5 | 63.6 | No | 25000 | 3000 | 86 | 20 | 0.9 | -40 | Dimmable | 10% |  | Damp Location Rated,Enclosed Fixtures |  |  |  | 2015-08-11 | 2016-06-22 | United States, Europe, Japan, Canada | ES_1116351_SP30L-12-50D-830-03_03302016062444_9084707 | 2263474
Soraa Inc. | SORAA BRILLIANT | SP30L-18-09D-827-03 | SP30L-18-09D-827-03 |  | PAR30L | Reflector (Flood/Spot) | E26 (Medium) | Directional | LED | 3 | 75 | 112 | 96 | 17703 |  | 9 | 1280 | 18.6 | 71 | No | 25000 | 3000 | 86 | 17 | 0.9 | -40 | Dimmable | 10% |  | Damp Location Rated,Enclosed Fixtures |  |  |  | 2015-10-08 | 2015-10-23 | United States, Europe, Japan, Canada | ES_1116351_SP30L-18-09D-827-03_11022015080111_1271814 | 2251982
Soraa Inc. | SORAA BRILLIANT | SP30L-18-09D-827-03 | SP30L-18-09D-830-03 |  | PAR30L | Reflector (Flood/Spot) | E26 (Medium) | Directional | LED | 3 | 75 | 112 | 96 | 29504 |  | 9 | 1265 | 18.8 | 71 | No | 25000 | 3000 | 86 | 17 | 0.9 | -40 | Dimmable | 10% |  | Damp Location Rated,Enclosed Fixtures |  |  |  | 2015-10-08 | 2016-01-11 | United States, Europe, Japan, Canada | ES_1116351_SP30L-18-09D-830-03_01112016084748_2068752 | 2256390
Soraa Inc. | SORAA BRILLIANT | SP30L-18-25D-827-03 | SP30L-18-25D-827-03 |  | PAR30L | Reflector (Flood/Spot) | E26 (Medium) | Directional | LED | 3 | 75 | 112 | 96 | 8189 |  | 25 | 1457 | 18.5 | 79 | No | 30000 | 2700 | 83 | 8 | 0.9 | -40 | Dimmable | 10% |  | Damp Location Rated,Enclosed Fixtures |  |  |  | 2015-10-08 | 2016-05-17 | United States, Europe, Japan, Canada | ES_1116351_SP30L-18-25D-827-03_05172016041132_8292591 | 2266847
Soraa Inc. | SORAA BRILLIANT | SP30L-18-25D-830-03 | SP30L-18-25D-830-03 |  | PAR30L | Reflector (Flood/Spot) | E26 (Medium) | Directional | LED | 3 | 75 | 112 | 96 | 7286 |  | 25 | 1280 | 18.6 | 71 | No | 25000 | 3000 | 86 | 17 | 0.9 | -40 | Dimmable | 10% |  | Damp Location Rated,Enclosed Fixtures |  |  |  | 2015-10-08 | 2015-10-09 | United States, Europe, Japan, Canada | ES_1116351_SP30L-18-25D-830-03_10162015031635_5395008 | 2250301
Soraa Inc. | SORAA BRILLIANT | SP30L-18-36D-827-03 | SP30L-18-36D-827-03 |  | PAR30L | Reflector (Flood/Spot) | E26 (Medium) | Directional | LED | 3 | 75 | 112 | 96 | 3951 |  | 36 | 1280 | 18.6 | 71 | No | 25000 | 3000 | 86 | 17 | 0.9 | -40 | Dimmable | 10% |  | Damp Location Rated,Enclosed Fixtures |  |  |  | 2015-10-08 | 2015-10-23 | United States, Europe, Japan, Canada | ES_1116351_SP30L-18-36D-827-03_11022015080155_1315779 | 2251983
Soraa Inc. | SORAA BRILLIANT | SP30L-18-36D-830-03 | SP30L-18-36D-830-03 |  | PAR30L | Reflector (Flood/Spot) | E26 (Medium) | Directional | LED | 3 | 75 | 112 | 96 | 3852 |  | 9 | 1265 | 18.8 | 71 | No | 30000 | 3000 | 86 | 17 | 0.9 | -40 | Dimmable | 10% |  | Damp Location Rated,Enclosed Fixtures |  |  |  | 2015-10-08 | 2016-03-18 | United States, Europe, Japan, Canada | ES_1116351_SP30L-18-36D-830-03_03252016071114_9874888 | 2263289
Soraa Inc. | SORAA BRILLIANT | SP30L-18-60D-827-03 | SP30L-18-60D-827-03 |  | PAR30L | Reflector (Flood/Spot) | E26 (Medium) | Directional | LED | 3 | 75 | 112 | 96 | 1477 |  | 60 | 1280 | 18.6 | 71 | No | 25000 | 3000 | 86 | 17 | 0.9 | -40 | Dimmable | 10% |  | Damp Location Rated,Enclosed Fixtures |  |  |  | 2015-10-08 | 2015-10-23 | United States, Europe, Japan, Canada | ES_1116351_SP30L-18-60D-827-03_11022015080253_1373614 | 2251984
Soraa Inc. | SORAA BRILLIANT | SP30L-18-60D-830-03 | SP30L-18-60D-830-03 |  | PAR30L | Reflector (Flood/Spot) | E26 (Medium) | Directional | LED | 3 | 75 | 112 | 96 | 1523 |  | 60 | 1280 | 18.6 | 71 | No | 25000 | 3000 | 86 | 17 | 0.9 | -40 | Dimmable | 10% |  | Damp Location Rated,Enclosed Fixtures |  |  |  | 2015-10-08 | 2015-10-23 | United States, Europe, Japan, Canada | ES_1116351_SP30L-18-60D-830-03_11022015080306_1386656 | 2251985
Soraa Inc. | SORAA VIVID | LED PAR20 | SP20-11-10D-927-03 |  | PAR20 | Reflector (Flood/Spot) | E26 (Medium) | Directional | LED | 3 | 50 | 78.7 | 64.2 | 9329 |  | 10 | 500 | 10.8 | 46.3 | No | 25000 | 2700 | 96 | 95 | 0.9 | -40 | Dimmable | 20% |  | Damp Location Rated,Enclosed Fixtures,Recessed Fixtures |  |  |  | 2016-03-20 | 2016-06-16 | United States, Canada | ES_1116351_SP20-11-10D-927-03_06162016142404_3214899 | 2270945
Soraa Inc. | SORAA VIVID | LED PAR20 | SP20-11-10D-930-03 |  | PAR20 | Reflector (Flood/Spot) | E26 (Medium) | Directional | LED | 3 | 50 | 79 | 64 | 10874 |  | 10 | 540 | 10.8 | 50 | No | 25000 | 3000 | 95 | 99 | 0.9 | -40 | Dimmable | 20% |  | Damp Location Rated,Enclosed Fixtures,Recessed Fixtures |  |  |  | 2016-03-20 | 2016-06-16 | United States, Canada | ES_1116351_SP20-11-10D-930-03_06162016142354_2134804 | 2270944
Soraa Inc. | SORAA VIVID | LED PAR20 | SP20-11-10D-940-03 |  | PAR20 | Reflector (Flood/Spot) | E26 (Medium) | Directional | LED | 3 | 50 | 78 | 64 | 11322 |  | 10 | 560 | 10.8 | 51.9 | No | 25000 | 4000 | 95 | 94 | 0.9 | -40 | Dimmable | 20% |  | Damp Location Rated,Enclosed Fixtures,Recessed Fixtures |  |  |  | 2016-03-20 | 2016-06-16 | United States, Canada | ES_1116351_SP20-11-10D-940-03_06162016142415_3490524 | 2270949
Soraa Inc. | SORAA VIVID | LED PAR20 | SP20-11-25D-927-03 |  | PAR20 | Reflector (Flood/Spot) | E26 (Medium) | Directional | LED | 3 | 50 | 78 | 64.1 | 2914 |  | 25 | 500 | 10.8 | 46.3 | No | 25000 | 2700 | 95 | 98 | 0.9 | -40 | Dimmable | 20% |  | Damp Location Rated,Enclosed Fixtures,Recessed Fixtures |  |  |  | 2016-03-20 | 2016-06-16 | United States, Canada | ES_1116351_SP20-11-25D-927-03_06162016142333_4320015 | 2270942
Soraa Inc. | SORAA VIVID | LED PAR20 | SP20-11-25D-930-03 |  | PAR20 | Reflector (Flood/Spot) | E26 (Medium) | Directional | LED | 3 | 50 | 78.1 | 64 | 2383 |  | 25 | 540 | 10.8 | 50 | No | 25000 | 3000 | 95 | 99 | 0.9 | -40 | Dimmable | 20% |  | Damp Location Rated,Enclosed Fixtures,Recessed Fixtures |  |  |  | 2016-03-20 | 2016-06-16 | United States, Canada | ES_1116351_SP20-11-25D-930-03_06162016142300_2134806 | 2270941
Soraa Inc. | SORAA VIVID | LED PAR20 | SP20-11-25D-940-03 |  | PAR20 | Reflector (Flood/Spot) | E26 (Medium) | Directional | LED | 3 | 50 | 78.3 | 64 | 3264 |  | 25 | 560 | 10.8 | 51.9 | No | 25000 | 4000 | 96 | 95 | 0.9 | -40 | Dimmable | 20% |  | Damp Location Rated,Enclosed Fixtures,Recessed Fixtures |  |  |  | 2016-03-20 | 2016-06-16 | United States, Canada | ES_1116351_SP20-11-25D-940-03_06162016142340_0943259 | 2270943
Soraa Inc. | SORAA VIVID | LED PAR20 | SP20-11-36D-927-03 |  | PAR20 | Reflector (Flood/Spot) | E26 (Medium) | Directional | LED | 3 | 50 | 78.2 | 64.1 | 1442 |  | 35 | 500 | 10.8 | 46.3 | No | 25000 | 2700 | 95 | 97 | 0.9 | -40 | Dimmable | 20% |  | Damp Location Rated,Enclosed Fixtures,Recessed Fixtures |  |  |  | 2016-03-20 | 2016-06-16 | United States, Canada | ES_1116351_SP20-11-36D-927-03_06162016142439_4591043 | 2270951
Soraa Inc. | SORAA VIVID | LED PAR20 | SP20-11-36D-930-03 |  | PAR20 | Reflector (Flood/Spot) | E26 (Medium) | Directional | LED | 3 | 50 | 78.8 | 64.2 | 1430 |  | 35 | 540 | 10.8 | 50 | No | 25000 | 3000 | 95 | 99 | 0.9 | -40 | Dimmable | 20% |  | Damp Location Rated,Enclosed Fixtures,Recessed Fixtures |  |  |  | 2016-03-20 | 2016-06-16 | United States, Canada | ES_1116351_SP20-11-36D-930-03_06162016142426_2345901 | 2270950
Soraa Inc. | SORAA VIVID | LED PAR20 | SP20-11-36D-940-03 |  | PAR20 | Reflector (Flood/Spot) | E26 (Medium) | Directional | LED | 3 | 50 | 78.6 | 64 | 1669 |  | 35 | 560 | 10.8 | 51.9 | No | 25000 | 4000 | 95 | 93 | 0.9 | -40 | Dimmable | 20% |  | Damp Location Rated,Enclosed Fixtures,Recessed Fixtures |  |  |  | 2016-03-20 | 2016-06-16 | United States, Canada | ES_1116351_SP20-11-36D-940-03_06162016142444_3294013 | 2270952
Soraa Inc. | SORAA VIVID | LED PAR20 | SP20-11-60D-927-03 |  | PAR20 | Reflector (Flood/Spot) | E26 (Medium) | Directional | LED | 3 | 50 | 78.4 | 64.1 | 564 |  | 60 | 500 | 10.8 | 46.3 | No | 25000 | 2700 | 96 | 94 | 0.9 | -40 | Dimmable | 20% |  | Damp Location Rated,Enclosed Fixtures,Recessed Fixtures |  |  |  | 2016-03-20 | 2016-06-16 | United States, Canada | ES_1116351_SP20-11-60D-927-03_06162016142505_5490104 | 2270954
Soraa Inc. | SORAA VIVID | LED PAR20 | SP20-11-60D-930-03 |  | PAR20 | Reflector (Flood/Spot) | E26 (Medium) | Directional | LED | 3 | 50 | 78.9 | 64 | 558 |  | 60 | 540 | 10.8 | 50 | No | 25000 | 3000 | 95 | 99 | 0.9 | -40 | Dimmable | 20% |  | Damp Location Rated,Enclosed Fixtures,Recessed Fixtures |  |  |  | 2016-03-20 | 2016-06-16 | United States, Canada | ES_1116351_SP20-11-60D-930-03_06162016142459_3249013 | 2270953
Soraa Inc. | SORAA VIVID | LED PAR20 | SP20-11-60D-940-03 |  | PAR20 | Reflector (Flood/Spot) | E26 (Medium) | Directional | LED | 3 | 50 | 78 | 64 | 584 |  | 60 | 560 | 10.8 | 51.9 | No | 25000 | 4000 | 95 | 93 | 0.9 | -40 | Dimmable | 20% |  | Damp Location Rated,Enclosed Fixtures,Recessed Fixtures |  |  |  | 2016-03-20 | 2016-06-16 | United States, Canada | ES_1116351_SP20-11-60D-940-03_06162016142512_3248980 | 2270955
Soraa Inc. | SORAA VIVID | LED PAR30S | SP30S-12-08D-927-03 |  | PAR30 | Reflector (Flood/Spot) | E26 (Medium) | Directional | LED | 3 | 75 | 87 | 96.1 | 19977 |  | 8 | 575 | 12.5 | 46 | No | 25000 | 2700 | 96 | 95 | 1 | -40 | Dimmable | 20% |  | Damp Location Rated,Enclosed Fixtures,Recessed Fixtures |  |  |  | 2016-03-20 | 2016-06-16 | United States, Canada | ES_1116351_SP30S-12-08D-927-03_06162016164916_4359899 | 2270971
Soraa Inc. | SORAA VIVID | LED PAR30S | SP30S-12-08D-930-03 |  | PAR30 | Reflector (Flood/Spot) | E26 (Medium) | Directional | LED | 3 | 75 | 87 | 95.9 | 18104 |  | 8 | 620 | 12.5 | 49.6 | No | 25000 | 3000 | 96 | 98 | 1 | -40 | Dimmable | 20% |  | Damp Location Rated,Enclosed Fixtures,Recessed Fixtures |  |  |  | 2016-03-20 | 2016-06-16 | United States, Canada | ES_1116351_SP30S-12-08D-930-03_06162016164859_4395892 | 2270969
Soraa Inc. | SORAA VIVID | LED PAR30S | SP30S-12-08D-940-03 |  | PAR30 | Reflector (Flood/Spot) | E26 (Medium) | Directional | LED | 3 | 75 | 87 | 95.9 | 20186 |  | 8 | 645 | 12.5 | 51.6 | No | 25000 | 4000 | 96 | 93 | 1 | -40 | Dimmable | 20% |  | Damp Location Rated,Enclosed Fixtures,Recessed Fixtures |  |  |  | 2016-03-20 | 2016-06-16 | United States, Canada | ES_1116351_SP30S-12-08D-940-03_06162016164901_2348995 | 2270970
Soraa Inc. | SORAA VIVID | LED PAR30S | SP30S-12-25D-927-03 |  | PAR30 | Reflector (Flood/Spot) | E26 (Medium) | Directional | LED | 3 | 75 | 87.1 | 96 | 3335 |  | 25 | 575 | 12.5 | 46.6 | No | 25000 | 2700 | 95 | 98 | 1 | -40 | Dimmable | 20% |  | Damp Location Rated,Enclosed Fixtures,Recessed Fixtures |  |  |  | 2016-03-20 | 2016-06-16 | United States, Canada | ES_1116351_SP30S-12-25D-927-03_06162016164847_3872941 | 2270968
Soraa Inc. | SORAA VIVID | LED PAR30S | SP30S-12-25D-930-03 |  | PAR30 | Reflector (Flood/Spot) | E26 (Medium) | Directional | LED | 3 | 75 | 87 | 96 | 2912 |  | 25 | 620 | 12.5 | 49.6 | No | 25000 | 3000 | 96 | 98 | 1 | -40 | Dimmable | 20% |  | Damp Location Rated,Enclosed Fixtures,Recessed Fixtures |  |  |  | 2016-03-20 | 2016-06-16 | United States, Canada | ES_1116351_SP30S-12-25D-930-03_06162016164800_3458134 | 2270966
Soraa Inc. | SORAA VIVID | LED PAR30S | SP30S-12-25D-940-03 |  | PAR30 | Reflector (Flood/Spot) | E26 (Medium) | Directional | LED | 3 | 75 | 87.1 | 96.5 | 3848 |  | 25 | 645 | 12.5 | 51.6 | No | 25000 | 4000 | 94 | 86 | 1 | -40 | Dimmable | 20% |  | Damp Location Rated,Enclosed Fixtures,Recessed Fixtures |  |  |  | 2016-03-20 | 2016-06-16 | United States, Canada | ES_1116351_SP30S-12-25D-940-03_06162016164836_4329501 | 2270967
Soraa Inc. | SORAA VIVID | LED PAR30S | SP30S-12-36D-927-03 |  | PAR30 | Reflector (Flood/Spot) | E26 (Medium) | Directional | LED | 3 | 75 | 87.1 | 96.1 | 1677 |  | 35 | 575 | 12.5 | 46 | No | 25000 | 2700 | 95 | 97 | 1 | -40 | Dimmable | 20% |  | Damp Location Rated,Enclosed Fixtures,Recessed Fixtures |  |  |  | 2016-03-20 | 2016-06-16 | United States, Canada | ES_1116351_SP30S-12-36D-927-03_06162016164935_4325989 | 2270973
Soraa Inc. | SORAA VIVID | LED PAR30S | SP30S-12-36D-930-03 |  | PAR30 | Reflector (Flood/Spot) | E26 (Medium) | Directional | LED | 3 | 75 | 87 | 96.1 | 1681 |  | 35 | 620 | 12.5 | 49.6 | No | 25000 | 3000 | 96 | 98 | 1 | -40 | Dimmable | 20% |  | Damp Location Rated,Enclosed Fixtures,Recessed Fixtures |  |  |  | 2016-03-20 | 2016-06-16 | United States, Canada | ES_1116351_SP30S-12-36D-930-03_06162016164929_4325990 | 2270972
Soraa Inc. | SORAA VIVID | LED PAR30S | SP30S-12-50D-927-03 |  | PAR30 | Reflector (Flood/Spot) | E26 (Medium) | Directional | LED | 3 | 75 | 87.1 | 95.9 | 966 |  | 50 | 575 | 12.5 | 46 | No | 25000 | 2700 | 96 | 97 | 1 | -40 | Dimmable | 20% |  | Damp Location Rated,Enclosed Fixtures,Recessed Fixtures |  |  |  | 2016-03-20 | 2016-06-16 | United States, Canada | ES_1116351_SP30S-12-50D-927-03_06162016164959_6589241 | 2270975
Soraa Inc. | SORAA VIVID | LED PAR30S | SP30S-12-50D-930-03 |  | PAR30 | Reflector (Flood/Spot) | E26 (Medium) | Directional | LED | 3 | 75 | 87.6 | 96.2 | 971 |  | 50 | 620 | 12.5 | 49.6 | No | 25000 | 3000 | 96 | 98 | 1 | -40 | Dimmable | 20% |  | Damp Location Rated,Enclosed Fixtures,Recessed Fixtures |  |  |  | 2016-03-20 | 2016-06-16 | United States, Canada | ES_1116351_SP30S-12-50D-930-03_06162016164947_4589143 | 2270974
Soraa Inc. | SORAA VIVID | LED PAR30S | SP30S-18-09D-927-03 |  | PAR30 | Reflector (Flood/Spot) | E26 (Medium) | Directional | LED | 3 | 75 | 88.2 | 95.7 | 20226 |  | 9 | 930 | 18.5 | 50.3 | No | 35000 | 2700 | 97 | 91 | 1 | -40 | Dimmable | 20% |  | Damp Location Rated,Enclosed Fixtures,Recessed Fixtures |  |  |  | 2016-01-20 | 2016-03-10 | United States, Canada | ES_1116351_SP30S-18-09D-927-03_03102016142646_5839010 | 2263300
Soraa Inc. | SORAA VIVID | LED PAR30S | SP30S-18-09D-930-03 |  | PAR30 | Reflector (Flood/Spot) | E26 (Medium) | Directional | LED | 3 | 75 | 89.3 | 94.6 | 19539 |  | 9 | 1000 | 18.5 | 54.1 | No | 35000 | 3000 | 95 | 98 | 1 | -40 | Dimmable | 20% |  | Damp Location Rated,Enclosed Fixtures,Recessed Fixtures |  |  |  | 2016-01-20 | 2016-03-10 | United States, Canada | ES_1116351_SP30S-18-09D-930-03_03102016142657_1367901 | 2263301
Soraa Inc. | SORAA VIVID | LED PAR30S | SP30S-18-25D-927-03 |  | PAR30 | Reflector (Flood/Spot) | E26 (Medium) | Directional | LED | 3 | 75 | 88 | 95.6 | 5438 |  | 25 | 930 | 18.5 | 50.3 | No | 35000 | 2700 | 96 | 92 | 1 | -40 | Dimmable | 20% |  | Damp Location Rated,Enclosed Fixtures,Recessed Fixtures |  |  |  | 2016-01-20 | 2016-03-10 | United States, Canada | ES_1116351_SP30S-18-25D-927-03_03102016142533_5478120 | 2263260
Soraa Inc. | SORAA VIVID | LED PAR30S | SP30S-18-25D-930-03 |  | PAR30 | Reflector (Flood/Spot) | E26 (Medium) | Directional | LED | 3 | 75 | 87.1 | 95.6 | 4662 |  | 25 | 1000 | 18.5 | 54.1 | No | 35000 | 3000 | 95 | 98 | 1 | -40 | Dimmable | 20% |  | Damp Location Rated,Enclosed Fixtures,Recessed Fixtures |  |  |  | 2016-01-20 | 2016-03-10 | United States, Canada | ES_1116351_SP30S-18-25D-930-03_03102016142505_3217934 | 2263255
Soraa Inc. | SORAA VIVID | LED PAR30S | SP30S-18-25D-950-03 |  | PAR30 | Reflector (Flood/Spot) | E26 (Medium) | Directional | LED | 3 | 75 | 86.3 | 96 | 6014 |  | 25 | 1050 | 18.5 | 56.8 | No | 35000 | 5000 | 95 | 94 | 1 | -40 | Dimmable | 20% |  | Damp Location Rated,Enclosed Fixtures,Recessed Fixtures |  |  |  | 2016-01-20 | 2016-03-10 | United States, Canada | ES_1116351_SP30S-18-25D-950-03_03102016142546_5678291 | 2263261
Soraa Inc. | SORAA VIVID | LED PAR30S | SP30S-18-36D-927-03 |  | PAR30 | Reflector (Flood/Spot) | E26 (Medium) | Directional | LED | 3 | 75 | 89.7 | 95.8 | 2820 |  | 36 | 930 | 18.5 | 50.3 | No | 35000 | 2700 | 96 | 98 | 1 | -40 | Dimmable | 20% |  | Damp Location Rated,Enclosed Fixtures,Recessed Fixtures |  |  |  | 2016-01-20 | 2016-03-10 | United States, Canada | ES_1116351_SP30S-18-36D-927-03_03102016142555_6701291 | 2263262
Soraa Inc. | SORAA VIVID | LED PAR30S | SP30S-18-36D-930-03 |  | PAR30 | Reflector (Flood/Spot) | E26 (Medium) | Directional | LED | 3 | 75 | 86.9 | 96 | 2919 |  | 36 | 1000 | 18.5 | 54.1 | No | 35000 | 3000 | 95 | 98 | 1 | -40 | Dimmable | 20% |  | Damp Location Rated,Enclosed Fixtures,Recessed Fixtures |  |  |  | 2016-01-20 | 2016-03-10 | United States, Canada | ES_1116351_SP30S-18-36D-930-03_03102016142601_3478295 | 2263263
Soraa Inc. | SORAA VIVID | LED PAR30S | SP30S-18-36D-950-03 |  | PAR30 | Reflector (Flood/Spot) | E26 (Medium) | Directional | LED | 3 | 75 | 86.6 | 96 | 2879 |  | 36 | 1050 | 18.5 | 56.8 | No | 35000 | 5000 | 90 | 74 | 1 | -40 | Dimmable | 20% |  | Damp Location Rated,Enclosed Fixtures,Recessed Fixtures |  |  |  | 2016-01-20 | 2016-03-10 | United States, Canada | ES_1116351_SP30S-18-36D-950-03_03102016142611_3217495 | 2263264
Soraa Inc. | SORAA VIVID | LED PAR30S | SP30S-18-60D-927-03 |  | PAR30 | Reflector (Flood/Spot) | E26 (Medium) | Directional | LED | 3 | 75 | 87.1 | 95.6 | 1157 |  | 60 | 930 | 18.5 | 50.3 | No | 35000 | 2700 | 95 | 97 | 1 | -40 | Dimmable | 20% |  | Damp Location Rated,Enclosed Fixtures,Recessed Fixtures |  |  |  | 2016-01-20 | 2016-03-10 | United States, Canada | ES_1116351_SP30S-18-60D-927-03_03102016142701_3278051 | 2263302
Soraa Inc. | SORAA VIVID | LED PAR30S | SP30S-18-60D-930-03 |  | PAR30 | Reflector (Flood/Spot) | E26 (Medium) | Directional | LED | 3 | 75 | 88.4 | 94.5 | 1174 |  | 60 | 1000 | 18.5 | 54.1 | No | 35000 | 3000 | 95 | 98 | 1 | -40 | Dimmable | 20% |  | Damp Location Rated,Enclosed Fixtures,Recessed Fixtures |  |  |  | 2016-01-20 | 2016-03-10 | United States, Canada | ES_1116351_SP30S-18-60D-930-03_03102016142714_5671903 | 2263303
Soraa Inc. | SORAA VIVID | LED PAR30S | SP30S-18-60D-950-03 |  | PAR30 | Reflector (Flood/Spot) | E26 (Medium) | Directional | LED | 3 | 75 | 86.7 | 95.9 | 1136 |  | 60 | 1050 | 18.5 | 56.8 | No | 35000 | 5000 | 92 | 85 | 1 | -40 | Dimmable | 20% |  | Damp Location Rated,Enclosed Fixtures,Recessed Fixtures |  |  |  | 2016-01-20 | 2016-03-10 | United States, Canada | ES_1116351_SP30S-18-60D-950-03_03102016142728_6718941 | 2263304
Soraa Inc. | SORAA VIVID | LED PAR38 | SP38-18-09D-927-03 |  | PAR38 | Reflector (Flood/Spot) | E26 (Medium) | Directional | LED | 3 | 100 | 128 | 122 | 19535 |  | 9 | 930 | 18.5 | 50.3 | No | 25000 | 2700 | 97 | 90 | 1 | -40 | Dimmable | 20% |  | Damp Location Rated,Enclosed Fixtures,Recessed Fixtures |  |  |  | 2016-03-20 | 2016-06-16 | United States, Canada | ES_1116351_SP38-18-09D-927-03_06162016173550_3249965 | 2270986
Soraa Inc. | SORAA VIVID | LED PAR38 | SP38-18-09D-930-03 |  | PAR38 | Reflector (Flood/Spot) | E26 (Medium) | Directional | LED | 3 | 100 | 128.1 | 121.5 | 22169 |  | 9 | 1000 | 18.5 | 54.1 | No | 25000 | 3000 | 96 | 98 | 1 | -40 | Dimmable | 20% |  | Damp Location Rated,Enclosed Fixtures,Recessed Fixtures |  |  |  | 2016-03-20 | 2016-06-16 | United States, Canada | ES_1116351_SP38-18-09D-930-03_06162016173543_4385916 | 2270985
Soraa Inc. | SORAA VIVID | LED PAR38 | SP38-18-25D-927-03 |  | PAR38 | Reflector (Flood/Spot) | E26 (Medium) | Directional | LED | 3 | 100 | 128 | 122.2 | 6179 |  | 25 | 930 | 18.5 | 50.3 | No | 25000 | 2700 | 96 | 92 | 1 | -40 | Dimmable | 20% |  | Damp Location Rated,Enclosed Fixtures,Recessed Fixtures |  |  |  | 2016-03-20 | 2016-06-16 | United States, Canada | ES_1116351_SP38-18-25D-927-03_06162016173615_3148795 | 2270988
Soraa Inc. | SORAA VIVID | LED PAR38 | SP38-18-25D-930-03 |  | PAR38 | Reflector (Flood/Spot) | E26 (Medium) | Directional | LED | 3 | 100 | 128.1 | 122.1 | 4859 |  | 25 | 1000 | 18.5 | 54.1 | No | 25000 | 3000 | 96 | 98 | 1 | -40 | Dimmable | 20% |  | Damp Location Rated,Enclosed Fixtures,Recessed Fixtures |  |  |  | 2016-03-20 | 2016-06-16 | United States, Canada | ES_1116351_SP38-18-25D-930-03_06162016173607_3214805 | 2270987
Soraa Inc. | SORAA VIVID | LED PAR38 | SP38-18-36D-927-03 |  | PAR38 | Reflector (Flood/Spot) | E26 (Medium) | Directional | LED | 3 | 100 | 128 | 121.7 | 2289 |  | 35 | 930 | 18.5 | 50.3 | No | 25000 | 2700 | 96 | 93 | 1 | -40 | Dimmable | 20% |  | Damp Location Rated,Enclosed Fixtures,Recessed Fixtures |  |  |  | 2016-03-20 | 2016-06-16 | United States, Canada | ES_1116351_SP38-18-36D-927-03_06162016173537_4598194 | 2270980
Soraa Inc. | SORAA VIVID | LED PAR38 | SP38-18-36D-930-03 |  | PAR38 | Reflector (Flood/Spot) | E26 (Medium) | Directional | LED | 3 | 100 | 128 | 121.8 | 2774 |  | 35 | 1000 | 18.5 | 54.1 | No | 25000 | 3000 | 96 | 98 | 1 | -40 | Dimmable | 20% |  | Damp Location Rated,Enclosed Fixtures,Recessed Fixtures |  |  |  | 2016-03-20 | 2016-06-16 | United States, Canada | ES_1116351_SP38-18-36D-930-03_06162016173502_4123875 | 2270979
Soraa Inc. | SORAA VIVID | LED PAR38 | SP38-18-60D-927-03 |  | PAR38 | Reflector (Flood/Spot) | E26 (Medium) | Directional | LED | 3 | 100 | 128 | 121.8 | 1173 |  | 60 | 930 | 18.5 | 50.3 | No | 25000 | 2700 | 96 | 94 | 1 | -40 | Dimmable | 20% |  | Damp Location Rated,Enclosed Fixtures,Recessed Fixtures |  |  |  | 2016-03-20 | 2016-06-16 | United States, Canada | ES_1116351_SP38-18-60D-927-03_06162016173626_4598042 | 2270989
Soraa Inc. | SORAA VIVID | SM16GA-07-10D-927-03 | SM16GA-07-10D-927-03 |  | PAR16 | Reflector (Flood/Spot) | GU10 | Directional | LED | 3 | 50 | 55 | 50 | 6184 |  | 10 |  | 7.5 | 54.5 | No | 25000 | 2700 | 96 | 94 | 0.9 | -40 | Dimmable | 10% |  | Damp Location Rated,Enclosed Fixtures |  |  |  | 2015-08-28 | 2016-06-30 | United States, Europe, Japan, Canada | ES_1116351_SM16GA-07-10D-927-03_04272016122154_9714389 | 2265984
Soraa Inc. | SORAA VIVID | SM16GA-07-10D-930-03 | SM16GA-07-10D-930-03 |  | PAR16 | Reflector (Flood/Spot) | GU10 | Directional | LED | 3 | 50 | 53 | 50 | 6188 |  | 10 |  | 7.5 | 52.4 | No | 25000 | 3000 | 95 | 97 | 0.9 | -40 | Dimmable | 10% |  | Damp Location Rated,Enclosed Fixtures |  |  |  | 2015-08-28 | 2016-06-30 | United States, Europe, Japan, Canada | ES_1116351_SM16GA-07-10D-930-03_04272016122441_9881163 | 2265985
Soraa Inc. | SORAA VIVID | SM16GA-07-10D-940-03 | SM16GA-07-10D-940-03 |  | PAR16 | Reflector (Flood/Spot) | GU10 | Directional | LED | 3 | 50 | 55 | 50 | 7109 |  | 10 |  | 7.5 | 61.1 | No | 25000 | 4000 | 96 | 96 | 0.9 | -40 | Dimmable | 10% |  | Damp Location Rated,Enclosed Fixtures |  |  |  | 2015-08-28 | 2016-06-30 | United States, Europe, Japan, Canada | ES_1116351_SM16GA-07-10D-940-03_04272016122603_9963731 | 2265986
Soraa Inc. | SORAA VIVID | SM16GA-07-25D-927-03 | SM16GA-07-25D-927-03 |  | PAR16 | Reflector (Flood/Spot) | GU10 | Directional | LED | 3 | 50 | 54 | 50 | 2486 |  | 25 |  | 7.5 | 54.3 | No | 25000 | 2700 | 96 | 94 | 0.9 | -40 | Dimmable | 10% |  | Damp Location Rated,Enclosed Fixtures |  |  |  | 2015-08-28 | 2016-06-30 | United States, Europe, Japan, Canada | ES_1116351_SM16GA-07-25D-927-03_04272016122647_0007542 | 2265987
Soraa Inc. | SORAA VIVID | SM16GA-07-25D-930-03 | SM16GA-07-25D-930-03 |  | PAR16 | Reflector (Flood/Spot) | GU10 | Directional | LED | 3 | 50 | 53 | 50 | 2476 |  | 25 |  | 7.5 | 54.1 | No | 25000 | 3000 | 95 | 97 | 0.9 | -40 | Dimmable | 10% |  | Damp Location Rated,Enclosed Fixtures |  |  |  | 2015-08-28 | 2016-06-30 | United States, Europe, Japan, Canada | ES_1116351_SM16GA-07-25D-930-03_04272016122732_0052996 | 2265988
Soraa Inc. | SORAA VIVID | SM16GA-07-25D-940-03 | SM16GA-07-25D-940-03 |  | PAR16 | Reflector (Flood/Spot) | GU10 | Directional | LED | 3 | 50 | 54 | 50 | 2772 |  | 25 |  | 7.5 | 62.1 | No | 25000 | 4000 | 96 | 96 | 0.9 | -40 | Dimmable | 10% |  | Damp Location Rated,Enclosed Fixtures |  |  |  | 2015-08-28 | 2016-06-30 | United States, Europe, Japan, Canada | ES_1116351_SM16GA-07-25D-940-03_04272016122801_0081703 | 2265989
Soraa Inc. | SORAA VIVID | SM16GA-07-36D-927-03 | SM16GA-07-36D-927-03 |  | PAR16 | Reflector (Flood/Spot) | GU10 | Directional | LED | 3 | 50 | 54 | 50 | 1125 |  | 35 |  | 7.5 | 59.7 | No | 25000 | 2700 | 96 | 94 | 0.9 | -40 | Dimmable | 10% |  | Damp Location Rated,Enclosed Fixtures |  |  |  | 2015-08-28 | 2016-06-30 | United States, Europe, Japan, Canada | ES_1116351_SM16GA-07-36D-927-03_04272016122846_0126825 | 2265990
Soraa Inc. | SORAA VIVID | SM16GA-07-36D-930-03 | SM16GA-07-36D-930-03 |  | PAR16 | Reflector (Flood/Spot) | GU10 | Directional | LED | 3 | 50 | 54 | 50 | 1105 |  | 35 |  | 7.5 | 56.9 | No | 25000 | 3000 | 95 | 97 | 0.9 | -40 | Dimmable | 10% |  | Damp Location Rated,Enclosed Fixtures |  |  |  | 2015-08-28 | 2016-06-30 | United States, Europe, Japan, Canada | ES_1116351_SM16GA-07-36D-930-03_04272016124003_0803491 | 2265991
Soraa Inc. | SORAA VIVID | SM16GA-07-36D-940-03 | SM16GA-07-36D-940-03 |  | PAR16 | Reflector (Flood/Spot) | GU10 | Directional | LED | 3 | 50 | 54 | 50 | 1265 |  | 35 |  | 7.5 | 60.7 | No | 25000 | 4000 | 96 | 96 | 0.9 | -40 | Dimmable | 10% |  | Damp Location Rated,Enclosed Fixtures |  |  |  | 2015-08-28 | 2016-06-30 | United States, Europe, Japan, Canada | ES_1116351_SM16GA-07-36D-940-03_04272016123929_0769993 | 2265992
Soraa Inc. | SORAA VIVID | SM16GA-07-60D-927-03 | SM16GA-07-60D-927-03 |  | PAR16 | Reflector (Flood/Spot) | GU10 | Directional | LED | 3 | 50 | 54 | 50 | 499 |  | 60 |  | 7.5 | 61.5 | No | 25000 | 2700 | 96 | 94 | 0.9 | -40 | Dimmable | 10% |  | Damp Location Rated,Enclosed Fixtures |  |  |  | 2015-08-28 | 2016-06-30 | United States, Europe, Japan, Canada | ES_1116351_SM16GA-07-60D-927-03_04272016123859_0739780 | 2265993
Soraa Inc. | SORAA VIVID | SM16GA-07-60D-930-03 | SM16GA-07-60D-930-03 |  | PAR16 | Reflector (Flood/Spot) | GU10 | Directional | LED | 3 | 50 | 54 | 50 | 451 |  | 60 |  | 7.5 | 58.8 | No | 25000 | 3000 | 95 | 97 | 0.9 | -40 | Dimmable | 10% |  | Damp Location Rated,Enclosed Fixtures |  |  |  | 2015-08-28 | 2016-06-30 | United States, Europe, Japan, Canada | ES_1116351_SM16GA-07-60D-930-03_04272016123101_0261814 | 2265994
Soraa Inc. | SORAA VIVID | SM16GA-07-60D-940-03 | SM16GA-07-60D-940-03 |  | PAR16 | Reflector (Flood/Spot) | GU10 | Directional | LED | 3 | 50 | 54 | 50 | 508 |  | 60 |  | 7.5 | 64.7 | No | 25000 | 4000 | 96 | 96 | 0.9 | -40 | Dimmable | 10% |  | Damp Location Rated,Enclosed Fixtures |  |  |  | 2015-08-28 | 2016-06-30 | United States, Europe, Japan, Canada | ES_1116351_SM16GA-07-60D-940-03_04272016123805_0685482 | 2265995
Soraa Inc. | SORAA VIVID | SP30L-12-08D-927-03 | SP30L-12-08D-927-03 |  | PAR30L | Reflector (Flood/Spot) | E26 (Medium) | Directional | LED | 3 | 75 | 112.1 | 96.1 | 17025 |  | 8 | 620 | 12.5 | 49.6 | No | 25000 | 2700 | 95 | 98 | 0.9 | -40 | Dimmable | 10% |  | Damp Location Rated,Enclosed Fixtures |  |  |  | 2015-08-11 | 2016-06-23 | United States, Europe, Japan, Canada | ES_1116351_SP30L-12-08D-927-03_03282016023113_2273961 | 2263327
Soraa Inc. | SORAA VIVID | SP30L-12-08D-930-03 | SP30L-12-08D-930-03 |  | PAR30L | Reflector (Flood/Spot) | E26 (Medium) | Directional | LED | 3 | 75 | 112.1 | 96.1 | 19627 |  | 8 | 620 | 12.5 | 49.6 | No | 25000 | 3000 | 95 | 97 | 0.9 | -40 | Dimmable | 10% |  | Damp Location Rated,Enclosed Fixtures |  |  |  | 2015-08-11 | 2016-06-23 | United States, Europe, Japan, Canada | ES_1116351_SP30L-12-08D-930-03_03282016022849_2129889 | 2263328
Soraa Inc. | SORAA VIVID | SP30L-12-08D-940-03 | SP30L-12-08D-940-03 |  | PAR30L | Reflector (Flood/Spot) | E26 (Medium) | Directional | LED | 3 | 75 | 112 | 96.1 | 20609 |  | 8 | 620 | 12.5 | 49.6 | No | 25000 | 4000 | 95 | 93 | 0.9 | -40 | Dimmable | 10% |  | Damp Location Rated,Enclosed Fixtures |  |  |  | 2015-08-11 | 2016-06-23 | United States, Europe, Japan, Canada | ES_1116351_SP30L-12-08D-940-03_03282016023401_2441850 | 2263329
Soraa Inc. | SORAA VIVID | SP30L-12-25D-927-03 | SP30L-12-25D-927-03 |  | PAR30L | Reflector (Flood/Spot) | E26 (Medium) | Directional | LED | 3 | 75 | 112.1 | 96.3 | 3282 |  | 25 | 620 | 12.5 | 49.6 | No | 25000 | 2700 | 95 | 98 | 0.9 | -40 | Dimmable | 10% |  | Damp Location Rated,Enclosed Fixtures |  |  |  | 2015-08-11 | 2016-06-23 | United States, Europe, Japan, Canada | ES_1116351_SP30L-12-25D-927-03_03282016023041_2241308 | 2263330
Soraa Inc. | SORAA VIVID | SP30L-12-25D-930-03 | SP30L-12-25D-930-03 |  | PAR30L | Reflector (Flood/Spot) | E26 (Medium) | Directional | LED | 3 | 75 | 111 | 96.1 | 3455 |  | 25 | 620 | 12.5 | 49.6 | No | 25000 | 3000 | 95 | 97 | 0.9 | -40 | Dimmable | 10% |  | Damp Location Rated,Enclosed Fixtures |  |  |  | 2015-08-11 | 2016-06-23 | United States, Europe, Japan, Canada | ES_1116351_SP30L-12-25D-930-03_03282016022822_2102868 | 2263331
Soraa Inc. | SORAA VIVID | SP30L-12-25D-940-03 | SP30L-12-25D-940-03 |  | PAR30L | Reflector (Flood/Spot) | E26 (Medium) | Directional | LED | 3 | 75 | 112.1 | 96.1 | 3956 |  | 25 | 620 | 12.5 | 49.6 | No | 25000 | 4000 | 95 | 93 | 0.9 | -40 | Dimmable | 10% |  | Damp Location Rated,Enclosed Fixtures |  |  |  | 2015-08-11 | 2016-06-23 | United States, Europe, Japan, Canada | ES_1116351_SP30L-12-25D-940-03_03282016023341_2421405 | 2263332
Soraa Inc. | SORAA VIVID | SP30L-12-36D-927-03 | SP30L-12-36D-927-03 |  | PAR30L | Reflector (Flood/Spot) | E26 (Medium) | Directional | LED | 3 | 75 | 110.2 | 96.1 | 1688 |  | 36 | 620 | 12.5 | 49.6 | No | 25000 | 2700 | 95 | 98 | 0.9 | -40 | Dimmable | 10% |  | Damp Location Rated,Enclosed Fixtures |  |  |  | 2015-08-11 | 2016-06-23 | United States, Europe, Japan, Canada | ES_1116351_SP30L-12-36D-927-03_03282016023209_2329635 | 2263333
Soraa Inc. | SORAA VIVID | SP30L-12-36D-930-03 | SP30L-12-36D-930-03 |  | PAR30L | Reflector (Flood/Spot) | E26 (Medium) | Directional | LED | 3 | 75 | 110.5 | 96.1 | 1662 |  | 36 | 620 | 12.5 | 49.6 | No | 25000 | 3000 | 95 | 97 | 0.9 | -40 | Dimmable | 10% |  | Damp Location Rated,Enclosed Fixtures |  |  |  | 2015-08-11 | 2016-06-23 | United States, Europe, Japan, Canada | ES_1116351_SP30L-12-36D-930-03_03282016022915_2155288 | 2263334
Soraa Inc. | SORAA VIVID | SP30L-12-36D-940-03 | SP30L-12-36D-940-03 |  | PAR30L | Reflector (Flood/Spot) | E26 (Medium) | Directional | LED | 3 | 75 | 110.6 | 96.1 | 1729 |  | 36 | 620 | 12.5 | 49.6 | No | 25000 | 4000 | 95 | 93 | 0.9 | -40 | Dimmable | 10% |  | Damp Location Rated,Enclosed Fixtures |  |  |  | 2015-08-11 | 2016-03-24 | United States, Europe, Japan, Canada | ES_1116351_SP30L-12-36D-940-03_03282016023457_2497454 | 2263335
Soraa Inc. | SORAA VIVID | SP30L-12-50D-927-03 | SP30L-12-50D-927-03 |  | PAR30L | Reflector (Flood/Spot) | E26 (Medium) | Directional | LED | 3 | 50 | 110.4 | 96.1 | 713 |  | 50 | 620 | 12.5 | 49.6 | No | 25000 | 2700 | 95 | 98 | 0.9 | -40 | Dimmable | 10% |  | Damp Location Rated,Enclosed Fixtures |  |  |  | 2015-08-11 | 2016-06-23 | United States, Europe, Japan, Canada | ES_1116351_SP30L-12-50D-927-03_03282016023237_2357856 | 2263336
Soraa Inc. | SORAA VIVID | SP30L-12-50D-930-03 | SP30L-12-50D-930-03 |  | PAR30L | Reflector (Flood/Spot) | E26 (Medium) | Directional | LED | 3 | 50 | 110.4 | 96.1 | 801 |  | 50 | 620 | 12.5 | 49.6 | No | 25000 | 3000 | 95 | 97 | 0.9 | -40 | Dimmable | 10% |  | Damp Location Rated,Enclosed Fixtures |  |  |  | 2015-08-11 | 2016-06-23 | United States, Europe, Japan, Canada | ES_1116351_SP30L-12-50D-930-03_03282016022939_2179560 | 2263337
Soraa Inc. | SORAA VIVID | SP30L-18-09D-927-03 | SP30L-18-09D-927-03 |  | PAR30L | Reflector (Flood/Spot) | E26 (Medium) | Directional | LED | 3 | 75 | 112 | 96 | 17034 |  | 9 | 930 | 18.6 | 55 | No | 25000 | 2700 | 96 | 94 | 0.9 | -40 | Dimmable | 10% |  | Damp Location Rated,Enclosed Fixtures |  |  |  | 2015-10-08 | 2015-10-23 | United States, Europe, Japan, Canada | ES_1116351_SP30L-18-09D-927-03_11022015080124_1284704 | 2251977
Soraa Inc. | SORAA VIVID | SP30L-18-09D-930-03 | SP30L-18-09D-930-03 |  | PAR30L | Reflector (Flood/Spot) | E26 (Medium) | Directional | LED | 3 | 75 | 112 | 96 | 20042 |  | 9 | 1000 | 18.5 | 57 | No | 25000 | 3000 | 95 | 98 | 0.9 | -40 | Dimmable | 10% |  | Damp Location Rated,Enclosed Fixtures |  |  |  | 2015-10-08 | 2015-10-23 | United States, Europe, Japan, Canada | ES_1116351_SP30L-18-09D-930-03_11022015080137_1297761 | 2251978
RONA Inc. | RONA | T2 13W | 20045033 |  | CFL Bare Spiral | General Purpose Replacement | E26 (Medium) | Omnidirectional | CFL | 5 | 60 | 100.9 | 48 |  | 2.5 |  | 900 | 13 | 69.2 | No | 12000 | 4100 | 84 | 33 | 0.6 | -10 |  |  |  | None |  |  |  | 2014-09-18 | 2014-09-30 | Canada | ES_1060963_20045033_09302014123452_70011241 | 2220736
Soraa Inc. | SORAA VIVID | SP30L-18-09D-940-03 | SP30L-18-09D-940-03 |  | PAR30L | Reflector (Flood/Spot) | E26 (Medium) | Directional | LED | 3 | 75 | 112 | 96 | 3404 |  | 9 | 1170 | 18.3 | 57 | No | 25000 | 4000 | 95 | 94 | 0.9 | -40 | Dimmable | 10% |  | Damp Location Rated,Enclosed Fixtures |  |  |  | 2015-10-08 | 2016-03-18 | United States, Europe, Japan, Canada | ES_1116351_SP30L-18-09D-940-03_03252016071310_9990476 | 2263294
Soraa Inc. | SORAA VIVID | SP30L-18-25D-927-03 | SP30L-18-25D-927-03 |  | PAR30L | Reflector (Flood/Spot) | E26 (Medium) | Directional | LED | 3 | 75 | 112 | 96 | 5737 |  | 25 | 930 | 18.6 | 55 | No | 25000 | 2700 | 96 | 94 | 0.9 | -40 | Dimmable | 10% |  | Damp Location Rated,Enclosed Fixtures |  |  |  | 2015-10-08 | 2015-10-09 | United States, Europe, Japan, Canada | ES_1116351_SP30L-18-25D-927-03_10162015031713_5433752 | 2250302
Soraa Inc. | SORAA VIVID | SP30L-18-25D-930-03 | SP30L-18-25D-930-03 |  | PAR30L | Reflector (Flood/Spot) | E26 (Medium) | Directional | LED | 3 | 75 | 112 | 96 | 5717 |  | 25 | 1000 | 18.5 | 57 | No | 25000 | 3000 | 95 | 98 | 0.9 | -40 | Dimmable | 10% |  | Damp Location Rated,Enclosed Fixtures |  |  |  | 2015-10-08 | 2015-10-09 | United States, Europe, Japan, Canada | ES_1116351_SP30L-18-25D-930-03_10162015031748_5468824 | 2250300
Soraa Inc. | SORAA VIVID | SP30L-18-25D-940-03 | SP30L-18-25D-940-03 |  | PAR30L | Reflector (Flood/Spot) | E26 (Medium) | Directional | LED | 3 | 75 | 112 | 96 | 5003 |  | 25 | 1170 | 18.3 | 57 | No | 25000 | 4000 | 95 | 94 | 0.9 | -40 | Dimmable | 10% |  | Damp Location Rated,Enclosed Fixtures |  |  |  | 2015-10-08 | 2016-01-11 | United States, Europe, Japan, Canada | ES_1116351_SP30L-18-25D-940-03_01112016084921_2161931 | 2256391
Soraa Inc. | SORAA VIVID | SP30L-18-36D-927-03 | SP30L-18-36D-927-03 |  | PAR30L | Reflector (Flood/Spot) | E26 (Medium) | Directional | LED | 3 | 75 | 112 | 96 | 3055 |  | 36 | 1000 | 18.5 | 57 | No | 25000 | 3000 | 95 | 98 | 0.9 | -40 | Dimmable | 10% |  | Damp Location Rated,Enclosed Fixtures |  |  |  | 2015-10-08 | 2015-10-23 | United States, Europe, Japan, Canada | ES_1116351_SP30L-18-36D-927-03_11022015080210_1330285 | 2251979
Soraa Inc. | SORAA VIVID | SP30L-18-36D-930-03 | SP30L-18-36D-930-03 |  | PAR30L | Reflector (Flood/Spot) | E26 (Medium) | Directional | LED | 3 | 75 | 112 | 96 | 3059 |  | 36 | 930 | 18.6 | 55 | No | 25000 | 2700 | 96 | 94 | 0.9 | -40 | Dimmable | 10% |  | Damp Location Rated,Enclosed Fixtures |  |  |  | 2015-10-08 | 2015-10-23 | United States, Europe, Japan, Canada | ES_1116351_SP30L-18-36D-930-03_11022015080234_1354829 | 2251980
Soraa Inc. | SORAA VIVID | SP30L-18-36D-940-03 | SP30L-18-36D-940-03 |  | PAR30L | Reflector (Flood/Spot) | E26 (Medium) | Directional | LED | 3 | 75 | 112 | 96 | 3404 |  | 35 | 1170 | 18.3 | 57 | No | 25000 | 4000 | 95 | 94 | 0.9 | -40 | Dimmable | 10% |  | Damp Location Rated,Enclosed Fixtures |  |  |  | 2015-10-08 | 2016-03-18 | United States, Europe, Japan, Canada | ES_1116351_SP30L-18-36D-940-03_03252016071350_0030168 | 2263296
Soraa Inc. | SORAA VIVID | SP30L-18-36D-950-03 | SP30L-18-36D-950-03 |  | PAR30L | Reflector (Flood/Spot) | E26 (Medium) | Directional | LED | 3 | 75 | 112 | 96 | 3068 |  | 36 | 1121 | 18.6 | 57 | No | 25000 | 5000 | 95 | 98 | 0.9 | -40 | Dimmable | 10% |  | Damp Location Rated,Enclosed Fixtures |  |  |  | 2015-10-08 | 2016-01-11 | United States, Europe, Japan, Canada | ES_1116351_SP30L-18-36D-950-03_01112016084958_2198844 | 2256392
Soraa Inc. | SORAA VIVID | SP30L-18-60D-927-03 | SP30L-18-60D-927-03 |  | PAR30L | Reflector (Flood/Spot) | E26 (Medium) | Directional | LED | 3 | 75 | 112 | 96 | 1077 |  | 60 | 1009 | 18.2 | 55 | No | 25000 | 2700 | 96 | 94 | 0.9 | -40 | Dimmable | 10% |  | Damp Location Rated,Enclosed Fixtures |  |  |  | 2015-10-08 | 2016-01-11 | United States, Europe, Japan, Canada | ES_1116351_SP30L-18-60D-927-03_01112016084840_2120077 | 2256393
Soraa Inc. | SORAA VIVID | SP30L-18-60D-930-03 | SP30L-18-60D-930-03 |  | PAR30L | Reflector (Flood/Spot) | E26 (Medium) | Directional | LED | 3 | 75 | 112 | 96 | 1111 |  | 60 | 1000 | 18.5 | 57 | No | 25000 | 3000 | 95 | 98 | 0.9 | -40 | Dimmable | 10% |  | Damp Location Rated,Enclosed Fixtures |  |  |  | 2015-10-08 | 2015-10-23 | United States, Europe, Japan, Canada | ES_1116351_SP30L-18-60D-930-03_11022015080321_1401630 | 2251981
Soraa Inc. | SORAA VIVID | SP30L-18-60D-940-03 | SP30L-18-60D-940-03 |  | PAR30L | Reflector (Flood/Spot) | E26 (Medium) | Directional | LED | 3 | 75 | 112 | 96 | 3404 |  | 60 | 1170 | 18.3 | 57 | No | 25000 | 4000 | 95 | 94 | 0.9 | -40 | Dimmable | 10% |  | Damp Location Rated,Enclosed Fixtures |  |  |  | 2015-10-08 | 2016-03-18 | United States, Europe, Japan, Canada | ES_1116351_SP30L-18-60D-940-03_03252016071409_0049217 | 2263295
Spring Lighting Group | SLG | LED Spotlight | SL12VMR16730KFL |  | MR16 | Reflector (Flood/Spot) | GU5.3 | Directional | LED | 5 | 50 | 50.3 | 50.1 | 1058 |  | 40 | 450 | 7 | 64.3 | No | 25000 | 3000 | 83 | 12 | 0.7 | -20 | Dimmable | 15% |  | Damp Location Rated,Recessed Fixtures,Shatter Resistant,Not for Use in Enclosed Fixtures |  |  |  | 2015-02-28 | 2015-03-18 | United States, Canada | ES_1130998_SL12VMR16730KFL_03182015173327_1267327 | 2235349
Spring Lighting Group | SLG | LED Spotlight | SL12VMR16730KNFL |  | MR16 | Reflector (Flood/Spot) | GU5.3 | Directional | LED | 5 | 50 | 50.3 | 50 | 2382 |  | 25 | 450 | 7 | 64.3 | No | 25000 | 3000 | 83 | 12 | 0.7 | -20 | Dimmable | 15% |  | Damp Location Rated,Recessed Fixtures,Shatter Resistant,Not for Use in Enclosed Fixtures |  |  |  | 2015-02-28 | 2015-03-18 | United States, Canada | ES_1130998_SL12VMR16730KNFL_03182015173423_4342621 | 2235350
Spring Lighting Group | SLG | LED Spotlight | SLBR309D27K |  | BR30 | Reflector (Flood/Spot) | E26 (Medium) | Directional | LED | 5 | 65 | 134 | 95.4 |  |  |  | 750 | 9 | 83.3 | No | 25000 | 2700 | 85 | 27 | 0.8 | -20 | Dimmable | 10% |  | Damp Location Rated,Recessed Fixtures,Shatter Resistant,Not for Use in Enclosed Fixtures |  |  |  | 2015-02-27 | 2015-03-30 | United States, Canada | ES_1130998_SLBR309D27K_03302015164611_2398571 | 2236254
Spring Lighting Group | SLG | LED Spotlight | SLBR309D27KG2 |  | BR30 | Reflector (Flood/Spot) | E26 (Medium) | Directional | LED | 5 | 65 | 133.1 | 95.2 |  |  |  | 680 | 9 | 75.6 | No | 25000 | 2700 | 82 | 15 | 1 | -20 | Dimmable | 10% |  | Damp Location Rated,Recessed Fixtures,Shatter Resistant,Not for Use in Enclosed Fixtures |  |  |  | 2016-04-14 | 2016-05-19 | United States, Canada | ES_1130998_SLBR309D27KG2_05192016154123_3818499 | 2268345
Spring Lighting Group | SLG | LED Spotlight | SLBR309D30K |  | BR30 | Reflector (Flood/Spot) | E26 (Medium) | Directional | LED | 5 | 65 | 133.7 | 95.2 |  |  |  | 750 | 9 | 83.3 | No | 25000 | 3000 | 85 | 24 | 0.8 | -20 | Dimmable | 10% |  | Damp Location Rated,Recessed Fixtures,Shatter Resistant,Not for Use in Enclosed Fixtures |  |  |  | 2015-02-27 | 2015-03-30 | United States, Canada | ES_1130998_SLBR309D30K_03302015164645_0923568 | 2236255
Spring Lighting Group | SLG | LED Spotlight | SLBR309D30KG2 |  | BR30 | Reflector (Flood/Spot) | E26 (Medium) | Directional | LED | 5 | 65 | 132.8 | 95 |  |  |  | 700 | 9 | 77.8 | No | 25000 | 3000 | 82 | 11 | 1 | -20 | Dimmable | 10% |  | Damp Location Rated,Recessed Fixtures,Shatter Resistant,Not for Use in Enclosed Fixtures |  |  |  | 2015-12-27 | 2016-01-26 | United States, Canada | ES_1130998_SLBR309D30KG2_01262016113314_5782904 | 2257649
Spring Lighting Group | SLG | LED Spotlight | SLBR309D40KG2 |  | BR30 | Reflector (Flood/Spot) | E26 (Medium) | Directional | LED | 5 | 65 | 132.4 | 95 |  |  |  | 750 | 9 | 83.3 | No | 25000 | 4000 | 83 | 7 | 1 | -20 | Dimmable | 10% |  | Damp Location Rated,Recessed Fixtures,Shatter Resistant,Not for Use in Enclosed Fixtures |  |  |  | 2015-12-27 | 2016-01-26 | United States, Canada | ES_1130998_SLBR309D40KG2_01262016113344_7892023 | 2257650
Spring Lighting Group | SLG | LED Spotlight | SLP167D30KFL |  | PAR16 | Reflector (Flood/Spot) | E26 (Medium) | Directional | LED | 5 | 60 | 70.3 | 50.1 | 1210 |  | 40 | 450 | 7 | 64.3 | No | 25000 | 3000 | 83 | 11 | 0.9 | -20 | Dimmable | 15% |  | Damp Location Rated,Recessed Fixtures,Shatter Resistant,Not for Use in Enclosed Fixtures |  |  |  | 2015-02-28 | 2015-03-18 | United States, Canada | ES_1130998_SLP167D30KFL_03182015173510_7675236 | 2235351
Spring Lighting Group | SLG | LED Spotlight | SLP167D30KNFL |  | PAR16 | Reflector (Flood/Spot) | E26 (Medium) | Directional | LED | 5 | 60 | 70.2 | 50.1 | 2143 |  | 25 | 450 | 7 | 64.3 | No | 25000 | 3000 | 83 | 11 | 0.9 | -20 | Dimmable | 15% |  | Damp Location Rated,Recessed Fixtures,Shatter Resistant,Not for Use in Enclosed Fixtures |  |  |  | 2015-02-28 | 2015-03-18 | United States, Canada | ES_1130998_SLP167D30KNFL_03182015173637_8290853 | 2235352
Spring Lighting Group | SLG | LED Spotlight | SLP208D27KFL |  | PAR20 | Reflector (Flood/Spot) | E26 (Medium) | Directional | LED | 5 | 50 | 85.1 | 62 | 982 |  | 40 | 550 | 8 | 68.8 | No | 25000 | 2700 | 82 | 13 | 1 | -20 | Dimmable | 10% |  | Damp Location Rated,Enclosed Fixtures,Recessed Fixtures,Shatter Resistant |  |  |  | 2015-02-28 | 2015-03-17 | United States, Canada | ES_1130998_SLP208D27KFL_03172015152345_8765432 | 2235346
Spring Lighting Group | SLG | LED Spotlight | SLP208D30KFL |  | PAR20 | Reflector (Flood/Spot) | E26 (Medium) | Directional | LED | 5 | 50 | 84.7 | 63.3 | 1254 |  | 40 | 580 | 8 | 72.5 | No | 25000 | 3000 | 83 | 12 | 1 | -20 | Dimmable | 10% |  | Damp Location Rated,Enclosed Fixtures,Recessed Fixtures,Shatter Resistant |  |  |  | 2015-02-28 | 2015-03-17 | United States, Canada | ES_1130998_SLP208D30KFL_03172015152433_9876236 | 2235347
Spring Lighting Group | SLG | LED Spotlight | SLP208D40KFL |  | PAR20 | Reflector (Flood/Spot) | E26 (Medium) | Directional | LED | 5 | 50 | 84.6 | 63.4 | 1232 |  | 40 | 600 | 8 | 75 | No | 25000 | 4000 | 82 | 13 | 1 | -20 | Dimmable | 10% |  | Damp Location Rated,Enclosed Fixtures,Recessed Fixtures,Shatter Resistant |  |  |  | 2015-02-28 | 2015-03-17 | United States, Canada | ES_1130998_SLP208D40KFL_03172015152513_9762456 | 2235348
Spring Lighting Group | SLG | LED Spotlight | SLP3013D27KFL |  | PAR30L | Reflector (Flood/Spot) | E26 (Medium) | Directional | LED | 5 | 75 | 116.2 | 94.5 | 2030 |  | 40 | 880 | 13 | 67.7 | No | 25000 | 2700 | 82 | 7 | 1 | -20 | Dimmable | 10% |  | Damp Location Rated,Recessed Fixtures,Shatter Resistant |  |  |  | 2015-02-28 | 2015-03-18 | United States, Canada | ES_1130998_SLP3013D27KFL_03182015134111_8765432 | 2235343
Spring Lighting Group | SLG | LED Spotlight | SLP3013D30KFL |  | PAR30L | Reflector (Flood/Spot) | E26 (Medium) | Directional | LED | 5 | 75 | 117.3 | 95 | 2140 |  | 40 | 900 | 13 | 69.2 | No | 25000 | 3000 | 82 | 10 | 1 | -20 | Dimmable | 10% |  | Damp Location Rated,Recessed Fixtures,Shatter Resistant |  |  |  | 2015-02-28 | 2015-03-18 | United States, Canada | ES_1130998_SLP3013D30KFL_03182015134225_6522345 | 2235344
Spring Lighting Group | SLG | LED Spotlight | SLP3013D40KFL |  | PAR30L | Reflector (Flood/Spot) | E26 (Medium) | Directional | LED | 5 | 75 | 115.5 | 94.5 | 1869 |  | 40 | 900 | 13 | 69.2 | No | 25000 | 4000 | 82 | 9 | 1 | -20 | Dimmable | 10% |  | Damp Location Rated,Recessed Fixtures,Shatter Resistant |  |  |  | 2015-02-28 | 2015-03-18 | United States, Canada | ES_1130998_SLP3013D40KFL_03182015134333_6543274 | 2235345
Spring Lighting Group | SLG | LED Spotlight | SLP3815D27KFL |  | PAR38 | Reflector (Flood/Spot) | E26 (Medium) | Directional | LED | 5 | 90 | 128.2 | 117.3 | 2225 |  | 40 | 970 | 15 | 64.7 | No | 25000 | 2700 | 82 | 7 | 1 | -20 | Dimmable | 10% |  | Damp Location Rated,Recessed Fixtures,Shatter Resistant,Not for Use in Enclosed Fixtures |  |  |  | 2015-02-28 | 2015-03-18 | United States, Canada | ES_1130998_SLP3815D27KFL_03182015133422_3985989 | 2235336
Spring Lighting Group | SLG | LED Spotlight | SLP3815D30KFL |  | PAR38 | Reflector (Flood/Spot) | E26 (Medium) | Directional | LED | 5 | 90 | 132.2 | 117.2 | 2425 |  | 40 | 1000 | 15 | 66.7 | No | 25000 | 3000 | 80 | 3 | 1 | -20 | Dimmable | 10% |  | Damp Location Rated,Recessed Fixtures,Shatter Resistant,Not for Use in Enclosed Fixtures |  |  |  | 2015-02-28 | 2015-03-18 | United States, Canada | ES_1130998_SLP3815D30KFL_03182015133522_7651235 | 2235337
Spring Lighting Group | SLG | LED Spotlight | SLP3815D40KFL |  | PAR38 | Reflector (Flood/Spot) | E26 (Medium) | Directional | LED | 5 | 90 | 132.1 | 117.3 | 2761 |  | 40 | 1150 | 15 | 76.7 | No | 25000 | 4000 | 80 | 12 | 1 | -20 | Dimmable | 10% |  | Damp Location Rated,Recessed Fixtures,Shatter Resistant,Not for Use in Enclosed Fixtures |  |  |  | 2015-02-28 | 2015-03-18 | United States, Canada | ES_1130998_SLP3815D40KFL_03182015133617_1284342 | 2235338
Spring Lighting Group | Spring Lighting Group Inc. | LED Lamps | SLRLMR16GU10830KFL |  | PAR16 | Reflector (Flood/Spot) | GU10 | Directional | LED | 5 | 50 | 53.9 | 50 | 1323 |  | 40 |  | 7 | 77.6 | No | 25000 | 3000 | 93 | 62 | 1 | -20 | Dimmable | 20% |  | None |  |  |  | 2016-03-21 | 2016-03-24 | United States, Canada | ES_1130998_SLRLMR16GU10830KFL_04122016101710_6801555 | 2263911
Spring Lighting Group | Spring Lighting Group Inc. | LED Lamps | SLRLP168D30KFL |  | PAR16 | Reflector (Flood/Spot) | E26 (Medium) | Directional | LED | 5 | 50 | 70.3 | 50 | 1323 |  | 40 |  | 7 | 77.6 | No | 25000 | 3000 | 93 | 62 | 1 | -20 | Dimmable | 20% |  | None |  |  |  | 2016-03-21 | 2016-03-24 | United States, Canada | ES_1130998_SLRLP168D30KFL_04122016101710_9449505 | 2263912
Standard Products, Inc. | E-Lume | CF13/T2/35K/SPIRAL/E26/ELUME | 61026 |  | CFL Bare Spiral | General Purpose Replacement | E26 (Medium) | Omnidirectional | CFL | 2 | 60 | 105.9 | 47.6 |  | 1.6 |  | 850 | 13 | 65.4 | No | 10000 | 3500 | 83 | 20 | 0.6 | -18 |  |  |  | None |  |  |  | 2014-07-22 | 2014-08-01 | United States | ES_1026018_61026_08012014014620_1023648 | 2217029
Standard Products, Inc. | E-Lume | CF23/T2/41K/SPIRAL/E26/ELUME | 61034 |  | CFL Bare Spiral | General Purpose Replacement | E26 (Medium) | Omnidirectional | CFL | 2 | 100 | 126 | 55 |  | 1.6 |  | 1600 | 23 | 69.6 | No | 10000 | 4100 | 83 | 25 | 0.6 | -18 |  |  |  | Enclosed Fixtures,Recessed Fixtures |  |  |  | 2014-08-20 | 2014-09-17 | United States | ES_1026018_61034_09172014045440_1023660 | 2219796
Standard Products, Inc. | E-Lume | CF23/T2/50K/SPIRAL/E26/ELUME | 61035 |  | CFL Bare Spiral | General Purpose Replacement | E26 (Medium) | Omnidirectional | CFL | 2 | 100 | 126 | 55 |  | 1.6 |  | 1600 | 23 | 69.6 | No | 10000 | 5000 | 84 | 35 | 0.6 | -18 |  |  |  | Enclosed Fixtures,Recessed Fixtures |  |  |  | 2014-08-20 | 2014-09-17 | United States | ES_1026018_61035_09172014044950_1023659 | 2219795
Standard Products, Inc. | E-Lume | LED/GU10/7W/30K/25/ELUME | 63607 |  | PAR16 | Reflector (Flood/Spot) | GU10 | Directional | LED | 3 | 50 | 54.9 | 50.1 | 2192 |  | 25 | 520 | 7 | 74.3 | No | 25000 | 3000 | 81 | 6 | 0.7 | -20 | Dimmable | 10% |  | Damp Location Rated |  |  |  | 2015-06-13 | 2015-07-13 | United States, Canada | ES_1026018_63607_07132015034110_1023841 | 2243242
Standard Products, Inc. | E-Lume | LED/GU10/7W/30K/40/ELUME | 63608 |  | PAR16 | Reflector (Flood/Spot) | GU10 | Directional | LED | 3 | 50 | 54.9 | 50.1 | 1084 |  | 40 | 520 | 7 | 74.3 | No | 25000 | 3000 | 81 | 6 | 0.7 | -20 | Dimmable | 10% |  | Damp Location Rated |  |  |  | 2015-04-22 | 2015-05-07 | United States, Canada | ES_1026018_63608_05072015013220_1023807 | 2239101
Standard Products, Inc. | E-Lume | LED/MR16/7W/30K/40/ELUME | 63606 |  | MR16 | Reflector (Flood/Spot) | GU5.3 | Directional | LED | 3 | 50 | 47 | 49.5 | 1281 |  | 40 | 520 | 7.4 | 70.3 | No | 25000 | 3000 | 83 | 20 | 1 | -20 | Dimmable | 5% |  | Damp Location Rated |  |  |  | 2015-04-22 | 2015-05-13 | United States, Canada | ES_1026018_63606_05132015115551_1023809 | 2239258
Standard Products, Inc. | E-Lume | PAR16 GU10 | 64634 | ,,LED/GU10/7W/30K/25/ELUME; ,64635,LED/GU10/7W/30K/25/GRY/ELUME | PAR16 | Reflector (Flood/Spot) | GU10 | Directional | LED | 3 | 75 | 53.6 | 49.8 | 2450 |  | 25 |  | 7 | 71.4 | No | 25000 | 3000 | 84 | 16 | 1 | -20 | Dimmable | 5% |  | Not for Use in Enclosed Fixtures |  |  |  | 2016-06-25 | 2016-06-30 | United States, Canada | ES_1026018_64634_07012016142702_8271190 | 2271367
Standard Products, Inc. | E-Lume | PAR16 GU10 | 64636 | ,,LED/GU10/7W/30K/38/ELUME | PAR16 | Reflector (Flood/Spot) | GU10 | Directional | LED | 3 | 75 | 53.6 | 49.8 | 1375 |  | 38 |  | 7 | 71.4 | No | 25000 | 3000 | 84 | 16 | 1 | -20 | Dimmable | 5% |  | Not for Use in Enclosed Fixtures |  |  |  | 2016-06-25 | 2016-06-30 | United States, Canada | ES_1026018_64636_07012016142738_4739015 | 2271368
Standard Products, Inc. | E-Lume | self-ballasted LED Lamps | 63610 | ,LED/P20/7.6W/30K/25/ELUME, | PAR20 | Reflector (Flood/Spot) | E26 (Medium) | Directional | LED | 3 | 50 | 85 | 63 | 2395 |  | 25 |  | 7.8 | 68.2 | No | 25000 | 3000 | 83 | 18 | 1 | -20 | Dimmable | 10% |  | None |  |  |  | 2015-06-10 | 2015-06-10 | United States, Canada | ES_1026018_63610;LED/P20/7.6W/30K/25/ELUME_06222015154518_9369677 | 2241926
Standard Products, Inc. | E-Lume | self-ballasted LED Lamps | 63611 | ,LED/P20/7.6W/30K/40/ELUME, | PAR20 | Reflector (Flood/Spot) | E26 (Medium) | Directional | LED | 3 | 50 | 85 | 63 | 1333 |  | 40 |  | 7.8 | 68.2 | No | 25000 | 3000 | 83 | 18 | 1 | -20 | Dimmable | 10% |  | None |  |  |  | 2015-06-10 | 2015-06-10 | United States, Canada | ES_1026018_63611;LED/P20/7.6W/30K/40/ELUME_06222015154518_7233332 | 2241927
Standard Products, Inc. | E-Lume | self-ballasted LED Lamps | 63612 | ,LED/P30S/9W/30K/25/ELUME, | PAR30 | Reflector (Flood/Spot) | E26 (Medium) | Directional | LED | 3 | 75 | 86 | 95 | 3721 |  | 25 |  | 9 | 73.1 | No | 25000 | 3000 | 83 | 20 | 1 | -20 | Dimmable | 10% |  | None |  |  |  | 2015-06-15 | 2015-06-29 | United States, Canada | ES_1026018_63612;LED/P30S/9W/30K/25/ELUME_07012015140024_5710769 | 2242435
Standard Products, Inc. | E-Lume | self-ballasted LED Lamps | 63613 | ,LED/P30S/9W/30K/40/ELUME, | PAR30 | Reflector (Flood/Spot) | E26 (Medium) | Directional | LED | 3 | 75 | 86 | 95 | 1613 |  | 40 |  | 9 | 73.1 | No | 25000 | 3000 | 83 | 20 | 1 | -20 | Dimmable | 10% |  | None |  |  |  | 2015-06-15 | 2015-06-29 | United States, Canada | ES_1026018_63613;LED/P30S/9W/30K/40/ELUME_07012015140024_4291420 | 2242436
Standard Products, Inc. | E-Lume | self-ballasted LED Lamps | 63614 | ,LED/P30L/9W/30K/25/ELUME, | PAR30L | Reflector (Flood/Spot) | E26 (Medium) | Directional | LED | 3 | 75 | 113 | 95 | 3721 |  | 25 |  | 9 | 73.1 | No | 25000 | 3000 | 83 | 20 | 1 | -20 | Dimmable | 10% |  | None |  |  |  | 2015-06-15 | 2015-06-29 | United States, Canada | ES_1026018_63614;LED/P30L/9W/30K/25/ELUME_07012015140024_7682455 | 2242437
Standard Products, Inc. | E-Lume | self-ballasted LED Lamps | 63615 | ,LED/P30L/9W/30K/40/ELUME, | PAR30L | Reflector (Flood/Spot) | E26 (Medium) | Directional | LED | 3 | 75 | 113 | 95 | 1613 |  | 40 |  | 9 | 73.1 | No | 25000 | 3000 | 83 | 20 | 1 | -20 | Dimmable | 10% |  | None |  |  |  | 2015-06-15 | 2015-06-29 | United States, Canada | ES_1026018_63615;LED/P30L/9W/30K/40/ELUME_07012015140024_3024865 | 2242438
Standard Products, Inc. | E-Lume | self-ballasted LED Lamps | 63616 | ,LED/P38/14W/30K/40/ELUME, | PAR38 | Reflector (Flood/Spot) | E26 (Medium) | Directional | LED | 3 | 100 | 130 | 120 | 1881 |  | 40 |  | 14 | 68.6 | No | 25000 | 3000 | 82 | 2 | 1 | -20 | Dimmable | 10% |  | None |  |  |  | 2015-06-15 | 2015-06-29 | United States, Canada | ES_1026018_63616;LED/P38/14W/30K/40/ELUME_07012015140228_8942721 | 2242439
Standard Products, Inc. | E-Lume | self-ballasted LED Lamps | 63617 | ,LED/P38/14W/40K/40/ELUME, | PAR38 | Reflector (Flood/Spot) | E26 (Medium) | Directional | LED | 3 | 100 | 130 | 120 | 2000 |  | 40 |  | 14 | 68.6 | No | 25000 | 4000 | 83 | 10 | 1 | -20 | Dimmable | 10% |  | None |  |  |  | 2015-06-15 | 2015-06-29 | United States, Canada | ES_1026018_63617;LED/P38/14W/40K/40/ELUME_07012015140228_3553921 | 2242440
Standard Products, Inc. | Standard | 63953 | 63953 | ,63953,LED/P20/7W/30K/25/STD/BLK | PAR20 | Reflector (Flood/Spot) | E26 (Medium) | Directional | LED | 5 | 50 | 85 | 63 | 1427 |  | 25 | 506 | 7 | 67.1 | No | 25000 | 3000 | 92 | 63 | 0.9 | -40 | Dimmable | 10% |  | Damp Location Rated,Not for Use in Enclosed Fixtures |  |  |  | 2015-01-01 | 2016-03-24 | United States, Canada | ES_1026018_63953_03102016144453_3301507 | 2263053
Standard Products, Inc. | Standard | 63954 | 63954 | ,63954,LED/P20/7W/30K/25/STD/GRY | PAR20 | Reflector (Flood/Spot) | E26 (Medium) | Directional | LED | 5 | 50 | 85 | 63 | 1427 |  | 25 | 506 | 7 | 67.1 | No | 25000 | 3000 | 92 | 63 | 0.9 | -40 | Dimmable | 10% |  | Damp Location Rated,Not for Use in Enclosed Fixtures |  |  |  | 2015-01-01 | 2016-03-24 | United States, Canada | ES_1026018_63954_03102016144453_7338221 | 2263063
Standard Products, Inc. | Standard | 63971 | 63971 | ,63971,LED/P30S/10W/30K/25/STD/BLK | PAR30 | Reflector (Flood/Spot) | E26 (Medium) | Directional | LED | 5 | 75 | 84 | 94 | 2992 |  | 25 | 826 | 10.5 | 79.1 | No | 25000 | 3000 | 92 | 64 | 0.9 | -40 | Dimmable | 10% |  | Damp Location Rated,Not for Use in Enclosed Fixtures |  |  |  | 2015-01-01 | 2016-03-16 | United States, Canada | ES_1026018_63971_03102016145200_2966729 | 2262433
Standard Products, Inc. | Standard | 63994 | 63994 | ,63994,LED/GU10/5W/30K/38/STD/GRY | PAR16 | Reflector (Flood/Spot) | E26 (Medium) | Directional | LED | 3 | 60 | 53 | 50 | 953 |  | 38 | 439 | 5 | 87.8 | No | 25000 | 3000 | 83 | 12 | 0.9 | -40 | Dimmable | 10% |  | Damp Location Rated,Not for Use in Enclosed Fixtures |  |  |  | 2015-01-01 | 2016-03-16 | United States, Canada | ES_1026018_63994_03102016145643_9644281 | 2262434
Standard Products, Inc. | Standard | 63999 | 63999 | ,63999,LED/GU10/6.5W/30K/38/STD/GRY | MR16 | Reflector (Flood/Spot) | GU5.3 | Directional | LED | 3 | 50 | 47.7 | 50 | 1266 |  | 38 | 591 | 6.5 | 90.9 | No | 25000 | 3000 | 84 | 17 | 0.9 | -40 |  |  |  | Damp Location Rated |  |  |  | 2015-01-01 | 2016-03-16 | United States, Canada | ES_1026018_63999_03102016141825_5059625 | 2262435
Standard Products, Inc. | Standard | 64805 | 64805 | ,64805,LED/OMNI/S3/9.5W/27K/STD | A19 | General Purpose Replacement | E26 (Medium) | Omnidirectional | LED | 3 | 60 | 112 | 60 |  |  |  | 750 | 9.5 | 78.9 | No | 25000 | 2700 | 81 | 3 | 0.8 | -20 | Dimmable | 75% | No | Damp Location Rated,Recessed Fixtures | No |  |  | 2015-01-01 | 2016-08-17 | United States, Canada | ES_1026018_64805_07262016095331_243646 | 2275458
Standard Products, Inc. | Standard | 64806 | 64806 | ,64806,LED/OMNI/S3/9.5W/30K/STD | A19 | General Purpose Replacement | E26 (Medium) | Omnidirectional | LED | 3 | 60 | 112 | 60 |  |  |  | 780 | 9.5 | 82.1 | No | 25000 | 3000 | 83 | 9 | 0.8 | -20 | Dimmable | 78% | No | Damp Location Rated,Recessed Fixtures | No |  |  | 2015-01-01 | 2016-07-29 | United States, Canada | ES_1026018_64806_07262016095331_243646 | 2273807
Standard Products, Inc. | Standard | 64807 | 64807 | ,64807,LED/OMNI/S3/9.5W/40K/STD | A19 | General Purpose Replacement | E26 (Medium) | Omnidirectional | LED | 3 | 60 | 112 | 60 |  |  |  | 780 | 9.5 | 82.1 | No | 25000 | 4000 | 82 | 8 | 0.8 | -20 | Dimmable | 78% | No | Damp Location Rated,Recessed Fixtures | No |  |  | 2015-01-01 | 2016-07-29 | United States, Canada | ES_1026018_64807_07262016095516_3217279 | 2273808
Standard Products, Inc. | Standard | 64808 | 64808 | ,64808,LED/OMNI/S3/9.5W/50K/STD | A19 | General Purpose Replacement | E26 (Medium) | Omnidirectional | LED | 3 | 60 | 112 | 60 |  |  |  | 780 | 9.5 | 82.1 | No | 25000 | 5000 | 85 | 16 | 0.8 | -20 | Dimmable | 78% | No | Damp Location Rated,Recessed Fixtures | No |  |  | 2015-01-01 | 2016-07-29 | United States, Canada | ES_1026018_64808_07262016100054_6851617 | 2273809
Standard Products, Inc. | Standard | 64809 | 64809 | ,64809,LED/OMNI/S3/5.5W/27K/STD | A19 | General Purpose Replacement | E26 (Medium) | Omnidirectional | LED | 3 | 40 | 112 | 60 |  |  |  | 440 | 5.5 | 80 | No | 25000 | 2700 | 81 | 4 | 0.9 | -20 | Dimmable | 44% | No | Damp Location Rated,Not for Use in Recessed Fixtures | No |  |  | 2015-01-01 | 2016-08-17 | United States, Canada | ES_1026018_64809_07262016095331_243646 | 2275459
Standard Products, Inc. | Standard | 64810 | 64810 | ,64810,LED/OMNI/S3/5.5W/30K/STD | A19 | General Purpose Replacement | E26 (Medium) | Omnidirectional | LED | 3 | 40 | 112 | 60 |  |  |  | 440 | 5.5 | 80 | No | 25000 | 3000 | 83 | 10 | 0.9 | -20 | Dimmable | 44% | No | Damp Location Rated,Not for Use in Recessed Fixtures | No |  |  | 2015-01-01 | 2016-08-12 | United States, Canada | ES_1026018_64810_08112016161500_1289178 | 2274730
Standard Products, Inc. | Standard | 64811 | 64811 | ,64811,LED/OMNI/S3/5.5W/40K/STD | A19 | General Purpose Replacement | E26 (Medium) | Omnidirectional | LED | 3 | 40 | 112 | 60 |  |  |  | 440 | 5.5 | 80 | No | 25000 | 4000 | 83 | 9 | 0.9 | -20 | Dimmable | 44% | No | Damp Location Rated,Not for Use in Recessed Fixtures | No |  |  | 2015-01-01 | 2016-08-12 | United States, Canada | ES_1026018_64811_08112016161743_4626428 | 2274735
Standard Products, Inc. | Standard | 64812 | 64812 | ,64812,LED/OMNI/S3/5.5W/50K/STD | A19 | General Purpose Replacement | E26 (Medium) | Omnidirectional | LED | 3 | 40 | 112 | 60 |  |  |  | 440 | 5.5 | 80 | No | 25000 | 5000 | 86 | 23 | 0.9 | -20 | Dimmable | 44% | No | Damp Location Rated,Not for Use in Recessed Fixtures | No |  |  | 2015-01-01 | 2016-08-12 | United States, Canada | ES_1026018_64812_08112016161930_70611 | 2274734
Standard Products, Inc. | Standard | A15 | 63732 | ,,LED/A15/7W/40K/F/STD | A15 | General Purpose Replacement | E26 (Medium) | Omnidirectional | LED | 3 | 40 | 88.4 | 48 |  |  |  | 500 | 7 | 71.4 | No | 25000 | 4000 | 83 | 16 | 1 | -20 | Dimmable | 5% |  | None |  |  |  | 2015-08-25 | 2015-08-28 | United States, Canada | ES_1026018_63732_09102015210022_4171967 | 2247714
Standard Products, Inc. | Standard | A15 | 63734 | ,,LED/A15/7W/27K/F/STD | A15 | General Purpose Replacement | E26 (Medium) | Omnidirectional | LED | 3 | 40 | 88.4 | 48 |  |  |  | 450 | 7 | 64.3 | No | 25000 | 2700 | 82 | 8 | 1 | -20 | Dimmable | 5% |  | None |  |  |  | 2015-08-25 | 2015-08-28 | United States, Canada | ES_1026018_63734_09102015210022_3879616 | 2247712
Standard Products, Inc. | Standard | A15 | 63735 | ,,LED/A15/7W/30K/F/STD | A15 | General Purpose Replacement | E26 (Medium) | Omnidirectional | LED | 3 | 40 | 88.4 | 48 |  |  |  | 450 | 7 | 64.3 | No | 25000 | 3000 | 82 | 9 | 1 | -20 | Dimmable | 5% |  | None |  |  |  | 2015-08-25 | 2015-08-28 | United States, Canada | ES_1026018_63735_09102015210022_9490103 | 2247713
Standard Products, Inc. | Standard | C12 | 63740 | ,,LED/C12/5W/27K/F/E12/STD | Decorative Candle: Other | Decorative | E12 (Candelabra) | Decorative | LED | 3 | 40 | 98 | 36 |  |  |  | 300 | 5 | 60 | No | 25000 | 2700 | 82 | 10 | 1 | -20 | Dimmable | 5% |  | None |  |  |  | 2015-08-25 | 2015-08-26 | United States, Canada | ES_1026018_63740_09102015210357_1717605 | 2247717
Standard Products, Inc. | Standard | C12A2 | 63743 | ,,LED/C12/5W/27K/STD | Decorative Candle: Other | Decorative | E26 (Medium) | Decorative | LED | 3 | 40 | 97 | 36 |  |  |  | 300 | 5 | 60 | No | 25000 | 2700 | 82 | 8 | 1 | -20 | Dimmable | 5% |  | None |  |  |  | 2015-08-25 | 2015-09-15 | United States, Canada | ES_1026018_63743_09222015145733_8023324 | 2248307
Standard Products, Inc. | Standard | CFL | 58394 | ,,CF14/27K/A19/E26/STD | CFL A-type | General Purpose Replacement | E26 (Medium) | Decorative | CFL | 2 | 60 | 122 | 60 |  | 1.5 |  | 800 | 15.2 | 57.1 | No | 10000 | 2700 | 82 | -10 | 0.6 | -23 |  |  |  | None |  |  |  | 2014-09-30 | 2014-10-14 | Canada | ES_1026018_58394_10202014131526_2163685 | 2222722
Standard Products, Inc. | Standard | CFL | 58440; CF14/27K/G25/E26/STD |  | CFL Globe | Globe | E26 (Medium) | Decorative | CFL | 2 | 100 | 108 | 80 |  | 1.5 |  | 850 | 14.8 | 60.7 | No | 12000 | 2700 | 83 | -10 | 0.6 | -23 |  |  |  | None |  |  |  | 2014-09-30 | 2014-10-08 | Canada | ES_1026018_58440; CF14/27K/G25/E26/STD_10092014145009_6767250 | 2222029
Standard Products, Inc. | Standard | CFL | 61081 | ,,CF16/27K/R30/E26/STD | R30 | Reflector (Flood/Spot) | E26 (Medium) | Directional | CFL | 2 | 60 | 139 | 94 |  | 1.5 |  | 750 | 16 | 46.9 | No | 10000 | 2700 | 82 | -6 | 0.6 | -23 |  |  |  | None |  |  |  | 2014-09-30 | 2014-10-24 | Canada | ES_1026018_61081; CF16/27K/R30/E26/STD_10272014141921_4841815 | 2223593
Standard Products, Inc. | Standard | CFL | 62827 | ,,CF9/T2/27K/SPIRAL/E26/STD | CFL Bare Spiral | General Purpose Replacement | E26 (Medium) | Omnidirectional | CFL | 2 | 40 | 91 | 45 |  | 1.5 |  | 550 | 9.1 | 61.1 | No | 12000 | 2700 | 82 | -8 | 0.6 | -23 |  |  |  | None |  |  |  | 2014-09-30 | 2014-10-14 | Canada | ES_1026018_62827_10202014131704_6316213 | 2222728
Standard Products, Inc. | Standard | CFL | 62828 | ,,CF13/T2/27K/SPIRAL/E26/STD | CFL Bare Spiral | General Purpose Replacement | E26 (Medium) | Omnidirectional | CFL | 2 | 60 | 102 | 50 |  | 1.5 |  | 900 | 13 | 69.2 | No | 12000 | 2700 | 83 | -5 | 0.6 | -23 |  |  |  | Not for Use in Enclosed Fixtures |  |  |  | 2014-09-30 | 2014-10-14 | Canada | ES_1026018_62828; CF13/T2/27K/SPIRAL/E26/STD_10172014154255_8170338 | 2222727
Standard Products, Inc. | Standard | CFL | 62829 | ,,CF13/T2/35K/SPIRAL/E26/STD | CFL Bare Spiral | General Purpose Replacement | E26 (Medium) | Omnidirectional | CFL | 2 | 60 | 102 | 50 |  | 1.5 |  | 900 | 13 | 69.2 | No | 12000 | 3500 | 84 | 17 | 0.6 | -23 |  |  |  | Not for Use in Enclosed Fixtures |  |  |  | 2014-09-30 | 2014-10-24 | Canada | ES_1026018_62829_10272014173403_3958272 | 2223743
Standard Products, Inc. | Standard | CFL | 62830 | ,,CF13/T2/41K/SPIRAL/E26/STD | CFL Bare Spiral | General Purpose Replacement | E26 (Medium) | Omnidirectional | CFL | 2 | 60 | 102 | 50 |  | 1.5 |  | 900 | 13 | 69.2 | No | 12000 | 4100 | 83 | 23 | 0.6 | -23 |  |  |  | None |  |  |  | 2014-09-30 | 2014-10-14 | Canada | ES_1026018_62830_10202014131509_1294397 | 2222721
Standard Products, Inc. | Standard | CFL | 62831 | ,,CF13/T2/50K/SPIRAL/E26/STD | CFL Bare Spiral | General Purpose Replacement | E26 (Medium) | Omnidirectional | CFL | 2 | 60 | 102 | 50 |  | 1.5 |  | 860 | 13 | 66.2 | No | 12000 | 5000 | 83 | 31 | 0.6 | -23 |  |  |  | None |  |  |  | 2014-09-30 | 2014-10-14 | Canada | ES_1026018_62831_10202014131429_8308033 | 2222720
Standard Products, Inc. | Standard | CFL | 62832 | ,,CF18/T2/27K/SPIRAL/E26/STD | CFL Bare Spiral | General Purpose Replacement | E26 (Medium) | Omnidirectional | CFL | 2 | 75 | 113 | 56 |  | 1.5 |  | 1250 | 18 | 69.4 | No | 12000 | 2700 | 83 | -10 | 0.6 | -23 |  |  |  | Not for Use in Enclosed Fixtures |  |  |  | 2014-09-30 | 2014-10-14 | Canada | ES_1026018_62832; CF18/T2/27K/SPIRAL/E26/STD_10172014154303_7150225 | 2222726
Standard Products, Inc. | Standard | CFL | 62833 | ,,CF18/T2/30K/SPIRAL/E26/STD | CFL Bare Spiral | General Purpose Replacement | E26 (Medium) | Omnidirectional | CFL | 2 | 75 | 112 | 55 |  | 1.5 |  | 1250 | 18 | 69.4 | No | 12000 | 3000 | 84 | 10 | 0.6 | -23 |  |  |  | Not for Use in Enclosed Fixtures |  |  |  | 2014-09-30 | 2014-10-14 | Canada | ES_1026018_62833_10202014131617_6368311 | 2222725
Standard Products, Inc. | Standard | CFL | 62834 | ,,CF18/T2/35K/SPIRAL/E26/STD | CFL Bare Spiral | General Purpose Replacement | E26 (Medium) | Omnidirectional | CFL | 2 | 75 | 111 | 55 |  | 1.5 |  | 1250 | 18 | 69.4 | No | 12000 | 3500 | 84 | 16 | 0.6 | -23 |  |  |  | Not for Use in Enclosed Fixtures |  |  |  | 2014-09-30 | 2014-10-14 | Canada | ES_1026018_62834_10202014131407_7263637 | 2222719
Standard Products, Inc. | Standard | CFL | 62835 | ,,CF18/T2/41K/SPIRAL/E26/STD | CFL Bare Spiral | General Purpose Replacement | E26 (Medium) | Omnidirectional | CFL | 2 | 75 | 112 | 57 |  | 1.5 |  | 1250 | 18 | 69.4 | No | 12000 | 4100 | 84 | 25 | 0.6 | -23 |  |  |  | Not for Use in Enclosed Fixtures |  |  |  | 2014-09-30 | 2014-10-14 | Canada | ES_1026018_62835_10202014131331_5674713 | 2222718
Standard Products, Inc. | Standard | CFL | 62837 | ,,CF23/T2/27K/SPIRAL/E26/STD | CFL Bare Spiral | General Purpose Replacement | E26 (Medium) | Omnidirectional | CFL | 2 | 75 | 115 | 60 |  | 1.5 |  | 1600 | 23 | 69.6 | No | 12000 | 2700 | 82 | -9 | 0.6 | -23 |  |  |  | Not for Use in Enclosed Fixtures |  |  |  | 2014-09-30 | 2014-10-14 | Canada | ES_1026018_62837_10202014131600_3633131 | 2222724
Standard Products, Inc. | Standard | CFL | 62838 | ,,CF23/T2/30K/SPIRAL/E26/STD | CFL Bare Spiral | General Purpose Replacement | E26 (Medium) | Omnidirectional | CFL | 2 | 75 | 115 | 61 |  | 1.5 |  | 1600 | 23 | 69.6 | No | 12000 | 3000 | 83 | 3 | 0.6 | -23 |  |  |  | Not for Use in Enclosed Fixtures |  |  |  | 2014-09-30 | 2014-10-14 | Canada | ES_1026018_62838_10202014131542_2763843 | 2222723
Standard Products, Inc. | Standard | CFL | 62840 | ,,CF23/T2/41K/SPIRAL/E26/STD | CFL Bare Spiral | General Purpose Replacement | E26 (Medium) | Omnidirectional | CFL | 2 | 100 | 113 | 60 |  | 2 |  | 1600 | 23 | 69.6 | No | 12000 | 4100 | 84 | 29 | 0.6 | -23 |  |  |  | Not for Use in Enclosed Fixtures |  |  |  | 2014-11-10 | 2014-11-07 | Canada | ES_1026018_62840_11172014164502_4261607 | 2225253
Standard Products, Inc. | Standard | CFL | 62840 | ,,CF23/T2/41K/SPIRAL/E26/STD | CFL Bare Spiral | General Purpose Replacement | E26 (Medium) | Omnidirectional | CFL | 3 | 100 | 113 | 60 |  | 2 |  | 1600 | 23 | 69.6 | No | 12000 | 4100 | 84 | 29 | 0.6 | -23 |  |  |  | Not for Use in Recessed Fixtures |  |  |  | 2014-11-10 | 2014-11-07 | Canada | ES_1026018_62840_11172014164502_8655155 | 2225254
Standard Products, Inc. | Standard | CFL | 62841 | ,,CF23/T2/50K/SPIRAL/E26/STD | CFL Bare Spiral | General Purpose Replacement | E26 (Medium) | Omnidirectional | CFL | 2 | 100 | 113 | 61 |  | 2 |  | 1600 | 23 | 69.6 | No | 12000 | 5000 | 85 | 41 | 0.6 | -23 |  |  |  | Not for Use in Enclosed Fixtures |  |  |  | 2014-11-10 | 2014-11-07 | Canada | ES_1026018_62841_11172014164428_2201411 | 2225251
Standard Products, Inc. | Standard | CFL | 62841 | ,,CF23/T2/50K/SPIRAL/E26/STD | CFL Bare Spiral | General Purpose Replacement | E26 (Medium) | Omnidirectional | CFL | 3 | 100 | 113 | 61 |  | 2 |  | 1600 | 23 | 69.6 | No | 12000 | 5000 | 85 | 41 | 0.6 | -23 |  |  |  | Not for Use in Recessed Fixtures |  |  |  | 2014-11-10 | 2014-11-07 | Canada | ES_1026018_62841_11172014164428_1098928 | 2225252
Standard Products, Inc. | Standard | CFL | 62842 | ,,CF23/T2/65K/SPIRAL/E26/STD | CFL Bare Spiral | General Purpose Replacement | E26 (Medium) | Omnidirectional | CFL | 2 | 100 | 113 | 61 |  | 2 |  | 1600 | 23.1 | 69.6 | No | 12000 | 6500 | 84 | 44 | 0.6 | -23 |  |  |  | Not for Use in Recessed Fixtures,Not for Use in Enclosed Fixtures |  |  |  | 2014-11-10 | 2014-11-12 | Canada | ES_1026018_62842_11172014164315_1054773 | 2225250
Standard Products, Inc. | Standard | CFL | 63145 | ,,CF9/T2/27K/CANDLE/10M/E12/STD | CFL Candle | Decorative | E12 (Candelabra) | Decorative | CFL | 2 | 40 | 112 | 40 |  | 1.5 |  | 450 | 9 | 50 | No | 10000 | 2700 | 82 | -3 | 0.6 | -23 |  |  |  | Not for Use in Enclosed Fixtures |  |  |  | 2014-11-10 | 2014-11-12 | Canada | ES_1026018_63145_11202014150202_6353869 | 2225549
Standard Products, Inc. | Standard | CFL | 63145 | ,,CF9/T2/27K/CANDLE/10M/E12/STD | CFL Candle | Decorative | E12 (Candelabra) | Decorative | CFL | 3 | 40 | 112 | 40 |  | 1.5 |  | 450 | 9 | 50 | No | 10000 | 2700 | 82 | -3 | 0.6 | -23 |  |  |  | Not for Use in Enclosed Fixtures |  |  |  | 2014-11-10 | 2014-11-12 | Canada | ES_1026018_63145_11202014150202_6418832 | 2225550
Standard Products, Inc. | Standard | CFL | 63146 | ,,CF9/27K/G25/10M/E26/STD | CFL Globe | Globe | E26 (Medium) | Decorative | CFL | 2 | 60 | 109 | 80 |  | 1.5 |  | 495 | 9.5 | 52.1 | No | 10000 | 2700 | 84 | -6 | 0.6 | -20 |  |  |  | Not for Use in Enclosed Fixtures |  |  |  | 2014-11-10 | 2014-11-12 | Canada | ES_1026018_63146_11202014150317_2356487 | 2225533
Standard Products, Inc. | Standard | LED | 62468 | ,,LED/GU10/6W/27K/25/STD | PAR16 | Reflector (Flood/Spot) | GU10 | Directional | LED | 3 | 40 | 54 | 50 | 2119 |  | 25 |  | 6.3 | 57 | No | 25000 | 2700 | 83 | 21 | 0.7 | -25 | Dimmable | 10% |  | None |  |  |  | 2015-01-31 | 2015-01-29 | United States, Canada | ES_1026018_62468_02032015134910_9119660 | 2232444
Standard Products, Inc. | Standard | LED | 62469 | ,,LED/GU10/6W/30K/25/STD | PAR16 | Reflector (Flood/Spot) | GU10 | Directional | LED | 3 | 40 | 54 | 50 | 1808 |  | 25 |  | 6.4 | 59.2 | No | 25000 | 3000 | 84 | 23 | 0.7 | -25 | Dimmable | 10% |  | None |  |  |  | 2015-01-31 | 2015-01-29 | United States, Canada | ES_1026018_62469_02032015134938_5415813 | 2232446
Standard Products, Inc. | Standard | LED | 62470 | ,,LED/GU10/6W/27K/25/STD | PAR16 | Reflector (Flood/Spot) | GU10 | Directional | LED | 3 | 40 | 54 | 50 | 1801 |  | 25 |  | 6.4 | 64.3 | No | 25000 | 4000 | 84 | 23 | 0.7 | -25 | Dimmable | 10% |  | None |  |  |  | 2015-01-31 | 2015-01-29 | United States, Canada | ES_1026018_62470_02032015135325_7369254 | 2232448
Standard Products, Inc. | Standard | LED | 62471 | ,,LED/GU10/6W/27K/38/STD | PAR16 | Reflector (Flood/Spot) | GU10 | Directional | LED | 3 | 40 | 54 | 50 | 1071 |  | 38 |  | 6.3 | 53.8 | No | 25000 | 2700 | 83 | 21 | 0.7 | -25 | Dimmable | 10% |  | None |  |  |  | 2015-01-31 | 2015-01-29 | United States, Canada | ES_1026018_62471_02032015134839_6578103 | 2232445
Standard Products, Inc. | Standard | LED | 62472 | LED,62775,LED/GU10/6W/30K/38/STD | PAR16 | Reflector (Flood/Spot) | GU10 | Directional | LED | 3 | 40 | 54 | 50 | 1066 |  | 38 |  | 6.4 | 59.2 | No | 25000 | 3000 | 84 | 23 | 0.7 | -25 | Dimmable | 10% |  | None |  |  |  | 2015-01-31 | 2015-01-29 | United States, Canada | ES_1026018_62472_02032015135016_5568001 | 2232447
Standard Products, Inc. | Standard | LED | 62473 | ,,LED/GU10/6W/27K/38/STD | PAR16 | Reflector (Flood/Spot) | GU10 | Directional | LED | 3 | 40 | 54 | 50 | 1082 |  | 38 |  | 6.4 | 64.3 | No | 25000 | 4000 | 84 | 23 | 0.7 | -25 | Dimmable | 10% |  | None |  |  |  | 2015-01-31 | 2015-01-29 | United States, Canada | ES_1026018_62473_02032015135325_4113517 | 2232449
Standard Products, Inc. | Standard | LED | 62474 |  | PAR20 | Reflector (Flood/Spot) | E26 (Medium) | Directional | LED | 5 | 50 | 86 | 63 | 1667 |  | 25 | 490 | 8.1 | 61.2 | No | 25000 | 2700 | 83 | 4 | 0.9 | -25 | Dimmable | 10% |  | None |  |  |  | 2014-09-30 | 2014-09-30 | Canada | ES_1026018_62474_10012014164457_8085646 | 2221003
Standard Products, Inc. | Standard | LED | 62475 | ,,LED/PAR20/8W/NFL/30K/25/D/STD | PAR20 | Reflector (Flood/Spot) | E26 (Medium) | Directional | LED | 5 | 50 | 86 | 63 | 870 |  | 25 | 500 | 8.1 | 62.2 | No | 25000 | 3000 | 84 | 6 | 0.9 | -25 | Dimmable | 10% |  | None |  |  |  | 2014-09-30 | 2014-09-30 | Canada | ES_1026018_62475_10012014164457_4858924 | 2221005
Standard Products, Inc. | Standard | LED | 62476 | ,,LED/PAR20/8W/NFL/40K/25/D/STD | PAR20 | Reflector (Flood/Spot) | E26 (Medium) | Directional | LED | 5 | 50 | 86 | 63 | 1667 |  | 25 | 550 | 8.1 | 68.8 | No | 25000 | 4000 | 83 | 10 | 0.9 | -25 | Dimmable | 10% |  | None |  |  |  | 2014-09-30 | 2014-09-30 | Canada | ES_1026018_62476_10012014164457_1223686 | 2221007
Standard Products, Inc. | Standard | LED | 62477 | ,,LED/PAR20/8W/FL/27K/40/D/STD | PAR20 | Reflector (Flood/Spot) | E26 (Medium) | Directional | LED | 5 | 50 | 86 | 63 | 739 |  | 40 | 490 | 8.1 | 61.2 | No | 25000 | 2700 | 83 | 4 | 0.9 | -25 | Dimmable | 10% |  | None |  |  |  | 2014-09-30 | 2014-09-30 | Canada | ES_1026018_62477_10012014164148_3642299 | 2221002
Standard Products, Inc. | Standard | LED | 62478 | ,,LED/PAR20/8W/FL/30K/40/D/STD | PAR20 | Reflector (Flood/Spot) | E26 (Medium) | Directional | LED | 5 | 50 | 86 | 63 | 870 |  | 40 | 500 | 8.1 | 62.2 | No | 25000 | 3000 | 84 | 6 | 0.9 | -25 | Dimmable | 10% |  | None |  |  |  | 2014-09-30 | 2014-09-30 | Canada | ES_1026018_62478_10012014164457_3079285 | 2221004
RONA Inc. | RONA | T2 S 23W | 20045034 |  | CFL Bare Spiral | General Purpose Replacement | E26 (Medium) | Omnidirectional | CFL | 5 | 100 | 118.5 | 59.1 |  | 2.5 |  | 1600 | 23 | 69.6 | No | 12000 | 4100 | 82 | 25 | 0.6 | -10 |  |  |  | None |  |  |  | 2014-09-18 | 2014-09-30 | Canada | ES_1060963_20045034_09302014123452_70011241 | 2220737
Standard Products, Inc. | Standard | LED | 62479 | ,,LED/PAR20/8W/FL/40K/40/D/STD | PAR20 | Reflector (Flood/Spot) | E26 (Medium) | Directional | LED | 5 | 50 | 86 | 63 | 896 |  | 40 | 550 | 8.1 | 68.8 | No | 25000 | 4000 | 83 | 10 | 0.9 | -25 | Dimmable | 10% |  | None |  |  |  | 2014-09-30 | 2014-09-30 | Canada | ES_1026018_62479_10012014164457_7910733 | 2221006
Standard Products, Inc. | Standard | LED | 62480 | ,,LED/PAR30SN/14.5W/NFL/27K/25/D/STD | PAR30 | Reflector (Flood/Spot) | E26 (Medium) | Directional | LED | 5 | 75 | 85 | 95 | 3078 |  | 25 | 850 | 14.9 | 58.6 | No | 25000 | 2700 | 83 | 2 | 0.9 | -25 | Dimmable | 10% |  | Other,Not for use in enclosed fixtures |  |  |  | 2014-08-30 | 2014-09-11 | Canada | ES_1026018_62480_09252014125020_2256116 | 2220248
Standard Products, Inc. | Standard | LED | 62481 | ,,LED/PAR30SN/14.5W/NFL/30K/25/D/STD | PAR30 | Reflector (Flood/Spot) | E26 (Medium) | Directional | LED | 5 | 75 | 85 | 95 | 3078 |  | 25 | 850 | 14.9 | 58.6 | No | 25000 | 2700 | 83 | 2 | 0.9 | -25 | Dimmable | 10% |  | Other,Not for use in enclosed fixtures |  |  |  | 2014-08-30 | 2014-09-11 | Canada | ES_1026018_62481_09252014125020_4985977 | 2220250
Standard Products, Inc. | Standard | LED | 62482 | ,,LED/PAR30SN/14.5W/NFL/40K/25/D/STD | PAR30 | Reflector (Flood/Spot) | E26 (Medium) | Directional | LED | 5 | 75 | 85 | 95 | 3078 |  | 25 | 850 | 14.9 | 58.6 | No | 25000 | 2700 | 83 | 2 | 0.9 | -25 | Dimmable | 10% |  | Other,Not for use in enclosed fixtures |  |  |  | 2014-08-30 | 2014-09-11 | Canada | ES_1026018_62482_09252014125020_8200727 | 2220252
Standard Products, Inc. | Standard | LED | 62483 | ,,LED/PAR30SN/14.5W/FL/27K/40/D/STD | PAR30 | Reflector (Flood/Spot) | E26 (Medium) | Directional | LED | 5 | 75 | 85 | 95 | 1403 |  | 40 | 850 | 14.9 | 58.6 | No | 25000 | 2700 | 83 | 2 | 0.9 | -25 | Dimmable | 10% |  | Other,Not for use in enclosed fixtures |  |  |  | 2014-08-30 | 2014-09-11 | Canada | ES_1026018_62483_09252014125020_4809861 | 2220247
Standard Products, Inc. | Standard | LED | 62484 | ,,LED/PAR30SN/14.5W/FL/30K/40/D/STD | PAR30 | Reflector (Flood/Spot) | E26 (Medium) | Directional | LED | 5 | 75 | 85 | 95 | 1341 |  | 40 | 850 | 14.7 | 58.6 | No | 25000 | 3000 | 83 | 5 | 1 | -25 | Dimmable | 10% |  | Other,Not for use in enclosed fixtures |  |  |  | 2014-08-30 | 2014-09-11 | Canada | ES_1026018_62484_09252014125020_3908335 | 2220249
Standard Products, Inc. | Standard | LED | 62485 | ,,LED/PAR30SN/14.5W/FL/40K/40/D/STD | PAR30 | Reflector (Flood/Spot) | E26 (Medium) | Directional | LED | 5 | 75 | 85 | 95 | 1388 |  | 40 | 850 | 14.9 | 58.6 | No | 25000 | 4000 | 84 | 13 | 0.9 | -25 | Dimmable | 10% |  | Other,Not for use in enclosed fixtures |  |  |  | 2014-08-30 | 2014-09-11 | Canada | ES_1026018_62485_09252014125020_9347911 | 2220251
Standard Products, Inc. | Standard | LED | 62498 | ,,LED/PAR30LN/14W/NFL/27K/25/D/STD | PAR30L | Reflector (Flood/Spot) | E26 (Medium) | Directional | LED | 5 | 75 | 118 | 95 | 3732 |  | 25 | 850 | 14.3 | 60.7 | No | 25000 | 2700 | 83 | 3 | 1 | -25 | Dimmable | 10% |  | None |  |  |  | 2014-08-30 | 2014-08-19 | Canada | ES_1026018_62498_09012014142347_4004518 | 2218519
Standard Products, Inc. | Standard | LED | 62499 | ,,LED/PAR30LN/14W/NFL/30K/25/D/STD | PAR30L | Reflector (Flood/Spot) | E26 (Medium) | Directional | LED | 5 | 75 | 118 | 95 | 3732 |  | 25 | 850 | 14.3 | 60.7 | No | 25000 | 2700 | 83 | 3 | 1 | -25 | Dimmable | 10% |  | None |  |  |  | 2014-08-30 | 2014-08-19 | Canada | ES_1026018_62499_09012014142347_8285191 | 2218521
Standard Products, Inc. | Standard | LED | 62500 | ,,LED/PAR30LN/14W/NFL/40K/25/D/STD | PAR30L | Reflector (Flood/Spot) | E26 (Medium) | Directional | LED | 5 | 75 | 118 | 95 | 3732 |  | 25 | 850 | 14.3 | 60.7 | No | 25000 | 2700 | 83 | 3 | 1 | -25 | Dimmable | 10% |  | None |  |  |  | 2014-08-30 | 2014-08-19 | Canada | ES_1026018_62500_09012014142347_9337406 | 2218523
Standard Products, Inc. | Standard | LED | 62501 | ,,LED/PAR30LN/14W/FL/27K/40/D/STD | PAR30L | Reflector (Flood/Spot) | E26 (Medium) | Directional | LED | 5 | 75 | 118 | 95 | 1448 |  | 40 | 850 | 14.3 | 60.7 | No | 25000 | 2700 | 83 | 3 | 1 | -25 | Dimmable | 10% |  | None |  |  |  | 2014-08-30 | 2014-08-19 | Canada | ES_1026018_62501_09012014142347_5006544 | 2218518
Standard Products, Inc. | Standard | LED | 62502 | ,,LED/PAR30LN/14W/FL/30K/40/D/STD | PAR30L | Reflector (Flood/Spot) | E26 (Medium) | Directional | LED | 5 | 75 | 118 | 95 | 1418 |  | 40 | 850 | 14.1 | 60.7 | No | 25000 | 3000 | 84 | 6 | 1 | -25 | Dimmable | 10% |  | None |  |  |  | 2014-08-30 | 2014-08-19 | Canada | ES_1026018_62502_09012014142347_1896011 | 2218520
Standard Products, Inc. | Standard | LED | 62503 | ,,LED/PAR30LN/14W/FL/40K/40/D/STD | PAR30L | Reflector (Flood/Spot) | E26 (Medium) | Directional | LED | 5 | 75 | 118 | 95 | 1585 |  | 40 | 850 | 14 | 60.7 | No | 25000 | 4000 | 83 | 14 | 1 | -25 | Dimmable | 10% |  | None |  |  |  | 2014-08-30 | 2014-08-19 | Canada | ES_1026018_62503_09012014142347_1400047 | 2218522
Standard Products, Inc. | Standard | LED | 62504 | ,,LED/PAR38/16W/NFL/27K/25/D/STD | PAR38 | Reflector (Flood/Spot) | E26 (Medium) | Directional | LED | 5 | 90 | 120 | 95 | 4727 |  | 25 | 1020 | 17.8 | 63.8 | No | 25000 | 2700 | 82 | 17 | 0.9 | -25 | Dimmable | 10% |  | Other,Not for use in enclosed fixtures |  |  |  | 2014-08-30 | 2014-09-11 | Canada | ES_1026018_62504_09252014124718_3120327 | 2220242
Standard Products, Inc. | Standard | LED | 62505 | ,,LED/PAR38/16W/NFL/30K/25/D/STD | PAR38 | Reflector (Flood/Spot) | E26 (Medium) | Directional | LED | 5 | 90 | 120 | 95 | 4727 |  | 25 | 1020 | 17.8 | 63.8 | No | 25000 | 2700 | 82 | 17 | 0.9 | -25 | Dimmable | 10% |  | Other,Not for use in enclosed fixtures |  |  |  | 2014-08-30 | 2014-09-11 | Canada | ES_1026018_62505_09252014124718_5866184 | 2220244
Standard Products, Inc. | Standard | LED | 62506 | ,,LED/PAR38/16W/NFL/40K/25/D/STD | PAR38 | Reflector (Flood/Spot) | E26 (Medium) | Directional | LED | 5 | 90 | 120 | 95 | 4727 |  | 25 | 1020 | 17.8 | 63.8 | No | 25000 | 2700 | 82 | 17 | 0.9 | -25 | Dimmable | 10% |  | Other,Not for use in enclosed fixtures |  |  |  | 2014-08-30 | 2014-09-11 | Canada | ES_1026018_62506_09252014124718_6597748 | 2220246
Standard Products, Inc. | Standard | LED | 62507 | ,,LED/PAR38/16W/FL/27K/40/D/STD | PAR38 | Reflector (Flood/Spot) | E26 (Medium) | Directional | LED | 5 | 90 | 120 | 95 | 1675 |  | 40 | 1020 | 17.8 | 63.8 | No | 25000 | 2700 | 82 | 17 | 0.9 | -25 | Dimmable | 10% |  | Other,Not for use in enclosed fixtures |  |  |  | 2014-08-30 | 2014-09-11 | Canada | ES_1026018_62507_09252014124718_1072158 | 2220241
Standard Products, Inc. | Standard | LED | 62508 | ,,LED/PAR38/16W/FL/30K/40/D/STD | PAR38 | Reflector (Flood/Spot) | E26 (Medium) | Directional | LED | 5 | 90 | 120 | 95 | 1683 |  | 40 | 1020 | 17.7 | 63.8 | No | 25000 | 3000 | 84 | 19 | 0.9 | -25 | Dimmable | 10% |  | Other,Not for use in enclosed fixtures |  |  |  | 2014-08-30 | 2014-09-11 | Canada | ES_1026018_62508_09252014124718_3831980 | 2220243
Standard Products, Inc. | Standard | LED | 62509 | ,,LED/PAR38/16W/FL/40K/40/D/STD | PAR38 | Reflector (Flood/Spot) | E26 (Medium) | Directional | LED | 5 | 90 | 120 | 95 | 1829 |  | 40 | 1020 | 17.8 | 63.8 | No | 25000 | 4000 | 82 | 17 | 0.9 | -25 | Dimmable | 10% |  | Other,Not for use in enclosed fixtures |  |  |  | 2014-08-30 | 2014-09-11 | Canada | ES_1026018_62509_09252014124718_3215191 | 2220245
Standard Products, Inc. | Standard | LED | 62773 | ,,LED/PAR20/8W/NFL/30K/25/D/STD/GRY; LED,62580,LED/PAR20/8W/NFL/30K/25/D/STD/BLK | PAR20 | Reflector (Flood/Spot) | E26 (Medium) | Directional | LED | 5 | 50 | 85 | 62 | 1626 |  | 25 |  | 8 | 62.5 | No | 25000 | 3000 | 83 | 5 | 0.9 | -25 | Dimmable | 10% |  | None |  |  |  | 2014-10-30 | 2014-10-22 | Canada | ES_1026018_62773_10272014142420_9684374 | 2223589
Standard Products, Inc. | Standard | LED | 62774 | ,,LED/PAR30SN/14.5W/NFL/30K/25/D/STD/BLK | PAR30 | Reflector (Flood/Spot) | E26 (Medium) | Directional | LED | 5 | 75 | 95 | 85 | 3254 |  | 25 |  | 14.7 | 60.7 | No | 25000 | 3000 | 83 | 3 | 0.9 | -25 | Dimmable | 10% |  | None |  |  |  | 2014-10-30 | 2014-10-22 | Canada | ES_1026018_62774_10272014142307_1507442 | 2223588
Standard Products, Inc. | Standard | LED | 62783 | ,,LED/BR30/10W/27K/D/STD | BR30 | Reflector (Flood/Spot) | E26 (Medium) | Directional | LED | 3 | 65 | 134 | 95 |  |  |  | 650 | 10 | 65 | No | 25000 | 2700 | 83 | 21 | 0.9 | -25 | Dimmable | 10% |  | None |  |  |  | 2014-10-03 | 2014-10-14 | Canada | ES_1026018_62783_10202014131109_5443763 | 2222714
Standard Products, Inc. | Standard | LED | 62784 | ,,LED/R20/7.5W/27K/D/STD | R20 | Reflector (Flood/Spot) | E26 (Medium) | Directional | LED | 3 | 50 | 95 | 64 |  |  |  | 500 | 7.8 | 66.6 | No | 25000 | 2700 | 82 | 16 | 0.9 | -25 | Dimmable | 10% |  | None |  |  |  | 2014-10-10 | 2014-10-21 | Canada | ES_1026018_62784_10222014200730_2537783 | 2223088
Standard Products, Inc. | Standard | LED | 62786 | ,,LED/PAR16/6W/FL/30K/38/D/STD | PAR16 | Reflector (Flood/Spot) | E26 (Medium) | Directional | LED | 3 | 40 | 70 | 49 | 1002 |  | 38 |  | 6.3 | 63.3 | No | 25000 | 3000 | 84 | 24 | 0.7 | -25 | Dimmable | 10% |  | None |  |  |  | 2014-09-30 | 2014-09-30 | Canada | ES_1026018_62786_10012014164115_5037197 | 2221001
Standard Products, Inc. | Standard | LED | 62864 | ,,LED/B11/4.9W/27K/D/STD | Decorative: Other | Decorative | E12 (Candelabra) | Decorative | LED | 3 | 40 | 116 | 35 |  |  |  | 300 | 4.9 | 61.2 | No | 25000 | 2700 | 82 | 17 | 0.7 | -40 | Dimmable | 10% |  | Recessed Fixtures |  |  |  | 2014-06-25 | 2014-06-23 | Canada | ES_1026018_62864_07102014115838_8653014 | 2214875
Standard Products, Inc. | Standard | LED | 63993 | ,,LED/GU10/5W/27K/38/STD | PAR16 | Reflector (Flood/Spot) | GU10 | Directional | LED | 3 | 60 | 52 | 50 | 964 |  | 38 |  | 5 | 87.2 | No | 25000 | 2700 | 81 | 5 | 0.8 | -40 | Dimmable | 10% |  | None |  |  |  | 2016-03-20 | 2016-03-24 | United States, Canada | ES_1026018_63993_04122016105922_5004670 | 2263900
Standard Products, Inc. | Standard | LED | 63995 | ,,LED/GU10/5W/30K/38/STD | PAR16 | Reflector (Flood/Spot) | GU10 | Directional | LED | 3 | 60 | 52 | 50 | 937 |  | 38 |  | 5 | 87.8 | No | 25000 | 3000 | 83 | 11 | 0.8 | -40 | Dimmable | 10% |  | None |  |  |  | 2016-03-20 | 2016-03-24 | United States, Canada | ES_1026018_63995_04122016110005_2332765 | 2263901
Standard Products, Inc. | Standard | LED | 63996 | ,,LED/GU10/5W/40K/38/STD | PAR16 | Reflector (Flood/Spot) | GU10 | Directional | LED | 3 | 60 | 52 | 50 | 1017 |  | 38 |  | 5 | 70 | No | 25000 | 4000 | 83 | 11 | 0.8 | -40 | Dimmable | 10% |  | None |  |  |  | 2016-03-20 | 2016-03-24 | United States, Canada | ES_1026018_63996_04122016110045_4064607 | 2263902
Standard Products, Inc. | Standard | LED | 63997 | ,,LED/GU10/5W/50K/38/STD | PAR16 | Reflector (Flood/Spot) | GU10 | Directional | LED | 3 | 60 | 52 | 50 | 1024 |  | 38 |  | 5 | 70 | No | 25000 | 5000 | 84 | 15 | 0.8 | -40 | Dimmable | 10% |  | None |  |  |  | 2016-03-20 | 2016-03-24 | United States, Canada | ES_1026018_63997_04122016110111_8706318 | 2263903
Standard Products, Inc. | Standard | LED | 63998 | ,,LED/GU10/6.5W/27K/38/STD | PAR16 | Reflector (Flood/Spot) | GU10 | Directional | LED | 3 | 75 | 54 | 50 | 1195 |  | 38 | 560 | 6.5 | 86.2 | No | 25000 | 2700 | 81 | 5 | 0.9 | -40 | Dimmable | 10% |  | Not for Use in Enclosed Fixtures |  |  |  | 2016-03-10 | 2016-03-10 | United States, Canada | ES_1026018_63998_03232016123335_7159576 | 2262900
Standard Products, Inc. | Standard | LED | 64000 | ,,LED/GU10/6.5W/30K/38/STD | PAR16 | Reflector (Flood/Spot) | GU10 | Directional | LED | 3 | 75 | 54 | 50 | 1242 |  | 38 | 560 | 6.5 | 86.2 | No | 25000 | 3000 | 82 | 9 | 0.9 | -40 | Dimmable | 10% |  | Not for Use in Enclosed Fixtures |  |  |  | 2016-03-10 | 2016-03-10 | United States, Canada | ES_1026018_63400_03232016123402_3896521 | 2262901
Standard Products, Inc. | Standard | LED | 64001 | ,,LED/GU10/6.5W/40K/38/STD | PAR16 | Reflector (Flood/Spot) | GU10 | Directional | LED | 3 | 75 | 54 | 50 | 1298 |  | 38 | 500 | 6.5 | 76.9 | No | 25000 | 4000 | 83 | 12 | 0.9 | -40 | Dimmable | 10% |  | Not for Use in Enclosed Fixtures |  |  |  | 2016-03-10 | 2016-03-10 | United States, Canada | ES_1026018_63401_03232016123426_2527491 | 2262902
RONA Inc. | RONA | T2 S 9W | 20045032 |  | CFL Bare Spiral | General Purpose Replacement | E26 (Medium) | Omnidirectional | CFL | 5 | 40 | 93 | 46 |  | 2.5 |  | 500 | 9 | 55.6 | No | 12000 | 4100 | 84 | 21 | 0.6 | -10 |  |  |  | None |  |  |  | 2014-09-18 | 2014-09-30 | Canada | ES_1060963_20045032_09302014123452_70011241 | 2220777
Standard Products, Inc. | Standard | LED | 64002 | ,,LED/GU10/6.5W/50K/38/STD | PAR16 | Reflector (Flood/Spot) | GU10 | Directional | LED | 3 | 75 | 54 | 50 | 1322 |  | 38 | 500 | 6.5 | 76.9 | No | 25000 | 5000 | 84 | 16 | 0.9 | -40 | Dimmable | 10% |  | Not for Use in Enclosed Fixtures |  |  |  | 2016-03-10 | 2016-03-10 | United States, Canada | ES_1026018_63402_03232016123748_4346072 | 2262903
Standard Products, Inc. | Standard | LED | 64009 | ,,LED/MR16/6.5W/40K/38/STD | MR16 | Reflector (Flood/Spot) | GU5.3 | Directional | LED | 3 | 50 | 48 | 50 | 1326 |  | 40 | 640 | 6.5 | 98.5 | No | 25000 | 4000 | 83 | 11 | 0.8 | -40 | Dimmable | 10% | No | None | No |  |  | 2016-04-01 | 2016-04-04 | United States, Canada | ES_1026018_64009_04122016113527_8773086 | 2263922
Standard Products, Inc. | Standard | LED | 64010 | ,,LED/MR16/6.5W/50K/38/STD | MR16 | Reflector (Flood/Spot) | GU5.3 | Directional | LED | 3 | 50 | 48 | 50 | 1312 |  | 40 | 630 | 6.5 | 96.9 | No | 25000 | 5000 | 84 | 15 | 0.8 | -40 | Dimmable | 10% | No | None | No |  |  | 2016-04-01 | 2016-04-04 | United States, Canada | ES_1026018_64010_04122016113554_4625695 | 2263923
Standard Products, Inc. | Standard | LED | 64415 | ,,LED/GU10/6.5W/27K/25/STD | PAR16 | Reflector (Flood/Spot) | GU10 | Directional | LED | 3 | 75 | 54 | 50 | 2451 |  | 25 |  | 6.5 | 76.9 | No | 25000 | 2700 | 81 | 5 | 0.9 | -40 | Dimmable | 10% |  | Not for Use in Enclosed Fixtures |  |  |  | 2016-05-01 | 2016-05-10 | United States, Canada | ES_1026018_64415_05262016142453_3936640 | 2267974
Standard Products, Inc. | Standard | LED | 64416 | ,,LED/GU10/6.5W/30K/25/STD | PAR16 | Reflector (Flood/Spot) | GU10 | Directional | LED | 3 | 75 | 54 | 50 | 2504 |  | 25 |  | 6.5 | 76.9 | No | 25000 | 3000 | 82 | 9 | 0.9 | -40 | Dimmable | 10% |  | Not for Use in Enclosed Fixtures |  |  |  | 2016-05-01 | 2016-05-10 | United States, Canada | ES_1026018_64416_05262016142536_3035228 | 2267975
Standard Products, Inc. | Standard | LED | 64417 | ,,LED/GU10/6.5W/40K/25/STD | PAR16 | Reflector (Flood/Spot) | GU10 | Directional | LED | 3 | 75 | 54 | 50 | 2467 |  | 25 |  | 6.5 | 76.9 | No | 25000 | 4000 | 83 | 12 | 0.9 | -40 | Dimmable | 10% |  | Not for Use in Enclosed Fixtures |  |  |  | 2016-05-01 | 2016-05-10 | United States, Canada | ES_1026018_64417_05262016142610_9386290 | 2267976
Standard Products, Inc. | Standard | LED | 64418 | ,,LED/GU10/6.5W/50K/25/STD | PAR16 | Reflector (Flood/Spot) | GU10 | Directional | LED | 3 | 75 | 54 | 50 | 2385 |  | 25 |  | 6.5 | 76.9 | No | 25000 | 5000 | 84 | 16 | 0.9 | -40 | Dimmable | 10% |  | Not for Use in Enclosed Fixtures |  |  |  | 2016-05-01 | 2016-05-10 | United States, Canada | ES_1026018_64418_05262016142636_8502770 | 2267977
Standard Products, Inc. | Standard | LED | 64423 | ,,LED/MR16/6.5W/27K/25/STD | MR16 | Reflector (Flood/Spot) | GU5.3 | Directional | LED | 3 | 50 | 48.3 | 49.9 | 2534 |  | 35 | 599 | 6.5 | 92.2 | No | 25000 | 2700 | 81 | 5 | 0.8 | -40 | Dimmable | 10% | No | None | No |  |  | 2016-04-01 | 2016-07-27 | United States, Canada | ES_1026018_64423_08152016114440_3165788 | 2275262
Standard Products, Inc. | Standard | LED | 64424 | ,,LED/MR16/6.5W/30K/25/STD | MR16 | Reflector (Flood/Spot) | GU5.3 | Directional | LED | 3 | 50 | 48.3 | 49.9 | 2608 |  | 25 | 500 | 6.5 | 76.9 | No | 25000 | 3000 | 83 | 13 | 0.8 | -40 | Dimmable | 10% | No | None | No |  |  | 2016-06-20 | 2016-07-27 | United States, Canada | ES_1026018_64424_08152016114516_1897601 | 2275263
Standard Products, Inc. | Standard | LED | 64425 | ,,LED/MR16/6.5W/40K/25/STD | MR16 | Reflector (Flood/Spot) | GU5.3 | Directional | LED | 3 | 50 | 48.3 | 49.9 | 2456 |  | 25 | 500 | 6.5 | 76.9 | No | 25000 | 4000 | 83 | 11 | 0.8 | -40 | Dimmable | 10% | No | None | No |  |  | 2016-06-20 | 2016-07-27 | United States, Canada | ES_1026018_64425_08152016114552_2221823 | 2275264
Standard Products, Inc. | Standard | LED | 63040 | ,,LED/OMNI/9.5W/27K/STD | A19 | General Purpose Replacement | E26 (Medium) | Omnidirectional | LED | 5 | 60 | 110 | 60 |  |  |  | 800 | 9.5 | 84.2 | No | 25000 | 2700 | 81 | 3 | 0.9 | -40 | Dimmable | 10% |  | None |  |  |  | 2014-10-30 | 2014-10-31 | Canada | ES_1026018_63040_11032014123523_9321536 | 2224103
Standard Products, Inc. | Standard | LED | 63041 | ,,LED/OMNI/9.5W/30K/STD | A19 | General Purpose Replacement | E26 (Medium) | Omnidirectional | LED | 5 | 60 | 111 | 60 |  |  |  | 800 | 9.5 | 84.2 | No | 25000 | 3000 | 83 | 9 | 0.9 | -40 | Dimmable | 10% |  | None |  |  |  | 2014-10-30 | 2014-11-05 | Canada | ES_1026018_63041_11072014101518_8690053 | 2224368
Standard Products, Inc. | Standard | LED | 63042 | ,,LED/OMNI/7W/27K/STD | A19 | General Purpose Replacement | E26 (Medium) | Omnidirectional | LED | 5 | 40 | 109 | 60 |  |  |  | 480 | 7 | 68.6 | No | 25000 | 2700 | 83 | 9 | 0.9 | -40 | Dimmable | 10% |  | None |  |  |  | 2014-10-30 | 2014-10-31 | Canada | ES_1026018_63042_11032014123442_1802344 | 2224101
Standard Products, Inc. | Standard | LED | 63043 | ,,LED/OMNI/7W/30K/STD | A19 | General Purpose Replacement | E26 (Medium) | Omnidirectional | LED | 5 | 40 | 109 | 60 |  |  |  | 480 | 7.3 | 68.5 | No | 25000 | 3000 | 84 | 21 | 0.9 | -40 | Dimmable | 10% |  | None |  |  |  | 2014-10-30 | 2014-10-31 | Canada | ES_1026018_63043_11032014123442_7959042 | 2224102
Standard Products, Inc. | Standard | LED | 63050; LED/P16/7W/30K/38/D/STD |  | PAR16 | Reflector (Flood/Spot) | E26 (Medium) | Directional | LED | 3 | 50 | 70 | 50 | 1325 |  | 38 |  | 7.2 | 69.4 | No | 25000 | 3000 | 83 | 20 | 0.7 | -40 | Dimmable | 10% |  | None |  |  |  | 2015-02-09 | 2015-02-10 | United States, Canada | ES_1026018_63050; LED/P16/7W/30K/38/D/STD_02182015135630_7710894 | 2233438
Standard Products, Inc. | Standard | LED | 63051 | ,,LED/P20/7W/27K/25/STD | PAR20 | Reflector (Flood/Spot) | E26 (Medium) | Directional | LED | 5 | 50 | 85 | 63 | 1370 |  | 25 | 460 | 7 | 65.7 | No | 25000 | 2700 | 90 | 46 | 0.8 | -40 | Dimmable | 10% |  | None |  |  |  | 2015-01-25 | 2015-01-21 | United States, Canada | ES_1026018_63051_02032015141909_1366519 | 2232472
Standard Products, Inc. | Standard | LED | 63052 | ,,LED/P20/7W/27K/40/STD | PAR20 | Reflector (Flood/Spot) | E26 (Medium) | Directional | LED | 5 | 50 | 85 | 63 | 1000 |  | 40 | 460 | 7 | 65.7 | No | 25000 | 2700 | 90 | 46 | 0.8 | -40 | Dimmable | 10% |  | None |  |  |  | 2015-01-25 | 2015-01-21 | United States, Canada | ES_1026018_63052_02032015141851_4777453 | 2232471
Standard Products, Inc. | Standard | LED | 63053 | ,,LED/P20/7W/30K/25/STD | PAR20 | Reflector (Flood/Spot) | E26 (Medium) | Directional | LED | 5 | 50 | 85 | 63 | 1370 |  | 25 | 470 | 7 | 67.1 | No | 25000 | 3000 | 91 | 49 | 0.8 | -40 | Dimmable | 10% |  | None |  |  |  | 2015-01-25 | 2015-01-21 | United States, Canada | ES_1026018_63053_02032015142035_7981368 | 2232474
Standard Products, Inc. | Standard | LED | 63054 | ,,LED/P20/7W/30K/25/STD/BLK; ,63055,LED/P20/7W/30K/25/STD/GRY | PAR20 | Reflector (Flood/Spot) | E26 (Medium) | Directional | LED | 5 | 50 | 85 | 63 | 1504 |  | 25 | 470 | 7 | 67.1 | No | 25000 | 3000 | 91 | 50 | 0.8 | -40 | Dimmable | 10% |  | None |  |  |  | 2015-01-10 | 2015-01-09 | Canada | ES_1026018_63054_01142015125602_3188561 | 2230947
Standard Products, Inc. | Standard | LED | 63056 | ,,LED/P20/7W/30K/40/STD | PAR20 | Reflector (Flood/Spot) | E26 (Medium) | Directional | LED | 5 | 50 | 85 | 63 | 1069 |  | 40 | 470 | 7 | 67.1 | No | 25000 | 3000 | 91 | 49 | 0.8 | -40 | Dimmable | 10% |  | None |  |  |  | 2015-01-25 | 2015-01-21 | United States, Canada | ES_1026018_63056_02032015141928_1255796 | 2232473
Standard Products, Inc. | Standard | LED | 63057 | ,,LED/P20/7W/40K/25/STD | PAR20 | Reflector (Flood/Spot) | E26 (Medium) | Directional | LED | 5 | 50 | 85 | 63 | 1370 |  | 25 | 500 | 7 | 71.4 | No | 25000 | 4000 | 92 | 61 | 0.8 | -40 | Dimmable | 10% |  | None |  |  |  | 2015-01-25 | 2015-01-21 | United States, Canada | ES_1026018_63057_02032015142121_6202061 | 2232476
Standard Products, Inc. | Standard | LED | 63058 | ,,LED/P20/7W/40K/40/STD | PAR20 | Reflector (Flood/Spot) | E26 (Medium) | Directional | LED | 5 | 50 | 85 | 63 | 1029 |  | 40 | 500 | 7 | 71.4 | No | 25000 | 4000 | 92 | 61 | 0.8 | -40 | Dimmable | 10% |  | None |  |  |  | 2015-01-25 | 2015-01-21 | United States, Canada | ES_1026018_63058_02032015142056_3495902 | 2232475
Standard Products, Inc. | Standard | LED | 63059 | ,,LED/P30L/10W/27K/25/STD | PAR30L | Reflector (Flood/Spot) | E26 (Medium) | Directional | LED | 5 | 75 | 120 | 95 | 3453 |  | 25 | 750 | 10.4 | 72.4 | No | 25000 | 2700 | 91 | 47 | 0.9 | -40 | Dimmable | 10% |  | None |  |  |  | 2015-01-25 | 2015-01-21 | United States, Canada | ES_1026018_63059_02032015140948_5454005 | 2232454
Standard Products, Inc. | Standard | LED | 63060 | ,,LED/P30L/10W/27K/40/STD | PAR30L | Reflector (Flood/Spot) | E26 (Medium) | Directional | LED | 5 | 75 | 120 | 95 | 1452 |  | 40 | 750 | 10.4 | 72.4 | No | 25000 | 2700 | 91 | 47 | 0.9 | -40 | Dimmable | 10% |  | None |  |  |  | 2015-01-25 | 2015-01-21 | United States, Canada | ES_1026018_63060_02032015140922_8066388 | 2232453
Standard Products, Inc. | Standard | LED | 63061 | ,,LED/P30L/10W/30K/25/STD | PAR30L | Reflector (Flood/Spot) | E26 (Medium) | Directional | LED | 5 | 75 | 120 | 95 | 3453 |  | 25 | 800 | 10.4 | 77.1 | No | 25000 | 3000 | 90 | 49 | 0.9 | -40 | Dimmable | 10% |  | None |  |  |  | 2015-01-25 | 2015-01-21 | United States, Canada | ES_1026018_63061_02032015141032_4035457 | 2232456
Standard Products, Inc. | Standard | LED | 63062 | ,,LED/P30L/10W/30K/40/STD | PAR30L | Reflector (Flood/Spot) | E26 (Medium) | Directional | LED | 5 | 75 | 120 | 95 | 1575 |  | 40 | 800 | 10.4 | 77.1 | No | 25000 | 3000 | 90 | 49 | 0.9 | -40 | Dimmable | 10% |  | None |  |  |  | 2015-01-25 | 2015-01-21 | United States, Canada | ES_1026018_63062_02032015141008_6739872 | 2232455
Standard Products, Inc. | Standard | LED | 63063 | ,,LED/P30L/10W/40K/25/STD | PAR30L | Reflector (Flood/Spot) | E26 (Medium) | Directional | LED | 5 | 75 | 120 | 95 | 3453 |  | 25 | 820 | 10.3 | 79.4 | No | 25000 | 4000 | 92 | 61 | 0.9 | -40 | Dimmable | 10% |  | None |  |  |  | 2015-01-25 | 2015-01-21 | United States, Canada | ES_1026018_63063_02032015141115_5494716 | 2232458
Standard Products, Inc. | Standard | LED | 63064 | ,LED/P30L/10W/40K/40/STD, | PAR30L | Reflector (Flood/Spot) | E26 (Medium) | Directional | LED | 5 | 75 | 120 | 95 | 1590 |  | 40 | 820 | 10.3 | 79.4 | No | 25000 | 4000 | 92 | 61 | 0.9 | -40 | Dimmable | 10% |  | None |  |  |  | 2015-01-25 | 2015-01-21 | United States, Canada | ES_1026018_63064_02032015141052_9425038 | 2232457
Sunshine Lighting | Sunlite | OMNI | 80158 |  | A19 | General Purpose Replacement | E26 (Medium) | Omnidirectional | LED | 3 | 60 | 112.5 | 65 |  |  |  | 800 | 10.6 | 75.7 | No | 25000 | 2700 | 81 | 9 | 1 | -20 | Dimmable | 5% |  | None |  |  |  | 2015-01-10 | 2015-01-12 | United States | ES_1023648_80158_01142015110703_7973585 | 2230994
Standard Products, Inc. | Standard | LED | 63065 | ,,LED/P30S/10W/27K/25/STD | PAR30 | Reflector (Flood/Spot) | E26 (Medium) | Directional | LED | 5 | 75 | 85 | 95 | 3230 |  | 25 | 750 | 10.6 | 70.8 | No | 25000 | 2700 | 90 | 42 | 0.9 | -40 | Dimmable | 10% |  | None |  |  |  | 2015-01-25 | 2015-01-21 | United States, Canada | ES_1026018_63065_02032015141707_5859369 | 2232466
Standard Products, Inc. | Standard | LED | 63066 | ,,; LED/P30S/10W/27K/40/STD | PAR30 | Reflector (Flood/Spot) | E26 (Medium) | Directional | LED | 5 | 75 | 85 | 95 | 1541 |  | 40 | 750 | 10.6 | 70.8 | No | 25000 | 2700 | 90 | 42 | 0.9 | -40 | Dimmable | 10% |  | None |  |  |  | 2015-01-25 | 2015-01-21 | United States, Canada | ES_1026018_63066_02032015141645_6996314 | 2232465
Standard Products, Inc. | Standard | LED | 63067 | ,,LED/P30S/10W/30K/25/STD | PAR30 | Reflector (Flood/Spot) | E26 (Medium) | Directional | LED | 5 | 75 | 85 | 95 | 3230 |  | 25 | 800 | 10.5 | 76 | No | 25000 | 3000 | 91 | 49 | 0.9 | -40 | Dimmable | 10% |  | None |  |  |  | 2015-01-25 | 2015-01-21 | United States, Canada | ES_1026018_63067_02032015141744_6422085 | 2232468
Standard Products, Inc. | Standard | LED | 63068 | ,,LED/P30S/10W/30K/25/STD/BLK | PAR30 | Reflector (Flood/Spot) | E26 (Medium) | Directional | LED | 5 | 75 | 87 | 94 | 3707 |  | 25 | 800 | 10.5 | 76.4 | No | 25000 | 3000 | 90 | 48 | 0.9 | -40 | Dimmable | 10% |  | None |  |  |  | 2015-01-10 | 2015-01-09 | Canada | ES_1026018_63068_01142015131212_4574092 | 2230948
Standard Products, Inc. | Standard | LED | 63069 | ,,LED/P30S/10W/30K/40/STD | PAR30 | Reflector (Flood/Spot) | E26 (Medium) | Directional | LED | 5 | 75 | 85 | 95 | 1581 |  | 40 | 800 | 10.5 | 76 | No | 25000 | 3000 | 91 | 49 | 0.9 | -40 | Dimmable | 10% |  | None |  |  |  | 2015-01-25 | 2015-01-21 | United States, Canada | ES_1026018_63069_02032015141725_8268427 | 2232467
Standard Products, Inc. | Standard | LED | 63093 | ,,LED/MR16/7W/27K/38/STD | MR16 | Reflector (Flood/Spot) | GU5.3 | Directional | LED | 3 | 50 | 50 | 47 | 1372 |  | 38 | 500 | 7.3 | 68.9 | No | 25000 | 2700 | 82 | 17 | 0.7 | -40 | Dimmable | 10% |  | None |  |  |  | 2015-02-09 | 2015-02-10 | United States, Canada | ES_1026018_63093_02202015095642_7880362 | 2233429
Standard Products, Inc. | Standard | LED | 63094 | ,,LED/MR16/7W/30K/25/STD | MR16 | Reflector (Flood/Spot) | GU5.3 | Directional | LED | 3 | 50 | 50 | 47 | 2507 |  | 25 | 500 | 7.4 | 67.6 | No | 25000 | 3000 | 83 | 20 | 0.7 | -40 | Dimmable | 10% |  | None |  |  |  | 2015-02-09 | 2015-02-10 | United States, Canada | ES_1026018_63094_02202015095642_5930796 | 2233430
Standard Products, Inc. | Standard | LED | 63095 | ,,LED/MR16/7W/30K/38/STD | MR16 | Reflector (Flood/Spot) | GU5.3 | Directional | LED | 3 | 50 | 50 | 47 | 1449 |  | 38 | 500 | 7.4 | 67.6 | No | 25000 | 3000 | 83 | 20 | 0.7 | -40 | Dimmable | 10% |  | None |  |  |  | 2015-02-09 | 2015-02-10 | United States, Canada | ES_1026018_63095_02202015095642_1839062 | 2233431
Standard Products, Inc. | Standard | LED | 63096 | ,,LED/MR16/7W/40K/25/STD | MR16 | Reflector (Flood/Spot) | GU5.3 | Directional | LED | 3 | 50 | 50 | 47 | 2472 |  | 25 | 520 | 7.5 | 69 | No | 25000 | 4000 | 83 | 20 | 0.7 | -40 | Dimmable | 10% |  | None |  |  |  | 2015-02-09 | 2015-02-10 | United States, Canada | ES_1026018_63096_02202015095642_6440618 | 2233432
Standard Products, Inc. | Standard | LED | 63097 | ,,LED/MR16/7W/40K/38/STD | MR16 | Reflector (Flood/Spot) | GU5.3 | Directional | LED | 3 | 50 | 50 | 47 | 1524 |  | 38 | 520 | 7.5 | 69 | No | 25000 | 4000 | 83 | 20 | 0.7 | -40 | Dimmable | 10% |  | None |  |  |  | 2015-02-09 | 2015-02-10 | United States, Canada | ES_1026018_63097_02202015095642_2004098 | 2233433
Standard Products, Inc. | Standard | LED | 63137 | ,,LED/B11/4.7W/27K/STD | Decorative: Other | Decorative | E12 (Candelabra) | Decorative | LED | 5 | 40 | 104 | 35 |  |  |  | 330 | 4.7 | 70.2 | No | 25000 | 2700 | 82 | 17 | 0.6 | -40 | Dimmable | 10% |  | None |  |  |  | 2015-01-10 | 2015-01-09 | Canada | ES_1026018_63137_01142015155829_9156976 | 2231014
Standard Products, Inc. | Standard | LED | 63950 | ,,LED/P20/7W/27K/25/STD | PAR20 | Reflector (Flood/Spot) | E26 (Medium) | Directional | LED | 5 | 50 | 83 | 63 | 1497 |  | 25 |  | 7 | 71.9 | No | 25000 | 2700 | 92 | 56 | 0.9 | -40 | Dimmable | 10% |  | Not for Use in Enclosed Fixtures |  |  |  | 2016-03-10 | 2016-03-10 | United States, Canada | ES_1026018_63950_03232016122931_4890986 | 2262896
Standard Products, Inc. | Standard | LED | 63951 | ,,LED/P20/7W/27K/40/STD | PAR20 | Reflector (Flood/Spot) | E26 (Medium) | Directional | LED | 5 | 50 | 83 | 63 | 936 |  | 40 |  | 7 | 71.9 | No | 25000 | 2700 | 92 | 56 | 0.9 | -40 | Dimmable | 10% |  | Not for Use in Enclosed Fixtures |  |  |  | 2016-03-10 | 2016-03-10 | United States, Canada | ES_1026018_63951_03232016122740_4848206 | 2262892
Standard Products, Inc. | Standard | LED | 63952 | ,,LED/P20/7W/30K/25/STD | PAR20 | Reflector (Flood/Spot) | E26 (Medium) | Directional | LED | 5 | 50 | 83 | 63 | 1411 |  | 25 |  | 7 | 72.2 | No | 25000 | 3000 | 94 | 67 | 0.9 | -40 | Dimmable | 10% |  | Not for Use in Enclosed Fixtures |  |  |  | 2016-03-10 | 2016-03-10 | United States, Canada | ES_1026018_63952_03232016122955_5833345 | 2262897
Standard Products, Inc. | Standard | LED | 63955 | ,,LED/P20/7W/30K/40/STD | PAR20 | Reflector (Flood/Spot) | E26 (Medium) | Directional | LED | 5 | 50 | 83 | 63 | 918 |  | 40 |  | 7 | 72.2 | No | 25000 | 3000 | 94 | 67 | 0.9 | -40 | Dimmable | 10% |  | Not for Use in Enclosed Fixtures |  |  |  | 2016-03-10 | 2016-03-10 | United States, Canada | ES_1026018_63955_03232016122806_3658073 | 2262893
Standard Products, Inc. | Standard | LED | 63956 | ,,LED/P20/7W/40K/25/STD | PAR20 | Reflector (Flood/Spot) | E26 (Medium) | Directional | LED | 5 | 50 | 83 | 63 | 1533 |  | 25 |  | 7 | 74.3 | No | 25000 | 4000 | 94 | 75 | 0.9 | -40 | Dimmable | 10% |  | Not for Use in Enclosed Fixtures |  |  |  | 2016-03-10 | 2016-03-10 | United States, Canada | ES_1026018_63956_03232016123020_3963119 | 2262898
Standard Products, Inc. | Standard | LED | 63957 | ,,LED/P20/7W/40K/40/STD | PAR20 | Reflector (Flood/Spot) | E26 (Medium) | Directional | LED | 5 | 50 | 83 | 63 | 1077 |  | 40 |  | 7 | 74.3 | No | 25000 | 4000 | 94 | 75 | 0.9 | -40 | Dimmable | 10% |  | Not for Use in Enclosed Fixtures |  |  |  | 2016-03-10 | 2016-03-10 | United States, Canada | ES_1026018_63957_03232016122835_8992972 | 2262894
Standard Products, Inc. | Standard | LED | 63958 | ,,LED/P20/7W/50K/25/STD | PAR20 | Reflector (Flood/Spot) | E26 (Medium) | Directional | LED | 5 | 50 | 83 | 63 | 1451 |  | 25 |  | 7 | 72.1 | No | 25000 | 5000 | 96 | 96 | 0.9 | -40 | Dimmable | 10% |  | Not for Use in Enclosed Fixtures |  |  |  | 2016-03-10 | 2016-03-10 | United States, Canada | ES_1026018_63958_03232016123044_8700337 | 2262899
Standard Products, Inc. | Standard | LED | 63959 | ,,LED/P20/7W/50K/40/STD | PAR20 | Reflector (Flood/Spot) | E26 (Medium) | Directional | LED | 5 | 50 | 83 | 63 | 1027 |  | 40 |  | 7 | 72.1 | No | 25000 | 5000 | 96 | 96 | 0.9 | -40 | Dimmable | 10% |  | Not for Use in Enclosed Fixtures |  |  |  | 2016-03-10 | 2016-03-10 | United States, Canada | ES_1026018_63959_03232016122906_1392342 | 2262895
Standard Products, Inc. | Standard | LED | 63960 | ,,LED/P30L/10W/27K/25/STD | PAR30L | Reflector (Flood/Spot) | E26 (Medium) | Directional | LED | 5 | 75 | 116 | 94 | 3021 |  | 25 |  | 10.5 | 79.8 | No | 25000 | 2700 | 92 | 57 | 0.9 | -40 | Dimmable | 10% |  | Not for Use in Enclosed Fixtures |  |  |  | 2016-03-10 | 2016-03-14 | United States, Canada | ES_1026018_63960_03232016122540_5431444 | 2262888
Standard Products, Inc. | Standard | LED | 63961 | ,,LED/P30L/10W/27K/40/STD | PAR30L | Reflector (Flood/Spot) | E26 (Medium) | Directional | LED | 5 | 75 | 116 | 94 | 1489 |  | 40 |  | 10.5 | 79.8 | No | 25000 | 2700 | 92 | 57 | 0.9 | -40 | Dimmable | 10% |  | Not for Use in Enclosed Fixtures |  |  |  | 2016-03-10 | 2016-03-14 | United States, Canada | ES_1026018_63961_03232016122400_6884132 | 2262884
Standard Products, Inc. | Standard | LED | 63962 | ,,LED/P30L/10W/30K/25/STD | PAR30L | Reflector (Flood/Spot) | E26 (Medium) | Directional | LED | 5 | 75 | 116 | 94 | 3323 |  | 25 |  | 10.6 | 77.9 | No | 25000 | 3000 | 94 | 68 | 0.9 | -40 | Dimmable | 10% |  | Not for Use in Enclosed Fixtures |  |  |  | 2016-03-10 | 2016-03-14 | United States, Canada | ES_1026018_63962_03232016122606_9439639 | 2262889
Standard Products, Inc. | Standard | LED | 63963 | ,,LED/P30L/10W/30K/40/STD | PAR30L | Reflector (Flood/Spot) | E26 (Medium) | Directional | LED | 5 | 75 | 116 | 94 | 1482 |  | 40 |  | 10.6 | 77.9 | No | 25000 | 3000 | 94 | 68 | 0.9 | -40 | Dimmable | 10% |  | Not for Use in Enclosed Fixtures |  |  |  | 2016-03-10 | 2016-03-14 | United States, Canada | ES_1026018_63963_03232016122426_3512270 | 2262885
Standard Products, Inc. | Standard | LED | 63964 | ,,LED/P30L/10W/40K/25/STD | PAR30L | Reflector (Flood/Spot) | E26 (Medium) | Directional | LED | 5 | 75 | 116 | 94 | 3179 |  | 25 |  | 10.6 | 83.7 | No | 25000 | 4000 | 94 | 76 | 0.9 | -40 | Dimmable | 10% |  | Not for Use in Enclosed Fixtures |  |  |  | 2016-03-10 | 2016-03-14 | United States, Canada | ES_1026018_63964_03232016122632_1629437 | 2262890
Standard Products, Inc. | Standard | LED | 63965 | ,,LED/P30L/10W/40K/40/STD | PAR30L | Reflector (Flood/Spot) | E26 (Medium) | Directional | LED | 5 | 75 | 116 | 94 | 1655 |  | 40 |  | 10.6 | 83.7 | No | 25000 | 4000 | 94 | 76 | 0.9 | -40 | Dimmable | 10% |  | Not for Use in Enclosed Fixtures |  |  |  | 2016-03-10 | 2016-03-14 | United States, Canada | ES_1026018_63965_03232016122452_4130620 | 2262886
Standard Products, Inc. | Standard | LED | 63966 | ,,LED/P30L/10W/50K/25/STD | PAR30L | Reflector (Flood/Spot) | E26 (Medium) | Directional | LED | 5 | 75 | 116 | 94 | 3441 |  | 25 |  | 10.6 | 79.6 | No | 25000 | 5000 | 96 | 95 | 0.9 | -40 | Dimmable | 10% |  | Not for Use in Enclosed Fixtures |  |  |  | 2016-03-10 | 2016-03-14 | United States, Canada | ES_1026018_63966_03232016122704_3388909 | 2262891
Standard Products, Inc. | Standard | LED | 63967 | ,,LED/P30L/10W/50K/40/STD | PAR30L | Reflector (Flood/Spot) | E26 (Medium) | Directional | LED | 5 | 75 | 116 | 94 | 1481 |  | 40 |  | 10.6 | 79.6 | No | 25000 | 5000 | 96 | 95 | 0.9 | -40 | Dimmable | 10% |  | Not for Use in Enclosed Fixtures |  |  |  | 2016-03-10 | 2016-03-14 | United States, Canada | ES_1026018_63967_03232016122517_5339232 | 2262887
Standard Products, Inc. | Standard | self-ballasted LED Lamp | 64536 | ,,LED/OMNI/9W/30K/GU24/STD | A19 | General Purpose Replacement | GU24 | Omnidirectional | LED | 3 | 60 | 116 | 60 |  |  |  | 836 | 9.2 | 90.9 | No | 25000 | 3000 | 85 | 16 | 1 | -20 | Dimmable | 10% |  | Not for Use in Enclosed Fixtures |  |  |  | 2016-04-30 | 2016-04-29 | Canada | ES_1026018_64536_05112016101849_6842053 | 2266431
Standard Products, Inc. | Standard | self-ballasted LED Lamp | 64537 | ,,LED/OMNI/9W/40K/GU24/STD | A19 | General Purpose Replacement | GU24 | Omnidirectional | LED | 3 | 60 | 116 | 60 |  |  |  | 857 | 9.2 | 93 | No | 25000 | 4000 | 83 | 8 | 1 | -20 | Dimmable | 10% |  | Not for Use in Enclosed Fixtures |  |  |  | 2016-04-30 | 2016-04-29 | Canada | ES_1026018_64537_05112016101918_3012534 | 2266432
Standard Products, Inc. | Standard | self-ballasted LED Lamps | 63254 | ,,LED/OMNI/9.5W/27K/STD | A19 | General Purpose Replacement | E26 (Medium) | Omnidirectional | LED | 5 | 60 | 116 | 60 |  |  |  | 800 | 9.5 | 84.2 | No | 25000 | 2700 | 82 | 7 | 1 | -20 | Dimmable | 10% |  | None |  |  |  | 2015-01-10 | 2015-01-08 | United States, Canada | ES_1026018_63254_01142015154943_1357872 | 2231006
Standard Products, Inc. | Standard | self-ballasted LED Lamps | 63255 | ,,LED/OMNI/9.5W/30K/STD | A19 | General Purpose Replacement | E26 (Medium) | Omnidirectional | LED | 5 | 60 | 116 | 60 |  |  |  | 810 | 9.5 | 85.3 | No | 25000 | 3000 | 83 | 12 | 1 | -20 | Dimmable | 10% |  | None |  |  |  | 2015-01-10 | 2015-01-08 | United States, Canada | ES_1026018_63255_01142015155004_6441325 | 2231007
Standard Products, Inc. | Standard | self-ballasted LED Lamps | 63256 | ,,LED/OMNI/9.5W/40K/STD | A19 | General Purpose Replacement | E26 (Medium) | Omnidirectional | LED | 5 | 60 | 116 | 60 |  |  |  | 820 | 9.5 | 86.3 | No | 25000 | 4000 | 83 | 9 | 1 | -20 | Dimmable | 10% |  | None |  |  |  | 2015-01-10 | 2015-01-12 | United States, Canada | ES_1026018_63256_01142015155107_6661511 | 2231008
Standard Products, Inc. | Standard | self-ballasted LED Lamps | 63257 | ,,LED/OMNI/9.5W/50K/STD | A19 | General Purpose Replacement | E26 (Medium) | Omnidirectional | LED | 5 | 60 | 116 | 60 |  |  |  | 820 | 9.5 | 86.3 | No | 25000 | 5000 | 84 | 14 | 1 | -20 | Dimmable | 10% |  | None |  |  |  | 2015-01-10 | 2015-01-12 | United States, Canada | ES_1026018_63257_01142015155107_9180943 | 2231009
Standard Products, Inc. | Standard | self-ballasted LED Lamps | 63258 | ,,LED/OMNI/6.8W/27K/STD | A19 | General Purpose Replacement | E26 (Medium) | Omnidirectional | LED | 5 | 40 | 112 | 60 |  |  |  | 450 | 7.3 | 61.6 | No | 25000 | 2700 | 82 | 8 | 1 | -20 | Dimmable | 10% |  | None |  |  |  | 2015-01-10 | 2015-01-12 | United States, Canada | ES_1026018_63258_01142015155240_6549478 | 2231010
Standard Products, Inc. | Standard | self-ballasted LED Lamps | 63259 | ,,LED/OMNI/6.8W/30K/STD | A19 | General Purpose Replacement | E26 (Medium) | Omnidirectional | LED | 5 | 40 | 112 | 60 |  |  |  | 450 | 7.1 | 63.3 | No | 25000 | 3000 | 84 | 14 | 1 | -20 | Dimmable | 10% |  | None |  |  |  | 2015-01-10 | 2015-01-12 | United States, Canada | ES_1026018_63259_01142015155240_2007259 | 2231011
Standard Products, Inc. | Standard | self-ballasted LED Lamps | 63260 | ,,LED/OMNI/6.8W/40K/STD | A19 | General Purpose Replacement | E26 (Medium) | Omnidirectional | LED | 5 | 40 | 112 | 60 |  |  |  | 480 | 7.2 | 66.6 | No | 25000 | 4000 | 83 | 10 | 1 | -20 | Dimmable | 10% |  | None |  |  |  | 2015-01-10 | 2015-01-12 | United States, Canada | ES_1026018_63260_01142015155240_8143304 | 2231012
Standard Products, Inc. | Standard | self-ballasted LED Lamps | 63261 | ,,LED/OMNI/6.8W/50K/STD | A19 | General Purpose Replacement | E26 (Medium) | Omnidirectional | LED | 5 | 40 | 112 | 60 |  |  |  | 480 | 7.2 | 67.1 | No | 25000 | 5000 | 85 | 18 | 1 | -20 | Dimmable | 10% |  | None |  |  |  | 2015-01-10 | 2015-01-12 | United States, Canada | ES_1026018_63261_01142015155256_7829160 | 2231013
Standard Products, Inc. | Standard | self-ballasted LED Lamps | 63266 | ,,LED/OMNI/9.5W/27K/GU24/STD | A19 | General Purpose Replacement | GU24 | Omnidirectional | LED | 5 | 60 | 114 | 60 |  |  |  | 800 | 9.5 | 84.2 | No | 25000 | 2700 | 83 | 11 | 1 | -20 | Dimmable | 10% |  | None |  |  |  | 2015-01-30 | 2015-02-18 | United States, Canada | ES_1026018_63266_02202015103140_3444801 | 2233548
Standard Products, Inc. | Standard | self-ballasted LED Lamps | 63600 | ,LED/BR20/8W/27K/STD, | R20 | Reflector (Flood/Spot) | E26 (Medium) | Directional | LED | 3 | 45 | 98 | 63 |  |  | 123 | 499 | 8 | 62.5 | No | 25000 | 2700 | 82 | 6 | 1 | -20 | Dimmable | 10% |  | None |  |  |  | 2015-06-10 | 2015-06-10 | United States, Canada | ES_1026018_63600;LED/BR20/8W/27K/STD_06222015154426_2824972 | 2241925
Standard Products, Inc. | Standard | self-ballasted LED Lamps | 63601 | ,LED/BR30/9.5W/27K/STD, | BR30 | Reflector (Flood/Spot) | E26 (Medium) | Directional | LED | 3 | 65 | 135 | 95 |  |  | 113 | 650 | 10.1 | 64.2 | No | 25000 | 2700 | 81 | 5 | 1 | -20 | Dimmable | 10% |  | None |  |  |  | 2015-06-10 | 2015-06-10 | United States, Canada | ES_1026018_63601; LED/BR30/9.5W/27K/STD_06222015154630_1229859 | 2241928
Staples the Office Superstore, LLC | Brighton Professional | BPR28277 | BPR28277 |  | A19 | General Purpose Replacement | E26 (Medium) | Omnidirectional | LED | 3 | 60 | 112.3 | 64.9 |  |  |  | 800 | 9 | 88.9 | No | 25000 | 3000 | 83 | 9 | 0.9 | -20 | Dimmable | 10% |  | Damp Location Rated,Not for Use in Enclosed Fixtures |  |  |  | 2015-04-10 | 2015-09-01 | United States, Canada | ES_1025119_BPR28277_09022015040840_1023884 | 2247079
Staples the Office Superstore, LLC | Brighton Professional | BPR28278 | BPR28278 |  | BR30 | Reflector (Flood/Spot) | E26 (Medium) | Directional | LED | 3 | 65 | 129.4 | 94.6 |  |  |  | 850 | 9 | 94.4 | No | 25000 | 3000 | 82 | 5 | 0.9 | -20 | Dimmable | 10% |  | Damp Location Rated,Not for Use in Enclosed Fixtures |  |  |  | 2015-08-24 | 2015-09-01 | United States, Canada | ES_1025119_BPR28278_09022015042220_1023884 | 2247085
Staples the Office Superstore, LLC | Brighton Professional | BPR50557 | BPR50557 |  | A19 | General Purpose Replacement | E26 (Medium) | Omnidirectional | LED | 3 | 60 | 111.3 | 60.2 |  |  |  | 800 | 9 | 88.9 | No | 25000 | 3000 | 82 | 7 | 0.9 | -20 | Dimmable | 10% | No | Damp Location Rated,Not for Use in Recessed Fixtures | No |  |  | 2016-07-12 | 2016-07-11 | United States | ES_1025119_BPR50557_07112016160402_3481002 | 2273612
Strak Holdings Inc | strak | Decorative Lamp | ST-G258W27KD |  | G25 | Globe | E26 (Medium) | Decorative | LED | 3 | 60 | 117 | 79 |  |  |  | 550 | 8.9 | 68.8 | No | 40000 | 2700 | 81 | 7 | 0.8 | -20 | Dimmable | 10% |  | None |  |  |  | 2014-10-30 | 2014-11-05 | United States | ES_1126749_ST-G258W27KD_11072014101043_1044013 | 2224370
Strak Holdings Inc | strak | Directional LED Lamp PAR20 | ST-PAR208W27KD-A |  | PAR20 | Reflector (Flood/Spot) | E26 (Medium) | Directional | LED | 3 | 50 | 85.6 | 63.2 | 1018 |  | 40 | 500 | 8 | 62.5 | No | 25000 | 2700 | 82 | 2 | 0.9 | -20 | Dimmable | 10% |  | Damp Location Rated,Recessed Fixtures,Not for Use in Enclosed Fixtures |  |  |  | 2015-04-05 | 2015-04-02 | United States, Canada | ES_1126749_ST-PAR208W27KD-A_04022015174516_3209520 | 2236265
Strak Holdings Inc | strak | Directional LED Lamp PAR20 | ST-PAR208W30KD-A |  | PAR20 | Reflector (Flood/Spot) | E26 (Medium) | Directional | LED | 3 | 50 | 85.6 | 63.1 | 1005 |  | 40 | 500 | 8 | 62.5 | No | 25000 | 3000 | 83 | 8 | 0.9 | -20 | Dimmable | 10% |  | Damp Location Rated,Recessed Fixtures,Not for Use in Enclosed Fixtures |  |  |  | 2015-04-05 | 2015-04-02 | United States, Canada | ES_1126749_ST-PAR208W30KD-A_04022015174549_0834020 | 2236267
Strak Holdings Inc | strak | Directional LED Lamp PAR20 | ST-PAR208W50KD-A |  | PAR20 | Reflector (Flood/Spot) | E26 (Medium) | Directional | LED | 3 | 50 | 85.4 | 62.5 | 988 |  | 40 | 500 | 8 | 62.5 | No | 25000 | 5000 | 84 | 17 | 0.9 | -20 | Dimmable | 10% |  | Damp Location Rated,Recessed Fixtures,Not for Use in Enclosed Fixtures |  |  |  | 2015-09-15 | 2015-09-16 | United States, Canada | ES_1126749_ST-PAR208W50KD-A_09162015164333_4903813 | 2248482
Standard Products, Inc. | Standard | LED | 63070 | ,,LED/P30S/10W/40K/25/STD | PAR30 | Reflector (Flood/Spot) | E26 (Medium) | Directional | LED | 5 | 75 | 85 | 95 | 3230 |  | 25 | 820 | 10.7 | 76.9 | No | 25000 | 4000 | 92 | 60 | 0.9 | -40 | Dimmable | 10% |  | None |  |  |  | 2015-01-25 | 2015-01-21 | United States, Canada | ES_1026018_63070_02032015141827_4399809 | 2232470
Standard Products, Inc. | Standard | LED | 63071 | ,,LED/P30S/10W/40K/40/STD | PAR30 | Reflector (Flood/Spot) | E26 (Medium) | Directional | LED | 5 | 75 | 85 | 95 | 1680 |  | 40 | 820 | 10.7 | 76.9 | No | 25000 | 4000 | 92 | 60 | 0.9 | -40 | Dimmable | 10% |  | None |  |  |  | 2015-01-25 | 2015-01-21 | United States, Canada | ES_1026018_63071_02032015141808_7977306 | 2232469
Standard Products, Inc. | Standard | LED | 63072 | ,,LED/P38/15W/27K/25/STD | PAR38 | Reflector (Flood/Spot) | E26 (Medium) | Directional | LED | 5 | 100 | 130 | 120 | 5403 |  | 25 | 950 | 15 | 63.3 | No | 25000 | 2700 | 91 | 46 | 0.9 | -40 | Dimmable | 10% |  | None |  |  |  | 2015-01-25 | 2015-01-21 | United States, Canada | ES_1026018_63072_02032015141435_5918269 | 2232460
Standard Products, Inc. | Standard | LED | 63073 | ,,LED/P38/15W/27K/40/STD | PAR38 | Reflector (Flood/Spot) | E26 (Medium) | Directional | LED | 5 | 100 | 130 | 120 | 2164 |  | 40 | 950 | 15 | 63.3 | No | 25000 | 2700 | 91 | 46 | 0.9 | -40 | Dimmable | 10% |  | None |  |  |  | 2015-01-25 | 2015-01-21 | United States, Canada | ES_1026018_63073_02032015141416_2768670 | 2232459
Standard Products, Inc. | Standard | LED | 63074 | ,,LED/P38/15W/30K/40/STD | PAR38 | Reflector (Flood/Spot) | E26 (Medium) | Directional | LED | 5 | 100 | 130 | 120 | 5403 |  | 25 | 1000 | 15 | 66.7 | No | 25000 | 3000 | 90 | 49 | 0.9 | -40 | Dimmable | 10% |  | None |  |  |  | 2015-01-25 | 2015-01-21 | United States, Canada | ES_1026018_63074_02032015141515_1071731 | 2232462
Standard Products, Inc. | Standard | LED | 63075 | ,,LED/P38/15W/30K/40/STD | PAR38 | Reflector (Flood/Spot) | E26 (Medium) | Directional | LED | 5 | 100 | 130 | 120 | 2119 |  | 40 | 1000 | 15 | 66.7 | No | 25000 | 3000 | 90 | 49 | 0.9 | -40 | Dimmable | 10% |  | None |  |  |  | 2015-01-25 | 2015-01-21 | United States, Canada | ES_1026018_63075_02032015141455_7114382 | 2232461
Standard Products, Inc. | Standard | LED | 63076 | ,,LED/P38/15W/40K/25/STD | PAR38 | Reflector (Flood/Spot) | E26 (Medium) | Directional | LED | 5 | 100 | 130 | 120 | 5403 |  | 25 | 1020 | 15 | 68 | No | 25000 | 4000 | 92 | 61 | 0.9 | -40 | Dimmable | 10% |  | None |  |  |  | 2015-01-25 | 2015-01-21 | United States, Canada | ES_1026018_63076_02032015141553_5236154 | 2232464
Standard Products, Inc. | Standard | LED | 63077 | ,,LED/P38/15W/40K/40/STD | PAR38 | Reflector (Flood/Spot) | E26 (Medium) | Directional | LED | 5 | 100 | 130 | 120 | 2263 |  | 40 | 1020 | 15 | 68 | No | 25000 | 4000 | 92 | 61 | 0.9 | -40 | Dimmable | 10% |  | None |  |  |  | 2015-01-25 | 2015-01-21 | United States, Canada | ES_1026018_63077_02032015141534_9934635 | 2232463
Standard Products, Inc. | Standard | LED | 63084 | ,,LED/BR40/17W/27K/STD | BR40 | Reflector (Flood/Spot) | E26 (Medium) | Directional | LED | 5 | 85 | 157 | 125 |  |  | 103 | 1100 | 17 | 64.7 | No | 25000 | 2700 | 82 | 4 | 1 | -40 | Dimmable | 15% |  | None |  |  |  | 2015-01-10 | 2015-01-12 | Canada | ES_1026018_63084_01142015123933_2888845 | 2230946
Standard Products, Inc. | Standard | LED | 63085; LED/GU10/7W/27K/25/STD |  | PAR16 | Reflector (Flood/Spot) | GU10 | Directional | LED | 3 | 50 | 53 | 50 | 2270 |  | 25 |  | 7.4 | 67.4 | No | 25000 | 2700 | 83 | 18 | 0.7 | -40 | Dimmable | 10% |  | None |  |  |  | 2015-02-09 | 2015-02-10 | United States, Canada | ES_1026018_63085; LED/GU10/7W/27K/25/STD_02182015135630_8279656 | 2233434
Standard Products, Inc. | Standard | LED | 63086; LED/GU10/7W/27K/38/STD |  | PAR16 | Reflector (Flood/Spot) | GU10 | Directional | LED | 3 | 50 | 53 | 50 | 1329 |  | 38 |  | 7.4 | 67.4 | No | 25000 | 2700 | 83 | 18 | 0.7 | -40 | Dimmable | 10% |  | None |  |  |  | 2015-02-09 | 2015-02-10 | United States, Canada | ES_1026018_63086; LED/GU10/7W/27K/38/STD_02182015135630_8819839 | 2233435
Standard Products, Inc. | Standard | LED | 63087; LED/GU10/7W/30K/25/STD |  | PAR16 | Reflector (Flood/Spot) | GU10 | Directional | LED | 3 | 50 | 53 | 50 | 2344 |  | 25 |  | 7.2 | 69.4 | No | 25000 | 3000 | 83 | 20 | 0.7 | -40 | Dimmable | 10% |  | None |  |  |  | 2015-02-09 | 2015-02-10 | United States, Canada | ES_1026018_63087; LED/GU10/7W/30K/25/STD_02182015135630_2250824 | 2233436
Standard Products, Inc. | Standard | LED | 63088 | ,; LED/GU10/7W/30K/38/STD/GRY, | PAR16 | Reflector (Flood/Spot) | GU10 | Directional | LED | 3 | 75 | 54 | 50 | 1395 |  | 38 |  | 7.4 | 67.8 | No | 25000 | 3000 | 82 | 17 | 0.7 | -40 | Dimmable | 10% |  | None |  |  |  | 2015-04-05 | 2015-04-03 | United States, Canada | ES_1026018_63088; LED/GU10/7W/30K/38/STD/GRY_04072015072944_1178748 | 2235904
Standard Products, Inc. | Standard | LED | 63089; LED/GU10/7W/30K/38/STD |  | PAR16 | Reflector (Flood/Spot) | GU10 | Directional | LED | 3 | 50 | 53 | 50 | 1325 |  | 38 |  | 7.2 | 69.4 | No | 25000 | 3000 | 83 | 20 | 0.7 | -40 | Dimmable | 10% |  | None |  |  |  | 2015-02-09 | 2015-02-10 | United States, Canada | ES_1026018_63089; LED/GU10/7W/30K/38/STD_02182015135630_6107170 | 2233437
Standard Products, Inc. | Standard | LED | 63090 | ,,LED/GU10/7W/40K/25/STD | PAR16 | Reflector (Flood/Spot) | GU10 | Directional | LED | 3 | 50 | 53 | 50 | 2192 |  | 25 |  | 7.2 | 72.1 | No | 25000 | 4000 | 83 | 20 | 0.7 | -40 | Dimmable | 10% |  | None |  |  |  | 2015-02-09 | 2015-02-10 | United States, Canada | ES_1026018_63090_02192015163337_1979364 | 2233439
Standard Products, Inc. | Standard | LED | 63091 | ,,LED/GU10/7W/40K/38/STD | PAR16 | Reflector (Flood/Spot) | GU10 | Directional | LED | 3 | 50 | 53 | 50 | 1367 |  | 38 |  | 7.2 | 72.1 | No | 25000 | 4000 | 83 | 20 | 0.7 | -40 | Dimmable | 10% |  | None |  |  |  | 2015-02-09 | 2015-02-10 | United States, Canada | ES_1026018_63091_02192015163337_9667813 | 2233440
Standard Products, Inc. | Standard | LED | 63092 | ,,LED/MR16/7W/27K/25/STD | MR16 | Reflector (Flood/Spot) | GU5.3 | Directional | LED | 3 | 50 | 50 | 47 | 2330 |  | 25 | 500 | 7.3 | 68.9 | No | 25000 | 2700 | 82 | 17 | 0.7 | -40 | Dimmable | 10% |  | None |  |  |  | 2015-02-09 | 2015-02-10 | United States, Canada | ES_1026018_63092_02202015095642_5118514 | 2233428
Standard Products, Inc. | Standard | LED | 63968 | ,,LED/P30S/10W/27K/25/STD | PAR30 | Reflector (Flood/Spot) | E26 (Medium) | Directional | LED | 5 | 75 | 86 | 95 | 3354 |  | 25 |  | 10.6 | 79.4 | No | 25000 | 2700 | 92 | 57 | 0.9 | -40 | Dimmable | 10% |  | Not for Use in Enclosed Fixtures |  |  |  | 2016-03-10 | 2016-03-14 | United States, Canada | ES_1026018_63968_03232016122142_5240335 | 2262880
Standard Products, Inc. | Standard | LED | 63969 | ,,LED/P30S/10W/27K/40/STD | PAR30 | Reflector (Flood/Spot) | E26 (Medium) | Directional | LED | 5 | 75 | 86 | 95 | 1476 |  | 40 |  | 10.6 | 79.4 | No | 25000 | 2700 | 92 | 57 | 0.9 | -40 | Dimmable | 10% |  | Not for Use in Enclosed Fixtures |  |  |  | 2016-03-10 | 2016-03-14 | United States, Canada | ES_1026018_63969_03232016121957_8629346 | 2262876
Standard Products, Inc. | Standard | LED | 63970 | ,,LED/P30S/10W/30K/25/STD | PAR30 | Reflector (Flood/Spot) | E26 (Medium) | Directional | LED | 5 | 75 | 86 | 95 | 3447 |  | 25 |  | 10.6 | 77.7 | No | 25000 | 3000 | 94 | 68 | 0.9 | -40 | Dimmable | 10% |  | Not for Use in Enclosed Fixtures |  |  |  | 2016-03-10 | 2016-03-14 | United States, Canada | ES_1026018_63970_03232016122216_4543602 | 2262881
Standard Products, Inc. | Standard | LED | 63972 | ,,LED/P30S/10W/30K/40/STD | PAR30 | Reflector (Flood/Spot) | E26 (Medium) | Directional | LED | 5 | 75 | 86 | 95 | 1505 |  | 40 |  | 10.6 | 77.7 | No | 25000 | 3000 | 94 | 68 | 0.9 | -40 | Dimmable | 10% |  | Not for Use in Enclosed Fixtures |  |  |  | 2016-03-10 | 2016-03-14 | United States, Canada | ES_1026018_63972_03232016122026_8316228 | 2262877
Standard Products, Inc. | Standard | LED | 63973 | ,,LED/P30S10W/40K/25/STD | PAR30 | Reflector (Flood/Spot) | E26 (Medium) | Directional | LED | 5 | 75 | 86 | 95 | 3547 |  | 25 |  | 10.5 | 84.7 | No | 25000 | 4000 | 94 | 76 | 0.9 | -40 | Dimmable | 10% |  | Not for Use in Enclosed Fixtures |  |  |  | 2016-03-10 | 2016-03-14 | United States, Canada | ES_1026018_63973_03232016122249_6308170 | 2262882
Standard Products, Inc. | Standard | LED | 63974 | ,,LED/P30S/10W/40K/40/STD | PAR30 | Reflector (Flood/Spot) | E26 (Medium) | Directional | LED | 5 | 75 | 86 | 95 | 1648 |  | 40 |  | 10.5 | 84.7 | No | 25000 | 4000 | 94 | 76 | 0.9 | -40 | Dimmable | 10% |  | Not for Use in Enclosed Fixtures |  |  |  | 2016-03-10 | 2016-03-14 | United States, Canada | ES_1026018_63974_03232016122050_9219987 | 2262878
Standard Products, Inc. | Standard | LED | 63975 | ,,LED/P30S/10W/50K/25/STD | PAR30 | Reflector (Flood/Spot) | E26 (Medium) | Directional | LED | 5 | 75 | 86 | 95 | 3531 |  | 25 |  | 10.5 | 79 | No | 25000 | 5000 | 96 | 95 | 0.9 | -40 | Dimmable | 10% |  | Not for Use in Enclosed Fixtures |  |  |  | 2016-03-10 | 2016-03-14 | United States, Canada | ES_1026018_63975_03232016122313_3197155 | 2262883
Standard Products, Inc. | Standard | LED | 63976 | ,,LED/P30S/10W/50K/40/STD | PAR30 | Reflector (Flood/Spot) | E26 (Medium) | Directional | LED | 5 | 75 | 86 | 95 | 1607 |  | 40 |  | 10.5 | 79 | No | 25000 | 5000 | 96 | 95 | 0.9 | -40 | Dimmable | 10% |  | Not for Use in Enclosed Fixtures |  |  |  | 2016-03-10 | 2016-03-14 | United States, Canada | ES_1026018_63976_03232016122114_9579671 | 2262879
Standard Products, Inc. | Standard | LED | 63977 | ,,LED/P38/15W/27K/25/STD | PAR38 | Reflector (Flood/Spot) | E26 (Medium) | Directional | LED | 5 | 100 | 130 | 120 | 5577 |  | 25 |  | 15 | 76.3 | No | 25000 | 2700 | 92 | 56 | 0.9 | -40 | Dimmable | 10% |  | Not for Use in Enclosed Fixtures |  |  |  | 2016-03-10 | 2016-03-14 | United States, Canada | ES_1026018_63977_03232016121735_6344595 | 2262872
Standard Products, Inc. | Standard | LED | 63978 | ,,LED/P38/15W/27K/40/STD | PAR38 | Reflector (Flood/Spot) | E26 (Medium) | Directional | LED | 5 | 100 | 130 | 120 | 1953 |  | 40 |  | 15 | 76.3 | No | 25000 | 2700 | 92 | 56 | 0.9 | -40 | Dimmable | 10% |  | Not for Use in Enclosed Fixtures |  |  |  | 2016-03-10 | 2016-03-14 | United States, Canada | ES_1026018_63978_03232016121435_9820324 | 2262868
Standard Products, Inc. | Standard | LED | 63979 | ,,LED/P38/15W/30K/25/STD | PAR38 | Reflector (Flood/Spot) | E26 (Medium) | Directional | LED | 5 | 100 | 130 | 120 | 5989 |  | 25 |  | 15 | 74.4 | No | 25000 | 3000 | 94 | 68 | 0.9 | -40 | Dimmable | 10% |  | Not for Use in Enclosed Fixtures |  |  |  | 2016-03-10 | 2016-03-14 | United States, Canada | ES_1026018_63979_03232016121804_9249844 | 2262873
Standard Products, Inc. | Standard | LED | 63980 | ,,LED/P38/15W/30K/40/STD | PAR38 | Reflector (Flood/Spot) | E26 (Medium) | Directional | LED | 5 | 100 | 130 | 120 | 1815 |  | 40 |  | 15 | 73.7 | No | 25000 | 3000 | 94 | 68 | 0.9 | -40 | Dimmable | 10% |  | Not for Use in Enclosed Fixtures |  |  |  | 2016-03-10 | 2016-03-14 | United States, Canada | ES_1026018_63980_03232016121515_5951473 | 2262869
Standard Products, Inc. | Standard | LED | 63981 | ,,LED/P38/15W/40K/25/STD | PAR38 | Reflector (Flood/Spot) | E26 (Medium) | Directional | LED | 5 | 100 | 130 | 120 | 5564 |  | 25 |  | 15 | 79.3 | No | 25000 | 4000 | 94 | 76 | 0.9 | -40 | Dimmable | 10% |  | Not for Use in Enclosed Fixtures |  |  |  | 2016-03-10 | 2016-03-14 | United States, Canada | ES_1026018_63981_03232016121835_1408412 | 2262874
Standard Products, Inc. | Standard | LED | 63982 | ,,LED/P38/15W/40K/40/STD | PAR38 | Reflector (Flood/Spot) | E26 (Medium) | Directional | LED | 5 | 100 | 130 | 120 | 1989 |  | 40 |  | 15 | 79.3 | No | 25000 | 4000 | 94 | 76 | 0.9 | -40 | Dimmable | 10% |  | Not for Use in Enclosed Fixtures |  |  |  | 2016-03-10 | 2016-03-14 | United States, Canada | ES_1026018_63982_03232016121548_6255849 | 2262870
Standard Products, Inc. | Standard | LED | 63983 | ,,LED/P38/15W/50K/25/STD | PAR38 | Reflector (Flood/Spot) | E26 (Medium) | Directional | LED | 5 | 100 | 130 | 120 | 5729 |  | 25 |  | 15 | 75.3 | No | 25000 | 5000 | 96 | 97 | 0.9 | -40 | Dimmable | 10% |  | Not for Use in Enclosed Fixtures |  |  |  | 2016-03-10 | 2016-03-14 | United States, Canada | ES_1026018_63983_03232016121902_2168788 | 2262875
Standard Products, Inc. | Standard | LED | 63984 | ,,LED/P38/15W/50K/40/STD | PAR38 | Reflector (Flood/Spot) | E26 (Medium) | Directional | LED | 5 | 100 | 130 | 120 | 1913 |  | 40 |  | 15 | 75.3 | No | 25000 | 5000 | 96 | 97 | 0.9 | -40 | Dimmable | 10% |  | Not for Use in Enclosed Fixtures |  |  |  | 2016-03-10 | 2016-03-14 | United States, Canada | ES_1026018_63984_03232016121618_8520379 | 2262871
Standard Products, Inc. | Standard | LED | 63986 | ,,LED/P16/5W/30K/38/STD | PAR16 | Reflector (Flood/Spot) | E26 (Medium) | Directional | LED | 3 | 60 | 79 | 51 | 937 |  | 38 |  | 5 | 87.8 | No | 25000 | 3000 | 83 | 11 | 0.8 | -40 | Dimmable | 10% |  | None |  |  |  | 2016-03-20 | 2016-03-24 | United States, Canada | ES_1026018_63986_04122016110146_7335093 | 2263904
Standard Products, Inc. | Standard | LED | 63989 | ,,LED/P16/6.5W/27K/38/STD | PAR16 | Reflector (Flood/Spot) | E26 (Medium) | Directional | LED | 3 | 75 | 70 | 51 | 1195 |  | 38 | 571 | 6.5 | 87.8 | No | 25000 | 2700 | 81 | 5 | 0.9 | -40 | Dimmable | 10% |  | Not for Use in Enclosed Fixtures |  |  |  | 2016-03-10 | 2016-03-10 | United States, Canada | ES_1026018_63989_03232016123813_5187210 | 2262904
Standard Products, Inc. | Standard | LED | 63990 | ,,LED/P16/6.5W/30K/38/STD | PAR16 | Reflector (Flood/Spot) | E26 (Medium) | Directional | LED | 3 | 75 | 70 | 51 | 1242 |  | 38 | 560 | 6.5 | 86.2 | No | 25000 | 3000 | 82 | 9 | 0.9 | -40 | Dimmable | 10% |  | Not for Use in Enclosed Fixtures |  |  |  | 2016-03-10 | 2016-03-10 | United States, Canada | ES_1026018_63990_03232016123836_9263172 | 2262905
Standard Products, Inc. | Standard | LED | 63991 | ,,LED/P16/6.5W/40K/38/STD | PAR16 | Reflector (Flood/Spot) | E26 (Medium) | Directional | LED | 3 | 75 | 70 | 51 | 1298 |  | 38 | 500 | 6.5 | 76.9 | No | 25000 | 4000 | 83 | 12 | 0.9 | -40 | Dimmable | 10% |  | Not for Use in Enclosed Fixtures |  |  |  | 2016-03-10 | 2016-03-10 | United States, Canada | ES_1026018_63991_03232016123900_3170848 | 2262906
Standard Products, Inc. | Standard | LED | 63992 | ,,LED/P16/6.5W/50K/38/STD | PAR16 | Reflector (Flood/Spot) | E26 (Medium) | Directional | LED | 3 | 75 | 70 | 51 | 1322 |  | 38 | 500 | 6.5 | 76.9 | No | 25000 | 5000 | 84 | 16 | 0.9 | -40 | Dimmable | 10% |  | Not for Use in Enclosed Fixtures |  |  |  | 2016-03-10 | 2016-03-10 | United States, Canada | ES_1026018_63992_03232016123924_5886169 | 2262907
Standard Products, Inc. | Standard | LED | 64426 | ,,LED/MR16/6.5W/50K/25/STD | MR16 | Reflector (Flood/Spot) | GU5.3 | Directional | LED | 3 | 50 | 48.3 | 49.9 | 2508 |  | 25 | 500 | 6.5 | 76.9 | No | 25000 | 5000 | 84 | 15 | 0.8 | -40 | Dimmable | 10% | No | None | No |  |  | 2016-06-20 | 2016-07-27 | United States, Canada | ES_1026018_64426_08152016114625_6098917 | 2275265
Standard Products, Inc. | Standard | LED/A21/14.5W/27K/3WAY/STD | 64294 |  | A21 | General Purpose Replacement | E26 (Medium) | Omnidirectional | LED | 3 | 100 | 134 | 67 |  |  |  | 1613 | 14.7 | 109.7 | Yes | 25000 | 2700 | 81 | 2 | 1 | -20 |  |  |  | Not for Use in Enclosed Fixtures |  |  |  | 2016-02-20 | 2016-02-24 | Canada | ES_1026018_64294_03032016110358_9689420 | 2261329
Standard Products, Inc. | Standard | LED/A21/14.5W/27K/STD | 64290 |  | A21 | General Purpose Replacement | E26 (Medium) | Omnidirectional | LED | 3 | 100 | 134 | 67 |  |  |  | 1636 | 15.2 | 107.4 | No | 25000 | 2700 | 81 | 2 | 1 | -20 | Dimmable | 10% |  | Not for Use in Enclosed Fixtures |  |  |  | 2016-02-20 | 2016-02-18 | Canada | ES_1026018_64290_02192016115529_5812499 | 2260410
Standard Products, Inc. | Standard | LED/A21/14.5W/30K/3WAY/STD | 64295 |  | A21 | General Purpose Replacement | E26 (Medium) | Omnidirectional | LED | 3 | 100 | 134 | 67 |  |  |  | 1630 | 15 | 108.8 | Yes | 25000 | 3000 | 83 | 11 | 1 | -20 |  |  |  | Not for Use in Enclosed Fixtures |  |  |  | 2016-02-20 | 2016-02-24 | Canada | ES_1026018_64295_03032016110358_2774821 | 2261330
Standard Products, Inc. | Standard | LED/A21/14.5W/30K/STD | 64291 |  | A21 | General Purpose Replacement | E26 (Medium) | Omnidirectional | LED | 3 | 100 | 134 | 67 |  |  |  | 1623 | 15.6 | 104 | No | 25000 | 3000 | 83 | 11 | 1 | -20 | Dimmable | 10% |  | Not for Use in Enclosed Fixtures |  |  |  | 2016-02-20 | 2016-02-18 | Canada | ES_1026018_64291_02192016115529_1235840 | 2260411
Standard Products, Inc. | Standard | LED/A21/14.5W/40K/STD | 64292 |  | A21 | General Purpose Replacement | E26 (Medium) | Omnidirectional | LED | 3 | 100 | 134 | 67 |  |  |  | 1630 | 15.5 | 105.4 | No | 25000 | 4000 | 83 | 16 | 1 | -20 | Dimmable | 10% |  | Not for Use in Enclosed Fixtures |  |  |  | 2016-02-20 | 2016-02-18 | Canada | ES_1026018_64292_02192016115529_4043144 | 2260412
Standard Products, Inc. | Standard | LED/A21/14.5W/50K/STD | 64293 |  | A21 | General Purpose Replacement | E26 (Medium) | Omnidirectional | LED | 3 | 100 | 134 | 67 |  |  |  | 1630 | 15.5 | 104.9 | No | 25000 | 5000 | 84 | 14 | 1 | -20 | Dimmable | 10% |  | Not for Use in Enclosed Fixtures |  |  |  | 2016-02-20 | 2016-02-18 | Canada | ES_1026018_64293_02192016115529_8694556 | 2260413
Standard Products, Inc. | Standard | LED/G25/6W/30K/F/STD | 63622 |  | G25 | Globe | E26 (Medium) | Decorative | LED | 3 | 40 | 83.5 | 79.7 |  |  |  | 470 | 6 | 78.3 | No | 25000 | 3000 | 81 | 6 | 1 | -20 | Dimmable | 10% |  | Damp Location Rated |  |  |  | 2015-04-22 | 2015-05-20 | United States, Canada | ES_1026018_63622_05202015062730_1023814 | 2239853
Standard Products, Inc. | Standard | LED/OMNI/11W/27K/STD | 64286 |  | A19 | General Purpose Replacement | E26 (Medium) | Omnidirectional | LED | 3 | 75 | 116 | 60 |  |  |  | 1151 | 11.4 | 100.5 | No | 25000 | 2700 | 81 | 1 | 1 | -20 | Dimmable | 10% |  | Not for Use in Enclosed Fixtures |  |  |  | 2016-02-20 | 2016-02-18 | Canada | ES_1026018_64286_02192016115511_7187253 | 2260414
Standard Products, Inc. | Standard | LED/OMNI/11W/30K/STD | 64287 |  | A19 | General Purpose Replacement | E26 (Medium) | Omnidirectional | LED | 3 | 75 | 116 | 60 |  |  |  | 1137 | 11.5 | 98.7 | No | 25000 | 3000 | 83 | 11 | 1 | -20 | Dimmable | 10% |  | Not for Use in Enclosed Fixtures |  |  |  | 2016-02-20 | 2016-02-18 | Canada | ES_1026018_64287_02192016115511_2613774 | 2260415
Standard Products, Inc. | Standard | LED/OMNI/11W/40K/STD | 64288 |  | A19 | General Purpose Replacement | E26 (Medium) | Omnidirectional | LED | 3 | 75 | 116 | 60 |  |  |  | 1208 | 11.8 | 102 | No | 25000 | 4000 | 84 | 20 | 1 | -20 | Dimmable | 10% |  | Not for Use in Enclosed Fixtures |  |  |  | 2016-02-20 | 2016-02-18 | Canada | ES_1026018_64288_02192016115511_6642540 | 2260416
Standard Products, Inc. | Standard | LED/OMNI/11W/50K/STD | 64289 |  | A19 | General Purpose Replacement | E26 (Medium) | Omnidirectional | LED | 3 | 75 | 116 | 60 |  |  |  | 1220 | 11.6 | 104.7 | No | 25000 | 5000 | 84 | 14 | 1 | -20 | Dimmable | 10% |  | Not for Use in Enclosed Fixtures |  |  |  | 2016-02-20 | 2016-02-18 | Canada | ES_1026018_64289_02192016115511_7070264 | 2260417
Standard Products, Inc. | Standard | self-ballasted LED Lamp | 64460 | ,,LED/B11/4.6W/27K/E12/STD | Decorative Candle: Other | Decorative | E12 (Candelabra) | Decorative | LED | 3 | 40 | 104 | 38 |  |  |  | 314 | 4.7 | 67.1 | Yes | 25000 | 2700 | 81 | 4 | 1 | -20 | Dimmable | 10% |  | Not for Use in Enclosed Fixtures |  |  |  | 2016-03-05 | 2016-03-09 | Canada | ES_1026018_64460_03232016132149_4484176 | 2262947
Standard Products, Inc. | Standard | self-ballasted LED Lamp | 64461 | ,,LED/B11/6W/27K/E12/STD | B10 | Decorative | E12 (Candelabra) | Decorative | LED | 3 | 60 | 108 | 38 |  |  |  | 522 | 5.8 | 65.2 | No | 25000 | 2700 | 81 | 3 | 1 | -20 | Dimmable | 10% | No | Damp Location Rated | No |  |  | 2016-04-30 | 2016-04-26 | Canada | ES_1026018_64461_05052016121546_3529408 | 2266134
Standard Products, Inc. | Standard | self-ballasted LED Lamp | 64461 | ,,LED/B11/6W/27K/E12/STD | Decorative Candle: Other | Decorative | E12 (Candelabra) | Decorative | LED | 3 | 60 | 108 | 38 |  |  |  | 522 | 6 | 65.2 | No | 25000 | 2700 | 81 | 3 | 1 | -20 | Dimmable | 10% |  | Not for Use in Enclosed Fixtures |  |  |  | 2016-03-05 | 2016-03-09 | Canada | ES_1026018_64461_03232016132108_5001122 | 2262946
Standard Products, Inc. | Standard | self-ballasted LED Lamp | 64535 | ,,LED/OMNI/9W/27K/GU24/STD | A19 | General Purpose Replacement | GU24 | Omnidirectional | LED | 3 | 60 | 116 | 60 |  |  |  | 820 | 9.2 | 89 | No | 25000 | 2700 | 81 | 4 | 1 | -20 | Dimmable | 10% |  | Not for Use in Enclosed Fixtures |  |  |  | 2016-04-30 | 2016-04-29 | Canada | ES_1026018_64535_05112016101816_6339456 | 2266430
Revolution Lighting Technologies, Inc. | Revolution Lighting Technologies | LED Lamps | 183310-225 |  | PAR20 | Reflector (Flood/Spot) | E26 (Medium) | Directional | LED | 3 | 50 | 87.2 | 64.5 | 1027 |  | 35 |  | 7 | 96.5 | No | 25000 | 5000 | 83 | 7 | 1 | -25 | Dimmable | 20% |  | Not for Use in Enclosed Fixtures |  |  |  | 2015-04-28 | 2016-05-10 | United States, Canada | ES_1126369_183310-225_05202016111407_4089623 | 2267476
Revolution Lighting Technologies, Inc. | RVLT | LED bulb | 102011-101 |  | Decorative: Other | Decorative | E12 (Candelabra) | Decorative | LED | 5 | 40 | 120 | 35 |  |  |  | 420 | 4 | 105 | No | 25000 | 2700 | 81 | 4 |  | -30 | Dimmable | 23% |  | Other,Not for use in enclosed fixtures |  |  |  | 2015-04-15 | 2015-03-25 | United States | ES_1126369_102011-101_03262015211307_1854008 | 2235228
Revolution Lighting Technologies, Inc. | RVLT | LED bulb | 102011-102 |  | Decorative: Other | Decorative | E12 (Candelabra) | Decorative | LED | 5 | 40 | 120 | 35 |  |  |  | 450 | 4 | 112.5 | No | 25000 | 6500 | 86 | 28 |  | -30 | Dimmable | 23% |  | Other,Not for use in enclosed fixtures |  |  |  | 2015-04-15 | 2015-03-25 | United States | ES_1126369_102011-102_03262015211319_4001418 | 2235229
Revolution Lighting Technologies, Inc. | RVLT | LED bulb | 102011-111 |  | Decorative: Other | Decorative | E12 (Candelabra) | Decorative | LED | 5 | 40 | 120 | 35 |  |  |  | 300 | 3 | 100 | No | 25000 | 2700 | 82 | 6 |  | -30 |  |  |  | Other,Not for use in enclosed fixtures |  |  |  | 2015-04-15 | 2015-03-25 | United States | ES_1126369_102011-111_03262015211012_8154277 | 2235222
Revolution Lighting Technologies, Inc. | RVLT | LED bulb | 102111-101 |  | Decorative: Other | Decorative | E12 (Candelabra) | Decorative | LED | 5 | 40 | 145 | 35 |  |  |  | 420 | 4 | 105 | No | 25000 | 2700 | 81 | 6 |  | -30 | Dimmable | 23% |  | Other,Not for use in enclosed fixtures |  |  |  | 2015-04-15 | 2015-03-25 | United States | ES_1126369_102111-101_03262015211504_2116122 | 2235236
Revolution Lighting Technologies, Inc. | RVLT | LED bulb | 102111-102 |  | Decorative: Other | Decorative | E12 (Candelabra) | Decorative | LED | 5 | 40 | 145 | 35 |  |  |  | 450 | 4 | 112.5 | No | 25000 | 6500 | 86 | 28 |  | -30 | Dimmable | 23% |  | Other,Not for use in enclosed fixtures |  |  |  | 2015-04-15 | 2015-03-25 | United States | ES_1126369_102111-102_03262015211643_2549854 | 2235237
Revolution Lighting Technologies, Inc. | RVLT | LED bulb | 102111-111 |  | Decorative: Other | Decorative | E12 (Candelabra) | Decorative | LED | 5 | 40 | 145 | 35 |  |  |  | 300 | 3 | 100 | No | 25000 | 2700 | 82 | 5 |  | -30 |  |  |  | Other,Not for use in enclosed fixtures |  |  |  | 2015-04-15 | 2015-03-25 | United States | ES_1126369_102111-111_03262015211354_5732415 | 2235232
Revolution Lighting Technologies, Inc. | RVLT | LED bulb | 102111-112 |  | Decorative: Other | Decorative | E12 (Candelabra) | Decorative | LED | 5 | 40 | 145 | 35 |  |  |  | 310 | 3 | 103.3 | No | 25000 | 6500 | 87 | 32 |  | -30 |  |  |  | Other,Not for use in enclosed fixtures |  |  |  | 2015-04-15 | 2015-03-25 | United States | ES_1126369_102111-112_03262015211405_6026458 | 2235233
Revolution Lighting Technologies, Inc. | RVLT | LED bulb | 141602-231 |  | A19 | General Purpose Replacement | E26 (Medium) | Omnidirectional | LED | 5 | 40 | 108 | 60 |  |  |  | 550 | 6 | 91.7 | No | 25000 | 2700 | 81 | 6 | 0.9 | -30 |  |  |  | Other,Not for use in enclosed fixtures |  |  |  | 2015-04-15 | 2015-09-02 | United States | ES_1126369_141602-231_03262015210241_6961301 | 2235214
Revolution Lighting Technologies, Inc. | RVLT | LED bulb | 141602-232 |  | A19 | General Purpose Replacement | E26 (Medium) | Omnidirectional | LED | 5 | 40 | 108 | 60 |  |  |  | 600 | 6 | 100 | No | 25000 | 6500 | 86 | 29 | 0.9 | -30 |  |  |  | Other,Not for use in enclosed fixtures |  |  |  | 2015-04-15 | 2015-09-02 | United States | ES_1126369_141602-232_03262015210529_4175376 | 2235215
Revolution Lighting Technologies, Inc. | RVLT | LED bulb | 141603-231 |  | A19 | General Purpose Replacement | E26 (Medium) | Omnidirectional | LED | 5 | 60 | 108 | 60 |  |  |  | 810 | 7 | 115.7 | No | 25000 | 2700 | 80 | 6 | 0.9 | -30 |  |  |  | Other,Not for use in enclosed fixtures |  |  |  | 2015-04-15 | 2015-09-02 | United States | ES_1126369_141603-231_03262015210923_6776100 | 2235218
Revolution Lighting Technologies, Inc. | RVLT | LED bulb | 141603-232 |  | A19 | General Purpose Replacement | E26 (Medium) | Omnidirectional | LED | 5 | 60 | 108 | 60 |  |  |  | 890 | 7 | 127.1 | No | 25000 | 6500 | 81 | 27 | 0.9 | -30 |  |  |  | Other,Not for use in enclosed fixtures |  |  |  | 2015-04-15 | 2015-09-02 | United States | ES_1126369_141603-232_03262015210935_3917955 | 2235219
SATCO/NUVO | Satco | 3-Way 3W/11W/16W 3000K | S9371 |  | A21 | General Purpose Replacement | E26d | Omnidirectional | LED | 3 | 100 | 139.1 | 67 |  |  |  | 1650 | 16 | 103.1 | Yes | 25000 | 3000 | 83 | 11 | 1 | -20 |  |  |  | Damp Location Rated,Enclosed Fixtures |  |  |  | 2015-11-30 | 2015-12-04 | United States, Canada | ES_31858_S9371_12042015113621_1023937 | 2254218
SATCO/NUVO | Satco | 4.5W ETC/LED/27K/120V | S9569 |  | Decorative: Other | Decorative | E26 (Medium) | Decorative | LED | 3 | 40 | 89.6 | 35.3 |  |  |  | 470 | 4.5 | 104.4 | No | 20000 | 2700 | 83 | 14 | 0.9 | 25 | Dimmable | 10% |  | Damp Location Rated,Enclosed Fixtures |  |  |  | 2016-03-15 | 2016-05-18 | United States, Canada | ES_31858_S9569_05182016014620_1024011 | 2267115
SATCO/NUVO | Satco | 4.5W ETC/LED/27K/120V | S9570 |  | Decorative Candle: Other | Decorative | E26 (Medium) | Decorative | LED | 3 | 40 | 89.6 | 35.3 |  |  |  | 470 | 4.5 | 104.4 | No | 20000 | 2700 | 83 | 15 | 0.9 | 25 | Dimmable | 10% |  | Damp Location Rated |  |  |  | 2016-03-15 | 2016-05-18 | United States, Canada | ES_31858_S9570_05182016014620_1024011 | 2267116
SATCO/NUVO | Satco | Dimable Globe 6W 2700K | S9200 |  | G25 | Globe | E26 (Medium) | Decorative | LED | 3 | 40 | 108.5 | 79.7 |  |  |  | 450 | 6 | 75 | No | 25000 | 2700 | 81 | 2 | 1 | -20 | Dimmable | 10% |  | Damp Location Rated |  |  |  | 2015-03-30 | 2015-04-02 | United States | ES_31858_S9200_04022015070950_1023787 | 2235706
SATCO/NUVO | Satco | Dimmable BR30 10W 2700K | S9133 |  | BR30 | Reflector (Flood/Spot) | E26 (Medium) | Directional | LED | 3 | 65 | 130.3 | 95.1 |  |  | 108 | 750 | 10 | 75 | No | 25000 | 2700 | 82 | 13 | 1 | -20 | Dimmable | 5% |  | Damp Location Rated |  |  |  | 2014-06-15 | 2014-06-19 | United States | ES_31858_S9133_06192014110111_1023628 | 2213467
SATCO/NUVO | Satco | Dimmable BR30 10W 2700K CRI>90 | S9138 |  | BR30 | Reflector (Flood/Spot) | E26 (Medium) | Directional | LED | 3 | 65 | 131.8 | 94.5 |  |  | 108 | 650 | 10 | 65 | No | 25000 | 2700 | 95 | 77 | 1 | -20 | Dimmable | 5% |  | Damp Location Rated |  |  |  | 2014-06-17 | 2014-06-18 | United States | ES_31858_S9138_06192014090000_1023627 | 2213466
SATCO/NUVO | Satco | Dimmable BR30 10W 3000K | S9134 |  | BR30 | Reflector (Flood/Spot) | E26 (Medium) | Directional | LED | 3 | 65 | 130.3 | 95.1 |  |  |  | 800 | 10 | 80 | No | 25000 | 3000 | 83 | 17 | 1 | -20 | Dimmable | 5% |  | Damp Location Rated |  |  |  | 2014-06-19 | 2014-06-23 | United States | ES_31858_S9134_06232014023550_1023630 | 2213538
SATCO/NUVO | Satco | Dimmable BR30 10W 4000K | S9135 |  | BR30 | Reflector (Flood/Spot) | E26 (Medium) | Directional | LED | 3 | 65 | 130.3 | 95.1 |  |  | 108 | 830 | 10 | 83 | No | 25000 | 4000 | 83 | 15 | 1 | -20 | Dimmable | 5% |  | Damp Location Rated |  |  |  | 2014-09-03 | 2014-09-10 | United States | ES_31858_S9135_09102014071330_1023668 | 2219020
SATCO/NUVO | Satco | Dimmable BR30 10W 5000K | S9136 |  | BR30 | Reflector (Flood/Spot) | E26 (Medium) | Directional | LED | 3 | 65 | 130.3 | 95.1 |  |  | 108 | 860 | 10 | 86 | No | 25000 | 5000 | 85 | 17 | 1 | -20 | Dimmable | 5% |  | Damp Location Rated |  |  |  | 2014-09-03 | 2014-09-10 | United States | ES_31858_S9136_09102014071840_1023668 | 2219021
SATCO/NUVO | Satco | Dimmable BR30 11W 3000K | S8993 |  | BR30 | Reflector (Flood/Spot) | E26 (Medium) | Directional | LED | 3 | 65 | 130.2 | 95.3 |  |  | 108 | 800 | 11 | 72.7 | No | 25000 | 3000 | 82 | 14 | 0.7 | -20 | Dimmable | 5% |  | Damp Location Rated |  |  |  | 2014-06-02 | 2014-07-18 | United States | ES_31858_S8993_07182014110001_1023638 | 2215756
SATCO/NUVO | Satco | Dimmable BR30 8.5W 2700K | S9148 | ,S9149,2 PACK | BR30 | Reflector (Flood/Spot) | E26 (Medium) | Directional | LED | 3 | 65 | 131.3 | 95 |  |  | 106 | 650 | 8.5 | 76.5 | No | 25000 | 2700 | 81 | 3 | 1 | -20 | Dimmable | 10% |  | Not for Use in Enclosed Fixtures |  |  |  | 2014-12-04 | 2014-12-18 | United States | ES_31858_S9148_12182014111441_1023730 | 2229617
SATCO/NUVO | Satco | Dimmable BR30 9.5W 2700K | S9620 |  | BR30 | Reflector (Flood/Spot) | E26 (Medium) | Directional | LED | 3 | 65 | 130.2 | 95.8 |  |  | 105 | 750 | 9.5 | 78.9 | No | 25000 | 2700 | 82 | 11 | 0.9 | -20 | Dimmable | 5% |  | Damp Location Rated,Not for Use in Enclosed Fixtures |  |  |  | 2016-02-03 | 2016-02-08 | United States | ES_31858_S9620_02112016021110_1023965 | 2259991
SATCO/NUVO | Satco | Dimmable BR30 9.5W 2700K | S9620 |  | BR30 | Reflector (Flood/Spot) | E26 (Medium) | Directional | LED | 3 | 65 | 130.2 | 95.8 |  |  | 106 | 750 | 9.5 | 78.9 | No | 25000 | 2700 | 82 | 11 | 0.9 | -20 | Dimmable | 5% | No | Damp Location Rated | No |  |  | 2016-08-03 | 2016-08-17 | United States | ES_31858_S9620_08172016024330_1024057 | 2275527
SATCO/NUVO | Satco | Dimmable BR30 9.5W 2700K CRI>90 | S9625 |  | BR30 | Reflector (Flood/Spot) | E26 (Medium) | Directional | LED | 3 | 65 | 131.2 | 94.7 |  |  | 105 | 650 | 9.5 | 68.4 | No | 25000 | 2700 | 93 | 65 |  | -20 | Dimmable | 5% |  | Damp Location Rated,Not for Use in Enclosed Fixtures |  |  |  | 2016-02-03 | 2016-02-27 | United States, Canada | ES_31858_S9625_03012016064620_1023975 | 2261112
SATCO/NUVO | Satco | Dimmable BR30 9.5W 2700K CRI>90 | S9625 |  | BR30 | Reflector (Flood/Spot) | E26 (Medium) | Directional | LED | 5 | 65 | 131.2 | 94.7 |  |  | 105 | 650 | 9.5 | 68.4 | No | 25000 | 2700 | 93 | 65 | 0.9 | -20 | Dimmable | 5% | No | Damp Location Rated | No |  |  | 2016-08-03 | 2016-08-17 | United States | ES_31858_S9625_08172016033550_1024057 | 2275528
SATCO/NUVO | Satco | Dimmable BR30 9.5W 3000K | S9621 |  | BR30 | Reflector (Flood/Spot) | E26 (Medium) | Directional | LED | 3 | 65 | 130.2 | 95.8 |  |  | 105 | 800 | 9.5 | 84.2 | No | 25000 | 3000 | 83 | 10 | 0.9 | -20 | Dimmable | 5% |  | Damp Location Rated,Not for Use in Enclosed Fixtures |  |  |  | 2016-02-03 | 2016-02-08 | United States | ES_31858_S9621_02112016021110_1023965 | 2259993
SATCO/NUVO | Satco | Dimmable BR30 9.5W 3000K | S9621 |  | BR30 | Reflector (Flood/Spot) | E26 (Medium) | Directional | LED | 3 | 65 | 130.2 | 95.8 |  |  | 106 | 800 | 9.5 | 84.2 | No | 25000 | 3000 | 83 | 10 | 0.9 | -20 | Dimmable | 5% | No | Damp Location Rated | No |  |  | 2016-08-03 | 2016-08-17 | United States | ES_31858_S9621_08172016024330_1024057 | 2275529
SATCO/NUVO | Satco | Dimmable BR30 9.5W 4000K | S9622 |  | BR30 | Reflector (Flood/Spot) | E26 (Medium) | Directional | LED | 3 | 65 | 130.2 | 94.1 |  |  | 105 | 830 | 9.5 | 87.4 | No | 25000 | 4000 | 82 | 9 | 0.9 | -20 | Dimmable | 5% |  | Damp Location Rated,Not for Use in Enclosed Fixtures |  |  |  | 2016-02-03 | 2016-03-02 | United States, Canada | ES_31858_S9622_03022016051000_1023976 | 2261239
SATCO/NUVO | Satco | Dimmable BR30 9.5W 4000K | S9622 |  | BR30 | Reflector (Flood/Spot) | E26 (Medium) | Directional | LED | 3 | 65 | 130.2 | 95.8 |  |  | 106 | 830 | 9.5 | 87.4 | No | 25000 | 4000 | 83 | 9 | 0.9 | -20 | Dimmable | 5% | No | Damp Location Rated | No |  |  | 2016-08-03 | 2016-08-17 | United States | ES_31858_S9622_08172016024330_1024057 | 2275532
SATCO/NUVO | Satco | Dimmable BR30 9.5W 5000K | S9623 |  | BR30 | Reflector (Flood/Spot) | E26 (Medium) | Directional | LED | 3 | 65 | 130.2 | 95.8 |  |  | 106 | 860 | 9.5 | 90.5 | No | 25000 | 5000 | 81 | 3 | 0.9 | -20 | Dimmable | 5% | No | Damp Location Rated | No |  |  | 2016-08-03 | 2016-08-17 | United States | ES_31858_S9623_08172016024330_1024057 | 2275530
SATCO/NUVO | Satco | Dimmable BR30 9.5W 5000K | S9623 |  | BR30 | Reflector (Flood/Spot) | E26 (Medium) | Directional | LED | 3 | 65 | 130.2 | 95.8 |  |  |  | 860 | 9.5 | 90.5 | No | 25000 | 5000 | 81 | 3 | 0.9 | -20 | Dimmable | 5% |  | Damp Location Rated,Not for Use in Enclosed Fixtures |  |  |  | 2016-02-03 | 2016-02-27 | United States, Canada | ES_31858_S9623_03012016063950_1023975 | 2261114
SATCO/NUVO | Satco | Dimmable BR30 9.5W-GU24 2700K | S9624 |  | BR30 | Reflector (Flood/Spot) | GU24 | Directional | LED | 3 | 65 | 130.2 | 95.8 |  |  | 106 | 750 | 9.5 | 78.9 | No | 25000 | 2700 | 82 | 11 | 0.9 | -20 | Dimmable | 5% | No | Damp Location Rated | No |  |  | 2016-08-03 | 2016-08-17 | United States | ES_31858_S9624_08172016024330_1024057 | 2275531
SATCO/NUVO | Satco | Dimmable BR30 GU24 10W 2700K | S9137 |  | BR30 | Reflector (Flood/Spot) | GU24 | Directional | LED | 3 | 65 | 127.2 | 94.5 |  |  | 108 | 750 | 10 | 75 | No | 25000 | 2700 | 82 | 13 | 1 | -20 | Dimmable | 5% |  | Damp Location Rated |  |  |  | 2014-06-23 | 2014-06-23 | United States | ES_31858_S9137_06232014024000_1023630 | 2213539
SATCO/NUVO | Satco | PAR38 LED | S9441 |  | PAR38 | Reflector (Flood/Spot) | E26 (Medium) | Directional | LED | 3 | 85 | 131.7 | 121.7 | 3981 |  | 40 | 1150 | 15.1 | 76.7 | No | 25000 | 3000 | 84 | 21 | 1 | -20 | Dimmable | 10% |  | Wet Location Rated,Not for Use in Enclosed Fixtures |  |  |  | 2015-08-20 | 2015-09-10 | United States, Canada | ES_31858_S9441_08202015012440_1023886 | 2247614
SATCO/NUVO | Satco | PAR38 LED | S9442 |  | PAR38 | Reflector (Flood/Spot) | E26 (Medium) | Directional | LED | 3 | 85 | 131.7 | 121.7 | 3790 |  | 25 | 1150 | 15 | 76.7 | No | 25000 | 3500 | 84 | 15 | 1 | -20 | Dimmable | 10% |  | Wet Location Rated,Not for Use in Enclosed Fixtures |  |  |  | 2015-08-20 | 2015-09-10 | United States, Canada | ES_31858_S9442_08202015012440_1023886 | 2247615
SATCO/NUVO | Satco | PAR38 LED | S9443 |  | PAR38 | Reflector (Flood/Spot) | E26 (Medium) | Directional | LED | 3 | 85 | 131.7 | 121.7 | 4088 |  | 40 | 1200 | 15 | 80 | No | 25000 | 4000 | 83 | 13 | 1 | -20 | Dimmable | 10% |  | Wet Location Rated,Not for Use in Enclosed Fixtures |  |  |  | 2015-08-20 | 2015-09-10 | United States, Canada | ES_31858_S9443_08202015012440_1023887 | 2247616
SATCO/NUVO | Satco | PAR38 LED | S9444 |  | PAR38 | Reflector (Flood/Spot) | E26 (Medium) | Directional | LED | 3 | 85 | 131.7 | 121.7 | 4383 |  | 40 | 1100 | 15.2 | 80 | No | 25000 | 5000 | 82 | 9 | 1 | -20 | Dimmable | 10% |  | Wet Location Rated,Not for Use in Enclosed Fixtures |  |  |  | 2015-08-20 | 2015-09-10 | United States, Canada | ES_31858_S9444_08202015012440_1023887 | 2247617
SATCO/NUVO | Satco | PAR38 LED | S9445 |  | PAR38 | Reflector (Flood/Spot) | E26 (Medium) | Directional | LED | 3 | 85 | 131.7 | 121.7 | 1886 |  | 40 | 1100 | 15.2 | 72.4 | No | 25000 | 2700 | 82 | 11 | 1 | -20 | Dimmable | 10% |  | Wet Location Rated,Not for Use in Enclosed Fixtures |  |  |  | 2015-08-20 | 2015-09-10 | United States, Canada | ES_31858_S9445_08202015012440_1023876 | 2246190
SATCO/NUVO | Satco | PAR38 LED | S9446 |  | PAR38 | Reflector (Flood/Spot) | E26 (Medium) | Directional | LED | 3 | 85 | 131.7 | 121.7 | 1903 |  | 40 | 1150 | 15.1 | 76.2 | No | 25000 | 3000 | 84 | 21 | 1 | -20 | Dimmable | 10% |  | Wet Location Rated,Not for Use in Enclosed Fixtures |  |  |  | 2015-08-20 | 2015-09-10 | United States, Canada | ES_31858_S9446_08202015012440_1023876 | 2246192
SATCO/NUVO | Satco | PAR38 LED | S9447 |  | PAR38 | Reflector (Flood/Spot) | E26 (Medium) | Directional | LED | 3 | 85 | 131.7 | 121.7 | 1819 |  | 40 | 1150 | 15 | 76.7 | No | 25000 | 3500 | 84 | 15 | 1 | -20 | Dimmable | 10% |  | Wet Location Rated,Not for Use in Enclosed Fixtures |  |  |  | 2015-08-20 | 2015-09-10 | United States, Canada | ES_31858_S9447_08202015012440_1023887 | 2247618
SATCO/NUVO | Satco | PAR38 LED | S9448 |  | PAR38 | Reflector (Flood/Spot) | E26 (Medium) | Directional | LED | 3 | 85 | 131.7 | 121.7 | 2047 |  | 40 | 1200 | 15.2 | 80 | No | 25000 | 4000 | 83 | 13 | 1 | -20 | Dimmable | 10% |  | Wet Location Rated,Not for Use in Enclosed Fixtures |  |  |  | 2015-08-20 | 2015-09-10 | United States, Canada | ES_31858_S9448_08202015012440_1023887 | 2247619
SATCO/NUVO | Satco | PAR38 LED | S9449 |  | PAR38 | Reflector (Flood/Spot) | E26 (Medium) | Directional | LED | 3 | 85 | 131.7 | 121.7 | 2185 |  | 40 | 1100 | 15.2 | 72.4 | No | 25000 | 5000 | 82 | 9 | 1 | -20 | Dimmable | 10% |  | Wet Location Rated,Not for Use in Enclosed Fixtures |  |  |  | 2015-08-20 | 2015-09-10 | United States, Canada | ES_31858_S9449_08202015012440_1023887 | 2247620
SATCO/NUVO | Satco | PAR38 LED | S9450 |  | PAR38 | Reflector (Flood/Spot) | E26 (Medium) | Directional | LED | 3 | 85 | 131.7 | 121.7 | 1142 |  | 60 | 1100 | 15.2 | 73.3 | No | 25000 | 2700 | 82 | 11 | 1 | -20 | Dimmable | 10% |  | Wet Location Rated,Not for Use in Enclosed Fixtures |  |  |  | 2015-08-20 | 2015-09-10 | United States, Canada | ES_31858_S9450_08202015012440_1023887 | 2247621
SATCO/NUVO | Satco | PAR38 LED | S9451 |  | PAR38 | Reflector (Flood/Spot) | E26 (Medium) | Directional | LED | 3 | 85 | 131.7 | 121.7 | 1072 |  | 60 | 1150 | 15.1 | 76.2 | No | 25000 | 3000 | 84 | 21 | 1 | -20 | Dimmable | 10% |  | Wet Location Rated,Not for Use in Enclosed Fixtures |  |  |  | 2015-08-20 | 2015-09-10 | United States, Canada | ES_31858_S9451_08202015012440_1023887 | 2247622
SATCO/NUVO | Satco | PAR38 LED | S9452 |  | PAR38 | Reflector (Flood/Spot) | E26 (Medium) | Directional | LED | 3 | 85 | 131.7 | 121.7 | 1043 |  | 40 | 1100 | 15 | 76.7 | No | 25000 | 3500 | 82 | 15 | 1 | -20 | Dimmable | 10% |  | Wet Location Rated,Not for Use in Enclosed Fixtures |  |  |  | 2015-08-20 | 2015-09-10 | United States, Canada | ES_31858_S9452_08202015012440_1023887 | 2247623
SATCO/NUVO | Satco | PAR38 LED | S9453 |  | PAR38 | Reflector (Flood/Spot) | E26 (Medium) | Directional | LED | 3 | 85 | 131.7 | 121.7 | 1070 |  | 40 | 1200 | 15.2 | 80 | No | 25000 | 4000 | 83 | 13 | 1 | -20 | Dimmable | 10% |  | Wet Location Rated,Not for Use in Enclosed Fixtures |  |  |  | 2015-08-20 | 2015-09-10 | United States, Canada | ES_31858_S9453_08202015012440_1023887 | 2247624
SATCO/NUVO | Satco | PAR38 LED | S9454 |  | PAR38 | Reflector (Flood/Spot) | E26 (Medium) | Directional | LED | 3 | 85 | 131.7 | 121.7 | 1240 |  | 40 | 1100 | 15.2 | 72.4 | No | 25000 | 5000 | 82 | 9 | 1 | -20 | Dimmable | 10% |  | Wet Location Rated,Not for Use in Enclosed Fixtures |  |  |  | 2015-08-20 | 2015-09-10 | United States, Canada | ES_31858_S9454_08202015012440_1023887 | 2247625
SATCO/NUVO | Satco | PAR38 LED | S9455 |  | PAR38 | Reflector (Flood/Spot) | E26 (Medium) | Directional | LED | 3 | 100 | 132.2 | 121.7 | 2203 |  | 40 | 1400 | 18 | 77.8 | No | 25000 | 3000 | 81 | 7 | 1 | -20 | Dimmable | 10% |  | Wet Location Rated,Not for Use in Enclosed Fixtures |  |  |  | 2015-08-20 | 2015-08-20 | United States, Canada | ES_31858_S9455_08202015112111_1023876 | 2246189
SATCO/NUVO | Satco | PAR38 LED | S9456 |  | PAR38 | Reflector (Flood/Spot) | E26 (Medium) | Directional | LED | 3 | 100 | 132.2 | 121.7 | 2157 |  | 40 | 1400 | 18 | 77.8 | No | 25000 | 4000 | 83 | 13 | 1 | -20 | Dimmable | 10% |  | Wet Location Rated,Not for Use in Enclosed Fixtures |  |  |  | 2015-08-20 | 2015-08-20 | United States, Canada | ES_31858_S9456_08202015112111_1023876 | 2246191
SATCO/NUVO | Satco | R30009UU-W3A | S9217 |  | BR30 | Reflector (Flood/Spot) | E26 (Medium) | Directional | LED | 3 | 65 | 127 | 95 |  |  |  | 660 | 9 | 73.3 | No | 25000 | 2700 | 81 | 3 | 1 | -20 |  |  |  | Not for Use in Enclosed Fixtures |  |  |  | 2015-05-19 | 2015-05-19 | United States, Canada | ES_31858_S9217_05192015111001_1023813 | 2239640
SATCO/NUVO | Satco | Ultra Mini 13W 2700K | S7217 | ,S5516,; ,S5547,; ,S6235,; ,S6277, | CFL Bare Spiral | General Purpose Replacement | E26 (Medium) | Omnidirectional | CFL | 2 | 60 | 105.9 | 47.6 |  | 1.6 |  | 900 | 13 | 69.2 | No | 12000 | 2700 | 83 | -2 | 0.6 | -18 |  |  |  | None |  |  |  | 2014-07-20 | 2014-07-28 | United States | ES_31858_S7217_07282014030220_1023642 | 2216593
SATCO/NUVO | Satco | Ultra Mini 13W 3500K | S6238 |  | CFL Bare Spiral | General Purpose Replacement | E26 (Medium) | Omnidirectional | CFL | 2 | 60 | 105.9 | 47.6 |  | 1.6 |  | 900 | 13 | 69.2 | No | 12000 | 3500 | 83 | 20 | 0.6 | -18 |  |  |  | None |  |  |  | 2014-07-22 | 2014-07-30 | United States | ES_31858_S6238_07302014031000_1023645 | 2216790
Shenzhen H&T Lighting Technology Co., Ltd. | H&T | R30 | CX-R30-H-B |  | BR30 | Reflector (Flood/Spot) | GU24 | Directional | LED | 3 | 75 | 123.9 | 87.1 |  |  |  | 950 | 13.1 | 72.5 | No | 25000 | 3000 | 83 | 15 | 0.7 | -10 | Dimmable | 10% |  | Damp Location Rated |  |  |  | 2014-11-01 | 2014-11-19 | United States, Canada | ES_1113776_CX-R30-H-B_11192014040840_1023717 | 2225404
SHENZHEN KAKAWIN ENTERPRISE CO.,LTD | RGB | DE26-5TC6L(3000K) | DE26-5TC6L(3000K) |  | PAR16 | Reflector (Flood/Spot) | E26 (Medium) | Directional | LED | 5 | 45 | 70.4 | 49.3 | 363 |  | 60 | 450 | 5 | 90 | No | 25000 | 3000 | 82 | 2 | 0.8 | -20 | Dimmable | 20% | Yes | Damp Location Rated | No |  |  | 2015-07-15 | 2016-05-13 | United States, Canada | ES_1135476_DE26-5TC6L(3000K)_05162016025239_7159120 | 2266767
SHENZHEN KAKAWIN ENTERPRISE CO.,LTD | RGB | DE26-5TC6L(4000K) | DE26-5TC6L(4000K) |  | PAR16 | Reflector (Flood/Spot) | E26 (Medium) | Directional | LED | 5 | 45 | 70.2 | 49.4 | 373 |  | 60 | 450 | 5 | 90 | No | 25000 | 4000 | 83 | 7 | 0.8 | -20 | Dimmable | 20% | Yes | Damp Location Rated | No |  |  | 2015-07-15 | 2016-05-13 | United States, Canada | ES_1135476_DE26-5TC6L(4000K)_05162016025408_7248368 | 2266768
SHENZHEN KAKAWIN ENTERPRISE CO.,LTD | RGB | DE26-5TC6L(5000K) | DE26-5TC6L(5000K) |  | PAR16 | Reflector (Flood/Spot) | E26 (Medium) | Directional | LED | 5 | 45 | 70.2 | 49.5 | 383 |  | 60 | 450 | 5 | 90 | No | 25000 | 5000 | 84 | 9 | 0.8 | -20 | Dimmable | 20% | Yes | Damp Location Rated | No |  |  | 2015-07-15 | 2016-05-13 | United States, Canada | ES_1135476_DE26-5TC6L(5000K)_05162016025427_7267135 | 2266769
Sunshine Lighting | Sunlite | OMNI | 80159 |  | A19 | General Purpose Replacement | E26 (Medium) | Omnidirectional | LED | 3 | 60 | 112.5 | 65 |  |  |  | 800 | 10.5 | 76.2 | No | 25000 | 3000 | 82 | 11 | 0.9 | -20 | Dimmable | 5% |  | None |  |  |  | 2015-01-10 | 2015-01-12 | United States | ES_1023648_80159_01142015110703_1687339 | 2230995
SHENZHEN KAKAWIN ENTERPRISE CO.,LTD | RGB | DE26-5TC6L(6500K) | DE26-5TC6L(6500K) |  | PAR16 | Reflector (Flood/Spot) | E26 (Medium) | Directional | LED | 5 | 45 | 70.1 | 49.4 | 390 |  | 60 | 450 | 5 | 90 | No | 25000 | 6500 | 84 | 9 | 0.8 | -20 | Dimmable | 20% | Yes | Damp Location Rated | No |  |  | 2015-07-15 | 2016-05-13 | United States, Canada | ES_1135476_DE26-5TC6L(6500K)_05162016025528_7328014 | 2266770
SHENZHEN KAKAWIN ENTERPRISE CO.,LTD | RGB | DE26-6TS3L(30K30) | DE26-6TS3L(30K30) |  | PAR16 | Reflector (Flood/Spot) | E26 (Medium) | Directional | LED | 5 | 50 | 70.1 | 49.4 | 817 |  | 30 | 450 | 6 | 75 | No | 25000 | 3000 | 83 | 10 | 0.8 | -20 | Dimmable | 10% | Yes | Damp Location Rated | No |  |  | 2015-09-06 | 2016-07-06 | United States, Canada | ES_1135476_DE26-6TS3L(30K30)_05132016070455_3095209 | 2266616
SHENZHEN KAKAWIN ENTERPRISE CO.,LTD | RGB | DE26-6TS3L(40K30) | DE26-6TS3L(40K30) |  | PAR16 | Reflector (Flood/Spot) | E26 (Medium) | Directional | LED | 5 | 50 | 70 | 49.6 | 811 |  | 30 | 450 | 6 | 75 | No | 25000 | 4000 | 83 | 10 | 0.8 | -20 | Dimmable | 10% | Yes | Damp Location Rated | No |  |  | 2015-09-06 | 2016-07-06 | United States, Canada | ES_1135476_DE26-6TS3L(40K30)_05132016070756_3276241 | 2266617
SHENZHEN KAKAWIN ENTERPRISE CO.,LTD | RGB | DE26-6TS3L(50K30) | DE26-6TS3L(50K30) |  | PAR16 | Reflector (Flood/Spot) | E26 (Medium) | Directional | LED | 5 | 50 | 70.1 | 49.6 | 831 |  | 30 | 450 | 6 | 75 | No | 25000 | 5000 | 81 | 1 | 0.9 | -20 | Dimmable | 10% | Yes | Damp Location Rated | No |  |  | 2015-09-06 | 2016-07-06 | United States, Canada | ES_1135476_DE26-6TS3L(50K30)_05132016070611_3171023 | 2266618
SHENZHEN KAKAWIN ENTERPRISE CO.,LTD | RGB | DE26-6TS3L(65K30) | DE26-6TS3L(65K30) |  | PAR16 | Reflector (Flood/Spot) | E26 (Medium) | Directional | LED | 5 | 50 | 70.1 | 49.5 | 910 |  | 30 | 450 | 6 | 75 | No | 25000 | 6500 | 85 | 20 | 0.8 | -20 | Dimmable | 10% | Yes | Damp Location Rated | No |  |  | 2015-09-06 | 2016-07-06 | United States, Canada | ES_1135476_DE26-6TS3L(65K30)_05132016070834_3314230 | 2266619
SHENZHEN KAKAWIN ENTERPRISE CO.,LTD | RGB | DE26-6TS6L(30K60) | DE26-6TS6L(30K60) |  | PAR16 | Reflector (Flood/Spot) | E26 (Medium) | Directional | LED | 5 | 50 | 70.1 | 49.4 | 452 |  | 60 | 450 | 6 | 75 | No | 25000 | 3000 | 83 | 9 | 0.8 | -20 | Dimmable | 10% | Yes | Damp Location Rated | No |  |  | 2015-09-06 | 2016-07-06 | United States, Canada | ES_1135476_DE26-6TS6L(30K60)_05132016070017_2817046 | 2266620
SHENZHEN KAKAWIN ENTERPRISE CO.,LTD | RGB | DE26-6TS6L(40K60) | DE26-6TS6L(40K60) |  | PAR16 | Reflector (Flood/Spot) | E26 (Medium) | Directional | LED | 5 | 50 | 70 | 49.6 | 404 |  | 60 | 450 | 6 | 75 | No | 25000 | 4000 | 82 | 7 | 0.8 | -20 | Dimmable | 10% | Yes | Damp Location Rated | No |  |  | 2015-09-06 | 2016-07-06 | United States, Canada | ES_1135476_DE26-6TS6L(40K60)_05132016070254_2974572 | 2266621
SHENZHEN KAKAWIN ENTERPRISE CO.,LTD | RGB | DE26-6TS6L(50K60) | DE26-6TS6L(50K60) |  | PAR16 | Reflector (Flood/Spot) | E26 (Medium) | Directional | LED | 5 | 50 | 70.1 | 49.6 | 409 |  | 60 | 450 | 6 | 75 | No | 25000 | 5000 | 80 | 1 | 0.9 | -20 | Dimmable | 10% | Yes | Damp Location Rated | No |  |  | 2015-09-06 | 2016-07-06 | United States, Canada | ES_1135476_DE26-6TS6L(50K60)_05132016070411_3051797 | 2266622
SHENZHEN KAKAWIN ENTERPRISE CO.,LTD | RGB | DE26-6TS6L(65K60) | DE26-6TS6L(65K60) |  | PAR16 | Reflector (Flood/Spot) | E26 (Medium) | Directional | LED | 5 | 50 | 70.1 | 49.5 | 419 |  | 60 | 450 | 6 | 75 | No | 25000 | 6500 | 83 | 12 | 0.8 | -20 | Dimmable | 10% | Yes | Damp Location Rated | No |  |  | 2015-09-06 | 2016-07-06 | United States, Canada | ES_1135476_DE26-6TS6L(65K60)_05132016074924_5764451 | 2266631
SHENZHEN KAKAWIN ENTERPRISE CO.,LTD | RGB | DGU10-5TC6L(3000K) | DGU10-5TC6L(3000K) |  | PAR16 | Reflector (Flood/Spot) | GU10 | Directional | LED | 5 | 45 | 58.7 | 49.8 | 363 |  | 60 | 450 | 5 | 90 | No | 25000 | 3000 | 82 | 2 | 0.8 | -20 | Dimmable | 20% | Yes | Damp Location Rated | No |  |  | 2015-07-15 | 2016-05-13 | United States, Canada | ES_1135476_DGU10-5TC6L(3000K)_05162016025039_7039227 | 2266771
SHENZHEN KAKAWIN ENTERPRISE CO.,LTD | RGB | DGU10-5TC6L(4000K) | DGU10-5TC6L(4000K) |  | PAR16 | Reflector (Flood/Spot) | GU10 | Directional | LED | 5 | 45 | 58.8 | 49.7 | 373 |  | 60 | 450 | 5 | 90 | No | 25000 | 4000 | 83 | 7 | 0.8 | -20 | Dimmable | 20% | Yes | Damp Location Rated | No |  |  | 2015-07-15 | 2016-05-13 | United States, Canada | ES_1135476_DGU10-5TC6L(4000K)_05162016025058_7058748 | 2266772
SHENZHEN KAKAWIN ENTERPRISE CO.,LTD | RGB | DGU10-5TC6L(5000K) | DGU10-5TC6L(5000K) |  | PAR16 | Reflector (Flood/Spot) | GU10 | Directional | LED | 5 | 45 | 58.8 | 49.6 | 383 |  | 60 | 450 | 5 | 90 | No | 25000 | 5000 | 84 | 9 | 0.8 | -20 | Dimmable | 20% | Yes | Damp Location Rated | No |  |  | 2015-07-15 | 2016-05-13 | United States, Canada | ES_1135476_DGU10-5TC6L(5000K)_05162016025117_7077102 | 2266773
Revolution Lighting Technologies, Inc. | RVLT | LED bulb | 141701-231 |  | A19 | General Purpose Replacement | E26 (Medium) | Omnidirectional | LED | 5 | 40 | 108 | 60 |  |  |  | 500 | 5 | 100 | No | 25000 | 2700 | 81 | 3 |  | -30 | Dimmable | 25% |  | Other,Not for use in enclosed fixtures |  |  |  | 2015-04-15 | 2015-03-25 | United States | ES_1126369_141701-231_03262015210951_6764119 | 2235220
Revolution Lighting Technologies, Inc. | RVLT | LED bulb | 141701-232 |  | A19 | General Purpose Replacement | E26 (Medium) | Omnidirectional | LED | 5 | 40 | 108 | 60 |  |  |  | 550 | 5 | 110 | No | 25000 | 6500 | 86 | 29 |  | -30 | Dimmable | 25% |  | Other,Not for use in enclosed fixtures |  |  |  | 2015-04-15 | 2015-03-25 | United States | ES_1126369_141701-232_03262015211002_9782693 | 2235221
Revolution Lighting Technologies, Inc. | SEESMART | 140603-101 | 140603-101 |  | A19 | General Purpose Replacement | E26 (Medium) | Omnidirectional | LED | 5 | 60 | 112.7 | 63.3 |  |  |  | 800 | 12 | 66.7 | No | 25000 | 3000 | 96 | 69 | 0.9 | -20 | Dimmable | 10% |  | Not for Use in Enclosed Fixtures |  |  |  | 2014-09-15 | 2014-11-19 | United States | ES_1126369_140603-101_11192014043000_1023698 | 2225405
Revolution Lighting Technologies, Inc. | SEESMART | 140603-201 | 140603-201 |  | A19 | General Purpose Replacement | E26 (Medium) | Omnidirectional | LED | 3 | 60 | 112.3 | 60.9 |  |  |  | 800 | 9.6 | 83.3 | No | 25000 | 3000 | 81 | 3 | 0.9 | -20 | Dimmable | 10% |  | Damp Location Rated,Not for Use in Enclosed Fixtures |  |  |  | 2014-10-30 | 2014-12-05 | United States, Canada | ES_1126369_140603-201_12082014095950_1023720 | 2226909
Revolution Lighting Technologies, Inc. | SEESMART | 140612-201 | 140612-201 |  | A19 | General Purpose Replacement | E26 (Medium) | Omnidirectional | LED | 3 | 40 | 112.4 | 61 |  |  |  | 470 | 7 | 67.1 | No | 25000 | 3000 | 83 | 15 | 0.9 | -20 | Dimmable | 10% |  | Damp Location Rated,Not for Use in Enclosed Fixtures |  |  |  | 2014-12-15 | 2015-01-12 | United States, Canada | ES_1126369_140612-201_01122015042620_1023743 | 2230839
Revolution Lighting Technologies, Inc. | SEESMART | 140800-001 | 140800-001 |  | A21 | General Purpose Replacement | E26 (Medium) | Omnidirectional | LED | 3 | 100 | 130 | 70 |  |  |  | 1600 | 17 | 94.1 | No | 25000 | 3000 | 83 | 15 | 0.9 | -20 | Dimmable | 10% |  | Not for Use in Enclosed Fixtures |  |  |  | 2014-05-20 | 2014-10-20 | United States, Canada | ES_1126369_140800-001_10202014103001_1023698 | 2222913
Revolution Lighting Technologies, Inc. | SEESMART | 182400-021 | 182400-021 |  | PAR30 | Reflector (Flood/Spot) | E26 (Medium) | Directional | LED | 3 | 75 | 115.5 | 94.5 | 2140 |  | 40 | 850 | 12.1 | 70.2 | No | 25000 | 3000 | 81 | 12 | 0.9 | -20 | Dimmable | 10% |  | Damp Location Rated,Not for Use in Enclosed Fixtures |  |  |  | 2014-04-10 | 2014-12-08 | United States, Canada | ES_1126369_182400-021_12082014095330_1023720 | 2226905
Revolution Lighting Technologies, Inc. | SEESMART | 183400-021 | 183400-021 |  | PAR20 | Reflector (Flood/Spot) | E26 (Medium) | Directional | LED | 3 | 50 | 84 | 63 | 1127 |  | 40 | 470 | 7.7 | 61 | No | 25000 | 3000 | 82 | 11 | 0.9 | -20 | Dimmable | 10% |  | Damp Location Rated,Not for Use in Enclosed Fixtures |  |  |  | 2014-04-15 | 2014-12-08 | United States, Canada | ES_1126369_183400-021_12082014095000_1023720 | 2226904
Revolution Lighting Technologies, Inc. | SEESMART | 183600-001 | 183600-001 |  | R20 | Reflector (Flood/Spot) | E26 (Medium) | Directional | LED | 3 | 50 | 98 | 64 |  |  |  | 550 | 7.4 | 74.3 | No | 25000 | 3000 | 83 | 17 | 0.9 | -20 | Dimmable | 9% |  | None |  |  |  | 2014-04-15 | 2014-10-20 | United States, Canada | ES_1126369_183600-001_10202014103551_1023698 | 2222904
Revolution Lighting Technologies, Inc. | SEESMART | 184600-001 | 184600-001 |  | BR40 | Reflector (Flood/Spot) | E26 (Medium) | Directional | LED | 3 | 65 | 160 | 120 |  |  |  | 1050 | 13 | 80.8 | No | 25000 | 3000 | 83 | 17 | 0.9 | -20 | Dimmable | 10% |  | Not for Use in Recessed Fixtures,Not for Use in Enclosed Fixtures |  |  |  | 2014-04-14 | 2014-10-20 | United States, Canada | ES_1126369_184600-001_10202014120841_1023699 | 2222908
Revolution Lighting Technologies, Inc. | SEESMART | 184601-001 | 184601-001 |  | BR40 | Reflector (Flood/Spot) | E26 (Medium) | Directional | LED | 3 | 65 | 159.1 | 118.8 |  |  |  | 1000 | 16.3 | 61.3 | No | 25000 | 3000 | 95 | 65 | 0.9 | -20 | Dimmable | 10% |  | Not for Use in Recessed Fixtures,Not for Use in Enclosed Fixtures |  |  |  | 2014-04-07 | 2014-10-21 | United States, Canada | ES_1126369_184601-001_10212014093330_1023699 | 2222910
Revolution Lighting Technologies, Inc. | SEESMART | 184602-001 | 184602-001 |  | BR40 | Reflector (Flood/Spot) | E26 (Medium) | Directional | LED | 3 | 65 | 160.1 | 119.9 |  |  |  | 1400 | 17 | 82.4 | No | 25000 | 3000 | 83 | 17 | 0.9 | -20 | Dimmable | 10% |  | Not for Use in Recessed Fixtures,Not for Use in Enclosed Fixtures |  |  |  | 2014-04-15 | 2014-10-21 | United States, Canada | ES_1126369_184602-001_10212014092330_1023699 | 2222909
Revolution Lighting Technologies, Inc. | SEESMART | 185600-001 | 185600-001 |  | BR30 | Reflector (Flood/Spot) | E26 (Medium) | Directional | LED | 3 | 65 | 127.8 | 94.8 |  |  |  | 650 | 8.1 | 80.2 | No | 25000 | 3000 | 83 | 17 | 0.9 | -20 | Dimmable | 10% |  | Not for Use in Enclosed Fixtures |  |  |  | 2014-04-07 | 2014-10-20 | United States, Canada | ES_1126369_185600-001_10202014103951_1023698 | 2222905
Revolution Lighting Technologies, Inc. | SEESMART | 185601-001 | 185601-001 |  | BR30 | Reflector (Flood/Spot) | E26 (Medium) | Directional | LED | 3 | 65 | 130 | 95 |  |  |  | 850 | 11.1 | 76.6 | No | 25000 | 3000 | 83 | 17 | 0.9 | -20 | Dimmable | 10% |  | Not for Use in Recessed Fixtures,Not for Use in Enclosed Fixtures |  |  |  | 2014-04-30 | 2014-10-20 | United States, Canada | ES_1126369_185601-001_10202014120001_1023699 | 2222906
Revolution Lighting Technologies, Inc. | SEESMART | 185602-001 | 185602-001 |  | BR30 | Reflector (Flood/Spot) | E26 (Medium) | Directional | LED | 3 | 65 | 130.1 | 95.2 |  |  |  | 800 | 14 | 57.1 | No | 25000 | 3000 | 95 | 66 | 0.9 | 29 | Dimmable | 10% |  | Not for Use in Recessed Fixtures,Not for Use in Enclosed Fixtures |  |  |  | 2014-07-15 | 2014-10-20 | United States, Canada | ES_1126369_185602-001_10202014120441_1023699 | 2222907
RFsemi Technologies, Inc. | RFsemi Technologies, INC. | Directional LED Bulb | PRA-1412-WW-01L |  | PAR30L | Reflector (Flood/Spot) | E26 (Medium) | Directional | LED | 3 | 75 | 115.2 | 91.4 | 5557 |  | 20 | 1148 | 14 | 82 | No | 25000 | 3000 | 82 | 5 | 0.9 | -25 | Dimmable | 14% | No | Damp Location Rated | No |  |  | 2016-07-12 | 2016-08-01 | United States, Canada | ES_1136933_PRA-1412-WW-01L_08012016220502_9102618 | 2273926
RFsemi Technologies, Inc. | RFsemi Technologies, INC. | Directional LED Bulb | PRA-1412-WW-01S |  | PAR30S | Reflector (Flood/Spot) | E26 (Medium) | Directional | LED | 3 | 75 | 91.4 | 93.9 | 5538 |  | 20 | 1141 | 14 | 81.5 | No | 25000 | 3000 | 83 | 7 | 0.9 | -25 | Dimmable | 13% | No | Damp Location Rated | No |  |  | 2016-07-12 | 2016-08-01 | United States, Canada | ES_1136933_PRA-1412-WW-01S_08012016221434_9674257 | 2273927
SATCO/NUVO | Satco | Dimmable BR30 GU24 10W 2700K CRI>90 | S9139 |  | BR30 | Reflector (Flood/Spot) | GU24 | Directional | LED | 3 | 65 | 126.4 | 94.8 |  |  | 108 | 650 | 10 | 65 | No | 25000 | 2700 | 95 | 77 | 1 | -20 | Dimmable | 5% |  | Damp Location Rated |  |  |  | 2014-06-23 | 2014-06-23 | United States | ES_31858_S9139_06232014024330_1023630 | 2213535
SATCO/NUVO | Satco | Dimmable BR30 GU24 9.5W 2700K | S9624 |  | BR30 | Reflector (Flood/Spot) | GU24 | Directional | LED | 3 | 65 | 130.2 | 95.8 |  |  | 105 | 750 | 9.5 | 78.9 | No | 25000 | 2700 | 82 | 11 | 0.9 | -20 | Dimmable | 5% |  | Damp Location Rated,Not for Use in Enclosed Fixtures |  |  |  | 2016-02-26 | 2016-02-26 | United States | ES_31858_S9624_02262016042440_1023974 | 2260934
SATCO/NUVO | Satco | Dimmable BR30 GU24 9.5W 2700K CRI>90 | S9626 |  | BR30 | Reflector (Flood/Spot) | GU24 | Directional | LED | 3 | 65 | 126.6 | 94.3 |  |  | 105 | 650 | 9.5 | 68.4 | No | 25000 | 2700 | 93 | 65 | 0.9 | -20 | Dimmable | 5% |  | Damp Location Rated,Not for Use in Enclosed Fixtures |  |  |  | 2016-02-26 | 2016-02-26 | United States, Canada | ES_31858_S9626_02262016042550_1023975 | 2260935
SATCO/NUVO | Satco | Dimmable BR30 GU24 9.5W 2700K CRI>90 | S9626 |  | BR30 | Reflector (Flood/Spot) | GU24 | Directional | LED | 5 | 65 | 131.2 | 94.7 |  |  | 105 | 650 | 9.5 | 68.4 | No | 25000 | 2700 | 93 | 65 | 0.9 | -20 | Dimmable | 5% | No | Damp Location Rated | No |  |  | 2016-08-03 | 2016-08-11 | United States | ES_31858_S9626_08172016033550_1024058 | 2275533
SATCO/NUVO | Satco | Dimmable BR40 11.5W 2700K | S9634 |  | BR40 | Reflector (Flood/Spot) | E26 (Medium) | Directional | LED | 3 | 75 | 164.6 | 126.7 |  |  | 103 | 940 | 11.5 | 81.7 | No | 25000 | 2700 | 83 | 12 | 0.9 | -20 | Dimmable | 5% | No | Damp Location Rated | No |  |  | 2016-03-22 | 2016-04-08 | United States | ES_31858_S9634_04112016092440_1023991 | 2263891
SATCO/NUVO | Satco | Dimmable BR40 11.5W 3000K | S9635 |  | BR40 | Reflector (Flood/Spot) | E26 (Medium) | Directional | LED | 3 | 75 | 164.6 | 126.7 |  |  | 103 | 970 | 11.5 | 84.3 | No | 25000 | 3000 | 83 | 9 | 0.9 | -20 | Dimmable | 5% | No | Damp Location Rated | No |  |  | 2016-03-22 | 2016-04-07 | United States | ES_31858_S9635_04072016050620_1023990 | 2263800
SATCO/NUVO | Satco | Dimmable BR40 11.5W 4000K | S9636 |  | BR40 | Reflector (Flood/Spot) | E26 (Medium) | Directional | LED | 3 | 75 | 164.6 | 126.7 |  |  | 103 | 1000 | 11.5 | 87 | No | 25000 | 4000 | 82 | 8 | 0.9 | -20 | Dimmable | 5% | No | Damp Location Rated | No |  |  | 2016-03-22 | 2016-04-08 | United States | ES_31858_S9636_04112016093110_1023991 | 2263892
SATCO/NUVO | Satco | Dimmable BR40 11.5W 5000K | S9637 |  | BR40 | Reflector (Flood/Spot) | E26 (Medium) | Directional | LED | 3 | 75 | 164.6 | 126.7 |  |  | 103 | 1050 | 11.5 | 91.3 | No | 25000 | 5000 | 84 | 17 | 0.9 | -20 | Dimmable | 5% | No | Damp Location Rated | No |  |  | 2016-03-22 | 2016-04-08 | United States | ES_31858_S9637_04112016094840_1023991 | 2263893
SATCO/NUVO | Satco | Dimmable BR40 12W 2700K | S9144 |  | BR40 | Reflector (Flood/Spot) | E26 (Medium) | Directional | LED | 3 | 65 | 162.3 | 127 |  |  | 105 | 900 | 12 | 75 | No | 25000 | 2700 | 81 | 2 | 1 | -20 | Dimmable | 10% |  | Not for Use in Enclosed Fixtures |  |  |  | 2014-12-07 | 2014-12-18 | United States | ES_31858_S9144_12182014112001_1023731 | 2229619
SATCO/NUVO | Satco | Dimmable BR40 12W 3000K | S9145 |  | BR40 | Reflector (Flood/Spot) | E26 (Medium) | Directional | LED | 3 | 65 | 162.3 | 127 |  |  | 103 | 930 | 12 | 77.5 | No | 25000 | 3000 | 81 | 4 | 1 | -20 | Dimmable | 5% |  | Not for Use in Enclosed Fixtures |  |  |  | 2014-12-10 | 2014-12-18 | United States | ES_31858_S9145_12182014021840_1023732 | 2229628
SATCO/NUVO | Satco | Dimmable BR40 12W 4000K | S9146 |  | BR40 | Reflector (Flood/Spot) | E26 (Medium) | Directional | LED | 3 | 65 | 86.7 | 80.8 |  |  | 103 | 970 | 12 | 80.8 | No | 25000 | 4000 | 82 | 12 | 1 | -20 | Dimmable | 5% |  | Damp Location Rated |  |  |  | 2014-12-12 | 2014-12-18 | United States | ES_31858_S9146_12182014114951_1023731 | 2229624
SATCO/NUVO | Satco | Dimmable BR40 12W 5000K | S9147 |  | BR40 | Reflector (Flood/Spot) | E26 (Medium) | Directional | LED | 3 | 65 | 162.3 | 127 |  |  | 103 | 1000 | 12 | 83.3 | No | 25000 | 5000 | 84 | 21 | 1 | -20 | Dimmable | 5% |  | Damp Location Rated |  |  |  | 2014-12-12 | 2014-12-18 | United States | ES_31858_S9147_12182014022440_1023732 | 2229641
SATCO/NUVO | Satco | Dimmable BR40 13W 3000K | S9003 |  | BR40 | Reflector (Flood/Spot) | E26 (Medium) | Directional | LED | 3 | 65 | 166.1 | 126.5 |  |  | 105 | 880 | 13 | 67.7 | No | 25000 | 3000 | 82 | 15 | 0.9 | -20 | Dimmable | 5% |  | Damp Location Rated |  |  |  | 2014-05-28 | 2014-06-03 | United States | ES_31858_S9003_06032014095330_1023619 | 2212428
SATCO/NUVO | Satco | Dimmable BR40 16.5W 2700K | S9638 |  | BR40 | Reflector (Flood/Spot) | E26 (Medium) | Directional | LED | 3 | 85 | 164 | 127 |  |  | 103 | 1200 | 16.5 | 72.7 | No | 25000 | 2700 | 82 | 10 | 0.9 | -20 | Dimmable | 5% | No | Damp Location Rated | No |  |  | 2016-03-22 | 2016-04-08 | United States | ES_31858_S9638_04122016033950_1023991 | 2263894
SATCO/NUVO | Satco | Dimmable BR40 16.5W 2700K CRI>90 | S9615 |  | BR40 | Reflector (Flood/Spot) | E26 (Medium) | Directional | LED | 5 | 85 | 165 | 126.3 |  |  | 103 | 1075 | 16.5 | 65.2 | No | 25000 | 2700 | 91 | 51 | 0.9 | -20 | Dimmable | 5% | No | Damp Location Rated | No |  |  | 2016-06-20 | 2016-06-29 | United States, Canada | ES_31858_S9615_06302016111111_1024036 | 2271309
SATCO/NUVO | Satco | Dimmable BR40 16.5W 3000K | S9639 |  | BR40 | Reflector (Flood/Spot) | E26 (Medium) | Directional | LED | 3 | 85 | 164 | 127 |  |  | 103 | 1230 | 16.5 | 74.5 | No | 25000 | 3000 | 82 | 8 | 0.9 | -20 | Dimmable | 5% | No | Damp Location Rated | No |  |  | 2016-03-22 | 2016-04-08 | United States | ES_31858_S9639_04122016034840_1023991 | 2263895
SATCO/NUVO | Satco | Dimmable BR40 16.5W 4000K | S9640 |  | BR40 | Reflector (Flood/Spot) | E26 (Medium) | Directional | LED | 3 | 85 | 164 | 127 |  |  | 103 | 1280 | 16.5 | 77.6 | No | 25000 | 4000 | 82 | 8 | 0.9 | -20 | Dimmable | 5% | No | Damp Location Rated | No |  |  | 2016-03-22 | 2016-04-08 | United States | ES_31858_S9640_04122016035730_1023991 | 2263896
SATCO/NUVO | Satco | Dimmable BR40 16.5W 5000K | S9641 |  | BR40 | Reflector (Flood/Spot) | E26 (Medium) | Directional | LED | 3 | 85 | 164 | 127 |  |  | 103 | 1320 | 16.5 | 80 | No | 25000 | 5000 | 84 | 17 | 0.9 | -20 | Dimmable | 5% | No | Damp Location Rated | No |  |  | 2016-03-22 | 2016-04-08 | United States | ES_31858_S9641_04122016040620_1023991 | 2263897
SATCO/NUVO | Satco | Dimmable BR40 17W 2700K | S9180 |  | BR40 | Reflector (Flood/Spot) | E26 (Medium) | Directional | LED | 3 | 85 | 163.5 | 127.3 |  |  | 103 | 1200 | 17 | 70.6 | No | 25000 | 2700 | 81 | 2 | 1 | -20 | Dimmable | 10% |  | Not for Use in Enclosed Fixtures |  |  |  | 2014-12-07 | 2014-12-18 | United States | ES_31858_S9180_12182014112331_1023731 | 2229620
SATCO/NUVO | Satco | Dimmable BR40 17W 3000K | S9181 |  | BR40 | Reflector (Flood/Spot) | E26 (Medium) | Directional | LED | 3 | 85 | 163.5 | 127.3 |  |  | 103 | 1230 | 17 | 72.4 | No | 25000 | 3000 | 81 | 5 | 1 | -20 | Dimmable | 10% |  | Not for Use in Enclosed Fixtures |  |  |  | 2014-12-08 | 2014-12-18 | United States | ES_31858_S9181_12182014112731_1023731 | 2229621
SATCO/NUVO | Satco | Dimmable BR40 17W 4000K | S9182 |  | BR40 | Reflector (Flood/Spot) | E26 (Medium) | Directional | LED | 3 | 85 | 163.5 | 127.3 |  |  | 103 | 1280 | 17 | 75.3 | No | 25000 | 4000 | 82 | 12 | 1 | -20 | Dimmable | 10% |  | Damp Location Rated,Not for Use in Enclosed Fixtures |  |  |  | 2014-12-08 | 2014-12-18 | United States | ES_31858_S9182_12182014114221_1023731 | 2229622
SATCO/NUVO | Satco | Dimmable BR40 17W 5000K | S9183 |  | BR40 | Reflector (Flood/Spot) | E26 (Medium) | Directional | LED | 3 | 85 | 163.5 | 127.3 |  |  | 103 | 1320 | 17 | 77.6 | No | 25000 | 5000 | 82 | 9 | 1 | -20 | Dimmable | 5% |  | Not for Use in Enclosed Fixtures |  |  |  | 2014-12-08 | 2014-12-18 | United States | ES_31858_S9183_12182014114621_1023731 | 2229623
SATCO/NUVO | Satco | Dimmable BR40 18W 2700K | S9049 |  | BR40 | Reflector (Flood/Spot) | E26 (Medium) | Directional | LED | 3 | 85 | 164.2 | 126.2 |  |  | 105 | 1200 | 18 | 66.7 | No | 25000 | 2700 | 82 | 14 | 0.9 | -20 | Dimmable | 3% |  | None |  |  |  | 2014-04-29 | 2014-06-24 | United States | ES_31858_S9049_06242014044550_1023632 | 2214139
SATCO/NUVO | Satco | Dimmable Candle 4.5W 2700K | S8951 |  | Decorative Candle: Other | Decorative | E12 (Candelabra) | Decorative | LED | 3 | 40 | 97 | 34.8 |  |  |  | 300 | 4.5 | 66.7 | No | 25000 | 2700 | 82 | 10 | 0.9 | -20 | Dimmable | 10% |  | Enclosed Fixtures |  |  |  | 2015-09-24 | 2015-10-06 | United States | ES_31858_S8951_10072015061220_1023909 | 2249706
SATCO/NUVO | Satco | Ultra Mini 13W 4100K | S7218 | ,S6236, | CFL Bare Spiral | General Purpose Replacement | E26 (Medium) | Omnidirectional | CFL | 2 | 60 | 105.9 | 47.6 |  | 1.6 |  | 880 | 13 | 67.7 | No | 12000 | 4100 | 84 | 32 | 0.6 | -18 |  |  |  | None |  |  |  | 2014-07-22 | 2014-07-30 | United States | ES_31858_S7218_07302014031440_1023646 | 2216791
SATCO/NUVO | Satco | Ultra Mini 13W 5000K | S7219 | ,S5518,; ,S5549,; ,S6237, | CFL Bare Spiral | General Purpose Replacement | E26 (Medium) | Omnidirectional | CFL | 2 | 60 | 105.9 | 47.6 |  | 1.6 |  | 880 | 13 | 67.8 | No | 12000 | 5000 | 84 | 37 | 0.6 | -18 |  |  |  | None |  |  |  | 2014-07-22 | 2014-07-30 | United States | ES_31858_S7219_07302014031840_1023646 | 2216792
SATCO/NUVO | Satco | Ultra Mini 18W 2700K | S7224 | ,S5523,; ,S5541,; ,S6271,; ,S6278, | CFL Bare Spiral | General Purpose Replacement | E26 (Medium) | Omnidirectional | CFL | 2 | 75 | 117.5 | 54.9 |  | 1.6 |  | 1200 | 18 | 66.7 | No | 10000 | 2700 | 83 | -3 | 0.6 | -18 |  |  |  | None |  |  |  | 2014-07-20 | 2014-07-28 | United States | ES_31858_S7224_07282014030950_1023645 | 2216595
SATCO/NUVO | Satco | Ultra Mini 23W 2700K | S7227 | ,S5526,; ,S5544,; ,S6274,; ,S6279, | CFL Bare Spiral | General Purpose Replacement | E26 (Medium) | Omnidirectional | CFL | 2 | 100 | 126 | 55 |  | 1.6 |  | 1600 | 23 | 69.6 | No | 12000 | 2700 | 82 | -5 | 0.6 | -18 |  |  |  | None |  |  |  | 2014-07-20 | 2014-07-28 | United States | ES_31858_S7227_07282014030620_1023643 | 2216594
SATCO/NUVO | Satco | Ultra Mini 23W 5000K | S7229 | ,S5528,; ,S5546,; ,S6276, | CFL Bare Spiral | General Purpose Replacement | E26 (Medium) | Omnidirectional | CFL | 2 | 100 | 126 | 55 |  | 1.6 |  | 1600 | 23 | 69.6 | No | 12000 | 5000 | 84 | 35 | 0.6 | -18 |  |  |  | None |  |  |  | 2014-08-20 | 2014-08-28 | United States | ES_31858_S7229_08292014031730_1023661 | 2218215
SATCO/NUVO | Satco | Ultra Mini GU24 13W 2700K | S8203 | ,S5301, | CFL Bare Spiral | General Purpose Replacement | GU24 | Omnidirectional | CFL | 3 | 60 | 93.8 | 46.5 |  | 1.6 |  | 800 | 13 | 61.5 | No | 10000 | 2700 | 83 | -2 | 0.6 | -18 |  |  |  | None |  |  |  | 2014-06-26 | 2014-06-27 | United States | ES_31858_S8203_06272014035950_1023633 | 2214230
SATCO/NUVO | Satco | Ultra Mini GU24 18W 3500K | S8229 | ,S8234, | CFL Bare Spiral | General Purpose Replacement | GU24 | Omnidirectional | CFL | 3 | 75 | 105.9 | 54.9 |  | 1.6 |  | 1200 | 18 | 66.7 | No | 10000 | 3500 | 84 | 21 | 0.6 | -18 |  |  |  | Enclosed Fixtures |  |  |  | 2015-07-16 | 2015-07-21 | United States | ES_31858_S8229_07212015035730_1023854 | 2243867
SATCO/NUVO | Satco | Ultra Mini GU24 18W 3500K | S8234 |  | CFL Bare Spiral | General Purpose Replacement | GU24 | Omnidirectional | CFL | 3 | 75 | 105.9 | 54.9 |  | 1.6 |  | 1200 | 18 | 66.7 | No | 10000 | 3500 | 84 | 21 | 0.6 | -18 |  |  |  | Enclosed Fixtures |  |  |  | 2015-07-16 | 2015-07-21 | United States | ES_31858_S8234_07212015035110_1023854 | 2243866
SATCO/NUVO | SATCO/NUVO | Dimmable Omni A19 9W 2700K | S9605 |  | A19 | General Purpose Replacement | E26 (Medium) | Omnidirectional | LED | 3 | 60 | 110.8 | 59.8 |  |  |  | 800 | 9 | 88.9 | No | 25000 | 2700 | 82 | 8 | 0.9 | -20 | Dimmable | 5% |  | Damp Location Rated,Enclosed Fixtures,Recessed Fixtures |  |  |  | 2016-01-20 | 2016-01-25 | United States, Canada | ES_31858_S9605_01252016035730_1023954 | 2257320
SATCO/NUVO | SATCO/NUVO | Dimmable Omni A19 9W 3000K | S9606 |  | A19 | General Purpose Replacement | E26 (Medium) | Omnidirectional | LED | 3 | 60 | 110.8 | 59.8 |  |  |  | 830 | 9 | 92.2 | No | 25000 | 3000 | 84 | 16 | 0.9 | -20 | Dimmable | 5% |  | Damp Location Rated,Enclosed Fixtures,Recessed Fixtures |  |  |  | 2016-01-20 | 2016-01-20 | United States, Canada | ES_31858_S9606_01252016035730_1023955 | 2257323
SATCO/NUVO | SATCO/NUVO | Dimmable Omni A19 9W 3500K | S9607 |  | A19 | General Purpose Replacement | E26 (Medium) | Omnidirectional | LED | 3 | 60 | 110.8 | 59.8 |  |  |  | 845 | 9 | 93.9 | No | 25000 | 3500 | 84 | 14 | 0.9 | -20 | Dimmable | 5% |  | Damp Location Rated,Enclosed Fixtures,Recessed Fixtures |  |  |  | 2016-01-20 | 2016-01-25 | United States, Canada | ES_31858_S9607_01252016035730_1023955 | 2257324
SATCO/NUVO | SATCO/NUVO | Dimmable Omni A19 9W 4000K | S9608 |  | A19 | General Purpose Replacement | E26 (Medium) | Omnidirectional | LED | 3 | 60 | 110.8 | 59.8 |  |  |  | 860 | 9 | 95.6 | No | 25000 | 4000 | 85 | 8 | 0.9 | -20 | Dimmable | 5% |  | Damp Location Rated,Enclosed Fixtures,Recessed Fixtures |  |  |  | 2016-01-20 | 2016-01-25 | United States, Canada | ES_31858_S9608_01252016035730_1023955 | 2257325
SATCO/NUVO | SATCO/NUVO | Dimmable Omni A19 9W 5000K | S9609 |  | A19 | General Purpose Replacement | E26 (Medium) | Omnidirectional | LED | 3 | 60 | 110.8 | 59.8 |  |  |  | 900 | 9 | 100 | No | 25000 | 5000 | 83 | 15 | 0.9 | -20 | Dimmable | 5% |  | Damp Location Rated,Enclosed Fixtures,Recessed Fixtures |  |  |  | 2016-01-20 | 2016-01-25 | United States, Canada | ES_31858_S9609_01252016035730_1023955 | 2257326
SATCO/NUVO | SATCO/NUVO | Dimmable Omni A19 GU24 9W 2700K | S9610 |  | A19 | General Purpose Replacement | GU24 | Omnidirectional | LED | 3 | 60 | 110.8 | 59.8 |  |  |  | 800 | 9 | 88.9 | No | 25000 | 2700 | 82 | 8 | 0.9 | -20 | Dimmable | 5% |  | Damp Location Rated,Enclosed Fixtures,Recessed Fixtures |  |  |  | 2016-01-20 | 2016-01-20 | United States, Canada | ES_31858_S9610_01252016035730_1023955 | 2257327
SATCO/NUVO | SATCO/NUVO | Dimmable Omni A19 GU24 9W 3500K | S9611 |  | A19 | General Purpose Replacement | GU24 | Omnidirectional | LED | 3 | 60 | 110.8 | 59.8 |  |  |  | 845 | 9 | 88.9 | No | 25000 | 3500 | 84 | 13 | 0.9 | -20 | Dimmable | 5% |  | Damp Location Rated,Enclosed Fixtures,Recessed Fixtures |  |  |  | 2016-01-20 | 2016-01-25 | United States, Canada | ES_31858_S9611_01252016035730_1023955 | 2257328
SATCO/NUVO | SATCO PRODUCTS | LED A19 9W S9378 | S9378 |  | A19 | General Purpose Replacement | E26 (Medium) | Omnidirectional | LED | 3 | 60 | 116 | 60 |  |  |  | 800 | 9.6 | 84.2 | No | 25000 | 2700 | 80 | 10 | 1 | -20 | Dimmable | 10% |  | None |  |  |  | 2016-02-09 | 2016-02-18 | United States, Canada | ES_31858_S9378_02262016082620_1023973 | 2260933
Shanghai Dangoo Electronics Co., Ltd | BALENO | LED Lamp | BR40 120V 18W 90WE 850 E26 DIM G3 |  | BR40 | Reflector (Flood/Spot) | E26 (Medium) | Directional | LED | 3 | 90 | 165 | 130 |  |  |  | 1323 | 18 | 73.5 | No | 25000 | 5000 | 88 | 36 | 0.9 | -20 | Dimmable | 10% |  | None |  |  |  | 2015-11-30 | 2015-12-07 | United States | ES_1059377_BR40 120V 18W 90WE 850 E26 DIM G3_12102015130516_8950884 | 2254582
SHENZHEN KAKAWIN ENTERPRISE CO.,LTD | RGB | DGU10-5TC6L(6500K) | DGU10-5TC6L(6500K) |  | PAR16 | Reflector (Flood/Spot) | GU10 | Directional | LED | 5 | 45 | 58.8 | 49.7 | 390 |  | 60 | 450 | 5 | 90 | No | 25000 | 6500 | 84 | 9 | 0.8 | -20 | Dimmable | 20% | Yes | Damp Location Rated | No |  |  | 2015-07-15 | 2016-05-13 | United States, Canada | ES_1135476_DGU10-5TC6L(6500K)_05162016025136_7096712 | 2266774
SHENZHEN KAKAWIN ENTERPRISE CO.,LTD | RGB | DGU10-6TS3L(30K30) | DGU10-6TS3L(30K30) |  | PAR16 | Reflector (Flood/Spot) | GU10 | Directional | LED | 5 | 50 | 58.5 | 49.4 | 817 |  | 30 | 450 | 6 | 75 | No | 25000 | 3000 | 83 | 10 | 0.8 | -20 | Dimmable | 10% | Yes | Damp Location Rated | No |  |  | 2015-09-06 | 2016-07-06 | United States, Canada | ES_1135476_DGU10-6TS3L(30K30)_05132016065436_2476307 | 2266623
SHENZHEN KAKAWIN ENTERPRISE CO.,LTD | RGB | DGU10-6TS3L(40K30) | DGU10-6TS3L(40K30) |  | PAR16 | Reflector (Flood/Spot) | GU10 | Directional | LED | 5 | 50 | 58.6 | 49.6 | 811 |  | 30 | 450 | 6 | 75 | No | 25000 | 4000 | 83 | 10 | 0.8 | -20 | Dimmable | 10% | Yes | Damp Location Rated | No |  |  | 2015-09-06 | 2016-07-06 | United States, Canada | ES_1135476_DGU10-6TS3L(40K30)_05132016065539_2539609 | 2266624
SHENZHEN KAKAWIN ENTERPRISE CO.,LTD | RGB | DGU10-6TS3L(50K30) | DGU10-6TS3L(50K30) |  | PAR16 | Reflector (Flood/Spot) | GU10 | Directional | LED | 5 | 50 | 58.8 | 49.6 | 831 |  | 30 | 450 | 6 | 75 | No | 25000 | 5000 | 81 | 1 | 0.9 | -20 | Dimmable | 10% | Yes | Damp Location Rated | No |  |  | 2015-09-06 | 2016-07-06 | United States, Canada | ES_1135476_DGU10-6TS3L(50K30)_05132016065618_2578420 | 2266625
SHENZHEN KAKAWIN ENTERPRISE CO.,LTD | RGB | DGU10-6TS3L(65K30) | DGU10-6TS3L(65K30) |  | PAR16 | Reflector (Flood/Spot) | GU10 | Directional | LED | 5 | 50 | 58.5 | 49.5 | 910 |  | 30 | 450 | 6 | 75 | No | 25000 | 6500 | 85 | 20 | 0.8 | -20 | Dimmable | 10% | Yes | Damp Location Rated | No |  |  | 2015-09-06 | 2016-07-06 | United States, Canada | ES_1135476_DGU10-6TS3L(65K30)_05132016065808_2688448 | 2266626
SHENZHEN KAKAWIN ENTERPRISE CO.,LTD | RGB | DGU10-6TS6L(30K60) | DGU10-6TS6L(30K60) |  | PAR16 | Reflector (Flood/Spot) | GU10 | Directional | LED | 5 | 50 | 58.5 | 49.4 | 452 |  | 60 | 450 | 6 | 75 | No | 25000 | 3000 | 83 | 9 | 0.8 | -20 | Dimmable | 10% | Yes | Damp Location Rated | No |  |  | 2015-09-06 | 2016-07-06 | United States, Canada | ES_1135476_DGU10-6TS6L(30K60)_05132016065109_2269788 | 2266627
SHENZHEN KAKAWIN ENTERPRISE CO.,LTD | RGB | DGU10-6TS6L(40K60) | DGU10-6TS6L(40K60) |  | PAR16 | Reflector (Flood/Spot) | GU10 | Directional | LED | 5 | 50 | 58.6 | 49.6 | 404 |  | 60 | 450 | 6 | 75 | No | 25000 | 4000 | 82 | 7 | 0.8 | -20 | Dimmable | 10% | Yes | Damp Location Rated | No |  |  | 2015-09-06 | 2016-07-06 | United States, Canada | ES_1135476_DGU10-6TS6L(40K60)_05132016065201_2321154 | 2266628
SHENZHEN KAKAWIN ENTERPRISE CO.,LTD | RGB | DGU10-6TS6L(50K60) | DGU10-6TS6L(50K60) |  | PAR16 | Reflector (Flood/Spot) | GU10 | Directional | LED | 5 | 50 | 58.8 | 49.6 | 409 |  | 60 | 450 | 6 | 75 | No | 25000 | 5000 | 80 | 1 | 0.9 | -20 | Dimmable | 10% | Yes | Damp Location Rated | No |  |  | 2015-09-06 | 2016-07-06 | United States, Canada | ES_1135476_DGU10-6TS6L(50K60)_05132016065242_2362125 | 2266629
SHENZHEN KAKAWIN ENTERPRISE CO.,LTD | RGB | DGU10-6TS6L(65K60) | DGU10-6TS6L(65K60) |  | PAR16 | Reflector (Flood/Spot) | GU10 | Directional | LED | 5 | 50 | 58.5 | 49.5 | 419 |  | 60 | 450 | 6 | 75 | No | 25000 | 6500 | 83 | 12 | 0.8 | -20 | Dimmable | 10% | Yes | Damp Location Rated | No |  |  | 2015-09-06 | 2016-07-06 | United States, Canada | ES_1135476_DGU10-6TS6L(65K60)_05132016065337_2417754 | 2266630
SHENZHEN KAKAWIN ENTERPRISE CO.,LTD | RGB | LED Lamps | YG-DPAR20-6W |  | PAR20 | Reflector (Flood/Spot) | E26 (Medium) | Directional | LED | 5 | 50 | 81.9 | 59.4 | 458 |  | 60 | 480 | 6 | 93 | No | 25000 | 3000 | 81 | 2 | 0.7 | -20 | Dimmable | 6% | No | None | No |  |  | 2016-03-07 | 2016-03-10 | United States, Canada | ES_1135476_YG-DPAR20-6W_03232016104734_2567549 | 2262934
Shenzhen Kingliming Technology Co., Ltd. | King | Integral LED Lamps | KING-PAR20-T6 |  | PAR20 | Reflector (Flood/Spot) | E26 (Medium) | Directional | LED | 3 | 50 | 82 | 61 | 1061 |  | 40 |  | 7 | 75.7 | No | 25000 | 3000 | 81 | 10 | 0.7 | -20 |  |  |  | None |  |  |  | 2013-10-25 | 2014-10-07 | United States, Canada | ES_1122460_KING-PAR20-T6_10092014142504_1268979 | 2222007
Shenzhen Kingliming Technology Co., Ltd. | King | Integral LED Lamps | KING-PAR20-T6 |  | PAR20 | Reflector (Flood/Spot) | E26 (Medium) | Directional | LED | 3 | 50 | 82 | 61 | 1247 |  | 40 |  | 7 | 75.7 | No | 25000 | 6500 | 84 | 14 | 0.7 | -20 |  |  |  | None |  |  |  | 2013-10-25 | 2014-10-07 | United States, Canada | ES_1122460_KING-PAR20-T6_10092014142504_6166112 | 2222008
Shenzhen Kingliming Technology Co., Ltd. | King | Integral LED Lamps | KING-PAR30-T7 |  | PAR30L | Reflector (Flood/Spot) | E26 (Medium) | Directional | LED | 3 | 65 | 110 | 108 | 845 |  | 50 |  | 10 | 78 | No | 25000 | 6500 | 84 | 19 | 0.7 | -20 |  |  |  | None |  |  |  | 2013-10-25 | 2014-10-07 | United States, Canada | ES_1122460_KING-PAR30-T7_10092014142537_6468942 | 2222006
Shenzhen Kingliming Technology Co., Ltd. | King | Integral LED Lamps | KING-PAR30-T7 |  | PAR30L | Reflector (Flood/Spot) | E26 (Medium) | Directional | LED | 3 | 65 | 110 | 108 | 915 |  | 50 |  | 10 | 78 | No | 25000 | 3000 | 81 | 12 | 0.7 | -20 |  |  |  | None |  |  |  | 2013-10-25 | 2014-10-07 | United States, Canada | ES_1122460_KING-PAR30-T7_10092014142537_5111724 | 2222005
Shenzhen Kingliming Technology Co., Ltd. | King | KING-GU10-T6 | KING-GU10-T6 |  | PAR16 | Reflector (Flood/Spot) | GU10 | Directional | LED | 3 | 60 | 70 | 49.4 | 806 |  | 38 | 440 | 5 | 88 | No | 25000 | 3000 | 82 | 13 | 0.6 | -25 |  |  |  | Recessed Fixtures |  |  |  | 2015-04-13 | 2015-09-04 | United States, Canada | ES_1122460_KING-GU10-T6_05212015103945_4785645 | 2239932
Shenzhen Kingliming Technology Co., Ltd. | King | KING-HR16-T6 | KING-HR16-T6 |  | PAR16 | Reflector (Flood/Spot) | E26 (Medium) | Directional | LED | 3 | 60 | 70 | 49.5 | 722 |  | 38 | 420 | 5 | 84 | No | 25000 | 3000 | 82 | 14 | 0.6 | -25 |  |  |  | Recessed Fixtures |  |  |  | 2015-04-13 | 2015-09-04 | United States, Canada | ES_1122460_KING-HR16-T6_05212015104002_4802305 | 2239933
Shenzhen Kingliming Technology Co., Ltd. | King | KING-PAR30-COB | KING-PAR30-COB |  | PAR30 | Reflector (Flood/Spot) | E26 (Medium) | Directional | LED | 3 | 75 | 92.5 | 118 | 2266 |  | 40 | 1115 | 15 | 74.3 | No | 25000 | 3000 | 82 | 12 | 1 | -25 | Dimmable |  |  | Recessed Fixtures |  |  |  | 2015-04-13 | 2015-09-04 | United States, Canada | ES_1122460_KING-PAR30-COB_05212015104014_4814757 | 2239934
RFsemi Technologies, Inc. | RFsemi Technologies, INC. | Omnidirectional LED Lamp | PBA-0812-WW-01_30K90 |  | A19 | General Purpose Replacement | E26 (Medium) | Omnidirectional | LED | 3 | 40 | 112.6 | 64.6 |  |  |  | 563 | 8 | 75 | No | 25000 | 3000 | 94 | 68 | 0.9 | -25 | Dimmable | 15% | No | Damp Location Rated | No |  |  | 2016-07-12 | 2016-08-01 | United States, Canada | ES_1136933_PBA-0812-WW-01_30K90_08012016224943_1783721 | 2273921
RFsemi Technologies, Inc. | RFsemi Technologies, INC. | Omnidirectional LED Lamp | PBA-1012-WW-01_30K90 |  | A19 | General Purpose Replacement | E26 (Medium) | Omnidirectional | LED | 3 | 40 | 98.6 | 67.6 |  |  |  | 714 | 10 | 71.4 | No | 25000 | 3000 | 94 | 69 | 0.9 | -25 | Dimmable | 15% | No | Damp Location Rated | No |  |  | 2016-07-12 | 2016-08-01 | United States, Canada | ES_1136933_PBA-1012-WW-01_30K90_08012016225627_2187194 | 2273922
RFsemi Technologies, Inc. | RFsemi Technologies, INC. | Omnidirectional LED Lamp | PBA-1212-WW-01_30K90 |  | A19 | General Purpose Replacement | E26 (Medium) | Omnidirectional | LED | 3 | 60 | 111.1 | 69.2 |  |  |  | 881 | 12 | 73.4 | No | 25000 | 3000 | 94 | 69 | 0.9 | -25 | Dimmable | 17% | No | Damp Location Rated | No |  |  | 2016-07-12 | 2016-08-01 | United States, Canada | ES_1136933_PBA-1212-WW-01_30K90_08012016230142_2502938 | 2273948
Rite Aid Corporation | Rite Aid | FLE13HT3/2/10E/SW | 64107 | ,64104,; ,FLE13H/T3/2PK/RA,; ,FLE13H/T3/SW/RA,; ,item 0370093, | CFL Bare Spiral | General Purpose Replacement | E26 (Medium) | Omnidirectional | CFL | 2 | 60 | 115.5 | 45 |  | 1 |  | 915 | 13.4 | 68.3 | No | 10000 | 2700 | 83 | -5 | 0.6 | -15 |  |  |  | Damp Location Rated |  |  |  | 2015-01-12 | 2015-01-16 | United States | ES_21371_64107_01162015170306_7786134 | 2231125
Rite Aid Corporation | Rite Aid | FLE20HT3/2/10E/SW | 67914 | ,0351659,; ,0370094,; ,73325,; ,FLE20HT3/SW/RA,; ,FLE20HT3SWBX2-RA, | CFL Bare Spiral | General Purpose Replacement | E26 (Medium) | Omnidirectional | CFL | 2 | 75 | 113 | 58.8 |  | 1 |  | 1300 | 20.1 | 65 | No | 10000 | 2700 | 82 | -22 | 0.6 | -15 |  |  |  | Damp Location Rated |  |  |  | 2014-09-02 | 2014-10-09 | United States | ES_21371_67914_10092014150904_7344177 | 2221925
Rite Aid Corporation | Rite Aid | FLE23HT3/2/10E/SW | 64116 | ,64986,; ,FLE23/T3/2PK/RA,; ,FLE23H/T3/SW/RA,; ,item 0370095,; ,item 0370097, | CFL Bare Spiral | General Purpose Replacement | E26 (Medium) | Omnidirectional | CFL | 2 | 100 | 128 | 63 |  | 1 |  | 1745 | 22.9 | 76.2 | No | 10000 | 2700 | 83 | -11 | 0.6 | -15 |  |  |  | Damp Location Rated |  |  |  | 2015-01-13 | 2015-01-16 | United States | ES_21371_64116_01162015171709_8629660 | 2231126
RONA Inc. | FACTO | Integral LED lamps | 15735000 |  | PAR20 | Reflector (Flood/Spot) | E26 (Medium) | Directional | LED | 3 | 50 | 83.3 | 63 | 522 |  | 60 | 415 | 7 | 59.3 | No | 25000 | 2700 | 82 | 10 | 0.8 | -25 | Dimmable | 20% |  | Recessed Fixtures |  |  |  | 2013-07-25 | 2014-07-28 | United States, Canada | ES_1060963_15735000_07292014064244_4469787 | 2216529
RONA Inc. | FACTO | Integral LED lamps | 15735001 |  | A19 | General Purpose Replacement | E26 (Medium) | Omnidirectional | LED | 3 | 60 | 109.4 | 59.7 |  |  |  | 800 | 9.8 | 81.6 | No | 25000 | 2700 | 80 | 1 | 0.9 | -20 | Dimmable | 20% |  | Recessed Fixtures |  |  |  | 2013-07-25 | 2014-07-28 | Canada | ES_1060963_15735001_07282014162050_1735697 | 2216479
RONA Inc. | FACTO | Integral LED lamps | 15735001 |  | A19 | General Purpose Replacement | E26 (Medium) | Omnidirectional | LED | 3 | 60 | 109.4 | 59.7 |  |  |  | 800 | 9.8 | 81.6 | No | 25000 | 2700 | 80 | 1 | 0.9 | -20 | Dimmable | 20% |  | Recessed Fixtures |  |  |  | 2013-07-25 | 2014-07-28 | United States | ES_1060963_15735001_07282014162050_7346756 | 2216480
RONA Inc. | FACTO | Integral LED lamps | 15735001 |  | A19 | General Purpose Replacement | E26 (Medium) | Omnidirectional | LED | 3 | 60 | 109.4 | 59.7 |  |  |  | 800 | 9.8 | 81.6 | No | 25000 | 2700 | 80 | 1 | 0.9 | -20 | Dimmable | 20% |  | Recessed Fixtures |  |  |  | 2013-07-25 | 2014-07-28 | United States | ES_1060963_15735001_07282014162050_8202741 | 2216478
RONA Inc. | FACTO | Integral LED lamps | 15735002 |  | A19 | General Purpose Replacement | E26 (Medium) | Omnidirectional | LED | 3 | 40 | 109 | 60.3 |  |  |  | 450 | 7 | 64.2 | No | 25000 | 2700 | 80 | 1 | 0.9 | -20 | Dimmable | 20% |  | Recessed Fixtures |  |  |  | 2013-07-25 | 2014-07-28 | Canada | ES_1060963_15735002_07282014161927_5047066 | 2216476
RONA Inc. | FACTO | Integral LED lamps | 15735002 |  | A19 | General Purpose Replacement | E26 (Medium) | Omnidirectional | LED | 3 | 40 | 109 | 60.3 |  |  |  | 450 | 7 | 64.2 | No | 25000 | 2700 | 80 | 1 | 0.9 | -20 | Dimmable | 20% |  | Recessed Fixtures |  |  |  | 2013-07-25 | 2014-07-28 | United States | ES_1060963_15735002_07282014161927_6014674 | 2216477
RONA Inc. | FACTO | Integral LED lamps | 15735002 |  | A19 | General Purpose Replacement | E26 (Medium) | Omnidirectional | LED | 3 | 40 | 109 | 60.3 |  |  |  | 450 | 7 | 64.2 | No | 25000 | 2700 | 80 | 1 | 0.9 | -20 | Dimmable | 20% |  | Recessed Fixtures |  |  |  | 2013-07-25 | 2014-07-28 | United States | ES_1060963_15735002_07282014161927_9752698 | 2216475
RONA Inc. | UBERHAUS | 16715000 | 16715000 |  | Decorative Candle: Other | Decorative | E12 (Candelabra) | Decorative | LED | 3 | 40 | 97 | 35 |  |  |  | 325 | 5.3 | 61.3 | No | 25000 | 3000 | 82 | 17 | 0.9 | -20 | Dimmable | 9% |  | Not for Use in Enclosed Fixtures |  |  |  | 2014-04-10 | 2014-12-16 | United States, Canada | ES_1060963_16715000_12162014091000_1023723 | 2229500
RONA Inc. | UBERHAUS | LED lamps | 15735005 |  | PAR16 | Reflector (Flood/Spot) | GU10 | Directional | LED | 3 | 50 | 56.9 | 49.6 | 1517 |  | 36 | 450 | 7.5 | 71.2 | No | 25000 | 2700 | 83 | 13 | 1 | -20 | Dimmable | 11% | No | None | No |  |  | 2016-02-04 | 2016-01-29 | United States, Canada | ES_1060963_15735005_02172016125831_8201529 | 2260215
RONA Inc. | UBERHAUS | LED lamps | 15735007 |  | PAR20 | Reflector (Flood/Spot) | E26 (Medium) | Directional | LED | 3 | 50 | 83.4 | 63.5 | 440 |  | 60 |  | 7 | 65.4 | No | 25000 | 2700 | 83 | 13 | 1 | -20 | Dimmable | 20% |  | None |  |  |  | 2015-09-30 | 2015-09-30 | United States, Canada | ES_1060963_15735007_10082015132024_6410148 | 2249763
SATCO/NUVO | Satco | Dimmable Candle 4.5W 3000K | S8952 |  | Decorative Candle: Other | Decorative | E12 (Candelabra) | Decorative | LED | 3 | 40 | 97 | 34.8 |  |  |  | 310 | 4.5 | 68.9 | No | 25000 | 3000 | 83 | 9 | 0.9 | -20 | Dimmable | 5% |  | Enclosed Fixtures |  |  |  | 2015-09-24 | 2015-10-06 | United States | ES_31858_S8952_10072015061730_1023909 | 2249707
SATCO/NUVO | Satco | Dimmable Candle 4.5W 3000K | S8953 |  | Decorative Candle: Other | Decorative | E26 (Medium) | Decorative | LED | 3 | 40 | 97 | 34.8 |  |  |  | 310 | 4.5 | 68.9 | No | 25000 | 3000 | 83 | 9 | 0.9 | -20 | Dimmable | 10% |  | Enclosed Fixtures |  |  |  | 2015-09-24 | 2015-10-06 | United States | ES_31858_S8953_10072015062000_1023910 | 2249708
SATCO/NUVO | Satco | Dimmable Candle 5W 2700K | S8983 |  | Decorative: Other | Decorative | E12 (Candelabra) | Decorative | LED | 3 | 40 | 95.7 | 33.3 |  |  |  | 300 | 5 | 60 | No | 25000 | 2700 | 82 | 18 | 0.7 | -20 | Dimmable | 5% |  | None |  |  |  | 2014-06-15 | 2014-06-18 | United States | ES_31858_S8983_06192014085220_1023627 | 2213471
SATCO/NUVO | Satco | Dimmable Candle 5W 3000K | S8981 |  | Decorative: Other | Decorative | E12 (Candelabra) | Decorative | LED | 3 | 40 | 96 | 34.9 |  |  |  | 310 | 5 | 62 | No | 25000 | 3000 | 83 | 20 | 0.7 | -20 | Dimmable | 5% |  | None |  |  |  | 2014-06-10 | 2014-06-18 | United States | ES_31858_S8981_06192014083950_1023627 | 2213469
SATCO/NUVO | Satco | Dimmable Candle 5W 3000K | S8982 |  | Decorative: Other | Decorative | E26 (Medium) | Decorative | LED | 3 | 40 | 96 | 34.9 |  |  |  | 310 | 5 | 62 | No | 25000 | 3000 | 83 | 20 | 0.7 | -20 | Dimmable | 5% |  | None |  |  |  | 2014-06-15 | 2014-06-18 | United States | ES_31858_S8982_06192014084950_1023627 | 2213470
SATCO/NUVO | Satco | Dimmable Globe 6W 2700K | S9200 |  | G25 | Globe | E26 (Medium) | Decorative | LED | 3 | 40 | 108.6 | 84.8 |  |  |  | 450 | 6 | 75 | No | 25000 | 2700 | 81 | 5 | 0.9 | -20 | Dimmable | 5% | Yes | Damp Location Rated | No |  |  | 2016-10-17 | 2016-10-17 | United States | ES_31858_S9200_10172016010950_1024082 | 2281573
SATCO/NUVO | Satco | Dimmable Globe 6W 3000K | S9201 |  | G25 | Globe | E26 (Medium) | Decorative | LED | 3 | 40 | 83.5 | 79.7 |  |  |  | 470 | 6 | 78.3 | No | 25000 | 3000 | 81 | 6 | 1 | -20 | Dimmable | 10% |  | Damp Location Rated |  |  |  | 2015-03-12 | 2015-03-20 | United States | ES_31858_S9201_03202015050550_1023781 | 2234991
SATCO/NUVO | Satco | Dimmable Globe 6W 3000K | S9201 |  | G25 | Globe | E26 (Medium) | Decorative | LED | 3 | 40 | 108.6 | 84.8 |  |  |  | 450 | 6 | 75 | No | 25000 | 3000 | 83 | 10 | 0.9 | -20 | Dimmable | 5% | Yes | Damp Location Rated | No |  |  | 2016-10-17 | 2016-10-17 | United States | ES_31858_S9201_10172016010950_1024082 | 2281574
SATCO/NUVO | Satco | Dimmable Globe 8W 3000K | S9053 |  | G25 | Globe | E26 (Medium) | Omnidirectional | LED | 3 | 40 | 108.9 | 77.8 |  |  |  | 430 | 8 | 53.8 | No | 25000 | 3000 | 84 | 18 | 0.7 | -20 | Dimmable | 5% |  | None |  |  |  | 2014-06-19 | 2014-06-27 | United States | ES_31858_S9053_06272014011840_1023633 | 2214224
SATCO/NUVO | Satco | Dimmable GU10 6.5W 3000K 40° | S9383 |  | PAR16 | Reflector (Flood/Spot) | GU10 | Directional | LED | 3 | 50 | 55.2 | 50.2 | 876 |  | 40 | 500 | 6.5 | 76.9 | No | 25000 | 3000 | 83 | 12 | 1 | -20 | Dimmable | 5% | Yes | Damp Location Rated | No |  |  | 2016-09-30 | 2016-09-30 | United States | ES_31858_S9383_09302016040950_1024078 | 2280461
SATCO/NUVO | Satco | Dimmable GU10 6.5W 3000K 40° | S9383 |  | PAR16 | Reflector (Flood/Spot) | GU10 | Directional | LED | 3 | 50 | 55.2 | 50.2 | 876 |  | 40 | 520 | 6.5 | 80 | No | 25000 | 3000 | 83 | 12 | 1 | -20 | Dimmable | 5% |  | None |  |  |  | 2015-12-02 | 2015-12-09 | United States, Canada | ES_31858_S9383_12102015021840_1023939 | 2254700
SATCO/NUVO | Satco | Dimmable GU10 6.5W 5000K 40° | S9385 |  | PAR16 | Reflector (Flood/Spot) | GU10 | Directional | LED | 3 | 50 | 55.2 | 50.2 | 876 |  | 40 | 500 | 6.5 | 76.9 | No | 25000 | 5000 | 85 | 22 | 1 | -20 | Dimmable | 5% | Yes | Damp Location Rated | No |  |  | 2016-09-30 | 2016-09-30 | United States | ES_31858_S9385_09302016040950_1024078 | 2280464
Sunshine Lighting | Sunlite | PAR16 | 80104 |  | PAR16 | Reflector (Flood/Spot) | GU10 | Directional | LED | 3 | 50 | 59 | 50 | 1156 |  | 38 |  | 6.5 | 76.9 | No | 25000 | 2700 | 81 | 5 | 0.9 | -20 | Dimmable | 10% |  | None |  |  |  | 2015-07-22 | 2015-07-27 | United States, Canada | ES_1023648_80104_08052015135211_4033336 | 2245125
SATCO/NUVO | Satco | Dimmable GU10 6.5W 5000K 40° | S9385 |  | PAR16 | Reflector (Flood/Spot) | GU10 | Directional | LED | 3 | 50 | 55.2 | 50.2 | 876 |  | 40 | 560 | 6.5 | 86.2 | No | 25000 | 5000 | 85 | 22 | 1 | -20 | Dimmable | 5% |  | Enclosed Fixtures |  |  |  | 2015-12-21 | 2016-01-27 | United States, Canada | ES_31858_S9385_01272016104951_1023944 | 2257410
SATCO/NUVO | Satco | Dimmable GU10 7W 3000K 40° | S9096 |  | PAR16 | Reflector (Flood/Spot) | GU10 | Directional | LED | 3 | 50 | 54.9 | 50.1 | 1084 |  | 40 | 520 | 7 | 74.3 | No | 25000 | 3000 | 81 | 6 | 0.7 | -20 | Dimmable | 10% |  | None |  |  |  | 2015-01-02 | 2015-01-08 | United States | ES_31858_S9096_01082015100221_1023742 | 2230801
SATCO/NUVO | Satco | Dimmable MR16 6.5W 2700K 25° | S9490 |  | MR16 | Reflector (Flood/Spot) | GU5.3 | Directional | LED | 3 | 50 | 45.5 | 50.1 | 2334 |  | 25 | 500 | 6.5 | 76.9 | No | 25000 | 2700 | 83 | 15 | 1 | -20 | Dimmable | 5% | Yes | Damp Location Rated | No |  |  | 2016-08-29 | 2016-09-08 | United States | ES_31858_S9490_09082016040440_1024068 | 2278518
SATCO/NUVO | Satco | Dimmable MR16 6.5W 2700K 40° | S9495 |  | MR16 | Reflector (Flood/Spot) | GU5.3 | Directional | LED | 3 | 50 | 45.5 | 50.1 | 1219 |  | 40 | 500 | 6.5 | 76.9 | No | 25000 | 2700 | 83 | 14 | 1 | -20 | Dimmable | 5% | Yes | Damp Location Rated | No |  |  | 2016-08-29 | 2016-09-08 | United States | ES_31858_S9495_09082016040440_1024068 | 2278512
SATCO/NUVO | Satco | Dimmable MR16 6.5W 3000K 25° | S9491 |  | MR16 | Reflector (Flood/Spot) | GU5.3 | Directional | LED | 3 | 50 | 45.5 | 50.1 | 2445 |  | 25 | 520 | 6.5 | 80 | No | 25000 | 3000 | 83 | 10 | 1 | -20 | Dimmable | 5% | Yes | Damp Location Rated | No |  |  | 2016-08-29 | 2016-09-08 | United States | ES_31858_S9491_09082016040440_1024068 | 2278517
SATCO/NUVO | Satco | Dimmable MR16 6.5W 3000K 40° | S9496 |  | MR16 | Reflector (Flood/Spot) | GU5.3 | Directional | LED | 3 | 50 | 45.5 | 50.1 | 1068 |  | 40 | 520 | 6.5 | 80 | No | 25000 | 3000 | 83 | 10 | 1 | -20 | Dimmable | 5% | Yes | Damp Location Rated | No |  |  | 2016-08-29 | 2016-09-08 | United States | ES_31858_S9496_09082016040440_1024068 | 2278513
SATCO/NUVO | Satco | Dimmable MR16 6.5W 3500K 40° | S9497 |  | MR16 | Reflector (Flood/Spot) | GU5.3 | Directional | LED | 3 | 50 | 45.5 | 50.1 | 1231 |  | 40 | 530 | 6.5 | 81.5 | No | 25000 | 3500 | 84 | 13 | 1 | -20 | Dimmable | 5% | Yes | Damp Location Rated | No |  |  | 2016-08-29 | 2016-09-08 | United States | ES_31858_S9497_09082016040440_1024068 | 2278514
SATCO/NUVO | Satco | Dimmable MR16 6.5W 4000K 40° | S9498 |  | MR16 | Reflector (Flood/Spot) | GU5.3 | Directional | LED | 3 | 50 | 45.5 | 50.1 | 1185 |  | 40 | 540 | 6.5 | 83.1 | No | 25000 | 4000 | 84 | 12 | 1 | -20 | Dimmable | 5% | Yes | Damp Location Rated | No |  |  | 2016-08-29 | 2016-09-08 | United States | ES_31858_S9498_09082016040440_1024068 | 2278515
SATCO/NUVO | Satco | Dimmable MR16 6.5W 5000K 40° | S9499 |  | MR16 | Reflector (Flood/Spot) | GU5.3 | Directional | LED | 3 | 50 | 45.5 | 50.1 | 1217 |  | 40 | 560 | 6.5 | 86.2 | No | 25000 | 5000 | 85 | 21 | 1 | -20 | Dimmable | 5% | Yes | Damp Location Rated | No |  |  | 2016-08-29 | 2016-09-08 | United States | ES_31858_S9499_09082016040440_1024068 | 2278516
SATCO/NUVO | Satco | Dimmable MR16 7W 2700K 40° | S9103 |  | MR16 | Reflector (Flood/Spot) | GU5.3 | Directional | LED | 3 | 50 | 47 | 49.5 | 1117 |  | 40 | 500 | 7 | 71.4 | No | 25000 | 2700 | 82 | 5 | 1 | -20 | Dimmable | 5% |  | Damp Location Rated |  |  |  | 2014-10-29 | 2014-10-31 | United States | ES_31858_S9103_10312014113111_1023705 | 2223984
SATCO/NUVO | Satco | Dimmable MR16 7W 3000K 40° | S9104 |  | MR16 | Reflector (Flood/Spot) | GU5.3 | Directional | LED | 3 | 50 | 47 | 49.5 | 1281 |  | 40 | 520 | 7 | 74.3 | No | 25000 | 3000 | 83 | 20 | 1 | -20 | Dimmable | 5% |  | Damp Location Rated,Enclosed Fixtures,Recessed Fixtures |  |  |  | 2014-09-08 | 2014-09-09 | United States | ES_31858_S9104_09082014023550_1023665 | 2218785
Shanghai Oppel Lighting Co., Ltd | Oppel | LED bulb | YAPUERSL003CDVAE12 |  | Decorative: Other | Decorative | E12 (Candelabra) | Decorative | LED | 5 | 40 | 145 | 35 |  |  |  | 310 | 3 | 103.3 | No | 25000 | 6500 | 87 | 32 |  | -30 |  |  |  | Other,Not for use in enclosed fixtures |  |  |  | 2015-03-01 | 2015-01-20 | United States | ES_1131002_YAPUERSL003CDVAE12_01302015135800_4808743 | 2232164
Shanghai Oppel Lighting Co., Ltd | Oppel | LED bulb | YAPUERSL003WDVAE12 |  | Decorative: Other | Decorative | E12 (Candelabra) | Decorative | LED | 5 | 40 | 145 | 35 |  |  |  | 300 | 3 | 100 | No | 25000 | 2700 | 82 | 5 |  | -30 |  |  |  | Other,Not for use in enclosed fixtures |  |  |  | 2015-03-01 | 2015-01-20 | United States | ES_1131002_YAPUERSL003WDVAE12_01302015135755_7809569 | 2232163
Shanghai Oppel Lighting Co., Ltd | Oppel | LED bulb | YAPUERSL004CDVBE12 |  | Decorative: Other | Decorative | E12 (Candelabra) | Decorative | LED | 5 | 40 | 145 | 35 |  |  |  | 450 | 4 | 112.5 | No | 25000 | 6500 | 86 | 28 |  | -30 | Dimmable | 23% |  | Other,Not for use in enclosed fixtures |  |  |  | 2015-03-01 | 2015-01-20 | United States | ES_1131002_YAPUERSL004CDVBE12_01302015135822_5961640 | 2232168
Shanghai Oppel Lighting Co., Ltd | Oppel | LED bulb | YAPUERSL004WDVBE12 |  | Decorative: Other | Decorative | E12 (Candelabra) | Decorative | LED | 5 | 40 | 145 | 35 |  |  |  | 420 | 4 | 105 | No | 25000 | 2700 | 81 | 6 |  | -30 | Dimmable | 23% |  | Other,Not for use in enclosed fixtures |  |  |  | 2015-03-01 | 2015-01-20 | United States | ES_1131002_YAPUERSL004WDVBE12_01302015135816_7302544 | 2232167
Shanghai Oppel Lighting Co., Ltd | Oppel | LED bulb | YAPUERSQ005CDVBE26 |  | A19 | General Purpose Replacement | E26 (Medium) | Omnidirectional | LED | 5 | 40 | 108 | 60 |  |  |  | 550 | 5 | 110 | No | 25000 | 6500 | 86 | 29 |  | -30 | Dimmable | 25% |  | Other,Not for use in enclosed fixtures |  |  |  | 2015-03-01 | 2015-01-20 | United States | ES_1131002_YAPUERSQ005CDVBE26_01302015135646_8594642 | 2232152
Shanghai Oppel Lighting Co., Ltd | Oppel | LED bulb | YAPUERSQ005WDVBE26 |  | A19 | General Purpose Replacement | E26 (Medium) | Omnidirectional | LED | 5 | 40 | 108 | 60 |  |  |  | 500 | 5 | 100 | No | 25000 | 2700 | 81 | 3 |  | -30 | Dimmable | 25% |  | Other,Not for use in enclosed fixtures |  |  |  | 2015-03-01 | 2015-01-20 | United States | ES_1131002_YAPUERSQ005WDVBE26_01302015135640_5992656 | 2232151
Shanghai Oppel Lighting Co., Ltd | Oppel | LED bulb | YAPUERSQ006CDVAE26 |  | A19 | General Purpose Replacement | E26 (Medium) | Omnidirectional | LED | 5 | 40 | 108 | 60 |  |  |  | 600 | 6 | 100 | No | 25000 | 6500 | 86 | 29 | 0.9 | -30 |  |  |  | Other,Not for use in enclosed fixtures |  |  |  | 2015-03-01 | 2015-09-01 | United States | ES_1131002_YAPUERSQ006CDVAE26_01302015135536_8103529 | 2232143
Shanghai Oppel Lighting Co., Ltd | Oppel | LED bulb | YAPUERSQ006WDVAE26 |  | A19 | General Purpose Replacement | E26 (Medium) | Omnidirectional | LED | 5 | 40 | 108 | 60 |  |  |  | 550 | 6 | 91.7 | No | 25000 | 2700 | 81 | 6 | 0.9 | -30 |  |  |  | Other,Not for use in enclosed fixtures |  |  |  | 2015-03-01 | 2015-09-01 | United States | ES_1131002_YAPUERSQ006WDVAE26_01302015135347_5694562 | 2232142
Shanghai Oppel Lighting Co., Ltd | Oppel | LED bulb | YAPUERSQ007CDVAE26 |  | A19 | General Purpose Replacement | E26 (Medium) | Omnidirectional | LED | 5 | 60 | 108 | 60 |  |  |  | 890 | 7 | 127.1 | No | 25000 | 6500 | 81 | 27 | 0.9 | -30 |  |  |  | Other,Not for use in enclosed fixtures |  |  |  | 2015-03-01 | 2015-09-01 | United States | ES_1131002_YAPUERSQ007CDVAE26_01302015135632_1911835 | 2232150
Shanghai Oppel Lighting Co., Ltd | Oppel | LED bulb | YAPUERSQ007WDVAE26 |  | A19 | General Purpose Replacement | E26 (Medium) | Omnidirectional | LED | 5 | 60 | 108 | 60 |  |  |  | 810 | 7 | 115.7 | No | 25000 | 2700 | 80 | 6 | 0.9 | -30 |  |  |  | Other,Not for use in enclosed fixtures |  |  |  | 2015-03-01 | 2015-09-01 | United States | ES_1131002_YAPUERSQ007WDVAE26_01302015135627_6702268 | 2232149
Shanghai Oppel Lighting Co., Ltd | Oppel | LED bulb | YAPUERSZ003CDVAE12 |  | Decorative: Other | Decorative | E12 (Candelabra) | Decorative | LED | 5 | 40 | 120 | 35 |  |  |  | 310 | 3 | 103.3 | No | 25000 | 6500 | 86 | 32 |  | -30 |  |  |  | Other,Not for use in enclosed fixtures |  |  |  | 2015-03-01 | 2015-01-20 | United States | ES_1131002_YAPUERSZ003CDVAE12_01302015135657_7410390 | 2232154
Shanghai Oppel Lighting Co., Ltd | Oppel | LED bulb | YAPUERSZ003WDVAE12 |  | Decorative: Other | Decorative | E12 (Candelabra) | Decorative | LED | 5 | 40 | 120 | 35 |  |  |  | 300 | 3 | 100 | No | 25000 | 2700 | 82 | 6 |  | -30 |  |  |  | Other,Not for use in enclosed fixtures |  |  |  | 2015-03-01 | 2015-01-20 | United States | ES_1131002_YAPUERSZ003WDVAE12_01302015135651_1511995 | 2232153
Shanghai Oppel Lighting Co., Ltd | Oppel | LED bulb | YAPUERSZ004CDVBE12 |  | Decorative: Other | Decorative | E12 (Candelabra) | Decorative | LED | 5 | 40 | 120 | 35 |  |  |  | 450 | 4 | 112.5 | No | 25000 | 6500 | 86 | 28 |  | -30 | Dimmable | 23% |  | Other,Not for use in enclosed fixtures |  |  |  | 2015-03-01 | 2015-01-20 | United States | ES_1131002_YAPUERSZ004CDVBE12_01302015135738_3610013 | 2232160
Shenzhen MTC Optronics Co., Ltd | BMTC | LED Lamp | DA19-009T018UB-29/30 |  | A19 | General Purpose Replacement | E26 (Medium) | Omnidirectional | LED | 3 | 60 | 106.3 | 59.7 |  |  |  | 800 | 9 | 88.9 | No | 15000 | 3000 | 83 | 7 | 0.9 | -20 | Dimmable | 20% | No | Damp Location Rated,Use With Timers,Use With Photo and/or Motion Sensors,Recessed Fixtures | No |  |  | 2016-06-25 | 2016-06-23 | United States, Canada | ES_1136242_DA19-009T018UB-29/30_06232016170935_4235780 | 2271544
San Remo Lighting Mfg. Co. Ltd. | Premier Electrical Products | LED | LED10A19G4/D/30/ES |  | A19 | General Purpose Replacement | E26 (Medium) | Omnidirectional | LED | 3 | 60 | 111 | 60 |  |  |  | 800 | 9.5 | 84.2 | No | 25000 | 3000 | 83 | 9 | 0.9 | -40 | Dimmable | 10% |  | None |  |  |  | 2014-12-20 | 2014-12-05 | Canada | ES_1120233_LED10A19G4/D/30/ES_12122014164236_5125417 | 2229427
Shenzhen MTC Optronics Co., Ltd | BMTC | LED Lamp | DA19-009T018UD-29/30 |  | A19 | General Purpose Replacement | E26 (Medium) | Omnidirectional | LED | 3 | 60 | 106.3 | 59.6 |  |  |  | 800 | 9 | 88.9 | No | 15000 | 5000 | 83 | 4 | 0.9 | -20 | Dimmable | 20% | No | Damp Location Rated,Use With Timers,Use With Photo and/or Motion Sensors,Recessed Fixtures | No |  |  | 2016-06-25 | 2016-06-23 | United States, Canada | ES_1136242_DA19-009T018UD-29/30_06232016170949_5698190 | 2271545
Shenzhen MTC Optronics Co., Ltd | BMTC | LED Lamp | DA19-009T018UW-29/30 |  | A19 | General Purpose Replacement | E26 (Medium) | Omnidirectional | LED | 3 | 60 | 106.2 | 59.7 |  |  |  | 800 | 9 | 88.9 | No | 15000 | 2700 | 81 | 2 | 0.9 | -20 | Dimmable | 20% | No | Damp Location Rated,Use With Timers,Use With Photo and/or Motion Sensors,Recessed Fixtures | No |  |  | 2016-06-25 | 2016-06-23 | United States, Canada | ES_1136242_DA19-009T018UW-29/30_06232016170902_4719902 | 2271543
Shenzhen MTC Optronics Co., Ltd | BMTC | LED Lamp | DA19-011T030UB-30 |  | A19 | General Purpose Replacement | E26 (Medium) | Omnidirectional | LED | 3 | 75 | 112 | 60 |  |  |  | 1100 | 11 | 100 | No | 15000 | 3000 | 83 | 8 | 0.9 | -20 | Dimmable | 20% | No | Damp Location Rated,Use With Timers,Use With Photo and/or Motion Sensors,Recessed Fixtures | No |  |  | 2016-06-25 | 2016-06-27 | United States, Canada | ES_1136242_DA19-011T030UB-30_06272016173436_5469001 | 2271547
Shenzhen MTC Optronics Co., Ltd | BMTC | LED Lamp | DA19-011T030UD-30 |  | A19 | General Purpose Replacement | E26 (Medium) | Omnidirectional | LED | 3 | 75 | 112.1 | 59.8 |  |  |  | 1100 | 11 | 100 | No | 15000 | 5000 | 83 | 6 | 0.9 | -20 | Dimmable | 20% | No | Damp Location Rated,Use With Timers,Use With Photo and/or Motion Sensors,Recessed Fixtures | No |  |  | 2016-06-25 | 2016-06-27 | United States, Canada | ES_1136242_DA19-011T030UD-30_06272016173445_4578299 | 2271548
Shenzhen MTC Optronics Co., Ltd | BMTC | LED Lamp | DA19-011T030UW-30 |  | A19 | General Purpose Replacement | E26 (Medium) | Omnidirectional | LED | 3 | 75 | 112 | 59.5 |  |  |  | 1100 | 11 | 100 | No | 15000 | 2700 | 81 | 2 | 0.9 | -20 | Dimmable | 20% | No | Damp Location Rated,Use With Timers,Use With Photo and/or Motion Sensors,Recessed Fixtures | No |  |  | 2016-06-25 | 2016-06-27 | United States, Canada | ES_1136242_DA19-011T030UW-30_06272016173405_3427895 | 2271546
Shenzhen MTC Optronics Co., Ltd | BMTC | LED Lamp | DA19-6W5T012UB-29 |  | A19 | General Purpose Replacement | E26 (Medium) | Omnidirectional | LED | 3 | 40 | 107.2 | 59.7 |  |  |  | 520 | 6.5 | 80 | No | 15000 | 3000 | 82 | 6 | 0.9 | -20 | Dimmable | 20% | No | Damp Location Rated,Use With Timers,Use With Photo and/or Motion Sensors,Recessed Fixtures | No |  |  | 2016-07-01 | 2016-06-23 | United States, Canada | ES_1136242_DA19-6W5T012UB-29_06232016170837_4599103 | 2271541
Shenzhen MTC Optronics Co., Ltd | BMTC | LED Lamp | DA19-6W5T012UD-29 |  | A19 | General Purpose Replacement | E26 (Medium) | Omnidirectional | LED | 3 | 40 | 107.2 | 59.7 |  |  |  | 520 | 6.5 | 80 | No | 15000 | 5000 | 83 | 3 | 0.9 | -20 | Dimmable | 20% | No | Damp Location Rated,Use With Timers,Use With Photo and/or Motion Sensors,Recessed Fixtures | No |  |  | 2016-07-01 | 2016-06-23 | United States, Canada | ES_1136242_DA19-6W5T012UD-29_06232016170849_5691090 | 2271542
Shenzhen MTC Optronics Co., Ltd | BMTC | LED Lamp | DA19-6W5T012UW-29 |  | A19 | General Purpose Replacement | E26 (Medium) | Omnidirectional | LED | 3 | 40 | 106.3 | 59.4 |  |  |  | 520 | 6.5 | 80 | No | 15000 | 2700 | 81 | 3 | 0.9 | -20 | Dimmable | 20% | No | Damp Location Rated,Use With Timers,Use With Photo and/or Motion Sensors,Recessed Fixtures | No |  |  | 2016-07-01 | 2016-06-23 | United States, Canada | ES_1136242_DA19-6W5T012UW-29_06232016170802_1347994 | 2271540
Shenzhen MTC Optronics Co., Ltd | BMTC | LED Lamp | DA21-015T048UB-02 |  | A21 | General Purpose Replacement | E26 (Medium) | Omnidirectional | LED | 3 | 100 | 132.5 | 66.4 |  |  |  | 1600 | 15 | 106.7 | No | 15000 | 3000 | 84 | 12 | 0.9 | -20 | Dimmable | 20% | No | Damp Location Rated,Use With Timers,Use With Photo and/or Motion Sensors,Recessed Fixtures | No |  |  | 2016-07-01 | 2016-09-13 | United States, Canada | ES_1136242_DA21-015T048UB-02_09132016165201_3491923 | 2279987
Shenzhen MTC Optronics Co., Ltd | BMTC | LED Lamp | DA21-015T048UD-02 |  | A21 | General Purpose Replacement | E26 (Medium) | Omnidirectional | LED | 3 | 100 | 132.2 | 66.2 |  |  |  | 1600 | 15 | 106.7 | No | 15000 | 5000 | 84 | 8 | 0.9 | -20 | Dimmable | 20% | No | Damp Location Rated,Use With Timers,Use With Photo and/or Motion Sensors,Recessed Fixtures | No |  |  | 2016-06-25 | 2016-06-23 | United States, Canada | ES_1136242_DA21-015T048UD-02_06232016174405_2349890 | 2271549
Shenzhen MTC Optronics Co., Ltd | BMTC | LED Lamp | DA21-015T048UN-02 |  | A21 | General Purpose Replacement | E26 (Medium) | Omnidirectional | LED | 3 | 100 | 132.5 | 66.2 |  |  |  | 1600 | 15 | 106.7 | No | 15000 | 4000 | 82 | 4 | 0.9 | -20 | Dimmable | 20% | No | Damp Location Rated,Use With Timers,Use With Photo and/or Motion Sensors,Recessed Fixtures | No |  |  | 2016-07-01 | 2016-09-13 | United States, Canada | ES_1136242_DA21-015T048UN-02_09132016165244_4329891 | 2279986
Shenzhen MTC Optronics Co., Ltd | BMTC | LED Lamp | DA21-015T048UW-02 |  | A21 | General Purpose Replacement | E26 (Medium) | Omnidirectional | LED | 3 | 100 | 132.7 | 66.3 |  |  |  | 1600 | 15 | 106.7 | No | 15000 | 2700 | 83 | 8 | 0.9 | -20 | Dimmable | 20% | No | Damp Location Rated,Use With Timers,Use With Photo and/or Motion Sensors,Recessed Fixtures | No |  |  | 2016-07-01 | 2016-09-13 | United States, Canada | ES_1136242_DA21-015T048UW-02_09132016165201_3491923 | 2279988
Shenzhen MTC Optronics Co., Ltd | BMTC | LED Lamp | DB11-3W5T012UB-15 |  | B13 | Decorative | E12 (Candelabra) | Decorative | LED | 3 | 40 | 98.6 | 36.6 |  |  |  | 300 | 3.5 | 85.7 | No | 15000 | 3000 | 84 | 15 | 0.8 | -20 | Dimmable | 20% | No | Damp Location Rated,Use With Timers,Use With Photo and/or Motion Sensors,Recessed Fixtures | No |  |  | 2016-07-01 | 2016-07-22 | United States, Canada | ES_1136242_DB11-3W5T012UB-15_07222016170933_3249810 | 2273622
Shenzhen MTC Optronics Co., Ltd | BMTC | LED Lamp | DB11-3W5T012UD-15 |  | B13 | Decorative | E12 (Candelabra) | Decorative | LED | 3 | 40 | 98.5 | 36.9 |  |  |  | 300 | 3.5 | 85.7 | No | 15000 | 5000 | 86 | 18 | 0.8 | -20 | Dimmable | 20% | No | Damp Location Rated,Use With Timers,Use With Photo and/or Motion Sensors,Recessed Fixtures | No |  |  | 2016-07-01 | 2016-07-22 | United States, Canada | ES_1136242_DB11-3W5T012UD-15_07222016170949_5692012 | 2273623
Shenzhen MTC Optronics Co., Ltd | BMTC | LED Lamp | DB11-3W5T012UW-15 |  | B13 | Decorative | E12 (Candelabra) | Decorative | LED | 3 | 40 | 98.7 | 36.8 |  |  |  | 300 | 3.5 | 85.7 | No | 15000 | 2700 | 84 | 12 | 0.8 | -20 | Dimmable | 20% | No | Damp Location Rated,Use With Timers,Use With Photo and/or Motion Sensors,Recessed Fixtures | No |  |  | 2016-07-01 | 2016-07-22 | United States, Canada | ES_1136242_DB11-3W5T012UW-15_07222016170905_5786001 | 2273621
Shenzhen MTC Optronics Co., Ltd | BMTC | LED Lamp | DB13-006T016UB-01 |  | B13 | Decorative | E12 (Candelabra) | Decorative | LED | 3 | 60 | 108 | 40 |  |  |  | 500 | 6 | 83.3 | No | 15000 | 3000 | 84 | 14 | 0.8 | -20 | Dimmable | 20% | No | Damp Location Rated,Use With Timers,Use With Photo and/or Motion Sensors,Recessed Fixtures | No |  |  | 2016-07-01 | 2016-08-09 | United States, Canada | ES_1136242_DB13-006T016UB-01_08092016153537_4358791 | 2275191
RONA Inc. | UBERHAUS | LED lamps | 15735008 |  | A19 | General Purpose Replacement | E26 (Medium) | Omnidirectional | LED | 3 | 40 | 108 | 60 |  |  |  | 450 | 7 | 78.9 | No | 25000 | 2700 | 81 | 6 | 0.9 | -20 | Dimmable | 20% |  | None |  |  |  | 2015-09-30 | 2015-10-02 | United States, Canada | ES_1060963_15735008_10082015133527_9608215 | 2249819
RONA Inc. | UBERHAUS | LED lamps | 15735009 |  | A19 | General Purpose Replacement | E26 (Medium) | Omnidirectional | LED | 3 | 60 | 108.3 | 60 |  |  |  | 800 | 9.8 | 81 | No | 25000 | 2700 | 82 | 8 | 1 | -20 | Dimmable | 20% |  | None |  |  |  | 2015-09-30 | 2015-10-08 | United States, Canada | ES_1060963_15735009_10082015133510_6034564 | 2249820
RONA Inc. | UBERHAUS | LED Lamps | 15735014 | LED Lamps,15735015, | A19 | General Purpose Replacement | E26 (Medium) | Omnidirectional | LED | 3 | 40 | 109 | 60 |  |  |  | 450 | 5.5 | 81.8 | No | 25000 | 2700 | 82 | 9 | 0.9 | -20 | Dimmable | 11% | Yes | Recessed Fixtures | No |  |  | 2016-06-20 | 2016-06-24 | United States, Canada | ES_1060963_15735014_06272016114859_8340609 | 2270783
RONA Inc. | UBERHAUS | LED Lamps | 15735016 | LED Lamps,15735017, | A19 | General Purpose Replacement | E26 (Medium) | Omnidirectional | LED | 3 | 60 | 109 | 60 |  |  |  | 800 | 9.5 | 84.2 | No | 25000 | 2700 | 82 | 9 | 1 | -20 | Dimmable | 6% | Yes | Recessed Fixtures | No |  |  | 2016-06-20 | 2016-06-24 | United States, Canada | ES_1060963_15735016_06272016114914_4305556 | 2270782
RONA Inc. | UBERHAUS | LED Lamps | 15735018 | LED Lamps,15735019, | PAR16 | Reflector (Flood/Spot) | GU10 | Directional | LED | 3 | 40 | 57.2 | 49.7 | 1356 |  | 35 | 350 | 5 | 70 | No | 25000 | 3000 | 82 | 5 | 0.9 | -20 | Dimmable | 11% | Yes | None | No |  |  | 2016-06-10 | 2016-06-24 | United States, Canada | ES_1060963_15735018_06272016114326_8660737 | 2270777
RONA Inc. | UBERHAUS | LED Lamps | 15735020 |  | PAR16 | Reflector (Flood/Spot) | GU10 | Directional | LED | 3 | 60 | 57.2 | 49.7 | 1581 |  | 35 | 455 | 6.5 | 70 | No | 25000 | 3000 | 82 | 4 | 1 | -20 | Dimmable | 9% | Yes | None | No |  |  | 2016-06-10 | 2016-06-17 | United States, Canada | ES_1060963_15735020_06222016101857_2223851 | 2270295
RONA Inc. | UBERHAUS | LED Lamps | 15735021 | LED Lamps,15735022,; LED Lamps,15735023, | PAR20 | Reflector (Flood/Spot) | E26 (Medium) | Directional | LED | 3 | 50 | 83.5 | 63.4 | 505 |  | 60 | 455 | 6.5 | 70 | No | 25000 | 3000 | 82 | 7 | 1 | -20 | Dimmable | 10% | Yes | None | No |  |  | 2016-06-10 | 2016-06-24 | United States, Canada | ES_1060963_15735021_06272016114341_4497485 | 2270776
Safeway Inc. | Bright Green | CFL 18W Twist | BPESL18TM/2/SAFE/BG | ,ESL18TM/4/SAFE, | CFL Bare Spiral | General Purpose Replacement | E26 (Medium) | Omnidirectional | CFL | 2 | 75 | 115.8 | 58.8 |  | 1 |  | 1170 | 18 | 65 | No | 10000 | 2700 | 83 | 0 | 0.6 | -33 |  |  |  | Damp Location Rated,Not for Use in Enclosed Fixtures |  |  |  | 2015-02-15 | 2015-05-27 | United States | ES_1030828_BPESL18TM/2/SAFE/BG_05272015023620_1023819 | 2240290
Safeway Inc. | Bright Green | CFL 18W Twist | ESL18TM/D/4/SAFE |  | CFL Bare Spiral | General Purpose Replacement | E26 (Medium) | Omnidirectional | CFL | 2 | 75 | 119.6 | 56.9 |  | 1 |  | 1170 | 18 | 65 | No | 10000 | 6500 | 83 | 43 | 0.6 | -33 |  |  |  | Damp Location Rated,Not for Use in Enclosed Fixtures |  |  |  | 2015-02-15 | 2015-05-27 | United States | ES_1030828_ESL18TM/D/4/SAFE_05272015023620_1023819 | 2240292
Safeway Inc. | Bright Green | CFL LAMP | BPESL23TM/2/SAFE/BG | ,ESL23TM/4/SAFE, | CFL Bare Spiral | General Purpose Replacement | E26 (Medium) | Omnidirectional | CFL | 2 | 100 | 125.6 | 60.2 |  | 0.2 |  | 1600 | 23 | 69.6 | No | 10000 | 2700 | 83 | -8 | 0.5 | -29 |  |  |  | None |  |  |  | 2014-11-10 | 2014-11-18 | United States, Canada | ES_1030828_BPESL23TM/2/SAFE/BG_11182014040620_1023716 | 2225402
Safeway Inc. | Bright Green | CFL LAMP | ESL23TM/D/4/SAFE | ,ESL23TM/4/SAFE, | CFL Bare Spiral | General Purpose Replacement | E26 (Medium) | Omnidirectional | CFL | 2 | 100 | 125.6 | 60.2 |  | 0.2 |  | 1600 | 23 | 69.6 | No | 10000 | 6500 | 84 | 47 | 0.6 | -29 |  |  |  | None |  |  |  | 2014-11-10 | 2014-11-18 | United States, Canada | ES_1030828_ESL23TM/D/4/SAFE_11182014040620_1023716 | 2225408
Safeway Inc. | Bright Green | CFL T3 13W 2700K | BPESL13T/2/SAFE/BG | ,ESL13T/4/SAFE,Retail number | CFL Bare Spiral | General Purpose Replacement | E26 (Medium) | Omnidirectional | CFL | 2 | 60 | 111.5 | 48.7 |  | 1 |  | 900 | 13.2 | 68.2 | No | 10000 | 2700 | 83 | -4 | 0.6 | -23 |  |  |  | Damp Location Rated,Not for Use in Enclosed Fixtures |  |  |  | 2015-02-15 | 2015-03-04 | United States | ES_1030828_BPESL13T/2/SAFE/BG_03042015013620_1023773 | 2234235
Safeway Inc. | Bright Green | CFL T3 13W 6500K | ESL13T/D/4/SAFE |  | CFL Bare Spiral | General Purpose Replacement | E26 (Medium) | Omnidirectional | CFL | 2 | 60 | 111.4 | 47.4 |  | 1 |  | 800 | 13 | 61.5 | No | 10000 | 6500 | 86 | 53 | 0.6 | -20 |  |  |  | Damp Location Rated,Not for Use in Enclosed Fixtures |  |  |  | 2015-02-15 | 2015-02-20 | United States | ES_1030828_ESL13T/D/4/SAFE_02202015094950_1023769 | 2233763
San Remo Lighting Mfg. Co. Ltd. | Premier Electrical Products | CFL | CFL13T2H/27/ES |  | CFL Bare Spiral | General Purpose Replacement | E26 (Medium) | Omnidirectional | CFL | 2 | 60 | 102 | 50 |  | 1.5 |  | 900 | 13 | 69.2 | No | 10000 | 2700 | 83 | -5 | 0.6 | -18 |  |  |  | Not for Use in Recessed Fixtures |  |  |  | 2014-09-30 | 2014-09-11 | Canada | ES_1120233_CFL13T2H/27/ES_09262014073229_5237937 | 2220365
San Remo Lighting Mfg. Co. Ltd. | Premier Electrical Products | CFL | CFL9G25/27/ES |  | CFL Globe | Globe | E26 (Medium) | Decorative | CFL | 2 | 60 | 109 | 80 |  | 1.5 |  | 470 | 9.5 | 49.5 | No | 10000 | 2700 | 84 | -6 | 0.6 | -23 |  |  |  | None |  |  |  | 2014-12-20 | 2014-12-05 | Canada | ES_1120233_CFL9G25/27/ES_12122014164223_1602952 | 2229429
San Remo Lighting Mfg. Co. Ltd. | Premier Electrical Products | LED | LED11PAR30G5/D/30/ES |  | PAR30L | Reflector (Flood/Spot) | E26 (Medium) | Directional | LED | 3 | 75 | 119 | 94 | 1438 |  | 40 |  | 11 | 72.7 | No | 25000 | 3000 | 93 | 65 | 0.9 | -40 | Dimmable | 10% |  | None |  |  |  | 2015-11-10 | 2015-11-09 | Canada | ES_1120233_LED11PAR30G5/D/30/ES_11102015153233_9284449 | 2252347
San Remo Lighting Mfg. Co. Ltd. | Premier Electrical Products | LED | LED11PAR30SG5/D/30/ES |  | PAR30 | Reflector (Flood/Spot) | E26 (Medium) | Directional | LED | 3 | 75 | 84 | 94 | 1499 |  | 40 |  | 11 | 72.7 | No | 25000 | 3000 | 92 | 64 | 0.9 | -40 | Dimmable | 10% |  | None |  |  |  | 2015-11-20 | 2015-11-20 | Canada | ES_1120233_LED11PAR30SG5/D/30/ES_11242015125559_2180873 | 2253275
San Remo Lighting Mfg. Co. Ltd. | Premier Electrical Products | LED | LED12A19G3/D/30/ES |  | A19 | General Purpose Replacement | E26 (Medium) | Omnidirectional | LED | 3 | 60 | 106.7 | 55.9 |  |  |  | 800 | 11.5 | 69.6 | No | 40000 | 3000 | 84 | 22 | 1 | -40 | Dimmable | 1% |  | Damp Location Rated |  |  |  | 2014-03-15 | 2014-02-19 | Canada | ES_1120233_LED12A19G3/D/30/ES_03052014110320_4739850 | 2205607
San Remo Lighting Mfg. Co. Ltd. | Premier Electrical Products | LED | LED14PAR30G3/WL/D/30/ES |  | PAR30L | Reflector (Flood/Spot) | E26 (Medium) | Directional | LED | 3 | 75 | 118 | 95 | 1648 |  | 40 | 850 | 14 | 60.7 | No | 40000 | 3000 | 83 | 3 | 1 | -40 | Dimmable | 10% |  | Enclosed Fixtures |  |  |  | 2014-06-08 | 2014-05-30 | Canada | ES_1120233_LED14PAR30G3/WL/D/30/ES_06122014143610_9806484 | 2213592
San Remo Lighting Mfg. Co. Ltd. | Premier Electrical Products | LED | LED15PAR30SG3/D/30/ES |  | PAR30 | Reflector (Flood/Spot) | E26 (Medium) | Directional | LED | 3 | 75 | 95 | 85 | 1332 |  | 40 | 850 | 14.5 | 58.6 | No | 40000 | 3000 | 83 | 3 | 0.9 | -40 | Dimmable | 10% |  | Enclosed Fixtures |  |  |  | 2014-06-08 | 2014-05-30 | Canada | ES_1120233_LED15PAR30SG3/D/30/ES_06122014143646_6871148 | 2213590
San Remo Lighting Mfg. Co. Ltd. | Premier Electrical Products | LED | LED17PAR38G5/D/30/ES |  | PAR38 | Reflector (Flood/Spot) | E26 (Medium) | Directional | LED | 3 | 100 | 130 | 120 | 1956 |  | 40 |  | 17 | 70.6 | No | 25000 | 3000 | 92 | 60 | 1 | -40 | Dimmable | 10% |  | None |  |  |  | 2015-11-10 | 2015-11-10 | Canada | ES_1120233_LED17PAR38G5/D/30/ES_11102015153243_3266135 | 2252346
SATCO/NUVO | Satco | Dimmable Omni A19 10.5W 2700K CRI>90 | S9612 |  | A19 | General Purpose Replacement | E26 (Medium) | Omnidirectional | LED | 5 | 60 | 118.2 | 59.8 |  |  |  | 800 | 10.5 | 76.2 | No | 25000 | 2700 | 92 | 57 | 0.9 | -20 | Dimmable | 5% | Yes | Damp Location Rated | No |  |  | 2016-06-29 | 2016-07-25 | United States, Canada | ES_31858_S9612_07252016011000_1024049 | 2273226
SATCO/NUVO | Satco | Dimmable Omni A19 10.5w 3000K CRI>90 | S9617 |  | A19 | General Purpose Replacement | E26 (Medium) | Omnidirectional | LED | 5 | 60 | 118.2 | 59.8 |  |  |  | 830 | 10.5 | 79 | No | 25000 | 3000 | 92 | 56 | 0.9 | -20 | Dimmable | 5% | Yes | Damp Location Rated | No |  |  | 2016-06-29 | 2016-07-25 | United States, Canada | ES_31858_S9617_07252016021000_1024049 | 2273225
SATCO/NUVO | Satco | Dimmable Omni A19 11.5W 2700K | S9810 |  | A19 | General Purpose Replacement | E26 (Medium) | Omnidirectional | LED | 3 | 75 | 118 | 59.9 |  |  |  | 1100 | 11.5 | 95.7 | No | 25000 | 2700 | 82 | 6 | 0.9 | -20 | Dimmable | 5% | Yes | Damp Location Rated | No |  |  | 2016-09-01 | 2016-09-06 | United States | ES_31858_S9810_09072016020730_1024068 | 2278475
SATCO/NUVO | Satco | Dimmable Omni A19 11.5W 3000K | S9811 |  | A19 | General Purpose Replacement | E26 (Medium) | Omnidirectional | LED | 3 | 75 | 118 | 59.9 |  |  |  | 1140 | 11.5 | 99.1 | No | 25000 | 3000 | 82 | 6 | 0.9 | -20 | Dimmable | 5% | Yes | Damp Location Rated | No |  |  | 2016-09-01 | 2016-09-06 | United States | ES_31858_S9811_09072016020730_1024069 | 2278477
SATCO/NUVO | Satco | Dimmable Omni A19 11.5W 4000K | S9812 |  | A19 | General Purpose Replacement | E26 (Medium) | Omnidirectional | LED | 3 | 75 | 118 | 59.9 |  |  |  | 1190 | 11.5 | 103.5 | No | 25000 | 4000 | 84 | 16 | 0.9 | -20 | Dimmable | 5% | Yes | Damp Location Rated | No |  |  | 2016-09-01 | 2016-09-06 | United States | ES_31858_S9812_09072016020730_1024069 | 2278478
SATCO/NUVO | Satco | Dimmable Omni A19 11.5W 5000K | S9813 |  | A19 | General Purpose Replacement | E26 (Medium) | Omnidirectional | LED | 3 | 75 | 118 | 59.9 |  |  |  | 1230 | 11.5 | 107 | No | 25000 | 5000 | 82 | 6 | 0.9 | -20 | Dimmable | 5% | Yes | Damp Location Rated | No |  |  | 2016-09-01 | 2016-09-06 | United States | ES_31858_S9813_09072016020730_1024069 | 2278479
SATCO/NUVO | Satco | Dimmable Omni A19 12W 2700K | S9241 |  | A19 | General Purpose Replacement | E26 (Medium) | Omnidirectional | LED | 3 | 75 | 118.2 | 59.9 |  |  |  | 1100 | 12 | 91.7 | No | 25000 | 2700 | 82 | 7 | 1 | -20 | Dimmable | 5% |  | Damp Location Rated,Enclosed Fixtures |  |  |  | 2015-07-30 | 2015-08-03 | United States | ES_31858_S9241_08032015032000_1023865 | 2244939
SATCO/NUVO | Satco | Dimmable Omni A19 12W 3000K | S9242 |  | A19 | General Purpose Replacement | E26 (Medium) | Omnidirectional | LED | 3 | 75 | 118.2 | 59.9 |  |  |  | 1140 | 12 | 95 | No | 25000 | 3000 | 83 | 10 | 1 | -20 | Dimmable | 10% |  | Damp Location Rated,Enclosed Fixtures |  |  |  | 2015-08-02 | 2015-08-03 | United States | ES_31858_S9242_08032015032730_1023866 | 2244940
SATCO/NUVO | Satco | Dimmable Omni A19 12W 4000K | S9243 |  | A19 | General Purpose Replacement | E26 (Medium) | Omnidirectional | LED | 3 | 75 | 118.2 | 59.9 |  |  |  | 1190 | 12 | 88.2 | No | 25000 | 4000 | 85 | 20 | 1 | -20 | Dimmable | 5% |  | Damp Location Rated,Enclosed Fixtures |  |  |  | 2015-10-30 | 2015-10-30 | United States | ES_31858_S9243_10302015015840_1023922 | 2251505
SATCO/NUVO | Satco | Dimmable Omni A19 12W 5000K | S9244 |  | A19 | General Purpose Replacement | E26 (Medium) | Omnidirectional | LED | 3 | 75 | 118.2 | 59.9 |  |  |  | 1230 | 12 | 102.5 | No | 25000 | 5000 | 84 | 14 | 1 | -20 | Dimmable | 5% |  | Damp Location Rated,Enclosed Fixtures |  |  |  | 2015-10-30 | 2015-10-30 | United States | ES_31858_S9244_10302015021840_1023922 | 2251506
SATCO/NUVO | Satco | Dimmable Omni A19 5.5W 2700K | S9600 |  | A19 | General Purpose Replacement | E26 (Medium) | Omnidirectional | LED | 3 | 40 | 110.5 | 59.8 |  |  |  | 450 | 5.5 | 81.8 | No | 25000 | 2700 | 82 | 8 | 0.8 | -20 | Dimmable | 5% |  | Damp Location Rated,Enclosed Fixtures |  |  |  | 2016-01-13 | 2016-02-01 | United States | ES_31858_S9600_02012016010730_1023958 | 2257573
SATCO/NUVO | Satco | Dimmable Omni A19 5.5W 3000K | S9601 |  | A19 | General Purpose Replacement | E26 (Medium) | Omnidirectional | LED | 3 | 40 | 110.5 | 59.8 |  |  |  | 470 | 5.5 | 85.5 | No | 25000 | 3000 | 84 | 15 | 0.8 | -20 | Dimmable | 5% |  | Damp Location Rated,Enclosed Fixtures |  |  |  | 2016-01-13 | 2016-02-01 | United States | ES_31858_S9601_02012016010730_1023958 | 2257576
SATCO/NUVO | Satco | Dimmable Omni A19 5.5W 3500K | S9602 |  | A19 | General Purpose Replacement | E26 (Medium) | Omnidirectional | LED | 3 | 40 | 110.5 | 59.8 |  |  |  | 480 | 5.5 | 87.3 | No | 25000 | 3500 | 85 | 22 | 0.8 | -20 | Dimmable | 5% |  | Damp Location Rated,Enclosed Fixtures |  |  |  | 2016-01-13 | 2016-02-01 | United States | ES_31858_S9602_02012016010730_1023958 | 2257577
SATCO/NUVO | Satco | Dimmable Omni A19 5.5W 4000K | S9603 |  | A19 | General Purpose Replacement | E26 (Medium) | Omnidirectional | LED | 3 | 40 | 110.5 | 59.8 |  |  |  | 490 | 5.5 | 89.1 | No | 25000 | 4000 | 86 | 24 | 0.8 | -20 | Dimmable | 5% |  | Damp Location Rated,Enclosed Fixtures |  |  |  | 2016-01-13 | 2016-01-27 | United States | ES_31858_S9603_02012016010730_1023958 | 2257578
SATCO/NUVO | Satco | Dimmable Omni A19 5.5W 5000K | S9604 |  | A19 | General Purpose Replacement | E26 (Medium) | Omnidirectional | LED | 3 | 40 | 110.5 | 59.8 |  |  |  | 510 | 5.5 | 92.7 | No | 25000 | 5000 | 83 | 9 | 0.8 | -20 | Dimmable | 5% |  | Damp Location Rated,Enclosed Fixtures |  |  |  | 2016-01-13 | 2016-02-01 | United States | ES_31858_S9604_02012016010730_1023958 | 2257579
SATCO/NUVO | Satco | Dimmable Omni A19 5W 2700K | S9830 |  | A19 | General Purpose Replacement | E26 (Medium) | Omnidirectional | LED | 3 | 40 | 110.8 | 59.8 |  |  |  | 450 | 5 | 90 | No | 25000 | 2700 | 82 | 5 | 0.9 | -20 | Dimmable | 5% | Yes | Damp Location Rated | No |  |  | 2016-09-14 | 2016-09-20 | United States | ES_31858_S9830_09212016071110_1024074 | 2279847
SATCO/NUVO | Satco | Dimmable Omni A19 5W 3000K | S9831 |  | A19 | General Purpose Replacement | E26 (Medium) | Omnidirectional | LED | 3 | 40 | 110.8 | 59.8 |  |  |  | 450 | 5 | 90 | No | 25000 | 3000 | 82 | 9 | 0.9 | -20 | Dimmable | 5% | Yes | Damp Location Rated | No |  |  | 2016-09-14 | 2016-09-20 | United States | ES_31858_S9831_09212016071110_1024074 | 2279848
SATCO/NUVO | Satco | Dimmable Omni A19 5W 3500K | S9832 |  | A19 | General Purpose Replacement | E26 (Medium) | Omnidirectional | LED | 3 | 40 | 110.8 | 59.8 |  |  |  | 450 | 5 | 90 | No | 25000 | 3500 | 83 | 13 | 0.9 | -20 | Dimmable | 5% | Yes | Damp Location Rated | No |  |  | 2016-09-14 | 2016-09-20 | United States | ES_31858_S9832_09212016071110_1024074 | 2279849
SATCO/NUVO | Satco | Dimmable Omni A19 5W 4000K | S9833 |  | A19 | General Purpose Replacement | E26 (Medium) | Omnidirectional | LED | 3 | 40 | 110.8 | 59.8 |  |  |  | 450 | 5 | 90 | No | 25000 | 4000 | 83 | 13 | 0.9 | -20 | Dimmable | 5% | Yes | Damp Location Rated | No |  |  | 2016-09-14 | 2016-09-20 | United States | ES_31858_S9833_09212016071110_1024074 | 2279850
SATCO/NUVO | Satco | Dimmable Omni A19 5W 5000K | S9834 |  | A19 | General Purpose Replacement | E26 (Medium) | Omnidirectional | LED | 3 | 40 | 110.8 | 59.8 |  |  |  | 450 | 5 | 90 | No | 25000 | 5000 | 84 | 16 | 0.9 | -20 | Dimmable | 5% | Yes | Damp Location Rated | No |  |  | 2016-09-14 | 2016-09-20 | United States | ES_31858_S9834_09212016071110_1024074 | 2279851
SATCO/NUVO | Satco | Dimmable Omni A19 9.5W 2700K | S9835 |  | A19 | General Purpose Replacement | E26 (Medium) | Omnidirectional | LED | 3 | 60 | 110.4 | 59.9 |  |  |  | 800 | 9.5 | 84.2 | No | 25000 | 2700 | 80 | 4 | 0.9 | -20 | Dimmable | 5% | Yes | Damp Location Rated | No |  |  | 2016-09-13 | 2016-09-13 | United States | ES_31858_S9835_09132016060110_1024071 | 2279064
SATCO/NUVO | Satco | Dimmable Omni A19 9.5W 3000K | S9836 |  | A19 | General Purpose Replacement | E26 (Medium) | Omnidirectional | LED | 3 | 60 | 110.4 | 59.9 |  |  |  | 800 | 9.5 | 84.2 | No | 25000 | 3000 | 80 | 6 | 0.9 | -20 | Dimmable | 5% | Yes | Damp Location Rated | No |  |  | 2016-09-13 | 2016-09-13 | United States | ES_31858_S9836_09132016060110_1024071 | 2279065
SATCO/NUVO | Satco | Dimmable Omni A19 9.5W 3500K | S9837 |  | A19 | General Purpose Replacement | E26 (Medium) | Omnidirectional | LED | 3 | 60 | 110.4 | 59.9 |  |  |  | 800 | 9.5 | 84.2 | No | 25000 | 3500 | 80 | 10 | 0.9 | -20 | Dimmable | 5% | Yes | Damp Location Rated | No |  |  | 2016-09-13 | 2016-09-13 | United States | ES_31858_S9837_09132016060110_1024071 | 2279066
Shanghai Oppel Lighting Co., Ltd | Oppel | LED bulb | YAPUERSZ004WDVBE12 |  | Decorative: Other | Decorative | E12 (Candelabra) | Decorative | LED | 5 | 40 | 120 | 35 |  |  |  | 420 | 4 | 105 | No | 25000 | 2700 | 81 | 4 |  | -30 | Dimmable | 23% |  | Other,Not for use in enclosed fixtures |  |  |  | 2015-03-01 | 2015-01-20 | United States | ES_1131002_YAPUERSZ004WDVBE12_01302015135733_3142618 | 2232159
Shanghai Sansi Electronic Engineering Co., Ltd | SANSI | LED Lamps | C21BB-IE26-10W-XX-80-D-2 |  | A19 | General Purpose Replacement | E26 (Medium) | Omnidirectional | LED | 5 | 75 | 106.3 | 61.8 |  |  |  | 1100 | 10 | 110 | No | 25000 | 3000 | 83 | 21 | 1 | -25 | Dimmable | 20% |  | None |  |  |  | 2014-01-11 | 2014-10-28 | United States, Canada | ES_1129784_C21BB-IE26-10W-XX-80-D-2_10292014164120_8421334 | 2224110
Shanghai Sansi Electronic Engineering Co., Ltd | SANSI | LED Lamps | C21BB-IE26-13.5W-50-80-D-2 |  | A19 | General Purpose Replacement | E26 (Medium) | Omnidirectional | LED | 5 | 100 | 106.3 | 61.8 |  |  |  | 1600 | 13.5 | 118.5 | No | 25000 | 5000 | 84 | 14 | 1 | -25 | Dimmable | 20% |  | None |  |  |  | 2014-01-11 | 2014-10-28 | United States, Australia, Canada | ES_1129784_C21BB-IE26-13.5W-50-80-D-2_10292014164128_7359580 | 2224109
Shanghai Sansi Electronic Engineering Co., Ltd | SANSI | LED Lamps | C21BB-IE26-15W-50-91-D-2 |  | A19 | General Purpose Replacement | E26 (Medium) | Omnidirectional | LED | 5 | 100 | 106.3 | 61.8 |  |  |  | 1600 | 15.2 | 105.3 | No | 25000 | 5000 | 92 | 59 | 1 | -25 | Dimmable | 20% |  | None |  |  |  | 2014-01-11 | 2014-11-12 | United States, Australia, Canada | ES_1129784_C21BB-IE26-15W-50-91-D-2_11122014165755_3862065 | 2225627
Shanghai Sansi Electronic Engineering Co., Ltd | SANSI | LED Lamps | C21BB-SE26-15W-30-80-6-64 |  | A19 | General Purpose Replacement | E26 (Medium) | Omnidirectional | LED | 3 | 125 | 107.3 | 62.7 |  |  |  | 2000 | 15 | 133.3 | No | 25000 | 3000 | 82 | 10 | 1 | -25 | Dimmable | 6% | No | Recessed Fixtures | No |  |  | 2016-07-01 | 2016-07-14 | United States, Canada | ES_1129784_C21BB-SE26-15W-30-80-6-64_08052016153155_2146045 | 2274279
Shanghai Sansi Electronic Engineering Co., Ltd | SANSI | LED Lamps | C21BB-SE26-15W-50-80-6-64 |  | A19 | General Purpose Replacement | E26 (Medium) | Omnidirectional | LED | 3 | 125 | 107.3 | 62.7 |  |  |  | 2000 | 15 | 133.3 | No | 25000 | 5000 | 86 | 23 | 1 | -25 | Dimmable | 6% | No | Recessed Fixtures | No |  |  | 2016-07-01 | 2016-07-14 | United States, Canada | ES_1129784_C21BB-SE26-15W-50-80-6-64_08052016153155_5253592 | 2274280
Shenzhen Chinlighting Technology Co Ltd | Chinlighting | LED Filament Bulb | CLFA19 E26 5C8027 |  | A19 | General Purpose Replacement | E26 (Medium) | Omnidirectional | LED | 3 | 40 | 104.5 | 59.9 |  |  |  | 470 | 5 | 94 | No | 25000 | 2700 | 81 | 4 | 0.9 | -10 | Dimmable | 19% | No | Filament Style | No |  |  | 2016-08-15 | 2016-08-12 | United States, Canada | ES_1136084_CLFA19 E26 5C8027_08312016153803_2059211 | 2277656
Shenzhen Chinlighting Technology Co Ltd | Chinlighting | LED Filament Bulb | CLFA19 E26 5C8030 |  | A19 | General Purpose Replacement | E26 (Medium) | Omnidirectional | LED | 3 | 40 | 104.5 | 59.9 |  |  |  | 480 | 5 | 96 | No | 25000 | 3000 | 82 | 7 | 0.9 | -10 | Dimmable | 19% | No | Filament Style | No |  |  | 2016-08-15 | 2016-08-12 | United States, Canada | ES_1136084_CLFA19 E26 5C8030_08312016153803_9155582 | 2277657
Shenzhen Chinlighting Technology Co Ltd | Chinlighting | LED Filament Bulb | CLFA19 E26 5C8040 |  | A19 | General Purpose Replacement | E26 (Medium) | Omnidirectional | LED | 3 | 40 | 104.5 | 59.9 |  |  |  | 509 | 5 | 101.8 | No | 25000 | 4000 | 82 | 10 | 0.9 | -10 | Dimmable | 19% | No | Filament Style | No |  |  | 2016-08-15 | 2016-08-12 | United States, Canada | ES_1136084_CLFA19 E26 5C8040_08312016153803_5871852 | 2277658
Shenzhen Chinlighting Technology Co Ltd | Chinlighting | LED Filament Bulb | CLFA19 E26 7C8027 |  | A19 | General Purpose Replacement | E26 (Medium) | Omnidirectional | LED | 3 | 40 | 102.2 | 59.8 |  |  |  | 670 | 7 | 100 | No | 25000 | 2700 | 83 | 12 | 0.8 | -10 | Dimmable | 18% | No | Filament Style | No |  |  | 2016-05-10 | 2016-05-06 | United States, Canada | ES_1136084_CLFA19 E26 7C8027_05182016133243_4979490 | 2267033
Shenzhen Chinlighting Technology Co Ltd | Chinlighting | LED Filament Bulb | CLFA19 E26 7C8030 |  | A19 | General Purpose Replacement | E26 (Medium) | Omnidirectional | LED | 3 | 40 | 102.2 | 59.8 |  |  |  | 700 | 7 | 100 | No | 25000 | 3000 | 85 | 19 | 0.8 | -10 | Dimmable | 18% | No | Filament Style | No |  |  | 2016-05-10 | 2016-05-06 | United States, Canada | ES_1136084_CLFA19 E26 7C8030_05182016133243_4158895 | 2267034
Shenzhen Chinlighting Technology Co Ltd | Chinlighting | LED Filament Bulb | CLFA19 E26 7C8040 |  | A19 | General Purpose Replacement | E26 (Medium) | Omnidirectional | LED | 3 | 40 | 102.2 | 59.8 |  |  |  | 700 | 7 | 100 | No | 25000 | 4000 | 83 | 16 | 0.8 | -10 | Dimmable | 18% | No | Filament Style | No |  |  | 2016-05-10 | 2016-05-06 | United States, Canada | ES_1136084_CLFA19 E26 7C8040_05182016133243_8575999 | 2267035
Shenzhen Chinlighting Technology Co Ltd | Chinlighting | LED Filament Bulb | CLFA19 E26 7C9027 |  | A19 | General Purpose Replacement | E26 (Medium) | Omnidirectional | LED | 3 | 40 | 102.2 | 59.8 |  |  |  | 600 | 7 | 85 | No | 25000 | 2700 | 91 | 56 | 0.9 | -10 | Dimmable | 18% | No | Filament Style | No |  |  | 2016-05-15 | 2016-05-12 | United States, Canada | ES_1136084_CLFA19 E26 7C9027_05132016160715_9809768 | 2266737
Shenzhen MTC Optronics Co., Ltd | BMTC | LED Lamp | DB13-006T016UD-01 |  | B13 | Decorative | E12 (Candelabra) | Decorative | LED | 3 | 60 | 108.3 | 40.1 |  |  |  | 500 | 6 | 83.3 | No | 15000 | 5000 | 84 | 12 | 0.8 | -20 | Dimmable | 20% | No | Damp Location Rated,Use With Timers,Use With Photo and/or Motion Sensors,Recessed Fixtures | No |  |  | 2016-07-01 | 2016-08-09 | United States, Canada | ES_1136242_DB13-006T016UD-01_08092016153544_4537819 | 2275192
Shenzhen MTC Optronics Co., Ltd | BMTC | LED Lamp | DB13-006T016UW-01 |  | B13 | Decorative | E12 (Candelabra) | Decorative | LED | 3 | 60 | 108.1 | 39.8 |  |  |  | 500 | 6 | 83.3 | No | 15000 | 2700 | 82 | 5 | 0.8 | -20 | Dimmable | 20% | No | Damp Location Rated,Use With Timers,Use With Photo and/or Motion Sensors,Recessed Fixtures | No |  |  | 2016-07-01 | 2016-08-09 | United States, Canada | ES_1136242_DB13-006T016UW-01_08092016153501_3278499 | 2275190
Shenzhen MTC Optronics Co., Ltd | BMTC | LED Lamp | DBR20-007T012UB-01 |  | R20 | Reflector (Flood/Spot) | E26 (Medium) | Directional | LED | 3 | 50 | 97 | 62.9 |  |  |  | 525 | 7 | 75 | No | 25000 | 3000 | 82 | 6 | 0.9 | -20 | Dimmable | 20% | No | Damp Location Rated,Use With Timers,Use With Photo and/or Motion Sensors | No |  |  | 2016-07-01 | 2016-07-11 | United States, Canada | ES_1136242_DBR20-007T012UB-01_07112016130635_4358790 | 2273578
Shenzhen MTC Optronics Co., Ltd | BMTC | LED Lamp | DBR20-007T012UD-01 |  | R20 | Reflector (Flood/Spot) | E26 (Medium) | Directional | LED | 3 | 50 | 96.8 | 63 |  |  |  | 525 | 7 | 75 | No | 25000 | 5000 | 83 | 6 | 0.9 | -20 | Dimmable | 20% | No | Damp Location Rated,Use With Timers,Use With Photo and/or Motion Sensors | No |  |  | 2016-07-01 | 2016-07-11 | United States, Canada | ES_1136242_DBR20-007T012UD-01_07112016130649_5687129 | 2273579
Shenzhen MTC Optronics Co., Ltd | BMTC | LED Lamp | DBR20-007T012UW-01 |  | R20 | Reflector (Flood/Spot) | E26 (Medium) | Directional | LED | 3 | 50 | 96.8 | 62.7 |  |  |  | 525 | 7 | 75 | No | 25000 | 2700 | 81 | 3 | 0.9 | -20 | Dimmable | 20% | No | Damp Location Rated,Use With Timers,Use With Photo and/or Motion Sensors | No |  |  | 2016-07-01 | 2016-07-11 | United States, Canada | ES_1136242_DBR20-007T012UW-01_07112016130602_3489017 | 2273577
Shenzhen MTC Optronics Co., Ltd | BMTC | LED Lamp | DBR30-011T012UB-01 |  | BR30 | Reflector (Flood/Spot) | E26 (Medium) | Directional | LED | 3 | 65 | 130.1 | 95.9 |  |  |  | 800 | 11 | 72.7 | No | 25000 | 3000 | 83 | 7 | 0.8 | -20 | Dimmable | 20% | No | Damp Location Rated,Use With Timers,Use With Photo and/or Motion Sensors | No |  |  | 2016-07-01 | 2016-08-08 | United States, Canada | ES_1136242_DBR30-011T012UB-01_08082016151133_3419975 | 2275188
Shenzhen MTC Optronics Co., Ltd | BMTC | LED Lamp | DBR30-011T012UD-01 |  | BR30 | Reflector (Flood/Spot) | E26 (Medium) | Directional | LED | 3 | 65 | 131.2 | 95.2 |  |  |  | 800 | 11 | 72.7 | No | 25000 | 5000 | 83 | 5 | 0.8 | -20 | Dimmable | 20% | No | Damp Location Rated,Use With Timers,Use With Photo and/or Motion Sensors | No |  |  | 2016-07-01 | 2016-08-08 | United States, Canada | ES_1136242_DBR30-011T012UD-01_08082016151144_3485981 | 2275189
Shenzhen MTC Optronics Co., Ltd | BMTC | LED Lamp | DBR30-011T012UW-01 |  | BR30 | Reflector (Flood/Spot) | E26 (Medium) | Directional | LED | 3 | 65 | 129.9 | 94.2 |  |  |  | 800 | 11 | 72.7 | No | 25000 | 2700 | 81 | 3 | 0.8 | -20 | Dimmable | 20% | No | Damp Location Rated,Use With Timers,Use With Photo and/or Motion Sensors | No |  |  | 2016-07-01 | 2016-08-08 | United States, Canada | ES_1136242_DBR30-011T012UW-01_08082016151102_3248989 | 2275187
Shenzhen MTC Optronics Co., Ltd | BMTC | LED Lamp | DBR40-017T030UB-01 |  | BR40 | Reflector (Flood/Spot) | E26 (Medium) | Directional | LED | 3 | 75 | 160.6 | 126.5 |  |  |  | 1320 | 17 | 77.6 | No | 25000 | 3000 | 83 | 8 | 0.9 | -20 | Dimmable | 20% | No | Damp Location Rated,Use With Timers,Use With Photo and/or Motion Sensors | No |  |  | 2016-07-01 | 2016-07-12 | United States, Canada | ES_1136242_DBR40-017T030UB-01_07122016132437_4591003 | 2273581
Shenzhen MTC Optronics Co., Ltd | BMTC | LED Lamp | DBR40-017T030UD-01 |  | BR40 | Reflector (Flood/Spot) | E26 (Medium) | Directional | LED | 3 | 75 | 160.6 | 126.7 |  |  |  | 1320 | 17 | 77.6 | No | 25000 | 5000 | 84 | 7 | 0.9 | -20 | Dimmable | 20% | No | Damp Location Rated,Use With Timers,Use With Photo and/or Motion Sensors | No |  |  | 2016-07-01 | 2016-07-12 | United States, Canada | ES_1136242_DBR40-017T030UD-01_07122016132445_5919883 | 2273582
Shenzhen MTC Optronics Co., Ltd | BMTC | LED Lamp | DBR40-017T030UW-01 |  | BR40 | Reflector (Flood/Spot) | E26 (Medium) | Directional | LED | 3 | 75 | 160.5 | 126.3 |  |  |  | 1320 | 17 | 77.6 | No | 25000 | 2700 | 82 | 4 | 0.9 | -20 | Dimmable | 20% | No | Damp Location Rated,Use With Timers,Use With Photo and/or Motion Sensors | No |  |  | 2016-07-01 | 2016-07-12 | United States, Canada | ES_1136242_DBR40-017T030UW-01_07122016132405_3241903 | 2273580
Shenzhen MTC Optronics Co., Ltd | BMTC | LED Lamp | DGU10-005T005UB-18 |  | PAR16 | Reflector (Flood/Spot) | GU10 | Directional | LED | 3 | 60 | 54.2 | 50.2 | 953 |  | 35 | 380 | 5 | 76 | No | 25000 | 3000 | 84 | 11 | 0.9 | -20 | Dimmable | 20% | No | Damp Location Rated,Use With Timers,Use With Photo and/or Motion Sensors | No |  |  | 2016-07-01 | 2016-07-14 | United States, Canada | ES_1136242_DGU10-005T005UB-18_07142016135237_5348710 | 2273588
Shenzhen MTC Optronics Co., Ltd | BMTC | LED Lamp | DGU10-005T005UD-18 |  | PAR16 | Reflector (Flood/Spot) | GU10 | Directional | LED | 3 | 60 | 54.3 | 50 | 839 |  | 35 | 380 | 5 | 76 | No | 25000 | 5000 | 83 | 9 | 0.9 | -20 | Dimmable | 20% | No | Damp Location Rated,Use With Timers,Use With Photo and/or Motion Sensors | No |  |  | 2016-07-01 | 2016-07-14 | United States, Canada | ES_1136242_DGU10-005T005UD-18_07142016135244_3245801 | 2273589
Shenzhen MTC Optronics Co., Ltd | BMTC | LED Lamp | DGU10-005T005UW-18 |  | PAR16 | Reflector (Flood/Spot) | GU10 | Directional | LED | 3 | 60 | 54.2 | 50.2 | 941 |  | 35 | 380 | 5 | 76 | No | 25000 | 2700 | 81 | 2 | 0.9 | -20 | Dimmable | 20% | No | Damp Location Rated,Use With Timers,Use With Photo and/or Motion Sensors | No |  |  | 2016-07-01 | 2016-07-14 | United States, Canada | ES_1136242_DGU10-005T005UW-18_07142016135205_4329901 | 2273586
Shenzhen MTC Optronics Co., Ltd | BMTC | LED Lamp | DGU10-6W5T008UB-18 |  | PAR16 | Reflector (Flood/Spot) | GU10 | Directional | LED | 3 | 75 | 54.2 | 50 | 1445 |  | 35 | 500 | 6.5 | 76.9 | No | 25000 | 3000 | 84 | 11 | 0.9 | -20 | Dimmable | 20% | No | Damp Location Rated,Use With Timers,Use With Photo and/or Motion Sensors | No |  |  | 2016-07-01 | 2016-07-26 | United States, Canada | ES_1136242_DGU10-6W5T008UB-18_07262016153239_4569809 | 2273848
Shenzhen MTC Optronics Co., Ltd | BMTC | LED Lamp | DGU10-6W5T008UD-18 |  | PAR16 | Reflector (Flood/Spot) | GU10 | Directional | LED | 3 | 75 | 54.7 | 50 | 1346 |  | 35 | 500 | 6.5 | 76.9 | No | 25000 | 5000 | 83 | 9 | 0.9 | -20 | Dimmable | 20% | No | Damp Location Rated,Use With Timers,Use With Photo and/or Motion Sensors | No |  |  | 2016-07-01 | 2016-07-26 | United States, Canada | ES_1136242_DGU10-6W5T008UD-18_07262016153246_4598010 | 2273850
Shenzhen MTC Optronics Co., Ltd | BMTC | LED Lamp | DGU10-6W5T008UW-18 |  | PAR16 | Reflector (Flood/Spot) | GU10 | Directional | LED | 3 | 75 | 54.2 | 50 | 1372 |  | 35 | 500 | 6.5 | 76.9 | No | 25000 | 2700 | 82 | 3 | 0.9 | -20 | Dimmable | 20% | No | Damp Location Rated,Use With Timers,Use With Photo and/or Motion Sensors | No |  |  | 2016-07-01 | 2016-07-26 | United States, Canada | ES_1136242_DGU10-6W5T008UW-18_07262016153209_5290544 | 2273847
Shenzhen MTC Optronics Co., Ltd | BMTC | LED Lamp | DPAR20-006T012UB-05 |  | PAR20 | Reflector (Flood/Spot) | E26 (Medium) | Directional | LED | 3 | 50 | 84 | 63 | 815 |  | 40 | 450 | 6 | 75 | No | 25000 | 3000 | 83 | 10 | 0.9 | -20 | Dimmable | 20% | No | Damp Location Rated,Use With Timers,Use With Photo and/or Motion Sensors | No |  |  | 2016-07-01 | 2016-07-12 | United States, Canada | ES_1136242_DPAR20-006T012UB-05_07122016133635_4359190 | 2273584
San Remo Lighting Mfg. Co. Ltd. | Premier Electrical Products | LED | LED5B11G3/D/30/ES |  | Decorative: Other | Decorative | E12 (Candelabra) | Decorative | LED | 3 | 40 | 116.8 | 35.6 |  |  |  | 315 | 4.9 | 64.3 | No | 25000 | 3000 | 84 | 21 |  | -40 | Dimmable | 1% |  | Damp Location Rated |  |  |  | 2014-03-15 | 2014-02-19 | Canada | ES_1120233_LED5B11G3/D/30/ES_03112014131338_8295356 | 2206162
San Remo Lighting Mfg. Co. Ltd. | Premier Electrical Products | LED | LED7A19G4/D/30/ES |  | A19 | General Purpose Replacement | E26 (Medium) | Omnidirectional | LED | 3 | 40 | 109 | 60 |  |  |  | 480 | 7.3 | 65.8 | No | 25000 | 3000 | 84 | 21 | 0.9 | -40 | Dimmable | 10% |  | None |  |  |  | 2014-12-20 | 2014-12-05 | Canada | ES_1120233_LED7A19G4/D/30/ES_12122014164230_2664706 | 2229428
San Remo Lighting Mfg. Co. Ltd. | Premier Electrical Products | LED | LED7B13G5/D/30/ES |  | Decorative Candle: Other | Decorative | E12 (Candelabra) | Decorative | LED | 3 | 60 | 118 | 38 |  |  |  | 500 | 6.5 | 76.9 | No | 25000 | 3000 | 83 | 11 | 0.9 | -40 | Dimmable | 10% |  | None |  |  |  | 2015-09-05 | 2015-09-17 | Canada | ES_1120233_LED7B13G5/D/30/ES_10012015151842_9982628 | 2249532
San Remo Lighting Mfg. Co. Ltd. | Premier Electrical Products | LED | LED7G25G5/D/30/ES |  | G25 | Globe | E26 (Medium) | Decorative | LED | 3 | 60 | 121 | 80 |  |  |  | 500 | 7 | 71.4 | No | 25000 | 3000 | 84 | 13 | 0.8 | -40 | Dimmable | 10% |  | None |  |  |  | 2015-08-30 | 2015-09-01 | Canada | ES_1120233_LED7G25G5/D/30/ES_09102015150022_6694135 | 2247705
San Remo Lighting Mfg. Co. Ltd. | Premier Electrical Products | LED | LED7GU10G4/D/30/ES |  | PAR16 | Reflector (Flood/Spot) | GU10 | Directional | LED | 3 | 75 | 53.8 | 50 | 1395 |  | 38 |  | 7.4 | 67.8 | No | 25000 | 3000 | 82 | 17 | 0.7 | -40 | Dimmable | 10% |  | None |  |  |  | 2015-04-05 | 2015-04-07 | Canada | ES_1120233_LED7GU10G4/D/30/ES_04082015061759_8160958 | 2236031
San Remo Lighting Mfg. Co. Ltd. | Premier Electrical Products | LED | LED7GU10G5/D/30/ES |  | PAR16 | Reflector (Flood/Spot) | GU10 | Directional | LED | 3 | 50 | 54 | 50 | 1176 |  | 38 |  | 6.5 | 76.9 | No | 25000 | 3000 | 84 | 17 | 0.9 | -40 | Dimmable | 10% |  | None |  |  |  | 2015-09-05 | 2015-09-04 | Canada | ES_1120233_LED7GU10G5/D/30/ES_09102015145620_3731430 | 2247673
San Remo Lighting Mfg. Co. Ltd. | Premier Electrical Products | LED | LED7PAR16G4/D/30/ES |  | PAR16 | Reflector (Flood/Spot) | E26 (Medium) | Directional | LED | 3 | 75 | 71 | 48 | 1355 |  | 38 | 500 | 7.3 | 68.5 | No | 25000 | 3000 | 82 | 18 | 0.7 | -40 | Dimmable | 10% |  | None |  |  |  | 2014-12-20 | 2014-12-09 | Canada | ES_1120233_LED7PAR16G4/D/30/ES_12122014164520_7623620 | 2229392
San Remo Lighting Mfg. Co. Ltd. | Premier Electrical Products | LED | LED7PAR16G5/D/30/ES |  | PAR16 | Reflector (Flood/Spot) | E26 (Medium) | Directional | LED | 3 | 50 | 72 | 50 | 1176 |  | 38 |  | 6.5 | 76.9 | No | 25000 | 3000 | 84 | 17 | 0.9 | -40 | Dimmable | 10% |  | None |  |  |  | 2015-09-05 | 2015-09-04 | Canada | ES_1120233_LED7PAR16G5/D/30/ES_09102015145620_5102255 | 2247674
San Remo Lighting Mfg. Co. Ltd. | Premier Electrical Products | LED | LED7PAR20G4/D/30/ES |  | PAR20 | Reflector (Flood/Spot) | E26 (Medium) | Directional | LED | 3 | 50 | 85 | 63 | 1002 |  | 40 | 470 | 7 | 67.1 | No | 25000 | 3000 | 91 | 50 | 0.8 | -40 | Dimmable | 10% |  | None |  |  |  | 2014-12-20 | 2014-12-30 | Canada | ES_1120233_LED7PAR20G4/D/30/ES_01022015140323_9588651 | 2230358
San Remo Lighting Mfg. Co. Ltd. | Premier Electrical Products | LED | LED7PAR20G5/D/30/ES |  | PAR20 | Reflector (Flood/Spot) | E26 (Medium) | Directional | LED | 3 | 50 | 85 | 63 | 836 |  | 40 |  | 7 | 71.1 | No | 25000 | 3000 | 92 | 63 | 0.9 | -40 | Dimmable | 10% |  | None |  |  |  | 2015-11-10 | 2015-11-09 | Canada | ES_1120233_LED7PAR20G5/D/30/ES_11102015153222_8272436 | 2252348
San Remo Lighting Mfg. Co. Ltd. | Premier Electrical Products | LED | LED8A19G5/D/30/ES |  | A19 | General Purpose Replacement | E26 (Medium) | Omnidirectional | LED | 3 | 40 | 110 | 60 |  |  |  | 480 | 7.5 | 64 | No | 25000 | 3000 | 83 | 16 | 0.9 | -40 | Dimmable | 10% |  | None |  |  |  | 2015-08-30 | 2015-09-01 | Canada | ES_1120233_LED8A19G5/D/30/ES_09102015150034_6110441 | 2247704
San Remo Lighting Mfg. Co. Ltd. | Premier Electrical Products | LED | LED8MR16G3/D/30/ES |  | MR16 | Reflector (Flood/Spot) | GU5.3 | Directional | LED | 3 | 50 | 49 | 50 | 1201 |  | 38 | 500 | 8 | 62.5 | No | 40000 | 3000 | 82 | 12 | 0.7 | -40 | Dimmable | 10% |  | Enclosed Fixtures |  |  |  | 2014-06-08 | 2014-05-30 | Canada | ES_1120233_LED8MR16G3/D/30/ES_06122014143953_4469999 | 2213570
San Remo Lighting Mfg. Co. Ltd. | Premier Electrical Products | LED | LED8PAR16G3/D/30/ES |  | PAR16 | Reflector (Flood/Spot) | E26 (Medium) | Directional | LED | 3 | 75 | 72 | 49 | 1130 |  | 38 | 500 | 8 | 62.5 | No | 40000 | 3000 | 82 | 12 | 0.8 | -20 | Dimmable | 10% |  | None |  |  |  | 2014-04-30 | 2014-05-13 | Canada | ES_1120233_LED8PAR16G3/D/30/ES_05162014172931_3491341 | 2210717
San Remo Lighting Mfg. Co. Ltd. | Premier Electrical Products | LED | LED9A19G5/D/30/ES |  | A19 | General Purpose Replacement | E26 (Medium) | Omnidirectional | LED | 3 | 60 | 113 | 60 |  |  |  | 800 | 9 | 88.9 | No | 25000 | 3000 | 83 | 13 | 1 | -40 | Dimmable | 10% |  | None |  |  |  | 2015-08-30 | 2015-09-01 | Canada | ES_1120233_LED9A19G5/D/30/ES_09102015150045_7946596 | 2247703
San Remo Lighting Mfg. Co. Ltd. | Premier Electrical Products | LED4B10FG1/D/27/ES | LED4B10FG1/D/27/ES |  | BA10 | Decorative | E26 (Medium) | Decorative | LED | 3 | 40 | 102.3 | 31.8 |  |  |  | 330 | 4 | 82.5 | No | 15000 | 2700 | 82 | 7 | 0.9 | -40 | Dimmable | 10% | No | Damp Location Rated | No |  |  | 2016-01-01 | 2016-08-23 | Canada | ES_1120233_LED4B10FG1/D/27/ES_08192016131012_337945 | 2276297
San Remo Lighting Mfg. Co. Ltd. | Premier Electrical Products | LED7MR16G5/N/30/ES | LED7MR16G5/N/30/ES |  | MR16 | Reflector (Flood/Spot) | GU5.3 | Directional | LED | 3 | 50 | 47.8 | 50.1 | 1212 |  | 38 | 500 | 6.5 | 76.9 | No | 25000 | 2700 | 82 | 9 | 0.9 | -40 |  |  |  | Damp Location Rated |  |  |  | 2015-01-01 | 2016-01-07 | Canada | ES_1120233_LED7MR16G5/N/30/ES_01052016111746_2463342 | 2256232
San Remo Lighting Mfg. Co. Ltd. | Premier Electrical Products | LED8A19FG1/D/27/ES | LED8A19FG1/D/27/ES |  | A19 | General Purpose Replacement | E26 (Medium) | Omnidirectional | LED | 3 | 60 | 100 | 60 |  |  |  | 800 | 7.5 | 106.7 | No | 15000 | 3000 | 81 | 1 | 0.9 | -40 | Dimmable | 10% | No | Damp Location Rated,Recessed Fixtures | No |  |  | 2016-01-01 | 2016-08-23 | Canada | ES_1120233_LED8A19FG1/D/27/ES_08192016131251_6692468 | 2276300
San Remo Lighting Mfg. Co. Ltd. | Premier Electrical Products | LED8G25FG1/D/27/ES | LED8G25FG1/D/27/ES |  | G25 | Globe | E26 (Medium) | Decorative | LED | 3 | 60 | 118.9 | 79.1 |  |  |  | 800 | 7.5 | 106.7 | No | 15000 | 2700 | 80 | 13 | 0.9 | -40 | Dimmable | 10% | No | Damp Location Rated | No |  |  | 2016-01-01 | 2016-08-23 | Canada | ES_1120233_LED8G25FG1/D/27/ES_08192016131725_7544519 | 2276291
Sarin Energy Inc | Sarin Energy Solutions | self-ballasted LED Lamp | SES-BR30-3000-9* | ,,SES-BR30-3000-9* | BR30 | Reflector (Flood/Spot) | E26 (Medium) | Directional | LED | 3 | 65 | 131 | 95 |  |  | 100 | 650 | 9 | 72.2 | No | 25000 | 3000 | 82 | 11 | 0.9 | -20 | Dimmable | 10% | No | None | No |  |  | 2016-04-10 | 2016-04-29 | United States | ES_1132015_SES-BR30-3000-9*_05062016163146_6980359 | 2266229
Sarin Energy Inc | Sarin Energy Solutions | self-ballasted LED Lamp | SES-BR30-5000-9* | ,,SES-BR30-5000-9* | BR30 | Reflector (Flood/Spot) | E26 (Medium) | Directional | LED | 3 | 65 | 131 | 95 |  |  | 100 | 650 | 9 | 72.2 | No | 25000 | 5000 | 82 | 2 | 0.9 | -20 | Dimmable | 10% | No | None | No |  |  | 2016-04-10 | 2016-04-29 | United States | ES_1132015_SES-BR30-5000-9*_05062016163216_7341874 | 2266230
Sarin Energy Inc | Sarin Energy Solutions | self-ballasted LED Lamp | SES-BR40-3000-15* | ,,SES-BR40-3000-15* | BR40 | Reflector (Flood/Spot) | E26 (Medium) | Directional | LED | 3 | 65 | 162 | 127 |  |  | 100 | 850 | 10.4 | 81.8 | No | 25000 | 3000 | 83 | 10 | 0.9 | -20 | Dimmable | 5% | No | None | No |  |  | 2016-04-10 | 2016-04-29 | United States | ES_1132015_SES-BR40-3000-15*_05062016163323_9897087 | 2266232
SATCO/NUVO | Satco | Dimmable Omni A19 9.5W 4000K | S9838 |  | A19 | General Purpose Replacement | E26 (Medium) | Omnidirectional | LED | 3 | 60 | 110.4 | 59.9 |  |  |  | 800 | 9.5 | 84.2 | No | 25000 | 4000 | 83 | 12 | 0.9 | -20 | Dimmable | 5% | Yes | Damp Location Rated | No |  |  | 2016-09-13 | 2016-09-13 | United States | ES_31858_S9838_09132016060110_1024071 | 2279067
SATCO/NUVO | Satco | Dimmable Omni A19 9.5W 5000K | S9839 |  | A19 | General Purpose Replacement | E26 (Medium) | Omnidirectional | LED | 3 | 60 | 110.4 | 59.9 |  |  |  | 800 | 9.5 | 84.2 | No | 25000 | 5000 | 83 | 17 | 0.9 | -20 | Dimmable | 5% | Yes | Damp Location Rated | No |  |  | 2016-09-13 | 2016-09-13 | United States | ES_31858_S9839_09132016060110_1024071 | 2279068
SATCO/NUVO | Satco | Dimmable Omni A19-GU24 10.5W 2700K CRI>90 | S9613 |  | A19 | General Purpose Replacement | GU24 | Omnidirectional | LED | 5 | 60 | 118.2 | 59.8 |  |  |  | 800 | 10.5 | 76.2 | No | 25000 | 2700 | 92 | 57 | 0.9 | -20 | Dimmable | 5% | Yes | Damp Location Rated | No |  |  | 2016-06-29 | 2016-07-25 | United States, Canada | ES_31858_S9613_07252016011000_1024049 | 2273227
SATCO/NUVO | Satco | Dimmable Omni A19 GU24 11.5W 2700K | S9814 |  | A19 | General Purpose Replacement | GU24 | Omnidirectional | LED | 3 | 75 | 118 | 59.9 |  |  |  | 1100 | 12 | 91.7 | No | 25000 | 2700 | 82 | 6 | 0.9 | -20 | Dimmable | 5% | Yes | Damp Location Rated | No |  |  | 2016-09-01 | 2016-09-06 | United States | ES_31858_S9814_09072016020730_1024069 | 2278476
SATCO/NUVO | Satco | Dimmable Omni A19 GU24 12W 2700K | S9238 |  | A19 | General Purpose Replacement | GU24 | Omnidirectional | LED | 3 | 75 | 118.2 | 59.9 |  |  |  | 1100 | 12 | 91.7 | No | 25000 | 2700 | 82 | 7 | 1 | -20 | Dimmable | 5% |  | Damp Location Rated,Enclosed Fixtures |  |  |  | 2015-07-30 | 2015-08-03 | United States | ES_31858_S9238_08032015030840_1023865 | 2244938
SATCO/NUVO | Satco | Dimmable Omni A19 GU24 9.5W 2700K | S9840 |  | A19 | General Purpose Replacement | GU24 | Omnidirectional | LED | 3 | 60 | 110.4 | 59.9 |  |  |  | 800 | 9.5 | 84.2 | No | 25000 | 2700 | 80 | 4 | 0.9 | -20 | Dimmable | 5% | Yes | Damp Location Rated | No |  |  | 2016-09-13 | 2016-09-13 | United States | ES_31858_S9840_09132016060110_1024071 | 2279069
SATCO/NUVO | Satco | Dimmable Omni A19 GU24 9.5W 3500K | S9841 |  | A19 | General Purpose Replacement | GU24 | Omnidirectional | LED | 3 | 60 | 110.4 | 59.9 |  |  |  | 800 | 9.5 | 84.2 | No | 25000 | 3500 | 83 | 10 | 0.9 | -20 | Dimmable | 5% | Yes | Damp Location Rated | No |  |  | 2016-09-13 | 2016-09-13 | United States | ES_31858_S9841_09132016060110_1024071 | 2279070
SATCO/NUVO | Satco | Dimmable Omni A19 GU24 9.5W 4000K | S9842 |  | A19 | General Purpose Replacement | GU24 | Omnidirectional | LED | 3 | 60 | 110.4 | 59.9 |  |  |  | 800 | 9.5 | 84.2 | No | 25000 | 4000 | 83 | 12 | 0.9 | -20 | Dimmable | 5% | Yes | Damp Location Rated | No |  |  | 2016-09-13 | 2016-09-13 | United States | ES_31858_S9842_09132016060110_1024072 | 2279071
SATCO/NUVO | Satco | Dimmable Omni A21 16W 2700K | S9284 |  | A19 | General Purpose Replacement | E26 (Medium) | Omnidirectional | LED | 3 | 100 | 141.3 | 66.7 |  |  |  | 1600 | 16 | 100 | No | 25000 | 2700 | 82 | 9 | 1 | -20 | Dimmable | 5% |  | None |  |  |  | 2015-11-18 | 2015-11-23 | United States, Canada | ES_31858_S9284_11232015050550_1023932 | 2253190
SATCO/NUVO | Satco | Dimmable Omni A21 16W 3000K | S9285 |  | A19 | General Purpose Replacement | E26 (Medium) | Omnidirectional | LED | 3 | 100 | 141.3 | 66.7 |  |  |  | 1650 | 16 | 103.1 | No | 25000 | 3000 | 82 | 6 | 1 | -20 | Dimmable | 5% |  | Damp Location Rated,Enclosed Fixtures |  |  |  | 2015-11-25 | 2015-11-25 | United States, Canada | ES_31858_S9285_11252015011110_1023934 | 2253562
SATCO/NUVO | Satco | Dimmable Omni A21 16W 4000K | S9286 |  | A21 | General Purpose Replacement | E26 (Medium) | Omnidirectional | LED | 3 | 100 | 141.3 | 66.7 |  |  |  | 1720 | 16 | 107.5 | No | 25000 | 4000 | 85 | 20 | 1 | -20 | Dimmable | 5% |  | Damp Location Rated,Enclosed Fixtures |  |  |  | 2015-11-25 | 2015-11-25 | United States, Canada | ES_31858_S9286_11252015012550_1023934 | 2253563
SATCO/NUVO | Satco | Dimmable Omni A21 16W 5000K | S9287 |  | A15 | General Purpose Replacement | E26 (Medium) | Omnidirectional | LED | 3 | 100 | 141.3 | 66.7 |  |  |  | 1800 | 16 | 112.5 | No | 25000 | 5000 | 84 | 14 | 1 | -20 | Dimmable | 5% |  | Enclosed Fixtures |  |  |  | 2015-11-25 | 2015-12-03 | United States, Canada | ES_31858_S9287_12032015123621_1023936 | 2254158
SATCO/NUVO | Satco | Dimmable Omni A21 GU24 16W 2700K | S9288 |  | A21 | General Purpose Replacement | GU24 | Omnidirectional | LED | 3 | 100 | 141.3 | 66.7 |  |  |  | 1600 | 16 | 100 | No | 25000 | 2700 | 82 | 9 | 1 | -20 | Dimmable | 5% |  | Enclosed Fixtures |  |  |  | 2015-11-25 | 2015-12-03 | United States, Canada | ES_31858_S9288_12032015123951_1023936 | 2254159
SATCO/NUVO | Satco | Dimmable PAR16 6.5W 3000K 40° | S9388 |  | PAR16 | Reflector (Flood/Spot) | E26 (Medium) | Directional | LED | 3 | 60 | 72.5 | 50.7 | 868 |  | 40 | 500 | 6.5 | 76.9 | No | 25000 | 3000 | 83 | 10 | 1 | -20 | Dimmable | 5% | Yes | Damp Location Rated | No |  |  | 2016-09-30 | 2016-09-30 | United States | ES_31858_S9388_09302016041620_1024079 | 2280462
SATCO/NUVO | Satco | Dimmable PAR16 6.5W 3000K 40° | S9388 |  | PAR16 | Reflector (Flood/Spot) | E26 (Medium) | Directional | LED | 3 | 60 | 72.5 | 50.7 | 868 |  | 40 | 520 | 6.5 | 80 | No | 25000 | 3000 | 83 | 10 | 1 | -20 | Dimmable | 5% |  | Damp Location Rated,Enclosed Fixtures |  |  |  | 2016-01-25 | 2016-03-16 | United States, Canada | ES_31858_S9388_03162016033440_1023961 | 2262491
SATCO/NUVO | Satco | Dimmable PAR20 7W 3000K 25? | S9080 |  | PAR20 | Reflector (Flood/Spot) | E26 (Medium) | Directional | LED | 3 | 50 | 82.3 | 63.2 | 1336 |  | 25 | 415 | 7 | 59.3 | No | 25000 | 3000 | 84 | 23 | 1 | -20 | Dimmable | 3% |  | Damp Location Rated |  |  |  | 2014-05-07 | 2014-05-09 | United States | ES_31858_S9080_05092014101111_1023608 | 2210264
SATCO/NUVO | Satco | Dimmable PAR20 7W 4000K 40? | S9083 |  | PAR20 | Reflector (Flood/Spot) | E26 (Medium) | Directional | LED | 3 | 50 | 82.3 | 63.2 | 943 |  | 40 | 430 | 7 | 61.4 | No | 25000 | 4000 | 83 | 16 | 1 | -20 | Dimmable | 5% |  | None |  |  |  | 2014-09-17 | 2014-09-24 | United States | ES_31858_S9083_09242014095950_1023676 | 2220193
SATCO/NUVO | Satco | Dimmable PAR30 11W LN 3000K 25? | S9088 |  | PAR30L | Reflector (Flood/Spot) | E26 (Medium) | Directional | LED | 3 | 50 | 116.4 | 94.8 | 2686 |  | 25 | 750 | 11 | 68.2 | No | 25000 | 3000 | 83 | 15 | 1 | -20 | Dimmable | 4% |  | Damp Location Rated |  |  |  | 2014-05-07 | 2014-05-09 | United States | ES_31858_S9088_05092014100551_1023608 | 2210263
SATCO/NUVO | Satco | Dimmable PAR30 11W LN 3000K 40? | S9090 |  | PAR30L | Reflector (Flood/Spot) | E26 (Medium) | Directional | LED | 3 | 75 | 116.4 | 94.8 | 1502 |  | 40 | 750 | 11 | 68.2 | No | 25000 | 3000 | 83 | 15 | 1 | -20 | Dimmable | 4% |  | None |  |  |  | 2014-04-27 | 2014-04-29 | United States | ES_31858_S9090_04292014030000_1023603 | 2209987
SATCO/NUVO | Satco | Dimmable PAR30 11W SN 3000K 25° | S9084 |  | PAR30 | Reflector (Flood/Spot) | E26 (Medium) | Directional | LED | 3 | 50 | 91.7 | 95.1 | 2756 |  | 25 | 750 | 11 | 68.2 | No | 25000 | 3000 | 83 | 15 | 1 | -20 | Dimmable | 5% |  | Damp Location Rated |  |  |  | 2014-09-03 | 2014-09-09 | United States | ES_31858_S9084_09092014113221_1023666 | 2218787
SATCO/NUVO | Satco | Dimmable PAR30 11W SN 3000K 40 | S9086 |  | PAR30 | Reflector (Flood/Spot) | E26 (Medium) | Directional | LED | 3 | 75 | 91.7 | 95.1 | 1489 |  | 40 | 750 | 11 | 68.2 | No | 25000 | 3000 | 83 | 15 | 1 | -20 | Dimmable | 5% |  | None |  |  |  | 2014-08-03 | 2014-08-11 | United States | ES_31858_S9086_08122014102001_1023652 | 2217306
SATCO/NUVO | Satco | Dimmable PAR30 11W SN 4000K 25° | S9085 |  | PAR30 | Reflector (Flood/Spot) | E26 (Medium) | Directional | LED | 3 | 50 | 91.7 | 95.1 | 2772 |  | 25 | 780 | 11 | 70.9 | No | 25000 | 4000 | 83 | 14 | 1 | -20 | Dimmable | 5% |  | Damp Location Rated |  |  |  | 2014-08-13 | 2014-08-15 | United States | ES_31858_S9085_08152014040110_1023654 | 2217664
SATCO/NUVO | Satco | Dimmable PAR30 11W SN 4000K 40° | S9087 |  | PAR30 | Reflector (Flood/Spot) | E26 (Medium) | Directional | LED | 3 | 75 | 91.7 | 95.1 | 1644 |  | 40 | 780 | 11 | 70.9 | No | 25000 | 4000 | 82 | 13 | 1 | -20 | Dimmable | 5% |  | Damp Location Rated |  |  |  | 2014-08-12 | 2014-08-15 | United States | ES_31858_S9087_08152014034840_1023654 | 2217665
Shenzhen Chinlighting Technology Co Ltd | Chinlighting | LED Filament Bulb | CLFB11 E12 3.5C8027 |  | B10 | Decorative | E12 (Candelabra) | Decorative | LED | 3 | 40 | 96.8 | 34.5 |  |  |  | 330 | 3.5 | 94.3 | No | 25000 | 2700 | 82 | 7 | 0.9 | -10 | Dimmable | 19% | No | Filament Style | No |  |  | 2016-08-15 | 2016-08-12 | United States, Canada | ES_1136084_CLFB11 E12 3.5C8027_08312016153916_4425299 | 2277627
Shenzhen Chinlighting Technology Co Ltd | Chinlighting | LED Filament Bulb | CLFB11 E12 3.5C8030 |  | B10 | Decorative | E12 (Candelabra) | Decorative | LED | 3 | 40 | 96.8 | 34.5 |  |  |  | 330 | 3.5 | 94.3 | No | 25000 | 3000 | 83 | 10 | 0.9 | -10 | Dimmable | 19% | No | Filament Style | No |  |  | 2016-08-15 | 2016-08-12 | United States, Canada | ES_1136084_CLFB11 E12 3.5C8030_08312016153916_9938107 | 2277628
Shenzhen Chinlighting Technology Co Ltd | Chinlighting | LED Filament Bulb | CLFB11 E12 3.5C8040 |  | B10 | Decorative | E12 (Candelabra) | Decorative | LED | 3 | 40 | 96.8 | 34.5 |  |  |  | 360 | 3.5 | 102.9 | No | 25000 | 4000 | 82 | 7 | 0.9 | -10 | Dimmable | 19% | No | Filament Style | No |  |  | 2016-08-15 | 2016-08-12 | United States, Canada | ES_1136084_CLFB11 E12 3.5C8040_08312016153916_9265305 | 2277629
Shenzhen Chinlighting Technology Co Ltd | Chinlighting | LED Filament Bulb | CLFB11 E12 5C8027 |  | B10 | Decorative | E12 (Candelabra) | Decorative | LED | 3 | 60 | 97.6 | 34.8 |  |  |  | 500 | 5 | 100 | No | 25000 | 2700 | 83 | 12 | 0.9 | -10 | Dimmable | 19% | No | Filament Style | No |  |  | 2016-05-10 | 2016-05-06 | United States, Canada | ES_1136084_CLFB11 E12 5C8027_05182016133306_2570865 | 2267021
Shenzhen Chinlighting Technology Co Ltd | Chinlighting | LED Filament Bulb | CLFB11 E12 5C8030 |  | B10 | Decorative | E12 (Candelabra) | Decorative | LED | 3 | 60 | 97.6 | 34.7 |  |  |  | 500 | 5 | 100 | No | 25000 | 3000 | 84 | 18 | 0.9 | -10 | Dimmable | 19% | No | Filament Style | No |  |  | 2016-05-10 | 2016-05-06 | United States, Canada | ES_1136084_CLFB11 E12 5C8030_05182016133306_6915286 | 2267022
Shenzhen Chinlighting Technology Co Ltd | Chinlighting | LED Filament Bulb | CLFB11 E12 5C8040 |  | B10 | Decorative | E12 (Candelabra) | Decorative | LED | 3 | 60 | 97.6 | 34.8 |  |  |  | 500 | 5 | 100 | No | 25000 | 4000 | 83 | 18 | 0.9 | -10 | Dimmable | 19% | No | Filament Style | No |  |  | 2016-05-10 | 2016-05-06 | United States, Canada | ES_1136084_CLFB11 E12 5C8040_05182016133306_7493940 | 2267023
Shenzhen Chinlighting Technology Co Ltd | Chinlighting | LED Filament Bulb | CLFB11 E12 5C9027 |  | B10 | Decorative | E12 (Candelabra) | Decorative | LED | 3 | 40 | 97.2 | 34.1 |  |  |  | 460 | 5 | 92 | No | 25000 | 2700 | 92 | 55 | 0.9 | -10 | Dimmable | 17% | No | Filament Style | No |  |  | 2016-05-15 | 2016-05-12 | United States, Canada | ES_1136084_CLFB11 E12 5C9027_05132016160740_9035250 | 2266733
Shenzhen Chinlighting Technology Co Ltd | Chinlighting | LED Filament Bulb | CLFB11 E26 3.5C8027 |  | B10 | Decorative | E26 (Medium) | Decorative | LED | 3 | 40 | 96.8 | 34.5 |  |  |  | 330 | 3.5 | 94.3 | No | 25000 | 2700 | 82 | 7 | 0.9 | -10 | Dimmable | 19% | No | Filament Style | No |  |  | 2016-08-15 | 2016-08-12 | United States, Canada | ES_1136084_CLFB11 E26 3.5C8027_08312016153916_8310013 | 2277633
Shenzhen Chinlighting Technology Co Ltd | Chinlighting | LED Filament Bulb | CLFB11 E26 3.5C8030 |  | B10 | Decorative | E26 (Medium) | Decorative | LED | 3 | 40 | 96.8 | 34.5 |  |  |  | 330 | 3.5 | 94.3 | No | 25000 | 3000 | 83 | 10 | 0.9 | -10 | Dimmable | 19% | No | Filament Style | No |  |  | 2016-08-15 | 2016-08-12 | United States, Canada | ES_1136084_CLFB11 E26 3.5C8030_08312016153916_3909140 | 2277634
Shenzhen Chinlighting Technology Co Ltd | Chinlighting | LED Filament Bulb | CLFB11 E26 3.5C8040 |  | B10 | Decorative | E26 (Medium) | Decorative | LED | 3 | 40 | 96.8 | 34.5 |  |  |  | 360 | 3.5 | 102.9 | No | 25000 | 4000 | 82 | 7 | 0.9 | -10 | Dimmable | 19% | No | Filament Style | No |  |  | 2016-08-15 | 2016-08-12 | United States, Canada | ES_1136084_CLFB11 E26 3.5C8040_08312016153916_1046939 | 2277635
Shenzhen Chinlighting Technology Co Ltd | Chinlighting | LED Filament Bulb | CLFB11 E26 5C8027 |  | B10 | Decorative | E26 (Medium) | Decorative | LED | 3 | 60 | 97.6 | 34.8 |  |  |  | 500 | 5 | 100 | No | 25000 | 2700 | 83 | 12 | 0.9 | -10 | Dimmable | 19% | No | Filament Style | No |  |  | 2016-05-10 | 2016-05-06 | United States, Canada | ES_1136084_CLFB11 E26 5C8027_05182016133306_6593252 | 2267027
Shenzhen Chinlighting Technology Co Ltd | Chinlighting | LED Filament Bulb | CLFB11 E26 5C8030 |  | B10 | Decorative | E26 (Medium) | Decorative | LED | 3 | 60 | 97.6 | 34.7 |  |  |  | 500 | 5 | 100 | No | 25000 | 3000 | 84 | 18 | 0.9 | -10 | Dimmable | 19% | No | Filament Style | No |  |  | 2016-05-10 | 2016-05-06 | United States, Canada | ES_1136084_CLFB11 E26 5C8030_05182016133306_9375155 | 2267028
Shenzhen Chinlighting Technology Co Ltd | Chinlighting | LED Filament Bulb | CLFB11 E26 5C8040 |  | B10 | Decorative | E26 (Medium) | Decorative | LED | 3 | 60 | 97.6 | 34.8 |  |  |  | 500 | 5 | 100 | No | 25000 | 4000 | 83 | 18 | 0.9 | -10 | Dimmable | 19% | No | Filament Style | No |  |  | 2016-05-10 | 2016-05-06 | United States, Canada | ES_1136084_CLFB11 E26 5C8040_05182016133306_4066285 | 2267029
Shenzhen MTC Optronics Co., Ltd | BMTC | LED Lamp | DPAR20-006T012UD-05 |  | PAR20 | Reflector (Flood/Spot) | E26 (Medium) | Directional | LED | 3 | 50 | 84.1 | 63.3 | 906 |  | 40 | 450 | 6 | 75 | No | 25000 | 5000 | 84 | 9 | 0.9 | -20 | Dimmable | 20% | No | Damp Location Rated,Use With Timers,Use With Photo and/or Motion Sensors | No |  |  | 2016-07-01 | 2016-07-12 | United States, Canada | ES_1136242_DPAR20-006T012UD-05_07122016133648_3452980 | 2273585
Shenzhen MTC Optronics Co., Ltd | BMTC | LED Lamp | DPAR20-006T012UW-05 |  | PAR20 | Reflector (Flood/Spot) | E26 (Medium) | Directional | LED | 3 | 50 | 84 | 63.2 | 778 |  | 40 | 450 | 6 | 75 | No | 25000 | 2700 | 82 | 8 | 0.9 | -20 | Dimmable | 20% | No | Damp Location Rated,Use With Timers,Use With Photo and/or Motion Sensors | No |  |  | 2016-07-01 | 2016-07-12 | United States, Canada | ES_1136242_DPAR20-006T012UW-05_07122016133602_3214903 | 2273583
Shenzhen MTC Optronics Co., Ltd | BMTC | LED Lamp | DPAR30-011T016UB-05 |  | PAR30L | Reflector (Flood/Spot) | E26 (Medium) | Directional | LED | 3 | 75 | 113.8 | 94.9 | 1847 |  | 40 | 850 | 11 | 77.3 | No | 25000 | 3000 | 83 | 10 | 0.8 | -20 | Dimmable | 20% | No | Damp Location Rated,Use With Timers,Use With Photo and/or Motion Sensors | No |  |  | 2016-07-01 | 2016-07-18 | United States, Canada | ES_1136242_DPAR30-011T016UB-05_07182016143639_4568100 | 2273599
Shenzhen MTC Optronics Co., Ltd | BMTC | LED Lamp | DPAR30-011T016UD-05 |  | PAR30L | Reflector (Flood/Spot) | E26 (Medium) | Directional | LED | 3 | 75 | 113.6 | 95.2 | 1973 |  | 40 | 850 | 11 | 77.3 | No | 25000 | 5000 | 84 | 10 | 0.8 | -20 | Dimmable | 20% | No | Damp Location Rated,Use With Timers,Use With Photo and/or Motion Sensors | No |  |  | 2016-07-01 | 2016-07-18 | United States, Canada | ES_1136242_DPAR30-011T016UD-05_07182016143647_3459010 | 2273600
Shenzhen MTC Optronics Co., Ltd | BMTC | LED Lamp | DPAR30-011T016UW-05 |  | PAR30L | Reflector (Flood/Spot) | E26 (Medium) | Directional | LED | 3 | 75 | 113.7 | 95 | 1747 |  | 40 | 850 | 11 | 77.3 | No | 25000 | 2700 | 83 | 8 | 0.8 | -20 | Dimmable | 20% | No | Damp Location Rated,Use With Timers,Use With Photo and/or Motion Sensors | No |  |  | 2016-07-01 | 2016-07-18 | United States, Canada | ES_1136242_DPAR30-011T016UW-05_07182016143605_2134902 | 2273598
Shenzhen MTC Optronics Co., Ltd | BMTC | LED Lamp | DPAR38-015T024UB-05 |  | PAR38 | Reflector (Flood/Spot) | E26 (Medium) | Directional | LED | 3 | 90 | 127.9 | 121 | 1977 |  | 40 | 1050 | 15 | 70 | No | 25000 | 3000 | 83 | 13 | 0.9 | -20 | Dimmable | 20% | No | Damp Location Rated,Use With Timers,Use With Photo and/or Motion Sensors | No |  |  | 2016-07-01 | 2016-07-14 | United States, Canada | ES_1136242_DPAR38-015T024UB-05_07142016140835_4952012 | 2273592
Shenzhen MTC Optronics Co., Ltd | BMTC | LED Lamp | DPAR38-015T024UD-05 |  | PAR38 | Reflector (Flood/Spot) | E26 (Medium) | Directional | LED | 3 | 90 | 128 | 121.1 | 2236 |  | 40 | 1050 | 15 | 70 | No | 25000 | 5000 | 84 | 12 | 0.9 | -20 | Dimmable | 20% | No | Damp Location Rated,Use With Timers,Use With Photo and/or Motion Sensors | No |  |  | 2016-07-01 | 2016-07-14 | United States, Canada | ES_1136242_DPAR38-015T024UD-05_07142016140846_4325980 | 2273593
Shenzhen MTC Optronics Co., Ltd | BMTC | LED Lamp | DPAR38-015T024UW-05 |  | PAR38 | Reflector (Flood/Spot) | E26 (Medium) | Directional | LED | 3 | 90 | 128 | 121.3 | 1886 |  | 40 | 1050 | 15 | 70 | No | 25000 | 2700 | 83 | 11 | 0.9 | -20 | Dimmable | 20% | No | Damp Location Rated,Use With Timers,Use With Photo and/or Motion Sensors | No |  |  | 2016-07-01 | 2016-07-14 | United States, Canada | ES_1136242_DPAR38-015T024UW-05_07142016140802_3248719 | 2273591
Shenzhen MTC Optronics Co., Ltd | BMTC | LED Lamp | DPAR38-017T024UB-05 |  | PAR38 | Reflector (Flood/Spot) | E26 (Medium) | Directional | LED | 3 | 100 | 127.9 | 121.3 | 2206 |  | 40 | 1320 | 17 | 77.6 | No | 25000 | 3000 | 84 | 15 | 0.9 | -20 | Dimmable | 20% | No | Damp Location Rated,Use With Timers,Use With Photo and/or Motion Sensors | No |  |  | 2016-07-01 | 2016-07-14 | United States, Canada | ES_1136242_DPAR38-017T024UB-05_07182016142336_2134903 | 2273596
Shenzhen MTC Optronics Co., Ltd | BMTC | LED Lamp | DPAR38-017T024UD-05 |  | PAR38 | Reflector (Flood/Spot) | E26 (Medium) | Directional | LED | 3 | 100 | 127.9 | 120.7 | 2043 |  | 40 | 1320 | 17 | 77.6 | No | 25000 | 5000 | 84 | 13 | 0.9 | -20 | Dimmable | 20% | No | Damp Location Rated,Use With Timers,Use With Photo and/or Motion Sensors | No |  |  | 2016-07-01 | 2016-07-14 | United States, Canada | ES_1136242_DPAR38-017T024UD-05_07182016142347_3458701 | 2273597
Shenzhen MTC Optronics Co., Ltd | BMTC | LED Lamp | DPAR38-017T024UW-05 |  | PAR38 | Reflector (Flood/Spot) | E26 (Medium) | Directional | LED | 3 | 100 | 127.9 | 120.7 | 2177 |  | 40 | 1320 | 17 | 77.6 | No | 25000 | 2700 | 83 | 11 | 0.9 | -20 | Dimmable | 20% | No | Damp Location Rated,Use With Timers,Use With Photo and/or Motion Sensors | No |  |  | 2016-07-01 | 2016-07-14 | United States, Canada | ES_1136242_DPAR38-017T024UW-05_07182016142305_2314803 | 2273595
Shenzhen Topband Co., Ltd | TOPBAND | LED BR light | TPBR20DJA-8WCS-A(27) |  | R20 | Reflector (Flood/Spot) | E26 (Medium) | Directional | LED | 5 | 50 | 99.9 | 63.7 |  |  | 120 | 550 | 8 | 68.8 | No | 25000 | 2700 | 81 | 9 | 1 | -20 | Dimmable | 10% |  | Damp Location Rated,Enclosed Fixtures |  |  |  | 2014-11-13 | 2014-11-13 | United States | ES_1129430_TPBR20DJA-8WCS-(27)_11132014034220_1023706 | 2225090
Shenzhen Topband Co., Ltd | TOPBAND | LED BR light | TPBR20DJA-8WCS-A(40) |  | R20 | Reflector (Flood/Spot) | E26 (Medium) | Directional | LED | 5 | 50 | 99.9 | 63.7 |  |  | 120 | 621 | 8 | 77.6 | No | 25000 | 4000 | 82 | 4 | 1 | -20 | Dimmable | 10% |  | Damp Location Rated,Enclosed Fixtures |  |  |  | 2014-11-13 | 2014-11-13 | United States, Canada | ES_1129430_TPBR20DJA-8WCS-A(40)_11132014034220_1023713 | 2225095
Sarin Energy Inc | Sarin Energy Solutions | self-ballasted LED Lamp | SES-BR40-5000-15* | ,,SES-BR40-5000-15* | BR40 | Reflector (Flood/Spot) | E26 (Medium) | Directional | LED | 3 | 65 | 162 | 127 |  |  | 100 | 850 | 10.6 | 80.6 | No | 25000 | 5000 | 85 | 15 | 0.9 | -20 | Dimmable | 5% | No | None | No |  |  | 2016-04-10 | 2016-04-29 | United States | ES_1132015_SES-BR40-5000-15*_05062016163257_7344193 | 2266231
Sarin Energy Inc | Sarin Energy Solutions | self-ballasted LED Lamp | SES-PAR30-3000-15* | ,,SES-PAR30-3000-15* | PAR30L | Reflector (Flood/Spot) | E26 (Medium) | Directional | LED | 3 | 75 | 113 | 95 | 2235 |  | 40 | 1200 | 15 | 80 | No | 25000 | 3000 | 84 | 13 | 1 | -40 | Dimmable | 10% | No | None | No |  |  | 2016-04-10 | 2016-04-27 | United States | ES_1132015_SES-PAR30-3000-15*_05062016163457_8205655 | 2266235
Sarin Energy Inc | Sarin Energy Solutions | self-ballasted LED Lamp | SES-PAR30-5000-15* | ,,SES-PAR30-5000-15* | PAR30L | Reflector (Flood/Spot) | E26 (Medium) | Directional | LED | 3 | 75 | 113 | 95 | 2235 |  | 40 | 1200 | 15 | 80 | No | 25000 | 5000 | 85 | 29 | 1 | -40 | Dimmable | 10% | No | None | No |  |  | 2016-04-10 | 2016-04-27 | United States | ES_1132015_SES-PAR30-5000-15*_05062016163521_5896535 | 2266236
Sarin Energy Inc | Sarin Energy Solutions | self-ballasted LED Lamp | SES-PAR38-3000-18* | ,,SES-PAR38-3000-18* | PAR38 | Reflector (Flood/Spot) | E26 (Medium) | Directional | LED | 3 | 100 | 128 | 120 | 3344 |  | 40 | 1500 | 18.1 | 82.9 | No | 25000 | 3000 | 84 | 12 | 1 | -20 | Dimmable | 10% | No | None | No |  |  | 2016-04-10 | 2016-04-27 | United States | ES_1132015_SES-PAR38-3000-18*_05062016163356_8323174 | 2266233
Sarin Energy Inc | Sarin Energy Solutions | self-ballasted LED Lamp | SES-PAR38-5000-18* | ,,SES-PAR38-5000-18* | PAR38 | Reflector (Flood/Spot) | E26 (Medium) | Directional | LED | 3 | 100 | 128 | 120 | 3167 |  | 40 | 1500 | 18.4 | 81.6 | No | 25000 | 5000 | 85 | 29 | 1 | -20 | Dimmable | 10% | No | None | No |  |  | 2016-04-10 | 2016-04-27 | United States | ES_1132015_SES-PAR38-5000-18*_05062016163425_4272446 | 2266234
Sarin Energy Inc | Sarin Energy Solutions | Self-ballasted LED Lamp | SES-PAR20-5000-7* | ,,SES-PAR20-5000-7* | PAR20 | Reflector (Flood/Spot) | E26 (Medium) | Directional | LED | 3 | 50 | 80 | 63 | 1033 |  | 40 |  | 7 | 78.6 | No | 25000 | 5000 | 85 | 29 | 0.9 | -20 | Dimmable | 5% |  | None |  |  |  | 2015-10-15 | 2015-10-13 | United States | ES_1132015_SES-PAR20-5000-7*_10152015135842_6366037 | 2250212
Sarin Energy Inc | Sarin Energy Solutions | Self-ballasted LED Lamp | SES-PAR30-5000-15* | ,,SES-PAR30-5000-15* | PAR30L | Reflector (Flood/Spot) | E26 (Medium) | Directional | LED | 3 | 75 | 113 | 95 | 2040 |  | 40 |  | 15 | 80 | No | 25000 | 5000 | 85 | 29 | 1 | -20 | Dimmable | 10% |  | None |  |  |  | 2015-10-15 | 2015-10-13 | United States | ES_1132015_SES-PAR30-5000-15*_10152015135727_2653455 | 2250211
Sarin Energy Inc | SES | SES-A19-2700-9* | SES-A19-2700-9* |  | A19 | General Purpose Replacement | E26 (Medium) | Omnidirectional | LED | 3 | 60 | 112 | 60.9 |  |  |  | 800 | 9 | 88.9 | No | 25000 | 2700 | 81 | 4 | 0.9 | -20 | Dimmable | 10% |  | Damp Location Rated,Not for Use in Enclosed Fixtures |  |  |  | 2015-06-22 | 2015-06-22 | United States | ES_1132015_SES-A19-2700-9*_06222015055220_1023839 | 2241997
Sarin Energy Inc | SES | SES-A19-5000-9* | SES-A19-5000-9* |  | A19 | General Purpose Replacement | E26 (Medium) | Omnidirectional | LED | 3 | 60 | 112 | 60.9 |  |  |  | 800 | 9 | 88.9 | No | 25000 | 5000 | 85 | 21 | 0.9 | -20 | Dimmable | 10% |  | Damp Location Rated,Not for Use in Enclosed Fixtures |  |  |  | 2015-08-13 | 2015-08-13 | United States, Canada | ES_1132015_SES-A19-5000-9*_08142015013730_1023872 | 2245773
Sarin Energy Inc | SES | SES-MR16GU10-3000-7* | SES-MR16GU10-3000-7* |  | PAR16 | Reflector (Flood/Spot) | GU10 | Directional | LED | 3 | 50 | 54.5 | 50.2 | 1000 |  | 40 | 450 | 7 | 64.3 | No | 25000 | 3000 | 82 | 5 | 0.9 | -20 | Dimmable | 10% |  | Damp Location Rated,Not for Use in Enclosed Fixtures |  |  |  | 2015-06-17 | 2015-06-17 | United States | ES_1132015_SES-MR16GU10-3000-7*_06172015121551_1023833 | 2241748
SATCO/NUVO | American Light | Ultra Mini 13W 2700K | MS/1327 |  | CFL Bare Spiral | General Purpose Replacement | E26 (Medium) | Omnidirectional | CFL | 2 | 60 | 105.9 | 47.6 |  | 1.6 |  | 800 | 13 | 61.5 | No | 10000 | 2700 | 83 | -2 | 0.6 | -18 |  |  |  | None |  |  |  | 2014-07-20 | 2014-07-28 | United States | ES_31858_MS/1327_07282014031330_1023644 | 2216596
SATCO/NUVO | American Light | Ultra Mini 13W 5000K | MS/1350 |  | CFL Bare Spiral | General Purpose Replacement | E26 (Medium) | Omnidirectional | CFL | 2 | 60 | 105.9 | 47.6 |  | 1.6 |  | 880 | 13 | 67.7 | No | 10000 | 5000 | 84 | 37 | 0.6 | -18 |  |  |  | None |  |  |  | 2015-03-02 | 2015-03-02 | United States | ES_31858_MS/1350_03022015050550_1023715 | 2234137
SATCO/NUVO | American Light | Ultra Mini 23W 2700K | MS/2327 |  | CFL Bare Spiral | General Purpose Replacement | E26 (Medium) | Omnidirectional | CFL | 2 | 100 | 126 | 55 |  | 1.6 |  | 1600 | 23 | 69.6 | No | 10000 | 2700 | 82 | -5 | 0.6 | -18 |  |  |  | None |  |  |  | 2014-07-20 | 2014-07-28 | United States | ES_31858_MS/2327_07282014032000_1023644 | 2216598
SATCO/NUVO | American Light. | Ultra Mini 18W 2700K | MS/1827 | ,MS/1827/3P, | CFL Bare Spiral | General Purpose Replacement | E26 (Medium) | Omnidirectional | CFL | 2 | 75 | 117.5 | 54.9 |  | 1.6 |  | 1200 | 18 | 66.7 | No | 12000 | 2700 | 83 | -3 | 0.6 | -18 |  |  |  | None |  |  |  | 2014-07-20 | 2014-07-28 | United States | ES_31858_MS/1827_07282014031620_1023644 | 2216597
SATCO/NUVO | KolourOne | 17UL-W22 | S9022 |  | PAR38 | Reflector (Flood/Spot) | E26 (Medium) | Directional | LED | 3 | 75 | 129.5 | 119.4 | 2020 |  | 40 | 940 | 17.8 | 52.8 | No | 35000 | 2700 | 83 | 16 | 1 | -20 | Dimmable | 20% |  | None |  |  |  | 2014-10-14 | 2014-10-24 | United States, Canada | ES_31858_S9022_10242014093220_1023702 | 2223496
SATCO/NUVO | KolourOne | A19-070UU-W21 | S9212 |  | A19 | General Purpose Replacement | E26 (Medium) | Omnidirectional | LED | 3 | 40 | 112.6 | 59.8 |  |  |  | 450 | 7 | 64.3 | No | 25000 | 2700 | 82 | 12 | 1 | -20 | Dimmable | 20% |  | Damp Location Rated |  |  |  | 2015-05-29 | 2015-05-29 | United States, Canada | ES_31858_S9212_05292015021110_1023821 | 2240440
SATCO/NUVO | KolourOne | A19-070UU-W22 | S9213 |  | A19 | General Purpose Replacement | E26 (Medium) | Omnidirectional | LED | 3 | 40 | 112.6 | 59.8 |  |  |  | 480 | 7 | 68.6 | No | 25000 | 3500 | 82 | 6 | 1 | -20 | Dimmable | 20% |  | Damp Location Rated |  |  |  | 2015-05-29 | 2015-05-29 | United States, Canada | ES_31858_S9213_05292015024110_1023821 | 2240444
SATCO/NUVO | KolourOne | A19-070UU-W23 | S9214 |  | A19 | General Purpose Replacement | E26 (Medium) | Omnidirectional | LED | 3 | 40 | 112.6 | 59.8 |  |  |  | 535 | 7 | 70 | No | 25000 | 4000 | 84 | 12 | 1 | -20 | Dimmable | 20% |  | Damp Location Rated |  |  |  | 2015-05-29 | 2015-05-29 | United States, Canada | ES_31858_S9214_05292015025950_1023821 | 2240445
SATCO/NUVO | KolourOne | A19-070UU-W24 | S9215 |  | A19 | General Purpose Replacement | E26 (Medium) | Omnidirectional | LED | 3 | 40 | 112.6 | 59.8 |  |  |  | 510 | 7 | 72.9 | No | 25000 | 5000 | 83 | 9 | 1 | -20 | Dimmable | 20% |  | Damp Location Rated |  |  |  | 2015-05-29 | 2015-05-29 | United States, Canada | ES_31858_S9215_05292015030550_1023821 | 2240446
SATCO/NUVO | KolourOne | A19-10.5UW-W21 | S9037 |  | A19 | General Purpose Replacement | E26 (Medium) | Omnidirectional | LED | 5 | 60 | 101.6 | 63.5 |  |  |  | 800 | 11 | 72.7 | No | 40000 | 2700 | 83 | 18 | 1 | -20 | Dimmable | 20% |  | Not for Use in Enclosed Fixtures |  |  |  | 2014-10-22 | 2014-10-24 | United States, Canada | ES_31858_S9037_10242014100441_1023693 | 2223495
SATCO/NUVO | KolourOne | A19-10.5UW-W21 | S9070 |  | A19 | General Purpose Replacement | GU24 | Omnidirectional | LED | 5 | 60 | 101.6 | 63.5 |  |  |  | 800 | 11 | 72.7 | No | 40000 | 2700 | 83 | 18 | 1 | -20 | Dimmable | 20% |  | Not for Use in Enclosed Fixtures |  |  |  | 2014-10-22 | 2014-10-24 | United States, Canada | ES_31858_S9070_10242014100441_1023702 | 2223510
SATCO/NUVO | Satco | Dimmable PAR38 17W 3000K 25? | S9092 |  | PAR38 | Reflector (Flood/Spot) | E26 (Medium) | Directional | LED | 3 | 90 | 133.3 | 120.8 | 4009 |  |  | 1200 | 17 | 70.6 | No | 25000 | 3000 | 83 | 15 |  | -20 | Dimmable | 4% |  | Damp Location Rated |  |  |  | 2014-05-07 | 2014-05-09 | United States | ES_31858_S9092_05092014094110_1023608 | 2210262
SATCO/NUVO | Satco | Dimmable PAR38 17W 3000K 40? | S9094 |  | PAR38 | Reflector (Flood/Spot) | E26 (Medium) | Directional | LED | 3 | 90 | 133.3 | 120.8 | 2387 |  | 40 | 1200 | 17 | 70.6 | No | 25000 | 3000 | 83 | 15 | 1 | -20 | Dimmable | 4% |  | None |  |  |  | 2014-04-27 | 2014-04-29 | United States | ES_31858_S9094_04292014031840_1023603 | 2209988
SATCO/NUVO | Satco | Dimmable R20 6.5W 2700K | S9630 |  | R20 | Reflector (Flood/Spot) | E26 (Medium) | Directional | LED | 3 | 50 | 99.8 | 63.7 |  |  | 107 | 525 | 6.5 | 80.8 | No | 25000 | 2700 | 83 | 11 | 0.9 | -20 | Dimmable | 5% | Yes | Damp Location Rated | No |  |  | 2016-03-22 | 2016-04-08 | United States | ES_31858_S9630_04112016075950_1023991 | 2263888
SATCO/NUVO | Satco | Dimmable R20 6.5W 2700K CRI>90 | S9614 |  | R20 | Reflector (Flood/Spot) | E26 (Medium) | Directional | LED | 5 | 45 | 99.6 | 62.9 |  |  | 107 | 450 | 6.5 | 69.2 | No | 25000 | 2700 | 91 | 55 | 0.9 | -20 | Dimmable | 5% | Yes | None | No |  |  | 2016-06-20 | 2016-08-30 | United States | ES_31858_S9614_08312016045220_1024065 | 2277792
SATCO/NUVO | Satco | Dimmable R20 6.5W 3000K | S9631 |  | R20 | Reflector (Flood/Spot) | E26 (Medium) | Directional | LED | 3 | 50 | 99.8 | 63.7 |  |  | 107 | 540 | 6.5 | 83.1 | No | 25000 | 3000 | 83 | 9 | 0.9 | -20 | Dimmable | 5% | Yes | Damp Location Rated | No |  |  | 2016-03-22 | 2016-04-07 | United States | ES_31858_S9631_04072016044330_1023990 | 2263799
SATCO/NUVO | Satco | Dimmable R20 6.5W 4000K | S9632 |  | R20 | Reflector (Flood/Spot) | E26 (Medium) | Directional | LED | 3 | 50 | 99.8 | 63.7 |  |  | 107 | 560 | 6.5 | 86.2 | No | 25000 | 4000 | 82 | 9 | 0.9 | -20 | Dimmable | 5% | Yes | Damp Location Rated | No |  |  | 2016-03-22 | 2016-04-08 | United States | ES_31858_S9632_04112016083550_1023991 | 2263889
SATCO/NUVO | Satco | Dimmable R20 6.5W 5000K | S9633 |  | R20 | Reflector (Flood/Spot) | E26 (Medium) | Directional | LED | 3 | 50 | 99.8 | 89.2 |  |  | 107 | 580 | 6.5 | 89.2 | No | 25000 | 5000 | 85 | 17 | 0.9 | -20 | Dimmable | 5% | Yes | Damp Location Rated | No |  |  | 2016-03-22 | 2016-04-08 | United States | ES_31858_S9633_04112016084840_1023991 | 2263890
SATCO/NUVO | Satco | Dimmable R20 7W 2700K | S9140 |  | R20 | Reflector (Flood/Spot) | E26 (Medium) | Directional | LED | 3 | 50 | 99.3 | 63 |  |  |  | 525 | 7 | 75 | No | 25000 | 2700 | 80 | 4 | 1 | -20 | Dimmable | 5% |  | Damp Location Rated |  |  |  | 2014-12-07 | 2014-12-18 | United States | ES_31858_S9140_12182014111731_1023730 | 2229618
SATCO/NUVO | Satco | Dimmable R20 7W 3000K | S9141 |  | R20 | Reflector (Flood/Spot) | E26 (Medium) | Directional | LED | 3 | 50 | 99.3 | 63 |  |  | 106 | 540 | 7 | 77.1 | No | 25000 | 3000 | 80 | 1 | 1 | -20 | Dimmable | 5% |  | None |  |  |  | 2014-12-17 | 2014-12-18 | United States | ES_31858_S9141_12182014115221_1023732 | 2229625
SATCO/NUVO | Satco | Dimmable R20 7W 4000K | S9142 |  | R20 | Reflector (Flood/Spot) | E26 (Medium) | Directional | LED | 3 | 50 | 99.5 | 63.1 |  |  | 108 | 560 | 7 | 80 | No | 25000 | 4000 | 82 | 12 | 1 | -20 | Dimmable | 5% |  | Damp Location Rated |  |  |  | 2014-12-12 | 2014-12-18 | United States | ES_31858_S9142_12182014115551_1023732 | 2229626
SATCO/NUVO | Satco | Dimmable R20 7W 5000K | S9143 |  | R20 | Reflector (Flood/Spot) | E26 (Medium) | Directional | LED | 3 | 50 | 99.6 | 62.3 |  |  | 108 | 580 | 7 | 82.9 | No | 25000 | 5000 | 84 | 20 | 0.9 | -20 | Dimmable | 5% |  | Damp Location Rated |  |  |  | 2014-12-09 | 2014-12-18 | United States | ES_31858_S9143_12182014021220_1023732 | 2229627
SATCO/NUVO | Satco | Dimmable R20 8W 2700K | S9040 |  | R20 | Reflector (Flood/Spot) | E26 (Medium) | Directional | LED | 3 | 50 | 99.3 | 63.2 |  |  | 107 | 525 | 8 | 65.6 | No | 25000 | 2700 | 82 | 13 | 0.7 | -20 | Dimmable | 5% |  | Damp Location Rated |  |  |  | 2014-05-14 | 2014-06-03 | United States | ES_31858_S9040_06032014094550_1023618 | 2212427
SATCO/NUVO | Satco | Dimmable R20 8W 3000K | S9002 |  | R20 | Reflector (Flood/Spot) | E26 (Medium) | Directional | LED | 3 | 50 | 99.3 | 63.2 |  |  |  | 540 | 8 | 67.5 | No | 25000 | 3000 | 82 | 15 | 0.7 | -20 | Dimmable | 5% |  | Damp Location Rated |  |  |  | 2014-06-02 | 2014-06-13 | United States | ES_31858_S9002_06132014093620_1023624 | 2212892
SATCO/NUVO | Satco | LED G25 GLOBE 4.5W | S9254 | ,S9563, | G25 | Globe | E26 (Medium) | Decorative | LED | 3 | 60 | 114.3 | 80.1 |  |  |  | 550 | 4.5 | 122.2 | No | 25000 | 2700 | 83 | 7 | 0.9 | -20 | Dimmable | 10% |  | Damp Location Rated |  |  |  | 2016-01-08 | 2016-01-08 | United States, Canada | ES_31858_S9254_01132016021220_1023950 | 2256638
SATCO/NUVO | Satco | Mini Spiral | S7436 | ,T2 FHS 13W 2700K, | CFL Bare Spiral | General Purpose Replacement | E26 (Medium) | Omnidirectional | CFL | 2 | 60 | 135 | 45 |  | 0.9 |  | 840 | 13 | 64.6 | No | 10000 | 2700 | 81 | -10 | 0.6 | 18 |  |  |  | Not for Use in Enclosed Fixtures |  |  |  | 2014-10-06 | 2014-10-22 | United States, Canada | ES_31858_S7436_10222014094000_1023682 | 2223084
SATCO/NUVO | Satco | Mini Spiral | S7437 | ,T2 FHS 20W 2700K, | CFL Bare Spiral | General Purpose Replacement | E26 (Medium) | Omnidirectional | CFL | 2 | 75 | 150 | 50 |  | 0.9 |  | 1270 | 18.9 | 67.3 | No | 10000 | 2700 | 82 | -12 | 0.6 | 18 |  |  |  | Not for Use in Enclosed Fixtures |  |  |  | 2014-09-12 | 2014-10-31 | United States, Canada | ES_31858_S7437_10312014104841_1023682 | 2223983
SATCO/NUVO | Satco | Mini Spiral | S7438 | ,T2 FHS 23W, | CFL Bare Spiral | General Purpose Replacement | E26 (Medium) | Omnidirectional | CFL | 2 | 100 | 140 | 70 |  | 0.9 |  | 1600 | 24.4 | 65.6 | No | 10000 | 2700 | 83 | -1 | 0.6 | -18 |  |  |  | Not for Use in Enclosed Fixtures |  |  |  | 2014-09-12 | 2014-11-18 | United States, Canada | ES_31858_S7438_11182014020220_1023683 | 2225401
SATCO/NUVO | Satco | Omni A19 6W 2700K | S9590 |  | A19 | General Purpose Replacement | E26 (Medium) | Omnidirectional | LED | 3 | 40 | 111 | 60 |  |  |  | 480 | 6 | 80 | No | 15000 | 2700 | 82 | 4 | 0.6 | -20 |  |  | Yes | Damp Location Rated | No |  |  | 2016-08-25 | 2016-08-31 | United States, Canada | ES_31858_S9590_08312016052440_1024066 | 2277794
SATCO/NUVO | Satco | Omni A19 6W 3000K | S9591 |  | A19 | General Purpose Replacement | E26 (Medium) | Omnidirectional | LED | 3 | 40 | 111 | 60 |  |  |  | 480 | 6 | 80 | No | 15000 | 3000 | 84 | 13 | 0.6 | -20 |  |  | Yes | Damp Location Rated | No |  |  | 2016-08-25 | 2016-08-31 | United States, Canada | ES_31858_S9591_08312016052440_1024066 | 2277797
SATCO/NUVO | Satco | Omni A19 6W 5000K | S9592 |  | A19 | General Purpose Replacement | E26 (Medium) | Omnidirectional | LED | 3 | 40 | 111 | 60 |  |  |  | 480 | 6 | 80 | No | 15000 | 5000 | 85 | 21 | 0.6 | -20 |  |  | Yes | Damp Location Rated | No |  |  | 2016-08-25 | 2016-08-31 | United States, Canada | ES_31858_S9592_08312016052440_1024066 | 2277798
SATCO/NUVO | Satco | Omni A19 9.5W 2700K | S9593 |  | A19 | General Purpose Replacement | E26 (Medium) | Omnidirectional | LED | 3 | 60 | 110.3 | 59.9 |  |  |  | 800 | 9.5 | 84.2 | No | 15000 | 2700 | 80 | 7 | 0.6 | -20 |  |  | Yes | Damp Location Rated | No |  |  | 2016-08-25 | 2016-08-31 | United States | ES_31858_S9593_08312016045730_1024066 | 2277793
SATCO/NUVO | Satco | Omni A19 9.5W 3000K | S9594 |  | A19 | General Purpose Replacement | E26 (Medium) | Omnidirectional | LED | 3 | 60 | 110.3 | 59.9 |  |  |  | 800 | 9.5 | 84.2 | No | 15000 | 3000 | 83 | 10 | 0.6 | -20 |  |  | Yes | Damp Location Rated | No |  |  | 2016-08-25 | 2016-08-31 | United States | ES_31858_S9594_08312016045730_1024066 | 2277795
Shenzhen Chinlighting Technology Co Ltd | Chinlighting | LED Filament Bulb | CLFB11 E26 5C9027 |  | B10 | Decorative | E26 (Medium) | Decorative | LED | 3 | 40 | 97.2 | 34.1 |  |  |  | 460 | 5 | 92 | No | 25000 | 2700 | 92 | 55 | 0.8 | -10 | Dimmable | 17% | No | Filament Style | No |  |  | 2016-05-15 | 2016-05-12 | United States, Canada | ES_1136084_CLFB11 E26 5C9027_05132016160740_9431933 | 2266735
Shenzhen Chinlighting Technology Co Ltd | Chinlighting | LED Filament Bulb | CLFCA10 E12 3.5C8027 |  | CA10 | Decorative | E12 (Candelabra) | Decorative | LED | 3 | 40 | 95.8 | 32.2 |  |  |  | 330 | 3.5 | 94.3 | No | 25000 | 2700 | 82 | 6 | 0.9 | -10 | Dimmable | 19% | No | Filament Style | No |  |  | 2016-08-15 | 2016-08-12 | United States, Canada | ES_1136084_CLFCA10 E12 3.5C8027_08312016153916_4806990 | 2277630
Shenzhen Chinlighting Technology Co Ltd | Chinlighting | LED Filament Bulb | CLFCA10 E12 3.5C8030 |  | CA10 | Decorative | E12 (Candelabra) | Decorative | LED | 3 | 40 | 95.8 | 32.2 |  |  |  | 330 | 3.5 | 94.3 | No | 25000 | 3000 | 84 | 12 | 0.9 | -10 | Dimmable | 19% | No | Filament Style | No |  |  | 2016-08-15 | 2016-08-12 | United States, Canada | ES_1136084_CLFCA10 E12 3.5C8030_08312016153916_7386828 | 2277631
Shenzhen Chinlighting Technology Co Ltd | Chinlighting | LED Filament Bulb | CLFCA10 E12 3.5C8040 |  | CA10 | Decorative | E12 (Candelabra) | Decorative | LED | 3 | 40 | 95.8 | 32.2 |  |  |  | 360 | 3.5 | 102.9 | No | 25000 | 4000 | 82 | 7 | 0.9 | -10 | Dimmable | 19% | No | Filament Style | No |  |  | 2016-08-15 | 2016-08-12 | United States, Canada | ES_1136084_CLFCA10 E12 3.5C8040_08312016153916_3293303 | 2277632
Shenzhen Chinlighting Technology Co Ltd | Chinlighting | LED Filament Bulb | CLFCA10 E12 5C8027 |  | CA10 | Decorative | E12 (Candelabra) | Decorative | LED | 3 | 60 | 95.9 | 31.6 |  |  |  | 500 | 5 | 100 | No | 25000 | 2700 | 83 | 14 | 0.8 | -10 | Dimmable | 19% | No | Filament Style | No |  |  | 2016-05-10 | 2016-05-06 | United States, Canada | ES_1136084_CLFCA10 E12 5C8027_05182016133306_7455225 | 2267024
Shenzhen Chinlighting Technology Co Ltd | Chinlighting | LED Filament Bulb | CLFCA10 E12 5C8030 |  | CA10 | Decorative | E12 (Candelabra) | Decorative | LED | 3 | 60 | 96 | 31.7 |  |  |  | 500 | 5 | 100 | No | 25000 | 3000 | 85 | 20 | 0.8 | -10 | Dimmable | 19% | No | Filament Style | No |  |  | 2016-05-10 | 2016-05-06 | United States, Canada | ES_1136084_CLFCA10 E12 5C8030_05182016133306_7551072 | 2267025
Shenzhen Chinlighting Technology Co Ltd | Chinlighting | LED Filament Bulb | CLFCA10 E12 5C8040 |  | CA10 | Decorative | E12 (Candelabra) | Decorative | LED | 3 | 60 | 96 | 31.7 |  |  |  | 500 | 5 | 100 | No | 25000 | 4000 | 83 | 16 | 0.8 | -10 | Dimmable | 19% | No | Filament Style | No |  |  | 2016-05-10 | 2016-05-06 | United States, Canada | ES_1136084_CLFCA10 E12 5C8040_05182016133306_2956529 | 2267026
Shenzhen Chinlighting Technology Co Ltd | Chinlighting | LED Filament Bulb | CLFCA10 E12 5C9027 |  | CA10 | Decorative | E12 (Candelabra) | Decorative | LED | 3 | 40 | 97.3 | 34.2 |  |  |  | 460 | 5 | 92 | No | 25000 | 2700 | 91 | 55 | 0.9 | -10 | Dimmable | 17% | No | Filament Style | No |  |  | 2016-05-15 | 2016-05-12 | United States, Canada | ES_1136084_CLFCA10 E12 5C9027_05132016160740_9432160 | 2266734
Shenzhen Chinlighting Technology Co Ltd | Chinlighting | LED Filament Bulb | CLFCA10 E26 3.5C8027 |  | CA10 | Decorative | E26 (Medium) | Decorative | LED | 3 | 40 | 95.8 | 32.2 |  |  |  | 330 | 3.5 | 94.3 | No | 25000 | 2700 | 82 | 6 | 0.9 | -10 | Dimmable | 19% | No | Filament Style | No |  |  | 2016-08-15 | 2016-08-12 | United States, Canada | ES_1136084_CLFCA10 E26 3.5C8027_08312016153916_5795843 | 2277636
Shenzhen Chinlighting Technology Co Ltd | Chinlighting | LED Filament Bulb | CLFCA10 E26 3.5C8030 |  | CA10 | Decorative | E26 (Medium) | Decorative | LED | 3 | 40 | 95.8 | 32.2 |  |  |  | 330 | 3.5 | 94.3 | No | 25000 | 3000 | 84 | 12 | 0.9 | -10 | Dimmable | 19% | No | Filament Style | No |  |  | 2016-08-15 | 2016-08-12 | United States, Canada | ES_1136084_CLFCA10 E26 3.5C8030_08312016153916_8620308 | 2277637
Shenzhen Chinlighting Technology Co Ltd | Chinlighting | LED Filament Bulb | CLFCA10 E26 3.5C8040 |  | CA10 | Decorative | E26 (Medium) | Decorative | LED | 3 | 40 | 95.8 | 32.2 |  |  |  | 360 | 3.5 | 102.9 | No | 25000 | 4000 | 82 | 7 | 0.9 | -10 | Dimmable | 19% | No | Filament Style | No |  |  | 2016-08-15 | 2016-08-12 | United States, Canada | ES_1136084_CLFCA10 E26 3.5C8040_08312016153916_7236068 | 2277638
Shenzhen Topband Co., Ltd | TOPBAND | LED BR light | TPBR30DJA-13WCS-A(27) |  | BR30 | Reflector (Flood/Spot) | E26 (Medium) | Directional | LED | 5 | 75 | 136.3 | 95.3 |  |  | 120 | 991 | 13 | 77 | No | 25000 | 2700 | 81 | 8 | 1 | -20 | Dimmable | 10% |  | Damp Location Rated,Enclosed Fixtures |  |  |  | 2014-11-10 | 2014-11-18 | United States, Canada | ES_1129430_TPBR30DJA-13WCS-A(27)_11182014014550_1023716 | 2225399
Shenzhen Topband Co., Ltd | TOPBAND | LED BR light | TPBR30DJA-13WCS-A(40) |  | BR30 | Reflector (Flood/Spot) | E26 (Medium) | Directional | LED | 5 | 85 | 136.3 | 95.3 |  |  | 120 | 1100 | 13 | 84.6 | No | 25000 | 4000 | 82 | 3 | 1 | -20 | Dimmable | 10% |  | Damp Location Rated,Enclosed Fixtures |  |  |  | 2014-11-10 | 2014-11-18 | United States, Canada | ES_1129430_TPBR30DJA-13WCS-A(40)_11182014014550_1023716 | 2225407
Shenzhen Topband Co., Ltd | TOPBAND | LED PAR light | TPPR20DJB-9WCC-A(30) |  | PAR20 | Reflector (Flood/Spot) | E26 (Medium) | Directional | LED | 5 | 50 | 87.5 | 62.5 | 727 |  | 40 | 442 | 9 | 49.1 | No | 25000 | 3000 | 81 | 4 | 1 | -20 | Dimmable | 10% |  | Damp Location Rated |  |  |  | 2014-10-31 | 2014-11-13 | United States, Canada | ES_1129430_TPPR20DJB-9WCC-A(30)_11132014034840_1023714 | 2225091
Shenzhen Topband Co., Ltd | TOPBAND | LED PAR light | TPPR20DJB-9WCC-A(40) |  | PAR20 | Reflector (Flood/Spot) | E26 (Medium) | Directional | LED | 5 | 50 | 87.5 | 62.5 | 839 |  | 40 | 450 | 9 | 50 | No | 25000 | 4000 | 82 | 8 | 1 | -20 | Dimmable | 10% |  | Damp Location Rated |  |  |  | 2014-10-31 | 2014-11-13 | United States, Canada | ES_1129430_TPPR20DJB-9WCC-A(40)_11132014035220_1023714 | 2225092
Shenzhen Topband Co., Ltd | TOPBAND | LED PAR light | TPPR30DJB-13WCC-A(27) |  | PAR30 | Reflector (Flood/Spot) | E26 (Medium) | Directional | LED | 5 | 75 | 116.3 | 95 | 1784 |  | 35 | 652 | 13 | 50.1 | No | 25000 | 2700 | 83 | 15 | 1 | -20 | Dimmable | 10% |  | Damp Location Rated |  |  |  | 2014-11-13 | 2014-11-13 | United States, Canada | ES_1129430_TPPR30DJB-13WCC-A(27)_11132014040840_1023714 | 2225093
Shenzhen Topband Co., Ltd | TOPBAND | LED PAR light | TPPR30DJB-13WCC-A(30) |  | PAR30 | Reflector (Flood/Spot) | E26 (Medium) | Directional | LED | 5 | 75 | 116.3 | 95 | 2285 |  | 35 | 759 | 13 | 58.4 | No | 25000 | 3000 | 82 | 11 | 1 | -20 | Dimmable | 10% |  | Damp Location Rated |  |  |  | 2014-11-13 | 2014-11-13 | United States, Canada | ES_1129430_TPPR30DJB-13WCC-A(30)_11132014040840_1023714 | 2225096
Shenzhen Topband Co., Ltd | TOPBAND | LED PAR light | TPPR30DJB-13WCC-A(40) |  | PAR30 | Reflector (Flood/Spot) | E26 (Medium) | Directional | LED | 5 | 75 | 116.3 | 95 | 2486 |  | 35 | 860 | 13 | 66.1 | No | 25000 | 4000 | 80 | 9 | 1 | -20 | Dimmable | 10% |  | Damp Location Rated |  |  |  | 2014-11-13 | 2014-11-13 | United States, Canada | ES_1129430_TPPR30DJB-13WCC-A(40)_11132014040840_1023715 | 2225097
Shenzhen Topband Co., Ltd | TOPBAND | LED PAR light | TPPR38DJB-18WCC-A(27) |  | PAR38 | Reflector (Flood/Spot) | E26 (Medium) | Directional | LED | 5 | 100 | 128.4 | 119.9 | 2757 |  | 35 | 1200 | 18 | 66.7 | No | 25000 | 2700 | 81 | 9 | 1 | -20 | Dimmable | 10% |  | Damp Location Rated |  |  |  | 2014-11-01 | 2014-12-30 | United States, Canada | ES_1129430_TPPR38DJB-18WCC-A(27)_12302014030440_1023738 | 2230255
Shenzhen Topband Co., Ltd | TOPBAND | LED PAR light | TPPR38DJB-18WCC-A(30) |  | PAR38 | Reflector (Flood/Spot) | E26 (Medium) | Directional | LED | 5 | 100 | 128.4 | 119.9 | 2775 |  | 35 | 1200 | 18 | 66.7 | No | 25000 | 3000 | 83 | 15 | 1 | -20 | Dimmable | 10% |  | Damp Location Rated |  |  |  | 2014-11-01 | 2014-12-30 | United States, Canada | ES_1129430_TPPR38DJB-18WCC-A(30)_12302014030440_1023738 | 2230258
Shenzhen Topband Co., Ltd | TOPBAND | LED PAR Light | TPPR20DJB-9WCC-A(27) |  | PAR20 | Reflector (Flood/Spot) | E26 (Medium) | Directional | LED | 5 | 50 | 87.5 | 62.5 | 768 |  | 40 | 450 | 9 | 50 | No | 25000 | 2700 | 81 | 6 | 1 | -20 | Dimmable | 10% |  | Damp Location Rated |  |  |  | 2014-10-16 | 2014-10-16 | United States, Canada | ES_1129430_TPPR20DJB-9WCC-A (27)_10162014031330_1023696 | 2222493
Shenzhen Wanjia Lighting Co., Ltd | WONKA | LED R30 Lamp | 10R30A2-27 |  | R30 | Reflector (Flood/Spot) | E26 (Medium) | Directional | LED | 5 | 65 | 132.4 | 92.8 |  |  |  | 800 | 10.2 | 78.4 | No | 25000 | 2700 | 81 | 6 | 1 | -20 | Dimmable | 10% |  | Not for Use in Enclosed Fixtures |  |  |  | 2014-10-01 | 2014-10-09 | United States, Canada | ES_1125909_10R30A2-27_10092014112951_1023687 | 2221976
Shenzhen Wanjia Lighting Co., Ltd | WONKA | LED R30 Lamp | 10R30A2-30 |  | R30 | Reflector (Flood/Spot) | E26 (Medium) | Directional | LED | 5 | 65 | 132.4 | 92.8 |  |  |  | 800 | 10 | 80 | No | 25000 | 3000 | 83 | 16 | 1 | -20 | Dimmable | 10% |  | Not for Use in Enclosed Fixtures |  |  |  | 2014-10-01 | 2014-10-09 | United States, Canada | ES_1125909_10R30A2-30_10092014112951_1023687 | 2221981
Shenzhen Wanjia Lighting Co., Ltd | WONKA | LED R30 Lamp | 10R30A2-40 |  | R30 | Reflector (Flood/Spot) | E26 (Medium) | Directional | LED | 5 | 65 | 132.4 | 92.8 |  |  |  | 800 | 10.1 | 79.2 | No | 25000 | 4000 | 83 | 17 | 1 | -20 | Dimmable | 10% |  | Not for Use in Enclosed Fixtures |  |  |  | 2014-10-01 | 2014-10-09 | United States, Canada | ES_1125909_10R30A2-40_10092014112951_1023688 | 2221982
Shenzhen Well King Lighting Co LTD | WELLKINGLED | WK-SL-D17 | WK-SL-D17 |  | PAR16 | Reflector (Flood/Spot) | GU10 | Directional | LED | 3 | 50 | 56 | 50.2 | 1848 |  | 30 | 570 | 6 | 95 | No | 25000 | 3000 | 83 | 6 | 1 | -20 | Dimmable | 20% |  | Damp Location Rated |  |  |  | 2014-10-30 | 2014-12-16 | United States | ES_1130699_WK-SL-D17_12242014091454_2494298 | 2230020
Shenzhen Well King Lighting Co LTD | WELLKINGLED | WK-SL-D17 | WK-SL-D17 |  | PAR16 | Reflector (Flood/Spot) | GU10 | Directional | LED | 3 | 50 | 56 | 50.2 | 1943 |  | 30 | 570 | 6 | 95 | No | 25000 | 6500 | 83 | 9 | 1 | -20 | Dimmable | 20% |  | Damp Location Rated |  |  |  | 2014-10-30 | 2014-12-16 | United States | ES_1130699_WK-SL-D17_12242014091508_2508694 | 2230021
SATCO/NUVO | KolourOne | A19-10.5UW-W21 | S9071 |  | A19 | General Purpose Replacement | GU24 | Omnidirectional | LED | 5 | 60 | 101.6 | 63.5 |  |  |  | 830 | 11 | 75.5 | No | 35000 | 3500 | 81 | 2 | 1 | -20 | Dimmable | 20% |  | Not for Use in Enclosed Fixtures |  |  |  | 2014-10-22 | 2014-10-24 | United States, Canada | ES_31858_S9071_10242014100441_1023702 | 2223512
SATCO/NUVO | KolourOne | A19-9.8UG-W21 | S9208 |  | A19 | General Purpose Replacement | E26 (Medium) | Omnidirectional | LED | 3 | 60 | 112.6 | 59.8 |  |  |  | 810 | 10.4 | 77.9 | No | 25000 | 2700 | 81 | 11 | 1 | -20 | Dimmable | 18% |  | Damp Location Rated,Not for Use in Enclosed Fixtures |  |  |  | 2015-05-20 | 2015-05-22 | United States, Canada | ES_31858_S9208_05222015012620_1023816 | 2240117
SATCO/NUVO | KolourOne | A19-9.8UG-W22 | S9209 |  | A19 | General Purpose Replacement | E26 (Medium) | Omnidirectional | LED | 3 | 60 | 112.6 | 59.8 |  |  |  | 850 | 9.8 | 86.7 | No | 25000 | 3500 | 82 | 8 | 1 | -20 | Dimmable | 18% |  | Damp Location Rated,Not for Use in Enclosed Fixtures |  |  |  | 2015-05-20 | 2015-05-22 | United States, Canada | ES_31858_S9209_05222015021000_1023816 | 2240118
SATCO/NUVO | KolourOne | A19-9.8UG-W23 | S9210 |  | A19 | General Purpose Replacement | E26 (Medium) | Omnidirectional | LED | 3 | 60 | 112.6 | 59.8 |  |  |  | 870 | 9.8 | 88.8 | No | 25000 | 4000 | 84 | 11 | 1 | -20 | Dimmable | 18% |  | Damp Location Rated,Not for Use in Enclosed Fixtures |  |  |  | 2015-05-20 | 2015-05-22 | United States, Canada | ES_31858_S9210_05222015022220_1023816 | 2240119
SATCO/NUVO | KolourOne | A19-9.8UG-W24 | S9211 |  | A19 | General Purpose Replacement | E26 (Medium) | Omnidirectional | LED | 3 | 60 | 112.6 | 59.8 |  |  |  | 900 | 9.8 | 91.8 | No | 25000 | 5000 | 84 | 10 | 1 | -20 | Dimmable | 18% |  | Damp Location Rated,Not for Use in Enclosed Fixtures |  |  |  | 2015-05-20 | 2015-05-22 | United States, Canada | ES_31858_S9211_05222015023840_1023816 | 2240120
SATCO/NUVO | KolourOne | A19-9.8UG-W24 | S9216 |  | A19 | General Purpose Replacement | GU24 | Omnidirectional | LED | 3 | 60 | 112.6 | 59.8 |  |  |  | 810 | 10.4 | 77.9 | No | 25000 | 2700 | 81 | 11 | 1 | -20 | Dimmable | 18% |  | Damp Location Rated,Not for Use in Enclosed Fixtures |  |  |  | 2015-05-20 | 2015-05-22 | United States, Canada | ES_31858_S9216_05222015024840_1023816 | 2240121
SATCO/NUVO | KolourOne | A19-9.8UG-W26 | S9218 |  | A19 | General Purpose Replacement | GU24 | Omnidirectional | LED | 3 | 60 | 112.6 | 59.8 |  |  |  | 850 | 9.8 | 86.7 | No | 25000 | 3500 | 81 | 11 | 1 | -20 | Dimmable | 18% |  | Damp Location Rated,Not for Use in Enclosed Fixtures |  |  |  | 2015-05-20 | 2015-05-22 | United States, Canada | ES_31858_S9218_05222015030000_1023816 | 2240122
SATCO/NUVO | KolourOne | M16008LG-W3A | S9204 |  | MR16 | Reflector (Flood/Spot) | GU5.3 | Directional | LED | 3 | 50 | 49.9 | 50.1 | 1320 |  | 40 | 580 | 8 | 72.5 | No | 25000 | 2700 | 82 | 17 | 1 | -20 | Dimmable | 20% |  | Damp Location Rated,Not for Use in Enclosed Fixtures |  |  |  | 2015-02-23 | 2015-04-02 | United States, Canada | ES_31858_S9204_04022015064220_1023786 | 2235707
SATCO/NUVO | KolourOne | M16008LG-W3B | S9205 |  | MR16 | Reflector (Flood/Spot) | GU5.3 | Directional | LED | 3 | 50 | 49.9 | 50.1 | 1317 |  | 40 | 620 | 8 | 77.5 | No | 25000 | 3500 | 85 | 28 | 1 | -20 | Dimmable | 19% |  | Damp Location Rated,Not for Use in Enclosed Fixtures |  |  |  | 2015-02-23 | 2015-05-20 | United States, Canada | ES_31858_S9205_05202015084730_1023814 | 2239765
SATCO/NUVO | KolourOne | M16008LG-W3C | S9206 |  | MR16 | Reflector (Flood/Spot) | GU5.3 | Directional | LED | 3 | 50 | 49.9 | 50.1 | 1381 |  | 40 | 660 | 8 | 82.5 | No | 25000 | 4000 | 86 | 30 | 1 | -20 | Dimmable | 19% |  | Damp Location Rated,Not for Use in Enclosed Fixtures |  |  |  | 2015-02-23 | 2015-05-20 | United States, Canada | ES_31858_S9206_05202015085550_1023814 | 2239766
SATCO/NUVO | KolourOne | M16008LG-W3D | S9207 |  | MR16 | Reflector (Flood/Spot) | GU5.3 | Directional | LED | 3 | 50 | 49.9 | 50.1 | 1330 |  | 40 | 680 | 8 | 85 | No | 25000 | 5000 | 87 | 31 | 1 | -20 | Dimmable | 19% |  | Damp Location Rated,Not for Use in Enclosed Fixtures |  |  |  | 2015-02-23 | 2015-05-20 | United States, Canada | ES_31858_S9207_05202015090110_1023814 | 2239767
SATCO/NUVO | KolourOne | P20007UL-W22 | S9013 |  | PAR20 | Reflector (Flood/Spot) | E26 (Medium) | Directional | LED | 3 | 50 | 88.9 | 63.5 | 658 |  | 40 | 370 | 7.1 | 52.1 | No | 25000 | 2700 | 82 | 14 | 1 | -20 | Dimmable | 19% |  | Not for Use in Recessed Fixtures |  |  |  | 2014-10-06 | 2014-10-06 | United States, Canada | ES_31858_S9013_10062014042620_1023686 | 2221872
SATCO/NUVO | KolourOne | P20007UL-W22 | S9014 |  | PAR20 | Reflector (Flood/Spot) | E26 (Medium) | Directional | LED | 3 | 50 | 88.9 | 63.5 | 656 |  | 40 | 400 | 7.3 | 54.8 | No | 25000 | 3500 | 83 | 18 | 1 | -20 | Dimmable | 19% |  | Not for Use in Recessed Fixtures |  |  |  | 2014-10-06 | 2014-10-06 | United States, Canada | ES_31858_S9014_10062014042620_1023686 | 2221863
SATCO/NUVO | KolourOne | P30014UW-W22 | S8934 |  | PAR30L | Reflector (Flood/Spot) | E26 (Medium) | Directional | LED | 3 | 50 | 114.3 | 94 | 1200 |  | 40 | 860 | 14 | 61.4 | No | 35000 | 2700 | 82 | 17 | 1 | -20 | Dimmable | 19% |  | Not for Use in Enclosed Fixtures |  |  |  | 2014-10-07 | 2014-10-07 | United States, Canada | ES_31858_S8934_10072014025110_1023686 | 2221873
SATCO/NUVO | KolourOne | P30014UW-W22 | S8935 |  | PAR30L | Reflector (Flood/Spot) | E26 (Medium) | Directional | LED | 3 | 50 | 114.3 | 94 | 1240 |  | 40 | 890 | 14 | 63.6 | No | 35000 | 3500 | 84 | 25 | 1 | -20 | Dimmable | 19% |  | Not for Use in Enclosed Fixtures |  |  |  | 2014-10-07 | 2014-10-07 | United States, Canada | ES_31858_S8935_10072014025110_1023686 | 2221874
SATCO/NUVO | KolourOne | P30014UW-W22 | S8941 |  | PAR30L | Reflector (Flood/Spot) | E26 (Medium) | Directional | LED | 3 | 50 | 114.3 | 94 | 1010 |  | 60 | 860 | 14 | 61.4 | No | 35000 | 2700 | 82 | 16 | 1 | -20 | Dimmable | 19% |  | Not for Use in Enclosed Fixtures |  |  |  | 2014-10-07 | 2014-10-07 | United States, Canada | ES_31858_S8941_10072014025110_1023686 | 2221875
SATCO/NUVO | KolourOne | P30014UW-W22 | S8942 |  | PAR30L | Reflector (Flood/Spot) | E26 (Medium) | Directional | LED | 3 | 50 | 114.3 | 94 | 996 |  | 60 | 890 | 14 | 63.6 | No | 35000 | 3500 | 84 | 24 | 1 | -20 | Dimmable | 19% |  | Not for Use in Enclosed Fixtures |  |  |  | 2014-10-07 | 2014-10-07 | United States, Canada | ES_31858_S8942_10072014025110_1023686 | 2221876
SATCO/NUVO | KolourOne | P30014UW-W22 | S8947 |  | PAR30L | Reflector (Flood/Spot) | E26 (Medium) | Directional | LED | 3 | 50 | 114.3 | 94 | 1240 |  | 40 | 860 | 14 | 60.1 | No | 35000 | 2700 | 82 | 17 | 1 | -20 | Dimmable | 19% |  | Not for Use in Enclosed Fixtures |  |  |  | 2014-10-07 | 2014-10-07 | United States, Canada | ES_31858_S8947_10072014025110_1023687 | 2221877
SATCO/NUVO | KolourOne | P30014UW-W22 | S8948 |  | PAR30L | Reflector (Flood/Spot) | E26 (Medium) | Directional | LED | 3 | 50 | 114.3 | 94 | 1340 |  | 40 | 890 | 14 | 63.6 | No | 35000 | 3500 | 84 | 23 | 1 | -20 | Dimmable | 19% |  | Not for Use in Enclosed Fixtures |  |  |  | 2014-10-07 | 2014-10-07 | United States, Canada | ES_31858_S8948_10072014025110_1023687 | 2221878
SATCO/NUVO | Satco | Omni A19 9.5W 5000K | S9595 |  | A19 | General Purpose Replacement | E26 (Medium) | Omnidirectional | LED | 3 | 60 | 110.3 | 59.9 |  |  |  | 800 | 9.5 | 84.2 | No | 15000 | 5000 | 85 | 21 | 0.6 | -20 |  |  | Yes | Damp Location Rated | No |  |  | 2016-08-25 | 2016-08-31 | United States | ES_31858_S9595_08312016045730_1024066 | 2277796
SATCO/NUVO | Satco | Omni "A" Lamp | S9374 |  | A19 | General Purpose Replacement | E26 (Medium) | Omnidirectional | LED | 3 | 40 | 106.1 | 60.2 |  |  |  | 450 | 6.5 | 69.2 | No | 25000 | 2700 | 82 | 8 | 1 | -20 | Dimmable | 10% |  | Damp Location Rated,Enclosed Fixtures |  |  |  | 2015-10-05 | 2015-10-19 | United States, Canada | ES_31858_S9374_10202015085620_1023917 | 2250862
Sunshine Lighting | Sunlite | CTF | 80418 |  | Decorative: Other | Decorative | E12 (Candelabra) | Decorative | LED | 3 | 40 | 98 | 36 |  |  |  | 300 | 4.5 | 66.7 | No | 25000 | 2700 | 82 | 10 | 1 | -20 | Dimmable | 5% |  | None |  |  |  | 2015-01-10 | 2015-01-12 | United States | ES_1023648_80418_01142015110710_5657505 | 2230990
SATCO/NUVO | Satco | Omni "A" Lamp | S9375 |  | A19 | General Purpose Replacement | E26 (Medium) | Omnidirectional | LED | 3 | 60 | 116.3 | 59.9 |  |  |  | 800 | 9.5 | 84.2 | No | 25000 | 2700 | 82 | 10 | 1 | -20 | Dimmable | 10% |  | Damp Location Rated,Enclosed Fixtures |  |  |  | 2015-10-05 | 2015-10-19 | United States, Canada | ES_31858_S9375_10202015085840_1023917 | 2250863
SATCO/NUVO | Satco | PAR20 LED | S9400 |  | PAR20 | Reflector (Flood/Spot) | E26 (Medium) | Directional | LED | 3 | 50 | 77.9 | 62.9 | 1225 |  | 25 | 500 | 7 | 71.4 | No | 25000 | 2700 | 82 | 10 | 0.9 | -20 | Dimmable | 10% |  | Wet Location Rated,Not for Use in Enclosed Fixtures |  |  |  | 2015-09-11 | 2015-09-11 | United States, Canada | ES_31858_S9400_09112015041730_1023893 | 2247882
SATCO/NUVO | Satco | PAR20 LED | S9401 |  | PAR20 | Reflector (Flood/Spot) | E26 (Medium) | Directional | LED | 3 | 50 | 77.9 | 62.9 | 1220 |  | 25 | 500 | 7 | 71.4 | No | 25000 | 3000 | 81 | 7 | 0.9 | -20 | Dimmable | 10% |  | Wet Location Rated,Not for Use in Enclosed Fixtures |  |  |  | 2015-09-11 | 2015-09-11 | United States, Canada | ES_31858_S9401_09112015041730_1023893 | 2247883
SATCO/NUVO | Satco | PAR20 LED | S9402 |  | PAR20 | Reflector (Flood/Spot) | E26 (Medium) | Directional | LED | 3 | 50 | 77.9 | 62.9 | 1219 |  | 25 | 500 | 7 | 71.4 | No | 25000 | 3500 | 84 | 14 | 0.9 | -20 | Dimmable | 10% |  | Wet Location Rated,Not for Use in Enclosed Fixtures |  |  |  | 2015-09-11 | 2015-09-11 | United States, Canada | ES_31858_S9402_09112015041730_1023893 | 2247884
SATCO/NUVO | Satco | PAR20 LED | S9403 |  | PAR20 | Reflector (Flood/Spot) | E26 (Medium) | Directional | LED | 3 | 50 | 77.9 | 62.9 | 1228 |  | 25 | 525 | 7 | 75 | No | 25000 | 4000 | 82 | 9 | 0.9 | -20 | Dimmable | 10% |  | Wet Location Rated,Not for Use in Enclosed Fixtures |  |  |  | 2015-09-11 | 2015-09-11 | United States, Canada | ES_31858_S9403_09112015041730_1023893 | 2247885
SATCO/NUVO | Satco | PAR20 LED | S9404 |  | PAR20 | Reflector (Flood/Spot) | E26 (Medium) | Directional | LED | 3 | 50 | 77.9 | 62.9 | 1201 |  | 25 | 500 | 7 | 75 | No | 25000 | 5000 | 85 | 25 | 0.9 | -20 | Dimmable | 10% |  | Wet Location Rated,Not for Use in Enclosed Fixtures |  |  |  | 2015-09-11 | 2015-09-11 | United States, Canada | ES_31858_S9404_09112015041730_1023893 | 2247886
SATCO/NUVO | Satco | PAR20 LED | S9405 |  | PAR20 | Reflector (Flood/Spot) | E26 (Medium) | Directional | LED | 3 | 50 | 77.9 | 62.9 | 701 |  | 40 | 500 | 7 | 71.4 | No | 25000 | 2700 | 82 | 10 | 0.9 | -20 | Dimmable | 10% |  | Wet Location Rated,Not for Use in Enclosed Fixtures |  |  |  | 2015-09-11 | 2015-09-11 | United States, Canada | ES_31858_S9405_09112015041730_1023893 | 2247881
SATCO/NUVO | Satco | PAR20 LED | S9406 |  | PAR20 | Reflector (Flood/Spot) | E26 (Medium) | Directional | LED | 3 | 50 | 77.9 | 62.9 | 776 |  | 40 | 500 | 7 | 71.4 | No | 25000 | 3000 | 81 | 7 | 0.9 | -20 | Dimmable | 10% |  | Wet Location Rated,Not for Use in Enclosed Fixtures |  |  |  | 2015-09-11 | 2015-09-11 | United States, Canada | ES_31858_S9406_09112015041730_1023894 | 2247887
SATCO/NUVO | Satco | PAR20 LED | S9407 |  | PAR20 | Reflector (Flood/Spot) | E26 (Medium) | Directional | LED | 3 | 50 | 77.9 | 62.9 | 609 |  | 40 | 500 | 7 | 71.4 | No | 25000 | 3500 | 84 | 14 | 0.9 | -20 | Dimmable | 10% |  | Wet Location Rated,Not for Use in Enclosed Fixtures |  |  |  | 2015-09-11 | 2015-09-11 | United States, Canada | ES_31858_S9407_09112015041730_1023894 | 2247888
SATCO/NUVO | Satco | PAR20 LED | S9408 |  | PAR20 | Reflector (Flood/Spot) | E26 (Medium) | Directional | LED | 3 | 50 | 77.9 | 62.9 | 619 |  | 40 | 550 | 7 | 78.6 | No | 25000 | 4000 | 82 | 9 | 0.9 | -20 | Dimmable | 10% |  | Wet Location Rated,Not for Use in Enclosed Fixtures |  |  |  | 2015-09-11 | 2015-09-11 | United States, Canada | ES_31858_S9408_09112015041730_1023894 | 2247889
SATCO/NUVO | Satco | PAR20 LED | S9409 |  | PAR20 | Reflector (Flood/Spot) | E26 (Medium) | Directional | LED | 3 | 50 | 77.9 | 62.9 | 606 |  | 40 | 550 | 7 | 78.6 | No | 25000 | 5000 | 85 | 25 | 0.9 | -20 | Dimmable | 10% |  | Wet Location Rated,Not for Use in Enclosed Fixtures |  |  |  | 2015-09-11 | 2015-09-11 | United States, Canada | ES_31858_S9409_09112015041730_1023894 | 2247890
SATCO/NUVO | Satco | PAR30 LN LED | S9425 |  | PAR30 | Reflector (Flood/Spot) | E26 (Medium) | Directional | LED | 3 | 50 | 92.1 | 94.8 | 1699 |  | 25 | 950 | 13 | 73.1 | No | 25000 | 2700 | 82 | 6 | 0.9 | -20 | Dimmable | 10% |  | Wet Location Rated,Not for Use in Enclosed Fixtures |  |  |  | 2015-07-27 | 2015-09-11 | United States, Canada | ES_31858_S9425_09112015011330_1023880 | 2247861
SATCO/NUVO | Satco | PAR30 LN LED | S9426 |  | PAR30 | Reflector (Flood/Spot) | E26 (Medium) | Directional | LED | 3 | 50 | 92.1 | 94.8 | 1769 |  | 25 | 950 | 13.1 | 72.5 | No | 25000 | 3000 | 81 | 6 | 0.9 | -20 | Dimmable | 10% |  | Wet Location Rated,Not for Use in Enclosed Fixtures |  |  |  | 2015-07-27 | 2015-09-11 | United States, Canada | ES_31858_S9426_09112015011330_1023882 | 2247862
SATCO/NUVO | Satco | PAR30 LN LED | S9427 |  | PAR30 | Reflector (Flood/Spot) | E26 (Medium) | Directional | LED | 3 | 50 | 92.1 | 94.8 | 1749 |  | 25 | 950 | 13 | 73.1 | No | 25000 | 3500 | 84 | 14 | 0.9 | -20 | Dimmable | 10% |  | Wet Location Rated,Not for Use in Enclosed Fixtures |  |  |  | 2015-07-27 | 2015-09-11 | United States, Canada | ES_31858_S9427_09112015011330_1023882 | 2247863
SATCO/NUVO | Satco | PAR30 LN LED | S9428 |  | PAR30 | Reflector (Flood/Spot) | E26 (Medium) | Directional | LED | 3 | 50 | 92.1 | 94.8 | 1834 |  | 25 | 1000 | 13 | 76.9 | No | 25000 | 4000 | 83 | 13 | 0.9 | -20 | Dimmable | 10% |  | Wet Location Rated,Not for Use in Enclosed Fixtures |  |  |  | 2015-07-27 | 2015-09-11 | United States, Canada | ES_31858_S9428_09112015011330_1023882 | 2247864
SATCO/NUVO | Satco | PAR30 LN LED | S9429 |  | PAR30 | Reflector (Flood/Spot) | E26 (Medium) | Directional | LED | 3 | 50 | 92.1 | 94.8 | 2029 |  | 25 | 1000 | 13 | 76.9 | No | 25000 | 5000 | 87 | 33 | 0.9 | -20 | Dimmable | 10% |  | Wet Location Rated,Not for Use in Enclosed Fixtures |  |  |  | 2015-07-27 | 2015-09-11 | United States, Canada | ES_31858_S9429_09112015011330_1023882 | 2247865
SATCO/NUVO | Satco | PAR30 LN LED | S9430 |  | PAR30 | Reflector (Flood/Spot) | E26 (Medium) | Directional | LED | 3 | 50 | 92.1 | 94.8 | 886 |  | 40 | 950 | 13 | 73.1 | No | 25000 | 2700 | 82 | 6 | 0.9 | -20 | Dimmable | 10% |  | Wet Location Rated,Not for Use in Enclosed Fixtures |  |  |  | 2015-07-27 | 2015-09-11 | United States, Canada | ES_31858_S9430_09112015011330_1023882 | 2247866
SATCO/NUVO | Satco | PAR30 LN LED | S9431 |  | PAR30 | Reflector (Flood/Spot) | E26 (Medium) | Directional | LED | 3 | 50 | 92.1 | 94.8 | 1041 |  | 40 | 950 | 13.1 | 72.5 | No | 25000 | 3000 | 81 | 6 | 0.9 | -20 | Dimmable | 10% |  | Wet Location Rated,Not for Use in Enclosed Fixtures |  |  |  | 2015-07-27 | 2015-09-11 | United States, Canada | ES_31858_S9431_09112015011330_1023882 | 2247867
SATCO/NUVO | Satco | PAR30 LN LED | S9432 |  | PAR30 | Reflector (Flood/Spot) | E26 (Medium) | Directional | LED | 3 | 50 | 92.1 | 94.8 | 920 |  | 40 | 950 | 13 | 73.1 | No | 25000 | 3500 | 84 | 14 | 0.9 | -20 | Dimmable | 10% |  | Wet Location Rated,Not for Use in Enclosed Fixtures |  |  |  | 2015-07-27 | 2015-09-11 | United States, Canada | ES_31858_S9432_09112015011330_1023883 | 2247868
SATCO/NUVO | Satco | PAR30 LN LED | S9433 |  | PAR30 | Reflector (Flood/Spot) | E26 (Medium) | Directional | LED | 3 | 50 | 92.1 | 94.8 | 950 |  | 40 | 1000 | 13 | 76.9 | No | 25000 | 4000 | 83 | 13 | 0.9 | -20 | Dimmable | 10% |  | Wet Location Rated,Not for Use in Enclosed Fixtures |  |  |  | 2015-07-27 | 2015-09-11 | United States, Canada | ES_31858_S9433_09112015011330_1023883 | 2247869
Shenzhen Chinlighting Technology Co Ltd | Chinlighting | LED Filament Bulb | CLFCA10 E26 5C8027 |  | CA10 | Decorative | E26 (Medium) | Decorative | LED | 3 | 60 | 95.9 | 31.6 |  |  |  | 500 | 5 | 100 | No | 25000 | 2700 | 83 | 14 | 0.8 | -10 | Dimmable | 19% | No | Filament Style | No |  |  | 2016-05-10 | 2016-05-06 | United States, Canada | ES_1136084_CLFCA10 E26 5C8027_05182016133306_3845273 | 2267030
Shenzhen Chinlighting Technology Co Ltd | Chinlighting | LED Filament Bulb | CLFCA10 E26 5C8030 |  | CA10 | Decorative | E26 (Medium) | Decorative | LED | 3 | 60 | 96 | 31.7 |  |  |  | 500 | 5 | 100 | No | 25000 | 3000 | 85 | 20 | 0.8 | -10 | Dimmable | 19% | No | Filament Style | No |  |  | 2016-05-10 | 2016-05-06 | United States, Canada | ES_1136084_CLFCA10 E26 5C8030_05182016133306_2228050 | 2267031
Shenzhen Chinlighting Technology Co Ltd | Chinlighting | LED Filament Bulb | CLFCA10 E26 5C8040 |  | CA10 | Decorative | E26 (Medium) | Decorative | LED | 3 | 60 | 96 | 31.7 |  |  |  | 500 | 5 | 100 | No | 25000 | 4000 | 83 | 16 | 0.8 | -10 | Dimmable | 19% | No | Filament Style | No |  |  | 2016-05-10 | 2016-05-06 | United States, Canada | ES_1136084_CLFCA10 E26 5C8040_05182016133306_2247038 | 2267032
Shenzhen Chinlighting Technology Co Ltd | Chinlighting | LED Filament Bulb | CLFCA10 E26 5C9027 |  | CA10 | Decorative | E26 (Medium) | Decorative | LED | 3 | 40 | 97.3 | 34.2 |  |  |  | 460 | 5 | 92 | No | 25000 | 2700 | 91 | 55 | 0.8 | -10 | Dimmable | 17% | No | Filament Style | No |  |  | 2016-05-15 | 2016-05-12 | United States, Canada | ES_1136084_CLFCA10 E26 5C9027_05132016160740_3270748 | 2266736
Shenzhen Crep Optoelectonics Co., Ltd | CREP | Integral LED Lamps | CPS-PAR382-E26/B22 |  | PAR38 | Reflector (Flood/Spot) | E26 (Medium) | Directional | LED | 3 | 85 | 134.1 | 120.8 | 1810 |  | 40 | 1300 | 24 | 54.2 | No | 25000 | 2700 | 81 | 3 | 1 | -20 | Dimmable | 20% |  | Enclosed Fixtures |  |  |  | 2014-07-01 | 2014-07-25 | United States, Australia, New Zealand, Switzerland, Europe, Taiwan, Canada | ES_1128692_CPS-PAR382-E26/B22_07292014131149_1601911 | 2216566
Shenzhen Crep Optoelectonics Co., Ltd | CREP | Integral LED Lamps | CPS-PAR382-E26/B22 |  | PAR38 | Reflector (Flood/Spot) | E26 (Medium) | Directional | LED | 3 | 85 | 134.1 | 120.8 | 1930 |  | 40 | 1300 | 24 | 54.2 | No | 25000 | 4000 | 81 | 3 | 1 | -20 | Dimmable | 20% |  | Enclosed Fixtures |  |  |  | 2014-07-01 | 2014-07-25 | United States, Australia, New Zealand, Switzerland, Europe, Taiwan, Canada | ES_1128692_CPS-PAR382-E26/B22_07292014131149_4573301 | 2216567
Shenzhen Crep Optoelectonics Co., Ltd | CREP | Integral LED Lamps | CPS-PAR382-E26/B22 |  | PAR38 | Reflector (Flood/Spot) | E26 (Medium) | Directional | LED | 3 | 85 | 134.1 | 120.8 | 2901 |  | 30 | 1300 | 24 | 54.2 | No | 25000 | 2700 | 81 | 3 | 1 | -20 | Dimmable | 20% |  | Enclosed Fixtures |  |  |  | 2014-07-01 | 2014-07-25 | United States, Australia, New Zealand, Switzerland, Europe, Taiwan, Canada | ES_1128692_CPS-PAR382-E26/B22_07292014131149_9493480 | 2216564
Shenzhen Crep Optoelectonics Co., Ltd | CREP | Integral LED Lamps | CPS-PAR382-E26/B22 |  | PAR38 | Reflector (Flood/Spot) | E26 (Medium) | Directional | LED | 3 | 85 | 134.1 | 120.8 | 3065 |  | 30 | 1400 | 24 | 74.9 | No | 25000 | 4000 | 83 | 8 | 1 | -20 | Dimmable | 20% |  | Enclosed Fixtures |  |  |  | 2014-07-01 | 2014-07-25 | United States, Australia, New Zealand, Switzerland, Europe, Taiwan, Canada | ES_1128692_CPS-PAR382-E26/B22_07292014131149_8104456 | 2216565
Shenzhen Green Energy Lighting Co., Ltd. | G | A60ZY9 | A60ZY9 |  | A19 | General Purpose Replacement | E26 (Medium) | Omnidirectional | LED | 3 | 40 | 109 | 59.8 |  |  |  | 690 | 8.5 | 81.2 | No | 25000 | 3000 | 84 | 19 | 0.9 | -20 | Dimmable | 20% | No | Damp Location Rated,Recessed Fixtures | No |  |  | 2015-09-15 | 2016-09-23 | United States, Canada | ES_1129437_A60ZY9_03212016051759_7479337 | 2263467
Shenzhen Green Energy Lighting Co., Ltd. | G | GU10-5W | GU10-5W |  | MR16 | Reflector (Flood/Spot) | GU10 | Directional | LED | 3 | 45 | 55.8 | 50 | 647 |  | 30 | 330 | 5 | 66 | No | 25000 | 3000 | 82 | 7 | 0.6 | -20 | Dimmable | 20% |  | Enclosed Fixtures,Recessed Fixtures |  |  |  | 2015-04-13 | 2015-08-31 | United States, Canada | ES_1129437_GU10-5W_05132015111327_5607878 | 2239229
Shenzhen Green Energy Lighting Co., Ltd. | G | GU10ZY7 | GU10ZY7 |  | MR16 | Reflector (Flood/Spot) | GU10 | Directional | LED | 3 | 50 | 58.8 | 49.6 | 855 |  | 30 | 450 | 7 | 64.3 | No | 25000 | 3000 | 83 | 15 | 0.9 | -20 | Dimmable | 20% |  | Enclosed Fixtures,Recessed Fixtures |  |  |  | 2015-06-19 | 2016-04-07 | United States, Canada | ES_1129437_GU10ZY7_12082015051046_1446898 | 2254397
Shenzhen Green Energy Lighting Co., Ltd. | G | Integral LED lamps | SP30-11W |  | PAR30 | Reflector (Flood/Spot) | E26 (Medium) | Directional | LED | 3 | 50 | 85.2 | 95.2 | 1339 |  | 30 | 650 | 11 | 59.1 | No | 25000 | 3000 | 83 | 12 | 1 | -20 | Dimmable | 20% |  | None |  |  |  | 2013-10-11 | 2014-10-21 | United States, Canada | ES_1129437_SP30-11W_07182014155809_7178736 | 2215767
Shenzhen Green Energy Lighting Co., Ltd. | G | Integral LED Lamps | P30-11W-LT |  | PAR30L | Reflector (Flood/Spot) | E26 (Medium) | Directional | LED | 3 | 50 | 113.4 | 95.2 | 1694 |  | 30 | 720 | 11 | 76 | No | 25000 | 3000 | 82 | 7 | 0.9 | -20 | Dimmable | 20% |  | None |  |  |  | 2013-10-11 | 2014-10-21 | United States, Canada | ES_1129437_P30-11W-LT_07182014155947_3598963 | 2215769
Shenzhen Green Energy Lighting Co., Ltd. | G | LED lamps | P20-8W |  | PAR20 | Reflector (Flood/Spot) | E26 (Medium) | Directional | LED | 3 | 50 | 84 | 63 | 1175 |  | 30 |  | 8 | 62.5 | No | 25000 | 3000 | 81 | 1 | 1 | -20 | Dimmable | 20% |  | None |  |  |  | 2014-11-10 | 2015-01-23 | United States, Canada | ES_1129437_P20-8W_01262015162504_5965207 | 2232485
Shenzhen Green Energy Lighting Co., Ltd. | G | LED lamps | P38-26W |  | PAR38 | Reflector (Flood/Spot) | E26 (Medium) | Directional | LED | 3 | 100 | 131 | 120.5 | 3749 |  | 30 |  | 26 | 64.4 | No | 25000 | 3000 | 82 | 10 | 1 | -20 | Dimmable | 20% |  | None |  |  |  | 2015-03-20 | 2015-03-26 | United States, Canada | ES_1129437_P38-26W_03302015092235_5436674 | 2235388
Shenzhen Green Energy Lighting Co., Ltd. | G | LED Lamps | P38-20W |  | PAR38 | Reflector (Flood/Spot) | E26 (Medium) | Directional | LED | 3 | 85 | 131 | 120.5 | 3012 |  | 30 | 1310 | 20 | 65.5 | No | 25000 | 3000 | 81 | 6 | 1 | -20 | Dimmable | 20% |  | None |  |  |  | 2013-10-11 | 2014-10-21 | United States, Canada | ES_1129437_P38-20W_07182014160005_6136681 | 2215768
Neonlite Electronic & Lighting (H.K.) Ltd. | Megaman | LR2718d E26 3500K-120V | LR2718d E26 3500K-120V |  | BR40 | Reflector (Flood/Spot) | E26 (Medium) | Directional | LED | 3 | 85 | 165.3 | 127.1 |  |  |  | 1197 | 18.2 | 65.9 | No | 25000 | 3500 | 84 | 13 | 0.9 | -30 | Dimmable | 10% |  | Damp Location Rated,Recessed Fixtures |  |  |  | 2016-01-10 | 2016-01-13 | United States, Canada | ES_1095307_LR2718d E26 3500K-120V_01062016124651_6642114 | 2256595
Neonlite Electronic & Lighting (H.K.) Ltd. | Megaman | LR2718d E26 4000K-120V | LR2718d E26 4000K-120V |  | BR40 | Reflector (Flood/Spot) | E26 (Medium) | Directional | LED | 3 | 85 | 165.3 | 127.1 |  |  |  | 1200 | 18 | 66.6 | No | 25000 | 4000 | 85 | 21 | 0.9 | -30 | Dimmable | 10% |  | Damp Location Rated,Recessed Fixtures |  |  |  | 2016-01-10 | 2016-01-13 | United States, Canada | ES_1095307_LR2718d E26 4000K-120V_01052016172927_8932611 | 2256596
Neonlite Electronic & Lighting (H.K.) Ltd. | Megaman | LR2809.5d-E26-2700K-120V | LR2809.5d-E26-2700K-120V |  | R20 | Reflector (Flood/Spot) | E26 (Medium) | Directional | LED | 3 | 50 | 100.2 | 63.5 |  |  |  | 600 | 9 | 66.6 | No | 25000 | 2700 | 81 | 12 | 0.7 | -30 | Dimmable | 10% |  | Damp Location Rated,Recessed Fixtures |  |  |  | 2015-05-01 | 2015-05-20 | United States, Canada | ES_1095307_LR2809.5d-E26-2700K-120V_05142015191239_5409509 | 2240162
Neonlite Electronic & Lighting (H.K.) Ltd. | Megaman | LR2809.5d-E26-3000K-120V | LR2809.5d-E26-3000K-120V |  | R20 | Reflector (Flood/Spot) | E26 (Medium) | Directional | LED | 3 | 50 | 100.2 | 63.5 |  |  |  | 600 | 9.5 | 63.1 | No | 25000 | 3000 | 82 | 6 | 0.7 | -30 | Dimmable | 10% |  | Damp Location Rated,Recessed Fixtures |  |  |  | 2015-05-01 | 2015-12-02 | United States, Canada | ES_1095307_LR2809.5d-E26-3000K-120V_11172015202133_8440667 | 2254101
Neonlite Electronic & Lighting (H.K.) Ltd. | Megaman | LR2809.5d-E26-3500K-120V | LR2809.5d-E26-3500K-120V |  | R20 | Reflector (Flood/Spot) | E26 (Medium) | Directional | LED | 3 | 50 | 100.2 | 63.5 |  |  |  | 600 | 9.5 | 63.1 | No | 25000 | 3500 | 83 | 11 | 0.7 | -30 | Dimmable | 10% |  | Damp Location Rated,Recessed Fixtures |  |  |  | 2015-05-01 | 2015-12-02 | United States, Canada | ES_1095307_LR2809.5d-E26-3500K-120V_11172015202805_7828027 | 2254102
Neonlite Electronic & Lighting (H.K.) Ltd. | Megaman | LR2809.5d-E26-4000K-120V | LR2809.5d-E26-4000K-120V |  | R20 | Reflector (Flood/Spot) | E26 (Medium) | Directional | LED | 3 | 50 | 100.2 | 63.5 |  |  |  | 600 | 9 | 66.6 | No | 25000 | 4000 | 82 | 19 | 0.7 | -30 | Dimmable | 10% |  | Damp Location Rated,Recessed Fixtures |  |  |  | 2015-05-01 | 2015-05-20 | United States, Canada | ES_1095307_LR2809.5d-E26-4000K-120V_05142015191538_1845361 | 2240163
Neonlite Electronic & Lighting (H.K.) Ltd. | Megaman | LR2907dDG-WFL-E26-2700K-120V | LR2907dDG-WFL-E26-2700K-120V |  | PAR20 | Reflector (Flood/Spot) | E26 (Medium) | Directional | LED | 3 | 50 | 88.3 | 63.2 | 1200 |  | 30 | 600 | 7 | 85.7 | No | 25000 | 2700 | 81 | 4 | 0.9 | -30 | Dimmable | 10% | No | Damp Location Rated | No |  |  | 2016-01-10 | 2016-01-06 | United States, Canada | ES_1095307_LR2907dDG-WFL-E26-2700K-120V_01062016095904_6593133 | 2281560
Neonlite Electronic & Lighting (H.K.) Ltd. | Megaman | LR2907dDG-WFL-E26-2700K-120V | LR2907dDG-WFL-E26-2700K-120V |  | PAR20 | Reflector (Flood/Spot) | E26 (Medium) | Directional | LED | 3 | 50 | 88.3 | 63.2 | 1200 |  | 30 | 600 | 7 | 85.7 | No | 25000 | 2700 | 81 | 4 | 0.9 | -30 | Dimmable | 10% |  | Damp Location Rated,Recessed Fixtures |  |  |  | 2016-01-10 | 2016-01-06 | United States, Canada | ES_1095307_LR2907dDG-WFL-E26-2700K-120V_01062016095904_6593133 | 2256597
Neonlite Electronic & Lighting (H.K.) Ltd. | Megaman | LR2907dDG-WFL-E26-3000K-120V | LR2907dDG-WFL-E26-3000K-120V |  | PAR20 | Reflector (Flood/Spot) | E26 (Medium) | Directional | LED | 3 | 50 | 88.3 | 63.2 | 1200 |  | 30 | 600 | 7 | 85.7 | No | 25000 | 3000 | 82 | 12 | 0.9 | -30 | Dimmable | 10% |  | Damp Location Rated,Recessed Fixtures |  |  |  | 2016-01-10 | 2016-01-06 | United States, Canada | ES_1095307_LR2907dDG-WFL-E26-3000K-120V_01062016095943_6044122 | 2256598
Neonlite Electronic & Lighting (H.K.) Ltd. | Megaman | LR2907dDG-WFL-E26-3000K-120V | LR2907dDG-WFL-E26-3000K-120V |  | PAR20 | Reflector (Flood/Spot) | E26 (Medium) | Directional | LED | 3 | 50 | 88.3 | 63.2 | 1251 |  | 30 | 600 | 7 | 85.7 | No | 25000 | 3000 | 82 | 12 | 0.9 | -30 | Dimmable | 10% | No | Damp Location Rated | No |  |  | 2016-01-10 | 2016-01-06 | United States, Canada | ES_1095307_LR2907dDG-WFL-E26-3000K-120V_01062016095943_6044122 | 2281561
Neonlite Electronic & Lighting (H.K.) Ltd. | Megaman | LR2907dDG-WFL-E26-3500K-120V | LR2907dDG-WFL-E26-3500K-120V |  | PAR20 | Reflector (Flood/Spot) | E26 (Medium) | Directional | LED | 3 | 50 | 88.3 | 63.2 | 1200 |  | 30 | 600 | 7 | 85.7 | No | 25000 | 3500 | 83 | 15 | 0.9 | -30 | Dimmable | 10% |  | Damp Location Rated,Recessed Fixtures |  |  |  | 2016-01-10 | 2016-01-06 | United States, Canada | ES_1095307_LR2907dDG-WFL-E26-3500K-120V_01062016100040_5245782 | 2256599
Neonlite Electronic & Lighting (H.K.) Ltd. | Megaman | LR2907dDG-WFL-E26-3500K-120V | LR2907dDG-WFL-E26-3500K-120V |  | PAR20 | Reflector (Flood/Spot) | E26 (Medium) | Directional | LED | 3 | 50 | 88.3 | 63.2 | 1266 |  | 30 | 600 | 7 | 85.7 | No | 25000 | 3500 | 83 | 15 | 0.9 | -30 | Dimmable | 10% | No | Damp Location Rated | No |  |  | 2016-01-10 | 2016-01-06 | United States, Canada | ES_1095307_LR2907dDG-WFL-E26-3500K-120V_01062016100040_5245782 | 2281562
Neonlite Electronic & Lighting (H.K.) Ltd. | Megaman | LR2907dDG-WFL-E26-4000K-120V | LR2907dDG-WFL-E26-4000K-120V |  | PAR20 | Reflector (Flood/Spot) | E26 (Medium) | Directional | LED | 3 | 50 | 88.3 | 63.2 | 1200 |  | 30 | 600 | 7 | 85.7 | No | 25000 | 4000 | 85 | 23 | 0.9 | -30 | Dimmable | 10% |  | Damp Location Rated,Recessed Fixtures |  |  |  | 2016-01-10 | 2016-01-06 | United States, Canada | ES_1095307_LR2907dDG-WFL-E26-4000K-120V_01052016181150_9309503 | 2256600
Neonlite Electronic & Lighting (H.K.) Ltd. | Megaman | LR2907dDG-WFL-E26-4000K-120V | LR2907dDG-WFL-E26-4000K-120V |  | PAR20 | Reflector (Flood/Spot) | E26 (Medium) | Directional | LED | 3 | 50 | 88.3 | 63.2 | 1320 |  | 30 | 600 | 7 | 85.7 | No | 25000 | 4000 | 85 | 23 | 0.9 | -30 | Dimmable | 10% | No | Damp Location Rated | No |  |  | 2016-01-10 | 2016-01-06 | United States, Canada | ES_1095307_LR2907dDG-WFL-E26-4000K-120V_01052016181150_9309503 | 2281563
Ortech Industries Inc. | Ortech | BR20 LED LAMP | BR20COB 7WDWW |  | R20 | Reflector (Flood/Spot) | E26 (Medium) | Directional | LED | 5 | 50 | 88.1 | 63.9 |  |  |  | 550 | 7 | 78.6 | No | 25000 | 2700 | 82 | 12 | 0.8 | -25 | Dimmable | 10% |  | Damp Location Rated,Enclosed Fixtures |  |  |  | 2015-07-28 | 2016-03-02 | United States, Canada | ES_1085191_BR20COB 7WDWW_08052015070926_8566986 | 2245052
Ortech Industries Inc. | Ortech | BR30 LED LAMP | BR30COB 12WDWW |  | BR30 | Reflector (Flood/Spot) | E26 (Medium) | Directional | LED | 5 | 75 | 117.9 | 96.1 |  |  |  | 1000 | 12 | 83.3 | No | 25000 | 2700 | 82 | 10 | 0.9 | -25 | Dimmable | 10% |  | Damp Location Rated,Enclosed Fixtures |  |  |  | 2015-07-28 | 2016-03-02 | United States, Canada | ES_1085191_BR30COB 12WDWW_08052015071450_8890870 | 2245053
Ortech Industries Inc. | Ortech | GU10 LED Lamp | GU10COB 6WDWW |  | PAR16 | Reflector (Flood/Spot) | E26 (Medium) | Directional | LED | 5 | 60 | 47.1 | 50.3 | 930 |  | 38 | 400 | 6 | 66.7 | No | 25000 | 3000 | 82 | 5 | 0.9 | -25 | Dimmable | 10% |  | Damp Location Rated,Enclosed Fixtures |  |  |  | 2015-07-28 | 2016-03-02 | United States, Canada | ES_1085191_GU10COB 6WDWW_08052015072059_9259194 | 2245055
Ortech Industries Inc. | Ortech | PAR16 LED Lamp | PAR16COB 6WDWW |  | PAR16 | Reflector (Flood/Spot) | E26 (Medium) | Directional | LED | 5 | 60 | 64.5 | 50 | 930 |  | 38 | 400 | 6 | 66.7 | No | 25000 | 3000 | 82 | 5 | 0.9 | -25 | Dimmable | 10% |  | Damp Location Rated,Enclosed Fixtures |  |  |  | 2015-07-28 | 2016-03-02 | United States, Canada | ES_1085191_PAR16COB 6WDWW_08052015072125_9285691 | 2245056
Ortech Industries Inc. | Ortech | PAR20 LED LAMP | PAR20COB 7WDCW |  | PAR20 | Reflector (Flood/Spot) | E26 (Medium) | Directional | LED | 5 | 50 | 86.7 | 64.1 | 1830 |  | 36 | 550 | 7 | 78.6 | No | 25000 | 5000 | 82 | 9 | 0.8 | -25 | Dimmable | 10% |  | Damp Location Rated,Enclosed Fixtures |  |  |  | 2015-07-28 | 2016-03-02 | United States, Canada | ES_1085191_PAR20COB 7WDCW_08052015063641_6601650 | 2245045
Ortech Industries Inc. | Ortech | PAR20 LED LAMP | PAR20COB 7WDWW |  | PAR20 | Reflector (Flood/Spot) | E26 (Medium) | Directional | LED | 5 | 50 | 86.7 | 64.1 | 1651 |  | 36 | 550 | 7 | 78.6 | No | 25000 | 3000 | 82 | 9 | 0.8 | -25 | Dimmable | 10% |  | Damp Location Rated,Enclosed Fixtures |  |  |  | 2015-07-28 | 2016-03-02 | United States, Canada | ES_1085191_PAR20COB 7WDWW_08052015064037_6837021 | 2245046
Ortech Industries Inc. | Ortech | PAR30 LED LAMP | PAR30COB 11WDCW |  | PAR30 | Reflector (Flood/Spot) | E26 (Medium) | Directional | LED | 5 | 75 | 116.1 | 96.1 | 3862 |  | 40 | 950 | 11.5 | 82.6 | No | 25000 | 5000 | 82 | 10 | 0.9 | -25 | Dimmable | 10% |  | Damp Location Rated,Enclosed Fixtures |  |  |  | 2015-07-28 | 2016-03-02 | United States, Canada | ES_1085191_PAR30COB 11WDCW_08052015065137_7497751 | 2245050
Ortech Industries Inc. | Ortech | PAR30 LED LAMP | PAR30COB 11WDWW |  | PAR30 | Reflector (Flood/Spot) | E26 (Medium) | Directional | LED | 5 | 75 | 116.1 | 96.1 | 3514 |  | 40 | 950 | 11.5 | 82.6 | No | 25000 | 3000 | 82 | 10 | 0.9 | -25 | Dimmable | 10% |  | Damp Location Rated,Enclosed Fixtures |  |  |  | 2015-07-28 | 2016-03-02 | United States, Canada | ES_1085191_PAR30COB 11WDWW_08052015065119_7479842 | 2245051
Outrace Technology Co.,Ltd. | OUTRACE | Integral LED Lamp | OU005-C2G |  | B13 | Decorative | E12 (Candelabra) | Decorative | LED | 3 | 40 | 98.6 | 38.1 |  |  |  | 350 | 5 | 70 | No | 25000 | 5000 | 83 | 8 |  | -25 |  |  | No | Damp Location Rated,Not for Use in Recessed Fixtures,Shatter Resistant | No |  |  | 2016-06-06 | 2016-05-16 | United States, Canada | ES_1130835_OU005-C2G_05162016112545_4827913 | 2267085
Outrace Technology Co.,Ltd. | OUTRACE | Integral LED Lamp | OU005-C2J |  | B13 | Decorative | E12 (Candelabra) | Decorative | LED | 3 | 40 | 98.9 | 38.3 |  |  |  | 350 | 5 | 70 | No | 25000 | 2700 | 81 | 2 |  | -25 |  |  | No | Damp Location Rated,Not for Use in Recessed Fixtures,Shatter Resistant | No |  |  | 2016-06-06 | 2016-05-16 | United States, Canada | ES_1130835_OU005-C2J_05162016112512_4710902 | 2267084
Outrace Technology Co.,Ltd. | OUTRACE | Integral LED Lamp | OU007-R1GD |  | A19 | General Purpose Replacement | E26 (Medium) | Omnidirectional | LED | 3 | 40 | 106.8 | 60 |  |  |  | 560 | 7 | 80 | No | 25000 | 5000 | 82 | 11 | 0.9 | -25 | Dimmable | 5% | No | Damp Location Rated,Not for Use in Recessed Fixtures,Shatter Resistant | No |  |  | 2016-06-10 | 2016-06-02 | United States, Canada | ES_1130835_OU007-R1GD_06022016141512_3284964 | 2270259
Outrace Technology Co.,Ltd. | OUTRACE | Integral LED Lamp | OU007-R1JD |  | A19 | General Purpose Replacement | E26 (Medium) | Omnidirectional | LED | 3 | 40 | 106.9 | 59.9 |  |  |  | 560 | 7 | 80 | No | 25000 | 2700 | 81 | 1 | 0.9 | -25 | Dimmable | 5% | No | Damp Location Rated,Not for Use in Recessed Fixtures,Shatter Resistant | No |  |  | 2016-06-10 | 2016-06-02 | United States, Canada | ES_1130835_OU007-R1JD_06022016141445_2378409 | 2270257
Outrace Technology Co.,Ltd. | OUTRACE | Integral LED Lamp | OU008-B2G |  | R20 | Reflector (Flood/Spot) | E26 (Medium) | Directional | LED | 3 | 50 | 96.8 | 63.1 |  |  |  | 560 | 8 | 70 | No | 25000 | 5000 | 83 | 9 | 0.9 | -25 | Dimmable | 5% | Yes | Damp Location Rated,Shatter Resistant | No |  |  | 2016-06-10 | 2016-06-14 | United States, Canada | ES_1130835_OU008-B2G_06142016114635_4598190 | 2271792
Outrace Technology Co.,Ltd. | OUTRACE | Integral LED Lamp | OU008-B2J |  | R20 | Reflector (Flood/Spot) | E26 (Medium) | Directional | LED | 3 | 50 | 96.8 | 63.1 |  |  |  | 560 | 8 | 70 | No | 25000 | 2700 | 81 | 2 | 0.9 | -25 | Dimmable | 5% | Yes | Damp Location Rated,Shatter Resistant | No |  |  | 2016-06-10 | 2016-06-14 | United States, Canada | ES_1130835_OU008-B2J_06142016114602_3871993 | 2271791
Outrace Technology Co.,Ltd. | OUTRACE | Integral LED Lamp | OU009-R1GD |  | A19 | General Purpose Replacement | E26 (Medium) | Omnidirectional | LED | 3 | 60 | 106.2 | 60 |  |  |  | 800 | 9 | 88.9 | No | 25000 | 5000 | 83 | 13 | 0.9 | -25 | Dimmable | 5% | No | Damp Location Rated,Not for Use in Recessed Fixtures,Shatter Resistant | No |  |  | 2016-06-10 | 2016-06-02 | United States, Canada | ES_1130835_OU009-R1GD_06022016141606_3249067 | 2270261
Philips Lighting North America Corporation | AmbientLED | 9A19/AMB/830/DIM 120V 3PK | A9290011969 | 9A19/AMB/830/DIM 120V 3PK,A9290011969,9A19/AMB/830/DIM 120V 3PK (462242) | A19 | General Purpose Replacement | E26 (Medium) | Omnidirectional | LED | 5 | 60 | 109.2 | 61.3 |  |  |  | 800 | 9 | 88.8 | No | 25000 | 3000 | 83 | 13 | 0.9 | -20 | Dimmable | 20% |  | Damp Location Rated,Use With Timers,Enclosed Fixtures,Recessed Fixtures,Use With Photo And/Or Motion Sensors |  |  |  | 2015-11-01 | 2015-12-31 | United States, Canada | ES_1116599_A9290011969_12282015161837_3260309 | 2255780
Philips Lighting North America Corporation | AmbientLED | 9A19/AMB/850/DIM 120V | A9290011970 | 9A19/AMB/850/DIM 120V,A9290011970,9A19/AMB/850/DIM 120V (455881) | A19 | General Purpose Replacement | E26 (Medium) | Omnidirectional | LED | 5 | 60 | 109.4 | 61.3 |  |  |  | 800 | 9 | 88.8 | No | 25000 | 5000 | 83 | 6 | 0.9 | -20 | Dimmable | 20% |  | Damp Location Rated,Use With Timers,Enclosed Fixtures,Recessed Fixtures,Use With Photo And/Or Motion Sensors |  |  |  | 2015-11-01 | 2015-12-31 | United States, Canada | ES_1116599_A9290011970_12282015183739_3610803 | 2255784
Philips Lighting North America Corporation | AmbientLED | 9A19/AMB/850/DIM 120V 3PK | A9290011970 | 9A19/AMB/850/DIM 120V 3PK,A9290011970,9A19/AMB/850/DIM 120V 3PK (462259) | A19 | General Purpose Replacement | E26 (Medium) | Omnidirectional | LED | 5 | 60 | 109.4 | 61.3 |  |  |  | 800 | 9 | 88.8 | No | 25000 | 5000 | 83 | 6 | 0.9 | -20 | Dimmable | 20% |  | Damp Location Rated,Use With Timers,Enclosed Fixtures,Recessed Fixtures,Use With Photo And/Or Motion Sensors |  |  |  | 2015-11-01 | 2015-12-31 | United States, Canada | ES_1116599_A9290011970_12282015183649_1454584 | 2255783
Philips Lighting North America Corporation | AmbientLED | 9A19/LED/830/DIM 120V | A9290011969 | 9A19/LED/830/DIM 120V,A9290011969,9A19/LED/830/DIM 120V (459057) | A19 | General Purpose Replacement | E26 (Medium) | Omnidirectional | LED | 5 | 60 | 109.2 | 61.3 |  |  |  | 800 | 9 | 88.8 | No | 25000 | 3000 | 83 | 13 | 0.9 | -20 | Dimmable | 20% |  | Damp Location Rated,Use With Timers,Enclosed Fixtures,Recessed Fixtures,Use With Photo And/Or Motion Sensors |  |  |  | 2015-11-01 | 2015-12-31 | United States, Canada | ES_1116599_A9290011969_12282015161750_6064416 | 2255781
Philips Lighting North America Corporation | AmbientLED | BC10.5A19/SLIM/2700 DIM 120V | 9290002707 | ,,BC10.5A19/SLIM/2700 DIM 120V (433144) | A19 | General Purpose Replacement | E26 (Medium) | Omnidirectional | LED | 3 | 60 | 111.7 | 68.9 |  |  |  | 800 | 10.5 | 76.2 | No | 25000 | 2700 | 81 | 10 | 0.9 | -20 | Dimmable | 13% |  | Damp Location Rated,Use With Timers,Use With Photo And/Or Motion Sensors |  |  |  | 2014-03-21 | 2014-08-11 | United States | ES_1116599_9290002707_03252014171643_8830703 | 2206789
Philips Lighting North America Corporation | AmbientLED | BC10.5A19/SLIM/2700 DIM 120V | 9290002707 | ,,BC10.5A19/SLIM/2700 DIM 120V (433185) | A19 | General Purpose Replacement | E26 (Medium) | Omnidirectional | LED | 3 | 60 | 111.7 | 68.9 |  |  |  | 800 | 10.5 | 76.2 | No | 25000 | 2700 | 81 | 10 | 0.9 | -20 | Dimmable | 13% |  | Damp Location Rated,Use With Timers,Use With Photo And/Or Motion Sensors |  |  |  | 2014-03-21 | 2014-08-11 | Canada | ES_1116599_9290002707_03252014194532_0200868 | 2222176
Philips Lighting North America Corporation | AmbientLED | BC10.5A19/SLIM/2700 DIM 120V | 9290002707 | ,,BC10.5A19/SLIM/2700 DIM 120V (433755) | A19 | General Purpose Replacement | E26 (Medium) | Omnidirectional | LED | 3 | 60 | 111.7 | 68.9 |  |  |  | 800 | 10.5 | 76.2 | No | 25000 | 2700 | 81 | 10 | 0.9 | -20 | Dimmable | 13% |  | Damp Location Rated,Use With Timers,Use With Photo And/Or Motion Sensors |  |  |  | 2014-03-21 | 2014-08-11 | United States | ES_1116599_9290002707_06192014132435_3008633 | 2222178
Philips Lighting North America Corporation | AmbientLED | BC10.5A19/SLIM/2700 DIM 120V | 9290002707 | ,,BC10.5A19/SLIM/2700 DIM 120V (452978) | A19 | General Purpose Replacement | E26 (Medium) | Omnidirectional | LED | 3 | 60 | 111.7 | 68.9 |  |  |  | 800 | 10.5 | 76.2 | No | 25000 | 2700 | 81 | 10 | 0.9 | -20 | Dimmable | 13% |  | Damp Location Rated,Use With Timers,Use With Photo And/Or Motion Sensors |  |  |  | 2014-03-21 | 2014-08-11 | United States | ES_1116599_9290002707_03252014194312_0812600 | 2222175
Philips Lighting North America Corporation | AmbientLED | BC10.5A19/SLIM/2700 DIM 120V | 9290002707 | ,,BC10.5A19/SLIM/2700 DIM 120V (453019) | A19 | General Purpose Replacement | E26 (Medium) | Omnidirectional | LED | 3 | 60 | 111.7 | 68.9 |  |  |  | 800 | 10.5 | 76.2 | No | 25000 | 2700 | 81 | 10 | 0.9 | -20 | Dimmable | 13% |  | Damp Location Rated,Use With Timers,Use With Photo And/Or Motion Sensors |  |  |  | 2014-03-21 | 2014-08-11 | Canada | ES_1116599_9290002707_03252014195227_9499261 | 2222177
Philips Lighting North America Corporation | AmbientLED | BC10.5A19/SLIM/2700 DIM DP 120V 3PK | 9290002707 | ,,BC10.5A19/SLIM/2700 DIM DP 120V 3PK (453530) | A19 | General Purpose Replacement | E26 (Medium) | Omnidirectional | LED | 3 | 60 | 111.7 | 68.9 |  |  |  | 800 | 10.5 | 76.2 | No | 25000 | 2700 | 81 | 10 | 0.9 | -20 | Dimmable | 13% |  | Damp Location Rated,Use With Timers,Use With Photo And/Or Motion Sensors |  |  |  | 2014-03-21 | 2014-08-11 | United States | ES_1116599_9290002707_05192014102751_6115830 | 2222179
Philips Lighting North America Corporation | AmbientLED | BC10.5A19/SLIM/5000 DIM 120V | 9290002709 | ,,BC10.5A19/SLIM/5000 DIM 120V (433151) | A19 | General Purpose Replacement | E26 (Medium) | Omnidirectional | LED | 3 | 60 | 112.5 | 69 |  |  |  | 800 | 10.5 | 76.2 | No | 25000 | 5000 | 85 | 22 | 0.9 | -20 | Dimmable | 13% |  | Damp Location Rated |  |  |  | 2014-03-21 | 2014-06-24 | United States | ES_1116599_9290002709_03252014172307_9811201 | 2206792
Philips Lighting North America Corporation | AmbientLED | BC10.5A19/SLIM/5000 DIM 120V | 9290002709 | ,,BC10.5A19/SLIM/5000 DIM 120V (433193) | A19 | General Purpose Replacement | E26 (Medium) | Omnidirectional | LED | 3 | 60 | 112.5 | 69 |  |  |  | 800 | 10.5 | 76.2 | No | 25000 | 5000 | 85 | 22 | 0.9 | -20 | Dimmable | 13% |  | Damp Location Rated |  |  |  | 2014-03-27 | 2014-06-24 | Canada | ES_1116599_9290002709_03252014184232_3549831 | 2222133
Philips Lighting North America Corporation | AmbientLED | BC10.5A19/SLIM/5000 DIM 120V | 9290002709 | ,,BC10.5A19/SLIM/5000 DIM 120V (433763) | A19 | General Purpose Replacement | E26 (Medium) | Omnidirectional | LED | 3 | 60 | 112.5 | 69 |  |  |  | 800 | 10.5 | 76.2 | No | 25000 | 5000 | 85 | 22 | 0.9 | -20 | Dimmable | 13% |  | Damp Location Rated |  |  |  | 2014-03-27 | 2014-06-24 | United States | ES_1116599_9290002709_03252014173030_4342949 | 2222129
Philips Lighting North America Corporation | AmbientLED | BC10.5A19/SLIM/5000 DIM 120V | 9290002709 | ,,BC10.5A19/SLIM/5000 DIM 120V (452986) | A19 | General Purpose Replacement | E26 (Medium) | Omnidirectional | LED | 3 | 60 | 112.5 | 69 |  |  |  | 800 | 10.5 | 76.2 | No | 25000 | 5000 | 85 | 22 | 0.9 | -20 | Dimmable | 13% |  | Damp Location Rated |  |  |  | 2014-03-27 | 2014-06-24 | United States | ES_1116599_9290002709_03252014183033_5913602 | 2222130
Philips Lighting North America Corporation | AmbientLED | BC10.5A19/SLIM/5000 DIM 120V | 9290002709 | ,,BC10.5A19/SLIM/5000 DIM 120V (453027) | A19 | General Purpose Replacement | E26 (Medium) | Omnidirectional | LED | 3 | 60 | 112.5 | 69 |  |  |  | 800 | 10.5 | 76.2 | No | 25000 | 5000 | 85 | 22 | 0.9 | -20 | Dimmable | 13% |  | Damp Location Rated |  |  |  | 2014-03-27 | 2014-06-24 | Canada | ES_1116599_9290002709_03252014183552_6092995 | 2222131
Philips Lighting North America Corporation | AmbientLED | BC10MRX16/AMB/F36 3000 DIM 12V | 9290011234 | BC10MRX16/AMB/F36 3000 DIM 12V,9290011234,BC10MRX16/AMB/F36 3000 DIM 12V (453480) | MRX16 | Reflector (Flood/Spot) | GU5.3 | Directional | LED | 5 | 50 | 53.8 | 50 | 2343 |  | 35 | 640 | 10 | 64 | No | 25000 | 3000 | 82 | 13 | 0.9 | -20 | Dimmable | 20% |  | Damp Location Rated,Recessed Fixtures |  |  |  | 2015-04-01 | 2015-05-15 | United States | ES_1116599_9290011234_05152015141808_2204248 | 2239566
Philips Lighting North America Corporation | Philips LED | 14PAR38/F25 3000 CW SO | 9290011104 | 14PAR38/F25 3000 CW SO,9290011104,14PAR38/F25 3000 CW SO (434968) | PAR38 | Reflector (Flood/Spot) | E26 (Medium) | Directional | LED | 5 | 90 | 131.4 | 120.1 | 4448 |  | 25 | 889 | 14 | 63.5 | No | 25000 | 3000 | 94 | 69 | 0.9 | -20 |  |  |  | Damp Location Rated,Use With Timers,Recessed Fixtures,Use With Photo And/Or Motion Sensors |  |  |  | 2014-11-28 | 2014-12-09 | United States, Canada | ES_1116599_9290011104_12082014164759_1132165 | 2232636
Philips Lighting North America Corporation | Philips LED | 14PAR38/S15 3000 CW SO | 9290011103 | 14PAR38/S15 3000 CW SO,9290011103,14PAR38/S15 3000 CW SO (434950) | PAR38 | Reflector (Flood/Spot) | E26 (Medium) | Directional | LED | 5 | 90 | 131.6 | 120.1 | 9640 |  | 15 | 900 | 14 | 64.2 | No | 25000 | 3000 | 93 | 67 | 0.9 | -20 |  |  |  | Damp Location Rated,Use With Timers,Recessed Fixtures,Use With Photo And/Or Motion Sensors |  |  |  | 2014-11-28 | 2015-02-04 | United States, Canada | ES_1116599_9290011103_02042015161532_8354761 | 2232637
Philips Lighting North America Corporation | Philips LED | 15A21/2700-WHT DIM | 9290002595A | ,,15A21/2700-WHT DIM (432187) | A21 | General Purpose Replacement | E26 (Medium) | Omnidirectional | LED | 5 | 75 | 125.9 | 65.7 |  |  |  | 1145 | 15 | 76.3 | No | 25000 | 2700 | 80 | 8 | 0.9 | -20 | Dimmable | 15% |  | Damp Location Rated,Use With Timers,Use With Photo And/Or Motion Sensors |  |  |  | 2014-06-12 | 2015-03-12 | United States | ES_1116599_9290002595A_03122015175356_5431456 | 2234732
Philips Lighting North America Corporation | SlimStyle | 7A19/SLIM/5000 DIM 120V | 9290002706 | 7A19/SLIM/5000 DIM 120V,9290002706,7A19/SLIM/5000 DIM 120V (433219) | A19 | General Purpose Replacement | E26 (Medium) | Omnidirectional | LED | 3 | 40 | 112 | 69 |  |  |  | 450 | 7 | 64.2 | No | 25000 | 5000 | 86 | 27 | 0.8 | 0 | Dimmable | 20% |  | Damp Location Rated,Recessed Fixtures |  |  |  | 2014-09-09 | 2014-09-12 | United States, Canada | ES_1116599_9290002706_09162014143113_6469079 | 2219640
Philips Lighting North America Corporation | Philips LED | 17PAR38/S15 2700 DIM AF SO | 9290011131 | 17PAR38/S15 2700 DIM AF SO,9290011131,17PAR38/S15 2700 DIM AF SO (435354) | PAR38 | Reflector (Flood/Spot) | E26 (Medium) | Directional | LED | 5 | 100 | 131.5 | 120 | 10600 |  | 15 | 1200 | 17 | 70 | No | 25000 | 2700 | 82 | 14 | 0.9 | -20 | Dimmable | 20% |  | Damp Location Rated,Use With Timers,Recessed Fixtures,Use With Photo And/Or Motion Sensors |  |  |  | 2014-09-16 | 2014-10-29 | United States, Canada | ES_1116599_9290011131_10292014150740_7056238 | 2225186
Philips Lighting North America Corporation | Philips LED | 17PAR38/S15 3000 DIM AF SO | 9290011132 | 17PAR38/S15 3000 DIM AF SO,9290011132,17PAR38/S15 3000 DIM AF SO (435362) | PAR38 | Reflector (Flood/Spot) | E26 (Medium) | Directional | LED | 5 | 100 | 130.6 | 120.8 | 11940 |  | 15 | 1230 | 17.2 | 72 | No | 25000 | 3000 | 82 | 13 | 0.9 | -20 | Dimmable | 20% |  | Damp Location Rated,Use With Timers,Recessed Fixtures,Use With Photo And/Or Motion Sensors |  |  |  | 2014-09-16 | 2014-10-29 | United States, Canada | ES_1116599_9290011132_10292014151902_6534540 | 2225191
Philips Lighting North America Corporation | Philips LED | 19A21/2700-WHT DIM | 9290002596A | ,,19A21/2700-WHT DIM (432211) | A21 | General Purpose Replacement | E26 (Medium) | Omnidirectional | LED | 5 | 100 | 125.7 | 65.9 |  |  |  | 1620 | 19 | 85.3 | No | 25000 | 2700 | 80 | 9 | 0.9 | -20 | Dimmable | 15% |  | Damp Location Rated,Use With Timers,Use With Photo And/Or Motion Sensors |  |  |  | 2014-06-12 | 2015-03-12 | United States | ES_1116599_9290002596A_03122015153213_8654476 | 2234731
Philips Lighting North America Corporation | SlimStyle | 8A19/SLIM/2700 DIM | 9290002704 | 8A19/SLIM/2700 DIM,9290002704,8A19/SLIM/2700 DIM (433672) | A19 | General Purpose Replacement | E26 (Medium) | Omnidirectional | LED | 3 | 40 | 111.5 | 69.1 |  |  |  | 450 | 8 | 56.2 | No | 25000 | 2700 | 81 | 11 | 0.9 | 0 | Dimmable | 20% |  | Damp Location Rated,Recessed Fixtures |  |  |  | 2014-08-27 | 2014-09-04 | United States, Canada | ES_1116599_9290002704_09042014100113_9981805 | 2219521
Philips Lighting North America Corporation | Philips LED | 4.5A15/LED/827-22/E12/DIM 120V | 9290011672 | 4.5A15/LED/827-22/E12/DIM 120V,9290011672,4.5A15/LED/827-22/E12/DIM 120V (458851) | A15 | General Purpose Replacement | E12 (Candelabra) | Decorative | LED | 5 | 40 | 90.1 | 50.8 |  |  |  | 330 | 4.5 | 73.3 | No | 15000 | 2700 | 80 | 3 | 0.9 | -20 | Dimmable | 20% |  | Damp Location Rated,Recessed Fixtures,Not for Use in Enclosed Fixtures |  |  |  | 2015-07-30 | 2015-08-25 | United States, Canada | ES_1116599_9290011672_08252015113302_7274133 | 2247047
Philips Lighting North America Corporation | Philips LED | 4.5A15/LED/827-22/E12/DIM 120V | 9290011672A | 4.5A15/LED/827-22/E12/DIM 120V,9290011672A,4.5A15/LED/827-22/E12/DIM 120V (458851) | Decorative: Other | Decorative | E12 (Candelabra) | Decorative | LED | 5 | 40 | 124.2 | 38.1 |  |  |  | 330 | 4.5 | 73 | No | 25000 | 2700 | 81 | 5 | 0.9 | -20 | Dimmable | 20% |  | Damp Location Rated,Recessed Fixtures |  |  |  | 2016-04-01 | 2016-04-07 | United States, Canada | ES_1116599_9290011672A_04072016104717_5513727 | 2263772
Philips Lighting North America Corporation | Philips LED | 4.5B12/AMB/827-22/E12/DIM 120V 2PK | 9290011670 | 4.5B12/AMB/827-22/E12/DIM 120V 2PK,9290011670,4.5B12/AMB/827-22/E12/DIM 120V 2PK(458174) | Decorative Candle: Other | Decorative | E12 (Candelabra) | Decorative | LED | 5 | 40 | 106.9 | 38.1 |  |  |  | 330 | 4.5 | 73.3 | No | 15000 | 2700 | 80 | 3 | 0.9 | -20 | Dimmable | 20% |  | Damp Location Rated,Not for Use in Enclosed Fixtures,Recessed Fixtures |  |  |  | 2015-07-30 | 2015-08-25 | United States, Canada | ES_1116599_9290011670_08252015105051_3082696 | 2246640
Philips Lighting North America Corporation | Philips LED | 4.5B12/AMB/827-22/E12/DIM FFP 120V 6PK | 9290011670 | 4.5B12/AMB/827-22/E12/DIM FFP 120V 6PK,9290011670,4.5B12/AMB/827-22/E12/DIM FFP 120V 6PK (458349) | Decorative Candle: Other | Decorative | E12 (Candelabra) | Decorative | LED | 5 | 40 | 106.9 | 38.1 |  |  |  | 330 | 4.5 | 73.3 | No | 15000 | 2700 | 80 | 3 | 0.9 | -20 | Dimmable | 20% |  | Damp Location Rated,Not for Use in Enclosed Fixtures,Recessed Fixtures |  |  |  | 2015-07-30 | 2015-08-25 | United States, Canada | ES_1116599_9290011670_08252015104532_5478174 | 2246639
Philips Lighting North America Corporation | Philips LED | 4.5B12/AMB/827-22/E12/DIM FFP 120V 6PK | 9290011670A | 4.5B12/AMB/827-22/E12/DIM FFP 120V 6PK,9290011670A,4.5B12/AMB/827-22/E12/DIM FFP 120V 6PK (458349) | Decorative: Other | Decorative | E12 (Candelabra) | Decorative | LED | 5 | 40 | 124.2 | 38.1 |  |  |  | 330 | 4.5 | 73 | No | 25000 | 2700 | 81 | 5 | 0.9 | -20 | Dimmable | 20% |  | Damp Location Rated,Recessed Fixtures |  |  |  | 2016-04-01 | 2016-04-07 | United States, Canada | ES_1116599_9290011670A_04072016104316_1741907 | 2263769
Philips Lighting North America Corporation | Philips LED | 4.5B12/LED/827-22/E12/DIM 120V | 9290011670 | 4.5B12/LED/827-22/E12/DIM 120V,9290011670,4.5B12/LED/827-22/E12/DIM 120V (457127) | Decorative Candle: Other | Decorative | E12 (Candelabra) | Decorative | LED | 5 | 40 | 106.9 | 38.1 |  |  |  | 330 | 4.5 | 73.3 | No | 15000 | 2700 | 80 | 3 | 0.9 | -20 | Dimmable | 20% |  | Damp Location Rated,Not for Use in Enclosed Fixtures,Recessed Fixtures |  |  |  | 2015-07-30 | 2015-08-25 | United States, Canada | ES_1116599_9290011670_08252015103426_9821283 | 2246637
Philips Lighting North America Corporation | Philips LED | 4.5B12/LED/827-22/E12/DIM 120V | 9290011670A | 4.5B12/LED/827-22/E12/DIM 120V,9290011670A,4.5B12/LED/827-22/E12/DIM 120V (457127) | Decorative: Other | Decorative | E12 (Candelabra) | Decorative | LED | 5 | 40 | 124.2 | 38.1 |  |  |  | 330 | 4.5 | 73 | No | 25000 | 2700 | 81 | 5 | 0.9 | -20 | Dimmable | 20% |  | Damp Location Rated,Recessed Fixtures |  |  |  | 2016-04-01 | 2016-04-07 | United States, Canada | ES_1116599_9290011670A_04072016103948_3682824 | 2263765
Philips Lighting North America Corporation | Philips LED | 4.5B12/LED/827-22/E12/DIM 120V 2PK | 9290011670A | 4.5B12/LED/827-22/E12/DIM 120V 2PK,9290011670A,4.5B12/LED/827-22/E12/DIM 120V 2PK(458174) | Decorative: Other | Decorative | E12 (Candelabra) | Decorative | LED | 5 | 40 | 124.2 | 38.1 |  |  |  | 330 | 4.5 | 73 | No | 25000 | 2700 | 81 | 5 | 0.9 | -20 | Dimmable | 20% |  | Damp Location Rated,Recessed Fixtures |  |  |  | 2016-04-01 | 2016-04-07 | United States, Canada | ES_1116599_9290011670A_04072016104231_3830987 | 2263768
Plusrite USA | NaturaLED | LED12A19/80L/927 | LED12A19/80L/927 |  | A19 | General Purpose Replacement | E26 (Medium) | Omnidirectional | LED | 3 | 60 | 112 | 66 |  |  |  | 800 | 12 | 66.7 | No | 30000 | 2700 | 94 | 57 | 1 | -20 | Dimmable | 10% |  | None |  |  |  | 2014-07-20 | 2014-07-22 | United States, Canada | ES_1126714_LED12A19/80L/927_07252014085844_7293086 | 2216349
Philips Lighting North America Corporation | Philips LED | 4.5B12/LED/827-22/E26/DIM 120V | 9290011673 | 4.5B12/LED/827-22/E26/DIM 120V,9290011673,4.5B12/LED/827-22/E26/DIM 120V (457192) | Decorative Candle: Other | Decorative | E12 (Candelabra) | Decorative | LED | 5 | 40 | 108.7 | 38.1 |  |  |  | 330 | 4.5 | 73.3 | No | 15000 | 2700 | 80 | 4 | 0.9 | -20 | Dimmable | 20% |  | Damp Location Rated,Not for Use in Enclosed Fixtures,Recessed Fixtures |  |  |  | 2015-07-30 | 2015-08-25 | United States, Canada | ES_1116599_9290011673_08252015110930_3971826 | 2246767
Philips Lighting North America Corporation | Philips LED | 4.5B12/LED/827-22/E26/DIM 120V | 9290011673A | 4.5B12/LED/827-22/E26/DIM 120V,9290011673A,4.5B12/LED/827-22/E26/DIM 120V (457192) | Decorative: Other | Decorative | E26 (Medium) | Decorative | LED | 5 | 40 | 124.2 | 38.1 |  |  |  | 330 | 4.5 | 73 | No | 25000 | 2700 | 81 | 5 | 0.9 | -20 | Dimmable | 20% |  | Damp Location Rated,Recessed Fixtures |  |  |  | 2016-04-01 | 2016-04-07 | United States, Canada | ES_1116599_9290011673A_04072016110822_6882745 | 2263774
Philips Lighting North America Corporation | Philips LED | 4.5BA12/LED/827-22/E12/DIM 120V | 9290011671 | 4.5BA12/LED/827-22/E12/DIM 120V,9290011671,4.5BA12/LED/827-22/E12/DIM 120V (457218) | Decorative Candle: Other | Decorative | E12 (Candelabra) | Decorative | LED | 5 | 40 | 124.7 | 38.1 |  |  |  | 330 | 4.5 | 73.3 | No | 15000 | 2700 | 80 | 3 | 0.9 | -20 | Dimmable | 20% |  | Damp Location Rated,Not for Use in Enclosed Fixtures,Recessed Fixtures |  |  |  | 2015-07-30 | 2015-08-25 | United States, Canada | ES_1116599_9290011671_08252015112018_5955774 | 2247045
Philips Lighting North America Corporation | Philips LED | 4.5BA12/LED/827-22/E12/DIM 120V | 9290011671A | 4.5BA12/LED/827-22/E12/DIM 120V,9290011671A,4.5BA12/LED/827-22/E12/DIM 120V (457218) | Decorative: Other | Decorative | E12 (Candelabra) | Decorative | LED | 5 | 40 | 124.2 | 38.1 |  |  |  | 330 | 4.5 | 73 | No | 25000 | 2700 | 81 | 5 | 0.9 | -20 | Dimmable | 20% |  | Damp Location Rated,Recessed Fixtures |  |  |  | 2016-04-01 | 2016-04-07 | United States, Canada | ES_1116599_9290011671A_04072016111020_6295587 | 2263776
Philips Lighting North America Corporation | Philips LED | 4.5BA12/LED/827-22/E26/DIM 120V | 9290011791 | 4.5BA12/LED/827-22/E26/DIM 120V,9290011791,4.5BA12/LED/827-22/E26/DIM 120V (458182) | Decorative Candle: Other | Decorative | E12 (Candelabra) | Decorative | LED | 5 | 40 | 124.2 | 38.1 |  |  |  | 330 | 4.5 | 73.3 | No | 15000 | 2700 | 80 | 3 | 0.9 | -20 | Dimmable | 20% |  | Damp Location Rated,Not for Use in Enclosed Fixtures,Recessed Fixtures |  |  |  | 2015-07-30 | 2015-08-25 | United States, Canada | ES_1116599_9290011791_08252015111545_2774164 | 2246768
Philips Lighting North America Corporation | Philips LED | 4.5BA12/LED/827-22/E26/DIM 120V | 9290011791A | 4.5BA12/LED/827-22/E26/DIM 120V,9290011791A,4.5BA12/LED/827-22/E26/DIM 120V (458182) | Decorative: Other | Decorative | E26 (Medium) | Decorative | LED | 5 | 40 | 124.2 | 38.1 |  |  |  | 330 | 4.5 | 73 | No | 25000 | 2700 | 81 | 5 | 0.9 | -20 | Dimmable | 20% |  | Damp Location Rated,Recessed Fixtures |  |  |  | 2016-04-01 | 2016-04-07 | United States, Canada | ES_1116599_9290011791A_04072016111104_3599969 | 2263777
Philips Lighting North America Corporation | Philips LED | 5.5A19/5000 DIM | 9290011178 | 5.5A19/5000 DIM,9290011178,5.5A19/5000 DIM (454058) | A19 | General Purpose Replacement | E26 (Medium) | Omnidirectional | LED | 5 | 40 | 109.9 | 61.9 |  |  |  | 450 | 5.5 | 81.8 | No | 25000 | 5000 | 82 | 3 | 0.7 | 0 | Dimmable | 20% |  | Damp Location Rated,Use With Timers,Recessed Fixtures,Use With Photo And/Or Motion Sensors |  |  |  | 2014-08-01 | 2014-10-23 | United States, Canada | ES_1116599_9290011178_10232014142305_7440 | 2223932
Philips Lighting North America Corporation | Philips LED | 6.5A19/2200-2700 DIM | 9290011176 | 6.5A19/2200-2700 DIM,9290011176,6.5A19/2200-2700 DIM (453316) | A19 | General Purpose Replacement | E26 (Medium) | Omnidirectional | LED | 5 | 40 | 110.4 | 61.9 |  |  |  | 450 | 6.5 | 69.3 | No | 25000 | 2700 | 82 | 17 | 0.7 | 0 | Dimmable | 20% |  | Damp Location Rated,Use With Timers,Recessed Fixtures,Use With Photo And/Or Motion Sensors,Capable of Changing CCT |  |  |  | 2014-08-01 | 2014-10-23 | United States, Canada | ES_1116599_9290011176_10232014141944_5241205 | 2223930
Philips Lighting North America Corporation | Philips LED | 6.5A19/LED/827-22 DIM 120V | 9290011347 | ,,6.5A19/LED/827-22 DIM 120V (455766) | A19 | General Purpose Replacement | E26 (Medium) | Omnidirectional | LED | 5 | 40 | 108.6 | 61.6 |  |  |  | 450 | 6.5 | 69.2 | No | 25000 | 2700 | 81 | 13 | 0.8 | -20 | Dimmable | 20% |  | Damp Location Rated,Use With Timers,Enclosed Fixtures,Recessed Fixtures,Use With Photo And/Or Motion Sensors,Capable of Changing CCT |  |  |  | 2015-01-28 | 2015-01-29 | United States, Canada | ES_1116599_9290011347_01292015190922_8932942 | 2232356
Philips Lighting North America Corporation | Philips LED | 6A19/LED/850 DIM 120V | 9290011348 | ,,6A19/LED/850 DIM 120V (455790) | A19 | General Purpose Replacement | E26 (Medium) | Omnidirectional | LED | 5 | 40 | 108.8 | 61.6 |  |  |  | 450 | 6 | 75 | No | 25000 | 5000 | 81 | 2 | 0.8 | -20 | Dimmable | 20% |  | Damp Location Rated,Use With Timers,Enclosed Fixtures,Recessed Fixtures,Use With Photo And/Or Motion Sensors |  |  |  | 2015-01-28 | 2015-01-28 | United States, Canada | ES_1116599_9290011348_01282015183705_9564332 | 2232340
Philips Lighting North America Corporation | Philips LED | 6PAR20/F25 2700 DIM | 9290011445 | 6PAR20/F25 2700 DIM,9290011445,6PAR20/F25 2700 DIM (456046) | PAR20 | Reflector (Flood/Spot) | E26 (Medium) | Directional | LED | 5 | 50 | 81.5 | 64 | 2041 |  | 25 | 430 | 6 | 71.6 | No | 25000 | 2700 | 81 | 7 | 0.8 | -20 | Dimmable | 20% |  | Damp Location Rated,Use With Timers,Recessed Fixtures,Use With Photo And/Or Motion Sensors |  |  |  | 2015-06-06 | 2015-06-19 | United States, Canada | ES_1116599_9290011445_06182015211935_1043664 | 2241890
Philips Lighting North America Corporation | Philips LED | 6PAR20/F25 2700 DIM B | 9290011451 | 6PAR20/F25 2700 DIM B,9290011451,6PAR20/F25 2700 DIM B (456103) | PAR20 | Reflector (Flood/Spot) | E26 (Medium) | Directional | LED | 5 | 50 | 81.5 | 64 | 2041 |  | 25 | 430 | 6 | 71.6 | No | 25000 | 2700 | 81 | 7 | 0.8 | -20 | Dimmable | 20% |  | Damp Location Rated,Use With Timers,Recessed Fixtures,Use With Photo And/Or Motion Sensors |  |  |  | 2015-06-06 | 2015-06-19 | United States, Canada | ES_1116599_9290011451_06192015095925_104181 | 2242193
Philips Lighting North America Corporation | Philips LED | 6PAR20/F25 3000 DIM | 9290011446 | 6PAR20/F25 3000 DIM,9290011446,6PAR20/F25 3000 DIM (456053) | PAR20 | Reflector (Flood/Spot) | E26 (Medium) | Directional | LED | 5 | 50 | 81.5 | 64 | 1836 |  | 25 | 450 | 6 | 75 | No | 25000 | 3000 | 81 | 7 | 0.8 | -20 | Dimmable | 20% |  | Damp Location Rated,Use With Timers,Recessed Fixtures,Use With Photo And/Or Motion Sensors |  |  |  | 2015-06-06 | 2015-06-19 | United States, Canada | ES_1116599_9290011446_06182015213101_2052728 | 2242187
Philips Lighting North America Corporation | Philips LED | 6PAR20/F25 3000 DIM B | 9290011452 | 6PAR20/F25 3000 DIM B,9290011452,6PAR20/F25 3000 DIM B (456111) | PAR20 | Reflector (Flood/Spot) | E26 (Medium) | Directional | LED | 5 | 50 | 81.5 | 64 | 1836 |  | 25 | 450 | 6 | 75 | No | 25000 | 3000 | 81 | 7 | 0.8 | -20 | Dimmable | 20% |  | Damp Location Rated,Use With Timers,Recessed Fixtures,Use With Photo And/Or Motion Sensors |  |  |  | 2015-06-06 | 2015-06-19 | United States, Canada | ES_1116599_9290011452_06192015100232_9717981 | 2242194
Philips Lighting North America Corporation | Philips LED | 6PAR20/F25 4000 DIM | 9290011447 | 6PAR20/F25 4000 DIM,9290011447,6PAR20/F25 4000 DIM (456061) | PAR20 | Reflector (Flood/Spot) | E26 (Medium) | Directional | LED | 5 | 50 | 81.5 | 64 | 1742 |  | 25 | 470 | 6 | 78.3 | No | 25000 | 4000 | 82 | 13 | 0.8 | -20 | Dimmable | 20% |  | Damp Location Rated,Use With Timers,Recessed Fixtures,Use With Photo And/Or Motion Sensors |  |  |  | 2015-06-06 | 2015-06-19 | United States, Canada | ES_1116599_9290011447_06182015223526_7399560 | 2242195
Philips Lighting North America Corporation | Philips LED | 6PAR20/F35 2700 DIM | 9290011448 | 6PAR20/F35 2700 DIM,9290011448,6PAR20/F35 2700 DIM (456079) | PAR20 | Reflector (Flood/Spot) | E26 (Medium) | Directional | LED | 5 | 50 | 81.5 | 64 | 1034 |  | 35 | 430 | 6 | 71.6 | No | 25000 | 2700 | 81 | 7 | 0.8 | -20 | Dimmable | 20% |  | Damp Location Rated,Use With Timers,Recessed Fixtures,Use With Photo And/Or Motion Sensors |  |  |  | 2015-06-06 | 2015-07-15 | United States, Canada | ES_1116599_9290011448_07152015130831_4924280 | 2243424
Philips Lighting North America Corporation | Philips LED | 6PAR20/F35 3000 DIM | 9290011449 | 6PAR20/F35 3000 DIM,9290011449,6PAR20/F35 3000 DIM (456087) | PAR20 | Reflector (Flood/Spot) | E26 (Medium) | Directional | LED | 5 | 50 | 81.5 | 64 | 992 |  | 35 | 450 | 6 | 75 | No | 25000 | 3000 | 81 | 7 | 0.8 | -20 | Dimmable | 20% |  | Damp Location Rated,Use With Timers,Recessed Fixtures,Use With Photo And/Or Motion Sensors |  |  |  | 2015-06-06 | 2015-06-19 | United States, Canada | ES_1116599_9290011449_06192015093549_3339959 | 2242188
Philips Lighting North America Corporation | Philips LED | 6PAR20/F35 4000 DIM | 9290011450 | 6PAR20/F35 4000 DIM,9290011450,6PAR20/F35 4000 DIM (456095) | PAR20 | Reflector (Flood/Spot) | E26 (Medium) | Directional | LED | 5 | 50 | 81.5 | 64 | 914 |  | 35 | 470 | 6 | 78.3 | No | 25000 | 4000 | 82 | 13 | 0.8 | -20 | Dimmable | 20% |  | Damp Location Rated,Use With Timers,Recessed Fixtures,Use With Photo And/Or Motion Sensors |  |  |  | 2015-06-06 | 2015-06-19 | United States, Canada | ES_1116599_9290011450_06192015095204_5702630 | 2242198
Philips Lighting North America Corporation | Philips LED | 6PAR20/LED/827/F25/DIM SO 120V | 9290012250 | ,,Retail Number: 6PAR20/LED/827/F25/DIM SO 120V (463646) | PAR20 | Reflector (Flood/Spot) | E26 (Medium) | Directional | LED | 5 | 50 | 80 | 63 | 1941 |  | 25 | 480 | 6 | 80 | No | 25000 | 2700 | 81 | 7 | 0.9 | -20 | Dimmable | 10% | Yes | Damp Location Rated,Use With Timers,Use With Photo and/or Motion Sensors | No |  |  | 2016-08-15 | 2016-08-26 | United States | ES_1116599_9290012250_08262016163644_4327891 | 2276574
Philips Lighting North America Corporation | Philips LED | 6PAR20/LED/827/F25/DIM SO-B 120V | 9290012259 | ,,Retail Number: 6PAR20/LED/827/F25/DIM SO-B 120V (463703) | PAR20 | Reflector (Flood/Spot) | E26 (Medium) | Directional | LED | 5 | 50 | 80.8 | 62.9 | 1764 |  | 25 | 480 | 6 | 80 | No | 25000 | 2700 | 81 | 8 | 0.9 | -20 | Dimmable | 10% | Yes | Damp Location Rated,Use With Timers,Use With Photo and/or Motion Sensors | No |  |  | 2016-08-15 | 2016-08-26 | United States | ES_1116599_9290012259_08262016163900_3209401 | 2276588
Philips Lighting North America Corporation | Philips LED | 6PAR20/LED/827/F35/DIM SO 120V | 9290012253 | ,,Retail Number: 6PAR20/LED/827/F35/DIM SO 120V (463679) | PAR20 | Reflector (Flood/Spot) | E26 (Medium) | Directional | LED | 5 | 50 | 81.1 | 62.8 | 966 |  | 35 | 480 | 6 | 80 | No | 25000 | 2700 | 81 | 8 | 0.9 | -20 | Dimmable | 10% | Yes | Damp Location Rated,Use With Timers,Use With Photo and/or Motion Sensors | No |  |  | 2016-08-15 | 2016-08-26 | United States | ES_1116599_9290012253_08262016163711_3247891 | 2276577
Philips Lighting North America Corporation | Philips LED | 6PAR20/LED/827/S15/DIM SO 120V | 9290012247 | ,,Retail Number: 6PAR20/LED/827/S15/DIM SO 120V (463729) | PAR20 | Reflector (Flood/Spot) | E26 (Medium) | Directional | LED | 5 | 50 | 80.8 | 63 | 2652 |  | 15 | 480 | 6 | 80 | No | 25000 | 2700 | 81 | 7 | 0.9 | -20 | Dimmable | 10% | Yes | Damp Location Rated,Use With Timers,Use With Photo and/or Motion Sensors | No |  |  | 2016-08-15 | 2016-08-26 | United States | ES_1116599_9290012247_08262016163633_8774389 | 2276573
Philips Lighting North America Corporation | Philips LED | 6PAR20/LED/830/F25/DIM SO 120V | 9290012251 | ,,Retail Number: 6PAR20/LED/830/F25/DIM SO 120V (463653) | PAR20 | Reflector (Flood/Spot) | E26 (Medium) | Directional | LED | 5 | 50 | 80.6 | 62.6 | 1889 |  | 25 | 500 | 6 | 83.3 | No | 25000 | 3000 | 82 | 10 | 0.9 | -20 | Dimmable | 10% | Yes | Damp Location Rated,Use With Timers,Use With Photo and/or Motion Sensors | No |  |  | 2016-08-15 | 2016-08-26 | United States | ES_1116599_9290012251_08262016163655_2178348 | 2276575
Philips Lighting North America Corporation | Philips LED | 6PAR20/LED/830/F25/DIM SO-B 120V | 9290012260 | ,,Retail Number: 6PAR20/LED/830/F25/DIM SO-B 120V (463711) | PAR20 | Reflector (Flood/Spot) | E26 (Medium) | Directional | LED | 5 | 50 | 80.3 | 62.9 | 1841 |  | 25 | 500 | 6 | 83.3 | No | 25000 | 3000 | 82 | 10 | 0.9 | -20 | Dimmable | 10% | Yes | Damp Location Rated,Use With Timers,Use With Photo and/or Motion Sensors | No |  |  | 2016-08-15 | 2016-08-26 | United States | ES_1116599_9290012260_08262016163911_2378913 | 2276589
Philips Lighting North America Corporation | Philips LED | 6PAR20/LED/830/F35/DIM SO 120V | 9290012254 | ,,Retail Number: 6PAR20/LED/830/F35/DIM SO 120V (463687) | PAR20 | Reflector (Flood/Spot) | E26 (Medium) | Directional | LED | 5 | 50 | 81.3 | 62.8 | 971 |  | 35 | 500 | 6 | 83.3 | No | 25000 | 3000 | 82 | 10 | 0.9 | -20 | Dimmable | 10% | Yes | Damp Location Rated,Use With Timers,Use With Photo and/or Motion Sensors | No |  |  | 2016-08-15 | 2016-08-26 | United States | ES_1116599_9290012254_08262016163744_9132482 | 2276580
Philips Lighting North America Corporation | Philips LED | 6PAR20/LED/830/S15/DIM SO 120V | 9290012248 | ,,Retail Number: 6PAR20/LED/830/S15/DIM SO 120V (463724) | PAR20 | Reflector (Flood/Spot) | E26 (Medium) | Directional | LED | 5 | 50 | 80 | 62.4 | 2831 |  | 15 | 480 | 6 | 80 | No | 25000 | 3000 | 82 | 10 | 0.9 | -20 | Dimmable | 10% | Yes | Damp Location Rated,Use With Timers,Use With Photo and/or Motion Sensors | No |  |  | 2016-08-15 | 2016-08-26 | United States | ES_1116599_9290012248_08262016163600_2314878 | 2276572
Philips Lighting North America Corporation | Philips LED | 6PAR20/LED/840/F25/DIM SO 120V | 9290012252 | ,,Retail Number: 6PAR20/LED/840/F25/DIM SO 120V (463661) | PAR20 | Reflector (Flood/Spot) | E26 (Medium) | Directional | LED | 5 | 50 | 80.3 | 62.7 | 2029 |  | 25 | 520 | 6 | 86.7 | No | 25000 | 4000 | 82 | 11 | 0.9 | -20 | Dimmable | 10% | Yes | Damp Location Rated,Use With Timers,Use With Photo and/or Motion Sensors | No |  |  | 2016-08-15 | 2016-08-26 | United States | ES_1116599_9290012252_08262016163700_3214989 | 2276576
Philips Lighting North America Corporation | Philips LED | 6PAR20/LED/840/F35/DIM SO 120V | 9290012255 | ,,Retail Number: 6PAR20/LED/840/F35/DIM SO 120V (463695) | PAR20 | Reflector (Flood/Spot) | E26 (Medium) | Directional | LED | 5 | 50 | 81.3 | 62.9 | 987 |  | 35 | 520 | 6 | 86.7 | No | 25000 | 4000 | 82 | 11 | 0.9 | -20 | Dimmable | 10% | Yes | Damp Location Rated,Use With Timers,Use With Photo and/or Motion Sensors | No |  |  | 2016-08-15 | 2016-08-26 | United States | ES_1116599_9290012255_08262016163833_2478913 | 2276585
Philips Lighting North America Corporation | Philips LED | 6R20/LED/827-22/DIM 120V | 9290011557 | 6R20/LED/827-22/DIM 120V,9290011557,6R20/LED/827-22/DIM 120V (456979) | R20 | Reflector (Flood/Spot) | E26 (Medium) | Directional | LED | 5 | 45 | 99.5 | 63.2 |  |  |  | 450 | 6 | 75 | No | 25000 | 2700 | 81 | 3 | 0.8 | -20 | Dimmable | 20% |  | Damp Location Rated,Use With Timers,Recessed Fixtures,Use With Photo And/Or Motion Sensors |  |  |  | 2015-07-06 | 2015-07-28 | United States, Canada | ES_1116599_9290011557_07222015093750_7407953 | 2245065
Philips Lighting North America Corporation | Philips LED | 7MR16/LED/F25 3000 DIM AF2 10/1 | 9290011529A | 7MR16/LED/F25 3000 DIM AF2 10/1,9290011529A,7MR16/LED/F25 3000 DIM AF2 10/1(461566) | MR16 | Reflector (Flood/Spot) | GU5.3 | Directional | LED | 3 | 50 | 49.7 | 50 | 1673 |  | 35 | 500 | 7 | 71.4 | No | 25000 | 3000 | 82 | 9 | 0.8 | 0 | Dimmable | 20% |  | Damp Location Rated,Recessed Fixtures |  |  |  | 2016-03-10 | 2016-04-05 | United States, Canada | ES_1116599_9290011529A_04012016183201_1934778 | 2263689
Philips Lighting North America Corporation | Philips LED | 7MR16/LED/F25 4000 DIM AF2 10/1 | 9290011530A | 7MR16/LED/F25 4000 DIM AF2 10/1,9290011530A,7MR16/LED/F25 4000 DIM AF2 10/1(461574) | MR16 | Reflector (Flood/Spot) | GU5.3 | Directional | LED | 3 | 50 | 49.7 | 50 | 1715 |  | 35 | 500 | 7 | 71.4 | No | 25000 | 4000 | 83 | 15 | 0.8 | 0 | Dimmable | 20% |  | Damp Location Rated,Recessed Fixtures |  |  |  | 2016-03-10 | 2016-03-22 | United States, Canada | ES_1116599_9290011530A_03212016161426_8039819 | 2262854
Philips Lighting North America Corporation | Philips LED | 7MR16/LED/F35 2700 DIM AF2 10/1 | 9290011531A | 7MR16/LED/F35 2700 DIM AF2 10/1,9290011531A,7MR16/LED/F35 2700 DIM AF2 10/1(461582) | MR16 | Reflector (Flood/Spot) | GU5.3 | Directional | LED | 3 | 50 | 49.7 | 50 | 1416 |  | 35 | 500 | 7 | 71.4 | No | 25000 | 2700 | 82 | 8 | 0.8 | 0 | Dimmable | 20% |  | Damp Location Rated,Recessed Fixtures |  |  |  | 2016-03-10 | 2016-03-22 | United States, Canada | ES_1116599_9290011531A_03212016161527_5578576 | 2262850
Philips Lighting North America Corporation | Philips LED | 8BR30/AMB/850/DIM FFP 2PK | 9290011556 | 8BR30/AMB/850/DIM FFP 2PK,9290011556,8BR30/AMB/850/DIM FFP 2PK (457101) | BR30 | Reflector (Flood/Spot) | E26 (Medium) | Directional | LED | 5 | 65 | 131.3 | 93.9 |  |  | 110 | 650 | 8 | 81.2 | No | 25000 | 5000 | 81 | 2 | 0.8 | -20 | Dimmable | 20% |  | Damp Location Rated,Use With Timers,Recessed Fixtures,Use With Photo And/Or Motion Sensors |  |  |  | 2015-06-06 | 2015-06-16 | United States, Canada | ES_1116599_9290011556_06162015211938_9379236 | 2241897
Philips Lighting North America Corporation | Philips LED | 8BR30/LED/850 DIM 120V | 9290011556 | 8BR30/LED/850 DIM 120V,9290011556,8BR30/LED/850 DIM 120V (458067) | BR30 | Reflector (Flood/Spot) | E26 (Medium) | Directional | LED | 5 | 65 | 131.3 | 93.9 |  |  | 110 | 650 | 8 | 81.2 | No | 25000 | 5000 | 81 | 2 | 0.8 | -20 | Dimmable | 20% |  | Damp Location Rated,Use With Timers,Recessed Fixtures,Use With Photo And/Or Motion Sensors |  |  |  | 2015-06-06 | 2015-06-16 | United States, Canada | ES_1116599_9290011556_06162015224351_1351587 | 2241898
Philips Lighting North America Corporation | Philips LED | 8BR40/LED/850/DIM 120V | 9290011950 | 8BR40/LED/850/DIM 120V,9290011950,8BR40/LED/850/DIM 120V (459834) | BR40 | Reflector (Flood/Spot) | E26 (Medium) | Directional | LED | 5 | 65 | 161.2 | 125.2 |  |  |  | 650 | 8 | 81.2 | No | 25000 | 5000 | 83 | 9 | 0.8 | -20 | Dimmable | 10% |  | Damp Location Rated,Use With Timers,Not for Use in Enclosed Fixtures,Recessed Fixtures,Use With Photo And/Or Motion Sensors |  |  |  | 2015-11-06 | 2015-11-11 | United States, Canada | ES_1116599_9290011950_11112015121542_7629663 | 2252467
Philips Lighting North America Corporation | Philips LED | 9290011525A | 9290011525A | ,9290011525A,7MR16/LED/S15 2700 DIM AF2 10/1(461525) | MR16 | Reflector (Flood/Spot) | GU5.3 | Directional | LED | 3 | 50 | 49.7 | 50 | 2766 |  | 15 | 500 | 7 | 71.4 | No | 25000 | 2700 | 82 | 8 | 0.8 | -20 | Dimmable | 20% | No | Damp Location Rated | No |  |  | 2016-03-10 | 2016-03-29 | United States, Canada | ES_1116599_9290011525A_03242016182447_2907220 | 2281070
Philips Lighting North America Corporation | Philips LED | 9290011526A | 9290011526A | ,9290011526A,7MR16/LED/S15 3000 DIM AF2 10/1(461533) | MR16 | Reflector (Flood/Spot) | GU5.3 | Directional | LED | 3 | 50 | 49.7 | 50 | 1673 |  | 15 | 500 | 7 | 71.4 | No | 25000 | 3000 | 82 | 9 | 0.8 | -20 | Dimmable | 20% | No | Damp Location Rated | No |  |  | 2016-03-10 | 2016-03-29 | United States, Canada | ES_1116599_9290011526A_03242016182814_9577905 | 2281066
Philips Lighting North America Corporation | Philips LED | 9290011527A | 9290011527A | ,9290011527A,7MR16/LED/S15 4000 DIM AF2 10/1(461541) | MR16 | Reflector (Flood/Spot) | GU5.3 | Directional | LED | 3 | 50 | 49.7 | 50 | 1715 |  | 15 | 530 | 7 | 75.7 | No | 25000 | 2700 | 83 | 15 | 0.8 | -20 | Dimmable | 20% | No | Damp Location Rated | No |  |  | 2016-03-10 | 2016-03-29 | United States, Canada | ES_1116599_9290011527A_03242016182852_2574273 | 2281065
Philips Lighting North America Corporation | Philips LED | 9290011529A | 9290011529A | ,9290011529A,7MR16/LED/F25 3000 DIM AF2 10/1(461566) | MR16 | Reflector (Flood/Spot) | GU5.3 | Directional | LED | 3 | 50 | 49.7 | 50 | 1673 |  | 25 | 500 | 7 | 71.4 | No | 25000 | 3000 | 82 | 9 | 0.8 | -20 | Dimmable | 20% | No | Damp Location Rated | No |  |  | 2016-03-10 | 2016-04-05 | United States, Canada | ES_1116599_9290011529A_04012016183201_1934778 | 2281064
Philips Lighting North America Corporation | Philips LED | 9290011530A | 9290011530A | ,9290011530A,7MR16/LED/F25 4000 DIM AF2 10/1(461574) | MR16 | Reflector (Flood/Spot) | GU5.3 | Directional | LED | 3 | 50 | 49.7 | 50 | 1715 |  | 25 | 530 | 7 | 75.7 | No | 25000 | 2700 | 83 | 15 | 0.8 | -20 | Dimmable | 20% | No | Damp Location Rated | No |  |  | 2016-03-10 | 2016-03-22 | United States, Canada | ES_1116599_9290011530A_03212016161426_8039819 | 2281067
Philips Lighting North America Corporation | Philips LED | 9290011531A | 9290011531A | ,9290011531A,7MR16/LED/F35 2700 DIM AF2 10/1(461582) | MR16 | Reflector (Flood/Spot) | GU5.3 | Directional | LED | 3 | 50 | 49.7 | 50 | 1416 |  | 35 | 500 | 7 | 71.4 | No | 25000 | 2700 | 82 | 8 | 0.8 | -20 | Dimmable | 20% | No | Damp Location Rated | No |  |  | 2016-03-10 | 2016-03-22 | United States, Canada | ES_1116599_9290011531A_03212016161527_5578576 | 2281059
Philips Lighting North America Corporation | Philips LED | 9290011532A | 9290011532A | ,9290011532A,7MR16/LED/F35 3000 DIM AF2 10/1(461590) | MR16 | Reflector (Flood/Spot) | GU5.3 | Directional | LED | 3 | 50 | 49.7 | 50 | 1673 |  | 35 | 500 | 7 | 71.4 | No | 25000 | 3000 | 82 | 9 | 0.8 | -20 | Dimmable | 20% | No | Damp Location Rated | No |  |  | 2016-03-10 | 2016-03-29 | United States, Canada | ES_1116599_9290011532A_03242016182633_1022455 | 2281068
Philips Lighting North America Corporation | Philips LED | 9290011533A | 9290011533A | ,9290011533A,7MR16/LED/F35 4000 DIM AF2 10/1(461608) | MR16 | Reflector (Flood/Spot) | GU5.3 | Directional | LED | 3 | 50 | 49.7 | 50 | 1715 |  | 35 | 530 | 7 | 75.7 | No | 25000 | 2700 | 83 | 15 | 0.8 | -20 | Dimmable | 20% | No | Damp Location Rated | No |  |  | 2016-03-10 | 2016-03-29 | United States, Canada | ES_1116599_9290011533A_03242016182551_9631921 | 2281069
Philips Lighting North America Corporation | Philips LED | 9290012080 | 9290012080 | ,9290012080,BC7MR16/AMB/F36/3000 DIM 12V(461509);BC7MR16/AMB/F36/3000 DIM 12V(461517) | MR16 | Reflector (Flood/Spot) | GU5.3 | Directional | LED | 3 | 50 | 49.7 | 50 | 1673 |  | 35 | 500 | 7 | 71.4 | No | 25000 | 3000 | 82 | 9 | 0.8 | -20 | Dimmable | 20% | No | Damp Location Rated | No |  |  | 2016-03-10 | 2016-03-22 | United States, Canada | ES_1116599_9290012080_03222016160426_2950860 | 2281063
Philips Lighting North America Corporation | Philips LED | 9.5A19/2200-2700 DIM | 9290011175 | 9.5A19/2200-2700 DIM,9290011175,9.5A19/2200-2700 DIM (453324) | A19 | General Purpose Replacement | E26 (Medium) | Omnidirectional | LED | 5 | 60 | 109.4 | 61.7 |  |  |  | 800 | 9.5 | 84.2 | No | 25000 | 2700 | 82 | 17 | 0.8 | 0 | Dimmable | 20% |  | Damp Location Rated,Use With Timers,Recessed Fixtures,Use With Photo And/Or Motion Sensors,Capable of Changing CCT |  |  |  | 2014-08-01 | 2014-10-23 | United States, Canada | ES_1116599_9290011175_10232014124608_9049951 | 2223921
Philips Lighting North America Corporation | Philips LED | 9.5A19/LED/827-22 DIM 120V | 9290011345 | ,,9.5A19/LED/827-22 DIM 120V (455824) | A19 | General Purpose Replacement | E26 (Medium) | Omnidirectional | LED | 5 | 60 | 108.9 | 61.4 |  |  |  | 800 | 9.5 | 84.2 | No | 25000 | 2700 | 81 | 15 | 0.9 | -20 | Dimmable | 20% |  | Damp Location Rated,Use With Timers,Enclosed Fixtures,Recessed Fixtures,Use With Photo And/Or Motion Sensors,Capable of Changing CCT |  |  |  | 2015-01-31 | 2015-01-30 | United States, Canada | ES_1116599_9290011345_01302015191950_0910492 | 2232375
Philips Lighting North America Corporation | Philips LED | 9.5BR30/AMB/2200-2700 DIM FFP 2PK | 9290011117 | 9.5BR30/AMB/2200-2700 DIM FFP 2PK,9290011117,9.5BR30/AMB/2200-2700 DIM FFP 2PK (454934) | BR30 | Reflector (Flood/Spot) | E26 (Medium) | Directional | LED | 5 | 65 | 130.8 | 95.3 |  |  | 90 | 730 | 9.5 | 76.8 | No | 25000 | 2700 | 81 | 11 | 0.8 | 0 | Dimmable | 20% |  | Damp Location Rated,Use With Timers,Recessed Fixtures,Use With Photo And/Or Motion Sensors |  |  |  | 2015-03-06 | 2015-03-10 | United States, Canada | ES_1116599_9290011117_03102015155040_7529413 | 2234627
Philips Lighting North America Corporation | Philips LED | 9.5BR30/F90 2200-2700 DIM | 9290011117 | 9.5BR30/F90 2200-2700 DIM,9290011117,9.5BR30/F90 2200-2700 DIM (452243) | BR30 | Reflector (Flood/Spot) | E26 (Medium) | Directional | LED | 5 | 65 | 130.8 | 95.3 |  |  | 90 | 730 | 9.5 | 76.8 | No | 25000 | 2700 | 81 | 11 | 0.8 | 0 | Dimmable | 20% |  | Damp Location Rated,Use With Timers,Recessed Fixtures,Use With Photo And/Or Motion Sensors |  |  |  | 2014-06-20 | 2014-07-24 | United States, Canada | ES_1116599_9290011117_07242014093122_2947198 | 2216369
Philips Lighting North America Corporation | Philips LED | 9A19/5000 DIM | 9290011177 | 9A19/5000 DIM,9290011177,9A19/5000 DIM (454041) | A19 | General Purpose Replacement | E26 (Medium) | Omnidirectional | LED | 5 | 60 | 109.2 | 61.7 |  |  |  | 800 | 9 | 88.8 | No | 25000 | 5000 | 83 | 4 | 0.8 | 0 | Dimmable | 20% |  | Damp Location Rated,Use With Timers,Recessed Fixtures,Use With Photo And/Or Motion Sensors |  |  |  | 2014-08-01 | 2014-10-23 | United States, Canada | ES_1116599_9290011177_10232014142128_5636255 | 2223931
Philips Lighting North America Corporation | Philips LED | 9A19/LED/830 DIM 120V | 9290011792 | ,,9A19/LED/830 DIM 120V (459057) | A19 | General Purpose Replacement | E26 (Medium) | Omnidirectional | LED | 5 | 60 | 108.6 | 61.5 |  |  |  | 800 | 9 | 88.9 | No | 25000 | 3000 | 82 | 10 | 0.8 | -20 | Dimmable | 20% |  | Damp Location Rated,Use With Timers,Enclosed Fixtures,Recessed Fixtures,Use With Photo And/Or Motion Sensors |  |  |  | 2015-04-01 | 2015-05-20 | United States, Canada | ES_1116599_9290011792_05202015171938_3948785 | 2239846
Philips Lighting North America Corporation | Philips LED | 9A19/LED/850 DIM 120V | 9290011346 | ,,9A19/LED/850 DIM 120V (455881) | A19 | General Purpose Replacement | E26 (Medium) | Omnidirectional | LED | 5 | 60 | 108.9 | 61.2 |  |  |  | 800 | 9 | 88.9 | No | 25000 | 5000 | 81 | 2 | 0.9 | -20 | Dimmable | 20% |  | Damp Location Rated,Use With Timers,Enclosed Fixtures,Recessed Fixtures,Use With Photo And/Or Motion Sensors |  |  |  | 2015-01-28 | 2015-01-29 | United States, Canada | ES_1116599_9290011346_01292015185602_9034515 | 2232347
Philips Lighting North America Corporation | Philips LED | 9BR30/AMB/827-22/DIM FFP 2PK | 9290011555 | 9BR30/AMB/827-22/DIM FFP 2PK,9290011555,9BR30/AMB/827-22/DIM FFP 2PK (457077) | BR30 | Reflector (Flood/Spot) | E26 (Medium) | Directional | LED | 5 | 65 | 131.3 | 93.9 |  |  | 110 | 650 | 9 | 72.2 | No | 25000 | 2700 | 80 | 2 | 0.8 | -20 | Dimmable | 20% |  | Damp Location Rated,Use With Timers,Recessed Fixtures,Use With Photo And/Or Motion Sensors |  |  |  | 2015-06-06 | 2015-06-16 | United States, Canada | ES_1116599_9290011555_06162015222340_1321985 | 2241893
Philips Lighting North America Corporation | Philips LED | 9BR30/LED/827-22 DIM 120V | 9290011555 | 9BR30/LED/827-22 DIM 120V,9290011555,9BR30/LED/827-22 DIM 120V (457044) | BR30 | Reflector (Flood/Spot) | E26 (Medium) | Directional | LED | 5 | 65 | 131.3 | 93.9 |  |  | 110 | 650 | 9 | 72.2 | No | 25000 | 2700 | 80 | 2 | 0.8 | -20 | Dimmable | 20% |  | Damp Location Rated,Use With Timers,Recessed Fixtures,Use With Photo And/Or Motion Sensors |  |  |  | 2015-06-06 | 2015-06-16 | United States, Canada | ES_1116599_9290011555_06162015204820_6979486 | 2241892
Philips Lighting North America Corporation | Philips LED | 9BR40/LED/827-22/DIM 120V | 9290011558 | 9BR40/LED/827-22/DIM 120V,9290011558,9BR40/LED/827-22/DIM 120V (457010) | BR40 | Reflector (Flood/Spot) | E26 (Medium) | Directional | LED | 5 | 65 | 124 | 160 |  |  |  | 650 | 9 | 72.2 | No | 25000 | 2700 | 80 | 1 | 0.8 | -20 | Dimmable | 20% |  | Damp Location Rated,Use With Timers,Recessed Fixtures,Use With Photo And/Or Motion Sensors |  |  |  | 2015-07-06 | 2015-07-28 | United States, Canada | ES_1116599_9290011558_07222015095151_8642236 | 2244374
Philips Lighting North America Corporation | Philips LED | BC12PAR38/AMB/830/F35/DIM ULW SO 120V | 9290011834 | ,,BC12PAR38/AMB/830/F35/DIM ULW SO 120V (460055) | PAR38 | Reflector (Flood/Spot) | E26 (Medium) | Directional | LED | 5 | 100 | 135 | 121.3 | 3177 |  | 35 | 1100 | 12 | 91.7 | No | 25000 | 3000 | 84 | 16 | 0.9 | -20 | Dimmable | 20% |  | Damp Location Rated,Use With Timers,Enclosed Fixtures,Wet Location Rated,Recessed Fixtures,Use With Photo And/Or Motion Sensors |  |  |  | 2016-02-03 | 2016-02-04 | United States | ES_1116599_9290011834_02042016170022_3810903 | 2259998
Philips Lighting North America Corporation | Philips LED | BC12PAR38/AMB/830/F35/DIM ULW SO 120V | 9290011834 | ,,BC12PAR38/AMB/830/F35/DIM ULW SO 120V (460071) | PAR38 | Reflector (Flood/Spot) | E26 (Medium) | Directional | LED | 5 | 100 | 135 | 121.3 | 3177 |  | 35 | 1100 | 12 | 91.7 | No | 25000 | 3000 | 84 | 16 | 0.9 | -20 | Dimmable | 20% |  | Damp Location Rated,Use With Timers,Enclosed Fixtures,Wet Location Rated,Recessed Fixtures,Use With Photo And/Or Motion Sensors |  |  |  | 2016-02-03 | 2016-02-04 | Canada | ES_1116599_9290011834_02042016170022_4290013 | 2259999
Philips Lighting North America Corporation | Philips LED | BC12PAR38/AMB/850/F35/DIM ULW SO 120V | 9290011835 | ,,BC12PAR38/AMB/850/F35/DIM ULW SO 120V (460089) | PAR38 | Reflector (Flood/Spot) | E26 (Medium) | Directional | LED | 5 | 100 | 134.9 | 121 | 3214 |  | 35 | 1200 | 12 | 100 | No | 25000 | 5000 | 83 | 7 | 0.9 | -20 | Dimmable | 20% |  | Damp Location Rated,Use With Timers,Enclosed Fixtures,Wet Location Rated,Recessed Fixtures,Use With Photo And/Or Motion Sensors |  |  |  | 2016-02-03 | 2016-02-04 | United States | ES_1116599_9290011835_02042016170052_3891932 | 2260001
Philips Lighting North America Corporation | Philips LED | BC12PAR38/AMB/850/F35/DIM ULW SO 120V | 9290011835 | ,,BC12PAR38/AMB/850/F35/DIM ULW SO 120V (460097) | PAR38 | Reflector (Flood/Spot) | E26 (Medium) | Directional | LED | 5 | 100 | 134.9 | 121 | 3214 |  | 35 | 1200 | 12 | 100 | No | 25000 | 5000 | 83 | 7 | 0.9 | -20 | Dimmable | 20% |  | Damp Location Rated,Use With Timers,Enclosed Fixtures,Wet Location Rated,Recessed Fixtures,Use With Photo And/Or Motion Sensors |  |  |  | 2016-02-03 | 2016-02-04 | Canada | ES_1116599_9290011835_02042016170052_3249910 | 2260002
Philips Lighting North America Corporation | Philips LED | BC15A21/AMB/2700 DIM 120V | 9290002595A | ,,BC15A21/AMB/2700 DIM 120V (451898) | A21 | General Purpose Replacement | E26 (Medium) | Omnidirectional | LED | 5 | 75 | 125.9 | 65.7 |  |  |  | 1145 | 15 | 76.3 | No | 25000 | 2700 | 80 | 8 | 0.9 | -20 | Dimmable | 15% |  | Damp Location Rated,Use With Timers,Use With Photo And/Or Motion Sensors |  |  |  | 2014-06-12 | 2014-06-18 | United States | ES_1116599_9290002595A_06192014153309_4991098 | 2213436
Plusrite USA | NaturaLED | LED12A19/86L/30K | LED12A19/86L/30K |  | A19 | General Purpose Replacement | E26 (Medium) | Omnidirectional | LED | 3 | 60 | 111 | 65 |  |  |  | 860 | 13 | 71.7 | No | 30000 | 3000 | 82 | 17 | 0.8 | -20 | Dimmable | 10% |  | None |  |  |  | 2014-10-15 | 2014-10-21 | United States | ES_1126714_LED12A19/86L/30K_10222014133651_1216180 | 2223148
Philips Lighting North America Corporation | Philips LED | BC15A21/AMB/2700 DIM 120V | 9290002595A | ,,BC15A21/AMB/2700 DIM 120V (453159) | A21 | General Purpose Replacement | E26 (Medium) | Omnidirectional | LED | 5 | 75 | 125.9 | 65.7 |  |  |  | 1145 | 15 | 76.3 | No | 25000 | 2700 | 80 | 8 | 0.9 | -20 | Dimmable | 15% |  | Damp Location Rated,Use With Timers,Not for Use in Enclosed Fixtures,Recessed Fixtures,Use With Photo And/Or Motion Sensors |  |  |  | 2014-06-12 | 2014-04-22 | Canada | ES_1116599_9290002595A_04222015172831_2987414 | 2238719
Philips Lighting North America Corporation | Philips LED | BC15PAR38/AMB/F25 3000 DIM 120V TP | 9290011111 | ,,15PAR38/F25 3000 ULW DIM (453431) | PAR38 | Reflector (Flood/Spot) | E26 (Medium) | Directional | LED | 5 | 90 | 134.8 | 123 | 5414 |  | 25 | 1050 | 15 | 70 | No | 25000 | 3000 | 85 | 29 | 0.9 | -20 | Dimmable | 10% |  | None |  |  |  | 2015-01-22 | 2015-01-30 | United States | ES_1116599_9290011111; 15PAR38/F25 3000 ULW DIM (453431)_02022015110206_6417833 | 2232450
Philips Lighting North America Corporation | Philips LED | BC19A21/AMB/2700 DIM 120V | 9290002596A | ,,BC19A21/AMB/2700 DIM 120V (451906) | A21 | General Purpose Replacement | E26 (Medium) | Omnidirectional | LED | 5 | 100 | 125.7 | 65.9 |  |  |  | 1620 | 19 | 85.3 | No | 25000 | 2700 | 80 | 9 | 0.9 | -20 | Dimmable | 15% |  | Damp Location Rated,Use With Timers,Use With Photo And/Or Motion Sensors |  |  |  | 2014-06-12 | 2014-06-18 | United States | ES_1116599_9290002596A_06192014153749_7667337 | 2213441
Philips Lighting North America Corporation | Philips LED | BC19A21/AMB/2700 DIM 120V | 9290002596A | ,,BC19A21/AMB/2700 DIM 120V (453167) | A21 | General Purpose Replacement | E26 (Medium) | Omnidirectional | LED | 5 | 100 | 125.7 | 65.9 |  |  |  | 1620 | 19 | 85.3 | No | 25000 | 2700 | 80 | 9 | 0.9 | -20 | Dimmable | 15% |  | Damp Location Rated,Use With Timers,Use With Photo And/Or Motion Sensors |  |  |  | 2015-04-13 | 2015-04-15 | Canada | ES_1116599_9290002596A_04152015170002_2098743 | 2237350
Philips Lighting North America Corporation | Philips LED | BC4.5A15/AMB/827-22/E12/DIM 120V | 9290011672 | BC4.5A15/AMB/827-22/E12/DIM 120V,9290011672,BC4.5A15/AMB/827-22/E12/DIM 120V(457168) | Decorative Candle: Other | Decorative | E12 (Candelabra) | Decorative | LED | 5 | 40 | 124.2 | 38.1 |  |  |  | 330 | 4.5 | 73.3 | No | 15000 | 2700 | 80 | 3 | 0.9 | -20 | Dimmable | 20% |  | Damp Location Rated,Not for Use in Enclosed Fixtures,Recessed Fixtures |  |  |  | 2015-07-30 | 2015-08-25 | United States, Canada | ES_1116599_9290011672_08252015123350_2013818 | 2247046
Philips Lighting North America Corporation | Philips LED | BC4.5A15/AMB/827-22/E12/DIM 120V | 9290011672 | BC4.5A15/AMB/827-22/E12/DIM 120V,9290011672,BC4.5A15/AMB/827-22/E12/DIM 120V (457176) | A15 | General Purpose Replacement | E12 (Candelabra) | Decorative | LED | 5 | 40 | 90.1 | 50.8 |  |  |  | 330 | 4.5 | 73.3 | No | 15000 | 2700 | 80 | 3 | 0.9 | -20 | Dimmable | 20% |  | Damp Location Rated,Not for Use in Enclosed Fixtures,Recessed Fixtures |  |  |  | 2015-07-30 | 2015-08-25 | United States, Canada | ES_1116599_9290011672_08252015113759_3370935 | 2247048
Philips Lighting North America Corporation | Philips LED | BC4.5A15/AMB/827-22/E12/DIM 120V | 9290011672A | BC4.5A15/AMB/827-22/E12/DIM 120V,9290011672A,BC4.5A15/AMB/827-22/E12/DIM 120V (457168) | Decorative: Other | Decorative | E12 (Candelabra) | Decorative | LED | 5 | 40 | 124.2 | 38.1 |  |  |  | 330 | 4.5 | 73 | No | 25000 | 2700 | 81 | 5 | 0.9 | -20 | Dimmable | 20% |  | Damp Location Rated,Recessed Fixtures |  |  |  | 2016-04-01 | 2016-04-07 | United States, Canada | ES_1116599_9290011672A_04072016104417_2140008 | 2263770
Philips Lighting North America Corporation | Philips LED | BC4.5A15/AMB/827-22/E12/DIM 120V | 9290011672A | BC4.5A15/AMB/827-22/E12/DIM 120V,9290011672A,BC4.5A15/AMB/827-22/E12/DIM 120V (457176) | Decorative: Other | Decorative | E12 (Candelabra) | Decorative | LED | 5 | 40 | 124.2 | 38.1 |  |  |  | 330 | 4.5 | 73 | No | 25000 | 2700 | 81 | 5 | 0.9 | -20 | Dimmable | 20% |  | Damp Location Rated,Recessed Fixtures |  |  |  | 2016-04-01 | 2016-04-07 | United States, Canada | ES_1116599_9290011672A_04072016104630_707971 | 2263771
Philips Lighting North America Corporation | Philips LED | BC4.5B12/AMB/827-22/E12/DIM 120V | 9290011670 | BC4.5B12/AMB/827-22/E12/DIM 120V,9290011670,BC4.5B12/AMB/827-22/E12/DIM 120V(457119) | Decorative Candle: Other | Decorative | E12 (Candelabra) | Decorative | LED | 5 | 40 | 106.9 | 38.1 |  |  |  | 330 | 4.5 | 73.3 | No | 15000 | 2700 | 80 | 3 | 0.9 | -20 | Dimmable | 20% |  | Damp Location Rated,Not for Use in Enclosed Fixtures,Recessed Fixtures |  |  |  | 2015-07-30 | 2015-08-25 | United States, Canada | ES_1116599_9290011670_08252015104003_3842431 | 2246638
Philips Lighting North America Corporation | Philips LED | BC4.5B12/AMB/827-22/E12/DIM 120V | 9290011670 | BC4.5B12/AMB/827-22/E12/DIM 120V,9290011670,BC4.5B12/AMB/827-22/E12/DIM 120V (457135) | Decorative Candle: Other | Decorative | E12 (Candelabra) | Decorative | LED | 5 | 40 | 106.9 | 38.1 |  |  |  | 330 | 4.5 | 73.3 | No | 15000 | 2700 | 80 | 3 | 0.9 | -20 | Dimmable | 20% |  | Damp Location Rated,Not for Use in Enclosed Fixtures,Recessed Fixtures |  |  |  | 2015-07-30 | 2015-08-25 | United States, Canada | ES_1116599_9290011670_08252015105609_8227807 | 2246641
Philips Lighting North America Corporation | Philips LED | BC4.5B12/AMB/827-22/E12/DIM 120V | 9290011670A | BC4.5B12/AMB/827-22/E12/DIM 120V,9290011670A,BC4.5B12/AMB/827-22/E12/DIM 120V (457119) | Decorative: Other | Decorative | E12 (Candelabra) | Decorative | LED | 5 | 40 | 124.2 | 38.1 |  |  |  | 330 | 4.5 | 73 | No | 25000 | 2700 | 81 | 5 | 0.9 | -20 | Dimmable | 20% |  | Damp Location Rated,Recessed Fixtures |  |  |  | 2016-04-01 | 2016-04-07 | United States, Canada | ES_1116599_9290011670A_04072016103719_4828912 | 2263764
Philips Lighting North America Corporation | Philips LED | BC4.5B12/AMB/827-22/E12/DIM 120V | 9290011670A | BC4.5B12/AMB/827-22/E12/DIM 120V,9290011670A,BC4.5B12/AMB/827-22/E12/DIM 120V (457135) | Decorative: Other | Decorative | E12 (Candelabra) | Decorative | LED | 5 | 40 | 124.2 | 38.1 |  |  |  | 330 | 4.5 | 73 | No | 25000 | 2700 | 81 | 5 | 0.9 | -20 | Dimmable | 20% |  | Damp Location Rated,Recessed Fixtures |  |  |  | 2016-04-01 | 2016-04-07 | United States, Canada | ES_1116599_9290011670A_04072016104117_1588708 | 2263766
Philips Lighting North America Corporation | Philips LED | BC4.5B12/AMB/827-22/E26/DIM 120V | 9290011673 | BC4.5B12/AMB/827-22/E26/DIM 120V,9290011673,BC4.5B12/AMB/827-22/E26/DIM 120V (457184) | Decorative Candle: Other | Decorative | E12 (Candelabra) | Decorative | LED | 5 | 40 | 108.7 | 38.1 |  |  |  | 330 | 4.5 | 73.3 | No | 15000 | 2700 | 80 | 4 | 0.9 | -20 | Dimmable | 20% |  | Damp Location Rated,Not for Use in Enclosed Fixtures,Recessed Fixtures |  |  |  | 2015-07-30 | 2015-08-25 | United States, Canada | ES_1116599_9290011673_08252015110111_6660882 | 2246765
Philips Lighting North America Corporation | Philips LED | BC4.5B12/AMB/827-22/E26/DIM 120V | 9290011673 | BC4.5B12/AMB/827-22/E26/DIM 120V,9290011673,BC4.5B12/AMB/827-22/E26/DIM 120V (457200) | Decorative Candle: Other | Decorative | E12 (Candelabra) | Decorative | LED | 5 | 40 | 108.7 | 38.1 |  |  |  | 330 | 4.5 | 73.3 | No | 15000 | 2700 | 80 | 4 | 0.9 | -20 | Dimmable | 20% |  | Damp Location Rated,Not for Use in Enclosed Fixtures,Recessed Fixtures |  |  |  | 2015-07-30 | 2015-08-25 | United States, Canada | ES_1116599_9290011673_08252015110516_7648279 | 2246766
Philips Lighting North America Corporation | Philips LED | BC4.5B12/AMB/827-22/E26/DIM 120V | 9290011673A | BC4.5B12/AMB/827-22/E26/DIM 120V,9290011673A,BC4.5B12/AMB/827-22/E26/DIM 120V (457184) | Decorative: Other | Decorative | E26 (Medium) | Decorative | LED | 5 | 40 | 124.2 | 38.1 |  |  |  | 330 | 4.5 | 73 | No | 25000 | 2700 | 81 | 5 | 0.9 | -20 | Dimmable | 20% |  | Damp Location Rated,Recessed Fixtures |  |  |  | 2016-04-01 | 2016-04-07 | United States, Canada | ES_1116599_9290011673A_04072016110746_9867059 | 2263773
Philips Lighting North America Corporation | Philips LED | BC4.5B12/AMB/827-22/E26/DIM 120V | 9290011673A | BC4.5B12/AMB/827-22/E26/DIM 120V,9290011673A,BC4.5B12/AMB/827-22/E26/DIM 120V (457200) | Decorative: Other | Decorative | E26 (Medium) | Decorative | LED | 5 | 40 | 124.2 | 38.1 |  |  |  | 330 | 4.5 | 73 | No | 25000 | 2700 | 81 | 5 | 0.9 | -20 | Dimmable | 20% |  | Damp Location Rated,Recessed Fixtures |  |  |  | 2016-04-01 | 2016-04-07 | United States, Canada | ES_1116599_9290011673A_04072016110909_2535364 | 2263775
Philips Lighting North America Corporation | Philips LED | BC6PAR20/AMB/827/F35/DIM SO 120V | 9290012253 | ,,Retail Number: BC6PAR20/AMB/827/F35/DIM SO 120V (463604) | PAR20 | Reflector (Flood/Spot) | E26 (Medium) | Directional | LED | 5 | 50 | 81.1 | 62.8 | 966 |  | 35 | 480 | 6 | 80 | No | 25000 | 2700 | 81 | 8 | 0.9 | -20 | Dimmable | 10% | Yes | Damp Location Rated,Use With Timers,Use With Photo and/or Motion Sensors | No |  |  | 2016-08-15 | 2016-08-26 | Canada | ES_1116599_9290012253_08262016163722_2378184 | 2276578
Philips Lighting North America Corporation | Philips LED | BC6PAR20/AMB/827/F35/DIM SO 120V 3PK | 9290012253 | ,,Retail Number: BC6PAR20/AMB/827/F35/DIM SO 120V 3PK (463844) | PAR20 | Reflector (Flood/Spot) | E26 (Medium) | Directional | LED | 5 | 50 | 81.1 | 62.8 | 966 |  | 35 | 480 | 6 | 80 | No | 25000 | 2700 | 81 | 8 | 0.9 | -20 | Dimmable | 10% | Yes | Damp Location Rated,Use With Timers,Use With Photo and/or Motion Sensors | No |  |  | 2016-08-15 | 2016-08-26 | Canada | ES_1116599_9290012253_08262016163733_3124791 | 2276579
Philips Lighting North America Corporation | Philips LED | BC6PAR20/AMB/830/35D/DIM 120V | 9290011449 | BC6PAR20/AMB/830/35D/DIM 120V,9290011449,BC6PAR20/AMB/830/35D/DIM 120V (458901) | PAR20 | Reflector (Flood/Spot) | E26 (Medium) | Directional | LED | 5 | 50 | 81.5 | 64 | 992 |  | 35 | 450 | 6 | 75 | No | 25000 | 3000 | 81 | 7 | 0.8 | -20 | Dimmable | 20% |  | Damp Location Rated,Use With Timers,Recessed Fixtures,Use With Photo And/Or Motion Sensors |  |  |  | 2015-06-06 | 2015-06-19 | United States, Canada | ES_1116599_9290011449_06192015094455_2005426 | 2242191
Philips Lighting North America Corporation | Philips LED | BC6PAR20/AMB/830/F35/DIM SO 120V | 9290012254 | ,,Retail Number: BC6PAR20/AMB/830/F35/DIM SO 120V (463612) | PAR20 | Reflector (Flood/Spot) | E26 (Medium) | Directional | LED | 5 | 50 | 81.3 | 62.8 | 971 |  | 35 | 500 | 6 | 83.3 | No | 25000 | 3000 | 82 | 10 | 0.9 | -20 | Dimmable | 10% | Yes | Damp Location Rated,Use With Timers,Use With Photo and/or Motion Sensors | No |  |  | 2016-08-15 | 2016-08-26 | Canada | ES_1116599_9290012254_08262016163800_0187489 | 2276582
Philips Lighting North America Corporation | Philips LED | BC6PAR20/AMB/830/F35/DIM SO 120V | 9290012254 | ,,Retail Number: BC6PAR20/AMB/830/F35/DIM SO 120V (463620) | PAR20 | Reflector (Flood/Spot) | E26 (Medium) | Directional | LED | 5 | 50 | 81.3 | 62.8 | 971 |  | 35 | 500 | 6 | 83.3 | No | 25000 | 3000 | 82 | 10 | 0.9 | -20 | Dimmable | 10% | Yes | Damp Location Rated,Use With Timers,Use With Photo and/or Motion Sensors | No |  |  | 2016-08-15 | 2016-08-26 | United States | ES_1116599_9290012254_08262016163755_3285491 | 2276581
Philips Lighting North America Corporation | Philips LED | BC6PAR20/AMB/830/F35/DIM SO 120V 3PK | 9290012254 | ,,Retail Number: BC6PAR20/AMB/830/F35/DIM SO 120V 3PK (463851) | PAR20 | Reflector (Flood/Spot) | E26 (Medium) | Directional | LED | 5 | 50 | 81.3 | 62.8 | 971 |  | 35 | 500 | 6 | 83.3 | No | 25000 | 3000 | 82 | 10 | 0.9 | -20 | Dimmable | 10% | Yes | Damp Location Rated,Use With Timers,Use With Photo and/or Motion Sensors | No |  |  | 2016-08-15 | 2016-08-26 | Canada | ES_1116599_9290012254_08262016163811_2783811 | 2276583
Philips Lighting North America Corporation | Philips LED | BC6PAR20/AMB/830/F35/DIM SO 120V 6PK | 9290012254 | ,,Retail Number: BC6PAR20/AMB/830/F35/DIM SO 120V 6PK (463794) | PAR20 | Reflector (Flood/Spot) | E26 (Medium) | Directional | LED | 5 | 50 | 81.3 | 62.8 | 971 |  | 35 | 500 | 6 | 83.3 | No | 25000 | 3000 | 82 | 10 | 0.9 | -20 | Dimmable | 10% | Yes | Use With Timers,Damp Location Rated,Use With Photo and/or Motion Sensors | No |  |  | 2016-08-15 | 2016-08-26 | Canada | ES_1116599_9290012254_08262016163822_3247881 | 2276584
Philips Lighting North America Corporation | Philips LED | BC6PAR20/AMB/850/F35/DIM SO 120V | 9290012256 | ,,Retail Number: BC6PAR20/AMB/850/F35/DIM SO 120V (463638) | PAR20 | Reflector (Flood/Spot) | E26 (Medium) | Directional | LED | 5 | 50 | 81.3 | 62.8 | 1039 |  | 35 | 520 | 6 | 86.7 | No | 25000 | 5000 | 82 | 5 | 0.9 | -20 | Dimmable | 10% | Yes | Damp Location Rated,Use With Timers,Use With Photo and/or Motion Sensors | No |  |  | 2016-08-15 | 2016-08-26 | Canada | ES_1116599_9290012256_08262016163844_3214794 | 2276586
Philips Lighting North America Corporation | Philips LED | BC6PAR20/AMB/850/F35/DIM SO 120V 3PK | 9290012256 | ,,Retail Number: BC6PAR20/AMB/850/F35/DIM SO 120V 3PK (463869) | PAR20 | Reflector (Flood/Spot) | E26 (Medium) | Directional | LED | 5 | 50 | 81.3 | 62.8 | 1039 |  | 35 | 520 | 6 | 86.7 | No | 25000 | 5000 | 82 | 5 | 0.9 | -20 | Dimmable | 10% | Yes | Damp Location Rated,Use With Timers,Use With Photo and/or Motion Sensors | No |  |  | 2016-08-15 | 2016-08-26 | Canada | ES_1116599_9290012256_08262016163855_2134890 | 2276587
Philips Lighting North America Corporation | Philips LED | BC6PAR20/AMB/F35 2700 DIM 120V | 9290011448 | BC6PAR20/AMB/F35 2700 DIM 120V,9290011448,BC6PAR20/AMB/F35 2700 DIM 120V (458919) | PAR20 | Reflector (Flood/Spot) | E26 (Medium) | Directional | LED | 5 | 50 | 81.5 | 64 | 1034 |  | 35 | 430 | 6 | 71.6 | No | 25000 | 2700 | 81 | 7 | 0.8 | -20 | Dimmable | 20% |  | Damp Location Rated,Use With Timers,Recessed Fixtures,Use With Photo And/Or Motion Sensors |  |  |  | 2015-06-06 | 2015-06-19 | United States, Canada | ES_1116599_9290011448_06182015223901_6106073 | 2242196
Philips Lighting North America Corporation | Philips LED | BC6PAR20/AMB/F35 2700 DIM 120V 3PK | 9290011448 | BC6PAR20/AMB/F35 2700 DIM 120V 3PK,9290011448,BC6PAR20/AMB/F35 2700 DIM 120V 3PK (458927) | PAR20 | Reflector (Flood/Spot) | E26 (Medium) | Directional | LED | 5 | 50 | 81.5 | 64 | 1034 |  | 35 | 430 | 6 | 71.6 | No | 25000 | 2700 | 81 | 7 | 0.8 | -20 | Dimmable | 20% |  | Damp Location Rated,Use With Timers,Recessed Fixtures,Use With Photo And/Or Motion Sensors |  |  |  | 2015-06-06 | 2015-06-19 | United States, Canada | ES_1116599_9290011448_06182015224201_6799585 | 2242197
Philips Lighting North America Corporation | Philips LED | BC6PAR20/AMB/F35 3000 DIM 120V | 9290011449 | BC6PAR20/AMB/F35 3000 DIM 120V,9290011449,BC6PAR20/AMB/F35 3000 DIM 120V (458885) | PAR20 | Reflector (Flood/Spot) | E26 (Medium) | Directional | LED | 5 | 50 | 81.5 | 64 | 992 |  | 35 | 450 | 6 | 75 | No | 25000 | 3000 | 81 | 7 | 0.8 | -20 | Dimmable | 20% |  | Damp Location Rated,Use With Timers,Recessed Fixtures,Use With Photo And/Or Motion Sensors |  |  |  | 2015-06-06 | 2015-06-19 | United States, Canada | ES_1116599_9290011449_06192015093855_2754175 | 2242189
Philips Lighting North America Corporation | Philips LED | BC6PAR20/AMB/F35 3000 DIM 120V 3PK | 9290011449 | BC6PAR20/AMB/F35 3000 DIM 120V 3PK,9290011449,BC6PAR20/AMB/F35 3000 DIM 120V 3PK (458893) | PAR20 | Reflector (Flood/Spot) | E26 (Medium) | Directional | LED | 5 | 50 | 81.5 | 64 | 992 |  | 35 | 450 | 6 | 75 | No | 25000 | 3000 | 81 | 7 | 0.8 | -20 | Dimmable | 20% |  | Damp Location Rated,Use With Timers,Recessed Fixtures,Use With Photo And/Or Motion Sensors |  |  |  | 2015-06-06 | 2015-06-19 | United States, Canada | ES_1116599_9290011449_06192015094147_3707696 | 2242190
Philips Lighting North America Corporation | Philips LED | BC6PAR20/AMB/F35 3000 DIM 120V 6PK | 9290011449 | BC6PAR20/AMB/F35 3000 DIM 120V 6PK,9290011449,BC6PAR20/AMB/F35 3000 DIM 120V 6PK (458959) | PAR20 | Reflector (Flood/Spot) | E26 (Medium) | Directional | LED | 5 | 50 | 81.5 | 64 | 992 |  | 35 | 450 | 6 | 75 | No | 25000 | 3000 | 81 | 7 | 0.8 | -20 | Dimmable | 20% |  | Damp Location Rated,Use With Timers,Recessed Fixtures,Use With Photo And/Or Motion Sensors |  |  |  | 2015-06-06 | 2015-06-19 | United States, Canada | ES_1116599_9290011449_06192015094808_5210992 | 2242192
Philips Lighting North America Corporation | Philips LED | BC6PAR20/AMB/F35 5000 DIM 120V | 9290011836 | BC6PAR20/AMB/F35 5000 DIM 120V,9290011836,BC6PAR20/AMB/F35 5000 DIM 120V (458935) | PAR20 | Reflector (Flood/Spot) | E26 (Medium) | Directional | LED | 5 | 50 | 81.5 | 64 | 987 |  | 35 | 480 | 6 | 80 | No | 25000 | 5000 | 82 | 5 | 0.8 | -20 | Dimmable | 20% |  | Damp Location Rated,Use With Timers,Recessed Fixtures,Use With Photo And/Or Motion Sensors |  |  |  | 2015-06-06 | 2015-06-30 | United States, Canada | ES_1116599_9290011836_06302015173130_2321283 | 2242800
Philips Lighting North America Corporation | Philips LED | BC6PAR20/AMB/F35 5000 DIM 120V 3PK | 9290011836 | BC6PAR20/AMB/F35 5000 DIM 120V 3PK,9290011836,BC6PAR20/AMB/F35 5000 DIM 120V 3PK (458943) | PAR20 | Reflector (Flood/Spot) | E26 (Medium) | Directional | LED | 5 | 50 | 81.5 | 64 | 987 |  | 35 | 480 | 6 | 80 | No | 25000 | 5000 | 82 | 5 | 0.8 | -20 | Dimmable | 20% |  | Damp Location Rated,Use With Timers,Recessed Fixtures,Use With Photo And/Or Motion Sensors |  |  |  | 2015-06-06 | 2015-06-30 | United States, Canada | ES_1116599_9290011836_06262015175506_9959680 | 2242798
Philips Lighting North America Corporation | Philips LED | BC6R20/AMB/827-22/DIM 120V | 9290011557 | BC6R20/AMB/827-22/DIM 120V,9290011557,BC6R20/AMB/827-22/DIM 120V (456987) | R20 | Reflector (Flood/Spot) | E26 (Medium) | Directional | LED | 5 | 45 | 99.5 | 63.2 |  |  |  | 450 | 6 | 75 | No | 25000 | 2700 | 81 | 3 | 0.8 | -20 | Dimmable | 20% |  | Damp Location Rated,Use With Timers,Recessed Fixtures,Use With Photo And/Or Motion Sensors |  |  |  | 2015-07-06 | 2015-07-28 | United States, Canada | ES_1116599_9290011557_07212015181213_1528283 | 2245066
Philips Lighting North America Corporation | Philips LED | BC6R20/AMB/827-22/DIM 120V | 9290011557 | BC6R20/AMB/827-22/DIM 120V,9290011557,BC6R20/AMB/827-22/DIM 120V (456995) | R20 | Reflector (Flood/Spot) | E26 (Medium) | Directional | LED | 5 | 45 | 99.5 | 63.2 |  |  |  | 450 | 6 | 75 | No | 25000 | 2700 | 81 | 3 | 0.8 | -20 | Dimmable | 20% |  | Damp Location Rated,Use With Timers,Recessed Fixtures,Use With Photo And/Or Motion Sensors |  |  |  | 2015-07-06 | 2015-07-28 | United States, Canada | ES_1116599_9290011557_07222015094410_6167566 | 2245067
Philips Lighting North America Corporation | Philips LED | BC7GU10/LED/3000/F35 DIM 120V | 9290011726 | BC7GU10/LED/3000/F35 DIM 120V,9290011726,(457705) 1 pak,BC7GU10/LED/3000/F35 DIM 120V 3PK (457713) 3 pak,BC7GU10/LED/3000/F35 DIM 120V 6PK (461491) 6 pak | PAR16 | Reflector (Flood/Spot) | GU10 | Directional | LED | 3 | 75 | 54 | 50 | 1395 |  | 35 | 500 | 7.4 | 67.6 | No | 25000 | 3000 | 82 | 17 | 0.7 | -20 | Dimmable | 10% | No | Damp Location Rated | No |  |  | 2016-01-01 | 2016-09-12 | United States, Canada | ES_1116599_9290011726_09122016102511_4355127 | 2278975
Philips Lighting North America Corporation | Philips LED | BC8A19/AMB/2700 DIM 120V | 9290002267A | BC8A19/AMB/2700 DIM 120V,9290002267A,BC8A19/AMB/2700 DIM 120V (429266) | A19 | General Purpose Replacement | E26 (Medium) | Omnidirectional | LED | 5 | 40 | 107.1 | 61.4 |  |  |  | 470 | 7 | 67 | No | 25000 | 2700 | 82 | 17 | 0.8 | -20 | Dimmable | 20% |  | Damp Location Rated,Recessed Fixtures |  |  |  | 2014-10-22 | 2014-10-30 | United States, Canada | ES_1116599_9290002267A_10212014164733_1928674 | 2225184
Philips Lighting North America Corporation | Philips LED | BC8BR30/AMB/850/DIM 120V | 9290011556 | BC8BR30/AMB/850/DIM 120V,9290011556,BC8BR30/AMB/850/DIM 120V (457085) | BR30 | Reflector (Flood/Spot) | E26 (Medium) | Directional | LED | 5 | 65 | 131.3 | 93.9 |  |  | 110 | 650 | 8 | 81.2 | No | 25000 | 5000 | 81 | 2 | 0.8 | -20 | Dimmable | 20% |  | Damp Location Rated,Use With Timers,Recessed Fixtures,Use With Photo And/Or Motion Sensors |  |  |  | 2015-06-06 | 2015-06-16 | United States, Canada | ES_1116599_9290011556_06162015210926_7070123 | 2241895
Philips Lighting North America Corporation | Philips LED | BC8BR30/AMB/850/DIM 120V | 9290011556 | BC8BR30/AMB/850/DIM 120V,9290011556,BC8BR30/AMB/850/DIM 120V (457093) | BR30 | Reflector (Flood/Spot) | E26 (Medium) | Directional | LED | 5 | 65 | 131.3 | 93.9 |  |  | 110 | 650 | 8 | 81.2 | No | 25000 | 5000 | 81 | 2 | 0.8 | -20 | Dimmable | 20% |  | Damp Location Rated,Use With Timers,Recessed Fixtures,Use With Photo And/Or Motion Sensors |  |  |  | 2015-06-06 | 2015-06-16 | United States, Canada | ES_1116599_9290011556_06162015223516_3045312 | 2241896
Philips Lighting North America Corporation | Philips LED | BC8BR40/AMB/850/DIM 120V | 9290011950 | BC8BR40/AMB/850/DIM 120V,9290011950,BC8BR40/AMB/850/DIM 120V (459826) | BR40 | Reflector (Flood/Spot) | E26 (Medium) | Directional | LED | 5 | 65 | 161.2 | 125.2 |  |  |  | 650 | 8 | 81.2 | No | 25000 | 5000 | 83 | 9 | 0.8 | -20 | Dimmable | 10% |  | Damp Location Rated,Use With Timers,Not for Use in Enclosed Fixtures,Recessed Fixtures,Use With Photo And/Or Motion Sensors |  |  |  | 2015-11-06 | 2015-11-11 | United States, Canada | ES_1116599_9290011950_11112015115232_9751855 | 2252466
Philips Lighting North America Corporation | Philips LED | BC9.5BR30/AMB/927/DIM 120V | 9290012218 | BC9.5BR30/AMB/927/DIM 120V,9290012218,BC9.5BR30/AMB/927/DIM 120V (465203) | BR30 | Reflector (Flood/Spot) | E26 (Medium) | Directional | LED | 5 | 65 | 131.1 | 94.1 |  |  |  | 650 | 9.5 | 68.4 | No | 25000 | 2700 | 91 | 49 | 0.9 | -20 | Dimmable | 10% | No | Damp Location Rated,Use With Timers,Use With Photo and/or Motion Sensors | No |  |  | 2016-05-23 | 2016-05-30 | United States, Canada | ES_1116599_9290012218_05262016182911_8073541 | 2269417
Philips Lighting North America Corporation | Philips LED | BC9.5BR30/AMB/F90 2200-2700 DIM 120V | 9290011117 | BC9.5BR30/AMB/F90 2200-2700 DIM 120V,9290011117,BC9.5BR30/AMB/F90 2200-2700 DIM 120V (452250) | BR30 | Reflector (Flood/Spot) | E26 (Medium) | Directional | LED | 5 | 65 | 130.8 | 95.3 |  |  | 90 | 730 | 9.5 | 76.8 | No | 25000 | 2700 | 81 | 11 | 0.8 | 0 | Dimmable | 20% |  | Damp Location Rated,Use With Timers,Recessed Fixtures,Use With Photo And/Or Motion Sensors |  |  |  | 2015-03-06 | 2015-03-10 | Canada | ES_1116599_9290011117_03112015092857_654413 | 2234626
Philips Lighting North America Corporation | Philips LED | BC9.5BR30/AMB/F90 2200-2700 DIM 120V | 9290011117 | BC9.5BR30/AMB/F90 2200-2700 DIM 120V,9290011117,BC9.5BR30/AMB/F90 2200-2700 DIM 120V (452284) | BR30 | Reflector (Flood/Spot) | E26 (Medium) | Directional | LED | 5 | 65 | 130.8 | 95.3 |  |  | 90 | 730 | 9.5 | 76.8 | No | 25000 | 2700 | 81 | 11 | 0.8 | 0 | Dimmable | 20% |  | Damp Location Rated,Use With Timers,Recessed Fixtures,Use With Photo And/Or Motion Sensors |  |  |  | 2014-07-16 | 2015-12-10 | United States, Canada | ES_1116599_9290011117_12102015112941_6217615 | 2254503
Philips Lighting North America Corporation | Philips LED | BC9.5BR30/SLIM/927/DIM WS 120V | 9290011335 | BC9.5BR30/SLIM/927/DIM WS 120V,9290011335,BC9.5BR30/SLIM/927/DIM WS 120V (455485) | BR30 | Reflector (Flood/Spot) | E26 (Medium) | Directional | LED | 5 | 65 | 128.2 | 94.9 |  |  | 110 | 650 | 9.7 | 67 | No | 25000 | 2700 | 91 | 52 | 0.9 | -20 | Dimmable | 20% |  | Damp Location Rated,Use With Timers,Recessed Fixtures,Use With Photo And/Or Motion Sensors |  |  |  | 2015-05-06 | 2015-05-14 | United States, Canada | ES_1116599_9290011335_05142015122717_297510 | 2239458
Philips Lighting North America Corporation | Philips LED | BC9BR30/AMB/827-22/DIM 120V | 9290011555 | BC9BR30/AMB/827-22/DIM 120V,9290011555,BC9BR30/AMB/827-22/DIM 120V (457036) | BR30 | Reflector (Flood/Spot) | E26 (Medium) | Directional | LED | 5 | 65 | 131.3 | 93.9 |  |  | 110 | 650 | 9 | 72.2 | No | 25000 | 2700 | 80 | 2 | 0.8 | -20 | Dimmable | 20% |  | Damp Location Rated,Use With Timers,Recessed Fixtures,Use With Photo And/Or Motion Sensors |  |  |  | 2015-06-06 | 2015-06-16 | United States, Canada | ES_1116599_9290011555_06162015221555_5943567 | 2241891
Philips Lighting North America Corporation | Philips LED | BC9BR30/AMB/827-22/DIM 120V | 9290011555 | BC9BR30/AMB/827-22/DIM 120V,9290011555,BC9BR30/AMB/827-22/DIM 120V (457051) | BR30 | Reflector (Flood/Spot) | E26 (Medium) | Directional | LED | 5 | 65 | 131.3 | 93.9 |  |  | 110 | 650 | 9 | 72.2 | No | 25000 | 2700 | 80 | 2 | 0.8 | -20 | Dimmable | 20% |  | Damp Location Rated,Use With Timers,Recessed Fixtures,Use With Photo And/Or Motion Sensors |  |  |  | 2015-06-06 | 2015-06-16 | United States, Canada | ES_1116599_9290011555_06162015222709_305597 | 2241894
Philips Lighting North America Corporation | Philips LED | BC9BR40/AMB/827-22/DIM 120V | 9290011558 | BC9BR40/AMB/827-22/DIM 120V,9290011558,BC9BR40/AMB/827-22/DIM 120V (457002) | BR40 | Reflector (Flood/Spot) | E26 (Medium) | Directional | LED | 5 | 65 | 124 | 160 |  |  |  | 650 | 9 | 72.2 | No | 25000 | 2700 | 80 | 1 | 0.8 | -20 | Dimmable | 20% |  | Damp Location Rated,Use With Timers,Recessed Fixtures,Use With Photo And/Or Motion Sensors |  |  |  | 2015-07-06 | 2015-07-28 | United States, Canada | ES_1116599_9290011558_07212015171928_1240198 | 2244373
Philips Lighting North America Corporation | Philips LED | BC9BR40/AMB/827-22/DIM 120V | 9290011558 | BC9BR40/AMB/827-22/DIM 120V,9290011558,BC9BR40/AMB/827-22/DIM 120V (457028) | BR40 | Reflector (Flood/Spot) | E26 (Medium) | Directional | LED | 5 | 65 | 124 | 160 |  |  |  | 650 | 9 | 72.2 | No | 25000 | 2700 | 80 | 1 | 0.8 | -20 | Dimmable | 20% |  | Damp Location Rated,Use With Timers,Recessed Fixtures,Use With Photo And/Or Motion Sensors |  |  |  | 2015-07-06 | 2015-07-28 | United States, Canada | ES_1116599_9290011558_07222015095528_325586 | 2244375
Philips Lighting North America Corporation | PhilipsLED | 10.5A19/SLIM/927 DIM 120V 3PK | 9290011336 | 10.5A19/SLIM/927 DIM 120V 3PK,9290011336,10.5A19/SLIM/927 DIM 120V 3PK (458083) | A19 | General Purpose Replacement | E26 (Medium) | Omnidirectional | LED | 5 | 60 | 111.2 | 68.6 |  |  |  | 800 | 10.5 | 76.1 | No | 25000 | 2700 | 91 | 54 | 0.9 | -20 | Dimmable | 20% |  | Damp Location Rated,Recessed Fixtures |  |  |  | 2014-10-04 | 2015-04-24 | United States, Canada | ES_1116599_9290011336_04232015204236_225030 | 2238016
Philips Lighting North America Corporation | PhilipsLED | 10A19/LED/827-22/CL/DIM 120V | 9290011816 | 10A19/LED/827-22/CL/DIM 120V,9290011816,10A19/LED/827-22/CL/DIM 120V(458836) | A19 | General Purpose Replacement | E26 (Medium) | Omnidirectional | LED | 5 | 60 | 112.7 | 60.4 |  |  |  | 800 | 10 | 80 | No | 25000 | 2700 | 80 | 3 | 0.9 | -20 | Dimmable | 20% |  | Damp Location Rated,Recessed Fixtures |  |  |  | 2015-12-30 | 2015-12-23 | United States, Canada | ES_1116599_9290011816_12232015161721_4848901 | 2255458
Philips Lighting North America Corporation | PhilipsLED | 10G25/LED/827-22/E26/CL/DIM 120V | 9290011898 | 10G25/LED/827-22/E26/CL/DIM 120V,9290011898,10G25/LED/827-22/E26/CL/DIM 120V (459347) | G25 | Globe | E26 (Medium) | Decorative | LED | 5 | 60 | 121.9 | 77.9 |  |  |  | 800 | 10 | 80 | No | 25000 | 2700 | 80 | 3 | 0.9 | -20 | Dimmable | 20% |  | Damp Location Rated,Recessed Fixtures |  |  |  | 2015-12-30 | 2015-12-29 | United States, Canada | ES_1116599_9290011898_12232015161236_1265375 | 2255651
Philips Lighting North America Corporation | PhilipsLED | 14A21/AMB/827-22/DIM FFP 120V 3PK | 9290011839 | 14A21/AMB/827-22/DIM FFP 120V 3PK,9290011839,14A21/AMB/827-22/DIM FFP 120V 3PK (459099) | A21 | General Purpose Replacement | E26 (Medium) | Omnidirectional | LED | 5 | 75 | 133.4 | 70.5 |  |  |  | 1100 | 14 | 78.5 | No | 25000 | 2700 | 81 | 6 | 0.9 | -20 | Dimmable | 20% |  | Damp Location Rated,Recessed Fixtures |  |  |  | 2016-03-30 | 2016-03-22 | United States, Canada | ES_1116599_9290011839_03222016113830_4029046 | 2262855
Philips Lighting North America Corporation | PhilipsLED | 14A21/LED/827-22/DIM 120V | 9290011839 | 14A21/LED/827-22/DIM 120V,9290011839,14A21/LED/827-22/DIM 120V (459073) | A21 | General Purpose Replacement | E26 (Medium) | Omnidirectional | LED | 5 | 75 | 133.4 | 70.5 |  |  |  | 1100 | 14 | 78.5 | No | 25000 | 2700 | 81 | 6 | 0.9 | -20 | Dimmable | 20% |  | Damp Location Rated,Recessed Fixtures |  |  |  | 2016-03-30 | 2016-03-22 | United States, Canada | ES_1116599_9290011839_03222016114019_4099084 | 2262857
Philips Lighting North America Corporation | PhilipsLED | 18A21/AMB/827-22/DIM FFP 120V 3PK | 9290011741 | 18A21/AMB/827-22/DIM FFP 120V 3PK,9290011741,18A21/AMB/827-22/DIM FFP 120V 3PK (459131) | A21 | General Purpose Replacement | E26 (Medium) | Omnidirectional | LED | 5 | 100 | 133.1 | 70.5 |  |  |  | 1600 | 18 | 88.8 | Yes | 25000 | 2700 | 81 | 7 | 0.9 | -20 | Dimmable | 20% |  | Damp Location Rated,Recessed Fixtures |  |  |  | 2016-03-30 | 2016-03-22 | United States, Canada | ES_1116599_9290011741_03222016114111_4817010 | 2262858
Philips Lighting North America Corporation | PhilipsLED | 18A21/LED/827-22/DIM 120V | 9290011741 | 18A21/LED/827-22/DIM 120V,9290011741,18A21/LED/827-22/DIM 120V (459115) | A21 | General Purpose Replacement | E26 (Medium) | Omnidirectional | LED | 5 | 100 | 133.1 | 70.5 |  |  |  | 1600 | 18 | 88.8 | Yes | 25000 | 2700 | 81 | 7 | 0.9 | -20 | Dimmable | 20% |  | Damp Location Rated,Recessed Fixtures |  |  |  | 2016-03-30 | 2016-03-22 | United States, Canada | ES_1116599_9290011741_03222016114245_9194146 | 2262860
Philips Lighting North America Corporation | PhilipsLED | 4.5B11/LED/827/E12/DIM 120V | 9290012137 | 4.5B11/LED/827/E12/DIM 120V,9290012137,4.5B11/LED/827/E12/DIM 120V (461871) | Decorative: Other | Decorative | E12 (Candelabra) | Decorative | LED | 3 | 40 | 103.2 | 35.3 |  |  |  | 300 | 4.5 | 66.6 | No | 15000 | 2700 | 82 | 9 | 0.9 | -20 | Dimmable | 20% |  | Damp Location Rated,Recessed Fixtures |  |  |  | 2016-07-07 | 2016-06-24 | United States, Canada | ES_1116599_9290012137_06232016125951_6321832 | 2270690
Philips Lighting North America Corporation | PhilipsLED | 4.5B11/LED/827/E12/DIM 120V 3PK | 9290012137 | 4.5B11/LED/827/E12/DIM 120V 3PK,9290012137,4.5B11/LED/827/E12/DIM 120V 3PK (461855) | Decorative: Other | Decorative | E12 (Candelabra) | Decorative | LED | 3 | 40 | 103.2 | 35.3 |  |  |  | 300 | 4.5 | 66.6 | No | 15000 | 2700 | 82 | 9 | 0.9 | -20 | Dimmable | 20% |  | Damp Location Rated,Recessed Fixtures |  |  |  | 2016-07-07 | 2016-06-24 | United States, Canada | ES_1116599_9290012137_06232016130101_3540765 | 2270689
Philips Lighting North America Corporation | PhilipsLED | 4.5B11/LED/827/E12/DIM 120V 3PK | 9290012137 | 4.5B11/LED/827/E12/DIM 120V 3PK,9290012137,4.5B11/LED/827/E12/DIM 120V 3PK (461863) | Decorative: Other | Decorative | E12 (Candelabra) | Decorative | LED | 3 | 40 | 103.2 | 35.3 |  |  |  | 300 | 4.5 | 66.6 | No | 15000 | 2700 | 82 | 9 | 0.9 | -20 | Dimmable | 20% |  | Damp Location Rated,Recessed Fixtures |  |  |  | 2016-07-07 | 2016-06-24 | United States, Canada | ES_1116599_9290012137_06222016170744_2834741 | 2270685
Philips Lighting North America Corporation | PhilipsLED | 4.5B11/LED/827/E12/DIM 120V 3PK | 9290012137 | 4.5B11/LED/827/E12/DIM 120V 3PK,9290012137,4.5B11/LED/827/E12/DIM 120V 3PK (461889) | Decorative: Other | Decorative | E12 (Candelabra) | Decorative | LED | 3 | 40 | 103.2 | 35.3 |  |  |  | 300 | 4.5 | 66.6 | No | 15000 | 2700 | 82 | 9 | 0.9 | -20 | Dimmable | 20% |  | Damp Location Rated,Recessed Fixtures |  |  |  | 2016-07-07 | 2016-06-24 | United States, Canada | ES_1116599_9290012137_06232016125849_6097986 | 2270680
Philips Lighting North America Corporation | PhilipsLED | 4.5B11/LED/827/E12/DIM 120V 3PK | 9290012137 | 4.5B11/LED/827/E12/DIM 120V 3PK,9290012137,4.5B11/LED/827/E12/DIM 120V 3PK (461897) | Decorative: Other | Decorative | E12 (Candelabra) | Decorative | LED | 3 | 40 | 103.2 | 35.3 |  |  |  | 300 | 4.5 | 66.6 | No | 15000 | 2700 | 82 | 9 | 0.9 | -20 | Dimmable | 20% |  | Damp Location Rated,Recessed Fixtures |  |  |  | 2016-07-07 | 2016-06-24 | United States, Canada | ES_1116599_9290012137_06232016125743_6930353 | 2270681
Philips Lighting North America Corporation | PhilipsLED | 4.5B11/LED/827/E12/DIM 120V FFP 6PK | 9290012137 | 4.5B11/LED/827/E12/DIM 120V FFP 6PK,9290012137,4.5B11/LED/827/E12/DIM 120V FFP 6PK (461905) | Decorative: Other | Decorative | E12 (Candelabra) | Decorative | LED | 3 | 40 | 103.2 | 35.3 |  |  |  | 300 | 4.5 | 66.6 | No | 15000 | 2700 | 82 | 9 | 0.9 | -20 | Dimmable | 20% |  | Damp Location Rated,Recessed Fixtures |  |  |  | 2016-07-07 | 2016-06-24 | United States, Canada | ES_1116599_9290012137_06232016130211_1040002 | 2270682
Philips Lighting North America Corporation | PhilipsLED | 4.5B11/LED/827/E26/DIM 120V | 9290012138 | 4.5B11/LED/827/E26/DIM 120V,9290012138,4.5B11/LED/827/E26/DIM 120V (461939) | Decorative: Other | Decorative | E26 (Medium) | Decorative | LED | 3 | 40 | 100.6 | 35.1 |  |  |  | 300 | 4.5 | 66.6 | No | 15000 | 2700 | 82 | 9 | 0.9 | -20 | Dimmable | 20% |  | Damp Location Rated,Recessed Fixtures |  |  |  | 2016-07-07 | 2016-06-24 | United States, Canada | ES_1116599_9290012138_06232016130727_2171289 | 2270677
Philips Lighting North America Corporation | PhilipsLED | 4.5B11/LED/827/E26/DIM 120V 3PK | 9290012138 | 4.5B11/LED/827/E26/DIM 120V 3PK,9290012138,4.5B11/LED/827/E26/DIM 120V 3PK (461913) | Decorative: Other | Decorative | E26 (Medium) | Decorative | LED | 3 | 40 | 100.6 | 35.1 |  |  |  | 300 | 4.5 | 66.6 | No | 15000 | 2700 | 82 | 9 | 0.9 | -20 | Dimmable | 20% |  | Damp Location Rated,Recessed Fixtures |  |  |  | 2016-07-07 | 2016-06-24 | United States, Canada | ES_1116599_9290012138_06232016130848_5164300 | 2270678
Philips Lighting North America Corporation | PhilipsLED | 4.5B11/LED/827/E26/DIM 120V 3PK | 9290012138 | 4.5B11/LED/827/E26/DIM 120V 3PK,9290012138,4.5B11/LED/827/E26/DIM 120V 3PK (461913) | Decorative: Other | Decorative | E26 (Medium) | Decorative | LED | 3 | 40 | 100.6 | 35.1 |  |  |  | 300 | 4.5 | 66.6 | No | 15000 | 2700 | 82 | 9 | 0.9 | -20 | Dimmable | 20% |  | Damp Location Rated,Recessed Fixtures |  |  |  | 2016-07-07 | 2016-06-24 | United States, Canada | ES_1116599_9290012138_06232016130943_759088 | 2270679
Philips Lighting North America Corporation | PhilipsLED | 4.5B11/LED/827/E26/DIM 120V 3PK | 9290012138 | 4.5B11/LED/827/E26/DIM 120V 3PK,9290012138,4.5B11/LED/827/E26/DIM 120V 3PK (461947) | Decorative: Other | Decorative | E26 (Medium) | Decorative | LED | 3 | 40 | 100.6 | 35.1 |  |  |  | 300 | 4.5 | 66.6 | No | 15000 | 2700 | 82 | 9 | 0.9 | -20 | Dimmable | 20% |  | Damp Location Rated,Recessed Fixtures |  |  |  | 2016-07-07 | 2016-06-24 | United States, Canada | ES_1116599_9290012138_06232016131031_9941675 | 2270672
Philips Lighting North America Corporation | PhilipsLED | 4.5B11/LED/827/E26/DIM 120V 3PK | 9290012138 | 4.5B11/LED/827/E26/DIM 120V 3PK,9290012138,4.5B11/LED/827/E26/DIM 120V 3PK (461953) | Decorative: Other | Decorative | E26 (Medium) | Decorative | LED | 3 | 40 | 100.6 | 35.1 |  |  |  | 300 | 4.5 | 66.6 | No | 15000 | 2700 | 82 | 9 | 0.9 | -20 | Dimmable | 20% |  | Damp Location Rated,Recessed Fixtures |  |  |  | 2016-07-07 | 2016-06-24 | United States, Canada | ES_1116599_9290012138_06232016131322_2202112 | 2270673
Philips Lighting North America Corporation | PhilipsLED | 4.5B11/LED/827/E26/DIM 120V FFP 6PK | 9290012138 | 4.5B11/LED/827/E26/DIM 120V FFP 6PK,9290012138,4.5B11/LED/827/E26/DIM 120V FFP 6PK (462358) | Decorative: Other | Decorative | E26 (Medium) | Decorative | LED | 3 | 40 | 100.6 | 35.1 |  |  |  | 300 | 4.5 | 66.6 | No | 15000 | 2700 | 82 | 9 | 0.9 | -20 | Dimmable | 20% |  | Damp Location Rated,Recessed Fixtures |  |  |  | 2016-07-07 | 2016-06-24 | United States, Canada | ES_1116599_9290012138_06232016155221_1730768 | 2270667
Philips Lighting North America Corporation | PhilipsLED | 4.5B11/LED/850/E12/DIM 120V 3PK | 9290012130 | 4.5B11/LED/850/E12/DIM 120V 3PK,9290012130,4.5B11/LED/850/E12/DIM 120V 3PK(463901) | Decorative: Other | Decorative | E12 (Candelabra) | Decorative | LED | 3 | 40 | 104.1 | 35.3 |  |  |  | 300 | 4.5 | 66.6 | No | 15000 | 5000 | 86 | 20 | 0.9 | -20 | Dimmable | 20% |  | Damp Location Rated,Recessed Fixtures |  |  |  | 2016-07-07 | 2016-06-24 | United States, Canada | ES_1116599_9290012130_06232016132324_6398279 | 2270668
Philips Lighting North America Corporation | PhilipsLED | 4.5B11/LED/850/E12/DIM 120V 3PK | 9290012130 | 4.5B11/LED/850/E12/DIM 120V 3PK,9290012130,4.5B11/LED/850/E12/DIM 120V 3PK(463919) | Decorative: Other | Decorative | E12 (Candelabra) | Decorative | LED | 3 | 40 | 104.1 | 35.3 |  |  |  | 300 | 4.5 | 66.6 | No | 15000 | 5000 | 86 | 20 | 0.9 | -20 | Dimmable | 20% |  | Damp Location Rated,Recessed Fixtures |  |  |  | 2016-07-07 | 2016-06-24 | United States, Canada | ES_1116599_9290012130_06232016132422_4861108 | 2270665
Philips Lighting North America Corporation | PhilipsLED | 4.5B11/LED/850/E12/DIM 120V FFP 6PK | 9290012130 | 4.5B11/LED/850/E12/DIM 120V FFP 6PK,9290012130,4.5B11/LED/850/E12/DIM 120V FFP 6PK (463943) | Decorative: Other | Decorative | E12 (Candelabra) | Decorative | LED | 3 | 40 | 104.1 | 35.3 |  |  |  | 300 | 4.5 | 66.6 | No | 15000 | 5000 | 86 | 20 | 0.9 | -20 | Dimmable | 20% |  | Damp Location Rated,Recessed Fixtures |  |  |  | 2016-07-07 | 2016-06-24 | United States, Canada | ES_1116599_9290012130_06232016132524_361749 | 2270666
Philips Lighting North America Corporation | PhilipsLED | 4.5B11/LED/850/E26/DIM 120V 3PK | 9290012131 | 4.5B11/LED/850/E26/DIM 120V 3PK,9290012131,4.5B11/LED/850/E26/DIM 120V 3PK (463927) | Decorative: Other | Decorative | E26 (Medium) | Decorative | LED | 3 | 40 | 100.2 | 35.2 |  |  |  | 300 | 4.5 | 66.6 | No | 15000 | 5000 | 86 | 20 | 0.9 | -20 | Dimmable | 20% |  | Damp Location Rated,Recessed Fixtures |  |  |  | 2016-07-07 | 2016-06-24 | United States, Canada | ES_1116599_9290012131_06232016132839_3731958 | 2270663
Philips Lighting North America Corporation | PhilipsLED | 4.5B11/LED/850/E26/DIM 120V 3PK | 9290012131 | 4.5B11/LED/850/E26/DIM 120V 3PK,9290012131,4.5B11/LED/850/E26/DIM 120V 3PK (463935) | Decorative: Other | Decorative | E26 (Medium) | Decorative | LED | 3 | 40 | 100.2 | 35.2 |  |  |  | 300 | 4.5 | 66.6 | No | 15000 | 5000 | 86 | 20 | 0.9 | -20 | Dimmable | 20% |  | Damp Location Rated,Recessed Fixtures |  |  |  | 2016-07-07 | 2016-06-24 | United States, Canada | ES_1116599_9290012131_06232016132753_3874780 | 2270662
Philips Lighting North America Corporation | PhilipsLED | 4.5B11/LED/850/E26/DIM FFP 120V 6PK | 9290012131 | 4.5B11/LED/850/E26/DIM FFP 120V 6PK,9290012131,4.5B11/LED/850/E26/DIM FFP 120V 6PK(463959) | Decorative: Other | Decorative | E26 (Medium) | Decorative | LED | 3 | 40 | 100.2 | 35.2 |  |  |  | 300 | 4.5 | 66.6 | No | 15000 | 5000 | 86 | 20 | 0.9 | -20 | Dimmable | 20% |  | Damp Location Rated,Recessed Fixtures |  |  |  | 2016-07-07 | 2016-06-24 | United States, Canada | ES_1116599_9290012131_06232016132931_3660089 | 2270664
Philips Lighting North America Corporation | PhilipsLED | 4.5B13/2700-E12 DIM | 9290002889 | 4.5B13/2700-E12 DIM,9290002889,4.5B13/2700-E12 DIM (435156) | B13 | Decorative | E12 (Candelabra) | Decorative | LED | 3 | 40 | 110.7 | 39.6 |  |  |  | 330 | 4.5 | 73.3 | No | 25000 | 2700 | 83 | 20 | 0.6 | -20 | Dimmable | 20% |  | Damp Location Rated,Use With Timers,Recessed Fixtures,Use With Photo And/Or Motion Sensors |  |  |  | 2014-11-07 | 2014-11-18 | United States, Canada | ES_1116599_9290002889_11172014213534_9912835 | 2225694
Philips Lighting North America Corporation | PhilipsLED | 4.5B13/2700-E26 DIM | 9290002797 | 4.5B13/2700-E26 DIM,9290002797,4.5B13/2700-E26 DIM(435172) | B13 | Decorative | E26 (Medium) | Decorative | LED | 3 | 40 | 107 | 39.6 |  |  |  | 330 | 4.5 | 73.3 | No | 25000 | 2700 | 83 | 20 | 0.6 | -20 | Dimmable | 20% |  | Damp Location Rated,Use With Timers,Recessed Fixtures,Use With Photo And/Or Motion Sensors |  |  |  | 2014-11-07 | 2014-11-18 | United States, Canada | ES_1116599_9290002797_11182014114345_9726068 | 2225700
Philips Lighting North America Corporation | PhilipsLED | 4.5BA13/2700-E12 DIM | 9290002798 | 4.5BA13/2700-E12 DIM,9290002798,4.5BA13/2700-E12 DIM(435164) | Decorative: Other | Decorative | E12 (Candelabra) | Decorative | LED | 3 | 40 | 128 | 39.6 |  |  |  | 330 | 4.5 | 73.3 | No | 25000 | 2700 | 83 | 20 | 0.6 | -20 | Dimmable | 20% |  | Damp Location Rated,Use With Timers,Recessed Fixtures,Use With Photo And/Or Motion Sensors |  |  |  | 2014-11-07 | 2014-11-18 | United States, Canada | ES_1116599_9290002798_11172014214521_9131433 | 2226238
Philips Lighting North America Corporation | PhilipsLED | 5GU10/LED/827-22/F35/DIM 120V | 9290011565 | 5GU10/LED/827-22/F35/DIM 120V,9290011565,5GU10/LED/827-22/F35/DIM 120V(457655) | MR16 | Reflector (Flood/Spot) | GU10 | Directional | LED | 5 | 50 | 49.2 | 50.2 | 753 |  | 35 | 400 | 5 | 80 | No | 25000 | 2700 | 83 | 17 | 0.9 | -20 | Dimmable | 20% |  | Damp Location Rated,Recessed Fixtures |  |  |  | 2015-11-15 | 2015-11-17 | United States, Canada | ES_1116599_9290011565_11172015152032_3765832 | 2252889
Philips Lighting North America Corporation | PhilipsLED | 6.5F15/2700-E26 DIM | 9290002886 | 6.5F15/2700-E26 DIM,9290002886,6.5F15/2700-E26 DIM(435180) | F15 | Decorative | E26 (Medium) | Decorative | LED | 3 | 60 | 113.2 | 45 |  |  |  | 520 | 6.5 | 80 | No | 25000 | 2700 | 82 | 19 | 0.8 | -20 | Dimmable | 20% |  | Damp Location Rated,Use With Timers,Recessed Fixtures,Use With Photo And/Or Motion Sensors |  |  |  | 2014-11-07 | 2014-11-18 | United States, Canada | ES_1116599_9290002886_11182014123153_9078180 | 2225697
Philips Lighting North America Corporation | PhilipsLED | 7A15/LED/827-22/E26/CL/DIM 120V | 9290011818 | 7A15/LED/827-22/E26/CL/DIM 120V,9290011818,7A15/LED/827-22/E26/CL/DIM 120V (458778) | Decorative: Other | Decorative | E26 (Medium) | Decorative | LED | 5 | 40 | 91.8 | 47.9 |  |  |  | 450 | 7 | 64.2 | Yes | 25000 | 2700 | 81 | 4 | 0.8 | -20 | Dimmable | 20% |  | Damp Location Rated,Recessed Fixtures |  |  |  | 2016-03-30 | 2016-03-23 | United States, Canada | ES_1116599_9290011818_03232016101824_7710077 | 2262862
Philips Lighting North America Corporation | PhilipsLED | 7A19/LED/827-22/CL/DIM 120V | 9290011815 | 7A19/LED/827-22/CL/DIM 120V,9290011815,7A19/LED/827-22/CL/DIM 120V (458745) | A19 | General Purpose Replacement | E26 (Medium) | Omnidirectional | LED | 5 | 40 | 112.7 | 60.4 |  |  |  | 450 | 7 | 64.2 | No | 25000 | 2700 | 80 | 4 | 0.8 | -20 | Dimmable | 20% |  | Damp Location Rated,Recessed Fixtures |  |  |  | 2015-12-30 | 2015-12-29 | United States, Canada | ES_1116599_9290011815_12232015171808_5318261 | 2255644
Philips Lighting North America Corporation | PhilipsLED | 7B12/LED/827-22/E12/DIM 120V | 9290011820 | 7B12/LED/827-22/E12/DIM 120V,9290011820,7B12/LED/827-22/E12/DIM 120V (458695) | Decorative Candle: Other | Decorative | E12 (Candelabra) | Decorative | LED | 5 | 60 | 114.5 | 37.6 |  |  |  | 500 | 7 | 71.4 | No | 25000 | 2700 | 81 | 5 | 0.9 | -20 | Dimmable | 20% |  | Damp Location Rated,Recessed Fixtures |  |  |  | 2016-03-30 | 2016-03-22 | United States, Canada | ES_1116599_9290011820_03212016112210_471917 | 2262763
Philips Lighting North America Corporation | PhilipsLED | 7B12/LED/827-22/E26/DIM 120V | 9290011821 | 7B12/LED/827-22/E26/DIM 120V,9290011821,7B12/LED/827-22/E26/DIM 120V (458661) | Decorative Candle: Other | Decorative | E26 (Medium) | Decorative | LED | 5 | 60 | 108.7 | 37.8 |  |  |  | 500 | 7 | 71.4 | No | 25000 | 2700 | 80 | 4 | 0.9 | -20 | Dimmable | 20% |  | Damp Location Rated,Recessed Fixtures |  |  |  | 2015-11-15 | 2015-11-18 | United States, Canada | ES_1116599_9290011821_11172015191142_9881250 | 2252888
Philips Lighting North America Corporation | PhilipsLED | 7F15/LED/827-22/E26/DIM 120V | 9290011822 | 7F15/LED/827-22/E26/DIM 120V,9290011822,7F15/LED/827-22/E26/DIM 120V(458638) | Decorative Candle: Other | Decorative | E26 (Medium) | Decorative | LED | 5 | 60 | 108.7 | 37.8 |  |  |  | 500 | 7 | 71.4 | No | 25000 | 2700 | 80 | 4 | 0.9 | -20 | Dimmable | 20% |  | Damp Location Rated,Recessed Fixtures |  |  |  | 2015-11-30 | 2015-12-01 | United States, Canada | ES_1116599_9290011822_11252015150158_1001245 | 2254091
Philips Lighting North America Corporation | PhilipsLED | 7G25/LED/827-22/E26/CL/DIM 120V | 9290011817 | 7G25/LED/827-22/E26/CL/DIM 120V,9290011817,7G25/LED/827-22/E26/CL/DIM 120V (458802) | G25 | Globe | E26 (Medium) | Decorative | LED | 5 | 60 | 111.5 | 69.5 |  |  |  | 450 | 7 | 64.2 | No | 25000 | 2700 | 81 | 5 | 0.8 | -20 | Dimmable | 20% |  | Damp Location Rated,Recessed Fixtures |  |  |  | 2015-12-30 | 2015-12-29 | United States, Canada | ES_1116599_9290011817_12232015172049_6283990 | 2255647
Philips Lighting North America Corporation | PhilipsLED | 9290011565 | 9290011565 | ,9290011565,5GU10/LED/827-22/F35/DIM 120V(457655);BC5GU10/LED/2700-2200/F35 Dim 120V (457267);BC5GU10/LED/2700-2200/F35 Dim 120V 3PK (457648) | MR16 | Reflector (Flood/Spot) | GU10 | Directional | LED | 5 | 50 | 49.2 | 50.2 | 753 |  | 35 | 400 | 5 | 80 | No | 25000 | 2700 | 83 | 17 | 0.9 | -20 | Dimmable | 20% | No | Damp Location Rated | No |  |  | 2015-11-15 | 2015-11-17 | United States, Canada | ES_1116599_9290011565_11172015152032_3765832 | 2276532
Philips Lighting North America Corporation | PhilipsLED | 9290012133 | 9290012133 | ,9290012133,BC5.5A15/AMB/827-22/E12/CL/DIM 120V(463975);BC5.5A15/AMB/827-22/E12/CL/DIM 120V(463967);5.5A15/LED/827-22/E12/CL/DIM 120V(463983) | A15 | General Purpose Replacement | E12 (Candelabra) | Omnidirectional | LED | 5 | 40 | 91.5 | 49.9 |  |  |  | 450 | 5.5 | 81.8 | No | 25000 | 2700 | 82 | 9 | 0.9 | -20 | Dimmable | 10% | No | Damp Location Rated,Use With Timers,Dim to Warm,Not for Use in Recessed Fixtures,Use With Photo and/or Motion Sensors | No |  |  | 2016-11-01 | 2016-10-31 | United States, Canada | ES_1116599_9290012133_10272016115724_7821466 | 2282725
Philips Lighting North America Corporation | PhilipsLED | 9290012149 | 9290012149 | ,9290012149,BC10A19/AMB/827-22/CL/DIM 120V(462499);BC10A19/AMB/827-22/CL/DIM 120V 2PK(462481);10A19/LED/827-22/CL/DIM 120V(462531) | A19 | General Purpose Replacement | E26 (Medium) | Omnidirectional | LED | 5 | 60 | 109.3 | 61.4 |  |  |  | 800 | 10 | 80 | No | 25000 | 2700 | 82 | 8 | 0.9 | -20 | Dimmable | 10% | No | Damp Location Rated,Use With Timers,Dim to Warm,Not for Use in Recessed Fixtures,Use With Photo and/or Motion Sensors | No |  |  | 2016-11-01 | 2016-10-31 | United States, Canada | ES_1116599_9290012149_10272016124656_545465 | 2282729
Philips Lighting North America Corporation | PhilipsLED | 9290012150 | 9290012150 | ,9290012150,BC5.5A15/AMB/827-22/E26/CL/DIM 120V(462473);BC5.5A15/AMB/827-22/E26/CL/DIM 120V(462465);5.5A15/AMB/827-22/E26/CL/DIM 120V(462523) | A15 | General Purpose Replacement | E26 (Medium) | Omnidirectional | LED | 5 | 40 | 88 | 50 |  |  |  | 450 | 5.5 | 81.8 | No | 25000 | 2700 | 82 | 9 | 0.9 | -20 | Dimmable | 10% | No | Damp Location Rated,Use With Timers,Dim to Warm,Not for Use in Recessed Fixtures,Use With Photo and/or Motion Sensors | No |  |  | 2016-11-01 | 2016-10-31 | United States, Canada | ES_1116599_9290012150_10272016121948_7872735 | 2282727
Philips Lighting North America Corporation | PhilipsLED | 9290012611 | 9290012611 | ,9290012611,8.5A19/LED/827/ND ES120V 4PK (466284);8.5A19/LED/827/ND ES120V 4PK (466300) | A19 | General Purpose Replacement | E26 (Medium) | Omnidirectional | LED | 3 | 60 | 105.3 | 60.3 |  |  |  | 800 | 8.5 | 94.1 | No | 15000 | 2700 | 82 | 7 | 0.6 | -20 |  |  | No | Damp Location Rated,Not for Use in Recessed Fixtures | No |  |  | 2016-07-30 | 2016-08-26 | United States, Canada | ES_1116599_9290012611_08262016102138_8679468 | 2276528
Philips Lighting North America Corporation | PhilipsLED | 9290012611A | 9290012611A | ,9290012611A,8.5A19/LED/827/ND ES120V 4PK (466284);8.5A19/LED/827/ND ES120V 4PK (466300) | A19 | General Purpose Replacement | E26 (Medium) | Omnidirectional | LED | 3 | 60 | 105.8 | 60.4 |  |  |  | 800 | 8.5 | 94.1 | No | 15000 | 2700 | 81 | 3 | 0.6 | -20 |  |  | No | Damp Location Rated,Not for Use in Recessed Fixtures | No |  |  | 2016-07-30 | 2016-08-26 | United States, Canada | ES_1116599_9290012611A_08052016152915_227167 | 2276527
Philips Lighting North America Corporation | PhilipsLED | 9290012612 | 9290012612 | ,9290012612,8.5A19/LED/850/ND ES120V 4PK (466292);8.5A19/LED/850/ND ES120V 4PK (466318) | A19 | General Purpose Replacement | E26 (Medium) | Omnidirectional | LED | 3 | 60 | 105.7 | 60.4 |  |  |  | 800 | 8.5 | 94.1 | No | 15000 | 5000 | 83 | 7 | 0.6 | -20 |  |  | No | Damp Location Rated,Not for Use in Recessed Fixtures | No |  |  | 2016-07-30 | 2016-08-26 | United States, Canada | ES_1116599_9290012612_08262016102255_6748010 | 2276530
Philips Lighting North America Corporation | PhilipsLED | 9290012612A | 9290012612A | ,9290012612A,8.5A19/LED/850/ND ES120V 4PK (466292);8.5A19/LED/850/ND ES120V 4PK (466318) | A19 | General Purpose Replacement | E26 (Medium) | Omnidirectional | LED | 3 | 60 | 105.8 | 60.3 |  |  |  | 800 | 8.5 | 94.1 | No | 15000 | 5000 | 85 | 17 | 0.6 | -20 |  |  | No | Damp Location Rated,Not for Use in Recessed Fixtures | No |  |  | 2016-07-30 | 2016-08-26 | United States, Canada | ES_1116599_9290012612A_08262016102217_6411401 | 2276529
Philips Lighting North America Corporation | PhilipsLED | BC10.5A19/SLIM/927/DIM WS 120V | 9290011336 | BC10.5A19/SLIM/927/DIM WS 120V,9290011336,BC10.5A19/SLIM/927/DIM WS 120V (455493) | A19 | General Purpose Replacement | E26 (Medium) | Omnidirectional | LED | 5 | 60 | 111.2 | 68.6 |  |  |  | 800 | 10.5 | 76.1 | No | 25000 | 2700 | 91 | 54 | 0.9 | -20 | Dimmable | 20% |  | Damp Location Rated,Recessed Fixtures |  |  |  | 2014-10-04 | 2015-05-19 | United States, Canada | ES_1116599_9290011336_05192015184617_3531610 | 2240156
Philips Lighting North America Corporation | PhilipsLED | BC10A19/AMB/827-22/CL/DIM 120V | 9290011816 | BC10A19/AMB/827-22/CL/DIM 120V,9290011816,BC10A19/AMB/827-22/CL/DIM 120V (458828) | A19 | General Purpose Replacement | E26 (Medium) | Omnidirectional | LED | 5 | 60 | 112.7 | 60.4 |  |  |  | 800 | 10 | 80 | No | 25000 | 2700 | 80 | 3 | 0.9 | -20 | Dimmable | 20% |  | Damp Location Rated,Recessed Fixtures |  |  |  | 2015-12-30 | 2015-12-23 | United States, Canada | ES_1116599_9290011816_12232015161615_7638666 | 2255457
Philips Lighting North America Corporation | PhilipsLED | BC10A19/AMB/827-22/CL/DIM 120V | 9290011816 | BC10A19/AMB/827-22/CL/DIM 120V,9290011816,BC10A19/AMB/827-22/CL/DIM 120V(458844) | A19 | General Purpose Replacement | E26 (Medium) | Omnidirectional | LED | 5 | 60 | 112.7 | 60.4 |  |  |  | 800 | 10 | 80 | No | 25000 | 2700 | 80 | 3 | 0.9 | -20 | Dimmable | 20% |  | Damp Location Rated,Recessed Fixtures |  |  |  | 2015-12-30 | 2015-12-23 | United States, Canada | ES_1116599_9290011816_12232015161355_8419000 | 2255456
Philips Lighting North America Corporation | PhilipsLED | BC10A19/AMB/927/DIM 120V | 9290012633 | BC10A19/AMB/927/DIM 120V,9290012633,BC10A19/AMB/927/DIM 120V (465187) | A19 | General Purpose Replacement | E26 (Medium) | Omnidirectional | LED | 5 | 60 | 109.2 | 61.3 |  |  |  | 800 | 10 | 80 | No | 25000 | 2700 | 91 | 52 | 0.9 | -20 | Dimmable | 10% | No | Damp Location Rated | No |  |  | 2016-05-30 | 2016-05-27 | United States, Canada | ES_1116599_9290012633_05262016200440_3738824 | 2268049
Philips Lighting North America Corporation | PhilipsLED | BC10A19/AMB/927/DIM 120V 3PK | 9290012633 | BC10A19/AMB/927/DIM 120V 3PK,9290012633,BC10A19/AMB/927/DIM 120V 3PK (465195) | A19 | General Purpose Replacement | E26 (Medium) | Omnidirectional | LED | 5 | 60 | 109.2 | 61.3 |  |  |  | 800 | 10 | 80 | No | 25000 | 2700 | 91 | 52 | 0.9 | -20 | Dimmable | 10% | No | Damp Location Rated | No |  |  | 2016-05-30 | 2016-05-27 | United States, Canada | ES_1116599_9290012633_05262016200316_5536157 | 2269412
Philips Lighting North America Corporation | PhilipsLED | BC10G25/AMB/827-22/E26/CL/DIM 120V | 9290011898 | BC10G25/AMB/827-22/E26/CL/DIM 120V,9290011898,BC10G25/AMB/827-22/E26/CL/DIM 120V (459339) | G25 | Globe | E26 (Medium) | Decorative | LED | 5 | 60 | 121.9 | 77.9 |  |  |  | 800 | 10 | 80 | No | 25000 | 2700 | 80 | 3 | 0.9 | -20 | Dimmable | 20% |  | Damp Location Rated,Recessed Fixtures |  |  |  | 2015-12-30 | 2015-12-29 | United States, Canada | ES_1116599_9290011898_12232015161110_1337549 | 2255650
Philips Lighting North America Corporation | PhilipsLED | BC10G25/AMB/827-22/E26/CL/DIM 120V | 9290011898 | BC10G25/AMB/827-22/E26/CL/DIM 120V,9290011898,BC10G25/AMB/827-22/E26/CL/DIM 120V (459354) | G25 | Globe | E26 (Medium) | Decorative | LED | 5 | 60 | 121.9 | 77.9 |  |  |  | 800 | 10 | 80 | No | 25000 | 2700 | 80 | 3 | 0.9 | -20 | Dimmable | 20% |  | Damp Location Rated,Recessed Fixtures |  |  |  | 2015-12-30 | 2015-12-29 | United States, Canada | ES_1116599_9290011898_12232015113228_7807733 | 2255649
Philips Lighting North America Corporation | PhilipsLED | BC14A21/AMB/827-22/DIM 120V | 9290011839 | BC14A21/AMB/827-22/DIM 120V,9290011839,BC14A21/AMB/827-22/DIM 120V(459065) | A21 | General Purpose Replacement | E26 (Medium) | Omnidirectional | LED | 5 | 75 | 133.4 | 70.5 |  |  |  | 1100 | 14 | 78.5 | No | 25000 | 2700 | 81 | 6 | 0.9 | -20 | Dimmable | 20% |  | Damp Location Rated,Recessed Fixtures |  |  |  | 2016-03-30 | 2016-03-22 | United States, Canada | ES_1116599_9290011839_03222016113929_4029657 | 2262856
Philips Lighting North America Corporation | PhilipsLED | BC18A21/AMB/827-22/DIM 120V | 9290011741 | BC18A21/AMB/827-22/DIM 120V,9290011741,BC18A21/AMB/827-22/DIM 120V (459107) | A21 | General Purpose Replacement | E26 (Medium) | Omnidirectional | LED | 5 | 100 | 133.1 | 70.5 |  |  |  | 1600 | 18 | 88.8 | Yes | 25000 | 2700 | 81 | 7 | 0.9 | -20 | Dimmable | 20% |  | Damp Location Rated,Recessed Fixtures |  |  |  | 2016-03-30 | 2016-03-22 | United States, Canada | ES_1116599_9290011741_03222016114157_3899042 | 2262859
Philips Lighting North America Corporation | PhilipsLED | BC4.5A15/AMB/2700-E12 120V | 9290002891 | BC4.5A15/AMB/2700-E12 120V,9290002891,BC4.5A15/AMB/2700-E12 120V(435073) | A15 | General Purpose Replacement | E26 (Medium) | Decorative | LED | 3 | 40 | 93.4 | 47.9 |  |  |  | 330 | 4.5 | 73.3 | No | 25000 | 2700 | 83 | 20 | 0.6 | -20 | Dimmable | 20% |  | Damp Location Rated,Use With Timers,Recessed Fixtures,Use With Photo And/Or Motion Sensors |  |  |  | 2014-11-07 | 2014-11-18 | United States, Canada | ES_1116599_9290002891_11182014121928_4205743 | 2225711
Philips Lighting North America Corporation | PhilipsLED | BC4.5A15/AMB/2700-E12 DIM 120 | 9290002891 | BC4.5A15/AMB/2700-E12 DIM 120,9290002891,BC4.5A15/AMB/2700-E12 DIM 120(435446) | A15 | General Purpose Replacement | E12 (Candelabra) | Decorative | LED | 3 | 40 | 93.4 | 47.9 |  |  |  | 330 | 4.5 | 73.3 | No | 25000 | 2700 | 83 | 20 | 0.6 | -20 | Dimmable | 20% |  | Damp Location Rated,Use With Timers,Recessed Fixtures,Use With Photo And/Or Motion Sensors |  |  |  | 2014-11-07 | 2014-11-18 | United States, Canada | ES_1116599_9290002891_11182014121556_9288598 | 2225710
Philips Lighting North America Corporation | PhilipsLED | BC4.5B13/AMB/2700-E12 DIM 120V | 9290002889 | BC4.5B13/AMB/2700-E12 DIM 120V,9290002889,BC4.5B13/AMB/2700-E12 DIM 120V (435057) | B13 | Decorative | E12 (Candelabra) | Decorative | LED | 3 | 40 | 110.7 | 39.6 |  |  |  | 330 | 4.5 | 73.3 | No | 25000 | 2700 | 83 | 20 | 0.6 | -20 | Dimmable | 20% |  | Damp Location Rated,Use With Timers,Recessed Fixtures,Use With Photo And/Or Motion Sensors |  |  |  | 2014-11-07 | 2014-11-18 | United States, Canada | ES_1116599_9290002889_11182014113552_5099145 | 2225695
Philips Lighting North America Corporation | PhilipsLED | BC4.5B13/AMB/2700-E12 DIM 120V | 9290002889 | BC4.5B13/AMB/2700-E12 DIM 120V,9290002889,BC4.5B13/AMB/2700-E12 DIM 120V (435107) | B13 | Decorative | E12 (Candelabra) | Decorative | LED | 3 | 40 | 110.7 | 39.6 |  |  |  | 330 | 4.5 | 73.3 | No | 25000 | 2700 | 83 | 20 | 0.6 | -20 | Dimmable | 20% |  | Damp Location Rated,Use With Timers,Recessed Fixtures,Use With Photo And/Or Motion Sensors |  |  |  | 2014-11-07 | 2014-11-18 | United States, Canada | ES_1116599_9290002889_11182014113948_7401697 | 2225696
Philips Lighting North America Corporation | PhilipsLED | BC4.5B13/AMB/2700-E12 DIM 120V 2P | 9290002889 | BC4.5B13/AMB/2700-E12 DIM 120V 2P,9290002889,BC4.5B13/AMB/2700-E12 DIM 120V 2P (454025) | B13 | Decorative | E12 (Candelabra) | Decorative | LED | 3 | 40 | 110.7 | 39.6 |  |  |  | 330 | 4.5 | 73.3 | No | 25000 | 2700 | 83 | 20 | 0.6 | -20 | Dimmable | 20% |  | Damp Location Rated,Use With Timers,Recessed Fixtures,Use With Photo And/Or Motion Sensors |  |  |  | 2014-11-07 | 2015-04-17 | United States, Canada | ES_1116599_9290002889_04172015101828_5330621 | 2237492
Philips Lighting North America Corporation | PhilipsLED | BC4.5B13/AMB/2700-E26 DIM 120V | 9290002797 | BC4.5B13/AMB/2700-E26 DIM 120V,9290002797,BC4.5B13/AMB/2700-E26 DIM 120V(435065) | B13 | Decorative | E26 (Medium) | Decorative | LED | 3 | 40 | 107 | 39.6 |  |  |  | 330 | 4.5 | 73.3 | No | 25000 | 2700 | 83 | 20 | 0.6 | -20 | Dimmable | 20% |  | Damp Location Rated,Use With Timers,Recessed Fixtures,Use With Photo And/Or Motion Sensors |  |  |  | 2014-11-07 | 2014-11-18 | United States, Canada | ES_1116599_9290002797_11182014120351_191003 | 2229526
Philips Lighting North America Corporation | PhilipsLED | BC4.5B13/AMB/2700-E26 DIM 120V | 9290002797 | BC4.5B13/AMB/2700-E26 DIM 120V,9290002797,BC4.5B13/AMB/2700-E26 DIM 120V(435115) | B13 | Decorative | E26 (Medium) | Decorative | LED | 3 | 40 | 107 | 39.6 |  |  |  | 330 | 4.5 | 73.3 | No | 25000 | 2700 | 83 | 20 | 0.6 | -20 | Dimmable | 20% |  | Damp Location Rated,Use With Timers,Recessed Fixtures,Use With Photo And/Or Motion Sensors |  |  |  | 2014-11-07 | 2014-11-18 | United States, Canada | ES_1116599_9290002797_11182014120753_8317529 | 2226237
Philips Lighting North America Corporation | SlimStyle | 8A19/SLIM/2700 DIM 120V | 9290002704 | 8A19/SLIM/2700 DIM 120V,9290002704,8A19/SLIM/2700 DIM 120V (433201) | A19 | General Purpose Replacement | E26 (Medium) | Omnidirectional | LED | 3 | 40 | 111.5 | 69.1 |  |  |  | 450 | 8 | 56.2 | No | 25000 | 2700 | 81 | 11 | 0.9 | 0 | Dimmable | 20% |  | Damp Location Rated,Recessed Fixtures |  |  |  | 2014-08-27 | 2014-09-04 | United States, Canada | ES_1116599_9290002704_09042014095454_419275 | 2219520
Philips Lighting North America Corporation | PhilipsLED | BC6.5B13/AMB/2700-E26 DIM 120V | 9290011121 | BC6.5B13/AMB/2700-E26 DIM 120V,9290011121,BC6.5B13/AMB/2700-E26 DIM 120V(435248) | B13 | Decorative | E26 (Medium) | Decorative | LED | 3 | 60 | 107 | 39 |  |  |  | 520 | 6.5 | 80 | No | 25000 | 2700 | 82 | 19 | 0.8 | -20 | Dimmable | 20% |  | Damp Location Rated,Use With Timers,Recessed Fixtures,Use With Photo And/Or Motion Sensors |  |  |  | 2014-11-07 | 2014-11-18 | United States, Canada | ES_1116599_9290011121_11182014124214_4226953 | 2226240
Philips Lighting North America Corporation | PhilipsLED | BC6.5B13/AMB/2700-E26 DIM CL | 9290011121 | BC6.5B13/AMB/2700-E26 DIM CL,9290011121,BC6.5B13/AMB/2700-E26 DIM CL(453621) | B13 | Decorative | E26 (Medium) | Decorative | LED | 3 | 60 | 107 | 39 |  |  |  | 520 | 6.5 | 80 | No | 25000 | 2700 | 82 | 19 | 0.8 | -20 | Dimmable | 20% |  | Damp Location Rated,Use With Timers,Recessed Fixtures,Use With Photo And/Or Motion Sensors |  |  |  | 2014-11-07 | 2015-04-17 | United States, Canada | ES_1116599_9290011121_04162015184352_6584283 | 2237493
Philips Lighting North America Corporation | PhilipsLED | BC6.5F15/AMB/2700-E26 DIM 120V | 9290002886 | BC6.5F15/AMB/2700-E26 DIM 120V,9290002886,BC6.5F15/AMB/2700-E26 DIM 120V(435081) | F15 | Decorative | E26 (Medium) | Decorative | LED | 3 | 60 | 113.2 | 45 |  |  |  | 520 | 6.5 | 80 | No | 25000 | 2700 | 82 | 19 | 0.8 | -20 | Dimmable | 20% |  | Damp Location Rated,Use With Timers,Recessed Fixtures,Use With Photo And/Or Motion Sensors |  |  |  | 2014-11-07 | 2014-11-18 | United States, Canada | ES_1116599_9290002886_11182014123502_4051019 | 2225698
Philips Lighting North America Corporation | PhilipsLED | BC6.5F15/AMB/2700-E26 DIM 120V | 9290002886 | BC6.5F15/AMB/2700-E26 DIM 120V,9290002886,BC6.5F15/AMB/2700-E26 DIM 120V(435131) | F15 | Decorative | E26 (Medium) | Decorative | LED | 3 | 60 | 113.2 | 45 |  |  |  | 520 | 6.5 | 80 | No | 25000 | 2700 | 82 | 19 | 0.8 | -20 | Dimmable | 20% |  | Damp Location Rated,Use With Timers,Recessed Fixtures,Use With Photo And/Or Motion Sensors |  |  |  | 2014-11-07 | 2014-11-18 | United States, Canada | ES_1116599_9290002886_11182014123728_2835657 | 2225699
Philips Lighting North America Corporation | PhilipsLED | BC6B12/AMB/850/E12/DIM 120V | 9290012127 | BC6B12/AMB/850/E12/DIM 120V,9290012127,BC6B12/AMB/850/E12/DIM 120V (461814) | B13 | Decorative | E12 (Candelabra) | Decorative | LED | 3 | 60 | 114.5 | 38.4 |  |  |  | 300 | 6 | 95 | No | 25000 | 5000 | 85 | 16 | 0.9 | -20 | Dimmable | 20% | No | Damp Location Rated,Not for Use in Recessed Fixtures | No |  |  | 2016-07-07 | 2016-06-27 | United States, Canada | ES_1116599_9290012127_06242016184641_6781732 | 2278013
Philips Lighting North America Corporation | PhilipsLED | BC6B12/AMB/850/E12/DIM 120V | 9290012127 | BC6B12/AMB/850/E12/DIM 120V,9290012127,BC6B12/AMB/850/E12/DIM 120V (461814) | Decorative: Other | Decorative | E12 (Candelabra) | Decorative | LED | 3 | 60 | 114.5 | 38.4 |  |  |  | 300 | 6 | 83.3 | No | 25000 | 5000 | 85 | 16 | 0.9 | -20 | Dimmable | 20% |  | Damp Location Rated,Recessed Fixtures |  |  |  | 2016-07-07 | 2016-06-29 | United States, Canada | ES_1116599_9290012127_06242016184641_6781732 | 2271269
Philips Lighting North America Corporation | PhilipsLED | BC6B12/AMB/850/E12/DIM 120V | 9290012127 | BC6B12/AMB/850/E12/DIM 120V,9290012127,BC6B12/AMB/850/E12/DIM 120V (461848) | B13 | Decorative | E12 (Candelabra) | Decorative | LED | 3 | 60 | 114.5 | 38.4 |  |  |  | 300 | 6 | 95 | No | 25000 | 5000 | 85 | 16 | 0.9 | -20 | Dimmable | 20% | No | Damp Location Rated,Not for Use in Recessed Fixtures | No |  |  | 2016-07-07 | 2016-09-02 | United States, Canada | ES_1116599_9290012127_08082016142724_7644616 | 2278015
Philips Lighting North America Corporation | PhilipsLED | BC6B12/AMB/850/E12/DIM 120V 2PK | 9290012127 | BC6B12/AMB/850/E12/DIM 120V 2PK,9290012127,BC6B12/AMB/850/E12/DIM 120V 2PK (461822) | B13 | Decorative | E12 (Candelabra) | Decorative | LED | 3 | 60 | 114.5 | 38.4 |  |  |  | 300 | 6 | 95 | No | 25000 | 5000 | 85 | 16 | 0.9 | -20 | Dimmable | 20% | No | Damp Location Rated,Not for Use in Recessed Fixtures | No |  |  | 2016-07-07 | 2016-06-27 | United States, Canada | ES_1116599_9290012127_06242016184540_1479150 | 2278014
Philips Lighting North America Corporation | PhilipsLED | BC6B12/AMB/850/E12/DIM 120V 2PK | 9290012127 | BC6B12/AMB/850/E12/DIM 120V 2PK,9290012127,BC6B12/AMB/850/E12/DIM 120V 2PK (461822) | Decorative: Other | Decorative | E12 (Candelabra) | Decorative | LED | 3 | 60 | 114.5 | 38.4 |  |  |  | 300 | 6 | 83.3 | No | 25000 | 5000 | 85 | 16 | 0.9 | -20 | Dimmable | 20% |  | Damp Location Rated,Recessed Fixtures |  |  |  | 2016-07-07 | 2016-06-29 | United States, Canada | ES_1116599_9290012127_06242016184540_1479150 | 2271270
Philips Lighting North America Corporation | PhilipsLED | BC7A15/AMB/827-22/E26/CL/DIM 120V | 9290011818 | BC7A15/AMB/827-22/E26/CL/DIM 120V,9290011818,BC7A15/AMB/827-22/E26/CL/DIM 120V(458760) | Decorative: Other | Decorative | E26 (Medium) | Decorative | LED | 5 | 40 | 91.8 | 47.9 |  |  |  | 450 | 7 | 64.2 | Yes | 25000 | 2700 | 81 | 4 | 0.8 | -20 | Dimmable | 20% |  | Damp Location Rated,Recessed Fixtures |  |  |  | 2016-03-30 | 2016-03-23 | United States, Canada | ES_1116599_9290011818_03232016101726_2322656 | 2262861
Philips Lighting North America Corporation | PhilipsLED | BC7A15/AMB/827-22/E26/CL/DIM 120V | 9290011818 | BC7A15/AMB/827-22/E26/CL/DIM 120V,9290011818,BC7A15/AMB/827-22/E26/CL/DIM 120V (458786) | Decorative: Other | Decorative | E26 (Medium) | Decorative | LED | 5 | 40 | 91.8 | 47.9 |  |  |  | 450 | 7 | 64.2 | Yes | 25000 | 2700 | 81 | 4 | 0.8 | -20 | Dimmable | 20% |  | Damp Location Rated,Recessed Fixtures |  |  |  | 2016-03-30 | 2016-03-23 | United States, Canada | ES_1116599_9290011818_03232016102006_4478113 | 2262863
Philips Lighting North America Corporation | PhilipsLED | BC7A19/AMB/827-22/CL/DIM 120V | 9290011815 | BC7A19/AMB/827-22/CL/DIM 120V,9290011815,BC7A19/AMB/827-22/CL/DIM 120V (458737) | A19 | General Purpose Replacement | E26 (Medium) | Omnidirectional | LED | 5 | 40 | 112.7 | 60.4 |  |  |  | 450 | 7 | 64.2 | No | 25000 | 2700 | 80 | 4 | 0.8 | -20 | Dimmable | 20% |  | Damp Location Rated,Recessed Fixtures |  |  |  | 2015-12-30 | 2015-12-29 | United States, Canada | ES_1116599_9290011815_12232015171721_970575 | 2255643
Philips Lighting North America Corporation | PhilipsLED | BC7A19/AMB/827-22/CL/DIM 120V | 9290011815 | BC7A19/AMB/827-22/CL/DIM 120V,9290011815,BC7A19/AMB/827-22/CL/DIM 120V (458752) | A19 | General Purpose Replacement | E26 (Medium) | Omnidirectional | LED | 5 | 40 | 112.7 | 60.4 |  |  |  | 450 | 7 | 64.2 | No | 25000 | 2700 | 80 | 4 | 0.8 | -20 | Dimmable | 20% |  | Damp Location Rated,Recessed Fixtures |  |  |  | 2015-12-30 | 2015-12-29 | United States, Canada | ES_1116599_9290011815_12232015171446_7901727 | 2255642
Philips Lighting North America Corporation | PhilipsLED | BC7B12/AMB/827-22/E12/DIM 120V | 9290011820 | BC7B12/AMB/827-22/E12/DIM 120V,9290011820,BC7B12/AMB/827-22/E12/DIM 120V (458687) | Decorative Candle: Other | Decorative | E12 (Candelabra) | Decorative | LED | 5 | 60 | 114.5 | 37.6 |  |  |  | 500 | 7 | 71.4 | No | 25000 | 2700 | 81 | 5 | 0.9 | -20 | Dimmable | 20% |  | Damp Location Rated,Recessed Fixtures |  |  |  | 2016-03-30 | 2016-03-22 | United States, Canada | ES_1116599_9290011820_03212016112253_1566736 | 2262765
Philips Lighting North America Corporation | PhilipsLED | BC7B12/AMB/827-22/E12/DIM 120V | 9290011820 | BC7B12/AMB/827-22/E12/DIM 120V,9290011820,BC7B12/AMB/827-22/E12/DIM 120V (458703) | Decorative Candle: Other | Decorative | E12 (Candelabra) | Decorative | LED | 5 | 60 | 114.5 | 37.6 |  |  |  | 500 | 7 | 71.4 | No | 25000 | 2700 | 81 | 5 | 0.9 | -20 | Dimmable | 20% |  | Damp Location Rated,Recessed Fixtures |  |  |  | 2016-03-30 | 2016-03-22 | United States, Canada | ES_1116599_9290011820_03172016142540_7828790 | 2262759
Philips Lighting North America Corporation | PhilipsLED | BC7B12/AMB/827-22/E12/DIM 120V 2PK | 9290011820 | BC7B12/AMB/827-22/E12/DIM 120V 2PK,9290011820,BC7B12/AMB/827-22/E12/DIM 120V 2PK (459321) | Decorative Candle: Other | Decorative | E12 (Candelabra) | Decorative | LED | 5 | 60 | 114.5 | 37.6 |  |  |  | 500 | 7 | 71.4 | No | 25000 | 2700 | 81 | 5 | 0.9 | -20 | Dimmable | 20% |  | Damp Location Rated,Recessed Fixtures |  |  |  | 2016-03-30 | 2016-03-22 | United States, Canada | ES_1116599_9290011820_03212016111546_4225580 | 2262758
Philips Lighting North America Corporation | PhilipsLED | BC7B12/AMB/827-22/E26/DIM 120V | 9290011821 | BC7B12/AMB/827-22/E26/DIM 120V,9290011821,BC7B12/AMB/827-22/E26/DIM 120V (458653) | Decorative Candle: Other | Decorative | E26 (Medium) | Decorative | LED | 5 | 60 | 108.7 | 37.8 |  |  |  | 500 | 7 | 71.4 | No | 25000 | 2700 | 80 | 4 | 0.9 | -20 | Dimmable | 20% |  | Damp Location Rated,Recessed Fixtures |  |  |  | 2015-11-15 | 2015-11-18 | United States, Canada | ES_1116599_9290011821_11162015153349_1894800 | 2252887
Philips Lighting North America Corporation | PhilipsLED | BC7B12/AMB/827-22/E26/DIM 120V | 9290011821 | BC7B12/AMB/827-22/E26/DIM 120V,9290011821,BC7B12/AMB/827-22/E26/DIM 120V (458679) | Decorative Candle: Other | Decorative | E26 (Medium) | Decorative | LED | 5 | 60 | 108.7 | 37.8 |  |  |  | 500 | 7 | 71.4 | No | 25000 | 2700 | 80 | 4 | 0.9 | -20 | Dimmable | 20% |  | Damp Location Rated,Recessed Fixtures |  |  |  | 2015-11-15 | 2016-01-25 | United States, Canada | ES_1116599_9290011821_01232016151044_4157525 | 2257393
Philips Lighting North America Corporation | PhilipsLED | BC7F15/AMB/827-22/E26/DIM 120V | 9290011822 | BC7F15/AMB/827-22/E26/DIM 120V,9290011822,BC7F15/AMB/827-22/E26/DIM 120V(458620) | Decorative Candle: Other | Decorative | E26 (Medium) | Decorative | LED | 5 | 60 | 108.7 | 37.8 |  |  |  | 500 | 7 | 71.4 | No | 25000 | 2700 | 80 | 4 | 0.9 | -20 | Dimmable | 20% |  | Damp Location Rated,Recessed Fixtures |  |  |  | 2015-11-30 | 2015-12-01 | United States, Canada | ES_1116599_9290011822_11252015150045_5463373 | 2254090
Philips Lighting North America Corporation | PhilipsLED | BC7F15/AMB/827-22/E26/DIM 120V | 9290011822 | BC7F15/AMB/827-22/E26/DIM 120V,9290011822,BC7F15/AMB/827-22/E26/DIM 120V(458646) | Decorative Candle: Other | Decorative | E26 (Medium) | Decorative | LED | 5 | 60 | 108.7 | 37.8 |  |  |  | 500 | 7 | 71.4 | No | 25000 | 2700 | 80 | 4 | 0.9 | -20 | Dimmable | 20% |  | Damp Location Rated,Recessed Fixtures |  |  |  | 2015-11-30 | 2015-12-01 | United States, Canada | ES_1116599_9290011822_11252015145926_1691247 | 2254089
Philips Lighting North America Corporation | PhilipsLED | BC7G25/AMB/827-22/E26/CL/DIM 120V | 9290011817 | BC7G25/AMB/827-22/E26/CL/DIM 120V,9290011817,BC7G25/AMB/827-22/E26/CL/DIM 120V (458794) | G25 | Globe | E26 (Medium) | Decorative | LED | 5 | 60 | 111.5 | 69.5 |  |  |  | 450 | 7 | 64.2 | No | 25000 | 2700 | 81 | 5 | 0.8 | -20 | Dimmable | 20% |  | Damp Location Rated,Recessed Fixtures |  |  |  | 2015-12-30 | 2015-12-29 | United States, Canada | ES_1116599_9290011817_12232015171955_7591516 | 2255646
Philips Lighting North America Corporation | PhilipsLED | BC7G25/AMB/827-22/E26/CL/DIM 120V | 9290011817 | BC7G25/AMB/827-22/E26/CL/DIM 120V,9290011817,BC7G25/AMB/827-22/E26/CL/DIM 120V (458810) | G25 | Globe | E26 (Medium) | Decorative | LED | 5 | 60 | 111.5 | 69.5 |  |  |  | 450 | 7 | 64.2 | No | 25000 | 2700 | 81 | 5 | 0.8 | -20 | Dimmable | 20% |  | Damp Location Rated,Recessed Fixtures |  |  |  | 2015-12-30 | 2015-12-29 | United States, Canada | ES_1116599_9290011817_12232015171908_3898279 | 2255645
Philips Lighting North America Corporation | SlimStyle | 10.5A19/SLIM/5000 DIM FFP 2PK | 9290002709 | ,,10.5A19/SLIM/5000 DIM FFP 2PK (454900) | A19 | General Purpose Replacement | E26 (Medium) | Omnidirectional | LED | 5 | 60 | 112.5 | 69 |  |  |  | 800 | 10.5 | 76.2 | No | 25000 | 5000 | 85 | 22 | 0.9 | -20 | Dimmable | 13% |  | Damp Location Rated |  |  |  | 2014-11-11 | 2014-11-20 | United States | ES_1116599_9290002709_11202014144657_5549213 | 2225863
Philips Lighting North America Corporation | SlimStyle | 13A21/SLIM/2700 DIM | 9290011120 | 13A21/SLIM/2700 DIM,9290011120,13A21/SLIM/2700 DIM (452771) | A21 | General Purpose Replacement | E26 (Medium) | Omnidirectional | LED | 5 | 75 | 111.7 | 69 |  |  |  | 1100 | 13 | 84.6 | No | 25000 | 2700 | 83 | 20 | 0.9 | 0 | Dimmable | 20% |  | Damp Location Rated,Recessed Fixtures |  |  |  | 2014-09-20 | 2014-09-22 | United States, Canada | ES_1116599_9290011120_09222014121730_890771 | 2221774
Philips Lighting North America Corporation | SlimStyle | 13A21/SLIM/2700 DIM 120V | 9290011120 | 13A21/SLIM/2700 DIM 120V,9290011120,13A21/SLIM/2700 DIM 120V (452789) | A21 | General Purpose Replacement | E26 (Medium) | Omnidirectional | LED | 5 | 75 | 111.7 | 69 |  |  |  | 1100 | 13 | 84.6 | No | 25000 | 2700 | 83 | 20 | 0.9 | 0 | Dimmable | 20% |  | Damp Location Rated,Recessed Fixtures |  |  |  | 2014-09-20 | 2014-09-22 | United States, Canada | ES_1116599_9290011120_09222014122127_3992273 | 2221775
Philips Lighting North America Corporation | SlimStyle | 13A21/SLIM/2700 DIM FFP 2PK | 9290011120 | 13A21/SLIM/2700 DIM FFP 2PK,9290011120,13A21/SLIM/2700 DIM FFP 2PK (452805) | A21 | General Purpose Replacement | E26 (Medium) | Omnidirectional | LED | 5 | 75 | 111.7 | 69 |  |  |  | 1100 | 13 | 84.6 | No | 25000 | 2700 | 83 | 20 | 0.9 | 0 | Dimmable | 20% |  | Damp Location Rated,Recessed Fixtures |  |  |  | 2014-11-12 | 2014-11-13 | United States, Canada | ES_1116599_9290011120_11122014175940_3511468 | 2225730
P.Q.L., Inc. | Superior Life® | 90888 | 90888 |  | Decorative: Other | Decorative | E12 (Candelabra) | Decorative | LED | 3 | 60 | 106 | 38 |  |  |  | 500 | 6.5 | 76.9 | No | 25000 | 2700 | 82 | 9 | 0.9 | -40 | Dimmable | 10% |  | Damp Location Rated,Not for Use in Enclosed Fixtures |  |  |  | 2016-01-01 | 2016-05-20 | United States, Canada | ES_43591_90888_05112016094701_3596612 | 2267747
Philips Lighting North America Corporation | SlimStyle | BC13A21/SLIM/2700 DIM 120V | 9290011120 | BC13A21/SLIM/2700 DIM 120V,9290011120,BC13A21/SLIM/2700 DIM 120V (452730) | A21 | General Purpose Replacement | E26 (Medium) | Omnidirectional | LED | 5 | 75 | 111.7 | 69 |  |  |  | 1100 | 13 | 84.6 | No | 25000 | 2700 | 83 | 20 | 0.9 | 0 | Dimmable | 20% |  | Damp Location Rated,Recessed Fixtures |  |  |  | 2014-09-20 | 2014-09-22 | United States, Canada | ES_1116599_9290011120_09222014122639_8186761 | 2221771
Philips Lighting North America Corporation | SlimStyle | BC13A21/SLIM/2700 DIM 120V | 9290011120 | BC13A21/SLIM/2700 DIM 120V,9290011120,BC13A21/SLIM/2700 DIM 120V (452748) | A21 | General Purpose Replacement | E26 (Medium) | Omnidirectional | LED | 5 | 75 | 111.7 | 69 |  |  |  | 1100 | 13 | 84.6 | No | 25000 | 2700 | 83 | 20 | 0.9 | 0 | Dimmable | 20% |  | Damp Location Rated,Recessed Fixtures |  |  |  | 2014-09-20 | 2014-09-22 | United States, Canada | ES_1116599_9290011120_09222014122316_1805993 | 2221772
Philips Lighting North America Corporation | SlimStyle | BC13A21/SLIM/2700 DIM 120V | 9290011120 | BC13A21/SLIM/2700 DIM 120V,9290011120,BC13A21/SLIM/2700 DIM 120V (452755) | A21 | General Purpose Replacement | E26 (Medium) | Omnidirectional | LED | 5 | 75 | 111.7 | 69 |  |  |  | 1100 | 13 | 84.6 | No | 25000 | 2700 | 83 | 20 | 0.9 | 0 | Dimmable | 20% |  | Damp Location Rated,Recessed Fixtures |  |  |  | 2014-09-20 | 2014-09-22 | United States, Canada | ES_1116599_9290011120_09222014121328_4937860 | 2221773
Philips Lighting North America Corporation | SlimStyle | BC7A19/SLIM/5000 DIM 120V | 9290002706 | BC7A19/SLIM/5000 DIM 120V,9290002706,BC7A19/SLIM/5000 DIM 120V (433136) | A19 | General Purpose Replacement | E26 (Medium) | Omnidirectional | LED | 3 | 40 | 112 | 69 |  |  |  | 450 | 7 | 64.2 | No | 25000 | 5000 | 86 | 27 | 0.8 | 0 | Dimmable | 20% |  | Damp Location Rated,Recessed Fixtures |  |  |  | 2014-09-09 | 2014-09-12 | United States, Canada | ES_1116599_9290002706_09162014142709_8953058 | 2219638
Philips Lighting North America Corporation | SlimStyle | BC7A19/SLIM/5000 DIM 120V | 9290002706 | BC7A19/SLIM/5000 DIM 120V,9290002706,BC7A19/SLIM/5000 DIM 120V (452960) | A19 | General Purpose Replacement | E26 (Medium) | Omnidirectional | LED | 3 | 40 | 112 | 69 |  |  |  | 450 | 7 | 64.2 | No | 25000 | 5000 | 86 | 27 | 0.8 | 0 | Dimmable | 20% |  | Damp Location Rated,Recessed Fixtures |  |  |  | 2015-07-10 | 2015-12-10 | United States, Canada | ES_1116599_9290002706_12102015112514_6314203 | 2254527
Philips Lighting North America Corporation | SlimStyle | BC7A19/VIS/5000 DIM 120V | 9290002706 | BC7A19/VIS/5000 DIM 120V,9290002706,BC7A19/VIS/5000 DIM 120V (433177) | A19 | General Purpose Replacement | E26 (Medium) | Omnidirectional | LED | 3 | 40 | 112 | 69 |  |  |  | 450 | 7 | 64.2 | No | 25000 | 5000 | 86 | 27 | 0.8 | 0 | Dimmable | 20% |  | Damp Location Rated,Recessed Fixtures |  |  |  | 2014-09-09 | 2014-09-12 | Canada | ES_1116599_9290002706_09162014142915_8808557 | 2219639
Philips Lighting North America Corporation | SlimStyle | BC8A19/SLIM/2700 DIM 120V | 9290002704 | BC8A19/SLIM/2700 DIM 120V,9290002704,BC8A19/SLIM/2700 DIM 120V (433128) | A19 | General Purpose Replacement | E26 (Medium) | Omnidirectional | LED | 3 | 40 | 111.5 | 69.1 |  |  |  | 450 | 8 | 56.2 | No | 25000 | 2700 | 81 | 11 | 0.9 | 0 | Dimmable | 20% |  | Damp Location Rated,Recessed Fixtures |  |  |  | 2014-08-27 | 2014-09-04 | United States, Canada | ES_1116599_9290002704_09042014094352_7703668 | 2219519
Philips Lighting North America Corporation | SlimStyle | BC8A19/VIS/2700 DIM 120V | 9290002704 | BC8A19/VIS/2700 DIM 120V,9290002704,BC8A19/VIS/2700 DIM 120V (433169) | A19 | General Purpose Replacement | E26 (Medium) | Omnidirectional | LED | 3 | 40 | 111.5 | 69.1 |  |  |  | 450 | 8 | 56.2 | No | 25000 | 2700 | 81 | 11 | 0.9 | 0 | Dimmable | 20% |  | Damp Location Rated,Recessed Fixtures |  |  |  | 2014-08-27 | 2014-09-12 | United States, Canada | ES_1116599_9290002704_09102014111354_4042322 | 2219637
Philips Lighting North America Corporation | SlimStyle | BC9.5BR30/SLIM/2700 2PK 120V | 9290011118 | ,,BC9.5BR30/SLIM/2700 2PK 120V (456889) | BR30 | Reflector (Flood/Spot) | E26 (Medium) | Directional | LED | 5 | 65 | 128.3 | 95 |  |  |  | 650 | 9.5 | 68.4 | No | 25000 | 2700 | 81 | 12 | 0.9 | -20 | Dimmable | 20% |  | Damp Location Rated,Use With Timers,Recessed Fixtures,Use With Photo And/Or Motion Sensors |  |  |  | 2014-10-30 | 2014-12-19 | United States | ES_1116599_9290011118_12222014180842_7652671 | 2230064
Philips Lighting North America Corporation | SlimStyle | BC9.5BR30/SLIM/2700 DIM 120V | 9290011118 | ,,BC9.5BR30/SLIM/2700 DIM 120V (452359) | BR30 | Reflector (Flood/Spot) | E26 (Medium) | Directional | LED | 5 | 65 | 128.3 | 95 |  |  |  | 650 | 9.5 | 68.4 | No | 25000 | 2700 | 81 | 12 | 0.9 | -20 | Dimmable | 20% |  | Damp Location Rated,Use With Timers,Recessed Fixtures,Use With Photo And/Or Motion Sensors |  |  |  | 2014-10-30 | 2014-11-04 | United States | ES_1116599_9290011118_11042014170016_6120916 | 2224406
Philips Lighting North America Corporation | SlimStyle | BC9.5BR30/SLIM/2700 DIM 120V | 9290011118 | ,,BC9.5BR30/SLIM/2700 DIM 120V (452367) | BR30 | Reflector (Flood/Spot) | E26 (Medium) | Directional | LED | 5 | 65 | 128.3 | 95 |  |  |  | 650 | 9.5 | 68.4 | No | 25000 | 2700 | 81 | 12 | 0.9 | -20 | Dimmable | 20% |  | Damp Location Rated,Use With Timers,Recessed Fixtures,Use With Photo And/Or Motion Sensors |  |  |  | 2014-10-30 | 2014-12-19 | United States | ES_1116599_9290011118_12222014180809_0980151 | 2230062
Philips Lighting North America Corporation | SlimStyle | BC9.5BR30/SLIM/2700 DIM 120V | 9290011118 | ,,BC9.5BR30/SLIM/2700 DIM 120V (452375) | BR30 | Reflector (Flood/Spot) | E26 (Medium) | Directional | LED | 5 | 65 | 128.3 | 95 |  |  |  | 650 | 9.5 | 68.4 | No | 25000 | 2700 | 81 | 12 | 0.9 | -20 | Dimmable | 20% |  | Damp Location Rated,Use With Timers,Recessed Fixtures,Use With Photo And/Or Motion Sensors |  |  |  | 2014-10-30 | 2014-12-19 | Canada | ES_1116599_9290011118_03252015202020_0198490 | 2235304
Philips Lighting North America Corporation | SlimStyle | BC9.5BR30/SLIM/2700 DIM 120V | 9290011118 | ,,BC9.5BR30/SLIM/2700 DIM 120V (452417) | BR30 | Reflector (Flood/Spot) | E26 (Medium) | Directional | LED | 5 | 65 | 128.3 | 95 |  |  |  | 650 | 9.5 | 68.4 | No | 25000 | 2700 | 81 | 12 | 0.9 | -20 | Dimmable | 20% |  | Damp Location Rated,Use With Timers,Recessed Fixtures,Use With Photo And/Or Motion Sensors |  |  |  | 2014-10-30 | 2014-12-19 | United States | ES_1116599_9290011118_12222014180831_0433227 | 2230063
Plusrite USA | NaturaLED | LED12A19/110L/840 | LED12A19/110L/840 |  | A19 | General Purpose Replacement | E26 (Medium) | Omnidirectional | LED | 3 | 75 | 112.3 | 63.7 |  |  |  | 1100 | 12 | 91.7 | No | 25000 | 4000 | 85 | 17 | 0.9 | -20 | Dimmable | 10% |  | Damp Location Rated,Not for Use in Enclosed Fixtures |  |  |  | 2016-04-25 | 2016-04-25 | United States | ES_1126714_LED12A19/110L/840_04262016103551_1024000 | 2265356
Philips Lighting North America Corporation | SlimStyle | BC9.5BR30/SLIM/2700 DIM 120V 4PK | 9290011118 | ,,BC9.5BR30/SLIM/2700 DIM 120V 4PK (456939) | BR30 | Reflector (Flood/Spot) | E26 (Medium) | Directional | LED | 5 | 65 | 128.3 | 95 |  |  |  | 650 | 9.5 | 68.4 | No | 25000 | 2700 | 81 | 12 | 0.9 | -20 | Dimmable | 20% |  | Damp Location Rated,Use With Timers,Recessed Fixtures,Use With Photo And/Or Motion Sensors |  |  |  | 2014-10-30 | 2014-12-19 | Canada | ES_1116599_9290011118_03252015202033_2345158 | 2235305
Philips Lighting North America Corporation | SlimStyle | BC9.5BR30/SLIM/2700 DIM DP 120V 2PK | 9290011118 | ,,BC9.5BR30/SLIM/2700 DIM DP 120V 2PK (452433) | BR30 | Reflector (Flood/Spot) | E26 (Medium) | Directional | LED | 5 | 65 | 128.3 | 95 |  |  |  | 650 | 9.5 | 68.4 | No | 25000 | 2700 | 81 | 12 | 0.9 | -20 | Dimmable | 20% |  | Damp Location Rated,Use With Timers,Recessed Fixtures,Use With Photo And/Or Motion Sensors |  |  |  | 2014-10-30 | 2014-12-19 | Canada | ES_1116599_9290011118_03252015202041_0982887 | 2235306
Philips Lighting North America Corporation | SlimStyle | BC9.5BR30/SLIM/5000 DIM 120V | 9290011119 | ,,BC9.5BR30/SLIM/5000 DIM 120V (452441) | BR30 | Reflector (Flood/Spot) | E26 (Medium) | Directional | LED | 5 | 65 | 128.4 | 95.1 |  |  |  | 650 | 9.5 | 68.4 | No | 25000 | 5000 | 84 | 20 | 0.9 | -20 | Dimmable | 20% |  | Damp Location Rated,Use With Timers,Recessed Fixtures,Use With Photo And/Or Motion Sensors |  |  |  | 2014-10-30 | 2014-11-04 | United States | ES_1116599_9290011119_11042014170714_9887656 | 2224407
Philips Lighting North America Corporation | SlimStyle | BC9.5BR30/SLIM/5000 DIM 120V | 9290011119 | ,,BC9.5BR30/SLIM/5000 DIM 120V (452458) | BR30 | Reflector (Flood/Spot) | E26 (Medium) | Directional | LED | 5 | 65 | 128.4 | 95.1 |  |  |  | 650 | 9.5 | 68.4 | No | 25000 | 5000 | 84 | 20 | 0.9 | -20 | Dimmable | 20% |  | Damp Location Rated,Use With Timers,Recessed Fixtures,Use With Photo And/Or Motion Sensors |  |  |  | 2014-10-30 | 2014-11-04 | Canada | ES_1116599_9290011119_03252015202044_0928793 | 2235307
Philips Lighting North America Corporation | SlimStyle | BC9.5BR30/SLIM/5000 DIM 120V | 9290011119 | ,,BC9.5BR30/SLIM/5000 DIM 120V (452482) | BR30 | Reflector (Flood/Spot) | E26 (Medium) | Directional | LED | 5 | 65 | 128.4 | 95.1 |  |  |  | 650 | 9.5 | 68.4 | No | 25000 | 5000 | 84 | 20 | 0.9 | -20 | Dimmable | 20% |  | Damp Location Rated,Use With Timers,Recessed Fixtures,Use With Photo And/Or Motion Sensors |  |  |  | 2015-05-15 | 2015-12-08 | United States | ES_1116599_9290011119_12082015090212_3487913 | 2255937
Plusrite USA | NaturaLED | Decorative Lamp | LED5CAB/32L/E26/27K |  | B10 | Decorative | E26 (Medium) | Decorative | LED | 3 | 40 | 95 | 34.9 |  |  |  | 325 | 5 | 65 | No | 25000 | 2700 | 82 | 7 | 0.9 | -20 | Dimmable | 10% | No | Damp Location Rated,Not for Use in Recessed Fixtures | No |  |  | 2016-07-12 | 2016-07-18 | United States, Canada | ES_1126714_LED5CAB/32L/E26/27K_07182016164632_5376365 | 2273606
Plusrite USA | NaturaLED | LED10A19/80L/927 | LED10A19/80L/927 |  | A19 | General Purpose Replacement | E26 (Medium) | Omnidirectional | LED | 3 | 60 | 110 | 59.6 |  |  |  | 800 | 10 | 80 | No | 25000 | 2700 | 91 | 54 | 0.9 | -20 | Dimmable | 10% |  | Damp Location Rated,Not for Use in Enclosed Fixtures |  |  |  | 2016-03-18 | 2016-03-18 | United States, Canada | ES_1126714_LED10A19/80L/927_03242016104951_1023981 | 2263192
Plusrite USA | NaturaLED | LED10PAR30/80L/FL/930 | LED10PAR30/80L/FL/930 | ,,LED10PAR30/80L/FL/930 | PAR30S | Reflector (Flood/Spot) | E26 (Medium) | Directional | LED | 5 | 75 | 92.6 | 94.5 | 1490 |  | 40 | 800 | 10 | 80 | No | 25000 | 3000 | 92 | 55 | 0.9 | -20 | Dimmable | 10% | No | None | No |  |  | 2016-06-10 | 2016-07-05 | United States, Canada | ES_1126714_LED10PAR30/80L/FL/930_07262016102602_8170644 | 2273419
Plusrite USA | NaturaLED | LED10PAR30/80L/FL/950 | LED10PAR30/80L/FL/950 | ,,LED10PAR30/80L/FL/950 | PAR30S | Reflector (Flood/Spot) | E26 (Medium) | Directional | LED | 5 | 75 | 92.6 | 94.5 | 1490 |  | 40 | 800 | 10.5 | 76.2 | No | 25000 | 5000 | 92 | 68 | 0.9 | -20 | Dimmable | 10% | No | None | No |  |  | 2016-06-10 | 2016-07-05 | United States, Canada | ES_1126714_LED10PAR30/80L/FL/950_07262016102634_3066948 | 2273420
Plusrite USA | NaturaLED | LED10PAR30L/OD/80L/FL/930 | LED10PAR30L/OD/80L/FL/930 | ,,LED10PAR30L/OD/80L/FL/930 | PAR30L | Reflector (Flood/Spot) | E26 (Medium) | Directional | LED | 5 | 75 | 115 | 95 | 1577 |  | 40 | 800 | 10.5 | 76.2 | No | 25000 | 3000 | 95 | 68 | 0.9 | -4 | Dimmable | 10% | No | None | No |  |  | 2016-06-01 | 2016-06-17 | United States, Canada | ES_1126714_LED10PAR30L/OD/80L/FL/930_06222016110328_2009996 | 2270296
Plusrite USA | NaturaLED | LED10PAR30L/OD/80L/FL/950 | LED10PAR30L/OD/80L/FL/950 | ,,LED10PAR30L/OD/80L/FL/950 | PAR30L | Reflector (Flood/Spot) | E26 (Medium) | Directional | LED | 5 | 75 | 115 | 95 | 1577 |  | 40 | 800 | 10.5 | 76.2 | No | 25000 | 5000 | 94 | 60 | 0.9 | -4 | Dimmable | 10% | No | None | No |  |  | 2016-06-01 | 2016-06-17 | United States, Canada | ES_1126714_LED10PAR30L/OD/80L/FL/950_06222016110411_6121072 | 2270297
Plusrite USA | NaturaLED | LED11BR30/85L/27K | LED11BR30/85L/27K |  | BR30 | Reflector (Flood/Spot) | E26 (Medium) | Directional | LED | 3 | 65 | 128.9 | 94.7 |  |  | 109 | 850 | 11 | 77.3 | No | 25000 | 2700 | 82 | 9 | 1 | -20 | Dimmable | 10% |  | Damp Location Rated |  |  |  | 2015-06-23 | 2015-06-23 | United States, Canada | ES_1126714_LED11BR30/85L/27K_04152014030550_1023597 | 2208838
Plusrite USA | NaturaLED | LED11BR30/85L/50K | LED11BR30/85L/50K |  | BR30 | Reflector (Flood/Spot) | E26 (Medium) | Directional | LED | 3 | 65 | 129.7 | 94.2 |  |  | 109 | 850 | 11 | 77.3 | No | 25000 | 5000 | 85 | 16 | 1 | -20 | Dimmable | 10% |  | Damp Location Rated,Not for Use in Enclosed Fixtures |  |  |  | 2016-04-12 | 2016-04-12 | United States, Canada | ES_1126714_LED11BR30/85L/50K_04132016070550_1023993 | 2263979
Plusrite USA | NaturaLED | LED11BR30/85L/50K | LED11BR30/85L/50K |  | BR30 | Reflector (Flood/Spot) | E26 (Medium) | Directional | LED | 3 | 65 | 130 | 95 |  |  | 111 | 850 | 11 | 77.3 | No | 25000 | 5000 | 84 | 24 | 0.9 | -20 | Dimmable | 10% |  | Damp Location Rated |  |  |  | 2014-09-20 | 2015-01-16 | United States, Canada | ES_1126714_LED11BR30/85L/50K_01162015023220_1023747 | 2231140
Plusrite USA | NaturaLED | LED12A19/110L/827 | LED12A19/110L/827 |  | A19 | General Purpose Replacement | E26 (Medium) | Omnidirectional | LED | 3 | 75 | 112.3 | 63.7 |  |  |  | 1100 | 12 | 91.7 | No | 25000 | 2700 | 82 | 8 | 0.9 | -20 | Dimmable | 10% |  | Damp Location Rated,Not for Use in Enclosed Fixtures |  |  |  | 2015-01-10 | 2015-06-16 | United States, Canada | ES_1126714_LED12A19/110L/827_06172015023330_1023832 | 2241779
Plusrite USA | NaturaLED | LED12BR30/80L/927 | LED12BR30/80L/927 |  | BR30 | Reflector (Flood/Spot) | E26 (Medium) | Directional | LED | 3 | 65 | 129 | 94.8 |  |  | 108 | 800 | 12 | 66.7 | No | 25000 | 2700 | 93 | 68 | 1 | -20 | Dimmable | 10% |  | Damp Location Rated,Not for Use in Enclosed Fixtures |  |  |  | 2016-03-30 | 2016-03-30 | United States | ES_1126714_LED12BR30/80L/927_03312016061330_1023985 | 2263557
Plusrite USA | NaturaLED | LED12BR30/90L/927 | LED12BR30/90L/927 | ,,LED12BR30/90L/927 | BR30 | Reflector (Flood/Spot) | E26 (Medium) | Directional | LED | 5 | 75 | 132.7 | 95.3 |  |  | 106 | 900 | 12 | 75 | No | 25000 | 2700 | 92 | 58 | 1 | -20 | Dimmable | 10% | No | None | No |  |  | 2016-06-10 | 2016-07-05 | United States, Canada | ES_1126714_LED12BR30/90L/927_07262016102530_7276282 | 2273418
Plusrite USA | NaturaLED | LED12BR40/105L/27K | LED12BR40/105L/27K |  | BR40 | Reflector (Flood/Spot) | E26 (Medium) | Directional | LED | 3 | 75 | 158.1 | 120.2 |  |  | 108 | 1050 | 12 | 87.5 | No | 25000 | 2700 | 82 | 10 | 1 | -20 | Dimmable | 10% |  | Damp Location Rated,Not for Use in Enclosed Fixtures |  |  |  | 2016-03-30 | 2016-03-30 | United States | ES_1126714_LED12BR40/105L/27K_03312016062440_1023985 | 2263558
Plusrite USA | NaturaLED | LED14BR30/80L/930 | LED14BR30/80L/930 |  | BR30 | Reflector (Flood/Spot) | E26 (Medium) | Directional | LED | 3 | 65 | 129.1 | 94.9 | 295 |  | 108 | 800 | 12.7 | 63 | No | 25000 | 3000 | 93 | 72 | 0.9 | -20 | Dimmable | 20% |  | Damp Location Rated |  |  |  | 2015-01-10 | 2015-01-16 | United States, Canada | ES_1126714_LED14BR30/80L/930_01162015023730_1023747 | 2231168
Plusrite USA | NaturaLED | LED14BR40/100L/927 | LED14BR40/100L/927 |  | BR40 | Reflector (Flood/Spot) | E26 (Medium) | Directional | LED | 3 | 75 | 157.4 | 119.9 |  |  | 109 | 1000 | 14 | 71.4 | No | 25000 | 2700 | 93 | 68 | 1 | -20 | Dimmable | 10% |  | Damp Location Rated,Not for Use in Enclosed Fixtures |  |  |  | 2016-03-18 | 2016-03-18 | United States | ES_1126714_LED14BR40/100L/927_03242016110001_1023981 | 2263193
Plusrite USA | NaturaLED | LED15BR40/120L/927 | LED15BR40/120L/927 | ,,LED15BR40/120L/927 | BR40 | Reflector (Flood/Spot) | E26 (Medium) | Directional | LED | 5 | 85 | 157 | 124 |  |  | 110 | 1200 | 15 | 80 | No | 25000 | 2700 | 93 | 59 | 1 | -4 | Dimmable | 10% | No | Damp Location Rated | No |  |  | 2016-06-01 | 2016-06-17 | United States, Canada | ES_1126714_LED15BR40/120L/927_06222016110607_8752015 | 2270300
Plusrite USA | NaturaLED | LED15PAR38/OD/120L/FL/930 | LED15PAR38/OD/120L/FL/930 | ,,LED15PAR38/OD/120L/FL/930 | PAR38 | Reflector (Flood/Spot) | E26 (Medium) | Directional | LED | 5 | 100 | 134.5 | 118.9 | 2435 |  | 40 | 1200 | 15 | 80 | No | 25000 | 3000 | 93 | 57 | 1 | -20 | Dimmable | 10% | No | None | No |  |  | 2016-06-10 | 2016-06-17 | United States, Canada | ES_1126714_LED15PAR38/OD/120L/FL/930_06222016110128_6774042 | 2270293
Plusrite USA | NaturaLED | LED15PAR38/OD/120L/FL/950 | LED15PAR38/OD/120L/FL/950 | ,,LED15PAR38/OD/120L/FL/950 | PAR38 | Reflector (Flood/Spot) | E26 (Medium) | Directional | LED | 5 | 100 | 134.5 | 118.9 | 2435 |  | 40 | 1200 | 15 | 80 | No | 25000 | 5000 | 94 | 78 | 1 | -20 | Dimmable | 10% | No | None | No |  |  | 2016-06-10 | 2016-06-17 | United States, Canada | ES_1126714_LED15PAR38/OD/120L/FL/950_06222016110206_4894877 | 2270294
Plusrite USA | NaturaLED | LED16BR40/100L/930 | LED16BR40/100L/930 |  | BR40 | Reflector (Flood/Spot) | E26 (Medium) | Directional | LED | 3 | 75 | 159.2 | 119.9 |  |  |  | 1000 | 14 | 71.4 | No | 25000 | 3000 | 93 | 73 | 0.9 | -20 | Dimmable | 10% |  | Damp Location Rated |  |  |  | 2015-01-10 | 2015-01-16 | United States, Canada | ES_1126714_LED16BR40/100L/930_01162015024220_1023747 | 2231141
Plusrite USA | NaturaLED | LED17BR40/140L/27K | LED17BR40/140L/27K |  | BR40 | Reflector (Flood/Spot) | E26 (Medium) | Directional | LED | 3 | 100 | 160.1 | 119.8 |  |  | 111 | 1400 | 17 | 82.4 | No | 25000 | 2700 | 82 | 12 | 0.9 | -20 | Dimmable | 10% |  | Damp Location Rated |  |  |  | 2014-04-15 | 2014-04-15 | United States | ES_1126714_LED17BR40/140L/27K_04152014030950_1023597 | 2208839
Plusrite USA | NaturaLED | LED5CAB/32L/E12/27K | LED5CAB/32L/E12/27K |  | Decorative Candle: Other | Decorative | E12 (Candelabra) | Decorative | LED | 3 | 40 | 97 | 35 |  |  |  | 350 | 5.3 | 66 | No | 15000 | 2700 | 83 | 21 | 0.9 | -20 | Dimmable | 9% |  | Damp Location Rated |  |  |  | 2014-04-10 | 2015-01-16 | United States, Canada | ES_1126714_LED5CAB/32L/E12/27K_01162015022220_1023745 | 2231170
Plusrite USA | NaturaLED | LED5CAB/32L/E12/30K | LED5CAB/32L/E12/30K |  | Decorative Candle: Other | Decorative | E12 (Candelabra) | Decorative | LED | 3 | 40 | 97 | 35 |  |  |  | 350 | 5.3 | 66 | No | 15000 | 3000 | 82 | 17 | 0.9 | -20 | Dimmable | 9% |  | Damp Location Rated |  |  |  | 2014-04-15 | 2015-01-16 | United States, Canada | ES_1126714_LED5CAB/32L/E12/30K_01162015022220_1023746 | 2231161
Plusrite USA | NaturaLED | LED6CAF/35L/E12/27K | LED6CAF/35L/E12/27K |  | Decorative: Other | Decorative | E12 (Candelabra) | Omnidirectional | LED | 3 | 40 | 101.5 | 38.5 |  |  |  | 350 | 6 | 58.3 | No | 25000 | 2700 | 81 | 7 | 0.8 | -20 | Dimmable | 10% |  | Damp Location Rated |  |  |  | 2014-09-24 | 2014-09-24 | United States, Canada | ES_1126714_LED6CAF/35L/E12/27K_09242014115111_1023677 | 2220185
Plusrite USA | NaturaLED | LED6G25/45L/27K | LED6G25/45L/27K |  | G25 | Globe | E26 (Medium) | Omnidirectional | LED | 3 | 40 | 123 | 79.9 |  |  |  | 450 | 6 | 75 | No | 15000 | 2700 | 82 | 16 | 0.7 | -20 | Dimmable | 9% |  | Damp Location Rated |  |  |  | 2014-04-07 | 2014-08-12 | United States | ES_1126714_LED6G25/45L/27K_08132014095440_1023653 | 2217361
Plusrite USA | NaturaLED | LED7MR16/45L/GU10/FL/30K | LED7MR16/45L/GU10/FL/30K |  | PAR16 | Reflector (Flood/Spot) | GU10 | Directional | LED | 3 | 50 | 54.2 | 50.2 | 1139 |  | 40 | 450 | 7 | 64.3 | No | 25000 | 3000 | 82 | 18 | 0.7 | -20 | Dimmable | 10% |  | Damp Location Rated,Not for Use in Enclosed Fixtures |  |  |  | 2014-11-10 | 2014-12-10 | United States, Canada | ES_1126714_LED7MR16/45L/GU10/FL/30K_12102014035620_1023720 | 2229146
Plusrite USA | NaturaLED | LED7R20/55L/27K | LED7R20/55L/27K |  | R20 | Reflector (Flood/Spot) | E26 (Medium) | Directional | LED | 3 | 50 | 96.2 | 63.3 |  |  | 109 | 550 | 7.2 | 76.4 | No | 25000 | 2700 | 82 | 8 | 0.9 | -20 | Dimmable | 10% |  | Damp Location Rated |  |  |  | 2015-06-19 | 2015-06-19 | United States, Canada | ES_1126714_LED7R20/55L/27K_04152014025950_1023596 | 2208837
Plusrite USA | NaturaLED | LED7R20/55L/50K | LED7R20/55L/50K |  | R20 | Reflector (Flood/Spot) | E26 (Medium) | Directional | LED | 3 | 50 | 96.2 | 63.3 |  |  | 108 | 550 | 7 | 78.6 | No | 25000 | 5000 | 85 | 18 | 0.9 | -20 | Dimmable | 10% |  | Damp Location Rated |  |  |  | 2015-06-23 | 2015-06-23 | United States, Canada | ES_1126714_LED7R20/55L/50K_01162015022840_1023746 | 2231139
Plusrite USA | NaturaLED | LED8G25/55L/27K | LED8G25/55L/27K |  | G25 | Globe | E26 (Medium) | Decorative | LED | 3 | 60 | 117 | 79 |  |  |  | 550 | 8 | 68.8 | No | 25000 | 2700 | 81 | 7 | 0.8 | -20 | Dimmable | 10% |  | None |  |  |  | 2014-03-22 | 2014-03-26 | Canada | ES_1126714_LED8G25/55L/27K_04022014113135_1940955 | 2207482
Plusrite USA | NaturaLED | LED8PAR20/50L/FL/930 | LED8PAR20/50L/FL/930 | ,,LED8PAR20/50L/FL/930 | PAR20 | Reflector (Flood/Spot) | E26 (Medium) | Directional | LED | 5 | 50 | 80 | 63 | 1031 |  | 40 | 500 | 8 | 62.5 | No | 25000 | 3000 | 95 | 68 | 0.9 | -4 | Dimmable | 10% | No | Damp Location Rated | No |  |  | 2016-06-01 | 2016-06-17 | United States, Canada | ES_1126714_LED8PAR20/50L/FL/930_06222016110455_7721323 | 2270298
Plusrite USA | NaturaLED | LED8PAR20/50L/FL/950 | LED8PAR20/50L/FL/950 | ,,LED8PAR20/50L/FL/950 | PAR20 | Reflector (Flood/Spot) | E26 (Medium) | Directional | LED | 5 | 50 | 80 | 63 | 1031 |  | 40 | 500 | 8 | 62.5 | No | 25000 | 5000 | 94 | 77 | 0.9 | -4 | Dimmable | 10% | No | Damp Location Rated | No |  |  | 2016-06-01 | 2016-06-17 | United States, Canada | ES_1126714_LED8PAR20/50L/FL/950_06222016110526_3273834 | 2270299
Plusrite USA | NaturaLED | LED8R20/50L/927 | LED8R20/50L/927 | ,,LED8R20/50L/927 | R20 | Reflector (Flood/Spot) | E26 (Medium) | Directional | LED | 5 | 50 | 99 | 64 |  |  | 110 | 500 | 8 | 62.5 | No | 25000 | 2700 | 92 | 56 | 0.9 | -20 | Dimmable | 4% | No | None | No |  |  | 2016-06-01 | 2016-07-05 | United States, Canada | ES_1126714_LED8R20/50L/927_07262016102802_3670999 | 2273422
Plusrite USA | NaturaLED | LED9A19/80L/827 | LED9A19/80L/827 |  | A19 | General Purpose Replacement | E26 (Medium) | Omnidirectional | LED | 3 | 60 | 110.7 | 59.5 |  |  |  | 800 | 9 | 88.9 | No | 25000 | 2700 | 81 | 3 | 0.9 | -20 | Dimmable | 10% |  | Damp Location Rated,Not for Use in Enclosed Fixtures |  |  |  | 2015-10-20 | 2016-05-11 | United States | ES_1126714_LED9A19/80L/827_05112016065840_1024010 | 2266568
Plusrite USA | NaturaLED | LED9A19/80L/840 | LED9A19/80L/840 |  | A19 | General Purpose Replacement | E26 (Medium) | Omnidirectional | LED | 3 | 60 | 110.7 | 59.5 |  |  |  | 800 | 9 | 88.9 | No | 25000 | 4000 | 85 | 17 | 0.9 | -20 | Dimmable | 10% |  | Damp Location Rated,Not for Use in Enclosed Fixtures |  |  |  | 2015-11-10 | 2016-05-11 | United States | ES_1126714_LED9A19/80L/840_05112016070730_1024011 | 2266569
Plusrite USA | NaturaLED | LED9A19/80L/850 | LED9A19/80L/850 |  | A19 | General Purpose Replacement | E26 (Medium) | Omnidirectional | LED | 3 | 60 | 108.5 | 59.8 |  |  |  | 800 | 9 | 88.9 | No | 25000 | 5000 | 83 | 16 | 0.9 | -20 | Dimmable | 10% |  | Damp Location Rated,Not for Use in Enclosed Fixtures |  |  |  | 2016-03-10 | 2016-05-11 | United States | ES_1126714_LED9A19/80L/850_05112016064730_1024010 | 2266567
Plusrite USA | NaturaLED | LED9BR30/65L/927 | LED9BR30/65L/927 | ,,LED9BR30/65L/927 | BR30 | Reflector (Flood/Spot) | E26 (Medium) | Directional | LED | 5 | 65 | 132.2 | 95 |  |  | 110 | 650 | 10 | 65 | No | 25000 | 2700 | 92 | 58 | 0.9 | -18 | Dimmable | 10% | No | None | No |  |  | 2016-06-01 | 2016-07-05 | United States, Canada | ES_1126714_LED9BR30/65L/927_07262016102711_8453099 | 2273421
Plusrite USA | NaturaLED | LED A19 | LED9.5A19/80L/827 | ,,Retail Number: LED9.5A19/81L/827CP | A19 | General Purpose Replacement | E26 (Medium) | Omnidirectional | LED | 3 | 60 | 114.4 | 60 |  |  |  | 800 | 9.5 | 84.2 | No | 25000 | 2700 | 82 | 9 | 1 | -20 | Dimmable | 5% |  | Damp Location Rated,Not for Use in Recessed Fixtures,Not for Use in Enclosed Fixtures |  |  |  | 2015-10-27 | 2015-12-02 | United States, Canada | ES_1126714_LED9.5A19/80L/827_12022015150917_4082813 | 2254731
Plusrite USA | NaturaLED | LED Lamp | LED10.5A19/110L/830 |  | A19 | General Purpose Replacement | E26 (Medium) | Omnidirectional | LED | 3 | 75 | 112.1 | 60 |  |  |  | 1100 | 10.5 | 104.8 | No | 25000 | 3000 | 81 | 2 | 1 | -20 | Dimmable | 5% | No | Damp Location Rated,Use With Timers,Not for Use in Recessed Fixtures,Use With Photo and/or Motion Sensors | No |  |  | 2016-01-26 | 2016-06-27 | United States, Canada | ES_1126714_LED10.5A19/110L/830_06272016164603_3124890 | 2271857
Plusrite USA | NaturaLED | LED Lamp | LED8BR30/60L/927 |  | BR30 | Reflector (Flood/Spot) | E26 (Medium) | Directional | LED | 3 | 50 | 131.5 | 95.1 |  |  |  | 600 | 8 | 75 | No | 25000 | 2700 | 92 | 52 | 0.8 | -20 | Dimmable | 5% |  | Damp Location Rated,Not for Use in Recessed Fixtures,Not for Use in Enclosed Fixtures,Shatter Resistant,Vibration Service |  |  |  | 2016-01-26 | 2016-02-19 | United States, Canada | ES_1126714_LED8BR30/60L/927_02192016145712_3481949 | 2260649
Plusrite USA | NaturaLED | LED Lamp | LED8BR30/60L/930 |  | BR30 | Reflector (Flood/Spot) | E26 (Medium) | Directional | LED | 3 | 50 | 132.2 | 95 |  |  |  | 600 | 8 | 75 | No | 25000 | 3000 | 93 | 58 | 0.8 | -20 | Dimmable | 5% |  | Damp Location Rated,Not for Use in Recessed Fixtures,Not for Use in Enclosed Fixtures,Shatter Resistant,Vibration Service |  |  |  | 2016-01-26 | 2016-02-19 | United States, Canada | ES_1126714_LED8BR30/60L/930_02192016145749_5298905 | 2260651
Plusrite USA | NaturaLED | LED Lamp | LED8BR30/65L/827 | ,,Retail Number: LED8BR30/65L/827CP | BR30 | Reflector (Flood/Spot) | E26 (Medium) | Directional | LED | 3 | 50 | 133 | 94.7 |  |  |  | 610 | 8 | 76.3 | No | 25000 | 2700 | 86 | 27 | 0.8 | -20 | Dimmable | 5% |  | Damp Location Rated,Not for Use in Recessed Fixtures,Not for Use in Enclosed Fixtures,Shatter Resistant,Vibration Service |  |  |  | 2016-01-26 | 2016-02-19 | United States, Canada | ES_1126714_LED8BR30/65L/827_02192016145323_3819413 | 2260646
Plusrite USA | NaturaLED | LED Lamp | LED8BR30/65L/827BK25 |  | BR30 | Reflector (Flood/Spot) | E26 (Medium) | Directional | LED | 3 | 50 | 133 | 94.7 |  |  |  | 610 | 8 | 76.3 | No | 25000 | 2700 | 86 | 27 | 0.8 | -20 | Dimmable | 5% |  | Damp Location Rated,Not for Use in Recessed Fixtures,Not for Use in Enclosed Fixtures,Shatter Resistant,Vibration Service |  |  |  | 2016-01-26 | 2016-06-10 | United States, Canada | ES_1126714_LED8BR30/65L/827BK25_06102016150412_3498012 | 2270427
Plusrite USA | NaturaLED | LED Lamp | LED9.5A19/81L/827BK50 |  | A19 | General Purpose Replacement | E26 (Medium) | Omnidirectional | LED | 3 | 60 | 112.2 | 59.6 |  |  |  | 800 | 9.5 | 84.2 | No | 25000 | 2700 | 82 | 4 | 1 | -20 | Dimmable | 16% | Yes | Not for Use in Recessed Fixtures | No |  |  | 2016-06-13 | 2016-06-30 | United States, Canada | ES_1126714_LED9.5A19/81L/827BK50_07222016134232_8547289 | 2273028
Plusrite USA | NaturaLED | LHO11R30/DIM 11W 3000K | LHO11R30/DIM/30K |  | BR30 | Reflector (Flood/Spot) | E26 (Medium) | Directional | LED | 5 | 65 | 130.2 | 95.3 |  |  | 108 | 750 | 11 | 68.2 | No | 25000 | 3000 | 82 | 14 | 0.7 | -20 | Dimmable | 5% |  | Damp Location Rated,Recessed Fixtures |  |  |  | 2014-10-01 | 2014-10-01 | United States | ES_1126714_5706_10012014030330_1023682 | 2221146
Plusrite USA | NaturaLED | LHO12A19/81L/27K | LHO12A19/81L/27K |  | A19 | General Purpose Replacement | E26 (Medium) | Omnidirectional | LED | 3 | 60 | 112.7 | 59.9 |  |  |  | 810 | 12 | 67.5 | No | 25000 | 2700 | 82 | 14 | 0.9 | -20 | Dimmable | 9% |  | None |  |  |  | 2014-03-04 | 2014-03-28 | United States | ES_1126714_LHO12A19/81L/27K_03282014012330_1023593 | 2207217
Plusrite USA | NaturaLED | LHO18R40/DIM 18W 3000K | LHO18R40/DIM/30K |  | BR40 | Reflector (Flood/Spot) | E26 (Medium) | Directional | LED | 5 | 85 | 164.2 | 126.2 |  |  | 105 | 1230 | 18 | 68.3 | No | 25000 | 3000 | 83 | 14 | 0.9 | -20 | Dimmable | 5% |  | Damp Location Rated,Recessed Fixtures |  |  |  | 2014-10-01 | 2014-10-01 | United States | ES_1126714_5724_10012014032840_1023683 | 2221147
Plusrite USA | NaturaLED | LHO7A19/50L/27K | LHO7A19/50L/27K |  | A19 | General Purpose Replacement | E26 (Medium) | Omnidirectional | LED | 3 | 40 | 108.9 | 59.8 |  |  |  | 500 | 7 | 72.8 | No | 25000 | 2700 | 81 | 10 | 0.9 | -20 | Dimmable | 11.2% |  | None |  |  |  | 2014-03-04 | 2014-03-10 | United States | ES_1126714_LHO7A19/50L/27K_03272014040110_1023590 | 2207188
Plusrite USA | NaturaLED | LHO8R20/DIM 8W 3000K | LHO8R20/DIM/30K |  | R20 | Reflector (Flood/Spot) | E26 (Medium) | Directional | LED | 5 | 50 | 99.3 | 63.2 |  |  |  | 540 | 8 | 67.5 | No | 25000 | 3000 | 82 | 15 | 0.7 | -20 | Dimmable | 5% |  | Damp Location Rated,Enclosed Fixtures,Recessed Fixtures |  |  |  | 2014-10-01 | 2014-10-01 | United States | ES_1126714_5705_10012014025840_1023682 | 2221145
Plusrite USA | NaturaLED | Omnidirectional Lamp | LED6A19/48L/827 |  | A19 | General Purpose Replacement | E26 (Medium) | Omnidirectional | LED | 3 | 40 | 109.4 | 59.8 |  |  |  | 480 | 6 | 80 | No | 25000 | 2700 | 83 | 13 | 0.9 | -20 | Dimmable | 10% | No | Damp Location Rated,Not for Use in Recessed Fixtures | No |  |  | 2016-07-12 | 2016-06-29 | United States, Canada | ES_1126714_LED6A19/48L/827_07182016154502_2398401 | 2273607
Plusrite USA | NaturaLED | Omnidirectional Lamp | LED6A19/48L/840 |  | A19 | General Purpose Replacement | E26 (Medium) | Omnidirectional | LED | 3 | 40 | 109.7 | 59.9 |  |  |  | 480 | 6 | 80 | No | 25000 | 4000 | 84 | 15 | 0.9 | -20 | Dimmable | 10% | No | Damp Location Rated,Not for Use in Recessed Fixtures | No |  |  | 2016-07-12 | 2016-07-18 | United States, Canada | ES_1126714_LED6A19/48L/840_07182016154534_3249103 | 2273608
Plusrite USA | NaturaLED | Omnidirectional Lamp | LED6A19/48L/850 |  | A19 | General Purpose Replacement | E26 (Medium) | Omnidirectional | LED | 3 | 40 | 109.6 | 59.8 |  |  |  | 480 | 6 | 80 | No | 25000 | 5000 | 84 | 19 | 0.9 | -20 | Dimmable | 10% | No | Damp Location Rated,Not for Use in Recessed Fixtures | No |  |  | 2016-07-12 | 2016-07-18 | United States, Canada | ES_1126714_LED6A19/48L/850_07182016154545_4329501 | 2273609
Plusrite USA | NaturaLED | Omnidirectional Lamp | LED9A19/80L/827 |  | A19 | General Purpose Replacement | E26 (Medium) | Omnidirectional | LED | 3 | 60 | 112.5 | 59.9 |  |  |  | 800 | 9 | 88.9 | No | 25000 | 2700 | 82 | 8 | 0.9 | -20 | Dimmable | 10% | No | Damp Location Rated,Not for Use in Recessed Fixtures | No |  |  | 2016-07-12 | 2016-07-18 | United States, Canada | ES_1126714_LED9A19/80L/827_07182016154603_3299054 | 2273610
Plusrite USA | NaturaLED | Omnidirectional Lamp | LED9A19/80L/840 |  | A19 | General Purpose Replacement | E26 (Medium) | Omnidirectional | LED | 3 | 60 | 111.9 | 59.9 |  |  |  | 800 | 9 | 88.9 | No | 25000 | 4000 | 83 | 14 | 0.9 | -20 | Dimmable | 10% | No | Damp Location Rated,Not for Use in Recessed Fixtures | No |  |  | 2016-10-08 | 2016-10-11 | United States, Canada | ES_1126714_LED9A19/80L/840_101120161602_2834920 | 2282238
Plusrite USA | NaturaLED | Omnidirectional Lamp | LED9A19/80L/850 |  | A19 | General Purpose Replacement | E26 (Medium) | Omnidirectional | LED | 3 | 60 | 112.5 | 59.9 |  |  |  | 800 | 9 | 88.9 | No | 25000 | 5000 | 84 | 18 | 0.9 | -20 | Dimmable | 10% | No | Damp Location Rated,Not for Use in Recessed Fixtures | No |  |  | 2016-10-08 | 2016-10-11 | United States, Canada | ES_1126714_LED9A19/80L/850_101120161611_7831872 | 2282239
Plusrite USA | NaturaLED | Omnidirectional Lamp | LED9A19/80L/GU24/827 |  | A19 | General Purpose Replacement | GU24 | Omnidirectional | LED | 3 | 60 | 112 | 59.9 |  |  |  | 800 | 9 | 88.9 | No | 25000 | 2700 | 82 | 8 | 0.9 | -20 | Dimmable | 10% | No | Damp Location Rated,Not for Use in Recessed Fixtures | No |  |  | 2016-07-12 | 2016-07-18 | United States, Canada | ES_1126714_LED9A19/80L/GU24/827_07182016154633_3241871 | 2273611
Plusrite USA | NaturaLED | Omnidirectional LED Lamp | LED10A19/80L/927 |  | A19 | General Purpose Replacement | E26 (Medium) | Omnidirectional | LED | 3 | 60 | 112 | 63.7 |  |  |  | 800 | 10 | 80 | No | 25000 | 2700 | 92 | 57 | 0.9 | -20 | Dimmable | 10% | No | Damp Location Rated,Not for Use in Recessed Fixtures | No |  |  | 2016-10-08 | 2016-10-17 | United States, Canada | ES_1126714_LED10A19/80L/927_10172016154302_2134789 | 2282245
Plusrite USA | NaturaLED | Omnidirectional LED Lamp | LED12A19/110L/850 |  | A19 | General Purpose Replacement | E26 (Medium) | Omnidirectional | LED | 3 | 75 | 112.2 | 63.6 |  |  |  | 1100 | 12 | 91.7 | No | 25000 | 5000 | 85 | 21 | 1 | -20 | Dimmable | 10% | No | Damp Location Rated,Use With Timers,Not for Use in Recessed Fixtures,Use With Photo and/or Motion Sensors | No |  |  | 2016-10-08 | 2016-10-17 | United States, Canada | ES_1126714_LED12A19/110L/850_10172016161501_2384923 | 2282246
Plusrite USA | NaturaLED | Omnidirectional LED Lamp | LED15A21/160L/827 |  | A21 | General Purpose Replacement | E26 (Medium) | Omnidirectional | LED | 3 | 100 | 134.9 | 71.7 |  |  |  | 1600 | 15 | 106.7 | No | 25000 | 2700 | 84 | 15 | 0.9 | -20 | Dimmable | 10% | No | Damp Location Rated,Not for Use in Recessed Fixtures | No |  |  | 2016-10-08 | 2016-10-17 | United States, Canada | ES_1126714_LED15A21/160L/827_10172016154105_1298349 | 2282241
Plusrite USA | NaturaLED | Omnidirectional LED Lamp | LED15A21/160L/830 |  | A21 | General Purpose Replacement | E26 (Medium) | Omnidirectional | LED | 3 | 100 | 134.3 | 71.8 |  |  |  | 1600 | 15 | 106.7 | No | 25000 | 3000 | 84 | 11 | 0.9 | -20 | Dimmable | 10% | No | Damp Location Rated,Not for Use in Recessed Fixtures | No |  |  | 2016-10-08 | 2016-10-17 | United States, Canada | ES_1126714_LED15A21/160L/830_10172016154130_3587991 | 2282240
Plusrite USA | NaturaLED | Omnidirectional LED Lamp | LED15A21/160L/840 |  | A21 | General Purpose Replacement | E26 (Medium) | Omnidirectional | LED | 3 | 100 | 134.5 | 72 |  |  |  | 1600 | 15 | 106.7 | No | 25000 | 4000 | 85 | 18 | 0.9 | -20 | Dimmable | 10% | No | Damp Location Rated,Not for Use in Recessed Fixtures | No |  |  | 2016-10-08 | 2016-10-17 | United States, Canada | ES_1126714_LED15A21/160L/840_10172016154145_1978982 | 2282242
Plusrite USA | NaturaLED | Omnidirectional LED Lamp | LED15A21/160L/850 |  | A21 | General Purpose Replacement | E26 (Medium) | Omnidirectional | LED | 3 | 100 | 134.5 | 72 |  |  |  | 1600 | 15 | 106.7 | No | 25000 | 5000 | 85 | 24 | 0.9 | -20 | Dimmable | 10% | No | Damp Location Rated,Not for Use in Recessed Fixtures | No |  |  | 2016-10-08 | 2016-10-17 | United States, Canada | ES_1126714_LED15A21/160L/850_10172016154159_6509908 | 2282243
Plusrite USA | NaturaLED | Omnidirectional LED Lamp | LED9A19/EC/80L/GU24/827 |  | A19 | General Purpose Replacement | GU24 | Omnidirectional | LED | 3 | 60 | 112.5 | 60 |  |  |  | 800 | 9 | 88.9 | No | 25000 | 2700 | 84 | 14 | 0.9 | -20 | Dimmable | 10% | Yes | Damp Location Rated,Use With Timers,Use With Photo and/or Motion Sensors,Recessed Fixtures | No |  |  | 2016-10-08 | 2016-10-17 | United States, Canada | ES_1126714_LED9A19/EC/80L/GU24/827_10172016154201_2189492 | 2282244
Plusrite USA | NaturaLED | self-ballasted LED Lamps | LED14PAR30/80L/FL/30K | ,,LED14PAR30/80L/FL/30K | PAR30 | Reflector (Flood/Spot) | E26 (Medium) | Directional | LED | 3 | 75 | 91.5 | 94 | 1375 |  | 40 | 800 | 14 | 57.1 | No | 25000 | 3000 | 84 | 20 | 1 | -20 | Dimmable | 10% |  | Damp Location Rated |  |  |  | 2014-03-01 | 2014-02-07 | United States, Canada | ES_1126714_LED14PAR30/80L/FL/30K_03052014163118_1891588 | 2205621
Plusrite USA | NaturaLED | self-ballasted LED Lamps | LED14PAR30/88L/NFL/30K | ,,LED14PAR30/88L/NFL/30K | PAR30 | Reflector (Flood/Spot) | E26 (Medium) | Directional | LED | 3 | 75 | 91.5 | 94 | 3054 |  | 25 | 880 | 14 | 62.9 | No | 25000 | 3000 | 84 | 20 | 1 | -20 | Dimmable | 10% |  | Damp Location Rated |  |  |  | 2014-03-01 | 2014-02-07 | United States, Canada | ES_1126714_LED14PAR30/88L/NFL/30K_03052014163118_7660044 | 2205622
Sunshine Lighting | Sunlite | CTF | 80431 |  | Decorative: Other | Decorative | E12 (Candelabra) | Decorative | LED | 3 | 40 | 98 | 36 |  |  |  | 300 | 4.5 | 66.7 | No | 25000 | 3000 | 82 | 12 | 1 | -20 | Dimmable | 5% |  | None |  |  |  | 2015-01-10 | 2015-01-12 | United States | ES_1023648_80431_01142015110710_2252754 | 2230992
Plusrite USA | NaturaLED | self-ballasted LED Lamps | LED14PAR30L/85L/FL/30K | ,,LED14PAR30L/85L/FL/30K | PAR30L | Reflector (Flood/Spot) | E26 (Medium) | Directional | LED | 3 | 75 | 114.3 | 96.5 | 1526 |  | 40 | 850 | 14 | 60.7 | No | 25000 | 3000 | 84 | 20 | 1 | -20 | Dimmable | 10% |  | Damp Location Rated |  |  |  | 2014-03-01 | 2014-02-07 | United States, Canada | ES_1126714_LED14PAR30L/85L/FL/30K_03052014162343_7365042 | 2205617
Plusrite USA | NaturaLED | self-ballasted LED Lamps | LED14PAR30L/90L/NFL/30K | ,,LED14PAR30L/90L/NFL/30K | PAR30L | Reflector (Flood/Spot) | E26 (Medium) | Directional | LED | 3 | 75 | 114.3 | 96.5 | 3074 |  | 25 | 900 | 14 | 64.3 | No | 25000 | 3000 | 84 | 20 | 1 | -20 | Dimmable | 10% |  | Damp Location Rated |  |  |  | 2014-03-01 | 2014-02-07 | United States, Canada | ES_1126714_LED14PAR30L/90L/NFL/30K_03052014162636_2969007 | 2205618
Plusrite USA | NaturaLED | self-ballasted LED Lamps | LED20PAR38/111L/FL/30K | ,,LED20PAR38/111L/FL/30K | PAR38 | Reflector (Flood/Spot) | E26 (Medium) | Directional | LED | 3 | 100 | 129.5 | 119.4 | 1869 |  | 40 | 1110 | 20 | 55.5 | No | 25000 | 3000 | 83 | 15 | 1 | -20 | Dimmable | 10% |  | Damp Location Rated |  |  |  | 2014-03-01 | 2014-02-07 | United States, Canada | ES_1126714_LED20PAR38/111L/FL/30K_03052014163750_6235703 | 2205623
Plusrite USA | NaturaLED | self-ballasted LED Lamps | LED20PAR38/116L/NFL/30K | ,,LED20PAR38/116L/NFL/30K | PAR38 | Reflector (Flood/Spot) | E26 (Medium) | Directional | LED | 3 | 100 | 129.5 | 119.4 | 4295 |  | 25 | 1160 | 20 | 58 | No | 25000 | 3000 | 83 | 15 | 1 | -20 | Dimmable | 10% |  | Damp Location Rated |  |  |  | 2014-03-01 | 2014-02-07 | United States, Canada | ES_1126714_LED20PAR38/116L/NFL/30K_03052014163750_9750908 | 2205624
Plusrite USA | NaturaLED | self-ballasted LED Lamps | LED6A19/50L/27K |  | A19 | General Purpose Replacement | E26 (Medium) | Omnidirectional | LED | 3 | 40 | 112 | 60 |  |  |  | 500 | 7.3 | 68.5 | No | 25000 | 2700 | 82 | 8 | 1 | -20 | Dimmable | 10% |  | None |  |  |  | 2015-02-15 | 2015-03-05 | United States, Canada | ES_1126714_LED6A19/50L/27K_03052015162431_6029579 | 2234307
Plusrite USA | NaturaLED | self-ballasted LED Lamps | LED6A19/50L/30K |  | A19 | General Purpose Replacement | E26 (Medium) | Omnidirectional | LED | 3 | 40 | 112 | 60 |  |  |  | 500 | 7.1 | 70.3 | No | 25000 | 3000 | 84 | 14 | 1 | -20 | Dimmable | 10% |  | None |  |  |  | 2015-02-15 | 2015-03-05 | United States, Canada | ES_1126714_LED6A19/50L/30K_03052015162431_9390301 | 2234308
Plusrite USA | NaturaLED | self-ballasted LED Lamps | LED6A19/50L/40K |  | A19 | General Purpose Replacement | E26 (Medium) | Omnidirectional | LED | 3 | 40 | 112 | 60 |  |  |  | 500 | 7.2 | 69.3 | No | 25000 | 4000 | 83 | 10 | 1 | -20 | Dimmable | 10% |  | None |  |  |  | 2015-02-15 | 2015-03-05 | United States, Canada | ES_1126714_LED6A19/50L/40K_03052015162431_2630354 | 2234309
Plusrite USA | NaturaLED | self-ballasted LED Lamps | LED6A19/50L/50K |  | A19 | General Purpose Replacement | E26 (Medium) | Omnidirectional | LED | 3 | 40 | 112 | 60 |  |  |  | 500 | 7.2 | 69.9 | No | 25000 | 5000 | 85 | 18 | 1 | -20 | Dimmable | 10% |  | None |  |  |  | 2015-02-15 | 2015-03-05 | United States, Canada | ES_1126714_LED6A19/50L/50K_03052015162431_7156111 | 2234310
Plusrite USA | NaturaLED | self-ballasted LED Lamps | LED7.6PAR20/50L/FL/830 |  | PAR20 | Reflector (Flood/Spot) | E26 (Medium) | Directional | LED | 3 | 50 | 85 | 63 | 1333 |  | 40 |  | 7.8 | 64.1 | No | 25000 | 3000 | 83 | 18 | 1 | -20 | Dimmable | 10% |  | None |  |  |  | 2015-07-15 | 2015-07-16 | United States, Canada | ES_1126714_LED7.6PAR20/50L/FL/830_07222015093013_4975621 | 2243946
Plusrite USA | NaturaLED | self-ballasted LED Lamps | LED7.6PAR20/50L/FL/840 |  | PAR20 | Reflector (Flood/Spot) | E26 (Medium) | Directional | LED | 3 | 50 | 85 | 63 | 1405 |  | 40 |  | 8 | 62.5 | No | 25000 | 4000 | 83 | 9 | 1 | -20 | Dimmable | 10% |  | None |  |  |  | 2015-07-15 | 2015-07-16 | United States, Canada | ES_1126714_LED7.6PAR20/50L/FL/840_07222015093013_6489020 | 2243947
Plusrite USA | NaturaLED | self-ballasted LED Lamps | LED7.6PAR20/50L/FL/850 |  | PAR20 | Reflector (Flood/Spot) | E26 (Medium) | Directional | LED | 3 | 50 | 85 | 63 | 1395 |  | 40 |  | 8 | 62.5 | No | 25000 | 5000 | 83 | 12 | 1 | -20 | Dimmable | 10% |  | None |  |  |  | 2015-07-15 | 2015-07-16 | United States, Canada | ES_1126714_LED7.6PAR20/50L/FL/850_07222015093013_1392008 | 2243948
Plusrite USA | NaturaLED | self-ballasted LED Lamps | LED9.5A19/81L/27K |  | A19 | General Purpose Replacement | E26 (Medium) | Omnidirectional | LED | 3 | 60 | 116 | 60 |  |  |  | 810 | 9.5 | 85.3 | No | 25000 | 2700 | 82 | 5 | 1 | -20 | Dimmable | 10% |  | None |  |  |  | 2015-03-30 | 2015-03-26 | United States, Canada | ES_1126714_LED9.5A19/81L/27K_03302015080932_6178675 | 2235368
Plusrite USA | NaturaLED | self-ballasted LED Lamps | LED9.5A19/82L/30K |  | A19 | General Purpose Replacement | E26 (Medium) | Omnidirectional | LED | 3 | 60 | 116 | 60 |  |  |  | 820 | 9.5 | 86.3 | No | 25000 | 3000 | 83 | 12 | 1 | -20 | Dimmable | 10% |  | None |  |  |  | 2015-03-30 | 2015-03-26 | United States, Canada | ES_1126714_LED9.5A19/82L/30K_03302015080932_1145239 | 2235369
Plusrite USA | NaturaLED | self-ballasted LED Lamps | LED9.5A19/87L/40K |  | A19 | General Purpose Replacement | E26 (Medium) | Omnidirectional | LED | 3 | 60 | 116 | 60 |  |  |  | 870 | 9.5 | 91.6 | No | 25000 | 4000 | 83 | 9 | 1 | -20 | Dimmable | 10% |  | None |  |  |  | 2015-02-15 | 2015-03-25 | United States, Canada | ES_1126714_LED9.5A19/87L/40K_04012015102558_1926347 | 2235533
Plusrite USA | NaturaLED | self-ballasted LED Lamps | LED9.5A19/88L/50K |  | A19 | General Purpose Replacement | E26 (Medium) | Omnidirectional | LED | 3 | 60 | 116 | 60 |  |  |  | 880 | 9.5 | 92.6 | No | 25000 | 5000 | 84 | 14 | 1 | -20 | Dimmable | 10% |  | None |  |  |  | 2015-02-15 | 2015-03-25 | United States, Canada | ES_1126714_LED9.5A19/88L/50K_04012015102558_6421203 | 2235534
Plusrite USA | NaturaLED | self-ballasted LED Lamps | LED9.5PAR20/50L/FL/30K | ,,LED9.5PAR20/50L/FL/30K | PAR20 | Reflector (Flood/Spot) | E26 (Medium) | Directional | LED | 3 | 50 | 84 | 63 | 870 |  | 40 | 500 | 9.5 | 52.6 | No | 25000 | 3000 | 85 | 22 | 1 | -20 | Dimmable | 10% |  | Damp Location Rated |  |  |  | 2014-03-18 | 2014-03-12 | United States, Canada | ES_1126714_LED9.5PAR20/50L/FL/30K_03212014150929_1900984 | 2206656
P.Q.L., Inc. | Superior Life® | 90931 | 90931 |  | MR16 | Reflector (Flood/Spot) | GU5.3 | Directional | LED | 3 | 50 | 48 | 50 | 1302 |  | 38 | 500 | 6.5 | 76.9 | No | 25000 | 3000 | 82 | 7 | 0.9 | -40 | Dimmable | 10% |  | Damp Location Rated,Not for Use in Enclosed Fixtures |  |  |  | 2015-01-01 | 2016-02-01 | United States, Canada | ES_43591_90931_01282016094609_5890008 | 2257556
Plusrite USA | NaturaLED | self-ballasted LED Lamps | LED9.5PAR20/50L/NFL/30K | ,,LED9.5PAR20/50L/NFL/30K | PAR20 | Reflector (Flood/Spot) | E26 (Medium) | Directional | LED | 3 | 50 | 84 | 63 | 1691 |  | 25 | 500 | 9.5 | 52.6 | No | 25000 | 3000 | 85 | 22 | 1 | -20 | Dimmable | 10% |  | Damp Location Rated |  |  |  | 2014-03-18 | 2014-03-12 | United States, Canada | ES_1126714_LED9.5PAR20/50L/NFL/30K_03212014150829_4507856 | 2206655
Plusrite USA | NaturaLED | self-ballasted LED Lamps | LED9PAR30/80L/FL/830 |  | PAR30 | Reflector (Flood/Spot) | E26 (Medium) | Directional | LED | 3 | 75 | 86 | 95 | 1613 |  | 40 | 659 | 9 | 73.2 | No | 25000 | 3000 | 83 | 20 | 1 | -20 | Dimmable | 10% |  | None |  |  |  | 2015-07-15 | 2015-07-16 | United States, Canada | ES_1126714_LED9PAR30/80L/FL/830_07222015093116_6914574 | 2243952
Plusrite USA | NaturaLED | self-ballasted LED Lamps | LED9PAR30/80L/FL/840 |  | PAR30 | Reflector (Flood/Spot) | E26 (Medium) | Directional | LED | 3 | 75 | 86 | 95 | 2079 |  | 40 | 659 | 9 | 88.9 | No | 25000 | 4000 | 84 | 14 | 1 | -20 | Dimmable | 10% |  | None |  |  |  | 2015-07-15 | 2015-07-16 | United States, Canada | ES_1126714_LED9PAR30/80L/FL/840_07222015093116_2789882 | 2243953
Plusrite USA | NaturaLED | self-ballasted LED Lamps | LED9PAR30/80L/FL/850 |  | PAR30 | Reflector (Flood/Spot) | E26 (Medium) | Directional | LED | 3 | 75 | 86 | 95 | 1773 |  | 40 | 659 | 9 | 77 | No | 25000 | 5000 | 83 | 15 | 1 | -20 | Dimmable | 10% |  | None |  |  |  | 2015-07-15 | 2015-07-16 | United States, Canada | ES_1126714_LED9PAR30/80L/FL/850_07222015093116_9405036 | 2243954
Plusrite USA | NaturaLED | self-ballasted LED Lamps | LED9PAR30L/80L/FL/830 |  | PAR30L | Reflector (Flood/Spot) | E26 (Medium) | Directional | LED | 3 | 75 | 113 | 95 | 1613 |  | 40 | 659 | 9 | 73.2 | No | 25000 | 3000 | 83 | 20 | 1 | -20 | Dimmable | 10% |  | None |  |  |  | 2015-07-15 | 2015-07-16 | United States, Canada | ES_1126714_LED9PAR30L/80L/FL/830_07222015093116_7363946 | 2243955
Plusrite USA | NaturaLED | self-ballasted LED Lamps | LED9PAR30L/80L/FL/840 |  | PAR30L | Reflector (Flood/Spot) | E26 (Medium) | Directional | LED | 3 | 75 | 113 | 95 | 2079 |  | 40 | 659 | 9 | 88.9 | No | 25000 | 4000 | 84 | 14 | 1 | -20 | Dimmable | 10% |  | None |  |  |  | 2015-07-15 | 2015-07-16 | United States, Canada | ES_1126714_LED9PAR30L/80L/FL/840_07222015093116_3678872 | 2243956
Plusrite USA | NaturaLED | self-ballasted LED Lamps | LED9PAR30L/80L/FL/850 |  | PAR30L | Reflector (Flood/Spot) | E26 (Medium) | Directional | LED | 3 | 75 | 113 | 95 | 1773 |  | 40 | 659 | 9 | 77 | No | 25000 | 5000 | 83 | 15 | 1 | -20 | Dimmable | 10% |  | None |  |  |  | 2015-07-15 | 2015-07-16 | United States, Canada | ES_1126714_LED9PAR30L/80L/FL/850_07222015093116_1112448 | 2243957
Plusrite USA | PLUSRITE | CF13ET2/SP/GU24 2700K | CF13ET2/SP/GU24/SW | ,4281,Retail Number | CFL Bare Spiral | General Purpose Replacement | GU24 | Omnidirectional | CFL | 2 | 60 | 93.8 | 46.5 |  | 1.6 |  | 800 | 13 | 61.5 | No | 10000 | 2700 | 83 | -2 | 0.6 | -17 |  |  |  | None |  |  |  | 2014-06-30 | 2014-11-07 | United States | ES_1126714_CF13ET2/SP/GU24/SW_11072014041110_1023710 | 2224550
Plusrite USA | PLUSRITE | CF13ET2/SP/GU24/27K | CF13ET2/SP/GU24/27K |  | CFL Bare Spiral | General Purpose Replacement | GU24 | Omnidirectional | CFL | 2 | 60 | 92.5 | 46.6 |  | 1.8 |  | 800 | 13 | 61.5 | No | 10000 | 2700 | 83 | -19 | 0.6 | -17 |  |  |  | None |  |  |  | 2016-05-04 | 2016-05-04 | United States | ES_1126714_CF13ET2/SP/GU24/27K_05062016073220_1024007 | 2266264
Plusrite USA | PLUSRITE | CF18ET2/SP/GU24 2700K | CF18ET2/SP/GU24/SW | ,4284,retail number | CFL Bare Spiral | General Purpose Replacement | GU24 | Omnidirectional | CFL | 2 | 75 | 105.8 | 54.4 |  | 1.6 |  | 1200 | 18 | 66.7 | No | 10000 | 2700 | 83 | -3 | 0.6 | -17 |  |  |  | None |  |  |  | 2014-09-09 | 2014-09-24 | United States | ES_1126714_CF18ET2/SP/GU24/SW_09242014114221_1023677 | 2220184
Plusrite USA | PLUSRITE | CF18ET2/SP/SW | 4398 |  | CFL Bare Spiral | General Purpose Replacement | E26 (Medium) | Omnidirectional | CFL | 2 | 75 | 117.5 | 54.9 |  | 1.6 |  | 1200 | 18 | 66.7 | No | 10000 | 2700 | 83 | -3 | 0.6 | -17 |  |  |  | None |  |  |  | 2014-07-20 | 2014-08-13 | United States | ES_1126714_4398_08132014042620_1023653 | 2217364
Plusrite USA | PLUSRITE | CF23ET2/SP/GU24 2700K | CF23ET2/SP/GU24/SW | ,4287,retail number | CFL Bare Spiral | General Purpose Replacement | GU24 | Omnidirectional | CFL | 2 | 100 | 114.7 | 53.8 |  | 1.6 |  | 1600 | 23 | 69.6 | No | 10000 | 2700 | 83 | -4 | 0.6 | -17 |  |  |  | None |  |  |  | 2014-08-12 | 2014-09-10 | United States | ES_1126714_CF23ET2/SP/GU24/SW_09102014072620_1023667 | 2219030
Plusrite USA | PLUSRITE | CF23ET2/SP/GU24/27K | CF23ET2/SP/GU24/27K |  | CFL Bare Spiral | General Purpose Replacement | GU24 | Omnidirectional | CFL | 2 | 100 | 104.4 | 60.1 |  | 2 |  | 1600 | 23.3 | 68.7 | No | 10000 | 2700 | 81 | -24 | 0.6 | -17 |  |  |  | Not for Use in Enclosed Fixtures |  |  |  | 2014-08-15 | 2016-05-05 | United States | ES_1126714_CF23ET2/SP/GU24/27K_05092016080550_1024008 | 2266326
Plusrite USA | PLUSRITE | CF26ET3/SP/GU24 2700K | CF26ET3/SP/GU24/SW | ,4401,retail number | CFL Bare Spiral | General Purpose Replacement | GU24 | Omnidirectional | CFL | 2 | 100 | 133.7 | 55.3 |  | 1.6 |  | 1750 | 26 | 67.3 | No | 10000 | 2700 | 84 | -3 | 0.6 | -17 |  |  |  | None |  |  |  | 2014-08-12 | 2014-09-10 | United States | ES_1126714_CF26ET3/SP/GU24/SW_09102014073220_1023667 | 2219031
PolyBrite International, Inc. | Borealis | LED Lamp | A19F-6W-27K-110V-2 |  | A19 | General Purpose Replacement | E26 (Medium) | Omnidirectional | LED | 3 | 40 | 111.5 | 59.7 |  |  |  | 500 | 6 | 83.3 | No | 25000 | 2700 | 82 | 8 | 0.9 | -20 | Dimmable | 10% |  | Damp Location Rated,Not for Use in Enclosed Fixtures,Recessed Fixtures |  |  |  | 2015-09-10 | 2015-09-15 | United States, Canada | ES_1097081_A19F-6W-27K-110V-2_09152015153922_4987811 | 2248477
PolyBrite International, Inc. | Borealis | LED Lamp | A19F-6W-30K-110V-2 |  | A19 | General Purpose Replacement | E26 (Medium) | Omnidirectional | LED | 3 | 40 | 111.3 | 59.8 |  |  |  | 500 | 6 | 83.3 | No | 25000 | 3000 | 85 | 22 | 0.9 | -20 | Dimmable | 10% |  | Damp Location Rated,Not for Use in Enclosed Fixtures,Recessed Fixtures |  |  |  | 2015-09-10 | 2015-09-15 | United States, Canada | ES_1097081_A19F-6W-30K-110V-2_09152015153957_7894214 | 2248478
PolyBrite International, Inc. | Borealis | LED Lamp | A19F-9.5W-27K-110V-2 |  | A19 | General Purpose Replacement | E26 (Medium) | Omnidirectional | LED | 3 | 60 | 111.7 | 59.6 |  |  |  | 810 | 9.5 | 85.3 | No | 25000 | 2700 | 82 | 6 | 0.9 | -20 | Dimmable | 10% |  | Damp Location Rated,Not for Use in Enclosed Fixtures,Recessed Fixtures |  |  |  | 2015-09-10 | 2015-09-15 | United States, Canada | ES_1097081_A19F-9.5W-27K-110V-2_09152015154727_7699872 | 2248479
PolyBrite International, Inc. | Borealis | LED Lamp | A19F-9.5W-30K-110V-2 |  | A19 | General Purpose Replacement | E26 (Medium) | Omnidirectional | LED | 3 | 60 | 111.8 | 59.6 |  |  |  | 810 | 9.5 | 85.3 | No | 25000 | 3000 | 83 | 19 | 0.9 | -20 | Dimmable | 10% |  | Damp Location Rated,Not for Use in Enclosed Fixtures,Recessed Fixtures |  |  |  | 2015-09-10 | 2015-09-15 | United States, Canada | ES_1097081_A19F-9.5W-30K-110V-2_09152015154755_6987218 | 2248480
P.Q.L., Inc. | Superior Life | BR30 Lamp | 90978 |  | BR30 | Reflector (Flood/Spot) | E26 (Medium) | Directional | LED | 3 | 65 | 132 | 94.8 |  |  |  | 850 | 8.5 | 100 | No | 25000 | 3000 | 84 | 14 | 0.9 | -20 | Dimmable | 10% |  | Damp Location Rated,Enclosed Fixtures,Recessed Fixtures |  |  |  | 2015-12-20 | 2015-12-30 | United States | ES_43591_90978_12302015090346_7881982 | 2256146
P.Q.L., Inc. | Superior Life | BR30 Lamp | 90980 |  | BR30 | Reflector (Flood/Spot) | E26 (Medium) | Directional | LED | 3 | 85 | 132.2 | 94.8 |  |  |  | 1100 | 13.5 | 81.5 | No | 25000 | 3000 | 84 | 12 | 0.9 | -20 | Dimmable | 10% |  | Damp Location Rated,Enclosed Fixtures,Recessed Fixtures |  |  |  | 2015-12-20 | 2015-12-30 | United States | ES_43591_90980_12302015091746_0827755 | 2256148
P.Q.L., Inc. | Superior Life | BR30 Lamp | 90981 |  | BR30 | Reflector (Flood/Spot) | E26 (Medium) | Directional | LED | 3 | 85 | 131.6 | 94.8 |  |  |  | 1100 | 13.5 | 81.5 | No | 25000 | 2700 | 82 | 7 | 0.9 | -20 | Dimmable | 10% |  | Damp Location Rated,Enclosed Fixtures,Recessed Fixtures |  |  |  | 2015-12-20 | 2015-12-30 | United States | ES_43591_90981_12302015091712_0938135 | 2256147
P.Q.L., Inc. | Superior Life | BR30 Lamp | 90983 |  | BR30 | Reflector (Flood/Spot) | E26 (Medium) | Directional | LED | 3 | 85 | 132 | 94.7 |  |  |  | 1200 | 13.5 | 88.9 | No | 25000 | 5000 | 84 | 15 | 0.9 | -20 | Dimmable | 10% |  | Damp Location Rated,Enclosed Fixtures,Recessed Fixtures |  |  |  | 2015-12-20 | 2015-12-30 | United States | ES_43591_90983_12302015091752_2981421 | 2256149
P.Q.L., Inc. | Superior Life | BR40 Lamp | 90982 |  | BR40 | Reflector (Flood/Spot) | E26 (Medium) | Directional | LED | 3 | 100 | 161 | 126.5 |  |  |  | 1500 | 17 | 88.2 | No | 25000 | 3000 | 85 | 21 | 1 | -20 | Dimmable | 10% |  | Damp Location Rated,Enclosed Fixtures,Recessed Fixtures |  |  |  | 2015-12-20 | 2015-12-30 | United States | ES_43591_90982_12302015093357_5487821 | 2256151
P.Q.L., Inc. | Superior Life | BR40 Lamp | 90984 |  | BR40 | Reflector (Flood/Spot) | E26 (Medium) | Directional | LED | 3 | 100 | 159.6 | 126.8 |  |  |  | 1400 | 17 | 82.4 | No | 25000 | 2700 | 82 | 7 | 1 | -20 | Dimmable | 10% |  | Damp Location Rated,Enclosed Fixtures,Recessed Fixtures |  |  |  | 2015-12-20 | 2015-12-30 | United States | ES_43591_90984_12302015093323_3918341 | 2256150
P.Q.L., Inc. | Superior Life | BR40 Lamp | 90985 |  | BR40 | Reflector (Flood/Spot) | E26 (Medium) | Directional | LED | 3 | 100 | 160.2 | 126.8 |  |  |  | 1600 | 17 | 94.1 | No | 25000 | 5000 | 85 | 22 | 1 | -20 | Dimmable | 10% |  | Damp Location Rated,Enclosed Fixtures,Recessed Fixtures |  |  |  | 2015-12-20 | 2015-12-30 | United States | ES_43591_90985_12302015093412_0872715 | 2256152
P.Q.L., Inc. | Superior Life | Directional LED Lamp PAR20 | 90937 |  | PAR20 | Reflector (Flood/Spot) | E26 (Medium) | Directional | LED | 3 | 50 | 85.5 | 63 | 1818 |  | 25 | 500 | 8 | 62.5 | No | 25000 | 3000 | 83 | 9 | 0.9 | -20 | Dimmable | 10% |  | Damp Location Rated,Recessed Fixtures,Not for Use in Enclosed Fixtures |  |  |  | 2015-03-05 | 2015-03-19 | United States, Canada | ES_43591_90937_03192015121313_0092023 | 2235324
P.Q.L., Inc. | Superior Life | Directional LED Lamp PAR20 | 90938 |  | PAR20 | Reflector (Flood/Spot) | E26 (Medium) | Directional | LED | 3 | 50 | 85.6 | 63.1 | 1005 |  | 40 | 500 | 8 | 62.5 | No | 25000 | 3000 | 83 | 8 | 0.9 | -20 | Dimmable | 10% |  | Damp Location Rated,Recessed Fixtures,Not for Use in Enclosed Fixtures |  |  |  | 2015-03-05 | 2015-03-19 | United States, Canada | ES_43591_90938_03192015121427_1988493 | 2235325
P.Q.L., Inc. | Superior Life | Directional LED Lamp PAR30 | 90941 |  | PAR30 | Reflector (Flood/Spot) | E26 (Medium) | Directional | LED | 3 | 60 | 90.6 | 95 | 2643 |  | 25 | 800 | 13 | 61.5 | No | 25000 | 3000 | 83 | 7 | 0.9 | -20 | Dimmable | 10% |  | Damp Location Rated,Recessed Fixtures,Not for Use in Enclosed Fixtures |  |  |  | 2015-03-05 | 2015-03-19 | United States, Canada | ES_43591_90941_03192015121519_0202003 | 2235326
P.Q.L., Inc. | Superior Life | Directional LED Lamp PAR30 | 90942 |  | PAR30 | Reflector (Flood/Spot) | E26 (Medium) | Directional | LED | 3 | 75 | 91.4 | 95.1 | 1548 |  | 40 | 800 | 13 | 61.5 | No | 25000 | 3000 | 83 | 7 | 0.9 | -20 | Dimmable | 10% |  | Damp Location Rated,Recessed Fixtures,Not for Use in Enclosed Fixtures |  |  |  | 2015-03-05 | 2015-03-19 | United States, Canada | ES_43591_90942_03192015121626_0299304 | 2235327
P.Q.L., Inc. | Superior Life | Directional LED Lamp PAR30 | 90945 |  | PAR30L | Reflector (Flood/Spot) | E26 (Medium) | Directional | LED | 3 | 50 | 115.7 | 95.2 | 2615 |  | 25 | 800 | 13 | 61.5 | No | 25000 | 3000 | 83 | 7 | 0.9 | -20 | Dimmable | 10% |  | Damp Location Rated,Recessed Fixtures,Not for Use in Enclosed Fixtures |  |  |  | 2015-03-05 | 2015-03-19 | United States, Canada | ES_43591_90945_03192015121722_0388594 | 2235328
P.Q.L., Inc. | Superior Life | Directional LED Lamp PAR30 | 90946 |  | PAR30L | Reflector (Flood/Spot) | E26 (Medium) | Directional | LED | 3 | 75 | 115.4 | 95.8 | 1680 |  | 40 | 800 | 13 | 61.5 | No | 25000 | 3000 | 83 | 6 | 0.9 | -20 | Dimmable | 10% |  | Damp Location Rated,Recessed Fixtures,Not for Use in Enclosed Fixtures |  |  |  | 2015-03-05 | 2015-03-19 | United States, Canada | ES_43591_90946_03192015121821_2984904 | 2235329
P.Q.L., Inc. | Superior Life | Directional LED Lamp PAR38 | 90949 |  | PAR38 | Reflector (Flood/Spot) | E26 (Medium) | Directional | LED | 3 | 85 | 133.1 | 124.9 | 3932 |  | 25 | 1100 | 18 | 61.1 | No | 25000 | 3000 | 83 | 7 | 1 | -20 | Dimmable | 10% |  | Damp Location Rated,Recessed Fixtures,Not for Use in Enclosed Fixtures |  |  |  | 2015-03-05 | 2015-03-19 | United States, Canada | ES_43591_90949_03192015121921_0938284 | 2235330
P.Q.L., Inc. | Superior Life | Directional LED Lamp PAR38 | 90950 |  | PAR38 | Reflector (Flood/Spot) | E26 (Medium) | Directional | LED | 3 | 100 | 133.2 | 124.6 | 2197 |  | 40 | 1100 | 18 | 61.1 | No | 25000 | 3000 | 83 | 6 | 1 | -20 | Dimmable | 10% |  | Damp Location Rated,Recessed Fixtures,Not for Use in Enclosed Fixtures |  |  |  | 2015-03-05 | 2015-03-19 | United States, Canada | ES_43591_90950_03192015122022_1209832 | 2235331
P.Q.L., Inc. | Superior Life | LED Omni 15.5W Lamp | 90975 |  | A21 | General Purpose Replacement | E26 (Medium) | Omnidirectional | LED | 3 | 100 | 133.9 | 67.8 |  |  |  | 1600 | 15.5 | 103.2 | No | 25000 | 3000 | 83 | 11 | 0.9 | -20 | Dimmable | 15% |  | Damp Location Rated,Not for Use in Recessed Fixtures,Not for Use in Enclosed Fixtures |  |  |  | 2016-05-13 | 2016-05-25 | United States, Canada | ES_43591_90975_05252016113846_6579201 | 2269505
P.Q.L., Inc. | Superior Life | LED Omni 15.5W Lamp | 90977 |  | A21 | General Purpose Replacement | E26 (Medium) | Omnidirectional | LED | 3 | 100 | 133.9 | 67.8 |  |  |  | 1600 | 15.5 | 103.2 | No | 25000 | 2700 | 81 | 6 | 0.9 | -20 | Dimmable | 15% |  | Damp Location Rated,Not for Use in Recessed Fixtures,Not for Use in Enclosed Fixtures |  |  |  | 2016-05-13 | 2016-05-25 | United States, Canada | ES_43591_90977_05252016113819_4782923 | 2269477
P.Q.L., Inc. | Superior Life | LED Omni 15.5W Lamp | 90979 |  | A21 | General Purpose Replacement | E26 (Medium) | Omnidirectional | LED | 3 | 100 | 133.9 | 67.8 |  |  |  | 1700 | 15.5 | 109.7 | No | 25000 | 5000 | 81 | 6 | 0.9 | -20 | Dimmable | 15% |  | Damp Location Rated,Not for Use in Recessed Fixtures,Not for Use in Enclosed Fixtures |  |  |  | 2016-05-13 | 2016-05-25 | United States, Canada | ES_43591_90979_05252016113858_5427891 | 2269506
P.Q.L., Inc. | Superior Life | LED Omni A21 13W Lamp | 90972 |  | A21 | General Purpose Replacement | E26 (Medium) | Omnidirectional | LED | 3 | 75 | 133.9 | 67.6 |  |  |  | 1100 | 13 | 84.6 | No | 25000 | 2700 | 81 | 5 | 0.9 | -20 | Dimmable | 10% |  | Damp Location Rated,Not for Use in Recessed Fixtures,Not for Use in Enclosed Fixtures |  |  |  | 2015-12-20 | 2015-12-30 | United States | ES_43591_90972_12302015100912_4881823 | 2256155
P.Q.L., Inc. | Superior Life | LED Omni A21 13W Lamp | 90973 |  | A21 | General Purpose Replacement | E26 (Medium) | Omnidirectional | LED | 3 | 75 | 133.6 | 67.2 |  |  |  | 1100 | 13 | 84.6 | No | 25000 | 5000 | 86 | 29 | 0.9 | -20 | Dimmable | 10% |  | Damp Location Rated,Not for Use in Recessed Fixtures,Not for Use in Enclosed Fixtures |  |  |  | 2015-12-20 | 2015-12-30 | United States | ES_43591_90973_12302015100955_5438867 | 2256157
P.Q.L., Inc. | Superior Life | LED Omni A21 13W Lamp | 90974 |  | A21 | General Purpose Replacement | E26 (Medium) | Omnidirectional | LED | 3 | 75 | 133.4 | 67.5 |  |  |  | 1100 | 13 | 84.6 | No | 25000 | 3000 | 85 | 23 | 0.9 | -20 | Dimmable | 10% |  | Damp Location Rated,Not for Use in Recessed Fixtures,Not for Use in Enclosed Fixtures |  |  |  | 2015-12-20 | 2015-12-30 | United States | ES_43591_90974_12302015100945_8327851 | 2256156
P.Q.L., Inc. | Superior Life | LED PAR30 Lamp | 90956 |  | PAR30L | Reflector (Flood/Spot) | E26 (Medium) | Directional | LED | 3 | 75 | 115.4 | 96.1 | 1584 |  | 40 | 800 | 13 | 61.5 | No | 25000 | 2700 | 82 | 2 | 0.9 | -25 | Dimmable | 10% |  | Damp Location Rated,Recessed Fixtures,Not for Use in Enclosed Fixtures |  |  |  | 2016-05-30 | 2016-06-14 | United States | ES_43591_90956_06142016131802_4781960 | 2270923
P.Q.L., Inc. | Superior Life | Omni LED Lamp A19 | 90968 |  | A19 | General Purpose Replacement | E26 (Medium) | Omnidirectional | LED | 3 | 40 | 111.3 | 59.8 |  |  |  | 500 | 6 | 83.3 | No | 25000 | 3000 | 85 | 22 | 0.9 | -20 | Dimmable | 10% |  | Damp Location Rated,Not for Use in Enclosed Fixtures,Recessed Fixtures |  |  |  | 2015-10-05 | 2015-10-29 | United States, Canada | ES_43591_90968_10292015154921_4398978 | 2251967
P.Q.L., Inc. | Superior Life | Omni LED Lamp A19 | 90970 |  | A19 | General Purpose Replacement | E26 (Medium) | Omnidirectional | LED | 3 | 60 | 111.8 | 59.6 |  |  |  | 810 | 9.5 | 85.3 | No | 25000 | 3000 | 83 | 19 | 0.9 | -20 | Dimmable | 10% |  | Damp Location Rated,Not for Use in Enclosed Fixtures,Recessed Fixtures |  |  |  | 2015-03-20 | 2015-03-19 | United States, Canada | ES_43591_90970_03192015122121_2398403 | 2235332
P.Q.L., Inc. | Superior Life | PAR16 Lamp | 90933 |  | PAR16 | Reflector (Flood/Spot) | GU10 | Directional | LED | 3 | 75 | 54.5 | 49.9 | 1318 |  | 40 | 500 | 7.5 | 66.7 | No | 25000 | 3000 | 84 | 15 | 0.9 | -20 | Dimmable | 10% |  | Damp Location Rated,Enclosed Fixtures,Recessed Fixtures |  |  |  | 2015-12-20 | 2016-01-04 | United States | ES_43591_90933_01042016095034_9888123 | 2256154
P.Q.L., Inc. | Superior Life | PAR16 Lamp | 90934 |  | PAR16 | Reflector (Flood/Spot) | E26 (Medium) | Directional | LED | 3 | 75 | 72.7 | 49.6 | 1426 |  | 40 | 500 | 7.5 | 66.7 | No | 25000 | 3000 | 84 | 16 | 0.9 | -20 | Dimmable | 10% |  | Damp Location Rated,Enclosed Fixtures,Recessed Fixtures |  |  |  | 2015-12-20 | 2015-12-29 | United States | ES_43591_90934_12292015095012_2983892 | 2256153
P.Q.L., Inc. | Superior Life | R20 Lamp | 90976 |  | R20 | Reflector (Flood/Spot) | E26 (Medium) | Directional | LED | 3 | 50 | 96.9 | 63.2 |  |  |  | 600 | 7.5 | 80 | No | 25000 | 3000 | 84 | 13 | 0.9 | -20 | Dimmable | 10% |  | Damp Location Rated,Enclosed Fixtures,Recessed Fixtures |  |  |  | 2015-12-20 | 2015-12-30 | United States | ES_43591_90976_12302015090315_3087261 | 2256145
P.Q.L., Inc. | Superior Life® | LED | 90764 |  | G25 | Globe | E26 (Medium) | Decorative | LED | 3 | 60 | 121 | 79.6 |  |  |  | 500 | 7 | 71.4 | No | 25000 | 2700 | 82 | 8 | 0.8 | -40 | Dimmable | 10% |  | Not for Use in Enclosed Fixtures |  |  |  | 2015-09-05 | 2015-09-17 | United States | ES_43591_90764_10012015151826_3178572 | 2249533
P.Q.L., Inc. | Superior Life® | 90886 | 90886 |  | Decorative: Other | Decorative | E12 (Candelabra) | Decorative | LED | 10 | 40 | 100 | 35 |  |  |  | 315 | 4.7 | 67 | No | 25000 | 2700 | 82 | 9 | 0.8 | -20 | Dimmable | 10% |  | Damp Location Rated,Not for Use in Enclosed Fixtures |  |  |  | 2015-01-01 | 2016-04-20 | United States, Canada | ES_43591_90886_04192016094927_5220300 | 2265062
P.Q.L., Inc. | Superior Life® | 90935 | 90935 | ,90935,3000K,38° | MR16 | Reflector (Flood/Spot) | GU5.3 | Directional | LED | 3 | 50 | 47.7 | 50 | 1271 |  | 38 | 500 | 6.5 | 76.9 | No | 25000 | 3000 | 84 | 16 | 0.9 | -40 |  |  |  | Damp Location Rated |  |  |  | 2014-01-01 | 2015-08-25 | United States, Canada | ES_43591_90935_08242015162214_9459802 | 2246484
Publix Super Markets, Incorporated | Publix | FLE13HT3/2/10E/SW | 88133 | ,1428946,; FLE13HT3/2/10E/SW,88133, | CFL Bare Spiral | General Purpose Replacement | E26 (Medium) | Omnidirectional | CFL | 2 | 60 | 115.5 | 45 |  | 1 |  | 915 | 13.4 | 68.3 | No | 10000 | 2700 | 83 | -5 | 0.6 | -15 |  |  |  | Damp Location Rated |  |  |  | 2015-01-12 | 2015-05-21 | United States | ES_22014_88133_05212015171143_8303287 | 2240045
Publix Super Markets, Incorporated | Publix | FLE20HT3/2/10E/SW | 74215 | ,1251438,; FLE20HT3/2/10E/SW,74215, | CFL Bare Spiral | General Purpose Replacement | E26 (Medium) | Omnidirectional | CFL | 2 | 75 | 113.1 | 58.9 |  | 1 |  | 1365 | 20.2 | 67.6 | No | 10000 | 2700 | 82 | -22 | 0.6 | -15 |  |  |  | Damp Location Rated,Not for Use in Enclosed Fixtures |  |  |  | 2014-12-18 | 2015-05-21 | United States | ES_22014_74215_05212015201736_9456331 | 2240059
Publix Super Markets, Incorporated | Publix | FLE23HT3/2/10E/SW | 88075 | ,1428920,; FLE23HT3/2/10E/SW,88075, | CFL Bare Spiral | General Purpose Replacement | E26 (Medium) | Omnidirectional | CFL | 2 | 100 | 128 | 63 |  | 1 |  | 1745 | 23 | 75.9 | No | 10000 | 2700 | 83 | -11 | 0.6 | -15 |  |  |  | Damp Location Rated |  |  |  | 2015-01-12 | 2015-05-22 | United States | ES_22014_88075_05222015110126_2486599 | 2240095
Publix Super Markets, Incorporated | Publix | FLE9HT3/2/10E/SW | 88085 | ,1429217,; FLE9HT3/2/10E/SW,88085, | CFL Bare Spiral | General Purpose Replacement | E26 (Medium) | Omnidirectional | CFL | 2 | 40 | 105.5 | 43 |  | 1 |  | 610 | 9.8 | 62.2 | No | 10000 | 2700 | 84 | 3 | 0.6 | -15 |  |  |  | Damp Location Rated,Not for Use in Enclosed Fixtures |  |  |  | 2015-01-12 | 2015-05-21 | United States | ES_22014_88085_05192015201523_6523030 | 2239724
Reliable Energy Solutions | Galaxy | A19 | A198109.5W |  | A19 | General Purpose Replacement | E26 (Medium) | Omnidirectional | LED | 3 | 60 | 111.7 | 59.6 |  |  |  | 810 | 9.5 | 85.3 | No | 25000 | 4000 | 85 | 20 | 0.9 | -20 | Dimmable | 10% |  | Damp Location Rated,Not for Use in Enclosed Fixtures |  |  |  | 2015-06-22 | 2015-06-24 | United States | ES_1131295_A198109.5W_06242015013220_1023839 | 2242177
Reliable Energy Solutions | POLARIS | LED A19 Lamp | A9W80030K |  | A19 | General Purpose Replacement | E26 (Medium) | Omnidirectional | LED | 3 | 60 | 111.4 | 59.9 |  |  |  | 800 | 9 | 88.9 | No | 25000 | 3000 | 81 | 4 | 0.9 | -20 | Dimmable | 15% |  | Damp Location Rated,Not for Use in Enclosed Fixtures,Recessed Fixtures |  |  |  | 2016-03-10 | 2016-04-01 | United States | ES_1131295_A9W80030K_04012016163712_3871909 | 2264485
Reliable Energy Solutions | POLARIS | LED A19 Lamp | A9W80040K |  | A19 | General Purpose Replacement | E26 (Medium) | Omnidirectional | LED | 3 | 60 | 111.4 | 59.9 |  |  |  | 800 | 9 | 88.9 | No | 25000 | 4000 | 84 | 10 | 0.9 | -20 | Dimmable | 15% |  | Damp Location Rated,Not for Use in Enclosed Fixtures,Recessed Fixtures |  |  |  | 2016-03-10 | 2016-04-01 | United States | ES_1131295_A9W80040K_04012016163744_5982890 | 2264486
Reliable Energy Solutions | POLARIS | LED A19 Lamp | A9W90050K |  | A19 | General Purpose Replacement | E26 (Medium) | Omnidirectional | LED | 3 | 60 | 111.4 | 59.9 |  |  |  | 900 | 9 | 100 | No | 25000 | 5000 | 81 | 5 | 0.9 | -20 | Dimmable | 15% |  | Damp Location Rated,Not for Use in Enclosed Fixtures,Recessed Fixtures |  |  |  | 2016-03-10 | 2016-04-01 | United States | ES_1131295_A9W90050K_04012016163750_1089789 | 2264487
Reliable Energy Solutions | POLARIS | LED BR30 Lamp | BR309W85030K |  | BR30 | Reflector (Flood/Spot) | E26 (Medium) | Directional | LED | 3 | 65 | 131.5 | 94.8 |  |  |  | 850 | 8.5 | 100 | No | 25000 | 3000 | 84 | 14 | 0.9 | -20 | Dimmable | 10% |  | Damp Location Rated,Enclosed Fixtures,Recessed Fixtures |  |  |  | 2016-03-20 | 2016-04-01 | United States | ES_1131295_BR309W85030K_04012016145212_3484929 | 2264476
Reliable Energy Solutions | POLARIS | LED BR30 Lamp | BR309W90040K |  | BR30 | Reflector (Flood/Spot) | E26 (Medium) | Directional | LED | 3 | 65 | 132.2 | 94.7 |  |  |  | 900 | 8.5 | 105.9 | No | 25000 | 4000 | 84 | 15 | 0.9 | -20 | Dimmable | 10% |  | Damp Location Rated,Enclosed Fixtures,Recessed Fixtures |  |  |  | 2016-03-20 | 2016-04-01 | United States | ES_1131295_BR309W90040K_04012016145246_4591932 | 2264477
Reliable Energy Solutions | POLARIS | LED BR40 Lamp | BR4017W150030K |  | BR40 | Reflector (Flood/Spot) | E26 (Medium) | Directional | LED | 3 | 100 | 161 | 126.5 |  |  |  | 1500 | 17 | 88.2 | No | 25000 | 3000 | 85 | 21 | 1 | -20 | Dimmable | 10% |  | Damp Location Rated,Enclosed Fixtures,Recessed Fixtures |  |  |  | 2016-03-20 | 2016-03-29 | United States | ES_1131295_BR4017W150030K_03292016143845_5420024 | 2264472
Reliable Energy Solutions | POLARIS | LED BR40 Lamp | BR4017W155040K |  | BR40 | Reflector (Flood/Spot) | E26 (Medium) | Directional | LED | 3 | 100 | 162.1 | 127.1 |  |  |  | 1550 | 17 | 91.2 | No | 25000 | 4000 | 85 | 22 | 0.9 | -20 | Dimmable | 10% |  | Damp Location Rated,Enclosed Fixtures,Recessed Fixtures |  |  |  | 2016-03-20 | 2016-03-29 | United States | ES_1131295_BR4017W155040K_03292016143919_1478901 | 2264473
Reliable Energy Solutions | POLARIS | LED GU10 Lamp | GU107.5W50030K |  | PAR16 | Reflector (Flood/Spot) | GU10 | Directional | LED | 3 | 75 | 54.5 | 49.9 | 1318 |  | 40 | 500 | 7.5 | 66.7 | No | 25000 | 3000 | 84 | 15 | 0.9 | -20 | Dimmable | 10% |  | Damp Location Rated,Enclosed Fixtures,Recessed Fixtures |  |  |  | 2016-03-10 | 2016-03-23 | United States | ES_1131295_GU107.5W50030K_03232016143822_3788991 | 2264391
Reliable Energy Solutions | POLARIS | LED PAR30 Lamp | PAR3013W80030K |  | PAR30L | Reflector (Flood/Spot) | E26 (Medium) | Directional | LED | 3 | 75 | 117.6 | 95 | 1491 |  | 40 | 800 | 13 | 61.5 | No | 25000 | 3000 | 84 | 13 | 0.9 | -20 | Dimmable | 10% |  | Damp Location Rated,Recessed Fixtures,Not for Use in Enclosed Fixtures |  |  |  | 2016-03-20 | 2016-03-23 | United States | ES_1131295_PAR3013W80030K_03232016143845_4782013 | 2264392
Reliable Energy Solutions | POLARIS | LED PAR30 Lamp | PAR3013W85040K |  | PAR30L | Reflector (Flood/Spot) | E26 (Medium) | Directional | LED | 3 | 75 | 117.3 | 95.1 | 1761 |  | 40 | 850 | 13 | 65.4 | No | 25000 | 5000 | 86 | 19 | 0.9 | -20 | Dimmable | 10% |  | Damp Location Rated,Recessed Fixtures,Not for Use in Enclosed Fixtures |  |  |  | 2016-03-20 | 2016-03-23 | United States | ES_1131295_PAR3013W85040K_03232016143845_5729123 | 2264393
Reliable Energy Solutions | POLARIS | LED PAR30 Lamp | PAR30SN13W30K850LM |  | PAR30 | Reflector (Flood/Spot) | E26 (Medium) | Directional | LED | 3 | 75 | 91 | 95.1 | 1719 |  | 40 | 850 | 13 | 65.4 | No | 25000 | 3000 | 84 | 14 | 0.9 | -20 | Dimmable | 10% |  | Damp Location Rated,Recessed Fixtures,Not for Use in Enclosed Fixtures |  |  |  | 2016-03-20 | 2016-03-29 | United States | ES_1131295_PAR30SN13W30K850LM_03292016143926_3178923 | 2264474
Reliable Energy Solutions | POLARIS | LED PAR38 Lamp | PAR3818W110030K |  | PAR38 | Reflector (Flood/Spot) | E26 (Medium) | Directional | LED | 3 | 100 | 133.2 | 124.6 | 2197 |  | 40 | 1100 | 18 | 61.1 | No | 25000 | 3000 | 83 | 6 | 1 | -20 | Dimmable | 10% |  | Damp Location Rated,Recessed Fixtures,Not for Use in Enclosed Fixtures |  |  |  | 2016-03-10 | 2016-04-01 | United States | ES_1131295_PAR3818W110030K_04012016162421_3819932 | 2264478
Reliable Energy Solutions | Reliable Energy Solutions | L2-CandleD-5W | L2-CandleD-5W |  | Decorative Candle: Other | Decorative | E12 (Candelabra) | Decorative | LED | 3 | 40 | 97 | 35 |  |  |  | 325 | 5.3 | 61.3 | No | 25000 | 3000 | 82 | 17 | 0.9 | -20 | Dimmable | 9% |  | Damp Location Rated,Not for Use in Enclosed Fixtures |  |  |  | 2015-03-10 | 2015-04-06 | United States | ES_1131295_L2-CandleD-5W_04062015063220_1023787 | 2235929
Reliable Energy Solutions | Reliable Energy Solutions | L3-A19D-9W | L3-A19D-9W |  | A19 | General Purpose Replacement | E26 (Medium) | Omnidirectional | LED | 3 | 60 | 112.3 | 60.9 |  |  |  | 800 | 9.7 | 82.5 | No | 25000 | 4000 | 84 | 20 | 0.9 | -20 | Dimmable | 10% |  | Damp Location Rated,Not for Use in Enclosed Fixtures |  |  |  | 2015-03-10 | 2015-04-06 | United States | ES_1131295_L3-A19D-9W_04062015062330_1023787 | 2235866
Renesola Zhejiang System Integration Co Ltd | Renesola | A19 LED Lamp | RA19D009AR0101 |  | A19 | General Purpose Replacement | E26 (Medium) | Omnidirectional | LED | 5 | 60 | 112 | 60 |  |  |  | 800 | 9 | 88.9 | No | 25000 | 2700 | 83 | 10 | 1 | -20 | Dimmable | 10% | Yes | Damp Location Rated,Recessed Fixtures | No |  |  | 2016-08-30 | 2016-08-30 | United States, Canada | ES_1127929_RA19D009AR0101_08302016152703_2134889 | 2277216
Renesola Zhejiang System Integration Co Ltd | Renesola | A19 LED Lamp | RA19D009AR0102 |  | A19 | General Purpose Replacement | E26 (Medium) | Omnidirectional | LED | 5 | 60 | 112 | 59.9 |  |  |  | 800 | 9 | 88.9 | No | 25000 | 3000 | 84 | 11 | 0.9 | -20 | Dimmable | 10% | Yes | Damp Location Rated,Recessed Fixtures | No |  |  | 2016-08-30 | 2016-08-30 | United States, Canada | ES_1127929_RA19D009AR0102_08302016152733_3425919 | 2277217
Renesola Zhejiang System Integration Co Ltd | Renesola | A19 LED Lamp | RA19D009AR0103 |  | A19 | General Purpose Replacement | E26 (Medium) | Omnidirectional | LED | 5 | 60 | 111.9 | 59.9 |  |  |  | 800 | 9 | 88.9 | No | 25000 | 4000 | 83 | 11 | 0.9 | -20 | Dimmable | 10% | Yes | Damp Location Rated,Recessed Fixtures | No |  |  | 2016-08-30 | 2016-08-30 | United States, Canada | ES_1127929_RA19D009AR0103_08302016152743_2134991 | 2277218
Renesola Zhejiang System Integration Co Ltd | Renesola | LED A Lamp | RA21D015S0101 |  | A21 | General Purpose Replacement | E26 (Medium) | Omnidirectional | LED | 5 | 100 | 131.7 | 69.8 |  |  |  | 1600 | 15 | 106.7 | No | 25000 | 2700 | 82 | 8 | 1 | -20 | Dimmable | 10% |  | Damp Location Rated,Not for Use in Enclosed Fixtures |  |  |  | 2015-10-06 | 2015-10-06 | United States, Canada | ES_1127929_RA21D015S0101_10082015025440_1023910 | 2249789
Renesola Zhejiang System Integration Co Ltd | Renesola | LED A Lamp | RA21D015S0102 |  | A21 | General Purpose Replacement | E26 (Medium) | Omnidirectional | LED | 5 | 100 | 131.7 | 69.8 |  |  |  | 1600 | 15 | 106.7 | No | 25000 | 3000 | 82 | 7 | 1 | -20 | Dimmable | 10% |  | Damp Location Rated,Not for Use in Enclosed Fixtures |  |  |  | 2015-10-07 | 2015-10-07 | United States, Canada | ES_1127929_RA21D015S0102_10082015030730_1023911 | 2249793
Renesola Zhejiang System Integration Co Ltd | Renesola | LED A Lamp | RA21D015S0103 |  | A21 | General Purpose Replacement | E26 (Medium) | Omnidirectional | LED | 5 | 100 | 131.7 | 69.8 |  |  |  | 1600 | 15 | 106.7 | No | 25000 | 4000 | 84 | 15 | 0.9 | -20 | Dimmable | 10% |  | Damp Location Rated,Not for Use in Enclosed Fixtures |  |  |  | 2015-10-07 | 2015-10-07 | United States, Canada | ES_1127929_RA21D015S0103_10082015031220_1023911 | 2249794
Renesola Zhejiang System Integration Co Ltd | Renesola | LED A Lamp | RA21D015S0104 |  | A21 | General Purpose Replacement | E26 (Medium) | Omnidirectional | LED | 5 | 100 | 131.7 | 69.8 |  |  |  | 1600 | 15 | 106.7 | No | 25000 | 5000 | 84 | 16 | 0.9 | -20 | Dimmable | 10% |  | Damp Location Rated,Not for Use in Enclosed Fixtures |  |  |  | 2015-10-07 | 2015-10-07 | United States, Canada | ES_1127929_RA21D015S0104_10082015031620_1023911 | 2249795
Renesola Zhejiang System Integration Co Ltd | Renesola | LED BR | REBR200727K |  | R20 | Reflector (Flood/Spot) | E26 (Medium) | Directional | LED | 5 | 50 | 96.2 | 63.3 |  |  | 109 | 550 | 7.2 | 76.4 | No | 25000 | 2700 | 82 | 8 | 0.9 | -20 | Dimmable | 10% |  | Damp Location Rated,Not for Use in Enclosed Fixtures |  |  |  | 2015-09-10 | 2015-09-10 | United States | ES_1127929_REBR200727K_09162015030730_1023891 | 2248082
Renesola Zhejiang System Integration Co Ltd | Renesola | LED BR | REBR200730K |  | R20 | Reflector (Flood/Spot) | E26 (Medium) | Directional | LED | 5 | 50 | 96.2 | 63.4 |  |  | 109 | 550 | 7.1 | 77.5 | No | 25000 | 3000 | 82 | 6 | 0.9 | -20 | Dimmable | 10% |  | Damp Location Rated,Not for Use in Enclosed Fixtures |  |  |  | 2015-09-10 | 2015-09-10 | United States | ES_1127929_REBR200730K_09162015031550_1023891 | 2248083
Renesola Zhejiang System Integration Co Ltd | Renesola | LED BR | REBR200740K |  | R20 | Reflector (Flood/Spot) | E26 (Medium) | Directional | LED | 5 | 50 | 96.2 | 63.3 |  |  | 109 | 550 | 7 | 78.6 | No | 25000 | 4000 | 84 | 16 | 0.9 | -20 | Dimmable | 10% |  | Damp Location Rated,Not for Use in Enclosed Fixtures |  |  |  | 2015-09-10 | 2015-09-10 | United States | ES_1127929_REBR200740K_09162015032000_1023891 | 2248084
Renesola Zhejiang System Integration Co Ltd | Renesola | LED BR | REBR200750K |  | R20 | Reflector (Flood/Spot) | E26 (Medium) | Directional | LED | 5 | 50 | 96.2 | 63.3 |  |  | 108 | 550 | 7 | 78.6 | No | 25000 | 5000 | 85 | 18 | 0.9 | -20 | Dimmable | 10% |  | Damp Location Rated,Not for Use in Enclosed Fixtures |  |  |  | 2015-09-10 | 2015-09-10 | United States | ES_1127929_REBR200750K_09162015032330_1023891 | 2248085
Renesola Zhejiang System Integration Co Ltd | Renesola | LED BR | REBR301127K |  | BR30 | Reflector (Flood/Spot) | E26 (Medium) | Directional | LED | 5 | 65 | 128.9 | 94.7 |  |  | 109 | 850 | 11 | 77.3 | No | 25000 | 2700 | 82 | 9 | 1 | -20 | Dimmable | 10% |  | Damp Location Rated,Not for Use in Enclosed Fixtures |  |  |  | 2015-09-08 | 2015-09-08 | United States | ES_1127929_REBR301127K_09162015033840_1023888 | 2248092
Renesola Zhejiang System Integration Co Ltd | Renesola | LED BR | REBR301130K |  | BR30 | Reflector (Flood/Spot) | E26 (Medium) | Directional | LED | 5 | 65 | 128.9 | 94.7 |  |  | 110 | 850 | 11 | 77.3 | No | 25000 | 3000 | 82 | 9 | 1 | -20 | Dimmable | 10% |  | Damp Location Rated,Not for Use in Enclosed Fixtures |  |  |  | 2015-09-08 | 2015-09-08 | United States | ES_1127929_REBR301130K_09162015034110_1023888 | 2248093
Renesola Zhejiang System Integration Co Ltd | Renesola | LED BR | REBR301140K |  | BR30 | Reflector (Flood/Spot) | E26 (Medium) | Directional | LED | 5 | 65 | 128.9 | 95.7 |  |  | 110 | 850 | 11 | 77.3 | No | 25000 | 4000 | 84 | 16 | 1 | -20 | Dimmable | 10% |  | Damp Location Rated,Not for Use in Enclosed Fixtures |  |  |  | 2015-09-08 | 2015-09-08 | United States | ES_1127929_REBR301140K_09162015034440_1023888 | 2248094
Renesola Zhejiang System Integration Co Ltd | Renesola | LED BR | REBR301150K |  | BR30 | Reflector (Flood/Spot) | E26 (Medium) | Directional | LED | 5 | 65 | 129.7 | 94.2 |  |  | 109 | 850 | 11 | 77.3 | No | 25000 | 5000 | 85 | 16 | 1 | -20 | Dimmable | 10% |  | Damp Location Rated,Not for Use in Enclosed Fixtures |  |  |  | 2015-09-08 | 2015-09-08 | United States | ES_1127929_REBR301150K_09162015034730_1023888 | 2248095
Renesola Zhejiang System Integration Co Ltd | Renesola | LED BR | REBR401727K |  | BR40 | Reflector (Flood/Spot) | E26 (Medium) | Directional | LED | 5 | 100 | 158.7 | 120 |  |  | 109 | 1400 | 17 | 82.4 | No | 25000 | 2700 | 82 | 9 | 0.9 | -20 | Dimmable | 10% |  | Damp Location Rated,Not for Use in Enclosed Fixtures |  |  |  | 2015-09-08 | 2015-09-08 | United States | ES_1127929_REBR401727K_09162015040550_1023888 | 2248096
Renesola Zhejiang System Integration Co Ltd | Renesola | LED BR | REBR401730K |  | BR40 | Reflector (Flood/Spot) | E26 (Medium) | Directional | LED | 5 | 100 | 158.7 | 120 |  |  | 110 | 1400 | 17 | 82.4 | No | 25000 | 3000 | 82 | 9 | 0.9 | -20 | Dimmable | 10% |  | Damp Location Rated,Not for Use in Enclosed Fixtures |  |  |  | 2015-09-08 | 2015-09-08 | United States | ES_1127929_REBR401730K_09162015040730_1023888 | 2248097
Renesola Zhejiang System Integration Co Ltd | Renesola | LED BR | REBR401740K |  | BR40 | Reflector (Flood/Spot) | E26 (Medium) | Directional | LED | 5 | 100 | 158.7 | 120 |  |  | 110 | 1400 | 17 | 82.4 | No | 25000 | 4000 | 84 | 15 | 0.9 | -20 | Dimmable | 10% |  | Damp Location Rated,Not for Use in Enclosed Fixtures |  |  |  | 2015-09-08 | 2015-09-08 | United States | ES_1127929_REBR401740K_09162015041000_1023888 | 2248098
Renesola Zhejiang System Integration Co Ltd | Renesola | LED BR | REBR401750K |  | BR40 | Reflector (Flood/Spot) | E26 (Medium) | Directional | LED | 5 | 100 | 158.7 | 120 |  |  | 111 | 1400 | 17 | 82.4 | No | 25000 | 5000 | 85 | 17 | 0.9 | -20 | Dimmable | 10% |  | Damp Location Rated,Not for Use in Enclosed Fixtures |  |  |  | 2015-09-08 | 2015-09-08 | United States | ES_1127929_REBR401750K_09162015041330_1023888 | 2248099
Renesola Zhejiang System Integration Co Ltd | Renesola | LED Candle | RCD005I01 2700K |  | Decorative Candle: Other | Decorative | E12 (Candelabra) | Decorative | LED | 5 | 40 | 97.2 | 35 |  |  |  | 325 | 5 | 65 | No | 25000 | 2700 | 82 | 7 | 0.9 | -20 | Dimmable | 10% |  | Damp Location Rated,Not for Use in Enclosed Fixtures |  |  |  | 2015-09-04 | 2015-09-04 | United States, Canada | ES_1127929_RCD005I01 2700K_09162015025220_1023886 | 2248081
Renesola Zhejiang System Integration Co Ltd | Renesola | LED Candle | RCD005I01 3000K |  | Decorative Candle: Other | Decorative | E12 (Candelabra) | Decorative | LED | 3 | 40 | 97.2 | 35 |  |  |  | 325 | 5 | 65 | No | 25000 | 3000 | 83 | 14 | 0.9 | -20 | Dimmable | 10% |  | Damp Location Rated |  |  |  | 2015-03-30 | 2015-03-30 | United States | ES_1127929_RCD005I01 3000K_03302015011550_1023784 | 2235445
Renesola Zhejiang System Integration Co Ltd | Renesola | LED lamps | RA60D007X01 2700K |  | A19 | General Purpose Replacement | E26 (Medium) | Omnidirectional | LED | 3 | 40 | 108 | 60 |  |  |  | 450 | 7 | 78.3 | No | 25000 | 2700 | 81 | 7 | 0.8 | -20 | Dimmable | 20% |  | None |  |  |  | 2015-08-17 | 2015-08-10 | United States, Canada | ES_1127929_RA60D007X01 2700K_08142015163750_7174232 | 2246290
Renesola Zhejiang System Integration Co Ltd | Renesola | LED lamps | RA60D007X01 2700K |  | A19 | General Purpose Replacement | E26 (Medium) | Omnidirectional | LED | 3 | 40 | 108 | 60 |  |  |  | 450 | 7 | 78.9 | No | 25000 | 2700 | 81 | 6 | 0.9 | -20 | Dimmable | 20% |  | None |  |  |  | 2015-10-26 | 2015-11-03 | United States, Canada | ES_1127929_RA60D007X01 2700K_11062015133231_2676351 | 2252068
Renesola Zhejiang System Integration Co Ltd | Renesola | LED lamps | RA60D007X01 3000K |  | A19 | General Purpose Replacement | E26 (Medium) | Omnidirectional | LED | 3 | 40 | 108 | 60 |  |  |  | 450 | 7 | 76.4 | No | 25000 | 3000 | 82 | 7 | 0.8 | -20 | Dimmable | 20% |  | None |  |  |  | 2015-08-17 | 2015-08-10 | United States, Canada | ES_1127929_RA60D007X01 3000K_08142015163750_7575567 | 2246291
Renesola Zhejiang System Integration Co Ltd | Renesola | LED lamps | RA60D007X01 4000K |  | A19 | General Purpose Replacement | E26 (Medium) | Omnidirectional | LED | 3 | 40 | 108 | 60 |  |  |  | 450 | 7 | 81 | No | 25000 | 4000 | 83 | 8 | 0.8 | -20 | Dimmable | 20% |  | None |  |  |  | 2015-08-17 | 2015-08-10 | United States, Canada | ES_1127929_RA60D007X01 4000K_08142015163750_1876784 | 2246292
Renesola Zhejiang System Integration Co Ltd | Renesola | LED lamps | RA60D007X01 5000K |  | A19 | General Purpose Replacement | E26 (Medium) | Omnidirectional | LED | 3 | 40 | 108 | 60 |  |  |  | 450 | 7 | 70 | No | 25000 | 5000 | 84 | 10 | 0.8 | -20 | Dimmable | 20% |  | None |  |  |  | 2015-08-17 | 2015-08-10 | United States, Canada | ES_1127929_RA60D007X01 5000K_08142015163750_5563167 | 2246293
Renesola Zhejiang System Integration Co Ltd | Renesola | LED lamps | RA60D010X01 2700K |  | A19 | General Purpose Replacement | E26 (Medium) | Omnidirectional | LED | 3 | 60 | 108.5 | 60 |  |  |  | 800 | 9.8 | 90 | No | 25000 | 2700 | 81 | 4 | 0.9 | -20 | Dimmable | 20% |  | None |  |  |  | 2015-05-18 | 2015-05-14 | United States, Canada | ES_1127929_RA60D010X01_05152015141759_5729250 | 2239516
Reonac Energy Systems Inc./ Think Green Solutions | THINK | LED | LED-THINK-A19E26-300-11.5W |  | A19 | General Purpose Replacement | E26 (Medium) | Omnidirectional | LED | 5 | 60 | 106.7 | 55.9 |  |  |  | 800 | 11.5 | 69.6 | No | 25000 | 3000 | 84 | 22 | 1 | -40 | Dimmable | 10% |  | None |  |  |  | 2014-04-24 | 2014-04-17 | United States | ES_1121025_LED-THINK-A19E26-300-11.5W_05012014084602_6593458 | 2210318
Reonac Energy Systems Inc./ Think Green Solutions | THINK | LED | LED-THINK-B11E12-250-4.9W |  | Decorative: Other | Decorative | E12 (Candelabra) | Decorative | LED | 5 | 40 | 103 | 35 |  |  |  | 315 | 5 | 64.3 | No | 40000 | 3000 | 83 | 21 | 0.7 | -40 | Dimmable | 10% |  | None |  |  |  | 2014-06-02 | 2014-05-28 | United States | ES_1121025_LED-THINK-B11E12-250-4.9W_06052014160942_6724011 | 2212489
Reonac Energy Systems Inc./ Think Green Solutions | THINK | LED | LED-THINK-BR30E26-120-12W |  | BR30 | Reflector (Flood/Spot) | E26 (Medium) | Directional | LED | 5 | 65 | 133 | 95 |  |  | 113 | 865 | 12 | 72.1 | No | 40000 | 3000 | 84 | 24 | 0.9 | -40 | Dimmable | 10% |  | None |  |  |  | 2014-06-20 | 2014-06-24 | United States, Canada | ES_1121025_LED-THINK-BR30E26-120-12W_07092014183655_5394105 | 2214835
Reonac Energy Systems Inc./ Think Green Solutions | THINK | LED | LED-THINK-BR40E26-120-17W |  | BR40 | Reflector (Flood/Spot) | E26 (Medium) | Directional | LED | 5 | 75 | 157 | 125 |  |  |  | 1200 | 17 | 71 | No | 40000 | 3000 | 83 | 19 | 1 | -40 | Dimmable | 10% |  | None |  |  |  | 2014-06-28 | 2014-06-20 | United States | ES_1121025_LED-THINK-BR40E26-120-17W_07092014184028_1143977 | 2214815
Reonac Energy Systems Inc./ Think Green Solutions | THINK | LED | LED-THINK-G25E26-270-7W |  | G25 | Globe | E26 (Medium) | Decorative | LED | 5 | 60 | 121 | 80 |  |  |  | 500 | 7 | 71.4 | No | 25000 | 3000 | 84 | 13 | 0.8 | -40 | Dimmable | 10% |  | None |  |  |  | 2015-05-15 | 2015-05-15 | United States, Canada | ES_1121025_LED-THINK-G25E26-270-7W_05202015134047_5054021 | 2240018
Reonac Energy Systems Inc./ Think Green Solutions | THINK | LED | LED-THINK-MR16GU5-38-8W |  | MR16 | Reflector (Flood/Spot) | GU5.3 | Directional | LED | 3 | 50 | 49 | 50 | 1201 |  | 38 | 500 | 8 | 62.5 | No | 40000 | 3000 | 82 | 12 | 0.7 | -40 | Dimmable | 10% |  | Enclosed Fixtures |  |  |  | 2014-06-18 | 2014-06-10 | United States | ES_1121025_LED-THINK-MR16GU5-38-8W_06132014154710_5283333 | 2213557
Reonac Energy Systems Inc./ Think Green Solutions | THINK | LED | LED-THINK-PAR30E26-40-14.5W-S |  | PAR30 | Reflector (Flood/Spot) | E26 (Medium) | Directional | LED | 5 | 75 | 95 | 85 | 1332 |  | 40 | 850 | 14.5 | 58.6 | No | 40000 | 3000 | 83 | 3 | 0.9 | -40 | Dimmable | 10% |  | None |  |  |  | 2014-06-28 | 2014-06-20 | United States | ES_1121025_LED-THINK-PAR30E26-40-14.5W-S_07092014184129_9783131 | 2214863
Reonac Energy Systems Inc./ Think Green Solutions | THINK | LED | LED-THINK-PAR30E26-40-14W |  | PAR30L | Reflector (Flood/Spot) | E26 (Medium) | Directional | LED | 5 | 75 | 118 | 95 | 1648 |  | 40 | 850 | 14 | 60.7 | No | 40000 | 3000 | 83 | 3 | 1 | -40 | Dimmable | 10% |  | None |  |  |  | 2014-06-28 | 2014-06-20 | United States | ES_1121025_LED-THINK-PAR30E26-40-14W_07092014184044_5852932 | 2214814
Reonac Energy Systems Inc./ Think Green Solutions | THINK | LED | LED-THKG2-A19E26-300-12W |  | A19 | General Purpose Replacement | E26 (Medium) | Omnidirectional | LED | 3 | 60 | 106 | 54 |  |  |  | 800 | 12 | 66.7 | No | 25000 | 3000 | 84 | 22 | 1 | -40 | Dimmable | 10% |  | None |  |  |  | 2014-11-30 | 2014-12-05 | United States, Canada | ES_1121025_LED-THKG2-A19E26-300-12W_12192014162032_1471657 | 2229674
Reonac Energy Systems Inc./ Think Green Solutions | THINK | LED | LED-THKG2-B11-250-5W |  | Decorative: Other | Decorative | E12 (Candelabra) | Decorative | LED | 3 | 40 | 103 | 35 |  |  |  | 300 | 5 | 59.5 | No | 25000 | 3000 | 84 | 21 | 0.7 | -40 | Dimmable | 10% |  | None |  |  |  | 2014-11-30 | 2014-12-02 | United States, Canada | ES_1121025_LED-THKG2-B11-250-5W_12032014175101_2991745 | 2226667
Reonac Energy Systems Inc./ Think Green Solutions | THINK | LED | LED-THKG2-B20E26-120-8W |  | R20 | Reflector (Flood/Spot) | E26 (Medium) | Directional | LED | 5 | 50 | 96 | 64 |  |  | 110 |  | 8 | 62.5 | No | 25000 | 3000 | 82 | 18 | 0.9 | -40 | Dimmable | 10% |  | None |  |  |  | 2014-11-30 | 2014-12-02 | United States, Canada | ES_1121025_LED-THKG2-B20E26-120-8W_12032014175824_7391386 | 2226551
Reonac Energy Systems Inc./ Think Green Solutions | THINK | LED | LED-THKG2-P30E26-40-15W |  | PAR30L | Reflector (Flood/Spot) | E26 (Medium) | Directional | LED | 3 | 75 | 118 | 95 | 1648 |  | 40 | 800 | 15 | 53.3 | No | 40000 | 3000 | 83 | 3 | 1 | -40 | Dimmable | 10% |  | None |  |  |  | 2014-11-30 | 2014-12-09 | United States, Canada | ES_1121025_LED-THKG2-P30E26-40-15W_12192014161034_6001270 | 2229673
Reno LED Lighting | RENO | LED JDR | RENOPAR16-6.5W-5000K-ES |  | PAR16 | Reflector (Flood/Spot) | E26 (Medium) | Directional | LED | 3 | 50 | 75 | 50 | 5066 |  | 35 | 500 | 6.5 | 77 | No | 25000 | 5000 | 85 | 18 | 0.9 | -20 | Dimmable | 13% | Yes | None | No |  |  | 2016-05-30 | 2016-05-06 | Canada | ES_1131122_RENOPAR16-6.5W-5000K-ES_05182016132648_2723050 | 2267020
Reonac Energy Systems Inc./ Think Green Solutions | THINK | LED | LED-THKG2-P38E26-25-20W |  | PAR38 | Reflector (Flood/Spot) | E26 (Medium) | Directional | LED | 3 | 100 | 128 | 120 | 4424 |  | 25 | 1100 | 20.7 | 53.1 | No | 40000 | 3000 | 83 | 5 | 1 | -40 | Dimmable | 10% |  | None |  |  |  | 2014-12-20 | 2014-12-05 | United States, Canada | ES_1121025_LED-THKG2-P38E26-25-20W_12122014164459_7973313 | 2229398
Reonac Energy Systems Inc./ Think Green Solutions | THINK | LED-THINK-A19E26-270-7.5W-3K | LED-THINK-A19E26-270-7.5W-3K |  | A19 | General Purpose Replacement | E26 (Medium) | Omnidirectional | LED | 5 | 40 | 110 | 60 |  |  |  | 480 | 7.5 | 64 | No | 25000 | 3000 | 83 | 13 | 0.9 | -40 | Dimmable | 10% |  | Damp Location Rated |  |  |  | 2015-01-01 | 2016-04-14 | United States, Canada | ES_1121025_LED-THINK-A19E26-270-7.5W-3K_04112016095047_3308679 | 2264081
Reonac Energy Systems Inc./ Think Green Solutions | THINK | LED-THINK-BR30E26-800-120-12W-3K | LED-THINK-BR30E26-800-120-12W-3K |  | BR30 | Reflector (Flood/Spot) | GU10 | Directional | LED | 5 | 65 | 132 | 95 |  |  |  | 800 | 12.2 | 65.6 | No | 25000 | 3000 | 91 | 56 | 0.9 | -40 | Dimmable | 10% |  | Damp Location Rated,Not for Use in Enclosed Fixtures |  |  |  | 2015-01-01 | 2016-02-04 | United States, Canada | ES_1121025_LED-THINK-BR30E26-800-120-12W-3K_02032016093522_8724328 | 2257836
Reonac Energy Systems Inc./ Think Green Solutions | THINK | LED-THINK-MR16GU10-350-38-5W-3K | LED-THINK-MR16GU10-350-38-5W-3K |  | PAR16 | Reflector (Flood/Spot) | GU10 | Directional | LED | 5 | 60 | 53 | 50 | 988 |  | 38 | 350 | 5 | 70 | No | 25000 | 3000 | 83 | 12 | 0.9 | -40 | Dimmable | 10% |  | Damp Location Rated,Not for Use in Enclosed Fixtures |  |  |  | 2015-01-01 | 2016-02-04 | United States, Canada | ES_1121025_LED-THINK-MR16GU10-350-38-5W-3K_02032016094903_7171289 | 2257837
Renesola Zhejiang System Integration Co Ltd | Renesola | LED lamps | RA60D010X01 3000K |  | A19 | General Purpose Replacement | E26 (Medium) | Omnidirectional | LED | 3 | 60 | 108.5 | 60 |  |  |  | 800 | 9.8 | 85 | No | 25000 | 3000 | 82 | 7 | 0.9 | -20 | Dimmable | 20% |  | Damp Location Rated,Enclosed Fixtures |  |  |  | 2015-09-06 | 2015-09-03 | United States, Canada | ES_1127929_RA60D010X01 3000K_09222015154858_6364872 | 2248310
Renesola Zhejiang System Integration Co Ltd | Renesola | LED lamps | RA60D010X01 4000K |  | A19 | General Purpose Replacement | E26 (Medium) | Omnidirectional | LED | 3 | 60 | 108.5 | 60 |  |  |  | 800 | 9.8 | 90 | No | 25000 | 4000 | 82 | 7 | 0.9 | -20 | Dimmable | 20% |  | Damp Location Rated,Enclosed Fixtures |  |  |  | 2015-09-06 | 2015-09-03 | United States, Canada | ES_1127929_RA60D010X01 4000K_09222015154858_8082292 | 2248311
Renesola Zhejiang System Integration Co Ltd | Renesola | LED lamps | RA60D010X01 5000K |  | A19 | General Purpose Replacement | E26 (Medium) | Omnidirectional | LED | 3 | 60 | 108.5 | 60 |  |  |  | 800 | 9.8 | 96 | No | 25000 | 5000 | 84 | 11 | 0.9 | -20 | Dimmable | 20% |  | Damp Location Rated,Enclosed Fixtures |  |  |  | 2015-09-06 | 2015-09-03 | United States, Canada | ES_1127929_RA60D010X01 5000K_09222015154858_1130922 | 2248312
Renesola Zhejiang System Integration Co Ltd | Renesola | LED MR16 | RM16D007AB0102 |  | PAR16 | Reflector (Flood/Spot) | GU10 | Directional | LED | 5 | 50 | 54.5 | 50.2 | 1000 |  | 40 | 450 | 7 | 64.3 | No | 25000 | 3000 | 82 | 5 | 0.9 | -20 | Dimmable | 10% |  | Damp Location Rated,Not for Use in Enclosed Fixtures |  |  |  | 2015-10-07 | 2015-10-07 | United States, Canada | ES_1127929_RM16D007AB0102_10082015033550_1023911 | 2249790
Renesola Zhejiang System Integration Co Ltd | Renesola | LED PAR | REPAR200725D27K |  | PAR20 | Reflector (Flood/Spot) | E26 (Medium) | Directional | LED | 5 | 50 | 81.1 | 63 | 1851 |  | 25 | 470 | 7.2 | 65.3 | No | 25000 | 2700 | 82 | 8 | 0.9 | -20 | Dimmable | 10% |  | Damp Location Rated,Not for Use in Enclosed Fixtures |  |  |  | 2015-09-09 | 2015-09-09 | United States | ES_1127929_REPAR200725D27K_09162015050550_1023890 | 2248105
Renesola Zhejiang System Integration Co Ltd | Renesola | LED PAR | REPAR200725D30K |  | PAR20 | Reflector (Flood/Spot) | E26 (Medium) | Directional | LED | 5 | 50 | 81.1 | 63 | 2080 |  | 25 | 470 | 7 | 67.1 | No | 25000 | 3000 | 82 | 9 | 0.9 | -20 | Dimmable | 10% |  | Damp Location Rated,Not for Use in Enclosed Fixtures |  |  |  | 2015-09-09 | 2015-09-09 | United States | ES_1127929_REPAR200725D30K_09162015051220_1023890 | 2248106
Renesola Zhejiang System Integration Co Ltd | Renesola | LED PAR | REPAR200740D27K |  | PAR20 | Reflector (Flood/Spot) | E26 (Medium) | Directional | LED | 5 | 50 | 81.1 | 63 | 1128 |  | 40 | 470 | 7.2 | 65.3 | No | 25000 | 2700 | 82 | 8 | 0.9 | -20 | Dimmable | 10% |  | Damp Location Rated,Not for Use in Enclosed Fixtures |  |  |  | 2015-09-09 | 2015-09-09 | United States | ES_1127929_REPAR200740D27K_09162015051550_1023890 | 2248107
Renesola Zhejiang System Integration Co Ltd | Renesola | LED PAR | REPAR200740D30K |  | PAR20 | Reflector (Flood/Spot) | E26 (Medium) | Directional | LED | 5 | 50 | 81.1 | 63 | 1181 |  | 40 | 470 | 7 | 67.1 | No | 25000 | 3000 | 82 | 8 | 0.9 | -20 | Dimmable | 10% |  | Damp Location Rated,Not for Use in Enclosed Fixtures |  |  |  | 2015-09-09 | 2015-09-09 | United States | ES_1127929_REPAR200740D30K_09162015052110_1023890 | 2248086
Renesola Zhejiang System Integration Co Ltd | Renesola | LED PAR | REPAR301225D27K |  | PAR30L | Reflector (Flood/Spot) | E26 (Medium) | Directional | LED | 5 | 75 | 116 | 94.7 | 3065 |  | 25 | 850 | 12 | 70.8 | No | 25000 | 2700 | 82 | 7 | 1 | -20 | Dimmable | 10% |  | Damp Location Rated,Not for Use in Enclosed Fixtures |  |  |  | 2015-09-10 | 2015-09-10 | United States | ES_1127929_REPAR301225D27K_09162015053550_1023890 | 2248089
Renesola Zhejiang System Integration Co Ltd | Renesola | LED PAR | REPAR301225D30K |  | PAR30L | Reflector (Flood/Spot) | E26 (Medium) | Directional | LED | 5 | 75 | 116 | 94.7 | 3202 |  | 25 | 850 | 12 | 70.8 | No | 25000 | 3000 | 82 | 8 | 1 | -20 | Dimmable | 10% |  | Damp Location Rated,Not for Use in Enclosed Fixtures |  |  |  | 2015-09-10 | 2015-09-10 | United States | ES_1127929_REPAR301225D30K_09162015052730_1023890 | 2248087
Renesola Zhejiang System Integration Co Ltd | Renesola | LED PAR | REPAR301240D27K |  | PAR30L | Reflector (Flood/Spot) | E26 (Medium) | Directional | LED | 5 | 75 | 116 | 94.7 | 2604 |  | 40 | 850 | 12 | 70.8 | No | 25000 | 2700 | 82 | 7 | 1 | -20 | Dimmable | 10% |  | Damp Location Rated,Not for Use in Enclosed Fixtures |  |  |  | 2015-09-10 | 2015-09-10 | United States | ES_1127929_REPAR301240D27K_09162015053110_1023890 | 2248088
Renesola Zhejiang System Integration Co Ltd | Renesola | LED PAR | REPAR301240D30K |  | PAR30L | Reflector (Flood/Spot) | E26 (Medium) | Directional | LED | 5 | 75 | 116 | 94.7 | 2337 |  | 40 | 850 | 12 | 70.8 | No | 25000 | 3000 | 83 | 12 | 1 | -20 | Dimmable | 10% |  | Damp Location Rated,Not for Use in Enclosed Fixtures |  |  |  | 2015-09-10 | 2015-09-10 | United States | ES_1127929_REPAR301240D30K_09162015060330_1023891 | 2248090
Renesola Zhejiang System Integration Co Ltd | Renesola | LED PAR | REPAR301240D40K |  | PAR30 | Reflector (Flood/Spot) | E26 (Medium) | Directional | LED | 5 | 75 | 116 | 94.7 | 2197 |  | 40 | 850 | 12 | 70.8 | No | 25000 | 4000 | 84 | 15 | 0.9 | -20 | Dimmable | 10% |  | Damp Location Rated,Not for Use in Enclosed Fixtures |  |  |  | 2015-08-26 | 2015-08-26 | United States | ES_1127929_REPAR301240D40K_08272015094000_1023878 | 2246613
Renesola Zhejiang System Integration Co Ltd | Renesola | LED PAR | REPAR301240D50K |  | PAR30L | Reflector (Flood/Spot) | E26 (Medium) | Directional | LED | 5 | 75 | 116 | 94.7 | 2258 |  | 40 | 850 | 12 | 70.8 | No | 25000 | 5000 | 85 | 17 | 0.9 | -20 | Dimmable | 10% |  | Damp Location Rated,Not for Use in Enclosed Fixtures |  |  |  | 2015-09-10 | 2015-09-10 | United States | ES_1127929_REPAR301240D50K_09162015060440_1023891 | 2248091
Reno LED Lighting | RENO | LED Bulb | RENOA19-6W-2700K |  | A19 | General Purpose Replacement | E26 (Medium) | Omnidirectional | LED | 5 | 40 | 112 | 60 |  |  |  | 450 | 6 | 75 | No | 25000 | 2700 | 82 | 5 | 0.9 | -20 | Dimmable | 10% |  | None |  |  |  | 2015-09-05 | 2015-09-04 | Canada | ES_1131122_RENOA19-6W-2700K_09102015150054_9332575 | 2247702
Reno LED Lighting | RENO | LED Bulb | RENOA19-8.5W-2700K |  | A19 | General Purpose Replacement | E26 (Medium) | Omnidirectional | LED | 5 | 60 | 112 | 60 |  |  |  | 800 | 8.7 | 92 | No | 25000 | 2700 | 81 | 5 | 0.9 | -20 | Dimmable | 10% |  | None |  |  |  | 2014-05-01 | 2015-03-17 | Canada | ES_1131122_RENOA19-8.5W-2700K_03232015160840_5768789 | 2235036
Reno LED Lighting | RENO | LED Bulb | RENOA19-8.5W-5000K |  | A19 | General Purpose Replacement | E26 (Medium) | Omnidirectional | LED | 5 | 60 | 112 | 60 |  |  |  | 800 | 8.5 | 94.1 | No | 25000 | 5000 | 84 | 12 | 0.9 | -20 | Dimmable | 10% |  | None |  |  |  | 2015-06-05 | 2015-06-05 | Canada | ES_1131122_RENOA19-8.5W-5000K_06102015102556_6163601 | 2241358
Reno LED Lighting | RENO | LED Bulb | RENOG25-8W-2700K |  | G25 | Globe | E26 (Medium) | Decorative | LED | 5 | 60 | 114 | 80 |  |  |  | 500 | 8.2 | 62.5 | No | 25000 | 2700 | 81 | 13 | 0.9 | -20 | Dimmable | 10% |  | None |  |  |  | 2014-05-01 | 2015-03-18 | Canada | ES_1131122_RENOG25-8W-2700K_03272015163235_2643027 | 2235296
Reno LED Lighting | RENO | LED C35 LAMP | RENOCANDLE-4.5W-2700K-C |  | Decorative Candle: Other | Decorative | E12 (Candelabra) | Decorative | LED | 5 | 40 | 101.5 | 38 |  |  |  | 350 | 4.5 | 77.8 | No | 25000 | 2700 | 82 | 4 | 0.9 | -20 | Dimmable | 10% |  | None |  |  |  | 2014-06-01 | 2015-03-18 | Canada | ES_1131122_RENOCANDLE-4.5W-2700K-C_03272015160033_3224607 | 2235265
Reno LED Lighting | RENO | LED JDR | RENOPAR16-6.5W-3000K-ES |  | PAR16 | Reflector (Flood/Spot) | E26 (Medium) | Directional | LED | 3 | 50 | 75 | 50 | 3036 |  | 35 | 500 | 6.5 | 77 | No | 25000 | 3000 | 83 | 14 | 0.9 | -20 | Dimmable | 13% | Yes | None | No |  |  | 2016-05-30 | 2016-05-06 | Canada | ES_1131122_RENOPAR16-6.5W-3000K-ES_05182016132648_5368956 | 2267019
Reno LED Lighting | RENO | LED OMNI POP | RENO-OMNI-A19-6W-3000K |  | A19 | General Purpose Replacement | E26 (Medium) | Omnidirectional | LED | 5 | 40 | 110 | 60 |  |  |  | 450 | 6 | 75 | No | 25000 | 3000 | 82 | 6 | 0.9 | -18 | Dimmable | 10% | Yes | None | No |  |  | 2016-01-01 | 2016-04-29 | Canada | ES_1131122_RENO-OMNI-A19-6W-3000K_05062016153018_6871658 | 2266396
Reno LED Lighting | RENO | LED OMNI POP | RENO-OMNI-A19-6W-5000K |  | A19 | General Purpose Replacement | E26 (Medium) | Omnidirectional | LED | 5 | 40 | 110 | 60 |  |  |  | 450 | 6 | 75 | No | 25000 | 5000 | 84 | 11 | 0.9 | -18 | Dimmable | 10% | Yes | None | No |  |  | 2016-01-01 | 2016-04-29 | Canada | ES_1131122_RENO-OMNI-A19-6W-5000K_05062016153018_3256145 | 2266397
Reno LED Lighting | RENO | LED OMNI POP | RENO-OMNI-A19-8.5W-3000K |  | A19 | General Purpose Replacement | E26 (Medium) | Omnidirectional | LED | 5 | 60 | 110 | 60 |  |  |  | 800 | 8.5 | 94 | No | 25000 | 3000 | 82 | 6 | 0.9 | -18 | Dimmable | 10% | Yes | None | No |  |  | 2016-05-01 | 2016-04-26 | Canada | ES_1131122_RENO-OMNI-A19-8.5W-3000K_05062016153033_8361024 | 2266394
Reno LED Lighting | RENO | LED OMNI POP | RENO-OMNI-A19-8.5W-4000K |  | A19 | General Purpose Replacement | E26 (Medium) | Omnidirectional | LED | 5 | 60 | 110 | 60 |  |  |  | 800 | 8.5 | 94 | No | 25000 | 4000 | 84 | 14 | 0.9 | -18 | Dimmable | 10% | Yes | Damp Location Rated | No |  |  | 2016-01-01 | 2016-09-30 | United States, Canada | ES_1131122_RENO-OMNI-A19-8.5W-4000K_10042016112534_2158510 | 2280601
Reno LED Lighting | RENO | LED OMNI POP | RENO-OMNI-A19-8.5W-5000K |  | A19 | General Purpose Replacement | E26 (Medium) | Omnidirectional | LED | 5 | 60 | 110 | 60 |  |  |  | 800 | 8.5 | 94 | No | 25000 | 5000 | 85 | 12 | 0.9 | -18 | Dimmable | 10% | Yes | None | No |  |  | 2016-05-01 | 2016-04-26 | Canada | ES_1131122_RENO-OMNI-A19-8.5W-5000K_05062016153033_5537543 | 2266395
Reno LED Lighting | RENO | LED PAR LAMP | RENOPAR20-7.5W-2700K-40D |  | PAR20 | Reflector (Flood/Spot) | E26 (Medium) | Directional | LED | 5 | 50 | 82 | 63 | 786 |  | 40 |  | 7.5 | 57.3 | No | 25000 | 2700 | 82 | 9 | 0.9 | -20 |  | 10% |  | None |  |  |  | 2014-05-01 | 2015-03-18 | Canada | ES_1131122_RENOPAR20-7.5W-2700K-40D_03272015161048_8984732 | 2235273
Reno LED Lighting | RENO | LED PAR LAMP | RENOPAR30L-13.5W-2700K-40D |  | PAR30L | Reflector (Flood/Spot) | E26 (Medium) | Directional | LED | 5 | 75 | 115 | 94 | 1751 |  | 40 |  | 13.5 | 55.6 | No | 25000 | 2700 | 83 | 21 | 0.9 | -20 | Dimmable | 10% |  | None |  |  |  | 2015-06-05 | 2015-06-22 | Canada | ES_1131122_RENOPAR30L-13.5W-2700K-40D_06232015094314_2143471 | 2242105
Reno LED Lighting | RENO | LED PAR LAMP | RENOPAR30L-13.5W-5000K-40D |  | PAR30L | Reflector (Flood/Spot) | E26 (Medium) | Directional | LED | 5 | 75 | 115 | 94 | 2003 |  | 40 |  | 13.5 | 55.6 | No | 25000 | 5000 | 86 | 25 | 0.9 | -20 | Dimmable | 10% |  | None |  |  |  | 2015-06-05 | 2015-06-22 | Canada | ES_1131122_RENOPAR30L-13.5W-5000K-40D_06232015094314_4804412 | 2242106
Reno LED Lighting | RENO | LED PAR LAMP | RENOPAR38-17.5W-2700K-40D |  | PAR38 | Reflector (Flood/Spot) | E26 (Medium) | Directional | LED | 5 | 85 | 132 | 121 | 1561 |  | 40 |  | 17.5 | 60 | No | 25000 | 2700 | 83 | 21 | 1 | -20 | Dimmable | 10% |  | None |  |  |  | 2014-05-01 | 2015-03-20 | Canada | ES_1131122_RENOPAR38-17.5W-2700K-40D_03272015161214_9525889 | 2235269
Reno LED Lighting | RENO | LED PAR LAMP | RENOPAR38-17.5W-5000K-40D |  | PAR38 | Reflector (Flood/Spot) | E26 (Medium) | Directional | LED | 5 | 85 | 132 | 121 | 1699 |  | 40 |  | 17.5 | 60 | No | 25000 | 5000 | 86 | 25 | 0.9 | -20 | Dimmable | 10% |  | None |  |  |  | 2014-05-01 | 2015-03-20 | Canada | ES_1131122_RENOPAR38-17.5W-5000K-40D_03272015161214_1686172 | 2235270
Reno LED Lighting | RENO | PAR16 | RENOGU10-6.5W-2700K-38D |  | PAR16 | Reflector (Flood/Spot) | GU10 | Directional | LED | 5 | 50 | 59 | 50 | 1156 |  | 38 |  | 6.5 | 76.9 | No | 25000 | 2700 | 81 | 5 | 0.9 | -20 | Dimmable | 10% |  | None |  |  |  | 2014-07-01 | 2015-11-25 | Canada | ES_1131122_RENOGU10-6.5W-2700K-38D_03272015161204_3843141 | 2235271
Reonac Energy Systems Inc./ Think Green Solutions | THINK | LED | LED-THINK-A19E26-270-7.5W-4K |  | A19 | General Purpose Replacement | E26 (Medium) | Omnidirectional | LED | 5 | 40 | 110 | 60 |  |  |  | 480 | 7.5 | 64 | No | 25000 | 4000 | 83 | 9 | 0.9 | -40 | Dimmable | 10% |  | None |  |  |  | 2015-08-10 | 2015-08-10 | United States, Canada | ES_1121025_LED-THINK-A19E26-270-7.5W-4K_08142015163813_6735279 | 2246288
Reonac Energy Systems Inc./ Think Green Solutions | THINK | LED | LED-THINK-A19E26-270-7W-4K |  | A19 | General Purpose Replacement | E26 (Medium) | Omnidirectional | LED | 5 | 40 | 109 | 60 |  |  |  | 480 | 7.3 | 66 | No | 25000 | 4000 | 86 | 23 | 0.9 | -40 | Dimmable | 10% |  | None |  |  |  | 2015-07-10 | 2015-07-16 | United States, Canada | ES_1121025_LED-THINK-A19E26-270-7W-4K_07222015150852_8737652 | 2244336
Reonac Energy Systems Inc./ Think Green Solutions | THINK | LED | LED-THINK-A19E26-270-9W-4K |  | A19 | General Purpose Replacement | E26 (Medium) | Omnidirectional | LED | 5 | 60 | 113 | 60 |  |  |  | 800 | 9.1 | 87.7 | No | 25000 | 4000 | 83 | 10 | 1 | -40 | Dimmable | 10% |  | None |  |  |  | 2015-08-10 | 2015-08-10 | United States, Canada | ES_1121025_LED-THINK-A19E26-270-9W-4K_08142015163822_6800856 | 2246287
Reonac Energy Systems Inc./ Think Green Solutions | THINK | LED-THINK-MR16GU5-38-6.5W-3K | LED-THINK-MR16GU5-38-6.5W-3K | ,LED-THINK-MR16GU5-38-6.5W-3K,3000K,38° | MR16 | Reflector (Flood/Spot) | GU5.3 | Directional | LED | 3 | 50 | 47.7 | 50 | 1271 |  | 38 | 500 | 6.5 | 76.9 | No | 25000 | 3000 | 84 | 16 | 0.9 | -40 |  |  |  | Damp Location Rated |  |  |  | 2014-01-01 | 2015-08-24 | United States, Canada | ES_1121025_LED-THINK-MR16GU5-38-6.5W-3K_08202015110628_8602258 | 2246391
Revolution Lighting Technologies, Inc. | Revolution Lighting Technologies | LED Lamps | 181312-220 |  | PAR38 | Reflector (Flood/Spot) | E26 (Medium) | Directional | LED | 3 | 100 | 132.5 | 122.4 | 1674 |  | 45 |  | 14 | 79.5 | No | 25000 | 2700 | 82 | 16 | 1 | -25 | Dimmable | 20% |  | Not for Use in Enclosed Fixtures |  |  |  | 2015-04-28 | 2016-05-10 | United States, Canada | ES_1126369_181312-220_05202016111239_6567448 | 2267489
Revolution Lighting Technologies, Inc. | Revolution Lighting Technologies | LED Lamps | 181312-221 |  | PAR38 | Reflector (Flood/Spot) | E26 (Medium) | Directional | LED | 3 | 100 | 132.5 | 122.4 | 1731 |  | 45 |  | 14 | 85 | No | 25000 | 3000 | 83 | 21 | 1 | -25 | Dimmable | 20% |  | Not for Use in Enclosed Fixtures |  |  |  | 2015-04-28 | 2016-05-10 | United States, Canada | ES_1126369_181312-221_05202016111239_1638402 | 2267490
Revolution Lighting Technologies, Inc. | Revolution Lighting Technologies | LED Lamps | 181312-223 |  | PAR38 | Reflector (Flood/Spot) | E26 (Medium) | Directional | LED | 3 | 100 | 132.5 | 122.4 | 1722 |  | 45 |  | 14 | 89.5 | No | 25000 | 4000 | 81 | 16 | 1 | -25 | Dimmable | 20% |  | Not for Use in Enclosed Fixtures |  |  |  | 2015-04-28 | 2016-05-10 | United States, Canada | ES_1126369_181312-223_05202016111239_7582959 | 2267491
Revolution Lighting Technologies, Inc. | Revolution Lighting Technologies | LED Lamps | 181312-225 |  | PAR38 | Reflector (Flood/Spot) | E26 (Medium) | Directional | LED | 3 | 100 | 132.5 | 122.4 | 1924 |  | 45 |  | 14 | 98 | No | 25000 | 5000 | 83 | 10 | 1 | -25 | Dimmable | 20% |  | Not for Use in Enclosed Fixtures |  |  |  | 2015-04-28 | 2016-05-10 | United States, Canada | ES_1126369_181312-225_05202016111239_9629060 | 2267492
Revolution Lighting Technologies, Inc. | Revolution Lighting Technologies | LED Lamps | 181312-230 |  | PAR38 | Reflector (Flood/Spot) | E26 (Medium) | Directional | LED | 3 | 100 | 132.5 | 122.4 | 1752 |  | 45 |  | 14 | 82.2 | No | 25000 | 2700 | 82 | 17 | 1 | -25 |  | 20% |  | Recessed Fixtures |  |  |  | 2015-05-02 | 2016-05-10 | United States, Canada | ES_1126369_181312-230_05202016111301_9334087 | 2267485
Revolution Lighting Technologies, Inc. | Revolution Lighting Technologies | LED Lamps | 181312-231 |  | PAR38 | Reflector (Flood/Spot) | E26 (Medium) | Directional | LED | 3 | 100 | 132.5 | 122.4 | 1727 |  | 45 |  | 14 | 88.3 | No | 25000 | 3000 | 83 | 22 | 1 | -25 |  | 20% |  | Recessed Fixtures |  |  |  | 2015-05-02 | 2016-05-10 | United States, Canada | ES_1126369_181312-231_05202016111301_5119424 | 2267486
Revolution Lighting Technologies, Inc. | Revolution Lighting Technologies | LED Lamps | 181312-233 |  | PAR38 | Reflector (Flood/Spot) | E26 (Medium) | Directional | LED | 3 | 100 | 132.5 | 122.4 | 1823 |  | 45 |  | 14 | 95.4 | No | 25000 | 4000 | 82 | 19 | 1 | -25 |  | 20% |  | Recessed Fixtures |  |  |  | 2015-05-02 | 2016-05-10 | United States, Canada | ES_1126369_181312-233_05202016111301_1085601 | 2267487
Revolution Lighting Technologies, Inc. | Revolution Lighting Technologies | LED Lamps | 181312-235 |  | PAR38 | Reflector (Flood/Spot) | E26 (Medium) | Directional | LED | 3 | 100 | 132.5 | 122.4 | 2075 |  | 45 |  | 14 | 104 | No | 25000 | 5000 | 82 | 6 | 1 | -25 |  | 20% |  | Recessed Fixtures |  |  |  | 2015-05-02 | 2016-05-10 | United States, Canada | ES_1126369_181312-235_05202016111301_7890239 | 2267488
Revolution Lighting Technologies, Inc. | Revolution Lighting Technologies | LED Lamps | 182311-220 |  | PAR30 | Reflector (Flood/Spot) | E26 (Medium) | Directional | LED | 3 | 75 | 119.5 | 95 | 1690 |  | 35 |  | 10 | 81.5 | No | 25000 | 2700 | 82 | 17 | 1 | -25 | Dimmable | 20% |  | Not for Use in Enclosed Fixtures |  |  |  | 2015-04-28 | 2016-05-16 | United States, Canada | ES_1126369_182311-220_05202016111321_7481980 | 2267481
Revolution Lighting Technologies, Inc. | Revolution Lighting Technologies | LED Lamps | 182311-221 |  | PAR30 | Reflector (Flood/Spot) | E26 (Medium) | Directional | LED | 3 | 75 | 119.5 | 95 | 1722 |  | 35 |  | 10 | 84.5 | No | 25000 | 3000 | 83 | 20 | 1 | -25 | Dimmable | 20% |  | Not for Use in Enclosed Fixtures |  |  |  | 2015-04-28 | 2016-05-16 | United States, Canada | ES_1126369_182311-221_05202016111321_3131602 | 2267482
Revolution Lighting Technologies, Inc. | Revolution Lighting Technologies | LED Lamps | 182311-223 |  | PAR30 | Reflector (Flood/Spot) | E26 (Medium) | Directional | LED | 3 | 75 | 119.5 | 95 | 1799 |  | 35 |  | 10 | 91.9 | No | 25000 | 4000 | 82 | 18 | 1 | -25 | Dimmable | 20% |  | Not for Use in Enclosed Fixtures |  |  |  | 2015-04-28 | 2016-05-16 | United States, Canada | ES_1126369_182311-223_05202016111321_7080715 | 2267483
Revolution Lighting Technologies, Inc. | Revolution Lighting Technologies | LED Lamps | 182311-225 |  | PAR30 | Reflector (Flood/Spot) | E26 (Medium) | Directional | LED | 3 | 75 | 119.5 | 95 | 2015 |  | 35 |  | 10 | 98.5 | No | 25000 | 5000 | 82 | 6 | 1 | -25 | Dimmable | 20% |  | Not for Use in Enclosed Fixtures |  |  |  | 2015-04-28 | 2016-05-16 | United States, Canada | ES_1126369_182311-225_05202016111321_8892430 | 2267484
Revolution Lighting Technologies, Inc. | Revolution Lighting Technologies | LED Lamps | 182311-230 |  | PAR30 | Reflector (Flood/Spot) | E26 (Medium) | Directional | LED | 3 | 75 | 119.5 | 95 | 1730 |  | 35 |  | 10 | 84.8 | No | 25000 | 2700 | 83 | 18 | 1 | -25 |  | 20% |  | Not for Use in Enclosed Fixtures |  |  |  | 2015-04-29 | 2016-05-10 | United States, Canada | ES_1126369_182311-230_05202016111342_4009353 | 2267477
Revolution Lighting Technologies, Inc. | Revolution Lighting Technologies | LED Lamps | 182311-231 |  | PAR30 | Reflector (Flood/Spot) | E26 (Medium) | Directional | LED | 3 | 75 | 119.5 | 95 | 1846 |  | 35 |  | 10 | 87 | No | 25000 | 3000 | 83 | 19 | 1 | -25 |  | 20% |  | Not for Use in Enclosed Fixtures |  |  |  | 2015-04-29 | 2016-05-10 | United States, Canada | ES_1126369_182311-231_05202016111342_6697387 | 2267478
Revolution Lighting Technologies, Inc. | Revolution Lighting Technologies | LED Lamps | 182311-233 |  | PAR30 | Reflector (Flood/Spot) | E26 (Medium) | Directional | LED | 3 | 75 | 119.5 | 95 | 1926 |  | 35 |  | 10 | 96.7 | No | 25000 | 4000 | 84 | 27 | 1 | -25 |  | 20% |  | Not for Use in Enclosed Fixtures |  |  |  | 2015-04-29 | 2016-05-10 | United States, Canada | ES_1126369_182311-233_05202016111342_9914610 | 2267479
Revolution Lighting Technologies, Inc. | Revolution Lighting Technologies | LED Lamps | 182311-235 |  | PAR30 | Reflector (Flood/Spot) | E26 (Medium) | Directional | LED | 3 | 75 | 119.5 | 95 | 2098 |  | 35 |  | 10 | 106.2 | No | 25000 | 5000 | 83 | 8 | 1 | -25 |  | 20% |  | Not for Use in Enclosed Fixtures |  |  |  | 2015-04-29 | 2016-05-10 | United States, Canada | ES_1126369_182311-235_05202016111342_9445343 | 2267480
Revolution Lighting Technologies, Inc. | Revolution Lighting Technologies | LED Lamps | 183310-220 |  | PAR20 | Reflector (Flood/Spot) | E26 (Medium) | Directional | LED | 3 | 50 | 87.2 | 64.5 | 816 |  | 35 |  | 7 | 76.3 | No | 25000 | 2700 | 82 | 18 | 1 | -25 | Dimmable | 20% |  | Not for Use in Enclosed Fixtures |  |  |  | 2015-04-28 | 2016-05-10 | United States, Canada | ES_1126369_183310-220_05202016111407_5482768 | 2267473
Revolution Lighting Technologies, Inc. | Revolution Lighting Technologies | LED Lamps | 183310-221 |  | PAR20 | Reflector (Flood/Spot) | E26 (Medium) | Directional | LED | 3 | 50 | 87.2 | 64.5 | 833 |  | 35 |  | 7 | 80.4 | No | 25000 | 3000 | 83 | 20 | 1 | -25 | Dimmable | 20% |  | Not for Use in Enclosed Fixtures |  |  |  | 2015-04-28 | 2016-05-10 | United States, Canada | ES_1126369_183310-221_05202016111407_9180878 | 2267474
Revolution Lighting Technologies, Inc. | Revolution Lighting Technologies | LED Lamps | 183310-223 |  | PAR20 | Reflector (Flood/Spot) | E26 (Medium) | Directional | LED | 3 | 50 | 87.2 | 64.5 | 783 |  | 35 |  | 7 | 85.3 | No | 25000 | 4000 | 82 | 18 | 1 | -25 | Dimmable | 20% |  | Not for Use in Enclosed Fixtures |  |  |  | 2015-04-28 | 2016-05-10 | United States, Canada | ES_1126369_183310-223_05202016111407_3864922 | 2267475
Renesola Zhejiang System Integration Co Ltd | Renesola | PAR20 LED Lamp | REPAR200740D30K |  | PAR20 | Reflector (Flood/Spot) | E26 (Medium) | Directional | LED | 5 | 50 | 81.1 | 62.9 | 1496 |  | 40 | 500 | 7 | 71.4 | No | 25000 | 3000 | 82 | 7 | 0.9 | -20 | Dimmable | 10% | No | Damp Location Rated | No |  |  | 2016-07-15 | 2016-06-29 | United States, Canada | ES_1127929_REPAR200740D30K_06292016155202_3498090 | 2272548
Renesola Zhejiang System Integration Co Ltd | Renesola | RBR20D007C01 3000K | RBR20D007C01 3000K |  | R20 | Reflector (Flood/Spot) | E26 (Medium) | Directional | LED | 3 | 50 | 98 | 64 |  |  | 120 | 585 | 7.4 | 78.7 | No | 25000 | 3000 | 83 | 17 | 0.9 | -20 | Dimmable | 9% |  | None |  |  |  | 2014-09-26 | 2014-09-26 | United States | ES_1127929_RBR20D007C01 3000K_09292014033440_1023680 | 2220884
Renesola Zhejiang System Integration Co Ltd | Renesola | RG25D006B01 2700k | RG25D006B01 2700k |  | G25 | Globe | E26 (Medium) | Decorative | LED | 5 | 40 | 121 | 79.9 |  |  |  | 450 | 6.1 | 73.8 | No | 25000 | 2700 | 82 | 7 | 0.9 | -20 | Dimmable | 10% |  | Damp Location Rated,Not for Use in Enclosed Fixtures |  |  |  | 2016-03-12 | 2016-03-12 | United States, Canada | ES_1127929_RG25D006B01 2700k_03142016035110_1023979 | 2262332
Renesola Zhejiang System Integration Co Ltd | Renesola | RG25D006B01 3000k | RG25D006B01 3000k |  | G25 | Globe | E26 (Medium) | Decorative | LED | 5 | 40 | 121.1 | 97.4 |  |  |  | 450 | 6.5 | 69.2 | No | 25000 | 3000 | 84 | 20 | 0.9 | -20 | Dimmable | 10% |  | Damp Location Rated,Not for Use in Enclosed Fixtures |  |  |  | 2016-03-13 | 2016-03-14 | United States, Canada | ES_1127929_RG25D006B01 3000k_03142016040840_1023979 | 2262333
Renesola Zhejiang System Integration Co Ltd | Renesola | RP20D007E01 3000K 25D | RP20D007E01 3000K 25D |  | PAR20 | Reflector (Flood/Spot) | E26 (Medium) | Directional | LED | 3 | 50 | 84 | 63 | 1750 |  | 25 | 470 | 7.7 | 61 | No | 25000 | 3000 | 82 | 12 | 0.9 | -20 | Dimmable | 10% |  | None |  |  |  | 2014-09-29 | 2014-09-29 | United States | ES_1127929_RP20D007E01 3000K 25D_09292014032220_1023680 | 2220882
Renesola Zhejiang System Integration Co Ltd | Renesola | RP20D007E01 3000K 40D | RP20D007E01 3000K 40D |  | PAR20 | Reflector (Flood/Spot) | E26 (Medium) | Directional | LED | 3 | 50 | 84 | 63 | 1127 |  | 40 | 470 | 7.7 | 60.1 | No | 25000 | 3000 | 82 | 11 | 0.9 | -20 | Dimmable | 10% |  | Damp Location Rated |  |  |  | 2014-09-29 | 2014-09-29 | United States | ES_1127929_RP20D007E01 3000K 40D_09292014032620_1023680 | 2220883
Renesola Zhejiang System Integration Co Ltd | Renesola | RP20D007E03 2700K 40D | RP20D007E03 2700K 40D |  | PAR20 | Reflector (Flood/Spot) | E26 (Medium) | Directional | LED | 5 | 50 | 79.9 | 62.8 | 1192 |  | 40 | 470 | 7.1 | 66.2 | No | 25000 | 2700 | 81 | 9 | 0.9 | -20 | Dimmable | 10% |  | Damp Location Rated,Not for Use in Enclosed Fixtures |  |  |  | 2016-03-01 | 2016-03-01 | United States, Canada | ES_1127929_RP20D007E03 2700K 40D_03012016043110_1023975 | 2261117
Renesola Zhejiang System Integration Co Ltd | Renesola | RP30D012E01 3000K 40D | RP30D012E01 3000K 40D |  | PAR30 | Reflector (Flood/Spot) | E26 (Medium) | Directional | LED | 3 | 75 | 115.5 | 94.5 | 2140 |  | 40 | 850 | 12.1 | 70.9 | No | 25000 | 3000 | 81 | 12 | 0.9 | -20 | Dimmable | 10% |  | None |  |  |  | 2014-09-30 | 2014-09-30 | United States | ES_1127929_RP30D012E01 3000K 40D_09302014114221_1023681 | 2220888
Renesola Zhejiang System Integration Co Ltd | Renesola | RP30D012E03 2700K 40D | RP30D012E03 2700K 40D |  | PAR30 | Reflector (Flood/Spot) | E26 (Medium) | Directional | LED | 5 | 75 | 116 | 95.1 | 1606 |  | 40 | 850 | 12 | 70.8 | No | 25000 | 2700 | 81 | 11 | 1 | -20 | Dimmable | 10% | No | Damp Location Rated | No |  |  | 2016-03-29 | 2016-03-29 | United States, Canada | ES_1127929_RP30D012E03 2700K 40D_03312016101221_1023983 | 2263552
Reno LED Lighting | RENO | LED | RENOHR16-6W-3000K-38D |  | PAR16 | Reflector (Flood/Spot) | E26 (Medium) | Directional | LED | 3 | 60 | 72 | 49 | 952 |  | 38 |  | 6.2 | 64 | No | 25000 | 3000 | 83 | 21 | 0.7 | -40 | Dimmable | 10% |  | None |  |  |  | 2015-09-20 | 2015-09-28 | Canada | ES_1131122_RENOHR16-6W-3000K-38D_10022015130207_8754805 | 2249326
Reno LED Lighting | RENO | LED BR LAMP | RENOBR30-12W-2700K |  | BR30 | Reflector (Flood/Spot) | E26 (Medium) | Directional | LED | 5 | 65 | 126 | 95 |  |  | 120 | 750 | 12 | 62.5 | No | 25000 | 2700 | 81 | 10 | 0.9 | -20 | Dimmable | 10% |  | None |  |  |  | 2014-03-01 | 2015-03-17 | Canada | ES_1131122_RENOBR30-12W-2700K_03232015160438_6597185 | 2235035
Reno LED Lighting | RENO | LED BR LAMP | RENOBR40-17.5W-2700K |  | BR40 | Reflector (Flood/Spot) | E26 (Medium) | Directional | LED | 5 | 85 | 160 | 121 |  |  | 120 | 1100 | 17.5 | 60.8 | No | 25000 | 2700 | 82 | 11 | 0.9 | -20 | Dimmable | 10% |  | None |  |  |  | 2014-03-01 | 2015-03-17 | Canada | ES_1131122_RENOBR40-17.5W-2700K_03232015160451_3718887 | 2235034
MW LED Inc. | MW LED | Directional LED Lamp PAR20 | MW-P20A02-D 2700K |  | PAR20 | Reflector (Flood/Spot) | E26 (Medium) | Directional | LED | 3 | 50 | 85.6 | 63.2 | 1018 |  | 40 | 500 | 8 | 62.5 | No | 25000 | 2700 | 82 | 2 | 0.9 | -20 | Dimmable | 10% |  | Damp Location Rated,Recessed Fixtures,Not for Use in Enclosed Fixtures |  |  |  | 2015-03-26 | 2015-04-06 | Canada | ES_1130939_MW-P20A02-D 2700K_04062015135251_7653465 | 2235966
MW LED Inc. | MW LED | Directional LED Lamp PAR20 | MW-P20A02-D 3000K |  | PAR20 | Reflector (Flood/Spot) | E26 (Medium) | Directional | LED | 3 | 50 | 85.6 | 63.1 | 1005 |  | 40 | 500 | 8 | 62.5 | No | 25000 | 3000 | 83 | 8 | 0.9 | -20 | Dimmable | 10% |  | Damp Location Rated,Recessed Fixtures,Not for Use in Enclosed Fixtures |  |  |  | 2015-03-26 | 2015-04-06 | Canada | ES_1130939_MW-P20A02-D 3000K_04062015135315_1525943 | 2235971
MW LED Inc. | MW LED | Directional LED Lamp PAR20 | MW-P20A02-D 5000K |  | PAR20 | Reflector (Flood/Spot) | E26 (Medium) | Directional | LED | 3 | 50 | 85.4 | 62.5 | 988 |  | 40 | 500 | 8 | 62.5 | No | 25000 | 5000 | 84 | 17 | 0.9 | -20 | Dimmable | 10% |  | Damp Location Rated,Recessed Fixtures,Not for Use in Enclosed Fixtures |  |  |  | 2015-12-20 | 2015-12-21 | Canada | ES_1130939_MW-P20A02-D 5000K_12212015163930_2098831 | 2256104
MW LED Inc. | MW LED | Directional LED Lamp PAR30 | MW-P30A01-D 2700K |  | PAR30 | Reflector (Flood/Spot) | E26 (Medium) | Directional | LED | 3 | 60 | 91.5 | 95.6 | 2573 |  | 25 | 800 | 13 | 61.5 | No | 25000 | 2700 | 82 | 3 | 0.9 | -20 | Dimmable | 10% |  | Damp Location Rated,Recessed Fixtures,Not for Use in Enclosed Fixtures |  |  |  | 2015-03-26 | 2015-04-06 | Canada | ES_1130939_MW-P30A01-D 2700K_04062015135326_9083877 | 2235976
MW LED Inc. | MW LED | Directional LED Lamp PAR30 | MW-P30A01-D 3000K |  | PAR30 | Reflector (Flood/Spot) | E26 (Medium) | Directional | LED | 3 | 60 | 90.6 | 95 | 2643 |  | 25 | 800 | 13 | 61.5 | No | 25000 | 3000 | 83 | 7 | 0.9 | -20 | Dimmable | 10% |  | Damp Location Rated,Recessed Fixtures,Not for Use in Enclosed Fixtures |  |  |  | 2015-03-26 | 2015-04-06 | Canada | ES_1130939_MW-P30A01-D 3000K_04062015135411_9725621 | 2235978
MW LED Inc. | MW LED | Directional LED Lamp PAR30 | MW-P30A02-D 2700K |  | PAR30 | Reflector (Flood/Spot) | E26 (Medium) | Directional | LED | 3 | 75 | 92 | 95.2 | 1542 |  | 40 | 800 | 13 | 61.5 | No | 25000 | 2700 | 82 | 3 | 0.9 | -20 | Dimmable | 10% |  | Damp Location Rated,Recessed Fixtures,Not for Use in Enclosed Fixtures |  |  |  | 2015-03-26 | 2015-04-06 | Canada | ES_1130939_MW-P30A02-D 2700K_04062015135357_5434517 | 2235977
MW LED Inc. | MW LED | Directional LED Lamp PAR30 | MW-P30A02-D 3000K |  | PAR30 | Reflector (Flood/Spot) | E26 (Medium) | Directional | LED | 3 | 75 | 91.4 | 95.1 | 1548 |  | 40 | 800 | 13 | 61.5 | No | 25000 | 3000 | 83 | 7 | 0.9 | -20 | Dimmable | 10% |  | Damp Location Rated,Recessed Fixtures,Not for Use in Enclosed Fixtures |  |  |  | 2015-03-26 | 2015-04-06 | Canada | ES_1130939_MW-P30A02-D 3000K_04062015135424_7651721 | 2235979
MW LED Inc. | MW LED | Directional LED Lamp PAR30 | MW-P30B01-D 2700K |  | PAR30L | Reflector (Flood/Spot) | E26 (Medium) | Directional | LED | 3 | 50 | 115.3 | 95.2 | 2575 |  | 25 | 800 | 13 | 61.5 | No | 25000 | 2700 | 82 | 2 | 0.9 | -20 | Dimmable | 10% |  | Damp Location Rated,Recessed Fixtures,Not for Use in Enclosed Fixtures |  |  |  | 2015-03-26 | 2015-04-06 | Canada | ES_1130939_MW-P30B01-D 2700K_04062015135437_2089913 | 2235980
MW LED Inc. | MW LED | Directional LED Lamp PAR30 | MW-P30B01-D 3000K |  | PAR30L | Reflector (Flood/Spot) | E26 (Medium) | Directional | LED | 3 | 50 | 115.7 | 95.2 | 2615 |  | 25 | 800 | 13 | 61.5 | No | 25000 | 3000 | 83 | 7 | 0.9 | -20 | Dimmable | 10% |  | Damp Location Rated,Recessed Fixtures,Not for Use in Enclosed Fixtures |  |  |  | 2015-03-26 | 2015-04-06 | Canada | ES_1130939_MW-P30B01-D 3000K_04062015135524_7123567 | 2235985
MW LED Inc. | MW LED | Directional LED Lamp PAR30 | MW-P30B02-D 2700K |  | PAR30L | Reflector (Flood/Spot) | E26 (Medium) | Directional | LED | 3 | 75 | 115.4 | 96.1 | 1584 |  | 40 | 800 | 13 | 61.5 | No | 25000 | 2700 | 82 | 2 | 0.9 | -20 | Dimmable | 10% |  | Damp Location Rated,Recessed Fixtures,Not for Use in Enclosed Fixtures |  |  |  | 2015-03-26 | 2015-04-06 | Canada | ES_1130939_MW-P30B02-D 2700K_04062015135518_9815200 | 2235984
MW LED Inc. | MW LED | Directional LED Lamp PAR30 | MW-P30B02-D 3000K |  | PAR30L | Reflector (Flood/Spot) | E26 (Medium) | Directional | LED | 3 | 75 | 115.4 | 95.8 | 1680 |  | 40 | 800 | 13 | 61.5 | No | 25000 | 3000 | 83 | 6 | 0.9 | -20 | Dimmable | 10% |  | Damp Location Rated,Recessed Fixtures,Not for Use in Enclosed Fixtures |  |  |  | 2015-03-26 | 2015-04-06 | Canada | ES_1130939_MW-P30B02-D 3000K_04062015135537_6717691 | 2235986
MW LED Inc. | MW LED | Directional LED Lamp PAR30 | MW-P30B02-D 5000K |  | PAR30L | Reflector (Flood/Spot) | E26 (Medium) | Directional | LED | 3 | 75 | 117.8 | 95 | 1495 |  | 40 | 800 | 13 | 61.5 | No | 25000 | 5000 | 89 | 37 | 0.9 | -20 | Dimmable | 10% |  | Damp Location Rated,Recessed Fixtures,Not for Use in Enclosed Fixtures |  |  |  | 2015-12-22 | 2015-12-21 | Canada | ES_1130939_MW-P30B02-D 5000K_12212015163943_8177898 | 2256110
MW LED Inc. | MW LED | Directional LED Lamp PAR38 | MW-P38A01-D 2700K |  | PAR38 | Reflector (Flood/Spot) | E26 (Medium) | Directional | LED | 3 | 85 | 132.7 | 124.4 | 3504 |  | 25 | 1100 | 18 | 61.1 | No | 25000 | 2700 | 81 | 2 | 1 | -20 | Dimmable | 10% |  | Damp Location Rated,Recessed Fixtures,Not for Use in Enclosed Fixtures |  |  |  | 2015-03-26 | 2015-04-06 | Canada | ES_1130939_MW-P38A01-D 2700K_04062015135610_2939404 | 2235987
MW LED Inc. | MW LED | Directional LED Lamp PAR38 | MW-P38A01-D 3000K |  | PAR38 | Reflector (Flood/Spot) | E26 (Medium) | Directional | LED | 3 | 85 | 133.1 | 124.9 | 3932 |  | 25 | 1100 | 18 | 61.1 | No | 25000 | 3000 | 83 | 7 | 1 | -20 | Dimmable | 10% |  | Damp Location Rated,Recessed Fixtures,Not for Use in Enclosed Fixtures |  |  |  | 2015-03-26 | 2015-04-06 | Canada | ES_1130939_MW-P38A01-D 3000K_04062015135655_6561469 | 2235989
MW LED Inc. | MW LED | Directional LED Lamp PAR38 | MW-P38A02-D 3000K |  | PAR38 | Reflector (Flood/Spot) | E26 (Medium) | Directional | LED | 3 | 100 | 133.2 | 124.6 | 2197 |  | 40 | 1100 | 18 | 61.1 | No | 25000 | 3000 | 83 | 6 | 1 | -20 | Dimmable | 10% |  | Damp Location Rated,Recessed Fixtures,Not for Use in Enclosed Fixtures |  |  |  | 2015-03-26 | 2015-04-06 | Canada | ES_1130939_MW-P38A02-D 3000K_04062015135710_0982565 | 2235990
MW LED Inc. | MW LED | LED Lamp PAR16 | MW-GU10A01-D 3000K |  | PAR16 | Reflector (Flood/Spot) | GU10 | Directional | LED | 3 | 75 | 54.5 | 49.9 | 1318 |  | 40 | 500 | 7.5 | 66.7 | No | 25000 | 3000 | 84 | 15 | 0.9 | -20 | Dimmable | 10% |  | Damp Location Rated,Enclosed Fixtures,Recessed Fixtures |  |  |  | 2015-09-20 | 2015-09-25 | Canada | ES_1130939_MW-GU10A01-D 3000K_09252015190221_4389014 | 2249172
MW LED Inc. | MW LED | LED Lamp PAR16 | MW-GU10A01-D 5000K |  | PAR16 | Reflector (Flood/Spot) | GU10 | Directional | LED | 3 | 75 | 54.5 | 49.8 | 1411 |  | 40 | 600 | 7.5 | 80 | No | 25000 | 5000 | 86 | 26 | 0.9 | -20 | Dimmable | 10% |  | Damp Location Rated,Enclosed Fixtures,Recessed Fixtures |  |  |  | 2015-11-15 | 2015-11-16 | Canada | ES_1130939_MW-GU10A01-D 5000K_11162015092612_4980908 | 2254327
Outrace Technology Co.,Ltd. | OUTRACE | Integral LED Lamp | OU009-R1JD |  | A19 | General Purpose Replacement | E26 (Medium) | Omnidirectional | LED | 3 | 60 | 106.9 | 60 |  |  |  | 800 | 9 | 88.9 | No | 25000 | 2700 | 81 | 2 | 0.9 | -25 | Dimmable | 5% | No | Damp Location Rated,Not for Use in Recessed Fixtures,Shatter Resistant | No |  |  | 2016-06-10 | 2016-06-02 | United States, Canada | ES_1130835_OU009-R1JD_06022016141539_4592237 | 2270260
Outrace Technology Co.,Ltd. | OUTRACE | Integral LED Lamp | OU013-B3G |  | BR30 | Reflector (Flood/Spot) | E26 (Medium) | Directional | LED | 3 | 65 | 133.1 | 95 |  |  |  | 910 | 13 | 70 | No | 25000 | 5000 | 83 | 8 | 0.9 | -25 | Dimmable | 5% | Yes | Damp Location Rated,Shatter Resistant | No |  |  | 2016-06-10 | 2016-06-14 | United States, Canada | ES_1130835_OU013-B3G_06142016114717_3490135 | 2271795
Outrace Technology Co.,Ltd. | OUTRACE | Integral LED Lamp | OU013-B3J |  | BR30 | Reflector (Flood/Spot) | E26 (Medium) | Directional | LED | 3 | 65 | 132.1 | 94.6 |  |  |  | 910 | 13 | 70 | No | 25000 | 2700 | 81 | 2 | 0.9 | -25 | Dimmable | 5% | Yes | Damp Location Rated,Shatter Resistant | No |  |  | 2016-06-10 | 2016-06-14 | United States, Canada | ES_1130835_OU013-B3J_06142016114644_3498013 | 2271794
Outrace Technology Co.,Ltd. | OUTRACE | Integral LED Lamp | OU017-B4G |  | BR40 | Reflector (Flood/Spot) | E26 (Medium) | Directional | LED | 3 | 75 | 158.9 | 125 |  |  |  | 1190 | 17 | 70 | No | 25000 | 5000 | 83 | 7 | 0.9 | -25 | Dimmable | 5% | Yes | Damp Location Rated,Shatter Resistant | No |  |  | 2016-06-10 | 2016-06-14 | United States, Canada | ES_1130835_OU017-B4G_06142016115535_5900183 | 2271850
Outrace Technology Co.,Ltd. | OUTRACE | Integral LED Lamp | OU017-B4J |  | BR40 | Reflector (Flood/Spot) | E26 (Medium) | Directional | LED | 3 | 75 | 158.1 | 124.4 |  |  |  | 1190 | 17 | 70 | No | 25000 | 2700 | 81 | 2 | 0.9 | -25 | Dimmable | 5% | Yes | Damp Location Rated,Shatter Resistant | No |  |  | 2016-06-10 | 2016-06-14 | United States, Canada | ES_1130835_OU017-B4J_06142016115503_8931209 | 2271849
Outrace Technology Co.,Ltd. | OUTRACE | LED Lamp | OU008-B3A |  | R20 | Reflector (Flood/Spot) | E26 (Medium) | Directional | LED | 3 | 50 | 99.3 | 63.9 |  |  |  | 530 | 8 | 66.3 | No | 25000 | 3000 | 82 | 22 | 1 | -25 | Dimmable | 15% |  | Damp Location Rated,Use With Timers,Enclosed Fixtures,Recessed Fixtures,Use With Photo And/Or Motion Sensors |  |  |  | 2015-02-12 | 2015-02-13 | United States, Canada | ES_1130835_OU008-B3A_02132015150611_0392874 | 2233934
Outrace Technology Co.,Ltd. | OUTRACE | LED Lamp | OU009-Q1A |  | A19 | General Purpose Replacement | E26 (Medium) | Omnidirectional | LED | 3 | 60 | 115.1 | 60.7 |  |  |  | 800 | 9 | 88.9 | No | 25000 | 3000 | 82 | 8 | 1 | -25 | Dimmable | 15% |  | Use With Timers,Damp Location Rated,Not for Use in Recessed Fixtures,Not for Use in Enclosed Fixtures,Use With Photo And/Or Motion Sensors |  |  |  | 2015-02-12 | 2015-02-13 | United States, Canada | ES_1130835_02132015154133_3905487 | 2233937
Outrace Technology Co.,Ltd. | OUTRACE | LED Lamp | OU013-B4A |  | BR30 | Reflector (Flood/Spot) | E26 (Medium) | Directional | LED | 3 | 65 | 133.2 | 95.3 |  |  |  | 800 | 13 | 61.5 | No | 25000 | 3000 | 81 | 22 | 1 | -25 | Dimmable | 15% |  | Damp Location Rated,Use With Timers,Enclosed Fixtures,Recessed Fixtures,Use With Photo And/Or Motion Sensors |  |  |  | 2015-02-12 | 2015-02-13 | United States, Canada | ES_1130835_OU013-B4A_02132015151202_4658492 | 2233935
Outrace Technology Co.,Ltd. | OUTRACE | LED Lamp | OU017-B5A |  | BR40 | Reflector (Flood/Spot) | E26 (Medium) | Directional | LED | 3 | 100 | 157.7 | 127.9 |  |  |  | 1400 | 17 | 82.4 | No | 25000 | 3000 | 81 | 22 | 1 | -25 | Dimmable | 10% |  | Damp Location Rated,Use With Timers,Enclosed Fixtures,Recessed Fixtures,Use With Photo And/Or Motion Sensors |  |  |  | 2015-02-12 | 2015-02-13 | United States, Canada | ES_1130835_OU017-B5A_02132015154034_0395893 | 2233936
Overdrive Electronics PVT. LTD. | Overdrive | L10AOMDIM 10W 2700K | 550 |  | A19 | General Purpose Replacement | E26 (Medium) | Omnidirectional | LED | 5 | 60 | 110.8 | 60 |  |  |  | 800 | 10 | 80 | No | 25000 | 2700 | 80 | 4 | 1 | -20 | Dimmable | 5% |  | None |  |  |  | 2015-02-19 | 2015-02-26 | United States | ES_1116355_550_02262015023950_1023772 | 2233976
Overdrive Electronics PVT. LTD. | Overdrive | L10AOMGUDIM 10W 2700K | 619 |  | A19 | General Purpose Replacement | GU24 | Omnidirectional | LED | 5 | 60 | 110.8 | 60 |  |  |  | 800 | 10 | 80 | No | 25000 | 2700 | 80 | 4 | 1 | -20 | Dimmable | 5% |  | None |  |  |  | 2015-04-15 | 2015-04-24 | United States | ES_1116355_619_04242015040110_1023800 | 2237955
Overdrive Electronics PVT. LTD. | Overdrive | L10HPAR30DIM 10.5W 3000K 40 | 631 |  | PAR30S | Reflector (Flood/Spot) | E26 (Medium) | Directional | LED | 5 | 75 | 91.6 | 94.9 | 1319 |  | 40 | 720 | 10.5 | 68.6 | No | 25000 | 3000 | 91 | 57 | 1 | -4 | Dimmable | 5% | No | Wet Location Rated | No |  |  | 2016-08-05 | 2016-08-05 | United States | ES_1116355_631_08052016041550_1024053 | 2274327
Overdrive Electronics PVT. LTD. | Overdrive | L10HPAR30DIM 10.5W 3000K 40° | 631 |  | PAR30 | Reflector (Flood/Spot) | E26 (Medium) | Directional | LED | 5 | 75 | 91.6 | 94.9 | 1319 |  | 40 | 720 | 10.5 | 68.6 | No | 25000 | 3000 | 91 | 57 | 1 | -20 | Dimmable | 5% |  | Wet Location Rated,Not for Use in Enclosed Fixtures |  |  |  | 2015-12-02 | 2015-12-08 | United States, Canada | ES_1116355_631_12102015040110_1023939 | 2254722
Overdrive Electronics PVT. LTD. | Overdrive | L10HPAR30LNDIM 10.5W 3000K 40 | 632 |  | PAR30L | Reflector (Flood/Spot) | E26 (Medium) | Directional | LED | 5 | 75 | 117.6 | 94.4 | 1319 |  | 40 | 720 | 10.5 | 68.6 | No | 25000 | 3000 | 91 | 57 | 1 | -4 | Dimmable | 5% | No | Wet Location Rated | No |  |  | 2016-08-05 | 2016-08-05 | United States | ES_1116355_632_08052016041550_1024054 | 2274331
Overdrive Electronics PVT. LTD. | Overdrive | L10HPAR30LNDIM 10.5W 3000K 40° | 632 |  | PAR30L | Reflector (Flood/Spot) | E26 (Medium) | Directional | LED | 3 | 75 | 91.6 | 94.9 | 1319 |  | 40 | 720 | 10.5 | 68.6 | No | 25000 | 3000 | 91 | 57 | 1 | -18 | Dimmable | 5% |  | Wet Location Rated,Not for Use in Enclosed Fixtures,Recessed Fixtures |  |  |  | 2015-12-21 | 2015-12-21 | United States, Canada | ES_1116355_632_12222015085730_1023945 | 2255354
Overdrive Electronics PVT. LTD. | Overdrive | L10HR30DIM 10W 2700K | 570 |  | BR30 | Reflector (Flood/Spot) | E26 (Medium) | Directional | LED | 5 | 65 | 131.8 | 94.5 |  |  | 105 | 650 | 10 | 65 | No | 25000 | 2700 | 95 | 77 | 1 | -20 | Dimmable | 5% |  | None |  |  |  | 2014-06-18 | 2014-06-19 | United States | ES_1116355_570_06202014104731_1023628 | 2213488
Overdrive Electronics PVT. LTD. | Overdrive | L11PAR30DIM 11W 3000K 40° | 553 |  | PAR30 | Reflector (Flood/Spot) | E26 (Medium) | Directional | LED | 5 | 75 | 91.7 | 95.1 | 1489 |  | 40 | 750 | 11 | 68.2 | No | 25000 | 3000 | 83 | 15 | 1 | -20 | Dimmable | 5% |  | None |  |  |  | 2014-08-03 | 2014-09-02 | United States | ES_1116355_553_09022014040220_1023662 | 2218494
Overdrive Electronics PVT. LTD. | Overdrive | L11PAR30LNDIM 11W 3000K 40? | 554 |  | PAR30L | Reflector (Flood/Spot) | E26 (Medium) | Directional | LED | 5 | 75 | 116.4 | 94.8 | 1502 |  | 40 | 750 | 11 | 68.2 | No | 25000 | 3000 | 83 | 15 | 1 | -20 | Dimmable | 4% |  | None |  |  |  | 2014-04-24 | 2014-04-24 | United States | ES_1116355_554_04242014043220_1023600 | 2209404
Overdrive Electronics PVT. LTD. | Overdrive | L12AOMDIM 12W 2700K | 628 |  | A19 | General Purpose Replacement | E26 (Medium) | Omnidirectional | LED | 5 | 75 | 118.2 | 59.9 |  |  |  | 1100 | 11 | 91.7 | No | 25000 | 2700 | 82 | 7 | 1 | -20 | Dimmable | 5% |  | None |  |  |  | 2015-10-25 | 2015-12-03 | United States, Canada | ES_1116355_628_12032015031220_1023936 | 2254161
Overdrive Electronics PVT. LTD. | Overdrive | L12HA19DIM/27K | 571 |  | A19 | General Purpose Replacement | E26 (Medium) | Omnidirectional | LED | 5 | 60 | 110.3 | 64.8 |  |  |  | 800 | 12 | 66.7 | No | 30000 | 2700 | 94 | 56 |  | -20 | Dimmable | 9% |  | None |  |  |  | 2014-03-14 | 2014-03-14 | United States, Canada | ES_1116355_571_03182014034220_1023590 | 2206503
Philips Lighting North America Corporation | AmbientLED | BC10MRX16/AMB/F36 3000 DIM 12V | 9290011234 | BC10MRX16/AMB/F36 3000 DIM 12V,9290011234,BC10MRX16/AMB/F36 3000 DIM 12V (454454) | MRX16 | Reflector (Flood/Spot) | GU5.3 | Directional | LED | 5 | 50 | 53.8 | 50 | 2343 |  | 35 | 640 | 10 | 64 | No | 25000 | 3000 | 82 | 13 | 0.9 | -20 | Dimmable | 20% |  | Damp Location Rated,Recessed Fixtures |  |  |  | 2015-03-01 | 2015-04-20 | Canada | ES_1116599_9290011234_04152015174346_2955438 | 2237494
Philips Lighting North America Corporation | AmbientLED | BC12A19/AMB/5000K_DIM_120V | 9290002296A | BC12A19/AMB/5000K_DIM_120V,9290002296A,BC12A19/AMB/5000K_DIM_120V (430397) | A19 | General Purpose Replacement | E26 (Medium) | Omnidirectional | LED | 5 | 60 | 104.6 | 61.2 |  |  |  | 830 | 12 | 69.1 | No | 25000 | 5000 | 84 | 16 | 0.9 | 0 | Dimmable | 10% |  | Damp Location Rated,Recessed Fixtures |  |  |  | 2014-07-30 | 2014-07-31 | United States, Canada | ES_1116599_9290002296A_07312014120420_4694635 | 2217206
Philips Lighting North America Corporation | AmbientLED | BC12A19/AMB/5000K_DIM_120V | 9290002296A | BC12A19/AMB/5000K_DIM_120V,9290002296A,BC12A19/AMB/5000K_DIM_120V (432120) | A19 | General Purpose Replacement | E26 (Medium) | Omnidirectional | LED | 5 | 60 | 104.6 | 61.2 |  |  |  | 830 | 12 | 69.1 | No | 25000 | 5000 | 84 | 16 | 0.9 | 0 | Dimmable | 10% |  | Damp Location Rated,Recessed Fixtures |  |  |  | 2014-07-30 | 2014-07-31 | United States, Canada | ES_1116599_9290002296A_07312014120849_4693109 | 2217207
Philips Lighting North America Corporation | AmbientLED | BC18A21/AMB/827 3WAY ND 120V | 9290011742 | ,,BC18A21/AMB/827 3WAY ND 120V (459156) | A21 | General Purpose Replacement | E26d | Omnidirectional | LED | 5 | 100 | 133.6 | 70.4 |  |  |  | 1600 | 18 | 75 | Yes | 25000 | 2700 | 81 | 7 | 1 | -20 |  |  |  | Damp Location Rated,Use With Timers,Not for Use in Enclosed Fixtures,Recessed Fixtures,Use With Photo And/Or Motion Sensors |  |  |  | 2016-03-25 | 2016-03-29 | United States, Canada | ES_1116599_9290011742_03292016181741_3278786 | 2264431
Philips Lighting North America Corporation | AmbientLED | BC18A21/AMB/827 3WAY ND 120V | 9290011742 | ,,BC18A21/AMB/827 3WAY ND 120V (459172) | A21 | General Purpose Replacement | E26d | Omnidirectional | LED | 5 | 100 | 133.6 | 70.4 |  |  |  | 1600 | 18 | 75 | Yes | 25000 | 2700 | 81 | 7 | 1 | -20 |  |  |  | Damp Location Rated,Use With Timers,Not for Use in Enclosed Fixtures,Recessed Fixtures,Use With Photo And/Or Motion Sensors |  |  |  | 2016-03-25 | 2016-03-29 | United States, Canada | ES_1116599_9290011742_03292016181753_3849921 | 2264432
Philips Lighting North America Corporation | AmbientLED | BC20A21/AMB/2700 3WAY 120V | 9290011219 | ,,BC20A21/AMB/2700 3WAY 120V (453340) | A21 | General Purpose Replacement | E26d | Omnidirectional | LED | 3 | 100 | 125.5 | 66.1 |  |  |  | 1620 | 20 | 81 | Yes | 25000 | 2700 | 81 | 12 | 1 | -20 |  |  |  | Use With Timers,Damp Location Rated,Use With Photo And/Or Motion Sensors |  |  |  | 2014-12-18 | 2014-12-17 | United States | ES_1116599_9290011219_02142015194321_3095744 | 2233904
Philips Lighting North America Corporation | AmbientLED | BC20A21/AMB/2700 3WAY 120V | 9290011219 | ,,BC20A21/AMB/2700 3WAY 120V (453357) | A21 | General Purpose Replacement | E26d | Omnidirectional | LED | 3 | 100 | 125.5 | 66.1 |  |  |  | 1620 | 20 | 81 | Yes | 25000 | 2700 | 81 | 12 | 1 | -20 |  |  |  | Damp Location Rated,Use With Timers,Use With Photo And/Or Motion Sensors |  |  |  | 2014-11-20 | 2015-04-14 | Canada | ES_1116599_9290011219_04142015172112_1298450 | 2237351
Philips Lighting North America Corporation | AmbientLED | BC6.5A19/AMB/2200-2700 DIM 120V | 9290011347 | ,,BC6.5A19/AMB/2200-2700 DIM 120V (455741) | A19 | General Purpose Replacement | E26 (Medium) | Omnidirectional | LED | 5 | 40 | 108.6 | 61.6 |  |  |  | 450 | 6.5 | 69.2 | No | 25000 | 2700 | 81 | 13 | 0.8 | -20 | Dimmable | 20% |  | Damp Location Rated,Use With Timers,Enclosed Fixtures,Recessed Fixtures,Use With Photo And/Or Motion Sensors,Capable of Changing CCT |  |  |  | 2015-01-28 | 2015-01-29 | United States, Canada | ES_1116599_9290011347_01292015190934_9010461 | 2232359
Philips Lighting North America Corporation | AmbientLED | BC6.5A19/AMB/2200-2700 DIM 120V | 9290011347 | ,,BC6.5A19/AMB/2200-2700 DIM 120V (455774) | A19 | General Purpose Replacement | E26 (Medium) | Omnidirectional | LED | 5 | 40 | 108.6 | 61.6 |  |  |  | 450 | 6.5 | 69.2 | No | 25000 | 2700 | 81 | 13 | 0.8 | -20 | Dimmable | 20% |  | Damp Location Rated,Use With Timers,Enclosed Fixtures,Recessed Fixtures,Use With Photo And/Or Motion Sensors,Capable of Changing CCT |  |  |  | 2015-01-28 | 2015-01-29 | Canada | ES_1116599_9290011347_01292015190957_0198734 | 2232360
Philips Lighting North America Corporation | AmbientLED | BC6A19/AMB/5000 DIM 120V | 9290011348 | ,,BC6A19/AMB/5000 DIM 120V (455782) | A19 | General Purpose Replacement | E26 (Medium) | Omnidirectional | LED | 5 | 40 | 108.8 | 61.6 |  |  |  | 450 | 6 | 75 | No | 25000 | 5000 | 81 | 2 | 0.8 | -20 | Dimmable | 20% |  | Damp Location Rated,Use With Timers,Enclosed Fixtures,Recessed Fixtures,Use With Photo And/Or Motion Sensors |  |  |  | 2015-01-28 | 2015-01-28 | United States, Canada | ES_1116599_9290011348_01282015183733_9632924 | 2232341
Philips Lighting North America Corporation | AmbientLED | BC6A19/AMB/5000 DIM 120V | 9290011348 | ,,BC6A19/AMB/5000 DIM 120V (455808) | A19 | General Purpose Replacement | E26 (Medium) | Omnidirectional | LED | 5 | 40 | 108.8 | 61.6 |  |  |  | 450 | 6 | 75 | No | 25000 | 5000 | 81 | 2 | 0.8 | -20 | Dimmable | 20% |  | Damp Location Rated,Use With Timers,Enclosed Fixtures,Recessed Fixtures,Use With Photo And/Or Motion Sensors |  |  |  | 2015-01-28 | 2015-01-28 | Canada | ES_1116599_9290011348_01282015183738_6154955 | 2232342
Philips Lighting North America Corporation | AmbientLED | BC7PAR16/AMB/830/F35/DIM 120V | 9290012454 | BC7PAR16/AMB/830/F35/DIM 120V,9290012454,(464981) | PAR16 | Reflector (Flood/Spot) | E26 (Medium) | Directional | LED | 5 | 50 | 73 | 49.4 | 1663 |  | 35 | 500 | 7 | 71.4 | No | 25000 | 3000 | 82 | 2 | 0.9 | -10 | Dimmable | 20% |  | Damp Location Rated,Not for Use in Enclosed Fixtures |  |  |  | 2016-01-01 | 2016-05-10 | United States, Canada | ES_1116599_9290012454_05042016143559_7891656 | 2266348
Philips Lighting North America Corporation | AmbientLED | BC8.5MRX16/AMB/830/F35/3000 DIM 12V | 9290011504A | BC8.5MRX16/AMB/830/F35/3000 DIM 12V,9290011504A,BC8.5MRX16/AMB/830/F35/3000 DIM 12V (457564) | MRX16 | Reflector (Flood/Spot) | GU5.3 | Directional | LED | 3 | 50 | 49.5 | 50 | 1968 |  | 35 | 660 | 8.5 | 85.3 | No | 25000 | 3000 | 82 | 11 | 0.8 | -20 | Dimmable | 20% |  | Damp Location Rated,Not for Use in Enclosed Fixtures,Recessed Fixtures |  |  |  | 2015-10-01 | 2015-10-23 | United States, Canada | ES_1116599_9290011504A_10232015190314_8893091 | 2251356
Philips Lighting North America Corporation | AmbientLED | BC8.5MRX16/AMB/F35/3000 DIM 12V | 9290011504A | BC8.5MRX16/AMB/F35/3000 DIM 12V,9290011504A,BC8.5MRX16/AMB/F35/3000 DIM 12V (457572) | MRX16 | Reflector (Flood/Spot) | GU5.3 | Directional | LED | 3 | 50 | 49.5 | 50 | 1968 |  | 35 | 660 | 8.5 | 85.3 | No | 25000 | 3000 | 82 | 11 | 0.8 | -20 | Dimmable | 20% |  | Damp Location Rated,Not for Use in Enclosed Fixtures,Recessed Fixtures |  |  |  | 2015-10-01 | 2015-10-23 | United States, Canada | ES_1116599_9290011504A_10232015185858_7765924 | 2251355
Philips Lighting North America Corporation | AmbientLED | BC8A19/AMB/5000K_DIM_120V | 9290002295A | BC8A19/AMB/5000K_DIM_120V,9290002295A,BC8A19/AMB/5000K_DIM_120V (430389) | A19 | General Purpose Replacement | E26 (Medium) | Omnidirectional | LED | 5 | 40 | 106.4 | 61.7 |  |  |  | 470 | 8 | 58.7 | No | 25000 | 5000 | 84 | 14 | 0.9 | 0 | Dimmable | 10% |  | Damp Location Rated,Recessed Fixtures |  |  |  | 2014-07-30 | 2014-07-31 | United States, Canada | ES_1116599_9290002295A_07312014115752_2207910 | 2217205
MW LED Inc. | MW LED | LED Lamp PAR16 | MW-P16A01-D 3000K |  | PAR16 | Reflector (Flood/Spot) | E26 (Medium) | Directional | LED | 3 | 75 | 72.7 | 49.6 | 1426 |  | 40 | 500 | 7.5 | 66.7 | No | 25000 | 3000 | 84 | 16 | 0.9 | -20 | Dimmable | 10% |  | Damp Location Rated,Enclosed Fixtures,Recessed Fixtures |  |  |  | 2015-09-20 | 2015-09-25 | Canada | ES_1130939_MW-P16A01-D 3000K_09252015190245_6588913 | 2249173
MW LED Inc. | MW LED | LED Lamp PAR16 | MW-P16A01-D 5000K |  | PAR16 | Reflector (Flood/Spot) | E26 (Medium) | Directional | LED | 3 | 75 | 72.9 | 49.8 | 1293 |  | 40 | 600 | 7.5 | 80 | No | 25000 | 5000 | 86 | 25 | 0.9 | -20 | Dimmable | 10% |  | Damp Location Rated,Enclosed Fixtures,Recessed Fixtures |  |  |  | 2015-11-15 | 2015-11-20 | Canada | ES_1130939_MW-P16A01-D 5000K_11202015093421_3922133 | 2254330
MW LED Inc. | MW LED | LED Omni Lamp A19 | MW-A19G01-D 2700K |  | A19 | General Purpose Replacement | E26 (Medium) | Omnidirectional | LED | 3 | 60 | 111.7 | 59.6 |  |  |  | 810 | 9.5 | 85.3 | No | 25000 | 2700 | 82 | 6 | 0.9 | -20 | Dimmable | 10% |  | Damp Location Rated,Not for Use in Enclosed Fixtures,Recessed Fixtures |  |  |  | 2015-03-26 | 2015-04-06 | Canada | ES_1130939_MW-A19G01-D 2700K_04062015134902_2054281 | 2235961
MW LED Inc. | MW LED | LED Omni Lamp A19 | MW-A19G01-D 3000K |  | A19 | General Purpose Replacement | E26 (Medium) | Omnidirectional | LED | 3 | 60 | 111.8 | 59.6 |  |  |  | 810 | 9.5 | 85.3 | No | 25000 | 3000 | 83 | 19 | 0.9 | -20 | Dimmable | 10% |  | Damp Location Rated,Not for Use in Enclosed Fixtures,Recessed Fixtures |  |  |  | 2015-03-26 | 2015-04-06 | Canada | ES_1130939_MW-A19G01-D 3000K_04062015134933_9082158 | 2235962
MW LED Inc. | MW LED | LED Omni Lamp A19 | MW-A19G01-D 4000K |  | A19 | General Purpose Replacement | E26 (Medium) | Omnidirectional | LED | 3 | 60 | 111.5 | 59.6 |  |  |  | 810 | 9.5 | 85.3 | No | 25000 | 4000 | 85 | 20 | 0.9 | -20 | Dimmable | 10% |  | Damp Location Rated,Not for Use in Enclosed Fixtures,Recessed Fixtures |  |  |  | 2015-11-15 | 2015-11-16 | Canada | ES_1130939_MW-A19G01-D 4000K_11162015142123_4988712 | 2254312
MW LED Inc. | MW LED | LED Omni Lamp A19 | MW-A19G01-D 5000K |  | A19 | General Purpose Replacement | E26 (Medium) | Omnidirectional | LED | 3 | 60 | 111.2 | 59.8 |  |  |  | 900 | 9.5 | 94.7 | No | 25000 | 5000 | 84 | 17 | 0.9 | -20 | Dimmable | 10% |  | Damp Location Rated,Not for Use in Enclosed Fixtures,Recessed Fixtures |  |  |  | 2015-11-15 | 2015-11-16 | Canada | ES_1130939_MW-A19G01-D 5000K_11162015142132_6753462 | 2254313
MW LED Inc. | MW LED | LED Omni Lamp A19 | MW-A19G11-D 2700K |  | A19 | General Purpose Replacement | E26 (Medium) | Omnidirectional | LED | 3 | 40 | 111.5 | 59.7 |  |  |  | 500 | 6 | 83.3 | No | 25000 | 2700 | 82 | 8 | 0.9 | -20 | Dimmable | 10% |  | Damp Location Rated,Not for Use in Enclosed Fixtures,Recessed Fixtures |  |  |  | 2015-03-26 | 2015-04-06 | Canada | ES_1130939_MW-A19G11-D 2700K_04062015135112_3408791 | 2235963
MW LED Inc. | MW LED | LED Omni Lamp A19 | MW-A19G11-D 3000K |  | A19 | General Purpose Replacement | E26 (Medium) | Omnidirectional | LED | 3 | 40 | 111.3 | 59.8 |  |  |  | 500 | 6 | 83.3 | No | 25000 | 3000 | 85 | 22 | 0.9 | -20 | Dimmable | 10% |  | Damp Location Rated,Not for Use in Enclosed Fixtures,Recessed Fixtures |  |  |  | 2015-03-26 | 2015-04-06 | Canada | ES_1130939_MW-A19G11-D 3000K_04062015135146_2390165 | 2235964
MW LED Inc. | MW LED | PAR20 LED Lamp | MW-P20A02-D-30H |  | PAR20 | Reflector (Flood/Spot) | E26 (Medium) | Directional | LED | 3 | 50 | 87.4 | 63.2 | 989 |  | 40 | 500 | 8 | 62.5 | No | 25000 | 3000 | 85 | 17 | 0.9 | -20 | Dimmable | 10% |  | Damp Location Rated,Recessed Fixtures,Not for Use in Enclosed Fixtures |  |  |  | 2016-03-20 | 2016-04-05 | United States, Canada | ES_1130939_MW-P20A02-D-30H_04052016173912_3819240 | 2264480
MW LED Inc. | MW LED | PAR20 LED Lamp | MW-P20A02-D-50H |  | PAR20 | Reflector (Flood/Spot) | E26 (Medium) | Directional | LED | 3 | 50 | 87.4 | 63.1 | 1193 |  | 40 | 550 | 8 | 68.8 | No | 25000 | 5000 | 86 | 19 | 0.9 | -20 | Dimmable | 10% |  | Damp Location Rated,Recessed Fixtures,Not for Use in Enclosed Fixtures |  |  |  | 2016-03-20 | 2016-04-05 | United States, Canada | ES_1130939_MW-P20A02-D-50H_04052016173949_5980913 | 2264481
MW LED Inc. | MW LED | PAR30 long neck LED Lamp | MW-P30B02-D-30H |  | PAR30L | Reflector (Flood/Spot) | E26 (Medium) | Directional | LED | 3 | 75 | 117.6 | 95 | 1491 |  | 40 | 800 | 13 | 61.5 | No | 25000 | 3000 | 84 | 13 | 0.9 | -20 | Dimmable | 10% |  | Damp Location Rated,Recessed Fixtures,Not for Use in Enclosed Fixtures |  |  |  | 2016-03-20 | 2016-03-29 | United States, Canada | ES_1130939_MW-P30B02-D-30H_03292016173901_2388995 | 2264421
MW LED Inc. | MW LED | PAR30 long neck LED Lamp | MW-P30B02-D-50H |  | PAR30L | Reflector (Flood/Spot) | E26 (Medium) | Directional | LED | 3 | 75 | 117.3 | 95.1 | 1761 |  | 40 | 850 | 13 | 65.4 | No | 25000 | 5000 | 86 | 19 | 0.9 | -20 | Dimmable | 10% |  | Damp Location Rated,Recessed Fixtures,Not for Use in Enclosed Fixtures |  |  |  | 2016-03-20 | 2016-03-29 | United States, Canada | ES_1130939_MW-P30B02-D-50H_03292016173939_8592901 | 2264424
MW LED Inc. | MW LED | PAR38 LED Lamp | MW-P38A02-D-30H |  | PAR38 | Reflector (Flood/Spot) | E26 (Medium) | Directional | LED | 3 | 100 | 130.5 | 121.5 | 2530 |  | 40 | 1200 | 18 | 66.7 | No | 25000 | 3000 | 84 | 11 | 0.9 | -20 | Dimmable | 10% |  | Damp Location Rated,Recessed Fixtures,Not for Use in Enclosed Fixtures |  |  |  | 2016-03-20 | 2016-04-05 | United States, Canada | ES_1130939_MW-P38A02-D-30H_04052016172612_3199026 | 2264482
Neonlite Electronic & Lighting (H.K.) Ltd. | Megaman | LR5210.5dDG-WFL-E26-2700K-120V | LR5210.5dDG-WFL-E26-2700K-120V |  | PAR30 | Reflector (Flood/Spot) | E26 (Medium) | Directional | LED | 3 | 75 | 90.3 | 96.2 | 2360 |  | 35 | 800 | 10.5 | 76.1 | No | 25000 | 2700 | 82 | 11 | 0.9 | -30 | Dimmable | 10% |  | Damp Location Rated,Recessed Fixtures |  |  |  | 2016-01-05 | 2016-01-06 | United States, Canada | ES_1095307_LR5210.5dDG-WFL-E26-2700K-120V_01062016111744_819513 | 2256601
Neonlite Electronic & Lighting (H.K.) Ltd. | Megaman | LR5210.5dDG-WFL-E26-2700K-120V | LR5210.5dDG-WFL-E26-2700K-120V |  | PAR30S | Reflector (Flood/Spot) | E26 (Medium) | Directional | LED | 3 | 75 | 90.3 | 96.2 | 2360 |  | 35 | 800 | 10.5 | 76.1 | No | 25000 | 2700 | 82 | 11 | 0.9 | -30 | Dimmable | 10% | No | Damp Location Rated | No |  |  | 2016-01-05 | 2016-01-06 | United States, Canada | ES_1095307_LR5210.5dDG-WFL-E26-2700K-120V_01062016111744_819513 | 2281564
Overdrive Electronics PVT. LTD. | Overdrive | L13HA19DIM 13W 2700K | 584 |  | A19 | General Purpose Replacement | E26 (Medium) | Omnidirectional | LED | 5 | 60 | 112.5 | 59.9 |  |  |  | 800 | 13 | 61.5 | No | 25000 | 2700 | 92 | 63 | 1 | -20 | Dimmable | 5% |  | None |  |  |  | 2014-11-09 | 2014-11-11 | United States | ES_1116355_584_11112014040110_1023712 | 2224617
Overdrive Electronics PVT. LTD. | Overdrive | L15HR30DIM/27K | 572 |  | BR30 | Reflector (Flood/Spot) | E26 (Medium) | Directional | LED | 5 | 75 | 134.6 | 96.5 |  |  |  | 1000 | 15 | 66.7 | No | 30000 | 2700 | 95 | 57 | 0.9 | -20 | Dimmable | 11% |  | None |  |  |  | 2014-03-14 | 2014-03-14 | United States, Canada | ES_1116355_572_03142014033730_1023590 | 2206173
Overdrive Electronics PVT. LTD. | Overdrive | L16A3WAYOM 3W/11W/16W 2700K | 630 |  | A21 | General Purpose Replacement | E26d | Omnidirectional | LED | 5 | 100 | 139.1 | 67 |  |  |  | 1600 | 16 | 100 | Yes | 25000 | 2700 | 82 | 7 | 1 | -20 |  |  |  | None |  |  |  | 2015-11-30 | 2015-12-07 | United States, Canada | ES_1116355_630_12072015063550_1023938 | 2254389
Overdrive Electronics PVT. LTD. | Overdrive | L16AOMDIM 16W 2700K | 629 |  | A21 | General Purpose Replacement | E26 (Medium) | Omnidirectional | LED | 5 | 100 | 141.3 | 66.7 |  |  |  | 1600 | 16 | 100 | No | 25000 | 2700 | 82 | 9 | 1 | -20 | Dimmable | 5% |  | None |  |  |  | 2015-11-19 | 2015-12-03 | United States, Canada | ES_1116355_629_12032015030440_1023936 | 2254160
Overdrive Electronics PVT. LTD. | Overdrive | L16HPAR38DIM 16.5W 3000K 40 | 633 |  | PAR38 | Reflector (Flood/Spot) | E26 (Medium) | Directional | LED | 5 | 90 | 131 | 121 | 1864 |  | 40 | 1150 | 16.5 | 69.7 | No | 25000 | 3000 | 91 | 56 | 1 | -4 | Dimmable | 5% | No | Wet Location Rated | No |  |  | 2016-08-05 | 2016-08-05 | United States | ES_1116355_633_08052016043840_1024054 | 2274328
Overdrive Electronics PVT. LTD. | Overdrive | L16HPAR38DIM 16.5W 3000K 40° | 633 |  | PAR38 | Reflector (Flood/Spot) | E26 (Medium) | Directional | LED | 5 | 90 | 131 | 121 | 1864 |  | 40 | 1150 | 16.5 | 69.7 | No | 25000 | 3000 | 91 | 56 | 1 | -20 | Dimmable | 5% |  | Wet Location Rated,Not for Use in Enclosed Fixtures |  |  |  | 2015-11-30 | 2015-12-08 | United States, Canada | ES_1116355_633_12102015035330_1023938 | 2254721
Overdrive Electronics PVT. LTD. | Overdrive | L16R40DIM 16.5W 3000K | 642 |  | BR40 | Reflector (Flood/Spot) | E26 (Medium) | Directional | LED | 5 | 85 | 164 | 127 |  |  | 106 | 1230 | 16.5 | 74.5 | No | 25000 | 3000 | 82 | 8 | 0.9 | -20 | Dimmable | 5% | No | Damp Location Rated | No |  |  | 2016-04-04 | 2016-04-19 | United States | ES_1116355_642_04192016121331_1023997 | 2264501
Overdrive Electronics PVT. LTD. | Overdrive | L16R40DIM 16.5W 5000K | 639 |  | BR40 | Reflector (Flood/Spot) | E26 (Medium) | Directional | LED | 5 | 85 | 164 | 127 |  |  | 106 | 1320 | 16.5 | 80 | No | 25000 | 5000 | 84 | 17 | 0.9 | -20 | Dimmable | 5% | No | Damp Location Rated | No |  |  | 2016-04-04 | 2016-04-19 | United States | ES_1116355_639_04192016122441_1023997 | 2264502
Overdrive Electronics PVT. LTD. | Overdrive | L17PAR38DIM 17W 3000K 40? | 556 |  | PAR38 | Reflector (Flood/Spot) | E26 (Medium) | Directional | LED | 5 | 90 | 133.3 | 120.8 | 2387 |  | 40 | 1200 | 17 | 70.6 | No | 25000 | 3000 | 83 | 15 | 1 | -20 | Dimmable | 4% |  | None |  |  |  | 2014-04-24 | 2014-04-24 | United States | ES_1116355_556_04242014042840_1023600 | 2209403
Overdrive Electronics PVT. LTD. | Overdrive | L17R40DIM 17W 2700K | 610 |  | BR40 | Reflector (Flood/Spot) | E26 (Medium) | Directional | LED | 5 | 85 | 163.5 | 127.3 |  |  | 103 | 1200 | 17 | 70.6 | No | 25000 | 2700 | 81 | 2 | 1 | -20 | Dimmable | 10% |  | None |  |  |  | 2015-03-23 | 2015-03-24 | United States | ES_1116355_610_03242015100441_1023782 | 2235095
Overdrive Electronics PVT. LTD. | Overdrive | L17R40DIM 17W 3000K | 600 |  | BR40 | Reflector (Flood/Spot) | E26 (Medium) | Directional | LED | 5 | 85 | 163.5 | 127.3 |  |  | 105 | 1230 | 17 | 72.4 | No | 25000 | 3000 | 81 | 5 | 1 | -20 | Dimmable | 10% |  | Not for Use in Enclosed Fixtures |  |  |  | 2014-12-08 | 2014-12-16 | United States | ES_1116355_600_12162014115001_1023728 | 2229495
Overdrive Electronics PVT. LTD. | Overdrive | L5AOMDIM 5.5W 2700K | 626 |  | A19 | General Purpose Replacement | E26 (Medium) | Omnidirectional | LED | 5 | 40 | 110.5 | 59.8 |  |  |  | 450 | 5.5 | 81.8 | No | 25000 | 2700 | 82 | 8 | 0.8 | -20 | Dimmable | 5% |  | Damp Location Rated,Enclosed Fixtures,Recessed Fixtures |  |  |  | 2016-01-28 | 2016-02-01 | United States | ES_1116355_626_02012016035840_1023959 | 2257575
Overdrive Electronics PVT. LTD. | Overdrive | L5CDDIM 5W 2700K | 547 |  | Decorative: Other | Decorative | E12 (Candelabra) | Decorative | LED | 5 | 40 | 95.7 | 33.3 |  |  |  | 300 | 5 | 60 | No | 25000 | 2700 | 82 | 18 | 0.7 | -20 | Dimmable | 5% |  | None |  |  |  | 2014-06-16 | 2014-06-20 | United States | ES_1116355_547_06232014012330_1023629 | 2213541
Overdrive Electronics PVT. LTD. | Overdrive | L6A19N 6W 2700K | 661 |  | A19 | General Purpose Replacement | E26 (Medium) | Omnidirectional | LED | 5 | 40 | 111 | 60 |  |  |  | 480 | 6 | 80 | No | 15000 | 2700 | 82 | 4 | 0.6 | -20 |  |  | Yes | Other, | No |  |  | 2016-08-24 | 2016-08-29 | United States | ES_1116355_661_08292016025330_1024064 | 2277147
Overdrive Electronics PVT. LTD. | Overdrive | L6AOMDIM 6W 2700K | 549 |  | A19 | General Purpose Replacement | E26 (Medium) | Omnidirectional | LED | 5 | 40 | 110.4 | 60 |  |  |  | 450 | 6 | 75 | No | 25000 | 2700 | 81 | 3 | 0.9 | -20 | Dimmable | 5% |  | None |  |  |  | 2015-02-26 | 2015-02-26 | United States | ES_1116355_549_02262015023110_1023772 | 2233975
Overdrive Electronics PVT. LTD. | Overdrive | L6G25DIM 6W 3000K | 606 |  | G25 | Globe | E26 (Medium) | Decorative | LED | 3 | 40 | 83.5 | 79.7 |  |  |  | 470 | 6 | 78.3 | No | 25000 | 3000 | 81 | 6 | 1 | -20 | Dimmable | 10% |  | None |  |  |  | 2015-03-12 | 2015-03-19 | United States | ES_1116355_606_03192015121621_1023780 | 2234938
Overdrive Electronics PVT. LTD. | Overdrive | L6G25DIM 6W 3000K | 606 |  | G25 | Globe | E26 (Medium) | Decorative | LED | 5 | 40 | 108.6 | 84.8 |  |  |  | 450 | 6 | 75 | No | 25000 | 3000 | 83 | 10 | 0.9 | -20 | Dimmable | 5% | Yes | Damp Location Rated | No |  |  | 2016-10-18 | 2016-10-18 | United States | ES_1116355_606_10182016115221_1024083 | 2281690
Overdrive Electronics PVT. LTD. | Overdrive | L7PAR20DIM 7W 3000K 40? | 552 |  | PAR20 | Reflector (Flood/Spot) | E26 (Medium) | Directional | LED | 5 | 50 | 82.3 | 63.2 | 797 |  |  | 415 | 7 | 59.3 | No | 25000 | 3000 | 84 | 23 |  | -20 | Dimmable | 3% |  | None |  |  |  | 2014-04-24 | 2014-04-24 | United States | ES_1116355_552_04242014043620_1023601 | 2209405
Overdrive Electronics PVT. LTD. | Overdrive | L6HPAR20DIM 6.5W 3000K 40° | 637 |  | PAR20 | Reflector (Flood/Spot) | E26 (Medium) | Directional | LED | 5 | 50 | 84.2 | 62.8 | 866 |  | 40 | 455 | 6.5 | 70 | No | 25000 | 3000 | 91 | 56 | 0.9 | -20 | Dimmable | 5% | Yes | Wet Location Rated | No |  |  | 2016-04-05 | 2016-04-15 | United States | ES_1116355_637_04182016012220_1023995 | 2264385
Overdrive Electronics PVT. LTD. | Overdrive | L6MRGUDIM 6.5W 3000K 40 | 647 |  | PAR16 | Reflector (Flood/Spot) | GU10 | Directional | LED | 5 | 50 | 55.2 | 50.2 | 876 |  | 40 | 520 | 6.5 | 80 | No | 25000 | 3000 | 83 | 12 | 1 | -20 | Dimmable | 5% |  | None |  |  |  | 2016-04-17 | 2016-04-27 | United States | ES_1116355_647_04272016025440_1024002 | 2265467
Overdrive Electronics PVT. LTD. | Overdrive | L6MRGUDIM 6.5W 3000K 40° | 647 |  | PAR16 | Reflector (Flood/Spot) | GU10 | Directional | LED | 5 | 50 | 55.2 | 50.2 | 876 |  | 40 | 500 | 6.5 | 76.9 | No | 25000 | 3000 | 83 | 12 | 1 | -20 | Dimmable | 5% | Yes | Damp Location Rated | No |  |  | 2016-09-30 | 2016-09-30 | United States | ES_1116355_647_09302016044550_1024079 | 2280463
Philips Lighting North America Corporation | AmbientLED | BC9.5A19/AMB/2200-2700 DIM 120V | 9290011345 | ,,BC9.5A19/AMB/2200-2700 DIM 120V (455816) | A19 | General Purpose Replacement | E26 (Medium) | Omnidirectional | LED | 5 | 60 | 108.9 | 61.4 |  |  |  | 800 | 9.5 | 84.2 | No | 25000 | 2700 | 81 | 15 | 0.9 | -20 | Dimmable | 20% |  | Damp Location Rated,Use With Timers,Enclosed Fixtures,Recessed Fixtures,Use With Photo And/Or Motion Sensors,Capable of Changing CCT |  |  |  | 2015-01-31 | 2015-01-30 | United States, Canada | ES_1116599_9290011345_01302015191931_9008355 | 2232369
Philips Lighting North America Corporation | AmbientLED | BC9.5A19/AMB/2200-2700 DIM 120V | 9290011345 | ,,BC9.5A19/AMB/2200-2700 DIM 120V (455832) | A19 | General Purpose Replacement | E26 (Medium) | Omnidirectional | LED | 5 | 60 | 108.9 | 61.4 |  |  |  | 800 | 9.5 | 84.2 | No | 25000 | 2700 | 81 | 15 | 0.9 | -20 | Dimmable | 20% |  | Damp Location Rated,Use With Timers,Enclosed Fixtures,Recessed Fixtures,Use With Photo And/Or Motion Sensors,Capable of Changing CCT |  |  |  | 2015-01-31 | 2015-01-30 | Canada | ES_1116599_9290011345_01302015191902_9809170 | 2232366
Philips Lighting North America Corporation | AmbientLED | BC9.5A19/AMB/2200-2700 DIM 120V | 9290011345 | ,,BC9.5A19/AMB/2200-2700 DIM 120V (455840) | A19 | General Purpose Replacement | E26 (Medium) | Omnidirectional | LED | 5 | 60 | 108.9 | 61.4 |  |  |  | 800 | 9.5 | 84.2 | No | 25000 | 2700 | 81 | 15 | 0.9 | -20 | Dimmable | 20% |  | Damp Location Rated,Use With Timers,Enclosed Fixtures,Recessed Fixtures,Use With Photo And/Or Motion Sensors,Capable of Changing CCT |  |  |  | 2015-01-31 | 2015-01-30 | United States, Canada | ES_1116599_9290011345_01302015191941_0730325 | 2232371
Philips Lighting North America Corporation | AmbientLED | BC9.5A19/AMB/2200-2700 DIM 120V | 9290011345 | ,,BC9.5A19/AMB/2200-2700 DIM 120V (455857) | A19 | General Purpose Replacement | E26 (Medium) | Omnidirectional | LED | 5 | 60 | 108.9 | 61.4 |  |  |  | 800 | 9.5 | 84.2 | No | 25000 | 2700 | 81 | 15 | 0.9 | -20 | Dimmable | 20% |  | Damp Location Rated,Use With Timers,Enclosed Fixtures,Recessed Fixtures,Use With Photo And/Or Motion Sensors,Capable of Changing CCT |  |  |  | 2015-01-31 | 2015-01-30 | Canada | ES_1116599_9290011345_01302015191947_0013441 | 2232372
Philips Lighting North America Corporation | AmbientLED | BC9.5A19/AMB/2200-2700 DIM 2PK 120V | 9290011345 | ,,BC9.5A19/AMB/2200-2700 DIM 2PK 120V (455865) | A19 | General Purpose Replacement | E26 (Medium) | Omnidirectional | LED | 5 | 60 | 108.9 | 61.4 |  |  |  | 800 | 9.5 | 84.2 | No | 25000 | 2700 | 81 | 15 | 0.9 | -20 | Dimmable | 20% |  | Damp Location Rated,Use With Timers,Enclosed Fixtures,Recessed Fixtures,Use With Photo And/Or Motion Sensors,Capable of Changing CCT |  |  |  | 2015-01-31 | 2015-01-30 | Canada | ES_1116599_9290011345_01302015191920_9874351 | 2232367
Philips Lighting North America Corporation | AmbientLED | BC9.5A19/AMB/827-22/DIM 120V | 9290011840 | BC9.5A19/AMB/827-22/DIM 120V,9290011840,BC9.5A19/AMB/827-22/DIM 120V (455816) | A19 | General Purpose Replacement | E26 (Medium) | Omnidirectional | LED | 5 | 60 | 109.5 | 61.3 |  |  |  | 800 | 9.5 | 95 | No | 25000 | 2700 | 81 | 6 | 0.9 | -20 | Dimmable | 20% |  | Damp Location Rated,Use With Timers,Enclosed Fixtures,Recessed Fixtures,Use With Photo And/Or Motion Sensors |  |  |  | 2015-01-01 | 2016-01-15 | United States, Canada | ES_1116599_9290011840_01152016122535_5893823 | 2256736
Philips Lighting North America Corporation | AmbientLED | BC9.5A19/AMB/827-22/DIM 120V | 9290011840 | BC9.5A19/AMB/827-22/DIM 120V,9290011840,BC9.5A19/AMB/827-22/DIM 120V (455832) | A19 | General Purpose Replacement | E26 (Medium) | Omnidirectional | LED | 5 | 60 | 109.5 | 61.3 |  |  |  | 800 | 9.5 | 95 | No | 25000 | 2700 | 81 | 6 | 0.9 | -20 | Dimmable | 20% |  | Damp Location Rated,Use With Timers,Enclosed Fixtures,Recessed Fixtures,Use With Photo And/Or Motion Sensors |  |  |  | 2015-01-01 | 2016-01-15 | United States, Canada | ES_1116599_9290011840_01152016122656_310937 | 2256737
Philips Lighting North America Corporation | AmbientLED | BC9.5A19/AMB/827-22/DIM 120V | 9290011840 | BC9.5A19/AMB/827-22/DIM 120V,9290011840,BC9.5A19/AMB/827-22/DIM 120V (455840) | A19 | General Purpose Replacement | E26 (Medium) | Omnidirectional | LED | 5 | 60 | 109.5 | 61.3 |  |  |  | 800 | 9.5 | 95 | No | 25000 | 2700 | 81 | 6 | 0.9 | -20 | Dimmable | 20% |  | Damp Location Rated,Use With Timers,Enclosed Fixtures,Recessed Fixtures,Use With Photo And/Or Motion Sensors |  |  |  | 2015-01-01 | 2016-01-15 | United States, Canada | ES_1116599_9290011840_01152016122846_1066247 | 2256739
Philips Lighting North America Corporation | AmbientLED | BC9.5A19/AMB/827-22/DIM 120V | 9290011840 | BC9.5A19/AMB/827-22/DIM 120V,9290011840,BC9.5A19/AMB/827-22/DIM 120V (455857) | A19 | General Purpose Replacement | E26 (Medium) | Omnidirectional | LED | 5 | 60 | 109.5 | 61.3 |  |  |  | 800 | 9.5 | 95 | No | 25000 | 2700 | 81 | 6 | 0.9 | -20 | Dimmable | 20% |  | Damp Location Rated,Use With Timers,Enclosed Fixtures,Recessed Fixtures,Use With Photo And/Or Motion Sensors |  |  |  | 2015-01-01 | 2016-01-15 | United States, Canada | ES_1116599_9290011840_01152016122733_3600274 | 2256738
Philips Lighting North America Corporation | AmbientLED | BC9.5A19/AMB/827/DIM 120V | A9290012006 | BC9.5A19/AMB/827/DIM 120V,A9290012006,BC9.5A19/AMB/827/DIM 120V (461236) | A19 | General Purpose Replacement | E26 (Medium) | Omnidirectional | LED | 5 | 60 | 109.3 | 61.4 |  |  |  | 800 | 9.5 | 84.2 | No | 25000 | 2700 | 82 | 6 | 0.9 | -20 | Dimmable | 20% |  | Damp Location Rated,Use With Timers,Enclosed Fixtures,Recessed Fixtures,Use With Photo And/Or Motion Sensors |  |  |  | 2015-11-01 | 2015-12-30 | United States, Canada | ES_1116599_A9290012006_12282015161613_3799096 | 2255778
Philips Lighting North America Corporation | AmbientLED | BC9.5A19/AMB/827/DIM 120V | A9290012006 | BC9.5A19/AMB/827/DIM 120V,A9290012006,BC9.5A19/AMB/827/DIM 120V (461244) | A19 | General Purpose Replacement | E26 (Medium) | Omnidirectional | LED | 5 | 60 | 109.3 | 61.4 |  |  |  | 800 | 9.5 | 84.2 | No | 25000 | 2700 | 82 | 6 | 0.9 | -20 | Dimmable | 20% |  | Damp Location Rated,Use With Timers,Enclosed Fixtures,Recessed Fixtures,Use With Photo And/Or Motion Sensors |  |  |  | 2015-11-01 | 2015-12-30 | United States, Canada | ES_1116599_A9290012006_12282015184253_6398889 | 2255779
Philips Lighting North America Corporation | AmbientLED | BC9.5BR30/AMB/F90 2200-2700 DIM 120V | 9290011117 | BC9.5BR30/AMB/F90 2200-2700 DIM 120V,9290011117,BC9.5BR30/AMB/F90 2200-2700 DIM 120V (452235) | BR30 | Reflector (Flood/Spot) | E26 (Medium) | Directional | LED | 5 | 65 | 130.8 | 95.3 |  |  | 90 | 730 | 9.5 | 76.8 | No | 25000 | 2700 | 81 | 11 | 0.8 | 0 | Dimmable | 20% |  | Damp Location Rated,Use With Timers,Recessed Fixtures,Use With Photo And/Or Motion Sensors |  |  |  | 2014-06-20 | 2014-07-24 | United States, Canada | ES_1116599_9290011117_07242014094454_3757745 | 2216368
Philips Lighting North America Corporation | AmbientLED | BC9A19/AMB/5000 DIM 120V | 9290011346 | ,,BC9A19/AMB/5000 DIM 120V (455873) | A19 | General Purpose Replacement | E26 (Medium) | Omnidirectional | LED | 5 | 60 | 108.9 | 61.2 |  |  |  | 800 | 9 | 88.9 | No | 25000 | 5000 | 81 | 2 | 0.9 | -20 | Dimmable | 20% |  | Damp Location Rated,Use With Timers,Enclosed Fixtures,Recessed Fixtures,Use With Photo And/Or Motion Sensors |  |  |  | 2015-01-28 | 2015-01-29 | United States, Canada | ES_1116599_9290011346_01292015185635_9971565 | 2232350
Philips Lighting North America Corporation | AmbientLED | BC9A19/AMB/5000 DIM 120V | 9290011346 | ,,BC9A19/AMB/5000 DIM 120V (455899) | A19 | General Purpose Replacement | E26 (Medium) | Omnidirectional | LED | 5 | 60 | 108.9 | 61.2 |  |  |  | 800 | 9 | 88.9 | No | 25000 | 5000 | 81 | 2 | 0.9 | -20 | Dimmable | 20% |  | Damp Location Rated,Use With Timers,Enclosed Fixtures,Recessed Fixtures,Use With Photo And/Or Motion Sensors |  |  |  | 2015-01-28 | 2015-01-29 | Canada | ES_1116599_9290011346_01292015185642_8097615 | 2232351
MW LED Inc. | MW LED | PAR38 LED Lamp | MW-P38A02-D-50H |  | PAR38 | Reflector (Flood/Spot) | E26 (Medium) | Directional | LED | 3 | 100 | 129.6 | 121.3 | 2886 |  | 40 | 1350 | 18 | 75 | No | 25000 | 5000 | 84 | 12 | 0.9 | -20 | Dimmable | 10% |  | Damp Location Rated,Recessed Fixtures,Not for Use in Enclosed Fixtures |  |  |  | 2016-03-20 | 2016-04-05 | United States, Canada | ES_1130939_MW-P38A02-D-50H_04052016172646_5680181 | 2264483
Nanogrid Limited | Nanoleaf | LED Light Bulb | NL05-0470FD120E26 |  | A19 | General Purpose Replacement | E26 (Medium) | Omnidirectional | LED | 3 | 40 | 103.7 | 66.8 |  |  |  | 470 | 5 | 94 | No | 25000 | 2700 | 82 | 9 | 0.9 | -20 | Dimmable | 5% |  | Damp Location Rated,Not for Use in Enclosed Fixtures,Recessed Fixtures,Shatter Resistant,Vibration Service |  |  |  | 2015-04-01 | 2015-08-20 | United States, Canada | ES_1133410_NL05-0470FD120E26_08202015162723_3866194 | 2246449
Nanogrid Limited | Nanoleaf | LED Light Bulb | NL05-0800FD120E26 |  | A19 | General Purpose Replacement | E26 (Medium) | Omnidirectional | LED | 3 | 60 | 103.5 | 67.7 |  |  |  | 800 | 7 | 114.3 | No | 25000 | 2700 | 82 | 10 | 0.9 | -20 | Dimmable | 5% |  | Damp Location Rated,Not for Use in Enclosed Fixtures,Recessed Fixtures,Shatter Resistant,Vibration Service |  |  |  | 2015-04-01 | 2015-08-20 | United States, Canada | ES_1133410_NL05-0800FD120E26_08202015162744_3488791 | 2246450
Nanogrid Limited | Nanoleaf | LED Light Bulb | NL12-0800WN120E26 |  | A19 | General Purpose Replacement | E26 (Medium) | Omnidirectional | LED | 3 | 60 | 109.8 | 68.5 |  |  |  | 850 | 7.2 | 118.1 | No | 25000 | 3000 | 83 | 14 | 1 | -20 | Dimmable | 10% |  | Damp Location Rated,Enclosed Fixtures,Recessed Fixtures,Shatter Resistant,Vibration Service |  |  |  | 2016-01-25 | 2016-02-01 | United States, Canada | ES_1133410_NL12-0800WN120E26_02012016143612_3819032 | 2259975
Nash Finch Company | Our Family | CFL Lamp | ESL13T/OF | ,ESL13T/3/OF, | CFL Bare Spiral | General Purpose Replacement | E26 (Medium) | Omnidirectional | CFL | 2 | 60 | 111.5 | 48.7 |  | 0.2 |  | 900 | 13 | 69.2 | No | 10000 | 2700 | 83 | -4 | 0.6 | -29 |  |  |  | Not for Use in Enclosed Fixtures |  |  |  | 2014-11-18 | 2014-12-19 | United States, Canada | ES_1113857_ESL13T/OF_12192014023110_1023733 | 2229654
Nash Finch Company | Our Family | CFL Lamp | ESL23TM/OF |  | CFL Bare Spiral | General Purpose Replacement | E26 (Medium) | Omnidirectional | CFL | 2 | 100 | 125.6 | 60.2 |  | 0.2 |  | 1600 | 23 | 69.6 | No | 10000 | 2700 | 83 | -8 | 0.5 | -29 |  |  |  | Damp Location Rated,Not for Use in Recessed Fixtures |  |  |  | 2014-11-07 | 2014-11-13 | United States, Canada | ES_1113857_ESL23TM/OF_11132014030950_1023714 | 2225089
National Lighting Corp. | National Lighting | LEDL-13PAR30-2700K | LEDL-13PAR30-2700K |  | PAR30 | Reflector (Flood/Spot) | E26 (Medium) | Directional | LED | 5 | 85 | 95 | 92 | 29 |  | 30 | 948 | 13 | 73 | No | 25000 | 2700 | 82 | 8 | 1 | -10 | Dimmable | 20% |  | Not for Use in Enclosed Fixtures |  |  |  | 2014-09-18 | 2016-03-10 | United States, Canada | ES_1121701_LEDL-13PAR30-2700K_05252015091423_5263429 | 2240149
National Lighting Corp. | National Lighting | LEDL-13PAR30-3000K | LEDL-13PAR30-3000K |  | PAR30 | Reflector (Flood/Spot) | E26 (Medium) | Directional | LED | 5 | 85 | 95 | 92 | 29 |  | 30 | 862 | 13 | 66 | No | 25000 | 3000 | 82 | 8 | 1 | -10 | Dimmable | 20% |  | Not for Use in Enclosed Fixtures |  |  |  | 2014-09-18 | 2016-03-10 | United States, Canada | ES_1121701_LEDL-13PAR30-3000K_05252015091443_5283496 | 2240148
National Lighting Corp. | National Lighting | LEDL-13PAR30-4000K | LEDL-13PAR30-4000K |  | PAR30 | Reflector (Flood/Spot) | E26 (Medium) | Directional | LED | 5 | 85 | 95 | 92 | 29 |  | 30 | 937 | 13 | 72 | No | 25000 | 4000 | 82 | 12 | 1 | -10 | Dimmable | 20% |  | Not for Use in Enclosed Fixtures |  |  |  | 2014-09-18 | 2016-03-10 | United States, Canada | ES_1121701_LEDL-13PAR30-4000K_05252015091454_5294892 | 2240144
National Lighting Corp. | National Lighting | LEDL-18PAR38-2700K | LEDL-18PAR38-2700K |  | PAR38 | Reflector (Flood/Spot) | E26 (Medium) | Directional | LED | 5 | 100 | 132.5 | 120.2 | 3404 |  | 30 | 1308 | 18 | 73 | No | 25000 | 2700 | 81 | 5 | 1 | -10 | Dimmable | 20% |  | Not for Use in Enclosed Fixtures |  |  |  | 2014-09-18 | 2016-03-10 | United States, Canada | ES_1121701_LEDL-18PAR38-2700K_05252015091505_5305221 | 2240145
National Lighting Corp. | National Lighting | LEDL-18PAR38-3000K | LEDL-18PAR38-3000K |  | PAR38 | Reflector (Flood/Spot) | E26 (Medium) | Directional | LED | 5 | 100 | 132.5 | 120.2 | 3577 |  | 30 | 1385 | 18 | 77 | No | 25000 | 3000 | 82 | 10 | 1 | -10 | Dimmable | 20% |  | Not for Use in Enclosed Fixtures |  |  |  | 2014-09-18 | 2016-03-10 | United States, Canada | ES_1121701_LEDL-18PAR38-3000K_05252015091518_5318343 | 2240146
National Lighting Corp. | National Lighting | LEDL-18PAR38-4000K | LEDL-18PAR38-4000K |  | PAR38 | Reflector (Flood/Spot) | E26 (Medium) | Directional | LED | 5 | 100 | 132.5 | 120.2 | 3815 |  | 30 | 1463 | 18 | 81 | No | 25000 | 4000 | 81 | 10 | 1 | -10 | Dimmable | 20% |  | Not for Use in Enclosed Fixtures |  |  |  | 2014-09-18 | 2016-03-10 | United States, Canada | ES_1121701_LEDL-18PAR38-4000K_05252015091529_5329308 | 2240147
NDR Electric | NDR Electric | LED-A19-11W-27K | LED-A19-11W-27K |  | A19 | General Purpose Replacement | E26 (Medium) | Omnidirectional | LED | 5 | 60 | 108.8 | 59.6 |  |  |  | 800 | 11 | 72.7 | No | 25000 | 2700 | 81 | 2 | 0.9 | -20 | Dimmable | 10% |  | Damp Location Rated,Not for Use in Enclosed Fixtures |  |  |  | 2015-10-01 | 2015-10-27 | United States, Canada | ES_1133329_LED-A19-11W-27K_10272015145128_7488978 | 2251295
NDR Electric | NDR Electric | LED-A19-11W-3K | LED-A19-11W-3K |  | A19 | General Purpose Replacement | E26 (Medium) | Omnidirectional | LED | 5 | 60 | 108.8 | 59.6 |  |  |  | 800 | 11 | 72.7 | No | 25000 | 3000 | 81 | 7 | 0.9 | -20 | Dimmable | 10% |  | Damp Location Rated,Not for Use in Enclosed Fixtures |  |  |  | 2015-10-01 | 2015-10-27 | United States, Canada | ES_1133329_LED-A19-11W-3K_10272015145150_7510311 | 2251296
NDR Electric | NDR Electric | LED-A19-11W-5K | LED-A19-11W-5K |  | A19 | General Purpose Replacement | E26 (Medium) | Omnidirectional | LED | 5 | 60 | 108.8 | 59.6 |  |  |  | 800 | 11 | 72.7 | No | 25000 | 5000 | 83 | 7 | 0.9 | -20 | Dimmable | 10% |  | Damp Location Rated,Not for Use in Enclosed Fixtures |  |  |  | 2015-10-01 | 2015-10-27 | United States, Canada | ES_1133329_LED-A19-11W-5K_10272015145207_7527576 | 2251297
NDR Electric | NDR Electric | LED A19 9.5W 2700K | LED-A19-9.5W-27K |  | A19 | General Purpose Replacement | E26 (Medium) | Omnidirectional | LED | 5 | 60 | 112.5 | 62.9 |  |  |  | 800 | 9.5 | 84.2 | No | 25000 | 2700 | 84 | 12 | 0.9 | -20 | Dimmable | 19.47% | No | Damp Location Rated,Not for Use in Recessed Fixtures | No |  |  | 2016-10-01 | 2016-09-15 | United States, Canada | ES_1133329_LED-A19-9.5W-27K_09152016122749_2469330 | 2279122
Neonlite Electronic & Lighting (H.K.) Ltd. | Megaman | LR5210.5dDG-WFL-E26-3000K-120V | LR5210.5dDG-WFL-E26-3000K-120V |  | PAR30 | Reflector (Flood/Spot) | E26 (Medium) | Directional | LED | 3 | 75 | 90.3 | 96.2 | 2499 |  | 35 | 800 | 10.5 | 76.1 | No | 25000 | 3000 | 82 | 10 | 0.9 | -30 | Dimmable | 10% |  | Damp Location Rated,Recessed Fixtures |  |  |  | 2016-01-05 | 2016-01-06 | United States, Canada | ES_1095307_LR5210.5dDG-WFL-E26-3000K-120V_01062016111838_8049432 | 2256602
Neonlite Electronic & Lighting (H.K.) Ltd. | Megaman | LR5210.5dDG-WFL-E26-3000K-120V | LR5210.5dDG-WFL-E26-3000K-120V |  | PAR30S | Reflector (Flood/Spot) | E26 (Medium) | Directional | LED | 3 | 75 | 90.3 | 96.2 | 2499 |  | 35 | 800 | 10.5 | 76.1 | No | 25000 | 2700 | 82 | 10 | 0.9 | -30 | Dimmable | 10% | No | Damp Location Rated | No |  |  | 2016-01-05 | 2016-01-06 | United States, Canada | ES_1095307_LR5210.5dDG-WFL-E26-3000K-120V_01062016111838_8049432 | 2281565
Neonlite Electronic & Lighting (H.K.) Ltd. | Megaman | LR5210.5dDG-WFL-E26-3500K-120V | LR5210.5dDG-WFL-E26-3500K-120V |  | PAR30 | Reflector (Flood/Spot) | E26 (Medium) | Directional | LED | 3 | 75 | 90.3 | 96.2 | 2471 |  | 35 | 800 | 10.5 | 76.1 | No | 25000 | 3500 | 83 | 16 | 0.9 | -30 | Dimmable | 10% |  | Damp Location Rated,Recessed Fixtures |  |  |  | 2016-01-05 | 2016-01-06 | United States, Canada | ES_1095307_LR5210.5dDG-WFL-E26-3500K-120V_01062016111921_8618127 | 2256603
Neonlite Electronic & Lighting (H.K.) Ltd. | Megaman | LR5210.5dDG-WFL-E26-3500K-120V | LR5210.5dDG-WFL-E26-3500K-120V |  | PAR30S | Reflector (Flood/Spot) | E26 (Medium) | Directional | LED | 3 | 75 | 90.3 | 96.2 | 2471 |  | 35 | 800 | 10.5 | 76.1 | No | 25000 | 2700 | 83 | 16 | 0.9 | -30 | Dimmable | 10% | No | Damp Location Rated | No |  |  | 2016-01-05 | 2016-01-06 | United States, Canada | ES_1095307_LR5210.5dDG-WFL-E26-3500K-120V_01062016111921_8618127 | 2281566
Neonlite Electronic & Lighting (H.K.) Ltd. | Megaman | LR5210.5dDG-WFL-E26-4000K-120V | LR5210.5dDG-WFL-E26-4000K-120V |  | PAR30 | Reflector (Flood/Spot) | E26 (Medium) | Directional | LED | 3 | 75 | 90.3 | 96.2 | 2653 |  | 35 | 800 | 10.5 | 76.1 | No | 25000 | 4000 | 85 | 22 | 0.9 | -30 | Dimmable | 10% |  | Damp Location Rated,Recessed Fixtures |  |  |  | 2016-01-05 | 2016-01-06 | United States, Canada | ES_1095307_LR5210.5dDG-WFL-E26-4000K-120V_01062016112028_8280603 | 2256604
Neonlite Electronic & Lighting (H.K.) Ltd. | Megaman | LR5210.5dDG-WFL-E26-4000K-120V | LR5210.5dDG-WFL-E26-4000K-120V |  | PAR30S | Reflector (Flood/Spot) | E26 (Medium) | Directional | LED | 3 | 75 | 90.3 | 96.2 | 2653 |  | 35 | 800 | 10.5 | 76.1 | No | 25000 | 2700 | 85 | 22 | 0.9 | -30 | Dimmable | 10% | No | Damp Location Rated | No |  |  | 2016-01-05 | 2016-01-06 | United States, Canada | ES_1095307_LR5210.5dDG-WFL-E26-4000K-120V_01062016112028_8280603 | 2281567
Neonlite Electronic & Lighting (H.K.) Ltd. | Megaman | LR5510.5dDG-WFL-E26-2700K-120V | LR5510.5dDG-WFL-E26-2700K-120V |  | PAR30L | Reflector (Flood/Spot) | E26 (Medium) | Directional | LED | 3 | 75 | 90.3 | 96.2 | 2360 |  | 35 | 800 | 10.5 | 76.1 | No | 25000 | 2700 | 82 | 11 | 0.9 | -30 | Dimmable | 10% |  | Damp Location Rated,Recessed Fixtures |  |  |  | 2016-01-05 | 2016-02-01 | United States, Canada | ES_1095307_LR5510.5dDG-WFL-E26-2700K-120V_02012016113808_1654321 | 2257831
Neonlite Electronic & Lighting (H.K.) Ltd. | Megaman | LR5510.5dDG-WFL-E26-2700K-120V | LR5510.5dDG-WFL-E26-2700K-120V |  | PAR30L | Reflector (Flood/Spot) | E26 (Medium) | Directional | LED | 3 | 75 | 96.1 | 117.8 | 2360 |  | 35 | 800 | 10.5 | 76.1 | No | 25000 | 2700 | 82 | 11 | 0.9 | -30 | Dimmable | 10% | No | Damp Location Rated | No |  |  | 2016-01-05 | 2016-02-01 | United States, Canada | ES_1095307_LR5510.5dDG-WFL-E26-2700K-120V_02012016113808_1654321 | 2281568
Neonlite Electronic & Lighting (H.K.) Ltd. | Megaman | LR5510.5dDG-WFL-E26-3000K-120V | LR5510.5dDG-WFL-E26-3000K-120V |  | PAR30L | Reflector (Flood/Spot) | E26 (Medium) | Directional | LED | 3 | 75 | 90.3 | 96.2 | 2360 |  | 35 | 800 | 10.5 | 76.1 | No | 25000 | 3000 | 82 | 10 | 0.9 | -30 | Dimmable | 10% |  | Damp Location Rated,Recessed Fixtures |  |  |  | 2016-01-05 | 2016-02-01 | United States, Canada | ES_1095307_LR5510.5dDG-WFL-E26-3000K-120V_02012016113852_4869653 | 2257832
Neonlite Electronic & Lighting (H.K.) Ltd. | Megaman | LR5510.5dDG-WFL-E26-3500K-120V | LR5510.5dDG-WFL-E26-3500K-120V |  | PAR30L | Reflector (Flood/Spot) | E26 (Medium) | Directional | LED | 3 | 75 | 90.3 | 96.2 | 2360 |  | 35 | 800 | 10.5 | 76.1 | No | 25000 | 3500 | 83 | 16 | 0.9 | -30 | Dimmable | 10% |  | Damp Location Rated,Recessed Fixtures |  |  |  | 2016-01-05 | 2016-02-01 | United States, Canada | ES_1095307_LR5510.5dDG-WFL-E26-3500K-120V_02012016113938_7496301 | 2257833
Neonlite Electronic & Lighting (H.K.) Ltd. | Megaman | LR5510.5dDG-WFL-E26-4000K-120V | LR5510.5dDG-WFL-E26-4000K-120V |  | PAR30L | Reflector (Flood/Spot) | E26 (Medium) | Directional | LED | 3 | 75 | 90.3 | 96.2 | 2360 |  | 35 | 800 | 10.5 | 76.1 | No | 25000 | 4000 | 85 | 22 | 0.9 | -30 | Dimmable | 10% |  | Damp Location Rated,Recessed Fixtures |  |  |  | 2016-01-05 | 2016-02-01 | United States, Canada | ES_1095307_LR5510.5dDG-WFL-E26-4000K-120V_02012016114022_9302179 | 2257834
NexEco Energy Conservation, Inc. | NexEco | CFL | CNE18SGU27 |  | CFL Bare Spiral | General Purpose Replacement | GU24 | Omnidirectional | CFL | 3 | 75 | 102 | 60 |  | 2.5 |  | 1200 | 18.5 | 66.7 | No | 10000 | 2700 | 82 | -5 | 0.6 | -20 |  |  |  | Not for Use in Enclosed Fixtures |  |  |  | 2015-08-26 | 2015-08-25 | United States, Canada | ES_1133568_CNE18SGU27_09012015090245_6907032 | 2246843
NINGBO DONGXING ELECTRIC CO.,LTD. | DONGXING | DX/LED11BR30/DIM/SE/830 | DX/LED11BR30/DIM/SE/830 |  | BR30 | Reflector (Flood/Spot) | E26 (Medium) | Directional | LED | 5 | 65 | 136.5 | 123.8 | 225 |  | 105 | 800 | 11 | 72.7 | No | 25000 | 3000 | 84 | 25 | 1 | 0 | Dimmable | 10% |  | Recessed Fixtures |  |  |  | 2014-01-01 | 2015-07-13 | United States | ES_1132576_DX/LED11BR30/DIM/SE/830_07082015093052_9750482 | 2243190
NINGBO DONGXING ELECTRIC CO.,LTD. | DONGXING | DX/LED15BR40/DIM/SE/830 | DX/LED15BR40/DIM/SE/830 |  | BR40 | Reflector (Flood/Spot) | E26 (Medium) | Directional | LED | 5 | 85 | 166.7 | 150.8 | 288 |  | 117 | 1100 | 15 | 73.3 | No | 25000 | 3000 | 85 | 29 | 1 | 0 | Dimmable | 10% |  | Recessed Fixtures |  |  |  | 2014-01-01 | 2015-07-13 | United States | ES_1132576_DX/LED15BR40/DIM/SE/830_07082015093730_6187707 | 2243191
NINGBO HOMEMATE PRODUCTS CO.,LTD. | Future Lumen | LED LAMP | HM-LB008A |  | A19 | General Purpose Replacement | E26 (Medium) | Omnidirectional | LED | 3 | 40 | 107.9 | 68.9 |  |  |  | 550 | 6.5 | 84.6 | No | 25000 | 2700 | 82 | 4 | 0.9 | -10 |  |  | No | Damp Location Rated | No |  |  | 2016-09-15 | 2016-09-19 | United States, Canada | ES_1121158_HM-LB008A_09212016120046_3241002 | 2279758
NINGBO HOMEMATE PRODUCTS CO.,LTD. | Future Lumen | LED LAMP | HM-LB008B |  | A19 | General Purpose Replacement | E26 (Medium) | Omnidirectional | LED | 3 | 60 | 107.8 | 59.4 |  |  |  | 800 | 9 | 88.9 | No | 25000 | 2700 | 81 | 6 | 0.9 | -10 |  |  | No | Damp Location Rated | No |  |  | 2016-09-15 | 2016-09-16 | United States, Canada | ES_1121158_HM-LB008B_09212016120105_3795756 | 2279757
NINGBO HOMEMATE PRODUCTS CO.,LTD. | Future Lumen | LED LAMP | HM-LB008C |  | A19 | General Purpose Replacement | E26 (Medium) | Omnidirectional | LED | 3 | 75 | 126.3 | 77.8 |  |  |  | 1100 | 12 | 91.7 | No | 25000 | 2700 | 82 | 6 | 0.9 | -10 |  |  | No | Damp Location Rated | No |  |  | 2016-09-15 | 2016-09-16 | United States, Canada | ES_1121158_HM-LB008C_09212016120126_3826001 | 2279756
NITOR Lighting Inc. | NITOR | Directional LED lamp | NT-BR20-8W-27K |  | R20 | Reflector (Flood/Spot) | E26 (Medium) | Directional | LED | 3 | 45 | 99.5 | 63.6 |  |  | 112 | 450 | 8 | 56.3 | No | 25000 | 2700 | 81 | 5 | 0.9 | -20 | Dimmable | 10% |  | Not for Use in Enclosed Fixtures |  |  |  | 2015-07-15 | 2015-07-30 | United States, Canada | ES_1131479_NT-BR20-8W-27K_07302015045840_1023864 | 2244707
NITOR Lighting Inc. | NITOR | Directional LED lamp | NT-BR20-8W-50K |  | R20 | Reflector (Flood/Spot) | E26 (Medium) | Directional | LED | 3 | 45 | 99.5 | 63.6 |  |  | 112 | 450 | 8 | 56.3 | No | 25000 | 5000 | 82 | 5 | 0.9 | -20 | Dimmable | 10% |  | Not for Use in Enclosed Fixtures |  |  |  | 2015-07-15 | 2015-07-29 | United States, Canada | ES_1131479_NT-BR20-8W-50K_07302015045840_1023864 | 2244708
Overdrive Electronics PVT. LTD. | Overdrive | L6R20DIM 6.5W 5000K | 640 |  | R20 | Reflector (Flood/Spot) | E26 (Medium) | Directional | LED | 5 | 50 | 99.8 | 63.7 |  |  | 108 | 580 | 6.5 | 89.2 | No | 25000 | 5000 | 85 | 17 | 0.9 | -20 | Dimmable | 5% | Yes | Damp Location Rated | No |  |  | 2016-04-04 | 2016-04-19 | United States | ES_1116355_640_04192016120731_1023997 | 2264500
Overdrive Electronics PVT. LTD. | Overdrive | L7MR16DIM 7W 3000K 40° | 595 |  | MR16 | Reflector (Flood/Spot) | GU5.3 | Directional | LED | 5 | 50 | 47 | 49.5 | 1281 |  | 40 | 520 | 7.4 | 70.3 | No | 25000 | 3000 | 83 | 20 | 1 | -20 | Dimmable | 5% |  | Damp Location Rated |  |  |  | 2014-09-15 | 2014-09-24 | United States | ES_1116355_595_09242014033000_1023677 | 2220196
Overdrive Electronics PVT. LTD. | Overdrive | L7MRGUDIM 7W 3000K 40° | 565 |  | PAR16 | Reflector (Flood/Spot) | GU10 | Directional | LED | 5 | 50 | 54.9 | 50.1 | 1084 |  | 40 | 520 | 7 | 74.3 | No | 25000 | 3000 | 81 | 6 | 0.7 | -20 | Dimmable | 10% |  | None |  |  |  | 2015-01-02 | 2015-04-28 | United States | ES_1116355_565_04282015035730_1023802 | 2238141
Overdrive Electronics PVT. LTD. | Overdrive | L7R20DIM 7W 3000K | 597 |  | R20 | Reflector (Flood/Spot) | E26 (Medium) | Directional | LED | 5 | 50 | 99.3 | 63 |  |  | 108 | 540 | 7 | 77.1 | No | 25000 | 3000 | 80 | 1 | 1 | -20 | Dimmable | 5% |  | None |  |  |  | 2014-12-12 | 2014-12-16 | United States | ES_1116355_597_12162014115331_1023729 | 2229496
Overdrive Electronics PVT. LTD. | Overdrive | L8R20DIM 8W 3000K | 525 |  | R20 | Reflector (Flood/Spot) | E26 (Medium) | Directional | LED | 5 | 50 | 99.3 | 63.2 |  |  |  | 540 | 8 | 67.5 | No | 25000 | 3000 | 82 | 15 | 0.7 | -20 | Dimmable | 5% |  | None |  |  |  | 2014-06-02 | 2014-06-23 | United States | ES_1116355_525_06232014014220_1023630 | 2213537
Overdrive Electronics PVT. LTD. | Overdrive | L8R30DIM 8.5W 2700K | 608 |  | BR30 | Reflector (Flood/Spot) | E26 (Medium) | Directional | LED | 5 | 65 | 131.3 | 95 |  |  | 106 | 650 | 8.5 | 76.5 | No | 25000 | 2700 | 81 | 3 | 1 | -20 | Dimmable | 10% |  | Not for Use in Enclosed Fixtures |  |  |  | 2015-03-23 | 2015-03-24 | United States | ES_1116355_608_03242015095440_1023782 | 2235093
Overdrive Electronics PVT. LTD. | Overdrive | L8R30DIM 8.5W 3000K | 598 |  | BR30 | Reflector (Flood/Spot) | E26 (Medium) | Directional | LED | 5 | 65 | 131.3 | 95 |  |  |  | 670 | 8.5 | 78.8 | No | 25000 | 3000 | 81 | 3 |  | -20 | Dimmable | 10% |  | Not for Use in Enclosed Fixtures |  |  |  | 2014-12-14 | 2014-12-17 | United States | ES_1116355_598_12172014033550_1023730 | 2229565
Overdrive Electronics PVT. LTD. | Overdrive | L8R30DIM 8W 2700K | 648 |  | BR30 | Reflector (Flood/Spot) | E26 (Medium) | Directional | LED | 5 | 65 | 130.2 | 95.2 |  |  | 105 | 650 | 8 | 81.3 | No | 25000 | 2700 | 83 | 16 | 0.9 | -4 | Dimmable | 5% | No | None | No |  |  | 2016-08-05 | 2016-08-05 | United States | ES_1116355_648_08052016030550_1024053 | 2274326
Overdrive Electronics PVT. LTD. | Overdrive | L8R30DIM 8W 2700K | 648 |  | BR30 | Reflector (Flood/Spot) | E26 (Medium) | Directional | LED | 5 | 65 | 130.2 | 95.2 |  |  | 106 | 650 | 8 | 81.3 | No | 25000 | 2700 | 83 | 16 | 0.9 | -20 | Dimmable | 5% |  | Not for Use in Enclosed Fixtures |  |  |  | 2016-04-23 | 2016-04-29 | United States | ES_1116355_648_05022016040950_1024004 | 2265968
Overdrive Electronics PVT. LTD. | Overdrive | L8R30DIM 8W 3000K | 649 |  | BR30 | Reflector (Flood/Spot) | E26 (Medium) | Directional | LED | 5 | 65 | 130.2 | 95.2 |  |  | 105 | 670 | 8 | 83.8 | No | 25000 | 3000 | 83 | 9 | 0.9 | -4 | Dimmable | 5% | No | None | No |  |  | 2016-08-05 | 2016-08-05 | United States | ES_1116355_649_08052016030550_1024053 | 2274329
Overdrive Electronics PVT. LTD. | Overdrive | L8R30DIM 8W 3000K | 649 |  | BR30 | Reflector (Flood/Spot) | E26 (Medium) | Directional | LED | 5 | 65 | 130.2 | 95.2 |  |  | 106 | 670 | 8 | 83.8 | No | 25000 | 3000 | 83 | 9 | 0.9 | -20 | Dimmable | 5% |  | Not for Use in Enclosed Fixtures |  |  |  | 2016-04-23 | 2016-04-28 | United States | ES_1116355_649_04282016063000_1024003 | 2265555
Overdrive Electronics PVT. LTD. | Overdrive | L8R30DIM 8W 5000K | 620 |  | BR30 | Reflector (Flood/Spot) | E26 (Medium) | Directional | LED | 5 | 65 | 130.2 | 95.2 |  |  | 105 | 730 | 8 | 91.3 | No | 25000 | 5000 | 81 | 4 | 0.9 | -4 | Dimmable | 5% | No | None | No |  |  | 2016-08-05 | 2016-08-05 | United States | ES_1116355_620_08052016030550_1024053 | 2274330
Overdrive Electronics PVT. LTD. | Overdrive | L8R30DIM 8W 5000K | 620 |  | BR30 | Reflector (Flood/Spot) | E26 (Medium) | Directional | LED | 5 | 65 | 130.2 | 95.2 |  |  | 106 | 730 | 8 | 91.3 | No | 25000 | 5000 | 81 | 4 | 0.9 | -20 | Dimmable | 5% |  | Not for Use in Enclosed Fixtures |  |  |  | 2016-04-04 | 2016-04-19 | United States | ES_1116355_620_04192016115331_1023997 | 2264475
Overdrive Electronics PVT. LTD. | Overdrive | L9A19DIM 9.5W 2700K | 659 |  | A19 | General Purpose Replacement | E26 (Medium) | Omnidirectional | LED | 5 | 60 | 110.4 | 59.9 |  |  |  | 800 | 9.5 | 84.2 | No | 25000 | 2700 | 81 | 4 | 0.9 | -20 | Dimmable | 5% | Yes | Damp Location Rated | No |  |  | 2016-09-17 | 2016-09-21 | United States | ES_1116355_659_09222016024620_1024075 | 2279914
Overdrive Electronics PVT. LTD. | Overdrive | L9A19N 9.5W 2700K | 662 |  | A19 | General Purpose Replacement | E26 (Medium) | Omnidirectional | LED | 5 | 60 | 110.3 | 59.9 |  |  |  | 800 | 9.5 | 84.2 | No | 15000 | 2700 | 80 | 7 | 0.6 | -20 |  |  | Yes | None | No |  |  | 2016-08-24 | 2016-08-26 | United States | ES_1116355_662_08292016022110_1024064 | 2277146
Overdrive Electronics PVT. LTD. | Overdrive | L9A19NGU 9.5W 2700K | 663 |  | A19 | General Purpose Replacement | GU24 | Omnidirectional | LED | 5 | 60 | 110.3 | 59.9 |  |  |  | 800 | 9.5 | 84.2 | No | 15000 | 2700 | 80 | 7 | 0.6 | -20 |  |  | Yes | None | No |  |  | 2016-08-24 | 2016-08-26 | United States | ES_1116355_663_08292016022110_1024064 | 2277148
Overdrive Electronics PVT. LTD. | Overdrive | L9AOMDIM 9W 2700K | 627 |  | A19 | General Purpose Replacement | E26 (Medium) | Omnidirectional | LED | 3 | 60 | 110.8 | 59.8 |  |  |  | 800 | 9 | 88.9 | No | 25000 | 2700 | 82 | 8 | 0.9 | -20 | Dimmable | 5% |  | Enclosed Fixtures,Recessed Fixtures |  |  |  | 2016-01-20 | 2016-01-20 | United States, Canada | ES_1116355_627_01202016040440_1023954 | 2257196
Overdrive Electronics PVT. LTD. | Overdrive | LC4DNDIM 4.5W 2700K | 643 |  | Decorative Candle: Other | Decorative | E12 (Candelabra) | Decorative | LED | 5 | 40 | 97 | 34.8 |  |  |  | 300 | 4.5 | 66.7 | No | 25000 | 2700 | 82 | 10 | 0.9 | -20 | Dimmable | 5% |  | Damp Location Rated,Enclosed Fixtures,Recessed Fixtures |  |  |  | 2016-03-22 | 2016-03-22 | United States | ES_1116355_643_03222016010730_1023981 | 2262774
Overdrive Electronics PVT. LTD. | Overdrive | self-ballasted LED Lamps | L10AOMDIM/27K |  | A19 | General Purpose Replacement | E26 (Medium) | Omnidirectional | LED | 5 | 60 | 116 | 60 |  |  |  | 810 | 9.5 | 85.3 | No | 25000 | 2700 | 82 | 7 | 1 | -20 | Dimmable | 10% |  | None |  |  |  | 2014-09-02 | 2014-09-11 | United States | ES_1116355_L10AOMDIM/27K_09182014084722_2056458 | 2219735
Parmida LLC | ENVISION LED | Directional LED Lamp PAR30 | LED-ES-P30-S4-13W-SW |  | PAR30 | Reflector (Flood/Spot) | E26 (Medium) | Directional | LED | 3 | 75 | 92 | 95.2 | 1542 |  | 40 | 800 | 13 | 61.5 | No | 25000 | 2700 | 82 | 3 | 0.9 | -20 | Dimmable | 10% |  | Damp Location Rated,Recessed Fixtures,Not for Use in Enclosed Fixtures |  |  |  | 2015-04-05 | 2015-04-06 | United States, Canada | ES_1126277_LED-ES-P30-S4-13W-SW_04062015135817_2398479 | 2235995
Parmida LLC | ENVISION LED | Directional LED Lamp PAR30 | LED-ES-P30-S4-13W-WW |  | PAR30 | Reflector (Flood/Spot) | E26 (Medium) | Directional | LED | 3 | 75 | 91.4 | 95.1 | 1548 |  | 40 | 800 | 13 | 61.5 | No | 25000 | 3000 | 83 | 7 | 0.9 | -20 | Dimmable | 10% |  | Damp Location Rated,Recessed Fixtures,Not for Use in Enclosed Fixtures |  |  |  | 2015-04-05 | 2015-04-06 | United States, Canada | ES_1126277_LED-ES-P30-S4-13W-WW_04062015135844_2897028 | 2235996
Philips Lighting North America Corporation | AmbientLED | BC9A19/AMB/5000 DIM 120V | 9290011346 | ,,BC9A19/AMB/5000 DIM 120V (455907) | A19 | General Purpose Replacement | E26 (Medium) | Omnidirectional | LED | 5 | 60 | 108.9 | 61.2 |  |  |  | 800 | 9 | 88.9 | No | 25000 | 5000 | 81 | 2 | 0.9 | -20 | Dimmable | 20% |  | Damp Location Rated,Use With Timers,Enclosed Fixtures,Recessed Fixtures,Use With Photo And/Or Motion Sensors |  |  |  | 2015-01-28 | 2015-01-29 | United States, Canada | ES_1116599_9290011346_01292015185657_3992953 | 2233894
Philips Lighting North America Corporation | AmbientLED | BC9A19/AMB/5000 DIM 2PK 120V | 9290011346 | ,,BC9A19/AMB/5000 DIM 2PK 120V (455923) | A19 | General Purpose Replacement | E26 (Medium) | Omnidirectional | LED | 5 | 60 | 108.9 | 61.2 |  |  |  | 800 | 9 | 88.9 | No | 25000 | 5000 | 81 | 2 | 0.9 | -20 | Dimmable | 20% |  | Damp Location Rated,Use With Timers,Enclosed Fixtures,Recessed Fixtures,Use With Photo And/Or Motion Sensors |  |  |  | 2015-01-28 | 2015-02-05 | Canada | ES_1116599_9290011346_02052015185714_9665486 | 2232740
Philips Lighting North America Corporation | AmbientLED | BC9A19/AMB/830/DIM 120V | A9290011969 | BC9A19/AMB/830/DIM 120V,A9290011969,BC9A19/AMB/830/DIM 120V (462234) | A19 | General Purpose Replacement | E26 (Medium) | Omnidirectional | LED | 5 | 60 | 109.2 | 61.3 |  |  |  | 800 | 9 | 88.8 | No | 25000 | 3000 | 83 | 13 | 0.9 | -20 | Dimmable | 20% |  | Damp Location Rated,Use With Timers,Enclosed Fixtures,Recessed Fixtures,Use With Photo And/Or Motion Sensors |  |  |  | 2015-11-01 | 2015-12-31 | United States, Canada | ES_1116599_A9290011969_12282015161925_2664605 | 2255782
Philips Lighting North America Corporation | AmbientLED | BC9A19/AMB/850/DIM 120V | 461350 |  | A19 | General Purpose Replacement | E26 (Medium) | Omnidirectional | LED | 5 | 60 | 109.4 | 61.3 |  |  |  | 800 | 9 | 88.8 | No | 25000 | 5000 | 83 | 6 | 0.9 | -20 | Dimmable | 20% |  | Damp Location Rated,Use With Timers,Enclosed Fixtures,Recessed Fixtures,Use With Photo And/Or Motion Sensors |  |  |  | 2015-11-01 | 2015-12-31 | United States, Canada | ES_1116599_461350_12282015184014_6901056 | 2255775
Philips Lighting North America Corporation | AmbientLED | BC9A19/AMB/850/DIM 120V | A9290011970 | BC9A19/AMB/850/DIM 120V,A9290011970,BC9A19/AMB/850/DIM 120V (461327) | A19 | General Purpose Replacement | E26 (Medium) | Omnidirectional | LED | 5 | 60 | 109.4 | 61.3 |  |  |  | 800 | 9 | 88.8 | No | 25000 | 5000 | 83 | 6 | 0.9 | -20 | Dimmable | 20% |  | Damp Location Rated,Use With Timers,Enclosed Fixtures,Recessed Fixtures,Use With Photo And/Or Motion Sensors |  |  |  | 2015-11-01 | 2015-12-31 | United States, Canada | ES_1116599_A9290011970_12282015183843_6922723 | 2255773
Philips Lighting North America Corporation | AmbientLED | BC9A19/AMB/850/DIM 120V | A9290011970 | BC9A19/AMB/850/DIM 120V,A9290011970,BC9A19/AMB/850/DIM 120V (461335) | A19 | General Purpose Replacement | E26 (Medium) | Omnidirectional | LED | 5 | 60 | 109.4 | 61.3 |  |  |  | 800 | 9 | 88.8 | No | 25000 | 5000 | 83 | 6 | 0.9 | -20 | Dimmable | 20% |  | Damp Location Rated,Use With Timers,Enclosed Fixtures,Recessed Fixtures,Use With Photo And/Or Motion Sensors |  |  |  | 2015-11-01 | 2015-12-31 | United States, Canada | ES_1116599_A9290011970_12282015183928_5343896 | 2255774
Philips Lighting North America Corporation | AmbientLED | BC9A19/AMB/850/DIM 120V | A9290011970 | BC9A19/AMB/850/DIM 120V,A9290011970,BC9A19/AMB/850/DIM 120V (461368) | A19 | General Purpose Replacement | E26 (Medium) | Omnidirectional | LED | 5 | 60 | 109.4 | 61.3 |  |  |  | 800 | 9 | 88.8 | No | 25000 | 5000 | 83 | 6 | 0.9 | -20 | Dimmable | 20% |  | Damp Location Rated,Use With Timers,Enclosed Fixtures,Recessed Fixtures,Use With Photo And/Or Motion Sensors |  |  |  | 2015-11-01 | 2015-12-31 | United States, Canada | ES_1116599_A9290011970_12282015184105_9436609 | 2255776
Philips Lighting North America Corporation | EnergySaver | EL/A T2 SC 14W | EL/A T2 SC 14W | ,415034, 434357,; ,432294,; ,EL/A T2 SC 14W 2PK,; ,EL/A T2 SC 14W 6/2, | CFL A-type | General Purpose Replacement | E26 (Medium) | Omnidirectional | CFL | 9 | 60 | 104.1 | 55.9 |  | 2 |  | 881 | 13.3 | 65.2 | No | 10000 | 2700 | 82 | -5 | 0.5 | -20 |  |  |  | Damp Location Rated,Shatter Resistant |  |  |  | 2014-08-19 | 2014-09-10 | United States | ES_1116599_EL/A T2 SC 14W_09102014141434_8474440 | 2218980
Philips Lighting North America Corporation | EnergySaver | EL/A T2 SC 14W 6.5K | EL/A T2 SC 14W 6.5K | ,434654,; ,EL/A T2 SC 14W 6.5K 2PK,; EL/A T2 SC 14W 6.5K 2PK,433607, | CFL A-type | General Purpose Replacement | E26 (Medium) | Omnidirectional | CFL | 9 | 60 | 104.1 | 55.9 |  | 2 |  | 840 | 13.3 | 59.9 | No | 10000 | 6500 | 82 | 41 | 0.5 | -20 |  |  |  | Damp Location Rated,Shatter Resistant |  |  |  | 2014-08-19 | 2014-09-10 | United States | ES_1116599_EL/A T2 SC 14W 6.5K_09102014143100_9460339 | 2218981
Philips Lighting North America Corporation | EnergySaver | EL/A T2 SC 9W | EL/A T2 SC 9W | ,415042,; ,EL/A T2 SC 9W 6/2, | CFL A-type | General Purpose Replacement | E26 (Medium) | Omnidirectional | CFL | 9 | 40 | 104.2 | 54.7 |  | 2 |  | 450 | 9.3 | 50 | No | 10000 | 2700 | 82 | -2 | 0.6 | -20 |  |  |  | Damp Location Rated,Shatter Resistant |  |  |  | 2014-09-19 | 2014-10-10 | United States, Canada | ES_1116599_EL/A T2 SC 9W_10192014041459_2099811 | 2222674
Philips Lighting North America Corporation | EnergySaver | EL/mA T2 SC 14W | EL/mA T2 SC 14W | ,451773,; ,452821,; ,EL/mA T2 SC 14W 2PK, | CFL A-type | General Purpose Replacement | E26 (Medium) | Omnidirectional | CFL | 9 | 60 | 104.1 | 55.9 |  | 2 |  | 800 | 14 | 57.1 | No | 10000 | 2700 | 82 | -5 | 0.5 | -20 |  |  |  | Damp Location Rated,Shatter Resistant |  |  |  | 2014-08-19 | 2014-10-10 | United States | ES_1116599_EL/mA T2 SC 14W_10192014041710_2230709 | 2222676
Philips Lighting North America Corporation | EnergySaver | EL/mA T2 SC 14W 6.5K | EL/mA T2 SC 14W 6.5K | 452839,452839,; 454982,454982,; EL/mA T2 SC 14W 6.5K 2PK,EL/mA T2 SC 14W 6.5K 2PK, | CFL A-type | General Purpose Replacement | E26 (Medium) | Omnidirectional | CFL | 9 | 60 | 104.1 | 55.9 |  | 2 |  | 800 | 14.2 | 56.3 | No | 10000 | 6500 | 82 | 41 | 0.6 | -20 |  |  |  | Damp Location Rated,Shatter Resistant |  |  |  | 2014-12-01 | 2015-01-13 | United States, Canada | ES_1116599_EL/mA T2 SC 14W 6.5K_01132015130904_4544724 | 2230855
Philips Lighting North America Corporation | EnergySaver | ELmdT 20W 1% DIM | ELmdT 20W 1% DIM | ,BC-EL/mdT 20W 1% DIM, 420059,; ,EL/mdT 20W 1% DIM, 420034, | CFL Bare Spiral | General Purpose Replacement | E26 (Medium) | Omnidirectional | CFL | 9 | 75 | 120 | 60 |  | 2 |  | 1459 | 20.9 | 69.8 | No | 10000 | 2700 | 82 | -7 | 0.7 | 0 | Dimmable |  |  | Damp Location Rated |  |  |  | 2014-11-19 | 2014-11-18 | United States, Canada | ES_1116599_ELmdT 20W 1% DIM_11192014021012_3012193 | 2225620
Philips Lighting North America Corporation | EnergySaver | EL/md TQ D2D 14W | EL/md TQ D2D 14W | ,405852,; ,429746,; ,BC-EL/mdTQ D2D 14W 4/1,; ,EL/mdTQ D2D 14W FF 6/1, | CFL Bare Spiral | General Purpose Replacement | E26 (Medium) | Omnidirectional | CFL | 9 | 60 | 102.5 | 50.1 |  | 2 |  | 900 | 14.6 | 64.1 | No | 10000 | 2700 | 82 | -7 | 0.6 | -20 |  |  |  | Damp Location Rated |  |  |  | 2014-09-19 | 2014-10-10 | United States, Canada | ES_1116599_EL/md TQ D2D 14W_10192014040720_1640308 | 2222683
Philips Lighting North America Corporation | EnergySaver | ELmdTQS 13W GU24 | ELmdTQS 13W GU24 | ,454199,; ,454990,; ,EL/mdTQS 13W GU24,; ,SBC-EL/mdTQS 13W GU24, | CFL Bare Spiral | General Purpose Replacement | GU24 | Omnidirectional | CFL | 9 | 60 | 92 | 50 |  | 2 |  | 900 | 13 | 69.2 | No | 10000 | 2700 | 82 | 6 | 0.6 | -20 |  |  |  | Damp Location Rated |  |  |  | 2014-11-19 | 2014-11-18 | United States, Canada | ES_1116599_ELmdTQS 13W GU24_11242014152543_2743418 | 2225619
NDR Electric | NDR Electric | LED BR30 12W 2700K | LED-BR30-12W-27K |  | BR30 | Reflector (Flood/Spot) | E26 (Medium) | Directional | LED | 5 | 75 | 130.3 | 95.2 |  |  | 100 | 1070 | 12.6 | 84.9 | No | 25000 | 2700 | 83 | 8 | 0.9 | -20 | Dimmable | 3% | No | Damp Location Rated | No |  |  | 2016-08-30 | 2016-08-10 | United States, Canada | ES_1133329_LED-BR30-12W-27K_08102016205458_2498616 | 2274561
NDR Electric | NDR Electric | LED BR30 12W 3000K | LED-BR30-12W-3K |  | BR30 | Reflector (Flood/Spot) | E26 (Medium) | Directional | LED | 5 | 75 | 130.3 | 95.2 |  |  | 100 | 1070 | 12.5 | 85.6 | No | 25000 | 3000 | 82 | 7 | 0.9 | -20 | Dimmable | 3% | No | Damp Location Rated | No |  |  | 2016-08-30 | 2016-08-10 | United States, Canada | ES_1133329_LED-BR30-12W-3K_08102016205529_2529092 | 2274562
NDR Electric | NDR Electric | LED BR30 12W 5000K | LED-BR30-12W-5K |  | BR30 | Reflector (Flood/Spot) | E26 (Medium) | Directional | LED | 5 | 75 | 130.3 | 95.2 |  |  | 100 | 1070 | 12.5 | 85.6 | No | 25000 | 5000 | 83 | 6 | 0.9 | -20 | Dimmable | 3% | No | Damp Location Rated | No |  |  | 2016-08-30 | 2016-08-10 | United States, Canada | ES_1133329_LED-BR30-12W-5K_08102016205601_2561247 | 2274563
NDR Electric | NDR Electric | LED BR30 Dimmable | LED-BR30-3K-11W |  | BR30 | Reflector (Flood/Spot) | E26 (Medium) | Directional | LED | 5 | 65 | 129.7 | 94.5 |  |  | 100 | 750 | 11 | 68.2 | No | 25000 | 3000 | 81 | 8 | 0.8 | -20 | Dimmable |  |  | Not for Use in Enclosed Fixtures |  |  |  | 2015-09-01 | 2015-11-02 | United States, Canada | ES_1133329_LED-BR30-3K-11W_11022015142517_1371633 | 2251597
NDR Electric | NDR Electric | LED BR30 Dimmable | LED-BR30-5K-11W |  | BR30 | Reflector (Flood/Spot) | E26 (Medium) | Directional | LED | 5 | 65 | 129.7 | 94.5 |  |  | 100 | 750 | 11 | 68.2 | No | 25000 | 5000 | 83 | 13 | 0.8 | -20 | Dimmable |  |  | Not for Use in Enclosed Fixtures |  |  |  | 2015-09-01 | 2015-11-03 | United States, Canada | ES_1133329_LED-BR30-5K-11W_11032015105613_1458855 | 2251644
NDR Electric | NDR Electric | LED-GU10-6.5W-27K | LED-GU10-6.5W-27K |  | PAR16 | Reflector (Flood/Spot) | GU10 | Directional | LED | 5 | 50 | 48.5 | 50.1 | 945 |  | 32 | 550 | 6.5 | 84.6 | No | 25000 | 2700 | 84 | 13 | 0.8 | -20 | Dimmable | 5% |  | Damp Location Rated,Not for Use in Enclosed Fixtures |  |  |  | 2015-10-01 | 2015-10-27 | United States, Canada | ES_1133329_LED-GU10-6.5W-27K_10272015154707_0827970 | 2251298
NDR Electric | NDR Electric | LED-GU10-6.5W-3K | LED-GU10-6.5W-3K |  | PAR16 | Reflector (Flood/Spot) | GU10 | Directional | LED | 5 | 50 | 48.5 | 50.1 | 945 |  | 32 | 550 | 6.5 | 84.6 | No | 25000 | 3000 | 84 | 15 | 0.8 | -20 | Dimmable | 5% |  | Damp Location Rated,Not for Use in Enclosed Fixtures |  |  |  | 2015-10-01 | 2015-10-27 | United States, Canada | ES_1133329_LED-GU10-6.5W-3K_10272015155003_1003820 | 2251299
NDR Electric | NDR Electric | LED-GU10-6.5W-4K | LED-GU10-6.5W-4K |  | PAR16 | Reflector (Flood/Spot) | GU10 | Directional | LED | 5 | 50 | 48.5 | 50.1 | 945 |  | 32 | 550 | 6.5 | 84.6 | No | 25000 | 4000 | 82 | 7 | 0.8 | -20 | Dimmable | 5% |  | Damp Location Rated,Not for Use in Enclosed Fixtures |  |  |  | 2015-10-01 | 2015-10-27 | United States, Canada | ES_1133329_LED-GU10-6.5W-4K_10272015161807_2705984 | 2251300
NDR Electric | NDR Electric | LED-GU10-6.5W-5K | LED-GU10-6.5W-5K |  | PAR16 | Reflector (Flood/Spot) | GU10 | Directional | LED | 5 | 50 | 48.5 | 50.1 | 945 |  | 32 | 550 | 6.5 | 84.6 | No | 25000 | 5000 | 85 | 21 | 0.8 | -20 | Dimmable | 5% |  | Damp Location Rated,Not for Use in Enclosed Fixtures |  |  |  | 2015-10-01 | 2015-10-27 | United States, Canada | ES_1133329_LED-GU10-6.5W-5K_10272015162924_3364257 | 2251301
NDR Electric | NDR Electric | LED Lamp | LED-A19-11W-4K |  | A19 | General Purpose Replacement | E26 (Medium) | Omnidirectional | LED | 5 | 60 | 108.8 | 59.6 |  |  |  | 800 | 11 | 72.7 | No | 25000 | 4000 | 82 | 1 | 0.9 | -20 | Dimmable | 3% |  | Damp Location Rated,Not for Use in Enclosed Fixtures |  |  |  | 2015-10-15 | 2015-12-15 | United States, Canada | ES_1133329_LED-A19-11W-4K_01122016205837_9830110 | 2256650
NDR Electric | NDR Electric | LED-PAR16-27K-6.5W | LED-PAR16-27K-6.5W |  | PAR16 | Reflector (Flood/Spot) | E26 (Medium) | Directional | LED | 5 | 50 | 48.5 | 50.1 | 945 |  | 32 | 550 | 6.5 | 84.6 | No | 25000 | 2700 | 84 | 13 | 0.8 | -20 | Dimmable | 5% |  | Damp Location Rated,Not for Use in Enclosed Fixtures |  |  |  | 2015-10-01 | 2015-10-27 | United States, Canada | ES_1133329_LED-PAR16-27K-6.5W_10272015164558_4358196 | 2251302
NDR Electric | NDR Electric | LED-PAR16-3K-6.5W | LED-PAR16-3K-6.5W |  | PAR16 | Reflector (Flood/Spot) | E26 (Medium) | Directional | LED | 5 | 50 | 48.5 | 50.1 | 945 |  | 32 | 550 | 6.5 | 84.6 | No | 25000 | 3000 | 84 | 15 | 0.8 | -20 | Dimmable | 5% |  | Damp Location Rated,Not for Use in Enclosed Fixtures |  |  |  | 2015-10-01 | 2015-10-27 | United States, Canada | ES_1133329_LED-PAR16-3K-6.5W_10272015170343_5423459 | 2251304
NDR Electric | NDR Electric | LED-PAR16-4K-6.5W | LED-PAR16-4K-6.5W |  | PAR16 | Reflector (Flood/Spot) | E26 (Medium) | Directional | LED | 5 | 50 | 48.5 | 50.1 | 945 |  | 32 | 550 | 6.5 | 84.6 | No | 25000 | 4000 | 82 | 7 | 0.8 | -20 | Dimmable | 5% |  | Damp Location Rated,Not for Use in Enclosed Fixtures |  |  |  | 2015-10-01 | 2015-10-27 | United States, Canada | ES_1133329_LED-PAR16-4K-6.5W_10272015172225_6545420 | 2251305
NDR Electric | NDR Electric | LED-PAR16-5K-6.5W | LED-PAR16-5K-6.5W |  | PAR16 | Reflector (Flood/Spot) | E26 (Medium) | Directional | LED | 5 | 50 | 48.5 | 50.1 | 945 |  | 32 | 550 | 6.5 | 84.6 | No | 25000 | 5000 | 85 | 21 | 0.8 | -20 | Dimmable | 5% |  | Damp Location Rated,Not for Use in Enclosed Fixtures |  |  |  | 2015-10-01 | 2015-10-27 | United States, Canada | ES_1133329_LED-PAR16-5K-6.5W_10272015175151_8311923 | 2251303
NDR Electric | NDR Electric | LED PAR20 Dimmable | LED-PAR20-7W-3K |  | PAR20 | Reflector (Flood/Spot) | E26 (Medium) | Directional | LED | 5 | 50 | 77.9 | 62.9 | 776 |  | 40 |  | 7 | 75 | No | 25000 | 3000 | 81 | 7 | 0.9 | -20 | Dimmable |  |  | Not for Use in Enclosed Fixtures |  |  |  | 2015-09-01 | 2015-11-02 | United States, Canada | ES_1133329_LED-PAR20-7W-3K_11022015160617_2145062 | 2251613
NDR Electric | NDR Electric | LED PAR20 Dimmable | LED-PAR20-7W-4K |  | PAR20 | Reflector (Flood/Spot) | E26 (Medium) | Directional | LED | 5 | 50 | 77.9 | 62.9 | 619 |  | 40 |  | 7 | 75 | No | 25000 | 4000 | 82 | 9 | 0.9 | -20 | Dimmable |  |  | Not for Use in Enclosed Fixtures |  |  |  | 2015-09-01 | 2015-11-02 | United States, Canada | ES_1133329_LED-PAR20-7W-4K_11022015161752_9640197 | 2251614
NDR Electric | NDR Electric | LED PAR30LN Dimmable | LED-PAR30LN-3K-13W |  | PAR30L | Reflector (Flood/Spot) | E26 (Medium) | Directional | LED | 5 | 75 | 117.3 | 95.6 | 1678 |  | 40 |  | 13 | 76.9 | No | 25000 | 3000 | 81 | 10 | 0.9 | -20 | Dimmable |  |  | Not for Use in Enclosed Fixtures |  |  |  | 2015-09-01 | 2015-11-02 | United States, Canada | ES_1133329_LED-PAR30LN-3K-13W_11022015164003_1839280 | 2251615
NDR Electric | NDR Electric | LED PAR30LN Dimmable | LED-PAR30LN-4K-13W |  | PAR30L | Reflector (Flood/Spot) | E26 (Medium) | Directional | LED | 5 | 75 | 117.3 | 95.6 | 1350 |  | 40 |  | 13 | 76.9 | No | 25000 | 4000 | 83 | 12 | 0.9 | -20 | Dimmable |  |  | Not for Use in Enclosed Fixtures |  |  |  | 2015-09-01 | 2015-11-02 | United States, Canada | ES_1133329_LED-PAR30LN-4K-13W_11022015165051_6578629 | 2251616
Neonlite Electronic & Lighting (H.K.) Ltd. | Megaman | ER3308dDG-WFL-GU5.3-2700K-12V | ER3308dDG-WFL-GU5.3-2700K-12V |  | MR16 | Reflector (Flood/Spot) | GU5.3 | Directional | LED | 3 | 65 | 49 | 50 | 1742 |  | 36 | 589 | 8 | 73.6 | No | 25000 | 2700 | 81 | 5 | 0.9 | -30 | Dimmable | 10% |  | Damp Location Rated,Recessed Fixtures |  |  |  | 2015-07-01 | 2015-08-17 | United States, Canada | ES_1095307_ER3308dDG-WFL-GU5.3-2700K-12V_08142015144333_4799005 | 2245783
Neonlite Electronic & Lighting (H.K.) Ltd. | Megaman | ER3308dDG-WFL-GU5.3-2700K-12V | ER3308dDG-WFL-GU5.3-2700K-12V |  | MR16 | Reflector (Flood/Spot) | GU5.3 | Directional | LED | 3 | 65 | 49 | 50 | 1742 |  | 36 | 593 | 8.2 | 72.3 | No | 25000 | 2700 | 81 | 5 | 0.9 | -30 | Dimmable | 10% | No | Damp Location Rated | No |  |  | 2015-07-01 | 2016-08-14 | United States, Canada | ES_1095307_ER3308dDG-WFL-GU5.3-2700K-12V_08142015144333_4799005 | 2281544
NITOR Lighting Inc. | NITOR | NT-BR30-12W-27K | NT-BR30-12W-27K |  | BR30 | Reflector (Flood/Spot) | E26 (Medium) | Directional | LED | 3 | 65 | 132.1 | 95 |  |  | 111 | 700 | 12.2 | 57.4 | No | 25000 | 2700 | 82 | 7 | 0.9 | -20 | Dimmable | 10% |  | Damp Location Rated,Not for Use in Enclosed Fixtures |  |  |  | 2016-06-23 | 2016-06-23 | United States, Canada | ES_1131479_NT-BR30-12W-27K_06232016031620_1024032 | 2270530
NITOR Lighting Inc. | NITOR | NT-BR30-12W-50K | NT-BR30-12W-50K |  | BR30 | Reflector (Flood/Spot) | E26 (Medium) | Directional | LED | 3 | 65 | 132.1 | 95 |  |  | 111 | 700 | 12.2 | 57.4 | No | 25000 | 5000 | 84 | 12 | 0.9 | -20 | Dimmable | 10% |  | Damp Location Rated,Not for Use in Enclosed Fixtures |  |  |  | 2016-06-23 | 2016-06-23 | United States, Canada | ES_1131479_NT-BR30-12W-50K_06232016031620_1024032 | 2270531
NITOR Lighting Inc. | NITOR LIGHTING | LED lamps | NT-A19-10W-27K |  | A19 | General Purpose Replacement | E26 (Medium) | Omnidirectional | LED | 3 | 60 | 109.4 | 59.7 |  |  |  | 800 | 10 | 79.8 | No | 25000 | 2700 | 80 | 1 | 0.9 | -20 | Dimmable | 20% |  | Not for Use in Enclosed Fixtures |  |  |  | 2015-03-20 | 2015-04-03 | United States, Canada | ES_1131479_NT-A19-10W-27K_04072015092047_4463576 | 2235937
NITOR Lighting Inc. | NITOR LIGHTING | LED lamps | NT-A19-10W-50K |  | A19 | General Purpose Replacement | E26 (Medium) | Omnidirectional | LED | 3 | 60 | 108.5 | 60 |  |  |  | 800 | 9.8 | 96 | No | 25000 | 5000 | 84 | 11 | 0.9 | -20 | Dimmable | 20% |  | None |  |  |  | 2016-03-01 | 2016-02-26 | United States, Canada | ES_1131479_NT-A19-10W-50K_03032016110930_4547054 | 2261327
NITOR Lighting Inc. | NITOR LIGHTING | LED lamps | NT-A19-7W-27K |  | A19 | General Purpose Replacement | E26 (Medium) | Omnidirectional | LED | 3 | 40 | 109 | 60.3 |  |  |  | 450 | 7.3 | 61.4 | No | 25000 | 2700 | 80 | 1 | 0.9 | -20 | Dimmable | 20% |  | None |  |  |  | 2015-03-20 | 2015-04-03 | United States, Canada | ES_1131479_NT-A19-7W-27K_04072015092024_3075234 | 2235930
NITOR Lighting Inc. | NITOR LIGHTING | LED lamps | NT-A19-7W-50K |  | A19 | General Purpose Replacement | E26 (Medium) | Omnidirectional | LED | 3 | 40 | 108 | 60 |  |  |  | 450 | 6.5 | 90.7 | No | 25000 | 5000 | 83 | 13 | 1 | -20 | Dimmable | 20% |  | None |  |  |  | 2016-03-01 | 2016-02-26 | United States, Canada | ES_1131479_NT-A19-7W-50K_03032016110951_1802273 | 2261326
NITOR Lighting Inc. | NITOR LIGHTING | LED lamps | NT-PAR20-8W-27K |  | PAR20 | Reflector (Flood/Spot) | E26 (Medium) | Directional | LED | 3 | 50 | 86.1 | 63.2 | 1758 |  | 25 |  | 8 | 65.8 | No | 25000 | 2700 | 82 | 2 | 0.9 | -20 | Dimmable | 20% |  | None |  |  |  | 2015-12-14 | 2015-12-11 | United States, Canada | ES_1131479_NT-PAR20-8W-27K_12222015135759_8033426 | 2255276
NITOR Lighting Inc. | NITOR LIGHTING | LED lamps | NT-PAR20-8W-50K |  | PAR20 | Reflector (Flood/Spot) | E26 (Medium) | Directional | LED | 3 | 50 | 86.1 | 63.2 | 1767 |  | 25 |  | 8 | 80.9 | No | 25000 | 5000 | 84 | 18 | 0.9 | -20 | Dimmable | 20% |  | None |  |  |  | 2015-12-14 | 2015-12-11 | United States, Canada | ES_1131479_NT-PAR20-8W-50K_12222015135759_6469877 | 2255277
NITOR Lighting Inc. | NITOR LIGHTING | LED lamps | NT-PAR30S-13W-27K |  | PAR30 | Reflector (Flood/Spot) | E26 (Medium) | Directional | LED | 3 | 60 | 91.5 | 95.6 | 2573 |  | 25 |  | 13 | 63.1 | No | 25000 | 2700 | 82 | 3 | 0.9 | -20 | Dimmable | 20% |  | None |  |  |  | 2015-12-14 | 2015-12-11 | United States, Canada | ES_1131479_NT-PAR30S-13W-27K_12222015135810_6049710 | 2255274
NITOR Lighting Inc. | NITOR LIGHTING | LED lamps | NT-PAR30S-13W-50K |  | PAR30 | Reflector (Flood/Spot) | E26 (Medium) | Directional | LED | 3 | 60 | 91.5 | 95.6 | 2942 |  | 25 |  | 13 | 73.4 | No | 25000 | 5000 | 89 | 39 | 0.9 | -20 | Dimmable | 20% |  | None |  |  |  | 2015-12-14 | 2015-12-11 | United States, Canada | ES_1131479_NT-PAR30S-13W-50K_12222015135810_5563263 | 2255275
NULARIS, INC. | NULARIS | LED | NL-KP3-B11-4.7W27K |  | Decorative: Other | Decorative | E12 (Candelabra) | Decorative | LED | 5 | 40 | 104 | 35 |  |  |  | 330 | 4.7 | 70.2 | No | 25000 | 2700 | 82 | 17 | 0.6 | -40 | Dimmable | 10% |  | None |  |  |  | 2015-05-20 | 2015-05-19 | United States | ES_1121889_NL-KP3-B11-4.7W27K_05202015134208_8652421 | 2240012
NULARIS, INC. | NULARIS | LED Lamp | NL-KP2-B11-4.9W27K |  | Decorative: Other | Decorative | E12 (Candelabra) | Decorative | LED | 5 | 40 | 104 | 35 |  |  |  | 315 | 5 | 64.3 | No | 40000 | 2700 | 82 | 17 | 0.7 | -40 | Dimmable | 10% |  | None |  |  |  | 2014-05-18 | 2014-05-22 | United States | ES_1121889_NL-KP2-B11-4.9W27K_06052014152525_4354865 | 2212496
NULARIS, INC. | NULARIS | LED Lamp | NL-KP2-B11-4.9W30K |  | Decorative: Other | Decorative | E12 (Candelabra) | Decorative | LED | 5 | 40 | 103 | 35 |  |  |  | 315 | 5 | 64.3 | No | 40000 | 3000 | 83 | 21 | 0.7 | -40 | Dimmable | 10% |  | None |  |  |  | 2014-05-18 | 2014-05-22 | United States, Canada | ES_1121889_NL-KP2-B11-4.9W30K_06052014152302_4920194 | 2212497
NULARIS, INC. | NULARIS | LED Lamp | NL-KP2-PAR38-19W30K25D |  | PAR38 | Reflector (Flood/Spot) | E26 (Medium) | Directional | LED | 5 | 100 | 128 | 120 | 4424 |  | 25 | 1250 | 19 | 65.8 | No | 40000 | 3000 | 83 | 5 | 1 | -40 | Dimmable | 10% |  | Enclosed Fixtures |  |  |  | 2014-06-10 | 2014-05-30 | United States | ES_1121889_NL-KP2-PAR38-19W30K25D_06052014153103_5084304 | 2212469
NULARIS, INC. | NULARIS | LED Lamp | NL-KP2-PAR38-19W30K40D |  | PAR38 | Reflector (Flood/Spot) | E26 (Medium) | Directional | LED | 5 | 100 | 128 | 120 | 2665 |  | 40 | 1250 | 19 | 65.8 | No | 40000 | 3000 | 83 | 5 | 1 | -40 | Dimmable | 10% |  | Enclosed Fixtures |  |  |  | 2014-06-10 | 2014-05-30 | United States | ES_1121889_NL-KP2-PAR38-19W30K40D_06052014153103_8802069 | 2212468
NULARIS, INC. | NULARIS | LED Lamp A21 | NL-AL-A21-13W27K |  | A21 | General Purpose Replacement | E26 (Medium) | Omnidirectional | LED | 3 | 75 | 133.9 | 67.6 |  |  |  | 1100 | 13 | 84.6 | No | 25000 | 2700 | 81 | 5 | 0.9 | -20 | Dimmable | 10% |  | Damp Location Rated,Not for Use in Recessed Fixtures,Not for Use in Enclosed Fixtures |  |  |  | 2016-03-18 | 2016-03-29 | United States | ES_1121889_NL-AL-A21-13W27K_03292016155005_0948302 | 2263568
NULARIS, INC. | NULARIS | LED Lamp A21 | NL-AL-A21-13W30K |  | A21 | General Purpose Replacement | E26 (Medium) | Omnidirectional | LED | 3 | 75 | 133.4 | 67.5 |  |  |  | 1100 | 13 | 84.6 | No | 25000 | 3000 | 85 | 23 | 0.9 | -20 | Dimmable | 10% |  | Damp Location Rated,Not for Use in Recessed Fixtures,Not for Use in Enclosed Fixtures |  |  |  | 2016-03-18 | 2016-03-29 | United States | ES_1121889_NL-AL-A21-13W30K_03292016155033_4981082 | 2263569
NULARIS, INC. | NULARIS | LED Lamp A21 | NL-AL-A21-13W50K |  | A21 | General Purpose Replacement | E26 (Medium) | Omnidirectional | LED | 3 | 75 | 133.6 | 67.2 |  |  |  | 1100 | 13 | 84.6 | No | 25000 | 5000 | 86 | 29 | 0.9 | -20 | Dimmable | 10% |  | Damp Location Rated,Not for Use in Recessed Fixtures,Not for Use in Enclosed Fixtures |  |  |  | 2016-03-18 | 2016-03-29 | United States | ES_1121889_NL-AL-A21-13W50K_03292016155046_5928943 | 2263570
NULARIS, INC. | NULARIS | LED Lamp A21 | NL-AL-A21-15.5W27K |  | A21 | General Purpose Replacement | E26 (Medium) | Omnidirectional | LED | 3 | 100 | 133.9 | 67.8 |  |  |  | 1600 | 15.5 | 103.2 | No | 25000 | 2700 | 81 | 6 | 0.9 | -20 | Dimmable | 20% |  | Damp Location Rated,Not for Use in Recessed Fixtures,Not for Use in Enclosed Fixtures |  |  |  | 2016-03-25 | 2016-03-29 | United States | ES_1121889_NL-AL-A21-15.5W27K_03292016153607_4578016 | 2263550
NULARIS, INC. | NULARIS | LED Lamp A21 | NL-AL-A21-15.5W30K |  | A21 | General Purpose Replacement | E26 (Medium) | Omnidirectional | LED | 3 | 100 | 133.9 | 67.8 |  |  |  | 1600 | 15.5 | 103.2 | No | 25000 | 3000 | 83 | 11 | 0.9 | -20 | Dimmable | 20% |  | Damp Location Rated,Not for Use in Recessed Fixtures,Not for Use in Enclosed Fixtures |  |  |  | 2016-03-25 | 2016-03-29 | United States | ES_1121889_NL-AL-A21-15.5W30K_03292016153635_6578109 | 2263551
Parmida LLC | ENVISION LED | Directional LED Lamp PAR38 | LED-ES-P38-4-18W-WW |  | PAR38 | Reflector (Flood/Spot) | E26 (Medium) | Directional | LED | 3 | 100 | 133.2 | 124.6 | 2197 |  | 40 | 1100 | 18 | 61.1 | No | 25000 | 3000 | 83 | 6 | 1 | -20 | Dimmable | 10% |  | Damp Location Rated,Recessed Fixtures,Not for Use in Enclosed Fixtures |  |  |  | 2015-04-05 | 2015-04-06 | United States, Canada | ES_1126277_LED-ES-P38-4-18W-WW_04062015135945_3477650 | 2235998
Parmida LLC | PARMIDA | Directional LED Lamp GU10 | PLED-GU108W3000K-UL-ES-DIM |  | PAR16 | Reflector (Flood/Spot) | GU10 | Directional | LED | 5 | 60 | 55.2 | 50.2 | 1118 |  | 40 | 560 | 8 | 70 | No | 25000 | 3000 | 82 | 17 | 0.8 | -20 | Dimmable | 5% |  | Damp Location Rated,Not for Use in Enclosed Fixtures,Recessed Fixtures |  |  |  | 2016-05-12 | 2016-06-30 | United States, Canada | ES_1126277_PLED-GU108W3000K-UL-ES-DIM_06302016104702_3490103 | 2272197
Parmida LLC | PARMIDA | LED | PLED-PAR208W3000K-UL-ES-DIM |  | PAR20 | Reflector (Flood/Spot) | E26 (Medium) | Directional | LED | 5 | 50 | 80 | 63 | 958 |  | 40 |  | 8 | 62.5 | No | 25000 | 3000 | 81 | 4 | 0.9 | -20 | Dimmable | 10% |  | None |  |  |  | 2015-12-15 | 2015-12-17 | United States | ES_1126277_PLED-PAR208W3000K-UL-ES-DIM_12222015140034_1377945 | 2255254
Parmida LLC | PARMIDA | LED | PLED-PAR208W5000K-UL-ES-DIM |  | PAR20 | Reflector (Flood/Spot) | E26 (Medium) | Directional | LED | 5 | 50 | 80 | 63 | 958 |  | 40 |  | 8 | 62.5 | No | 25000 | 5000 | 83 | 8 | 0.9 | -20 | Dimmable | 10% |  | None |  |  |  | 2015-12-15 | 2015-12-17 | United States | ES_1126277_PLED-PAR208W5000K-UL-ES-DIM_12222015140034_2880177 | 2255255
Parmida LLC | PARMIDA | LED | PLED-PAR3010W3000K-UL-ES-DIM |  | PAR30L | Reflector (Flood/Spot) | E26 (Medium) | Directional | LED | 5 | 75 | 115 | 95 | 1577 |  | 40 |  | 10 | 80 | No | 25000 | 3000 | 81 | 4 | 0.9 | -20 | Dimmable | 10% |  | None |  |  |  | 2015-12-15 | 2015-12-17 | United States | ES_1126277_PLED-PAR3010W3000K-UL-ES-DIM_12222015140046_3327105 | 2255252
Parmida LLC | PARMIDA | LED | PLED-PAR3010W5000K-UL-ES-DIM |  | PAR30L | Reflector (Flood/Spot) | E26 (Medium) | Directional | LED | 5 | 75 | 115 | 95 | 1577 |  | 40 |  | 10 | 80 | No | 25000 | 5000 | 84 | 13 | 0.9 | -20 | Dimmable | 10% |  | None |  |  |  | 2015-12-15 | 2015-12-17 | United States | ES_1126277_PLED-PAR3010W5000K-UL-ES-DIM_12222015140046_6025631 | 2255253
Philips Lighting North America Corporation | AmbientLED | 10.5A19/SLIM/2700 DIM 120V | 9290002707 | ,,10.5A19/SLIM/2700 DIM 120V (433227) | A19 | General Purpose Replacement | E26 (Medium) | Omnidirectional | LED | 3 | 60 | 111.7 | 68.9 |  |  |  | 800 | 10.5 | 76.2 | No | 25000 | 2700 | 81 | 10 | 0.9 | -20 | Dimmable | 13% |  | Damp Location Rated,Use With Timers,Use With Photo And/Or Motion Sensors |  |  |  | 2014-03-21 | 2014-08-11 | United States | ES_1116599_9290002707_03252014185312_9922112 | 2222180
Philips Lighting North America Corporation | AmbientLED | 10.5A19/SLIM/5000 DIM 120V | 9290002709 | ,,10.5A19/SLIM/5000 DIM 120V (433235) | A19 | General Purpose Replacement | E26 (Medium) | Omnidirectional | LED | 3 | 60 | 112.5 | 69 |  |  |  | 800 | 10.5 | 76.2 | No | 25000 | 5000 | 85 | 22 | 0.9 | -20 | Dimmable | 13% |  | Damp Location Rated |  |  |  | 2014-03-27 | 2014-06-24 | United States | ES_1116599_9290002709_03252014185717_3654345 | 2222135
Philips Lighting North America Corporation | AmbientLED | 10MRX16/F25 2700 DIM HO | 9290002600 | 10MRX16/F25 2700 DIM HO,9290002600,10MRX16/F25 2700 DIM HO (432393) | MR16 | Reflector (Flood/Spot) | GU5.3 | Directional | LED | 3 | 75 | 54.4 | 50 | 3697 |  | 25 | 640 | 10 | 64 | No | 25000 | 2700 | 82 | 13 | 0.9 | 0 | Dimmable | 20% |  | Damp Location Rated,Recessed Fixtures |  |  |  | 2014-09-01 | 2014-06-10 | United States, Canada | ES_1116599_9290002600_10062014140823_9356958 | 2222899
Philips Lighting North America Corporation | AmbientLED | 10MRX16/F25 3000 DIM HO | 9290002601 | 10MRX16/F25 3000 DIM HO,9290002601,10MRX16/F25 3000 DIM HO (432401) | MR16 | Reflector (Flood/Spot) | GU5.3 | Directional | LED | 3 | 75 | 54.1 | 50 | 3341 |  | 25 | 650 | 10 | 65 | No | 25000 | 3000 | 81 | 10 | 0.9 | 0 | Dimmable | 20% |  | Damp Location Rated,Recessed Fixtures |  |  |  | 2014-09-01 | 2014-10-06 | United States, Canada | ES_1116599_9290002601_10062014145115_9936639 | 2223396
Philips Lighting North America Corporation | AmbientLED | 10MRX16/F25 4000 DIM HO | 9290002602 | 10MRX16/F25 4000 DIM HO,9290002602,10MRX16/F25 4000 DIM HO (432419) | MR16 | Reflector (Flood/Spot) | GU5.3 | Directional | LED | 3 | 75 | 54.1 | 50 | 3551 |  | 25 | 650 | 10 | 65 | No | 25000 | 4000 | 82 | 15 | 0.9 | 0 | Dimmable | 20% |  | Damp Location Rated,Recessed Fixtures |  |  |  | 2014-09-01 | 2014-10-06 | United States, Canada | ES_1116599_9290002602_10062014143416_4419214 | 2223398
Philips Lighting North America Corporation | AmbientLED | 10MRX16/F35 2700 DIM HO | 9290002603 | 10MRX16/F35 2700 DIM HO,9290002603,10MRX16/F35 2700 DIM HO (432427) | MR16 | Reflector (Flood/Spot) | GU5.3 | Directional | LED | 3 | 75 | 54.1 | 49.8 | 2065 |  | 35 | 640 | 10 | 64 | No | 25000 | 2700 | 81 | 9 | 0.9 | 0 | Dimmable | 20% |  | Damp Location Rated,Recessed Fixtures |  |  |  | 2014-09-01 | 2014-10-06 | United States, Canada | ES_1116599_9290002603_10062014145626_9829522 | 2223412
Philips Lighting North America Corporation | AmbientLED | 10MRX16/F35 3000 DIM HO | 9290002604 | 10MRX16/F35 3000 DIM HO,9290002604,10MRX16/F35 3000 DIM HO (432435) | MR16 | Reflector (Flood/Spot) | GU5.3 | Directional | LED | 3 | 75 | 54.1 | 50 | 1855 |  | 35 | 650 | 10 | 65 | No | 25000 | 3000 | 81 | 12 | 0.9 | 0 | Dimmable | 20% |  | Damp Location Rated,Recessed Fixtures |  |  |  | 2014-09-01 | 2014-10-06 | United States, Canada | ES_1116599_9290002604_10062014144623_6220056 | 2223397
Philips Lighting North America Corporation | AmbientLED | 10MRX16/F35 4000 DIM HO | 9290002605 | 10MRX16/F35 4000 DIM HO,9290002605,10MRX16/F35 4000 DIM HO (432443) | MR16 | Reflector (Flood/Spot) | GU5.3 | Directional | LED | 3 | 75 | 53.8 | 50 | 2013 |  | 35 | 650 | 10 | 65 | No | 25000 | 4000 | 82 | 15 | 0.9 | 0 | Dimmable | 20% |  | Damp Location Rated,Recessed Fixtures |  |  |  | 2014-09-01 | 2014-10-06 | United States, Canada | ES_1116599_9290002605_10062014141431_1484948 | 2223399
Philips Lighting North America Corporation | EnergySaver | ELmdTQS 13W GU24 4.1K | ELmdTQS 13W GU24 4.1K | ,EL/mdTQS 13W GU24 4.1K, 454165,; ELmdTQS 13W GU24 4.1K,ELmdTQS 13W GU24 4.1K, | CFL Bare Spiral | General Purpose Replacement | GU24 | Omnidirectional | CFL | 9 | 60 | 92 | 50 |  | 2 |  | 900 | 13.2 | 68.2 | No | 10000 | 4100 | 84 | 38 | 0.6 | -20 |  |  |  | Damp Location Rated |  |  |  | 2014-11-19 | 2014-11-18 | United States, Canada | ES_1116599_ELmdTQS 13W GU24 4.1K_11242014155328_4408268 | 2225661
Philips Lighting North America Corporation | EnergySaver | EL/mdTQS 13W T2 | EL/mdTQS 13W T2 | ,259820,; ,259846,; ,413996,; ,417071,; ,418061,; ,434373,; ,454223,; ,455196,; ,BC-EL/mdTQS 13W T2 4PK,; ,EL/mdTQS 13W T2 6/4,; ,SBC-EL/mdTQS 13W T2 3PK,; ,SBC-EL/mdTQS 13W T2,; ,Spiral 13W T2 2700K, | A19 | General Purpose Replacement | E26 (Medium) | Omnidirectional | CFL | 9 | 60 | 101.6 | 50.8 |  | 2 |  | 900 | 13 | 69.2 | No | 10000 | 2700 | 82 | 6 | 0.6 | -20 |  |  |  | Damp Location Rated |  |  |  | 2013-07-15 | 2014-03-20 | United States, Canada | ES_1116599_EL/mdTQS 13W T2_04162014191742_5862355 | 2208858
Philips Lighting North America Corporation | EnergySaver | EL/mdTQS 13W T2 5K | EL/mdTQS 13W T2 5K | 431130,431130,; EL/mdTQS 13W T2 5K 4/6,EL/mdTQS 13W T2 5K 4/6, | CFL Bare Spiral | General Purpose Replacement | E26 (Medium) | Omnidirectional | CFL | 9 | 60 | 101.6 | 50.8 |  | 2 |  | 860 | 13.1 | 65.6 | No | 10000 | 5000 | 83 | 40 | 0.6 | -20 |  |  |  | Damp Location Rated |  |  |  | 2014-12-01 | 2015-01-13 | United States, Canada | ES_1116599_EL/mdTQS 13W T2 5K_01132015125717_3837771 | 2230854
Philips Lighting North America Corporation | EnergySaver | EL/mdTQS 13W T2 6.5K | EL/mdTQS 13W T2 6.5K | ,259838,; ,415927,; ,418079,; ,431148,; ,434399, 420091,; ,454231,; ,BC-EL/mdTQS 13W T2 6.5K 4PK,; ,EL/mdTQS 13W T2 6.5K 4/6,; ,EL/mdTQS 13W T2 6.5K 6/2,; ,EL/mdTQS 13W T2 6.5K 6/4,; ,SBC- EL/mdTQS 13W T2 6.5K 3PK,; ,Spiral 13W T2 6500K, | CFL Bare Spiral | General Purpose Replacement | E26 (Medium) | Omnidirectional | CFL | 9 | 60 | 101.6 | 50.8 |  | 2 |  | 890 | 12.8 | 68.3 | No | 10000 | 6500 | 82 | 51 | 0.6 | -20 |  |  |  | Damp Location Rated |  |  |  | 2014-08-19 | 2014-09-10 | United States | ES_1116599_EL/mdTQS 13W T2 6.5K_09102014140141_7701662 | 2218989
Philips Lighting North America Corporation | EnergySaver | ELmdTQS 18W GU24 | ELmdTQS 18W GU24 | ,EL/mdTQS 18W GU24, 454207,; ,SBC-EL/mdTQS 18W GU24, 455006,; ELmdTQS 18W GU24,ELmdTQS 18W GU24, | CFL Bare Spiral | General Purpose Replacement | GU24 | Omnidirectional | CFL | 9 | 75 | 101 | 55 |  | 2 |  | 1250 | 18 | 69.4 | No | 10000 | 2700 | 83 | 8 | 0.6 | -20 |  |  |  | Damp Location Rated |  |  |  | 2014-11-19 | 2014-11-18 | United States, Canada | ES_1116599_ELmdTQS 18W GU24_11242014182252_3372094 | 2225622
Philips Lighting North America Corporation | EnergySaver | ELmdTQS 18W GU24 4.1K | ELmdTQS 18W GU24 4.1K | ,454173,; ELmdTQS 18W GU24 4.1K,ELmdTQS 18W GU24 4.1K, | CFL Bare Spiral | General Purpose Replacement | GU24 | Omnidirectional | CFL | 9 | 75 | 101 | 55 |  | 2 |  | 1250 | 18 | 69.4 | No | 10000 | 4100 | 84 | 28 | 0.6 | -20 |  |  |  | Damp Location Rated |  |  |  | 2014-11-19 | 2014-11-18 | United States, Canada | ES_1116599_ELmdTQS 18W GU24 4.1K_11242014201223_9943735 | 2225704
Philips Lighting North America Corporation | EnergySaver | EL/mdTQS 18W T2 | EL/mdTQS 18W T2 | ,414003,; ,417089, 434365,; ,418087,; ,455204,; ,BC-EL/mdTQS 18W T2 4PK,; ,SBC-EL/mdTQS 18W T2 3PK,; ,SBC-EL/mdTQS 18W T2, | CFL Bare Spiral | General Purpose Replacement | E26 (Medium) | Omnidirectional | CFL | 9 | 75 | 112 | 55 |  | 2 |  | 1317 | 17.6 | 74.6 | No | 10000 | 2700 | 83 | 8 | 0.6 | -20 |  |  |  | Damp Location Rated |  |  |  | 2014-08-19 | 2014-09-10 | United States, Canada | ES_1116599_EL/mdTQS 18W T2_09102014140504_7904072 | 2218978
Philips Lighting North America Corporation | EnergySaver | ELmdTQS 23W GU24 | ELmdTQS 23W GU24 | ,EL/mdTQS 23W GU24, 454215,; ,SBC-EL/mdTQS 23W GU24, 455014,; ELmdTQS 23W GU24,ELmdTQS 23W GU24, | CFL Bare Spiral | General Purpose Replacement | GU24 | Omnidirectional | CFL | 9 | 100 | 107 | 60 |  | 2 |  | 1600 | 23 | 69.6 | No | 10000 | 2700 | 82 | 7 | 0.6 | -20 |  |  |  | Damp Location Rated |  |  |  | 2014-11-19 | 2014-11-18 | United States, Canada | ES_1116599_ELmdTQS 23W GU24_11242014184842_4922704 | 2225625
Philips Lighting North America Corporation | EnergySaver | ELmdTQS 23W GU24 4.1K | ELmdTQS 23W GU24 4.1K | ,454181,; ELmdTQS 23W GU24 4.1K,ELmdTQS 23W GU24 4.1K, | CFL Bare Spiral | General Purpose Replacement | GU24 | Omnidirectional | CFL | 9 | 100 | 107 | 60 |  | 2 |  | 1600 | 23 | 69.6 | No | 10000 | 4100 | 82 | 37 | 0.6 | -20 |  |  |  | Damp Location Rated |  |  |  | 2014-11-19 | 2014-11-18 | United States, Canada | ES_1116599_ELmdTQS 23W GU24 4.1K_11242014155434_4474214 | 2225708
Philips Lighting North America Corporation | EnergySaver | EL/mdTQS 23W T2 | EL/mdTQS 23W T2 | ,259911,; ,414011,; ,415967,; ,415991,; ,418095,; ,434738, 417097,; ,455212,; ,BC-EL/mdTQS 23W T2 4PK,; ,EL/mdTQS 23W T2 6/2,; ,EL/mdTQS 23W T2 6/4,; ,SBC- EL/mdTQS 23W T2 3PK,; ,SBC-EL/mdTQS 23W T2,; ,Spiral 23W T2 2700K, | CFL Bare Spiral | General Purpose Replacement | E26 (Medium) | Omnidirectional | CFL | 9 | 100 | 113 | 60 |  | 2 |  | 1612 | 21.3 | 75.5 | No | 10000 | 2700 | 82 | 7 | 0.6 | -20 |  |  |  | Damp Location Rated |  |  |  | 2014-08-19 | 2014-09-10 | United States, Canada | ES_1116599_EL/mdTQS 23W T2_09102014140904_8144664 | 2218979
Philips Lighting North America Corporation | EnergySaver | EL/mdTQS 23W T2 6.5K | EL/mdTQS 23W T2 6.5K | ,415983,; ,416016,; ,433557,; ,BC-EL/mdTQS 23W T2 6.5K 4PK,; ,EL/mdTQS 23W T2 6500 6/2,; ,EL/mdTQS 23W T2 6500 6/4, | CFL Bare Spiral | General Purpose Replacement | E26 (Medium) | Omnidirectional | CFL | 9 | 75 | 111.8 | 61 |  | 2 |  | 1536 | 21.8 | 67 | No | 10000 | 6500 | 83 | 46 | 0.5 | -20 |  |  |  | Damp Location Rated |  |  |  | 2014-08-19 | 2014-09-10 | United States | ES_1116599_EL/mdTQS 23W T2 6.5K_09102014143325_9605934 | 2218982
Philips Lighting North America Corporation | EnergySaver | EL/mdTQS 26W T2 | EL/mdTQS 26W T2 | ,414102,; ,EL/mdTQS 26W T2, | CFL Bare Spiral | General Purpose Replacement | E26 (Medium) | Omnidirectional | CFL | 9 | 100 | 102 | 49 |  | 2 |  | 1800 | 26 | 69.2 | No | 10000 | 2700 | 82 | -10 | 0.6 | -20 |  |  |  | Damp Location Rated |  |  |  | 2014-09-19 | 2014-10-10 | United States | ES_1116599_EL/mdTQS 26W T2_10192014041112_1872295 | 2222675
Philips Lighting North America Corporation | EnergySaver | EL/mdTQS 9W T2 | EL/mdTQS 9W T2 | ,413988,; ,415877,; ,417063, 434381,; ,455188,; ,BC-EL/mdTQS 9W T2 6/4,; ,EL/mdTQS 9W T2 6/2,; ,SBC-EL/mdTQS 9W T2,; SBC-EL/mdTQS 9W T2 6/1,408542, | CFL Bare Spiral | General Purpose Replacement | E26 (Medium) | Omnidirectional | CFL | 9 | 40 | 81 | 46 |  | 2 |  | 582 | 9 | 64.3 | No | 10000 | 2700 | 82 | 5 | 0.6 | -20 |  |  |  | Damp Location Rated |  |  |  | 2014-08-19 | 2014-09-10 | United States, Canada | ES_1116599_EL/mdTQS 9W T2_09102014135324_7204258 | 2218977
Philips Lighting North America Corporation | EnergySaver | EL/mdTQS 9W T2 6.5K | EL/mdTQ 9W T2 6500K | 415893,415893,; EL/mdTQS 9W T2 6.5 6/2,EL/mdTQS 9W T2 6.5 6/2, | CFL Bare Spiral | General Purpose Replacement | E26 (Medium) | Omnidirectional | CFL | 9 | 40 | 81 | 46 |  | 2 |  | 520 | 9.2 | 56.5 | No | 10000 | 6500 | 83 | 45 | 0.6 | -20 |  |  |  | Damp Location Rated |  |  |  | 2014-12-01 | 2015-01-12 | United States, Canada | ES_1116599_EL/mdTQ 9W T2 6500K_01122015204326_5406757 | 2230853
Philips Lighting North America Corporation | EnergySaver | EL/O 14W Prisma | EL/O 14W Prisma | ,407783,; ,408674,; ,417865,; ,BC-EL/O 14W Prisma SC 4/1,; ,EL/O 14W Prisma 6/1, | CFL Covered Other | Other | E26 (Medium) | Omnidirectional | CFL | 9 | 60 | 129.4 | 50.3 |  | 2 |  | 840 | 14 | 60 | No | 10000 | 2700 | 82 | 11 | 0.6 | -20 |  |  |  | Damp Location Rated,Shatter Resistant |  |  |  | 2014-09-19 | 2014-10-10 | United States, Canada | ES_1116599_EL/O 14W Prisma_10192014040341_1421346 | 2222673
Neonlite Electronic & Lighting (H.K.) Ltd. | Megaman | ER3308dDG-WFL-GU5.3-3000K-12V | ER3308dDG-WFL-GU5.3-3000K-12V |  | MR16 | Reflector (Flood/Spot) | GU5.3 | Directional | LED | 3 | 65 | 49 | 50 | 1796 |  | 36 | 597 | 8 | 74.6 | No | 25000 | 3000 | 83 | 13 | 0.9 | -30 | Dimmable | 10% | No | Damp Location Rated | No |  |  | 2015-07-01 | 2015-11-27 | United States, Canada | ES_1095307_ER3308dDG-WFL-GU5.3-3000K-12V_11272015181504_4051324 | 2281541
Neonlite Electronic & Lighting (H.K.) Ltd. | Megaman | ER3308dDG-WFL-GU5.3-3000K-12V | ER3308dDG-WFL-GU5.3-3000K-12V |  | MR16 | Reflector (Flood/Spot) | GU5.3 | Directional | LED | 3 | 65 | 49 | 50 | 1796 |  | 36 | 597 | 8 | 74.6 | No | 25000 | 3000 | 83 | 13 | 0.9 | -30 | Dimmable | 10% |  | Damp Location Rated,Recessed Fixtures |  |  |  | 2015-07-01 | 2015-12-02 | United States, Canada | ES_1095307_ER3308dDG-WFL-GU5.3-3000K-12V_11272015181504_4051324 | 2254095
Neonlite Electronic & Lighting (H.K.) Ltd. | Megaman | ER3308dDG-WFL-GU5.3-3500K-12V | ER3308dDG-WFL-GU5.3-3500K-12V |  | MR16 | Reflector (Flood/Spot) | GU5.3 | Directional | LED | 3 | 65 | 49 | 50 | 1773 |  | 36 | 600 | 8 | 74.6 | No | 25000 | 3500 | 85 | 21 | 0.9 | -30 | Dimmable | 10% | No | Damp Location Rated | No |  |  | 2015-07-01 | 2015-11-27 | United States, Canada | ES_1095307_ER3308dDG-WFL-GU5.3-3500K-12V_11272015181601_6152154 | 2281542
Neonlite Electronic & Lighting (H.K.) Ltd. | Megaman | ER3308dDG-WFL-GU5.3-3500K-12V | ER3308dDG-WFL-GU5.3-3500K-12V |  | MR16 | Reflector (Flood/Spot) | GU5.3 | Directional | LED | 3 | 65 | 49 | 50 | 1773 |  | 36 | 600 | 8 | 74.6 | No | 25000 | 3500 | 85 | 21 | 0.9 | -30 | Dimmable | 10% |  | Damp Location Rated,Recessed Fixtures |  |  |  | 2015-07-01 | 2015-12-02 | United States, Canada | ES_1095307_ER3308dDG-WFL-GU5.3-3500K-12V_11272015181601_6152154 | 2254096
Neonlite Electronic & Lighting (H.K.) Ltd. | Megaman | ER3308dDG-WFL-GU5.3-4000K-12V | ER3308dDG-WFL-GU5.3-4000K-12V |  | MR16 | Reflector (Flood/Spot) | GU5.3 | Directional | LED | 3 | 65 | 49 | 50 | 1778 |  | 36 | 598 | 8 | 74.7 | No | 25000 | 4000 | 83 | 4 | 0.9 | -30 | Dimmable | 10% | No | Damp Location Rated | No |  |  | 2015-07-01 | 2015-08-14 | United States, Canada | ES_1095307_ER3308dDG-WFL-GU5.3-4000K-12V_08132015121913_4654657 | 2281546
Neonlite Electronic & Lighting (H.K.) Ltd. | Megaman | ER3308dDG-WFL-GU5.3-4000K-12V | ER3308dDG-WFL-GU5.3-4000K-12V |  | MR16 | Reflector (Flood/Spot) | GU5.3 | Directional | LED | 3 | 65 | 49 | 50 | 1778 |  | 36 | 600 | 8 | 75 | No | 25000 | 4000 | 83 | 4 | 0.9 | -30 | Dimmable | 10% |  | Damp Location Rated,Recessed Fixtures |  |  |  | 2015-07-01 | 2015-08-17 | United States, Canada | ES_1095307_ER3308dDG-WFL-GU5.3-4000K-12V_08132015121913_4654657 | 2245785
Neonlite Electronic & Lighting (H.K.) Ltd. | Megaman | ER3308dLN-FL-GU5.3-2700K-12V | ER3308dLN-FL-GU5.3-2700K-12V |  | MR16 | Reflector (Flood/Spot) | GU5.3 | Directional | LED | 3 | 65 | 49 | 50 | 2963 |  | 24 | 593 | 8.2 | 72.3 | No | 25000 | 2700 | 81 | 5 | 0.9 | -30 | Dimmable | 10% | No | Damp Location Rated | No |  |  | 2015-07-01 | 2015-08-14 | United States, Canada | ES_1095307_ER3308dLN-FL-GU5.3-2700K-12V_08142015143945_1366540 | 2281543
Neonlite Electronic & Lighting (H.K.) Ltd. | Megaman | ER3308dLN-FL-GU5.3-2700K-12V | ER3308dLN-FL-GU5.3-2700K-12V |  | MR16 | Reflector (Flood/Spot) | GU5.3 | Directional | LED | 3 | 65 | 49 | 50 | 2963 |  | 24 | 593 | 8.2 | 72.3 | No | 25000 | 2700 | 81 | 5 | 0.9 | -30 | Dimmable | 10% |  | Damp Location Rated,Recessed Fixtures |  |  |  | 2015-07-01 | 2015-08-17 | United States, Canada | ES_1095307_ER3308dLN-FL-GU5.3-2700K-12V_08142015143945_1366540 | 2245782
Neonlite Electronic & Lighting (H.K.) Ltd. | Megaman | ER3308dLN-FL-GU5.3-3000K-12V | ER3308dLN-FL-GU5.3-3000K-12V |  | MR16 | Reflector (Flood/Spot) | GU5.3 | Directional | LED | 3 | 65 | 49 | 50 | 3000 |  | 24 | 597 | 8 | 74.6 | No | 25000 | 3000 | 83 | 13 | 0.9 | -30 | Dimmable | 10% | No | Damp Location Rated | No |  |  | 2015-07-01 | 2015-11-27 | United States, Canada | ES_1095307_ER3308dLN-FL-GU5.3-3000K-12V_11272015171507_7142450 | 2281534
Neonlite Electronic & Lighting (H.K.) Ltd. | Megaman | ER3308dLN-FL-GU5.3-3000K-12V | ER3308dLN-FL-GU5.3-3000K-12V |  | MR16 | Reflector (Flood/Spot) | GU5.3 | Directional | LED | 3 | 65 | 49 | 50 | 3000 |  | 24 | 597 | 8 | 74.6 | No | 25000 | 3000 | 83 | 13 | 0.9 | -30 | Dimmable | 10% |  | Damp Location Rated,Recessed Fixtures |  |  |  | 2015-07-01 | 2015-12-02 | United States, Canada | ES_1095307_ER3308dLN-FL-GU5.3-3000K-12V_11272015171507_7142450 | 2254093
Neonlite Electronic & Lighting (H.K.) Ltd. | Megaman | ER3308dLN-FL-GU5.3-3500K-12V | ER3308dLN-FL-GU5.3-3500K-12V |  | MR16 | Reflector (Flood/Spot) | GU5.3 | Directional | LED | 3 | 65 | 49 | 50 | 2976 |  | 24 | 600 | 8 | 74.6 | No | 25000 | 3500 | 85 | 21 | 0.9 | -30 | Dimmable | 10% | No | Damp Location Rated | No |  |  | 2015-07-01 | 2015-11-27 | United States, Canada | ES_1095307_ER3308dLN-FL-GU5.3-3500K-12V_11272015171828_1314813 | 2281540
Neonlite Electronic & Lighting (H.K.) Ltd. | Megaman | ER3308dLN-FL-GU5.3-3500K-12V | ER3308dLN-FL-GU5.3-3500K-12V |  | MR16 | Reflector (Flood/Spot) | GU5.3 | Directional | LED | 3 | 65 | 49 | 50 | 2976 |  | 24 | 600 | 8 | 74.6 | No | 25000 | 3500 | 85 | 21 | 0.9 | -30 | Dimmable | 10% |  | Damp Location Rated,Recessed Fixtures |  |  |  | 2015-07-01 | 2015-12-02 | United States, Canada | ES_1095307_ER3308dLN-FL-GU5.3-3500K-12V_11272015171828_1314813 | 2254094
Neonlite Electronic & Lighting (H.K.) Ltd. | Megaman | ER3308dLN-FL-GU5.3-4000K-12V | ER3308dLN-FL-GU5.3-4000K-12V |  | MR16 | Reflector (Flood/Spot) | GU5.3 | Directional | LED | 3 | 65 | 49 | 50 | 3022 |  | 24 | 598 | 8 | 74.7 | No | 25000 | 4000 | 83 | 4 | 0.9 | -30 | Dimmable | 10% | No | Damp Location Rated | No |  |  | 2015-07-01 | 2015-08-14 | United States, Canada | ES_1095307_ER3308dLN-FL-GU5.3-4000K-12V_08132015122254_8236352 | 2281545
Neonlite Electronic & Lighting (H.K.) Ltd. | Megaman | ER3308dLN-FL-GU5.3-4000K-12V | ER3308dLN-FL-GU5.3-4000K-12V |  | MR16 | Reflector (Flood/Spot) | GU5.3 | Directional | LED | 3 | 65 | 49 | 50 | 3022 |  | 24 | 598 | 8 | 74.7 | No | 25000 | 4000 | 83 | 4 | 0.9 | -30 | Dimmable | 10% |  | Damp Location Rated,Recessed Fixtures |  |  |  | 2015-07-01 | 2015-08-17 | United States, Canada | ES_1095307_ER3308dLN-FL-GU5.3-4000K-12V_08132015122254_8236352 | 2245784
Neonlite Electronic & Lighting (H.K.) Ltd. | Megaman | ER3308dR9DG-WFL-GU5.3-3000K | ER3308dR9DG-WFL-GU5.3-3000K |  | MR16 | Reflector (Flood/Spot) | GU5.3 | Directional | LED | 3 | 50 | 50 | 49 | 1459 |  | 36 | 520 | 8 | 65 | No | 25000 | 3000 | 94 | 73 | 0.9 | -30 | Dimmable | 10% | No | Damp Location Rated | No |  |  | 2016-09-05 | 2016-09-30 | United States, Canada | ES_1095307_ER3308dR9DG-WFL-GU5.3-3000K_09272016163635_6210443 | 2280418
Neonlite Electronic & Lighting (H.K.) Ltd. | Megaman | ER3308dR9LN-FL-GU5.3-3000K | ER3308dR9LN-FL-GU5.3-3000K |  | MR16 | Reflector (Flood/Spot) | GU5.3 | Directional | LED | 3 | 50 | 50 | 49 | 2551 |  | 24 | 520 | 8 | 65 | No | 25000 | 3000 | 95 | 75 | 0.9 | -30 | Dimmable | 10% | No | Damp Location Rated | No |  |  | 2016-09-05 | 2016-10-04 | United States, Canada | ES_1095307_ER3308dR9LN-FL-GU5.3-3000K_09272016163635_3310743 | 2280553
Neonlite Electronic & Lighting (H.K.) Ltd. | Megaman | LG4509d-E26-2700K-120V | LG4509d-E26-2700K-120V |  | A19 | General Purpose Replacement | E26 (Medium) | Omnidirectional | LED | 3 | 60 | 103.5 | 60.2 |  |  |  | 800 | 9 | 88.8 | No | 25000 | 2700 | 80 | 13 | 0.9 | -30 | Dimmable | 10% | No | Damp Location Rated | No |  |  | 2015-05-01 | 2015-05-04 | United States, Canada | ES_1095307_LG4509d-E26-2700K-120V_05012015141512_9564935 | 2281550
Neonlite Electronic & Lighting (H.K.) Ltd. | Megaman | LG4509d-E26-2700K-120V | LG4509d-E26-2700K-120V |  | A19 | General Purpose Replacement | E26 (Medium) | Omnidirectional | LED | 3 | 60 | 103.5 | 60.2 |  |  |  | 800 | 9 | 88.8 | No | 25000 | 2700 | 80 | 13 | 0.9 | -30 | Dimmable | 10% |  | Damp Location Rated,Recessed Fixtures |  |  |  | 2015-05-01 | 2015-05-07 | United States, Canada | ES_1095307_LG4509d-E26-2700K-120V_05012015141512_9564935 | 2239137
NULARIS, INC. | NULARIS | LED Lamp A21 | NL-AL-A21-15.5W50K |  | A21 | General Purpose Replacement | E26 (Medium) | Omnidirectional | LED | 3 | 100 | 133.9 | 67.8 |  |  |  | 1700 | 15.5 | 109.7 | No | 25000 | 5000 | 81 | 6 | 0.9 | -20 | Dimmable | 20% |  | Damp Location Rated,Not for Use in Recessed Fixtures,Not for Use in Enclosed Fixtures |  |  |  | 2016-03-25 | 2016-03-29 | United States | ES_1121889_NL-AL-A21-15.5W50K_03292016153644_0108402 | 2263567
NULARIS, INC. | NULARIS | LED Omni Lamp A19 | NL-AL-A19-9.5W27K |  | A19 | General Purpose Replacement | E26 (Medium) | Omnidirectional | LED | 3 | 60 | 111.7 | 59.6 |  |  |  | 810 | 9.5 | 85.3 | No | 25000 | 2700 | 82 | 6 | 0.9 | -20 | Dimmable | 10% |  | Damp Location Rated,Not for Use in Enclosed Fixtures,Recessed Fixtures |  |  |  | 2015-05-01 | 2015-06-12 | United States | ES_1121889_NL-AL-A19-9.5W27K_06122015161610_2038745 | 2242310
NULARIS, INC. | NULARIS | LED Omni Lamp A19 | NL-AL-A19-9.5W30K |  | A19 | General Purpose Replacement | E26 (Medium) | Omnidirectional | LED | 3 | 60 | 111.8 | 59.6 |  |  |  | 810 | 9.5 | 85.3 | No | 25000 | 3000 | 83 | 19 | 0.9 | -20 | Dimmable | 10% |  | Damp Location Rated,Not for Use in Enclosed Fixtures,Recessed Fixtures |  |  |  | 2016-06-30 | 2015-06-12 | United States | ES_1121889_NL-AL-A19-9.5W30K_06122015161645_4091756 | 2242311
NULARIS, INC. | NULARIS | LED Omni Lamp A19 | NL-AL-A19-9.5W40K |  | A19 | General Purpose Replacement | E26 (Medium) | Omnidirectional | LED | 3 | 60 | 111.5 | 59.6 |  |  |  | 810 | 9.5 | 85.3 | No | 25000 | 4000 | 85 | 20 | 0.9 | -20 | Dimmable | 10% |  | Damp Location Rated,Not for Use in Enclosed Fixtures,Recessed Fixtures |  |  |  | 2016-06-30 | 2015-06-12 | United States | ES_1121889_NL-AL-A19-9.5W40K_06122015161657_3972657 | 2242312
NULARIS, INC. | NULARIS | LED PAR20 Lamp | NL-AL-PAR20-8W27K25D |  | PAR20 | Reflector (Flood/Spot) | E26 (Medium) | Directional | LED | 3 | 50 | 86.1 | 63.2 | 1758 |  | 25 | 500 | 8 | 62.5 | No | 25000 | 2700 | 82 | 2 | 0.9 | -20 | Dimmable | 10% |  | Damp Location Rated,Recessed Fixtures,Not for Use in Enclosed Fixtures |  |  |  | 2016-06-30 | 2015-06-12 | United States | ES_1121889_NL-AL-PAR20-8W27K25D_06122015162602_4092785 | 2242313
NULARIS, INC. | NULARIS | LED PAR20 Lamp | NL-AL-PAR20-8W27K40D |  | PAR20 | Reflector (Flood/Spot) | E26 (Medium) | Directional | LED | 3 | 50 | 85.6 | 63.2 | 1018 |  | 40 | 500 | 8 | 62.5 | No | 25000 | 2700 | 82 | 2 | 0.9 | -20 | Dimmable | 10% |  | Damp Location Rated,Recessed Fixtures,Not for Use in Enclosed Fixtures |  |  |  | 2015-05-01 | 2015-06-12 | United States | ES_1121889_NL-AL-PAR20-8W27K40D_06122015162637_4001856 | 2242314
NULARIS, INC. | NULARIS | LED PAR20 Lamp | NL-AL-PAR20-8W30K25D |  | PAR20 | Reflector (Flood/Spot) | E26 (Medium) | Directional | LED | 3 | 50 | 85.5 | 63 | 1818 |  | 25 | 500 | 8 | 62.5 | No | 25000 | 3000 | 83 | 9 | 0.9 | -20 | Dimmable | 10% |  | Damp Location Rated,Recessed Fixtures,Not for Use in Enclosed Fixtures |  |  |  | 2016-06-30 | 2015-06-12 | United States | ES_1121889_NL-AL-PAR20-8W30K25D_06122015162646_4009185 | 2242315
NULARIS, INC. | NULARIS | LED PAR20 Lamp | NL-AL-PAR20-8W30K40D |  | PAR20 | Reflector (Flood/Spot) | E26 (Medium) | Directional | LED | 3 | 50 | 85.6 | 63.1 | 1005 |  | 40 | 500 | 8 | 62.5 | No | 25000 | 3000 | 83 | 8 | 0.9 | -20 | Dimmable | 10% |  | Damp Location Rated,Recessed Fixtures,Not for Use in Enclosed Fixtures |  |  |  | 2016-06-30 | 2015-06-12 | United States | ES_1121889_NL-AL-PAR20-8W30K40D_06122015162655_1832702 | 2242316
NULARIS, INC. | NULARIS | LED PAR30 Lamp | NL-AL-PAR30-13W27K25D |  | PAR30L | Reflector (Flood/Spot) | E26 (Medium) | Directional | LED | 3 | 50 | 115.3 | 95.2 | 2575 |  | 25 | 800 | 13 | 61.5 | No | 25000 | 2700 | 82 | 2 | 0.9 | -20 | Dimmable | 10% |  | Damp Location Rated,Recessed Fixtures,Not for Use in Enclosed Fixtures |  |  |  | 2016-06-30 | 2015-06-12 | United States | ES_1121889_NL-AL-PAR30-13W27K25D_06122015163605_2087815 | 2242317
NULARIS, INC. | NULARIS | LED PAR30 Lamp | NL-AL-PAR30-13W27K40D |  | PAR30L | Reflector (Flood/Spot) | E26 (Medium) | Directional | LED | 3 | 75 | 115.4 | 96.1 | 1584 |  | 40 | 800 | 13 | 61.5 | No | 25000 | 2700 | 82 | 2 | 0.9 | -20 | Dimmable | 10% |  | Damp Location Rated,Recessed Fixtures,Not for Use in Enclosed Fixtures |  |  |  | 2015-05-01 | 2015-06-12 | United States | ES_1121889_NL-AL-PAR30-13W27K40D_06122015163633_4917895 | 2242318
NULARIS, INC. | NULARIS | LED PAR30 Lamp | NL-AL-PAR30-13W30K25D |  | PAR30L | Reflector (Flood/Spot) | E26 (Medium) | Directional | LED | 3 | 50 | 115.7 | 95.2 | 2615 |  | 25 | 800 | 13 | 61.5 | No | 25000 | 3000 | 83 | 7 | 0.9 | -20 | Dimmable | 10% |  | Damp Location Rated,Recessed Fixtures,Not for Use in Enclosed Fixtures |  |  |  | 2016-06-30 | 2015-06-12 | United States | ES_1121889_NL-AL-PAR30-13W30K25D_06122015163644_3019288 | 2242319
NULARIS, INC. | NULARIS | LED PAR30 Lamp | NL-AL-PAR30-13W30K40D |  | PAR30L | Reflector (Flood/Spot) | E26 (Medium) | Directional | LED | 3 | 75 | 115.4 | 95.8 | 1680 |  | 40 | 800 | 13 | 61.5 | No | 25000 | 3000 | 83 | 6 | 0.9 | -20 | Dimmable | 10% |  | Damp Location Rated,Recessed Fixtures,Not for Use in Enclosed Fixtures |  |  |  | 2016-06-30 | 2015-06-12 | United States | ES_1121889_NL-AL-PAR30-13W30K40D_06122015163654_4029828 | 2242320
NULARIS, INC. | NULARIS | LED PAR38 Lamp | NL-AL-PAR38-18W27K25D |  | PAR38 | Reflector (Flood/Spot) | E26 (Medium) | Directional | LED | 3 | 85 | 132.7 | 124.4 | 3504 |  | 25 | 1100 | 18 | 61.1 | No | 25000 | 2700 | 81 | 2 | 1 | -20 | Dimmable | 10% |  | Damp Location Rated,Recessed Fixtures,Not for Use in Enclosed Fixtures |  |  |  | 2016-06-30 | 2015-06-12 | United States | ES_1121889_NL-AL-PAR38-18W27K25D_06122015164601_9387822 | 2242321
NULARIS, INC. | NULARIS | LED PAR38 Lamp | NL-AL-PAR38-18W30K25D |  | PAR38 | Reflector (Flood/Spot) | E26 (Medium) | Directional | LED | 3 | 85 | 133.1 | 124.9 | 3932 |  | 25 | 1100 | 18 | 61.1 | No | 25000 | 3000 | 83 | 7 | 1 | -20 | Dimmable | 10% |  | Damp Location Rated,Recessed Fixtures,Not for Use in Enclosed Fixtures |  |  |  | 2016-06-30 | 2015-06-12 | United States | ES_1121889_NL-AL-PAR38-18W30K25D_06122015164646_4091878 | 2242323
NULARIS, INC. | NULARIS | LED PAR38 Lamp | NL-AL-PAR38-18W30K40D |  | PAR38 | Reflector (Flood/Spot) | E26 (Medium) | Directional | LED | 3 | 100 | 133.2 | 124.6 | 2197 |  | 40 | 1100 | 18 | 61.1 | No | 25000 | 3000 | 83 | 6 | 1 | -20 | Dimmable | 10% |  | Damp Location Rated,Recessed Fixtures,Not for Use in Enclosed Fixtures |  |  |  | 2016-06-30 | 2015-06-12 | United States | ES_1121889_NL-AL-PAR38-18W30K40D_06122015164653_3001928 | 2242324
NULARIS, INC. | NULARIS | MR16 7W LED | NL-RD2-MR16-7W27K40D | MR16 7W LED,NL-RD2-MR16-7W27K25D,Beam Angle: 25D | MR16 | Reflector (Flood/Spot) | GU5.3 | Directional | LED | 5 | 50 | 50.3 | 50.2 | 1202 |  | 40 | 450 | 7 | 64.3 | No | 25000 | 2700 | 82 | 6 | 0.7 | -20 | Dimmable | 15% |  | Damp Location Rated,Recessed Fixtures,Shatter Resistant |  |  |  | 2014-07-24 | 2014-07-30 | United States, Canada | ES_1121889_NL-RD2-MR16-7W27K40D_07312014162120_5265501 | 2216830
NULARIS, INC. | NULARIS | MR16 7W LED | NL-RD2-MR16-7W30K40D | MR16 7W LED,NL-RD2-MR16-7W30K25D,Beam Angle: 25D | MR16 | Reflector (Flood/Spot) | GU5.3 | Directional | LED | 5 | 50 | 50.4 | 50.2 | 1058 |  | 40 | 450 | 7 | 64.3 | No | 25000 | 3000 | 83 | 12 | 0.7 | -20 | Dimmable | 15% |  | Damp Location Rated,Recessed Fixtures,Shatter Resistant |  |  |  | 2014-07-24 | 2014-07-30 | United States, Canada | ES_1121889_NL-RD2-MR16-7W30K40D_07312014161039_3240808 | 2216829
NULARIS, INC. | NULARIS | NL-HZ2-A21-17W27K | NL-HZ2-A21-17W27K |  | A21 | General Purpose Replacement | E26 (Medium) | Omnidirectional | LED | 5 | 100 | 130 | 70 |  |  |  | 1600 | 17 | 94.1 | No | 25000 | 2700 | 82 | 14 | 0.9 | -20 | Dimmable | 10% |  | None |  |  |  | 2014-06-10 | 2014-06-24 | United States | ES_1121889_NL-HZ2-A21-17W27K_06262014100731_1023631 | 2214151
Philips Lighting North America Corporation | AmbientLED | 18A21/AMB/827 3WAY ND 120V FFP 2PK | 9290011742 | ,,18A21/AMB/827 3WAY ND 120V FFP 2PK (459180) | A21 | General Purpose Replacement | E26d | Omnidirectional | LED | 5 | 100 | 133.6 | 70.4 |  |  |  | 1600 | 18 | 75 | Yes | 25000 | 2700 | 81 | 7 | 1 | -20 |  |  |  | Damp Location Rated,Use With Timers,Not for Use in Enclosed Fixtures,Recessed Fixtures,Use With Photo And/Or Motion Sensors |  |  |  | 2016-03-25 | 2016-03-29 | United States, Canada | ES_1116599_9290011742_03292016181712_4791923 | 2264429
Philips Lighting North America Corporation | AmbientLED | 18A21/LED/827 3WAY ND 120V | 9290011742 | ,,18A21/LED/827 3WAY ND 120V (459164) | A21 | General Purpose Replacement | E26d | Omnidirectional | LED | 5 | 100 | 133.6 | 70.4 |  |  |  | 1600 | 18 | 75 | Yes | 25000 | 2700 | 81 | 7 | 1 | -20 |  |  |  | Damp Location Rated,Use With Timers,Not for Use in Enclosed Fixtures,Recessed Fixtures,Use With Photo And/Or Motion Sensors |  |  |  | 2016-03-25 | 2016-03-29 | United States, Canada | ES_1116599_9290011742_03292016181733_5791901 | 2264430
Philips Lighting North America Corporation | AmbientLED | 20A21/2700 3WAY | 9290011219 | ,,20A21/2700 3WAY (453365) | A21 | General Purpose Replacement | E26d | Omnidirectional | LED | 3 | 100 | 125.5 | 66.1 |  |  |  | 1620 | 20 | 81 | Yes | 25000 | 2700 | 81 | 12 | 1 | -20 |  |  |  | Use With Timers,Damp Location Rated,Use With Photo And/Or Motion Sensors |  |  |  | 2014-12-18 | 2014-12-17 | United States | ES_1116599_9290011219_12172014181920_3059212 | 2230065
Philips Lighting North America Corporation | PHILIPS | BC7GU10/LED/3000/F35 Dim 120V | 9290011726 | BC7GU10/LED/3000/F35 Dim 120V,9290011726; 457705,457713 | PAR16 | Reflector (Flood/Spot) | GU10 | Directional | LED | 5 | 50 | 54 | 50 | 1395 |  | 35 | 500 | 7.4 | 67.8 | No | 25000 | 3000 | 82 | 17 | 0.7 | -20 | Dimmable | 10% |  | Not for Use in Enclosed Fixtures |  |  |  | 2015-06-10 | 2015-07-01 | Canada | ES_1116599_9290011726; 457713_07062015154936_1054415 | 2242821
Philips Lighting North America Corporation | PHILIPS | BC7GU10/LED/5000/F35 Dim 120V | 9290011725 | BC7GU10/LED/5000/F35 Dim 120V,9290011725; 457663,457671 | PAR16 | Reflector (Flood/Spot) | GU10 | Directional | LED | 5 | 50 | 54 | 50 | 1293 |  | 35 | 500 | 7 | 71.4 | No | 25000 | 5000 | 83 | 12 | 0.7 | -20 | Dimmable | 10% |  | Not for Use in Enclosed Fixtures |  |  |  | 2015-06-10 | 2015-07-01 | Canada | ES_1116599_9290011725; 457671_07062015154936_1906266 | 2242822
Philips Lighting North America Corporation | Philips Hue | 9290011998A | 9290011998A | ,9290011998A,929001199810 (464719);929001199801 (460989);929001199803 (461004) | A19 | General Purpose Replacement | E26 (Medium) | Omnidirectional | LED | 3 | 60 | 107.7 | 60.4 |  |  |  | 800 | 10 | 80 | No | 25000 | 4000 | 82 | 8 | 0.9 | -20 | Dimmable | 2% | No | Damp Location Rated,Use With Timers,Use With Photo and/or Motion Sensors,White-Tunable,Wireless Control | Yes | Zigbee | 0.3 | 2016-11-01 | 2016-10-26 | United States, Canada | ES_1116599_9290011998A_09272016113117_9487688 | 2282276
Philips Lighting North America Corporation | Philips Hue | 9290012575 | 9290012575 | ,9290012575,929001257502 (464487);929001257501 (464479);929001257505 (464511) | A19 | General Purpose Replacement | E26 (Medium) | Omnidirectional | LED | 3 | 60 | 107.7 | 60.5 |  |  |  | 800 | 10 | 80 | No | 25000 | 4000 | 83 | 8 | 0.9 | -20 | Dimmable | 2% | No | Damp Location Rated,Use With Timers,Use With Photo and/or Motion Sensors,White-Tunable,Full-Color-Tunable,Wireless Control | Yes | Zigbee | 0.3 | 2016-11-01 | 2016-10-26 | United States, Canada | ES_1116599_9290012575_09272016113117_7487688 | 2282275
Philips Lighting North America Corporation | Philips Hue | 9290012596 | 9290012596 | ,9290012596,929001259601 (464438);929001259604 (466508);929001259603 (464735) | BR30 | Reflector (Flood/Spot) | E26 (Medium) | Directional | LED | 3 | 65 | 103.3 | 93.9 |  |  |  | 680 | 8 | 85 | No | 25000 | 4000 | 81 | 6 | 0.8 | -20 | Dimmable | 2% | No | Damp Location Rated,Use With Timers,Use With Photo and/or Motion Sensors,White-Tunable,Wireless Control,Capable of Changing CCT | Yes | Zigbee | 0.3 | 2016-11-01 | 2016-10-26 | United States, Canada | ES_1116599_9290012596_09272016113117_94115498 | 2282278
Philips Lighting North America Corporation | Philips LED | 10.5A19/SLIM/2700 DIM | 9290002707 | ,,10.5A19/SLIM/2700 DIM (433276) | A19 | General Purpose Replacement | E26 (Medium) | Omnidirectional | LED | 3 | 60 | 111.7 | 68.9 |  |  |  | 800 | 10.5 | 76.2 | No | 25000 | 2700 | 81 | 10 | 0.9 | -20 | Dimmable | 13% |  | Damp Location Rated,Use With Timers,Use With Photo And/Or Motion Sensors |  |  |  | 2014-03-21 | 2014-08-11 | United States | ES_1116599_9290002707_03252014171901_4589169 | 2206790
Philips Lighting North America Corporation | Philips LED | 10.5A19/SLIM/2700 DIM 120V 6PK | 9290002707 | ,,10.5A19/SLIM/2700 DIM 120V 6PK (454140) | A19 | General Purpose Replacement | E26 (Medium) | Omnidirectional | LED | 3 | 60 | 111.7 | 68.9 |  |  |  | 800 | 10.5 | 76.2 | No | 25000 | 2700 | 81 | 10 | 0.9 | -20 | Dimmable | 13% |  | Damp Location Rated,Use With Timers,Use With Photo And/Or Motion Sensors |  |  |  | 2014-08-11 | 2014-08-11 | Canada | ES_1116599_9290002707_08112014181721_4211486 | 2222181
Philips Lighting North America Corporation | Philips LED | 10.5A19/SLIM/2700 DIM DP 120V 3PK | 9290002707 | ,,10.5A19/SLIM/2700 DIM DP 120V 3PK (453555) | A19 | General Purpose Replacement | E26 (Medium) | Omnidirectional | LED | 3 | 60 | 111.7 | 68.9 |  |  |  | 800 | 10.5 | 76.2 | No | 25000 | 2700 | 81 | 10 | 0.9 | -20 | Dimmable | 13% |  | Damp Location Rated,Use With Timers,Use With Photo And/Or Motion Sensors |  |  |  | 2014-08-11 | 2014-08-11 | Canada | ES_1116599_9290002707_08112014182020_7484235 | 2222182
Philips Lighting North America Corporation | Philips LED | 10.5A19/SLIM/2700 DIM FFP 120V 2PK | 9290002707 | ,,10.5A19/SLIM/2700 DIM FFP 120V 2PK (453522) | A19 | General Purpose Replacement | E26 (Medium) | Omnidirectional | LED | 3 | 60 | 111.7 | 68.9 |  |  |  | 800 | 10.5 | 76.2 | No | 25000 | 2700 | 81 | 10 | 0.9 | -20 | Dimmable | 13% |  | Damp Location Rated,Use With Timers,Use With Photo And/Or Motion Sensors |  |  |  | 2014-07-18 | 2014-08-11 | United States | ES_1116599_9290002707_07232014112143_6286139 | 2222183
Philips Lighting North America Corporation | Philips LED | 10.5A19/SLIM/5000 DIM DP 120V 3PK | 9290002709 | ,,10.5A19/SLIM/5000 DIM DP 120V 3PK (453563) | A19 | General Purpose Replacement | E26 (Medium) | Omnidirectional | LED | 3 | 60 | 112.5 | 69 |  |  |  | 800 | 10.5 | 76.2 | No | 25000 | 5000 | 85 | 22 | 0.9 | -20 | Dimmable | 13% |  | Damp Location Rated |  |  |  | 2014-08-11 | 2014-08-11 | Canada | ES_1116599_9290002709_08112014181556_7659570 | 2217204
Philips Lighting North America Corporation | Philips LED | 12.5PAR30L/F25 2700 DIM AF SO | 9290011323 | ,,12.5PAR30L/F25 2700 DIM AF SO (454660) | PAR30L | Reflector (Flood/Spot) | E26 (Medium) | Directional | LED | 5 | 75 | 118.8 | 92.5 | 4689 |  | 25 | 850 | 12.5 | 68 | No | 25000 | 2700 | 81 | 8 | 0.9 | -20 | Dimmable | 20% |  | Use With Timers,Damp Location Rated,Recessed Fixtures,Not for Use in Enclosed Fixtures,Use With Photo And/Or Motion Sensors |  |  |  | 2015-04-08 | 2015-04-10 | United States | ES_1116599_9290011323_04102015144353_3896502 | 2236227
Philips Lighting North America Corporation | Philips LED | 12.5PAR30L/F25 3000 DIM AF SO | 9290011324 | ,,12.5PAR30L/F25 3000 DIM AF SO (454678) | PAR30L | Reflector (Flood/Spot) | E26 (Medium) | Directional | LED | 5 | 75 | 120.1 | 92.4 | 4580 |  | 25 | 900 | 12.5 | 72 | No | 25000 | 3000 | 81 | 9 | 0.9 | -20 | Dimmable | 20% |  | Damp Location Rated,Use With Timers,Recessed Fixtures,Not for Use in Enclosed Fixtures,Use With Photo And/Or Motion Sensors |  |  |  | 2015-04-08 | 2015-04-10 | United States | ES_1116599_9290011324_04102015144312_0892751 | 2236225
Philips Lighting North America Corporation | Philips LED | 12.5PAR30L/F25 4000 DIM AF SO | 9290011325 | ,,12.5PAR30L/F25 4000 DIM AF SO (454686) | PAR30L | Reflector (Flood/Spot) | E26 (Medium) | Directional | LED | 5 | 75 | 118.4 | 92.4 | 4906 |  | 25 | 950 | 12.5 | 76 | No | 25000 | 4000 | 80 | 2 | 0.9 | -20 | Dimmable | 20% |  | Damp Location Rated,Use With Timers,Recessed Fixtures,Not for Use in Enclosed Fixtures,Use With Photo And/Or Motion Sensors |  |  |  | 2015-04-08 | 2015-04-10 | United States | ES_1116599_9290011325_04102015144436_3056021 | 2236229
Philips Lighting North America Corporation | Philips LED | 12.5PAR30L/F35 2700 DIM AF SO | 9290011326 | ,,12.5PAR30L/F35 2700 DIM AF SO (454694) | PAR30L | Reflector (Flood/Spot) | E26 (Medium) | Directional | LED | 5 | 75 | 118.1 | 92.5 | 2568 |  | 35 | 850 | 12.5 | 68 | No | 25000 | 2700 | 81 | 9 | 0.9 | -20 | Dimmable | 20% |  | Damp Location Rated,Use With Timers,Recessed Fixtures,Not for Use in Enclosed Fixtures,Use With Photo And/Or Motion Sensors |  |  |  | 2015-04-08 | 2015-04-10 | United States | ES_1116599_9290011326_04102015144421_2085453 | 2236228
Neonlite Electronic & Lighting (H.K.) Ltd. | Megaman | LG4509d-E26-3000K-120V | LG4509d-E26-3000K-120V |  | A19 | General Purpose Replacement | E26 (Medium) | Omnidirectional | LED | 3 | 60 | 103.5 | 60.2 |  |  |  | 800 | 9 | 88.8 | No | 25000 | 3000 | 82 | 5 | 0.9 | -30 | Dimmable | 10% | No | Damp Location Rated | No |  |  | 2015-05-01 | 2015-12-11 | United States, Canada | ES_1095307_LG4509d-E26-3000K-120V_11172015211259_828058 | 2281548
Neonlite Electronic & Lighting (H.K.) Ltd. | Megaman | LG4509d-E26-3000K-120V | LG4509d-E26-3000K-120V |  | A19 | General Purpose Replacement | E26 (Medium) | Omnidirectional | LED | 3 | 60 | 103.5 | 60.2 |  |  |  | 800 | 9 | 88.8 | No | 25000 | 3000 | 82 | 5 | 0.9 | -30 | Dimmable | 10% |  | Damp Location Rated,Recessed Fixtures |  |  |  | 2015-05-01 | 2015-12-11 | United States, Canada | ES_1095307_LG4509d-E26-3000K-120V_11172015211259_828058 | 2255459
Neonlite Electronic & Lighting (H.K.) Ltd. | Megaman | LG4509d-E26-3500K-120V | LG4509d-E26-3500K-120V |  | A19 | General Purpose Replacement | E26 (Medium) | Omnidirectional | LED | 3 | 60 | 103.5 | 60.2 |  |  |  | 800 | 9 | 88.8 | No | 25000 | 3500 | 84 | 18 | 0.9 | -30 | Dimmable | 10% | No | Damp Location Rated | No |  |  | 2015-05-01 | 2015-12-11 | United States, Canada | ES_1095307_LG4509d-E26-3500K-120V_11172015211205_7191125 | 2281549
Neonlite Electronic & Lighting (H.K.) Ltd. | Megaman | LG4509d-E26-3500K-120V | LG4509d-E26-3500K-120V |  | A19 | General Purpose Replacement | E26 (Medium) | Omnidirectional | LED | 3 | 60 | 103.5 | 60.2 |  |  |  | 800 | 9 | 88.8 | No | 25000 | 3500 | 84 | 18 | 0.9 | -30 | Dimmable | 10% |  | Damp Location Rated,Recessed Fixtures |  |  |  | 2015-05-01 | 2015-12-11 | United States, Canada | ES_1095307_LG4509d-E26-3500K-120V_11172015211205_7191125 | 2255460
Neonlite Electronic & Lighting (H.K.) Ltd. | Megaman | LG4509d-E26-4000K-120V | LG4509d-E26-4000K-120V |  | A19 | General Purpose Replacement | E26 (Medium) | Omnidirectional | LED | 3 | 60 | 103.5 | 60.2 |  |  |  | 800 | 9 | 88.8 | No | 25000 | 4000 | 80 | 13 | 0.9 | -30 | Dimmable | 10% | No | Damp Location Rated | No |  |  | 2015-05-01 | 2015-05-04 | United States, Canada | ES_1095307_LG4509d-E26-4000K-120V_05012015142202_5280420 | 2281551
Neonlite Electronic & Lighting (H.K.) Ltd. | Megaman | LG4509d-E26-4000K-120V | LG4509d-E26-4000K-120V |  | A19 | General Purpose Replacement | E26 (Medium) | Omnidirectional | LED | 3 | 60 | 103.5 | 60.2 |  |  |  | 800 | 9 | 88.8 | No | 25000 | 4000 | 80 | 13 | 0.9 | -30 | Dimmable | 10% |  | Damp Location Rated,Recessed Fixtures |  |  |  | 2015-05-01 | 2015-05-07 | United States, Canada | ES_1095307_LG4509d-E26-4000K-120V_05012015142202_5280420 | 2238907
Neonlite Electronic & Lighting (H.K.) Ltd. | Megaman | LG4509d-GU24-2700K-120V | LG4509d-GU24-2700K-120V |  | A19 | General Purpose Replacement | GU24 | Omnidirectional | LED | 3 | 60 | 103.5 | 60.2 |  |  |  | 800 | 9 | 88.8 | No | 25000 | 2700 | 80 | 13 | 0.9 | -30 | Dimmable | 10% | No | Damp Location Rated | No |  |  | 2015-05-01 | 2016-06-29 | United States, Canada | ES_1095307_LG4509d-GU24-2700K-120V_06282016184115_5007898 | 2281552
Neonlite Electronic & Lighting (H.K.) Ltd. | Megaman | LG4509d-GU24-2700K-120V | LG4509d-GU24-2700K-120V |  | A19 | General Purpose Replacement | GU24 | Omnidirectional | LED | 3 | 60 | 103.5 | 60.2 |  |  |  | 800 | 9 | 88.8 | No | 25000 | 2700 | 80 | 13 | 0.9 | -30 | Dimmable | 10% |  | Damp Location Rated,Recessed Fixtures |  |  |  | 2015-05-01 | 2016-06-29 | United States, Canada | ES_1095307_LG4509d-GU24-2700K-120V_06282016184115_5007898 | 2271271
Neonlite Electronic & Lighting (H.K.) Ltd. | Megaman | LG4509d-GU24-3000K-120V | LG4509d-GU24-3000K-120V |  | A19 | General Purpose Replacement | GU24 | Omnidirectional | LED | 3 | 60 | 103.5 | 60.2 |  |  |  | 800 | 9 | 88.8 | No | 25000 | 3000 | 82 | 5 | 0.9 | -30 | Dimmable | 10% | No | Damp Location Rated | No |  |  | 2015-05-01 | 2016-06-29 | United States, Canada | ES_1095307_LG4509d-GU24-3000K-120V_06292016095450_6374627 | 2281553
Neonlite Electronic & Lighting (H.K.) Ltd. | Megaman | LG4509d-GU24-3000K-120V | LG4509d-GU24-3000K-120V |  | A19 | General Purpose Replacement | GU24 | Omnidirectional | LED | 3 | 60 | 103.5 | 60.2 |  |  |  | 800 | 9 | 88.8 | No | 25000 | 3000 | 82 | 5 | 0.9 | -30 | Dimmable | 10% |  | Damp Location Rated,Recessed Fixtures |  |  |  | 2015-05-01 | 2016-06-29 | United States, Canada | ES_1095307_LG4509d-GU24-3000K-120V_06292016095450_6374627 | 2271272
Neonlite Electronic & Lighting (H.K.) Ltd. | Megaman | LG4509d-GU24-3500K-120V | LG4509d-GU24-3500K-120V |  | A19 | General Purpose Replacement | GU24 | Omnidirectional | LED | 3 | 60 | 103.5 | 60.2 |  |  |  | 800 | 9 | 88.8 | No | 25000 | 3500 | 84 | 18 | 0.9 | -30 | Dimmable | 10% | No | Damp Location Rated | No |  |  | 2015-05-01 | 2016-06-29 | United States, Canada | ES_1095307_LG4509d-GU24-3500K-120V_06282016185832_9858667 | 2281554
Neonlite Electronic & Lighting (H.K.) Ltd. | Megaman | LG4509d-GU24-3500K-120V | LG4509d-GU24-3500K-120V |  | A19 | General Purpose Replacement | GU24 | Omnidirectional | LED | 3 | 60 | 103.5 | 60.2 |  |  |  | 800 | 9 | 88.8 | No | 25000 | 3500 | 84 | 18 | 0.9 | -30 | Dimmable | 10% |  | Damp Location Rated,Recessed Fixtures |  |  |  | 2015-05-01 | 2016-06-29 | United States, Canada | ES_1095307_LG4509d-GU24-3500K-120V_06282016185832_9858667 | 2271273
Neonlite Electronic & Lighting (H.K.) Ltd. | Megaman | LG4509d-GU24-4000K-120V | LG4509d-GU24-4000K-120V |  | A19 | General Purpose Replacement | GU24 | Omnidirectional | LED | 3 | 60 | 103.5 | 60.2 |  |  |  | 800 | 9 | 88.8 | No | 25000 | 4000 | 80 | 13 | 0.9 | -30 | Dimmable | 10% | No | Damp Location Rated | No |  |  | 2015-05-01 | 2016-06-29 | United States, Canada | ES_1095307_LG4509d-GU24-4000K-120V_06292016095830_3103448 | 2281555
Neonlite Electronic & Lighting (H.K.) Ltd. | Megaman | LG4509d-GU24-4000K-120V | LG4509d-GU24-4000K-120V |  | A19 | General Purpose Replacement | GU24 | Omnidirectional | LED | 3 | 60 | 103.5 | 60.2 |  |  |  | 800 | 9 | 88.8 | No | 25000 | 4000 | 80 | 13 | 0.9 | -30 | Dimmable | 10% |  | Damp Location Rated,Recessed Fixtures |  |  |  | 2015-05-01 | 2016-06-29 | United States, Canada | ES_1095307_LG4509d-GU24-4000K-120V_06292016095830_3103448 | 2271274
Neonlite Electronic & Lighting (H.K.) Ltd. | Megaman | LG7511d-E26-2700K-120V | LG7511d-E26-2700K-120V |  | A21 | General Purpose Replacement | E26 (Medium) | Omnidirectional | LED | 3 | 75 | 111 | 68 |  |  |  | 1100 | 11 | 100 | No | 25000 | 2700 | 81 | 4 | 0.9 | -30 | Dimmable | 10% | Yes | Damp Location Rated,Recessed Fixtures | No |  | 0 | 2016-04-30 | 2016-05-16 | United States, Canada | ES_1095307_LG7511d-E26-2700K-120V_05052016160949_3161279 | 2266817
Neonlite Electronic & Lighting (H.K.) Ltd. | Megaman | LG7511d-E26-3000K-120V | LG7511d-E26-3000K-120V |  | A21 | General Purpose Replacement | E26 (Medium) | Omnidirectional | LED | 3 | 75 | 111 | 68 |  |  |  | 1100 | 11 | 100 | No | 25000 | 3000 | 82 | 7 | 0.9 | -30 | Dimmable | 10% | Yes | Damp Location Rated,Recessed Fixtures | No |  | 0 | 2016-04-30 | 2016-05-17 | United States, Canada | ES_1095307_LG7511d-E26-3000K-120V_05052016212626_9060785 | 2267077
Neonlite Electronic & Lighting (H.K.) Ltd. | Megaman | LG7511d-E26-3500K-120V | LG7511d-E26-3500K-120V |  | A21 | General Purpose Replacement | E26 (Medium) | Omnidirectional | LED | 3 | 75 | 111 | 68 |  |  |  | 1100 | 11 | 100 | No | 25000 | 3500 | 83 | 15 | 0.9 | -30 | Dimmable | 10% | Yes | Damp Location Rated,Recessed Fixtures | No |  | 0 | 2016-04-30 | 2016-05-17 | United States, Canada | ES_1095307_LG7511d-E26-3500K-120V_05052016212805_8567621 | 2267080
Neonlite Electronic & Lighting (H.K.) Ltd. | Megaman | LG7511d-E26-4000K-120V | LG7511d-E26-4000K-120V |  | A21 | General Purpose Replacement | E26 (Medium) | Omnidirectional | LED | 3 | 75 | 111 | 68 |  |  |  | 1100 | 11 | 100 | No | 25000 | 4000 | 84 | 13 | 0.9 | -30 | Dimmable | 10% | Yes | Damp Location Rated,Recessed Fixtures | No |  | 0 | 2016-04-30 | 2016-05-17 | United States, Canada | ES_1095307_LG7511d-E26-4000K-120V_05052016213001_2714197 | 2267081
NULARIS, INC. | NULARIS | NL-HZ2-PAR30-12W27K40D | NL-HZ2-PAR30-12W27K40D |  | PAR30 | Reflector (Flood/Spot) | E26 (Medium) | Directional | LED | 5 | 75 | 115.5 | 94.6 | 1976 |  | 40 | 800 | 12 | 66.7 | No | 25000 | 2700 | 81 | 9 | 0.9 | -20 | Dimmable | 10% |  | None |  |  |  | 2014-06-02 | 2014-06-26 | United States | ES_1121889_NL-HZ2-PAR30-12W27K40D_06262014101441_1023633 | 2214146
NULARIS, INC. | NULARIS | NL-HZ-A19-11W/S | NL-HZ-A19-11W/S |  | A19 | General Purpose Replacement | E26 (Medium) | Omnidirectional | LED | 5 | 60 | 112.6 | 63.5 |  |  |  | 800 | 11 | 72.7 | No | 25000 | 3000 | 85 | 24 | 1 | -20 | Dimmable | 10% |  | Not for Use in Enclosed Fixtures |  |  |  | 2014-10-10 | 2014-12-15 | United States | ES_1121889_NL-HZ-A19-11W/S_12152014105731_1023726 | 2229295
NuWave, LLC. | ALSET | 50104 | 50104 |  | BR30 | Reflector (Flood/Spot) | E26 (Medium) | Directional | LED | 20 | 65 | 122.4 | 95.5 |  |  |  | 730 | 7.6 | 96 | No | 25000 | 3000 | 82 | 5 | 0.9 | -18 | Dimmable | 10% |  | Damp Location Rated,Not for Use in Enclosed Fixtures |  |  |  | 2014-01-05 | 2015-02-12 | United States, Canada | ES_1128018_50104_02112015102505_5107385 | 2233174
NuWave, LLC. | ALSET | 50303 | 50303 |  | Decorative: Other | Decorative | E26 (Medium) | Decorative | LED | 20 | 60 | 129.6 | 60.4 |  |  |  | 806 | 9 | 89 | No | 25000 | 3000 | 82 | 5 | 0.9 | -18 | Dimmable | 10% |  | Damp Location Rated,Not for Use in Enclosed Fixtures |  |  |  | 2014-05-01 | 2015-02-12 | United States, Canada | ES_1128018_50303_02112015103123_4765283 | 2233175
NuWave, LLC. | ALSET | 50603 | 50603 |  | Decorative: Other | Decorative | E12 (Candelabra) | Decorative | LED | 20 | 40 | 118.6 | 39.6 |  |  |  | 336 | 4.5 | 74 | No | 25000 | 3000 | 83 | 12 | 0.9 | -18 | Dimmable | 0% |  | Damp Location Rated,Not for Use in Enclosed Fixtures |  |  |  | 2014-05-01 | 2015-02-12 | United States, Canada | ES_1128018_50603_02112015100040_5187188 | 2233172
NuWave, LLC. | ALSET | 50604 | 50604 |  | Decorative: Other | Decorative | E26 (Medium) | Decorative | LED | 20 | 40 | 108 | 40 |  |  |  | 330 | 4.5 | 73 | No | 25000 | 3000 | 83 | 11 | 0.9 | -18 | Dimmable | 0% |  | Damp Location Rated,Not for Use in Enclosed Fixtures |  |  |  | 2014-05-01 | 2015-02-12 | United States, Canada | ES_1128018_50604_02112015100744_1760675 | 2233173
Ohyama Lights LLC | OHYAMA LIGHTS | LDBR30J13-800-WW | LDBR30J13-800-WW |  | BR30 | Reflector (Flood/Spot) | E26 (Medium) | Directional | LED | 5 | 65 | 135 | 95.1 |  |  | 120 | 800 | 13 | 70 | No | 25000 | 2700 | 81 | 10 | 0.9 | -20 | Dimmable | 20% |  | Enclosed Fixtures |  |  |  | 2014-10-22 | 2015-01-30 | United States, Canada | ES_1121294_LDBR30J13-800-WW_02022015054439_5879329 | 2232335
Ohyama Lights LLC | OHYAMA LIGHTS | LDPAR30LJ15-800-W34 | LDPAR30LJ15-800-W34 | ,LDPAR30J15-800-W34-DBK, | PAR30L | Reflector (Flood/Spot) | E26 (Medium) | Directional | LED | 5 | 75 | 120 | 95.2 | 2306 |  | 35 | 800 | 14 | 57.1 | No | 35000 | 3000 | 83 | 19 | 0.9 | -20 | Dimmable | 10% |  | Damp Location Rated,Enclosed Fixtures,Recessed Fixtures |  |  |  | 2014-11-16 | 2015-01-30 | United States, Canada | ES_1121294_LDPAR30LJ15-800-W34_02022015054504_5904524 | 2232331
Ohyama Lights LLC | OHYAMA LIGHTS | LDPAR38J18-1000-W34 | LDPAR38J18-1000-W34 | ,LDPAR38J18-1000-W34-DBK,; LDPAR38J18-1000-W34,LDPAR38J18-1000-W34, | PAR38 | Reflector (Flood/Spot) | E26 (Medium) | Directional | LED | 5 | 85 | 133.3 | 119.7 | 2523 |  | 35 | 1000 | 17 | 58.8 | No | 35000 | 3000 | 83 | 22 | 0.9 | -20 | Dimmable | 10% |  | Damp Location Rated,Enclosed Fixtures,Recessed Fixtures |  |  |  | 2014-11-16 | 2015-01-30 | United States, Canada | ES_1121294_LDPAR38J18-1000-W34_02022015054525_5925045 | 2232333
OptoLight | OptoLight | OP-A19D0-12W-27 | OP-A19D0-12W-27 |  | A19 | General Purpose Replacement | E26 (Medium) | Omnidirectional | LED | 3 | 60 | 112.3 | 64.9 |  |  |  | 800 | 10 | 80 | No | 25000 | 2700 | 82 | 7 | 0.9 | -20 | Dimmable | 10% |  | Damp Location Rated,Not for Use in Enclosed Fixtures |  |  |  | 2015-04-27 | 2015-05-28 | United States | ES_1042267_OP-A19D0-12W-27_05282015072950_1023817 | 2240377
OptoLight | OptoLight | OP-A19D4-12W-27 | OP-A19D4-12W-27 |  | A19 | General Purpose Replacement | E26 (Medium) | Omnidirectional | LED | 3 | 75 | 112.3 | 63.7 |  |  |  | 1100 | 12 | 100 | No | 25000 | 2700 | 82 | 8 | 0.9 | -20 | Dimmable | 10% |  | Damp Location Rated,Not for Use in Enclosed Fixtures |  |  |  | 2015-04-27 | 2015-05-21 | United States | ES_1042267_OP-A19D4-12W-27_05212015063840_1023817 | 2240071
OptoLight | OptoLight | OP-A19D5-10W-27 | OP-A19D5-10W-27 |  | A19 | General Purpose Replacement | E26 (Medium) | Omnidirectional | LED | 5 | 60 | 110 | 59.6 |  |  |  | 800 | 10 | 80 | No | 25000 | 2700 | 91 | 54 | 0.9 | -20 | Dimmable | 10% |  | Damp Location Rated,Not for Use in Enclosed Fixtures |  |  |  | 2015-12-21 | 2015-12-21 | United States | ES_1042267_OP-A19D5-10W-27_12222015060110_1023945 | 2255357
OptoLight | OptoLight | OP-A19D5-12W-27 | OP-A19D5-12W-27 |  | A19 | General Purpose Replacement | E26 (Medium) | Omnidirectional | LED | 5 | 75 | 112.1 | 63.6 |  |  |  | 1100 | 12 | 91.7 | No | 25000 | 2700 | 92 | 57 | 0.9 | -20 | Dimmable | 10% |  | Damp Location Rated,Not for Use in Enclosed Fixtures |  |  |  | 2016-01-28 | 2016-01-28 | United States, Canada | ES_1042267_OP-A19D5-12W-27_01282016112731_1023959 | 2257412
OptoLight | OptoLight | OP-A19D5-7W-27 | OP-A19D5-7W-27 |  | A19 | General Purpose Replacement | E26 (Medium) | Omnidirectional | LED | 5 | 40 | 109 | 59.9 |  |  |  | 470 | 7 | 67.1 | No | 25000 | 2700 | 93 | 65 | 0.9 | -20 | Dimmable | 10% |  | Damp Location Rated,Not for Use in Enclosed Fixtures |  |  |  | 2015-12-21 | 2015-12-21 | United States | ES_1042267_OP-A19D5-7W-27_12222015053730_1023945 | 2255356
OptoLight | OptoLight | OP-A19DG-12W | OP-A19DG-12W |  | A19 | General Purpose Replacement | E26 (Medium) | Omnidirectional | LED | 3 | 60 | 112.7 | 63.3 |  |  |  | 800 | 12 | 66.7 | No | 25000 | 3000 | 96 | 69 | 0.9 | -20 | Dimmable | 10% |  | None |  |  |  | 2014-07-18 | 2014-07-18 | United States, Canada | ES_1042267_OP-A19DG-12W_07182014111621_1023637 | 2215757
OptoLight | OptoLight | OP-A19DG30-10W-30 | OP-A19DG30-10W-30 |  | A19 | General Purpose Replacement | E26 (Medium) | Omnidirectional | LED | 5 | 60 | 112 | 61 |  |  |  | 800 | 10.4 | 76.9 | No | 25000 | 3000 | 91 | 56 | 0.9 | -20 | Dimmable | 10% |  | Damp Location Rated,Not for Use in Enclosed Fixtures |  |  |  | 2014-12-27 | 2015-01-05 | United States | ES_1042267_OP-A19DG30-10W-30_01052015035330_1023739 | 2230532
OptoLight | OptoLight | OP-A19DG30-11W-30 | OP-A19DG30-11W-30 |  | A19 | General Purpose Replacement | E26 (Medium) | Omnidirectional | LED | 5 | 60 | 112 | 61 |  |  |  | 800 | 11 | 72.7 | No | 25000 | 3000 | 91 | 56 | 0.9 | -20 | Dimmable | 10% |  | Damp Location Rated |  |  |  | 2014-12-27 | 2015-01-08 | United States | ES_1042267_OP-A19DG30-11W-30_01082015101001_1023742 | 2230797
OptoLight | OptoLight | OP-A19GU24-10W-30 | OP-A19GU24-10W-30 |  | A19 | General Purpose Replacement | GU24 | Omnidirectional | LED | 3 | 60 | 109.4 | 60 |  |  |  | 800 | 10 | 80 | No | 25000 | 3000 | 83 | 10 | 0.9 | -20 | Dimmable | 10% |  | Damp Location Rated,Not for Use in Enclosed Fixtures |  |  |  | 2015-12-28 | 2015-12-28 | United States | ES_1042267_OP-A19GU24-10W-30_12282015125841_1023946 | 2255593
OptoLight | OptoLight | OP-A19GU24-12W-30 | OP-A19GU24-12W-30 |  | A19 | General Purpose Replacement | GU24 | Omnidirectional | LED | 3 | 75 | 112.3 | 63.7 |  |  |  | 1100 | 12 | 91.7 | No | 25000 | 3000 | 83 | 9 | 0.9 | -20 | Dimmable | 10% |  | Damp Location Rated,Not for Use in Enclosed Fixtures |  |  |  | 2015-12-22 | 2015-12-22 | United States | ES_1042267_OP-A19GU24-12W-30_12222015063330_1023946 | 2255358
OptoLight | OptoLight | OP-A19L3-11W27K | OP-A19L3-11W27K |  | A19 | General Purpose Replacement | E26 (Medium) | Omnidirectional | LED | 3 | 60 | 112.3 | 60.9 |  |  |  | 800 | 11 | 72.7 | No | 25000 | 2700 | 81 | 5 | 0.9 | -20 | Dimmable | 10% |  | Not for Use in Enclosed Fixtures |  |  |  | 2014-12-15 | 2014-12-16 | United States | ES_1042267_OP-A19L3-11W27K_12162014114441_1023728 | 2229499
OptoLight | OptoLight | OP-A19L3-11W30K | OP-A19L3-11W30K |  | A19 | General Purpose Replacement | E26 (Medium) | Omnidirectional | LED | 3 | 60 | 112.3 | 60.9 |  |  |  | 800 | 11 | 72.7 | No | 25000 | 3000 | 81 | 3 | 0.9 | -20 | Dimmable | 10% |  | Damp Location Rated,Not for Use in Enclosed Fixtures |  |  |  | 2015-03-07 | 2015-03-09 | United States | ES_1042267_OP-A19L3-11W30K_03092015120551_1023775 | 2234420
Philips Lighting North America Corporation | AmbientLED | 8.5MRX16/LED/F25 2700 DIM AF | 9290011498A | 8.5MRX16/LED/F25 2700 DIM AF,9290011498A,8.5MRX16/LED/F25 2700 DIM AF (457507) | MRX16 | Reflector (Flood/Spot) | GU5.3 | Directional | LED | 3 | 75 | 49.5 | 50 | 3431 |  | 25 | 635 | 8.5 | 74.7 | No | 25000 | 2700 | 81 | 7 | 0.8 | -20 | Dimmable | 20% |  | Damp Location Rated,Not for Use in Enclosed Fixtures,Recessed Fixtures |  |  |  | 2015-10-01 | 2015-10-27 | United States, Canada | ES_1116599_9290011498A_10222015212021_3900262 | 2251280
Philips Lighting North America Corporation | AmbientLED | 8.5MRX16/LED/F25 3000 DIM AF | 9290011499A | 8.5MRX16/LED/F25 3000 DIM AF,9290011499A,8.5MRX16/LED/F25 3000 DIM AF (457515) | MRX16 | Reflector (Flood/Spot) | GU5.3 | Directional | LED | 3 | 75 | 49.5 | 50 | 3432 |  | 25 | 660 | 8.5 | 85.3 | No | 25000 | 3000 | 82 | 11 | 0.8 | -20 | Dimmable | 20% |  | Damp Location Rated,Not for Use in Enclosed Fixtures,Recessed Fixtures |  |  |  | 2015-10-01 | 2015-10-27 | United States, Canada | ES_1116599_9290011499A_10222015223602_4967157 | 2251284
Philips Lighting North America Corporation | AmbientLED | 8.5MRX16/LED/F25 4000 DIM AF | 9290011500A | 8.5MRX16/LED/F25 4000 DIM AF,9290011500A,8.5MRX16/LED/F25 4000 DIM AF (457523) | MRX16 | Reflector (Flood/Spot) | GU5.3 | Directional | LED | 3 | 75 | 49.5 | 50 | 3801 |  | 25 | 710 | 8.5 | 90.9 | No | 25000 | 4000 | 83 | 17 | 0.8 | -20 | Dimmable | 20% |  | Damp Location Rated,Not for Use in Enclosed Fixtures,Recessed Fixtures |  |  |  | 2015-10-01 | 2015-10-27 | United States, Canada | ES_1116599_9290011500A_10222015224039_1815301 | 2251285
Philips Lighting North America Corporation | AmbientLED | 8.5MRX16/LED/F35 2700 DIM AF | 9290011501A | 8.5MRX16/LED/F35 2700 DIM AF,9290011501A,8.5MRX16/LED/F35 2700 DIM AF (457531) | MRX16 | Reflector (Flood/Spot) | GU5.3 | Directional | LED | 3 | 75 | 49.5 | 50 | 1719 |  | 35 | 635 | 8.5 | 74.7 | No | 25000 | 2700 | 81 | 7 | 0.8 | -20 | Dimmable | 20% |  | Damp Location Rated,Not for Use in Enclosed Fixtures,Recessed Fixtures |  |  |  | 2015-10-01 | 2015-10-27 | United States, Canada | ES_1116599_9290011501A_10222015224752_492822 | 2251286
Philips Lighting North America Corporation | AmbientLED | 8.5MRX16/LED/F35 3000 DIM AF | 9290011502A | 8.5MRX16/LED/F35 3000 DIM AF,9290011502A,8.5MRX16/LED/F35 3000 DIM AF (457549) | MRX16 | Reflector (Flood/Spot) | GU5.3 | Directional | LED | 3 | 75 | 49.5 | 50 | 1968 |  | 35 | 660 | 8.5 | 77.6 | No | 25000 | 3000 | 82 | 11 | 0.8 | -20 | Dimmable | 20% |  | Damp Location Rated,Not for Use in Enclosed Fixtures,Recessed Fixtures |  |  |  | 2015-10-01 | 2015-10-23 | United States, Canada | ES_1116599_9290011502A_10222015224841_5053827 | 2251287
Philips Lighting North America Corporation | AmbientLED | 8.5MRX16/LED/F35 4000 DIM AF | 9290011503A | 8.5MRX16/LED/F35 4000 DIM AF,9290011503A,8.5MRX16/LED/F35 4000 DIM AF (457556) | MRX16 | Reflector (Flood/Spot) | GU5.3 | Directional | LED | 3 | 75 | 49.5 | 50 | 2004 |  | 35 | 710 | 8.5 | 83.5 | No | 25000 | 4000 | 83 | 17 | 0.8 | -20 | Dimmable | 20% |  | Damp Location Rated,Not for Use in Enclosed Fixtures,Recessed Fixtures |  |  |  | 2015-10-01 | 2015-10-27 | United States, Canada | ES_1116599_9290011503A_10222015224950_2071496 | 2251288
Philips Lighting North America Corporation | AmbientLED | 9290002295A | 9290002295A | 9290002295A,,BC8A19/AMB/5000 DIM 120V (451954) | A19 | General Purpose Replacement | E26 (Medium) | Omnidirectional | LED | 3 | 40 | 106.4 | 61.7 |  |  |  | 470 | 8 | 58.7 | No | 25000 | 5000 | 84 | 14 | 0.9 | 0 | Dimmable | 10% |  | Damp Location Rated,Recessed Fixtures |  |  |  | 2014-03-26 | 2014-04-07 | United States | ES_1116599_9290002295A_04032014104911_1999933 | 2210116
Philips Lighting North America Corporation | Philips LED | 12.5PAR30L/F35 3000 DIM AF SO | 9290011327 | ,,12.5PAR30L/F35 3000 DIM AF SO (454702) | PAR30L | Reflector (Flood/Spot) | E26 (Medium) | Directional | LED | 5 | 75 | 118.8 | 92.4 | 2735 |  | 35 | 900 | 12.5 | 72 | No | 25000 | 3000 | 81 | 9 | 0.9 | -20 | Dimmable | 20% |  | Damp Location Rated,Use With Timers,Recessed Fixtures,Not for Use in Enclosed Fixtures,Use With Photo And/Or Motion Sensors |  |  |  | 2015-04-08 | 2015-04-10 | United States | ES_1116599_9290011327_04102015144347_1209795 | 2236226
Philips Lighting North America Corporation | Philips LED | 12.5PAR30L/F35 4000 DIM AF SO | 9290011328 | ,,12.5PAR30L/F35 4000 DIM AF SO (454710) | PAR30L | Reflector (Flood/Spot) | E26 (Medium) | Directional | LED | 5 | 75 | 117.9 | 92.3 | 2775 |  | 35 | 950 | 12.5 | 76 | No | 25000 | 4000 | 80 | 3 | 0.9 | -20 | Dimmable | 20% |  | Damp Location Rated,Use With Timers,Recessed Fixtures,Not for Use in Enclosed Fixtures,Use With Photo And/Or Motion Sensors |  |  |  | 2015-04-08 | 2015-04-10 | United States | ES_1116599_9290011328_04102015144443_2085021 | 2236230
Philips Lighting North America Corporation | Philips LED | 12.5PAR30S/F25 3000 CW SO | 9290011102 | ,,12.5PAR30S/F25 3000 CW SO (434944) | PAR30 | Reflector (Flood/Spot) | E26 (Medium) | Directional | LED | 5 | 60 | 92.7 | 92.2 | 3874 |  | 25 | 780 | 12.5 | 62.4 | No | 25000 | 3000 | 93 | 67 | 0.9 | -20 |  |  |  | Damp Location Rated,Use With Timers,Recessed Fixtures,Not for Use in Enclosed Fixtures,Use With Photo And/Or Motion Sensors |  |  |  | 2014-12-12 | 2014-12-12 | United States | ES_1116599_9290011102_12122014182924_7882056 | 2230066
Philips Lighting North America Corporation | Philips LED | 12.5PAR30S/S15 3000 CW SO | 9290011100 | ,,12.5PAR30S/S15 3000 CW SO (434928) | PAR30 | Reflector (Flood/Spot) | E26 (Medium) | Directional | LED | 5 | 60 | 93.2 | 92.3 | 6189 |  | 15 | 780 | 12.5 | 62.4 | No | 25000 | 3000 | 93 | 67 | 0.9 | -20 |  |  |  | Damp Location Rated,Use With Timers,Recessed Fixtures,Not for Use in Enclosed Fixtures,Use With Photo And/Or Motion Sensors |  |  |  | 2014-12-12 | 2014-12-12 | United States | ES_1116599_9290011100_12122014183012_3429846 | 2230068
Philips Lighting North America Corporation | Philips LED | 12.5PAR30S/S15 3000 CW SO-B | 9290011101 | ,,12.5PAR30S/S15 3000 CW SO-B (434936) | PAR30 | Reflector (Flood/Spot) | E26 (Medium) | Directional | LED | 5 | 60 | 93.3 | 92.2 | 6395 |  | 15 | 780 | 12.5 | 62.4 | No | 25000 | 3000 | 93 | 67 | 0.9 | -20 |  |  |  | Damp Location Rated,Use With Timers,Recessed Fixtures,Not for Use in Enclosed Fixtures,Use With Photo And/Or Motion Sensors |  |  |  | 2014-12-12 | 2014-12-12 | United States | ES_1116599_9290011101_12122014182957_0053278 | 2230067
Philips Lighting North America Corporation | Philips LED | 12PAR30S/F25 2700 AF SO-B | 9290002654 | ,,12PAR30S/F25 2700 AF SO-B (432962) | PAR30 | Reflector (Flood/Spot) | E26 (Medium) | Directional | LED | 5 | 75 | 93.8 | 92.2 | 5890 |  | 25 | 850 | 12 | 70.8 | No | 25000 | 2700 | 81 | 2 | 1 | -20 |  |  |  | Damp Location Rated,Use With Timers,Recessed Fixtures,Use With Photo And/Or Motion Sensors |  |  |  | 2014-09-12 | 2014-09-29 | United States | ES_1116599_9290002654_09292014145923_7514796 | 2222190
Philips Lighting North America Corporation | Philips LED | 12PAR30S/F25 2700 DIM AF SO | 9290011125 | 12PAR30S/F25 2700 DIM AF SO,9290011125,12PAR30S/F25 2700 DIM AF SO (435297) | PAR30 | Reflector (Flood/Spot) | E26 (Medium) | Directional | LED | 5 | 75 | 92.7 | 92.1 | 4585 |  | 25 | 850 | 12.5 | 70 | No | 25000 | 2700 | 81 | 14 | 0.9 | -20 | Dimmable | 20% |  | Damp Location Rated,Use With Timers,Recessed Fixtures,Use With Photo And/Or Motion Sensors |  |  |  | 2014-10-16 | 2014-10-29 | United States, Canada | ES_1116599_9290011125_10292014145444_2117578 | 2225188
Philips Lighting North America Corporation | Philips LED | 12PAR30S/F25 3000 AF SO-B | 9290002655 | ,,12PAR30S/F25 3000 AF SO-B (432970) | PAR30 | Reflector (Flood/Spot) | E26 (Medium) | Directional | LED | 5 | 75 | 95.2 | 92.1 | 5793 |  | 25 | 900 | 12 | 75 | No | 25000 | 3000 | 82 | 5 | 1 | -20 |  |  |  | Damp Location Rated,Use With Timers,Recessed Fixtures,Use With Photo And/Or Motion Sensors |  |  |  | 2013-09-12 | 2014-09-29 | United States | ES_1116599_9290002655_10102014191411_4397727 | 2222126
Philips Lighting North America Corporation | Philips LED | 12PAR30S/F25 3000 DIM AF SO | 9290011126 | 12PAR30S/F25 3000 DIM AF SO,9290011126,12PAR30S/F25 3000 DIM AF SO (435305) | PAR30 | Reflector (Flood/Spot) | E26 (Medium) | Directional | LED | 5 | 75 | 92.9 | 92.1 | 4394 |  | 25 | 900 | 12 | 75 | No | 25000 | 3000 | 82 | 13 | 0.9 | 0 | Dimmable | 20% |  | Damp Location Rated,Use With Timers,Recessed Fixtures,Use With Photo And/Or Motion Sensors |  |  |  | 2014-09-16 | 2014-09-30 | United States, Canada | ES_1116599_9290011126_09252014200154_581170 | 2221781
Philips Lighting North America Corporation | Philips LED | 12PAR30S/F25 3500 AF SO | 9290002575 | 12PAR30S/F25 3500 AF SO,9290002575,12PAR30S/F25 3500 AF SO (431379) | PAR30 | Reflector (Flood/Spot) | E26 (Medium) | Directional | LED | 5 | 75 | 3.6 | 3.6 | 6414 |  | 25 | 950 | 12 | 79.1 | No | 50000 | 3500 | 84 | 11 | 0.9 | 0 |  |  |  | Damp Location Rated,Use With Timers,Recessed Fixtures,Use With Photo And/Or Motion Sensors |  |  |  | 2014-03-20 | 2014-05-07 | United States, Canada | ES_1116599_9290002575_05072014161916_636712 | 2210348
Philips Lighting North America Corporation | Philips LED | 12PAR30S/F25 4000 DIM AF SO | 9290011127 | 12PAR30S/F25 4000 DIM AF SO,9290011127,12PAR30S/F25 4000 DIM AF SO (435313) | PAR30 | Reflector (Flood/Spot) | E26 (Medium) | Directional | LED | 5 | 75 | 93.7 | 92.3 | 6477 |  | 25 | 950 | 12 | 79 | No | 25000 | 4000 | 81 | 9 | 0.9 | 0 | Dimmable | 20% |  | Damp Location Rated,Use With Timers,Recessed Fixtures,Use With Photo And/Or Motion Sensors |  |  |  | 2014-09-16 | 2014-09-30 | United States, Canada | ES_1116599_9290011127_09292014215735_5242273 | 2221782
Philips Lighting North America Corporation | Philips LED | 12PAR30S/F35 2700 DIM AF SO | 9290011128 | 12PAR30S/F35 2700 DIM AF SO,9290011128,12PAR30S/F35 2700 DIM AF SO (435321) | PAR30 | Reflector (Flood/Spot) | E26 (Medium) | Directional | LED | 5 | 75 | 92.9 | 92.1 | 2251 |  | 35 | 850 | 12 | 70 | No | 25000 | 2700 | 82 | 13 | 0.9 | -20 | Dimmable | 20% |  | Damp Location Rated,Use With Timers,Recessed Fixtures,Use With Photo And/Or Motion Sensors |  |  |  | 2014-10-16 | 2014-10-29 | United States, Canada | ES_1116599_9290011128_10292014145815_7767907 | 2225189
Philips Lighting North America Corporation | Philips LED | 12PAR30S/F35 3000 DIM AF SO | 9290011129 | 12PAR30S/F35 3000 DIM AF SO,9290011129,12PAR30S/F35 3000 DIM AF SO (435339) | PAR30 | Reflector (Flood/Spot) | E26 (Medium) | Directional | LED | 5 | 75 | 93.7 | 92.3 | 2687 |  | 35 | 900 | 12.2 | 75 | No | 25000 | 3000 | 82 | 16 | 0.9 | -20 | Dimmable | 20% |  | Damp Location Rated,Use With Timers,Recessed Fixtures,Use With Photo And/Or Motion Sensors |  |  |  | 2014-10-16 | 2014-10-29 | United States, Canada | ES_1116599_9290011129_10292014150301_906030 | 2225190
Philips Lighting North America Corporation | Philips LED | 12PAR30S/F35 3500 AF SO | 9290002576 | 12PAR30S/F35 3500 AF SO,9290002576,12PAR30S/F35 3500 AF SO (431387) | PAR30 | Reflector (Flood/Spot) | E26 (Medium) | Directional | LED | 5 | 75 | 3.6 | 3.6 | 2856 |  | 35 | 950 | 12 | 79.1 | No | 50000 | 3500 | 84 | 12 | 0.9 | 0 |  |  |  | Damp Location Rated,Use With Timers,Recessed Fixtures,Use With Photo And/Or Motion Sensors |  |  |  | 2014-03-20 | 2014-05-07 | United States, Canada | ES_1116599_9290002576_05072014155438_168115 | 2210349
Neonlite Electronic & Lighting (H.K.) Ltd. | Megaman | LR1411d-60H25D-E26-2700K | LR1411d-60H25D-E26-2700K |  | PAR30 | Reflector (Flood/Spot) | E26 (Medium) | Directional | LED | 3 | 50 | 87.4 | 95.3 | 1995 |  | 25 | 500 | 11 | 45.4 | No | 30000 | 2700 | 82 | 17 | 0.7 | -30 | Dimmable | 10% |  | Damp Location Rated,Recessed Fixtures |  |  |  | 2014-10-15 | 2015-04-20 | United States, Canada | ES_1095307_LR1411d-60H25D-E26-2700K_04162015165823_2561761 | 2237495
Neonlite Electronic & Lighting (H.K.) Ltd. | Megaman | LR1411d-60H25D-E26-4000K | LR1411d-60H25D-E26-4000K |  | PAR30 | Reflector (Flood/Spot) | E26 (Medium) | Directional | LED | 3 | 50 | 87.4 | 95.3 | 1991 |  | 25 | 500 | 11 | 45.4 | No | 30000 | 4000 | 84 | 18 | 0.7 | -30 | Dimmable | 10% |  | Damp Location Rated,Recessed Fixtures |  |  |  | 2014-10-15 | 2015-04-20 | United States, Canada | ES_1095307_LR1411d-60H25D-E26-4000K_04162015172217_1091425 | 2237496
Neonlite Electronic & Lighting (H.K.) Ltd. | Megaman | LR2307dDG-WFL-GU10-2700K-120V | LR2307dDG-WFL-GU10-2700K-120V |  | PAR16 | Reflector (Flood/Spot) | GU10 | Directional | LED | 3 | 45 | 57.5 | 50.2 | 545 |  | 35 | 506 | 7.4 | 68.7 | No | 25000 | 2700 | 81 | 15 | 0.7 | -30 | Dimmable | 10% |  | Damp Location Rated,Recessed Fixtures |  |  |  | 2015-05-01 | 2015-05-20 | United States, Canada | ES_1095307_LR2307dDG-WFL-GU10-2700K-120V_05142015144753_7294885 | 2240154
Neonlite Electronic & Lighting (H.K.) Ltd. | Megaman | LR2307dDG-WFL-GU10-3000K-120V | LR2307dDG-WFL-GU10-3000K-120V |  | PAR16 | Reflector (Flood/Spot) | GU10 | Directional | LED | 3 | 45 | 57.5 | 50.2 | 561 |  | 35 | 519 | 7.5 | 69.2 | No | 25000 | 3000 | 81 | 13 | 0.7 | -30 | Dimmable | 10% |  | Damp Location Rated,Recessed Fixtures |  |  |  | 2015-05-01 | 2015-12-02 | United States, Canada | ES_1095307_LR2307dDG-WFL-GU10-3000K-120V_11272015182301_3450281 | 2254092
Neonlite Electronic & Lighting (H.K.) Ltd. | Megaman | LR2307dDG-WFL-GU10-4000K-120V | LR2307dDG-WFL-GU10-4000K-120V |  | PAR16 | Reflector (Flood/Spot) | GU10 | Directional | LED | 3 | 45 | 57.5 | 50.2 | 559 |  | 35 | 524 | 7.5 | 69.9 | No | 25000 | 4000 | 85 | 12 | 0.7 | -30 | Dimmable | 10% |  | Damp Location Rated,Recessed Fixtures |  |  |  | 2015-05-01 | 2015-05-20 | United States, Canada | ES_1095307_LR2307dDG-WFL-GU10-4000K-120V_05142015190802_3739129 | 2240155
Neonlite Electronic & Lighting (H.K.) Ltd. | Megaman | LR2510d-E26-2700K-120V | LR2510d-E26-2700K-120V |  | BR30 | Reflector (Flood/Spot) | E26 (Medium) | Directional | LED | 3 | 65 | 128.4 | 96.3 |  |  |  | 650 | 10.2 | 63.7 | No | 25000 | 2700 | 80 | 15 | 0.9 | -30 | Dimmable | 10% |  | Damp Location Rated,Recessed Fixtures |  |  |  | 2015-05-01 | 2015-05-20 | United States, Canada | ES_1095307_LR2510d-E26-2700K-120V_05142015191949_4816705 | 2240164
Neonlite Electronic & Lighting (H.K.) Ltd. | Megaman | LR2510d-E26-3000K-120V | LR2510d-E26-3000K-120V |  | BR30 | Reflector (Flood/Spot) | E26 (Medium) | Directional | LED | 3 | 65 | 128.4 | 96.3 |  |  |  | 650 | 10.3 | 63.1 | No | 25000 | 3000 | 82 | 8 | 0.9 | -30 | Dimmable | 10% |  | Damp Location Rated,Recessed Fixtures |  |  |  | 2015-05-01 | 2015-12-02 | United States, Canada | ES_1095307_LR2510d-E26-3000K-120V_11172015204221_4855615 | 2254103
Neonlite Electronic & Lighting (H.K.) Ltd. | Megaman | LR2510d-E26-3500K-120V | LR2510d-E26-3500K-120V |  | BR30 | Reflector (Flood/Spot) | E26 (Medium) | Directional | LED | 3 | 65 | 128.4 | 96.3 |  |  |  | 650 | 10.3 | 63.1 | No | 25000 | 3500 | 83 | 12 | 0.9 | -30 | Dimmable | 10% |  | Damp Location Rated,Recessed Fixtures |  |  |  | 2015-05-01 | 2015-12-02 | United States, Canada | ES_1095307_LR2510d-E26-3500K-120V_11272015182143_8537256 | 2254104
Neonlite Electronic & Lighting (H.K.) Ltd. | Megaman | LR2510d-E26-4000K-120V | LR2510d-E26-4000K-120V |  | BR30 | Reflector (Flood/Spot) | E26 (Medium) | Directional | LED | 3 | 65 | 128.4 | 96.3 |  |  |  | 650 | 10.3 | 63.1 | No | 25000 | 4000 | 81 | 25 | 0.9 | -30 | Dimmable | 10% |  | Damp Location Rated,Recessed Fixtures |  |  |  | 2015-05-01 | 2015-05-20 | United States, Canada | ES_1095307_LR2510d-E26-4000K-120V_05142015162952_2407647 | 2240165
Neonlite Electronic & Lighting (H.K.) Ltd. | Megaman | LR2512d-E26-2700K-120V | LR2512d-E26-2700K-120V |  | BR30 | Reflector (Flood/Spot) | E26 (Medium) | Directional | LED | 3 | 65 | 128 | 96 |  |  |  | 850 | 12 | 70.8 | No | 25000 | 2700 | 80 | 10 | 0.9 | -30 | Dimmable | 10% | No | Damp Location Rated | No |  |  | 2016-02-05 | 2016-02-15 | United States, Canada | ES_1095307_LR2512d-E26-2700K-120V_02012016113446_101282 | 2281556
OptoLight | OptoLight | OP-A19L3-11W3K | OP-A19L3-11W3K |  | A19 | General Purpose Replacement | E26 (Medium) | Omnidirectional | LED | 3 | 60 | 112.3 | 60.9 |  |  |  | 800 | 11 | 72.7 | No | 25000 | 3000 | 81 | 3 | 0.9 | -20 | Dimmable | 10% |  | Damp Location Rated,Not for Use in Enclosed Fixtures |  |  |  | 2014-12-05 | 2014-12-05 | United States, Canada | ES_1042267_OP-A19L3-11W3K_12082014091950_1023720 | 2226907
OptoLight | OptoLight | OP-A19L3-11W50K | OP-A19L3-11W50K |  | A19 | General Purpose Replacement | E26 (Medium) | Omnidirectional | LED | 3 | 60 | 112.4 | 60.8 |  |  |  | 800 | 11 | 72.7 | No | 25000 | 5000 | 86 | 22 | 0.9 | -20 | Dimmable | 10% |  | Damp Location Rated,Not for Use in Enclosed Fixtures |  |  |  | 2015-03-07 | 2015-05-01 | United States | ES_1042267_OP-A19L3-11W50K_05012015111001_1023801 | 2238460
OptoLight | OptoLight | OP-A19L5-10W30K | OP-A19L5-10W30K |  | A19 | General Purpose Replacement | E26 (Medium) | Omnidirectional | LED | 3 | 60 | 110.7 | 59.5 |  |  |  | 800 | 10 | 80 | No | 25000 | 3000 | 82 | 4 | 0.9 | -20 | Dimmable | 10% |  | Damp Location Rated,Not for Use in Enclosed Fixtures |  |  |  | 2015-10-29 | 2016-01-28 | United States | ES_1042267_OP-A19L5-10W30K_01282016102841_1023958 | 2257411
OptoLight | OptoLight | OP-A21D-15W-27 | OP-A21D-15W-27 |  | A21 | General Purpose Replacement | E26 (Medium) | Omnidirectional | LED | 3 | 100 | 131.7 | 69.8 |  |  |  | 1600 | 15 | 106.6 | No | 25000 | 2700 | 82 | 8 | 1 | -20 | Dimmable | 10% |  | Damp Location Rated,Not for Use in Enclosed Fixtures |  |  |  | 2015-05-29 | 2015-06-01 | United States | ES_1042267_OP-A21D-15W-27_06012015105951_1023821 | 2240553
OptoLight | OptoLight | OP-A21D5-17W-27 | OP-A21D5-17W-27 |  | A21 | General Purpose Replacement | E26 (Medium) | Omnidirectional | LED | 5 | 100 | 134.4 | 71.8 |  |  |  | 1600 | 17 | 94.1 | No | 25000 | 2700 | 92 | 57 | 0.9 | -20 | Dimmable | 10% |  | Damp Location Rated,Not for Use in Enclosed Fixtures |  |  |  | 2016-01-28 | 2016-01-28 | United States, Canada | ES_1042267_OP-A21D5-17W-27_01282016113621_1023959 | 2257416
OptoLight | OptoLight | OP-ALAMP-18WB | OP-ALAMP-18WB |  | CFL A-type | General Purpose Replacement | E26 (Medium) | Omnidirectional | CFL | 2 | 75 | 128.8 | 65.7 |  | 1.8 |  | 1200 | 18 | 66.7 | No | 10000 | 2700 | 82 | -6 | 0.6 | -18 |  |  |  | Not for Use in Enclosed Fixtures |  |  |  | 2014-12-12 | 2014-12-15 | United States | ES_1042267_OP-ALAMP-18WB_12152014013620_1023726 | 2229296
OptoLight | OptoLight | OP-BR20DG-7W-27 | OP-BR20DG-7W-27 |  | R20 | Reflector (Flood/Spot) | E26 (Medium) | Directional | LED | 5 | 50 | 96.8 | 63.5 |  |  | 104 | 525 | 7 | 75 | No | 25000 | 2700 | 91 | 51 | 0.9 | -20 | Dimmable | 10% |  | Damp Location Rated,Not for Use in Enclosed Fixtures |  |  |  | 2016-01-29 | 2016-01-29 | United States, Canada | ES_1042267_OP-BR20DG-7W-27_01292016034950_1023960 | 2257527
OptoLight | OptoLight | OP-BR30D-10W-27 | OP-BR30D-10W-27 |  | BR30 | Reflector (Flood/Spot) | E26 (Medium) | Directional | LED | 5 | 60 | 130 | 95 |  |  | 113 | 850 | 10 | 85 | No | 25000 | 2700 | 82 | 14 | 0.9 | -20 | Dimmable | 10% |  | None |  |  |  | 2014-04-21 | 2014-04-21 | United States | ES_1042267_OP-BR30D-10W-27_04212014031950_1023598 | 2209335
OptoLight | OptoLight | OP-BR30DG-12W-30 | OP-BR30DG-12W-30 |  | BR30 | Reflector (Flood/Spot) | E26 (Medium) | Directional | LED | 3 | 65 | 129 | 94.7 |  |  | 110 | 800 | 12 | 66.7 | No | 25000 | 3000 | 94 | 70 | 1 | -20 | Dimmable | 10% |  | Damp Location Rated,Not for Use in Enclosed Fixtures |  |  |  | 2015-04-27 | 2015-05-21 | United States | ES_1042267_OP-BR30DG-12W-30_05212015063000_1023817 | 2240070
OptoLight | OptoLight | OP-BR30DG-14W | OP-BR30DG-14W |  | BR30 | Reflector (Flood/Spot) | E26 (Medium) | Directional | LED | 3 | 60 | 130.1 | 95.2 |  |  | 110 | 800 | 14 | 57.1 | No | 25000 | 3000 | 95 | 65 | 0.9 | -20 | Dimmable | 10% |  | None |  |  |  | 2014-07-11 | 2014-07-11 | United States, Canada | ES_1042267_OP-BR30DG-14W_07142014110551_1023634 | 2215340
OptoLight | OptoLight | OP-BR40D-13W-27 | OP-BR40D-13W-27 |  | BR40 | Reflector (Flood/Spot) | E26 (Medium) | Directional | LED | 5 | 75 | 160 | 120 |  |  | 110 | 1050 | 13 | 80.8 | No | 25000 | 2700 | 82 | 14 | 0.9 | -20 | Dimmable | 10% |  | None |  |  |  | 2014-04-21 | 2014-04-21 | United States | ES_1042267_OP-BR40D-13W-27_04212014032220_1023598 | 2209336
OptoLight | OptoLight | OP-BR40DG-14W-30 | OP-BR40DG-14W-30 |  | BR40 | Reflector (Flood/Spot) | E26 (Medium) | Directional | LED | 5 | 75 | 158.3 | 119.9 |  |  |  | 1000 | 14 | 71.4 | No | 25000 | 3000 | 93 | 70 | 0.9 | -20 | Dimmable | 10% |  | Damp Location Rated,Not for Use in Enclosed Fixtures |  |  |  | 2015-04-27 | 2015-10-29 | United States | ES_1042267_OP-BR40DG-14W-30_06022015124841_1023823 | 2240837
OptoLight | OptoLight | OP-CFL-3W-26W | OP-CFL-3W-26W |  | CFL Bare Spiral | General Purpose Replacement | E26 (Medium) | Omnidirectional | CFL | 2 | 100 | 185.4 | 59.3 |  | 2 |  | 1700 | 26 | 65.4 | Yes | 10000 | 2700 | 82 | -10 | 0.5 | -18 |  |  |  | Damp Location Rated,Not for Use in Enclosed Fixtures |  |  |  | 2014-12-15 | 2014-12-15 | United States, Canada | ES_1042267_OP-CFL-3W-26W_12152014023440_1023727 | 2229300
OptoLight | OptoLight | OP-MR16GU10D-7W-30-40 | OP-MR16GU10D-7W-30-40 |  | PAR16 | Reflector (Flood/Spot) | GU10 | Directional | LED | 3 | 50 | 54.2 | 50.2 | 1139 |  | 40 | 450 | 7 | 64.3 | No | 25000 | 3000 | 82 | 18 | 0.7 | -20 | Dimmable | 10% |  | Damp Location Rated,Not for Use in Enclosed Fixtures |  |  |  | 2015-05-08 | 2015-06-02 | United States | ES_1042267_OP-MR16GU10D-7W-30-40_06082015034440_1023824 | 2241206
OptoLight | OptoLight | OP-R2-18W | OP-R2-18W |  | CFL Bare Spiral | General Purpose Replacement | E26 (Medium) | Omnidirectional | CFL | 2 | 75 | 103.5 | 56.6 |  | 2 |  | 1250 | 19.2 | 65.1 | No | 10000 | 2700 | 81 | -22 | 0.6 | -18 |  |  |  | Not for Use in Enclosed Fixtures |  |  |  | 2014-12-12 | 2014-12-15 | United States, Canada | ES_1042267_OP-R2-18W_12152014014330_1023726 | 2229297
OptoLight | OptoLight | OP-R3-32W | OP-R3-32W |  | CFL Bare Spiral | General Purpose Replacement | E26 (Medium) | Omnidirectional | CFL | 2 | 125 | 132.6 | 67.6 |  | 2.9 |  | 2100 | 32 | 65.6 | No | 10000 | 2700 | 82 | -10 | 0.6 | -18 |  |  |  | Not for Use in Enclosed Fixtures |  |  |  | 2014-12-12 | 2015-10-30 | United States | ES_1042267_OP-R3-32W_12152014015220_1023726 | 2229299
OptoLight | OptoLight | OP-R38-23W | OP-R38-23W |  | BR40 | Reflector (Flood/Spot) | E26 (Medium) | Directional | CFL | 2 | 85 | 156.3 | 119.9 |  | 1.8 |  | 1250 | 23.3 | 53.6 | No | 10000 | 2700 | 82 | -2 | 0.6 | -20 |  |  |  | None |  |  |  | 2014-12-17 | 2014-12-19 | United States, Canada | ES_1042267_OP-R38-23W_12192014030620_1023734 | 2229651
OptoLight | OptoLight | OP-R40D-13W-30 | OP-R40D-13W-30 |  | BR40 | Reflector (Flood/Spot) | E26 (Medium) | Directional | LED | 3 | 75 | 158.1 | 120.2 |  |  | 110 | 1050 | 13 | 80.7 | No | 25000 | 3000 | 82 | 10 | 1 | -20 | Dimmable | 10% |  | Damp Location Rated,Not for Use in Enclosed Fixtures |  |  |  | 2015-12-22 | 2015-12-22 | United States | ES_1042267_OP-R40D-13W-30_12222015062220_1023946 | 2255352
Philips Lighting North America Corporation | AmbientLED | 9290002296A | 9290002296A | 9290002296A,,BC12A19/AMB/5000 DIM 120V (451930) | A19 | General Purpose Replacement | E26 (Medium) | Omnidirectional | LED | 3 | 60 | 104.6 | 61.2 |  |  |  | 830 | 12 | 69.1 | No | 25000 | 5000 | 84 | 16 | 0.9 | 0 | Dimmable | 10% |  | Damp Location Rated,Recessed Fixtures |  |  |  | 2014-03-26 | 2014-04-07 | United States | ES_1116599_9290002296A_04032014110228_8966943 | 2210117
Philips Lighting North America Corporation | AmbientLED | 9.5A19/AMB/2200-2700 DIM FFP 2PK 120V | 9290011345 | ,,9.5A19/AMB/2200-2700 DIM FFP 2PK 120V (455931) | A19 | General Purpose Replacement | E26 (Medium) | Omnidirectional | LED | 5 | 60 | 108.9 | 61.4 |  |  |  | 800 | 9.5 | 84.2 | No | 25000 | 2700 | 81 | 15 | 0.9 | -20 | Dimmable | 20% |  | Damp Location Rated,Use With Timers,Enclosed Fixtures,Recessed Fixtures,Use With Photo And/Or Motion Sensors,Capable of Changing CCT |  |  |  | 2015-01-31 | 2015-01-30 | United States, Canada | ES_1116599_9290011345_01302015191937_0010424 | 2232370
Philips Lighting North America Corporation | AmbientLED | 9.5A19/AMB/827-22/DIM 120 2PK | 9290011840 | 9.5A19/AMB/827-22/DIM 120 2PK,9290011840,9.5A19/AMB/827-22/DIM 120 2PK (459313) | A19 | General Purpose Replacement | E26 (Medium) | Omnidirectional | LED | 5 | 60 | 109.5 | 61.3 |  |  |  | 800 | 9.5 | 95 | No | 25000 | 2700 | 81 | 6 | 0.9 | -20 | Dimmable | 20% |  | Damp Location Rated,Use With Timers,Enclosed Fixtures,Recessed Fixtures,Use With Photo And/Or Motion Sensors |  |  |  | 2015-01-01 | 2016-01-15 | United States, Canada | ES_1116599_9290011840_01142016180053_3277704 | 2256734
Philips Lighting North America Corporation | AmbientLED | 9.5A19/AMB/827-22 DIM 120V 3PK | 9290011345 | ,,9.5A19/AMB/827-22 DIM 120V 3PK (459032) | A19 | General Purpose Replacement | E26 (Medium) | Omnidirectional | LED | 5 | 60 | 108.9 | 61.4 |  |  |  | 800 | 9.5 | 84.2 | No | 25000 | 2700 | 81 | 15 | 0.9 | -20 | Dimmable | 20% |  | Damp Location Rated,Use With Timers,Enclosed Fixtures,Recessed Fixtures,Use With Photo And/Or Motion Sensors,Capable of Changing CCT |  |  |  | 2015-01-31 | 2015-05-20 | United States, Canada | ES_1116599_9290011345_05302015154922_0918741 | 2239843
Philips Lighting North America Corporation | AmbientLED | 9.5A19/AMB/827-22/DIM 120V 4PK | 9290011840 | 9.5A19/AMB/827-22/DIM 120V 4PK,9290011840,9.5A19/AMB/827-22/DIM 120V 4PK (465245) | A19 | General Purpose Replacement | E26 (Medium) | Omnidirectional | LED | 5 | 60 | 109.5 | 61.3 |  |  |  | 800 | 9.5 | 95 | No | 25000 | 2700 | 81 | 6 | 0.9 | -20 | Dimmable | 20% |  | Damp Location Rated,Use With Timers,Enclosed Fixtures,Recessed Fixtures,Use With Photo And/Or Motion Sensors |  |  |  | 2016-01-01 | 2016-05-18 | United States, Canada | ES_1116599_9290011840_05132016095042_5704767 | 2267014
Philips Lighting North America Corporation | AmbientLED | 9.5A19/AMB/827/DIM 120V | A9290012006 | 9.5A19/AMB/827/DIM 120V,A9290012006,9.5A19/AMB/827/DIM 120V (461269) | A19 | General Purpose Replacement | E26 (Medium) | Omnidirectional | LED | 5 | 60 | 109.3 | 61.4 |  |  |  | 800 | 9.5 | 84.2 | No | 25000 | 2700 | 82 | 6 | 0.9 | -20 | Dimmable | 20% |  | Damp Location Rated,Use With Timers,Enclosed Fixtures,Recessed Fixtures,Use With Photo And/Or Motion Sensors |  |  |  | 2015-11-01 | 2015-12-30 | United States, Canada | ES_1116599_A9290012006_12282015161525_6753656 | 2255777
Philips Lighting North America Corporation | AmbientLED | 9.5A19/AMB/827/DIM 120V 2PK | 9290011969 | ,9A19/AMB/830/DIM 120V 3PK (462242),; ,9A19/LED/830/DIM 120V (459057),; ,BC9A19/AMB/830/DIM 120V (462234), | A19 | General Purpose Replacement | E26 (Medium) | Omnidirectional | LED | 5 | 60 | 110.3 | 63.1 |  |  |  | 800 | 9 | 88.8 | No | 25000 | 3000 | 84 | 15 | 0.9 | -20 | Dimmable | 10% |  | Damp Location Rated |  |  |  | 2015-12-31 | 2015-12-31 | United States | ES_1116599_9290011969_12312015060110_1023947 | 2255703
Philips Lighting North America Corporation | AmbientLED | 9.5A19/AMB/827/DIM 120V 2PK | 9290011970 | ,9A19/AMB/850/DIM 120V (455881),; ,9A19/AMB/850/DIM 120V 3PK (462259),; ,BC9A19/AMB/850/DIM 120V (461327),; ,BC9A19/AMB/850/DIM 120V (461335),; ,BC9A19/AMB/850/DIM 120V (461350),; ,BC9A19/AMB/850/DIM 120V (461368), | A19 | General Purpose Replacement | E26 (Medium) | Omnidirectional | LED | 5 | 60 | 110.3 | 63.1 |  |  |  | 800 | 9 | 88.8 | No | 25000 | 5000 | 83 | 6 | 0.9 | -20 | Dimmable | 10% |  | Damp Location Rated |  |  |  | 2015-12-31 | 2015-12-31 | United States | ES_1116599_9290011970_12312015060110_1023947 | 2255704
Philips Lighting North America Corporation | AmbientLED | 9.5A19/AMB/827/DIM 120V 2PK | 9290012006 | ,9.5A19/AMB/827/DIM 120V (461269),; ,9.5A19/AMB/827/DIM 120V 2PK (461228),; ,9.5A19/AMB/827/DIM 120V 3PK (462226),; ,9.5A19/AMB/827/DIM 120V 6PK (461251),; ,BC9.5A19/AMB/827/DIM 120V ( 461194),; ,BC9.5A19/AMB/827/DIM 120V ( 461210),; ,BC9.5A19/AMB/827/DIM 120V (461236),; ,BC9.5A19/AMB/827/DIM 120V (461244), | A19 | General Purpose Replacement | E26 (Medium) | Omnidirectional | LED | 5 | 60 | 110.3 | 63.1 |  |  |  | 800 | 9.5 | 84.2 | No | 25000 | 2700 | 81 | 5 | 0.9 | -20 | Dimmable | 10% |  | Damp Location Rated |  |  |  | 2015-12-31 | 2015-12-31 | United States | ES_1116599_9290012006_12312015060110_1023947 | 2255702
Philips Lighting North America Corporation | AmbientLED | 9.5A19/AMB/827/DIM 120V 2PK | A9290012006 | 9.5A19/AMB/827/DIM 120V 2PK,A9290012006,9.5A19/AMB/827/DIM 120V 2PK (461228) | A19 | General Purpose Replacement | E26 (Medium) | Omnidirectional | LED | 5 | 60 | 109.3 | 61.4 |  |  |  | 800 | 9.5 | 84.2 | No | 25000 | 2700 | 82 | 6 | 0.9 | -20 | Dimmable | 20% |  | Damp Location Rated,Use With Timers,Enclosed Fixtures,Recessed Fixtures,Use With Photo And/Or Motion Sensors |  |  |  | 2015-11-01 | 2015-12-30 | United States, Canada | ES_1116599_A9290012006_12282015161157_2657281 | 2255786
Philips Lighting North America Corporation | AmbientLED | 9.5A19/AMB/827/DIM 120V 3PK | A9290012006 | 9.5A19/AMB/827/DIM 120V 3PK,A9290012006,9.5A19/AMB/827/DIM 120V 3PK (462226) | A19 | General Purpose Replacement | E26 (Medium) | Omnidirectional | LED | 5 | 60 | 109.3 | 61.4 |  |  |  | 800 | 9.5 | 84.2 | No | 25000 | 2700 | 82 | 6 | 0.9 | -20 | Dimmable | 20% |  | Damp Location Rated,Use With Timers,Enclosed Fixtures,Recessed Fixtures,Use With Photo And/Or Motion Sensors |  |  |  | 2015-11-01 | 2015-12-30 | United States, Canada | ES_1116599_A9290012006_12282015161259_1763116 | 2255787
Philips Lighting North America Corporation | AmbientLED | 9.5A19/AMB/827/DIM 120V 6PK | A9290012006 | 9.5A19/AMB/827/DIM 120V 6PK,A9290012006,9.5A19/AMB/827/DIM 120V 6PK (461251) | A19 | General Purpose Replacement | E26 (Medium) | Omnidirectional | LED | 5 | 60 | 109.3 | 61.4 |  |  |  | 800 | 9.5 | 84.2 | No | 25000 | 2700 | 82 | 6 | 0.9 | -20 | Dimmable | 20% |  | Damp Location Rated,Use With Timers,Enclosed Fixtures,Recessed Fixtures,Use With Photo And/Or Motion Sensors |  |  |  | 2015-11-01 | 2015-12-30 | United States, Canada | ES_1116599_A9290012006_12282015161437_9381982 | 2255788
Philips Lighting North America Corporation | AmbientLED | 9.5A19/LED/AMB/827-22/DIM 120V | 9290011840 | 9.5A19/LED/AMB/827-22/DIM 120V,9290011840,9.5A19/LED/AMB/827-22/DIM 120V (455824) | A19 | General Purpose Replacement | E26 (Medium) | Omnidirectional | LED | 5 | 60 | 109.5 | 61.3 |  |  |  | 800 | 9.5 | 95 | No | 25000 | 2700 | 81 | 6 | 0.9 | -20 | Dimmable | 20% |  | Damp Location Rated,Use With Timers,Enclosed Fixtures,Recessed Fixtures,Use With Photo And/Or Motion Sensors |  |  |  | 2015-01-01 | 2016-01-15 | United States, Canada | ES_1116599_9290011840_01152016122455_5240442 | 2256735
Philips Lighting North America Corporation | Philips LED | 12PAR30S/F35 4000 DIM AF SO | 9290011130 | 12PAR30S/F35 4000 DIM AF SO,9290011130,12PAR30S/F35 4000 DIM AF SO (435347) | PAR30 | Reflector (Flood/Spot) | E26 (Medium) | Directional | LED | 5 | 75 | 93.5 | 92.4 | 2781 |  | 35 | 950 | 12 | 79 | No | 25000 | 4000 | 81 | 9 | 0.9 | 0 | Dimmable | 20% |  | Damp Location Rated,Use With Timers,Recessed Fixtures,Use With Photo And/Or Motion Sensors |  |  |  | 2014-09-16 | 2014-09-30 | United States, Canada | ES_1116599_9290011130_09292014220206_4260827 | 2221783
Philips Lighting North America Corporation | Philips LED | 12PAR30S/LED/827/F25 DIM AF SO-B | 9290011863 | 12PAR30S/LED/827/F25 DIM AF SO-B,9290011863,12PAR30S/LED/827/F25 DIM AF SO-B (459644) | PAR30 | Reflector (Flood/Spot) | E26 (Medium) | Directional | LED | 5 | 75 | 93.2 | 93.2 | 5667 |  | 25 | 850 | 12 | 70.8 | No | 25000 | 2700 | 81 | 14 | 0.9 | -20 | Dimmable | 20% |  | Damp Location Rated,Use With Timers,Recessed Fixtures,Use With Photo And/Or Motion Sensors |  |  |  | 2015-09-06 | 2015-09-30 | United States, Canada | ES_1116599_9290011863_09302015122205_1755487 | 2249199
Philips Lighting North America Corporation | Philips LED | 12PAR30S/LED/830/F25 DIM AF SO-B | 9290011938 | 12PAR30S/LED/830/F25 DIM AF SO-B,9290011938,12PAR30S/LED/830/F25 DIM AF SO-B (459651) | PAR30 | Reflector (Flood/Spot) | E26 (Medium) | Directional | LED | 5 | 75 | 92.9 | 92.1 | 4394 |  | 25 | 900 | 12 | 75 | No | 25000 | 3000 | 82 | 13 | 0.9 | -20 | Dimmable | 20% |  | Damp Location Rated,Use With Timers,Recessed Fixtures,Use With Photo And/Or Motion Sensors |  |  |  | 2015-09-06 | 2015-09-30 | United States, Canada | ES_1116599_9290011938_09302015121819_2607995 | 2249198
Philips Lighting North America Corporation | Philips LED | 12PAR30S/S15 2700 DIM AF SO | 9290011122 | 12PAR30S/S15 2700 DIM AF SO,9290011122,12PAR30S/S15 2700 DIM AF SO (435263) | PAR30 | Reflector (Flood/Spot) | E26 (Medium) | Directional | LED | 5 | 75 | 94 | 92.5 | 9440 |  | 15 | 850 | 12 | 70 | No | 25000 | 2700 | 82 | 14 | 0.9 | -20 | Dimmable | 20% |  | Damp Location Rated,Use With Timers,Recessed Fixtures,Use With Photo And/Or Motion Sensors |  |  |  | 2014-10-16 | 2014-10-29 | United States, Canada | ES_1116599_9290011122_10292014111848_4417383 | 2225185
Philips Lighting North America Corporation | Philips LED | 12PAR30S/S15 3000 DIM AF SO | 9290011123 | 12PAR30S/S15 3000 DIM AF SO,9290011123,12PAR30S/S15 3000 DIM AF SO (435271) | PAR30 | Reflector (Flood/Spot) | E26 (Medium) | Directional | LED | 5 | 75 | 93.9 | 92.5 | 9790 |  | 15 | 900 | 12.4 | 75 | No | 25000 | 3000 | 82 | 15 | 0.9 | -20 | Dimmable | 20% |  | Damp Location Rated,Use With Timers,Recessed Fixtures,Use With Photo And/Or Motion Sensors |  |  |  | 2014-10-16 | 2014-10-29 | United States, Canada | ES_1116599_9290011123_10292014145026_4078943 | 2225187
Philips Lighting North America Corporation | Philips LED | 12PAR30S/S15 4000 DIM AF SO | 9290011124 | 12PAR30S/S15 4000 DIM AF SO,9290011124,12PAR30S/S15 4000 DIM AF SO (435289) | PAR30 | Reflector (Flood/Spot) | E26 (Medium) | Directional | LED | 5 | 75 | 93.7 | 92.3 | 10460 |  | 15 | 950 | 12 | 79 | No | 25000 | 4000 | 81 | 9 | 0.9 | 0 | Dimmable | 20% |  | Damp Location Rated,Use With Timers,Recessed Fixtures,Use With Photo And/Or Motion Sensors |  |  |  | 2014-09-16 | 2014-09-30 | United States, Canada | ES_1116599_9290011124_09292014214623_9024164 | 2221780
Philips Lighting North America Corporation | Philips LED | 12PAR38/AMB/830/F35/DIM ULW SO 120V 2PK | 9290011834 | ,,12PAR38/AMB/830/F35/DIM ULW SO 120V 2PK (460063) | PAR38 | Reflector (Flood/Spot) | E26 (Medium) | Directional | LED | 5 | 100 | 135 | 121.3 | 3177 |  | 35 | 1100 | 12 | 91.7 | No | 25000 | 3000 | 84 | 16 | 0.9 | -20 | Dimmable | 20% |  | Damp Location Rated,Use With Timers,Enclosed Fixtures,Wet Location Rated,Recessed Fixtures,Use With Photo And/Or Motion Sensors |  |  |  | 2016-02-03 | 2016-02-04 | United States | ES_1116599_9290011834_04252016115324_3291898 | 2265243
Philips Lighting North America Corporation | Philips LED | 12PAR38/AMB/850/F35/DIM ULW SO 120V 2PK | 9290011835 | ,,12PAR38/AMB/850/F35/DIM ULW SO 120V 2PK (460121) | PAR38 | Reflector (Flood/Spot) | E26 (Medium) | Directional | LED | 5 | 100 | 134.9 | 121 | 3214 |  | 35 | 1200 | 12 | 100 | No | 25000 | 5000 | 83 | 7 | 0.9 | -20 | Dimmable | 20% |  | Damp Location Rated,Use With Timers,Enclosed Fixtures,Wet Location Rated,Recessed Fixtures,Use With Photo And/Or Motion Sensors |  |  |  | 2016-02-03 | 2016-02-04 | United States | ES_1116599_9290011835_04252016115521_4378194 | 2265244
Philips Lighting North America Corporation | Philips LED | 12PAR38/LED/830/F35/DIM ULW SO 120V | 9290011834 | ,,12PAR38/LED/830/F35/DIM ULW SO 120V (460105) | PAR38 | Reflector (Flood/Spot) | E26 (Medium) | Directional | LED | 5 | 100 | 135 | 121.3 | 3177 |  | 35 | 1100 | 12 | 91.7 | No | 25000 | 3000 | 84 | 16 | 0.9 | -20 | Dimmable | 20% |  | Damp Location Rated,Use With Timers,Enclosed Fixtures,Wet Location Rated,Recessed Fixtures,Use With Photo And/Or Motion Sensors |  |  |  | 2016-02-03 | 2016-02-04 | United States | ES_1116599_9290011834_02042016170022_2895012 | 2260000
Philips Lighting North America Corporation | Philips LED | 12PAR38/LED/850/F35/DIM ULW SO 120V | 9290011835 | ,,12PAR38/LED/850/F35/DIM ULW SO 120V (461046) | PAR38 | Reflector (Flood/Spot) | E26 (Medium) | Directional | LED | 5 | 100 | 134.9 | 121 | 3214 |  | 35 | 1200 | 12 | 100 | No | 25000 | 5000 | 83 | 7 | 0.9 | -20 | Dimmable | 20% |  | Damp Location Rated,Use With Timers,Enclosed Fixtures,Wet Location Rated,Recessed Fixtures,Use With Photo And/Or Motion Sensors |  |  |  | 2016-02-03 | 2016-02-04 | United States | ES_1116599_9290011835_02042016170052_5623989 | 2260003
Philips Lighting North America Corporation | Philips LED | 13PAR38/F25 2700 DIM AF SO | 9290011319 | 13PAR38/F25 2700 DIM AF SO,9290011319,13PAR38/F25 2700 DIM AF SO (454728) | PAR38 | Reflector (Flood/Spot) | E26 (Medium) | Directional | LED | 5 | 90 | 131 | 120.3 | 4561 |  | 25 | 900 | 13 | 69.2 | No | 25000 | 2700 | 81 | 10 | 0.9 | -20 | Dimmable | 20% |  | Damp Location Rated,Use With Timers,Recessed Fixtures,Use With Photo And/Or Motion Sensors |  |  |  | 2015-03-19 | 2015-03-23 | United States, Canada | ES_1116599_9290011319_03232015104333_444146 | 2235016
Philips Lighting North America Corporation | Philips LED | 13PAR38/F25 3000 DIM AF SO | 9290011320 | 13PAR38/F25 3000 DIM AF SO,9290011320,13PAR38/F25 3000 DIM AF SO (454736) | PAR38 | Reflector (Flood/Spot) | E26 (Medium) | Directional | LED | 5 | 90 | 130.8 | 120.3 | 4737 |  | 25 | 950 | 13 | 73 | No | 25000 | 3000 | 81 | 9 | 0.9 | -20 | Dimmable | 20% |  | Damp Location Rated,Use With Timers,Recessed Fixtures,Use With Photo And/Or Motion Sensors |  |  |  | 2015-03-19 | 2015-03-23 | United States, Canada | ES_1116599_9290011320_03232015092833_4166071 | 2235019
Philips Lighting North America Corporation | Philips LED | 13PAR38/F35 2700 DIM AF SO | 9290011321 | 13PAR38/F35 2700 DIM AF SO,9290011321,13PAR38/F35 2700 DIM AF SO (454744) | PAR38 | Reflector (Flood/Spot) | E26 (Medium) | Directional | LED | 5 | 90 | 131.3 | 120.1 | 2436 |  | 35 | 900 | 13 | 69.2 | No | 25000 | 2700 | 81 | 9 | 0.9 | -20 | Dimmable | 20% |  | Damp Location Rated,Use With Timers,Recessed Fixtures,Use With Photo And/Or Motion Sensors |  |  |  | 2015-03-19 | 2015-03-23 | United States, Canada | ES_1116599_9290011321_03232015105244_60235 | 2235018
Philips Lighting North America Corporation | Philips LED | 13PAR38/F35 3000 DIM AF SO | 9290011322 | 13PAR38/F35 3000 DIM AF SO,9290011322,13PAR38/F35 3000 DIM AF SO (454751) | PAR38 | Reflector (Flood/Spot) | E26 (Medium) | Directional | LED | 5 | 90 | 131 | 120.1 | 2489 |  | 35 | 950 | 13 | 73 | No | 25000 | 3000 | 81 | 11 | 0.9 | -20 | Dimmable | 20% |  | Damp Location Rated,Use With Timers,Recessed Fixtures,Use With Photo And/Or Motion Sensors |  |  |  | 2015-03-19 | 2015-03-23 | United States, Canada | ES_1116599_9290011322_03232015104851_8956109 | 2235013
Neonlite Electronic & Lighting (H.K.) Ltd. | Megaman | LR2512d-E26-2700K-120V | LR2512d-E26-2700K-120V |  | BR30 | Reflector (Flood/Spot) | E26 (Medium) | Directional | LED | 3 | 65 | 128 | 96 |  |  |  | 850 | 12 | 70.8 | No | 25000 | 2700 | 80 | 10 | 0.9 | -30 | Dimmable | 10% |  | Damp Location Rated,Recessed Fixtures |  |  |  | 2016-02-05 | 2016-02-17 | United States, Canada | ES_1095307_LR2512d-E26-2700K-120V_02012016113446_101282 | 2260203
Neonlite Electronic & Lighting (H.K.) Ltd. | Megaman | LR2512d-E26-3000K-120V | LR2512d-E26-3000K-120V |  | BR30 | Reflector (Flood/Spot) | E26 (Medium) | Directional | LED | 3 | 65 | 128 | 96 |  |  |  | 850 | 12 | 70.8 | No | 25000 | 3000 | 84 | 15 | 0.9 | -30 | Dimmable | 10% | No | Damp Location Rated | No |  |  | 2016-02-05 | 2016-02-15 | United States, Canada | ES_1095307_LR2512d-E26-3000K-120V_02012016113533_6213952 | 2281557
Neonlite Electronic & Lighting (H.K.) Ltd. | Megaman | LR2512d-E26-3000K-120V | LR2512d-E26-3000K-120V |  | BR30 | Reflector (Flood/Spot) | E26 (Medium) | Directional | LED | 3 | 65 | 128 | 96 |  |  |  | 850 | 12 | 70.8 | No | 25000 | 3000 | 84 | 15 | 0.9 | -30 | Dimmable | 10% |  | Damp Location Rated,Recessed Fixtures |  |  |  | 2016-02-05 | 2016-02-17 | United States, Canada | ES_1095307_LR2512d-E26-3000K-120V_02012016113533_6213952 | 2260204
Neonlite Electronic & Lighting (H.K.) Ltd. | Megaman | LR2512d-E26-3500K-120V | LR2512d-E26-3500K-120V |  | BR30 | Reflector (Flood/Spot) | E26 (Medium) | Directional | LED | 3 | 65 | 128 | 96 |  |  |  | 850 | 12 | 70.8 | No | 25000 | 3500 | 82 | 11 | 0.9 | -30 | Dimmable | 10% | No | Damp Location Rated | No |  |  | 2016-02-05 | 2016-02-15 | United States, Canada | ES_1095307_LR2512d-E26-3500K-120V_02012016113614_1894647 | 2281558
Neonlite Electronic & Lighting (H.K.) Ltd. | Megaman | LR2512d-E26-3500K-120V | LR2512d-E26-3500K-120V |  | BR30 | Reflector (Flood/Spot) | E26 (Medium) | Directional | LED | 3 | 65 | 128 | 96 |  |  |  | 850 | 12 | 70.8 | No | 25000 | 3500 | 82 | 11 | 0.9 | -30 | Dimmable | 10% |  | Damp Location Rated,Recessed Fixtures |  |  |  | 2016-02-05 | 2016-02-17 | United States, Canada | ES_1095307_LR2512d-E26-3500K-120V_02012016113614_1894647 | 2260205
Neonlite Electronic & Lighting (H.K.) Ltd. | Megaman | LR2512d-E26-4000K-120V | LR2512d-E26-4000K-120V |  | BR30 | Reflector (Flood/Spot) | E26 (Medium) | Directional | LED | 3 | 65 | 128 | 96 |  |  |  | 850 | 12 | 70.8 | No | 25000 | 2700 | 83 | 32 | 0.9 | -30 | Dimmable | 10% | No | Damp Location Rated | No |  |  | 2016-02-05 | 2016-02-15 | United States, Canada | ES_1095307_LR2512d-E26-4000K-120V_02012016113657_7509271 | 2281559
Neonlite Electronic & Lighting (H.K.) Ltd. | Megaman | LR2512d-E26-4000K-120V | LR2512d-E26-4000K-120V |  | BR30 | Reflector (Flood/Spot) | E26 (Medium) | Directional | LED | 3 | 65 | 128 | 96 |  |  |  | 850 | 12 | 70.8 | No | 25000 | 4000 | 83 | 32 | 0.9 | -30 | Dimmable | 10% |  | Damp Location Rated,Recessed Fixtures |  |  |  | 2016-02-05 | 2016-02-17 | United States, Canada | ES_1095307_LR2512d-E26-4000K-120V_02012016113657_7509271 | 2260206
Neonlite Electronic & Lighting (H.K.) Ltd. | Megaman | LR2718d E26 2700K-120V | LR2718d E26 2700K-120V |  | BR40 | Reflector (Flood/Spot) | E26 (Medium) | Directional | LED | 3 | 85 | 165.3 | 127.1 |  |  |  | 1197 | 18 | 66.5 | No | 25000 | 2700 | 81 | 5 | 0.9 | -30 | Dimmable | 10% |  | Damp Location Rated,Recessed Fixtures |  |  |  | 2016-01-10 | 2016-01-13 | United States, Canada | ES_1095307_LR2718d E26 2700K-120V_01062016095349_828058 | 2256593
Neonlite Electronic & Lighting (H.K.) Ltd. | Megaman | LR2718d E26 3000K-120V | LR2718d E26 3000K-120V |  | BR40 | Reflector (Flood/Spot) | E26 (Medium) | Directional | LED | 3 | 85 | 165.3 | 127.1 |  |  |  | 1200 | 18 | 66.6 | No | 25000 | 3000 | 82 | 5 | 0.9 | -30 | Dimmable | 10% |  | Damp Location Rated,Recessed Fixtures |  |  |  | 2016-01-10 | 2016-01-13 | United States, Canada | ES_1095307_LR2718d E26 3000K-120V_01062016124102_1403467 | 2256594
Turolight Inc. | Turolight | LED Bulb | VIV-A19/8.5W/40/D |  | A19 | General Purpose Replacement | E26 (Medium) | Omnidirectional | LED | 3 | 60 | 112 | 60 |  |  |  | 800 | 8.5 | 94.1 | No | 25000 | 4000 | 85 | 22 | 0.9 | -20 | Dimmable | 10% |  | None |  |  |  | 2016-09-27 | 2014-12-18 | Canada | ES_1030861_VIV-A19/8.5W/40/D_12222014103518_9180030 | 2229902
Turolight Inc. | Turolight | LED Bulb | VIV-A21/17.5W/30/D |  | A21 | General Purpose Replacement | E26 (Medium) | Omnidirectional | LED | 3 | 100 | 120 | 65 |  |  |  | 1600 | 17.5 | 91.4 | No | 25000 | 3000 | 83 | 9 | 0.9 | -20 | Dimmable | 10% |  | Damp Location Rated |  |  |  | 2016-09-27 | 2015-07-15 | Canada | ES_1030861_VIV-A21/17.5W/30/D_07222015150843_6255179 | 2244334
Turolight Inc. | Turolight | LED Bulb | VIV-A21/17.5W/40/D |  | A21 | General Purpose Replacement | E26 (Medium) | Omnidirectional | LED | 3 | 100 | 120 | 65 |  |  |  | 1600 | 17.5 | 91.4 | No | 25000 | 4000 | 83 | 14 | 0.9 | -20 | Dimmable | 10% |  | Damp Location Rated |  |  |  | 2016-09-27 | 2015-07-15 | Canada | ES_1030861_VIV-A21/17.5W/40/D_07222015150843_9270957 | 2244335
Turolight Inc. | Turolight | LED C35 LAMP | VIV-B10/4.5W/27/E12/D/S |  | Decorative Candle: Other | Decorative | E12 (Candelabra) | Decorative | LED | 3 | 40 | 101.5 | 38 |  |  |  | 310 | 4.5 | 68.8 | No | 25000 | 2700 | 82 | 4 | 0.9 | -20 | Dimmable | 10% |  | None |  |  |  | 2016-09-27 | 2014-12-30 | Canada | ES_1030861_VIV-B10/4.5W/27/E12/D/S_01022015140710_3827497 | 2230455
Turolight Inc. | Turolight | LED G16.5 LAMP | VIV-G16/4.5W/27/E12/D |  | G16.5 | Globe | E12 (Candelabra) | Decorative | LED | 3 | 40 | 74 | 49 |  |  |  | 310 | 4.5 | 68.9 | No | 25000 | 2700 | 82 | 10 | 0.9 | -20 | Dimmable | 10% |  | None |  |  |  | 2016-09-27 | 2015-09-15 | Canada | ES_1030861_VIV-G16/4.5W/27/E12/D_09222015140931_6737754 | 2248306
Turolight Inc. | Turolight | LED G25 Bulb | VIV-G25/8W/27/D |  | G25 | Globe | E26 (Medium) | Decorative | LED | 3 | 60 | 114 | 80 |  |  |  | 500 | 8.2 | 61 | No | 25000 | 2700 | 81 | 13 | 0.9 | -20 | Dimmable | 10% |  | None |  |  |  | 2016-09-27 | 2014-12-18 | Canada | ES_1030861_VIV-G25/8W/27/D_12222014103526_3081382 | 2229900
Turolight Inc. | Turolight | LED JDR | HD-MR16/6.5W/27/FL35/JDR/D |  | PAR16 | Reflector (Flood/Spot) | E26 (Medium) | Directional | LED | 3 | 50 | 75 | 50 | 2769 |  | 35 | 500 | 6.5 | 77 | No | 25000 | 2700 | 82 | 14 | 0.9 | -20 | Dimmable | 13% | Yes | None | No |  |  | 2016-09-27 | 2016-05-02 | Canada | ES_1030861_HD-MR16/6.5W/27/FL35/JDR/D_05062016152019_3648862 | 2266226
Turolight Inc. | Turolight | LED JDR | HD-MR16/6.5W/30/FL35/JDR/D |  | PAR16 | Reflector (Flood/Spot) | E26 (Medium) | Directional | LED | 3 | 50 | 75 | 50 | 3036 |  | 35 | 500 | 6.5 | 77 | No | 25000 | 3000 | 83 | 14 | 0.9 | -20 | Dimmable | 13% | Yes | None | No |  |  | 2016-09-27 | 2016-05-02 | Canada | ES_1030861_HD-MR16/6.5W/30/FL35/JDR/D_05062016152019_6737033 | 2266227
Turolight Inc. | Turolight | LED JDR | HD-MR16/6.5W/40/FL35/JDR/D |  | PAR16 | Reflector (Flood/Spot) | E26 (Medium) | Directional | LED | 3 | 50 | 75 | 50 | 3916 |  | 35 | 500 | 6.5 | 77 | No | 25000 | 4000 | 83 | 15 | 0.9 | -20 | Dimmable | 13% | Yes | None | No |  |  | 2016-09-27 | 2016-05-02 | Canada | ES_1030861_HD-MR16/6.5W/40/FL35/JDR/D_05062016152019_3056537 | 2266228
Turolight Inc. | Turolight | LED LAMP | PV-MR16/5W/30/WFL40/GU10/D | ,,PV-MR16/5W/30/WFL40/GU10/D | PAR16 | Reflector (Flood/Spot) | GU10 | Directional | LED | 3 | 60 | 53 | 50 | 831 |  | 40 | 392 | 5 | 78.4 | No | 25000 | 3000 | 83 | 10 | 1 | -20 | Dimmable | 10% | No | None | No |  |  | 2016-09-27 | 2016-04-07 | Canada | ES_1030861_PV-MR16/5W/30/WFL40/GU10/D_04122016113707_9088452 | 2263925
Turolight Inc. | Turolight | LED lamps | VIV-MR16/7W/30/WFL40/GU10/D/I90 |  | PAR16 | Reflector (Flood/Spot) | GU10 | Directional | LED | 5 | 50 | 53.9 | 50 | 1323 |  | 40 |  | 7 | 77.7 | No | 25000 | 3000 | 93 | 62 | 1 | -20 | Dimmable | 20% |  | None |  |  |  | 2016-09-27 | 2015-06-17 | Canada | ES_1030861_VIV-MR16/7W/30/WFL40/GU10/D/I90_07012015135828_3736960 | 2242431
Turolight Inc. | Turolight | LED lamps | VIV-MR16/7W/30/WFL40/JDR/D/I90 |  | PAR16 | Reflector (Flood/Spot) | E26 (Medium) | Directional | LED | 5 | 50 | 70.3 | 50 | 1323 |  | 40 |  | 7 | 77.7 | No | 25000 | 3000 | 93 | 62 | 1 | -20 | Dimmable | 20% |  | None |  |  |  | 2016-09-27 | 2015-06-17 | Canada | ES_1030861_VIV-MR16/7W/30/WFL40/JDR/D/I90_07012015135828_2196616 | 2242432
Turolight Inc. | Turolight | LED Omni Bulb | VIV-A21/14.5W/30/D |  | A21 | General Purpose Replacement | E26 (Medium) | Omnidirectional | LED | 3 | 100 | 129 | 65 |  |  |  | 1600 | 15 | 106.7 | No | 25000 | 3000 | 82 | 7 | 0.9 | -20 | Dimmable | 10% | No | Damp Location Rated | No |  |  | 2016-09-20 | 2016-10-14 | United States, Canada | ES_1030861_VIV-A21/14.5W/30/D_10212016142854_6776392 | 2282028
Turolight Inc. | Turolight | LED Omni Bulb | VIV-A21/14.5W/40/D |  | A21 | General Purpose Replacement | E26 (Medium) | Omnidirectional | LED | 3 | 100 | 129 | 65 |  |  |  | 1600 | 15 | 108.7 | No | 25000 | 4000 | 83 | 9 | 0.9 | -20 | Dimmable | 10% | Yes | Damp Location Rated | No |  |  | 2016-09-27 | 2016-04-27 | Canada | ES_1030861_VIV-A21/14.5W/40/D_05062016153134_3905334 | 2266389
Turolight Inc. | Turolight | LED OMNI POP | VIV-A19/X8/6W/27/D |  | A19 | General Purpose Replacement | E26 (Medium) | Omnidirectional | LED | 5 | 40 | 110 | 60 |  |  |  | 450 | 6 | 75 | No | 25000 | 2700 | 82 | 7 | 0.9 | -18 | Dimmable | 10% | Yes | None | No |  |  | 2016-09-27 | 2016-04-26 | Canada | ES_1030861_VIV-A19/X8/6W/27/D_05062016153050_6631210 | 2266392
Turolight Inc. | Turolight | LED OMNI POP | VIV-A19/X8/6W/30/D |  | A19 | General Purpose Replacement | E26 (Medium) | Omnidirectional | LED | 5 | 40 | 110 | 60 |  |  |  | 450 | 6 | 75 | No | 25000 | 3000 | 82 | 6 | 0.9 | -18 | Dimmable | 10% | Yes | None | No |  |  | 2016-09-27 | 2016-04-26 | Canada | ES_1030861_VIV-A19/X8/6W/30/D_05062016153050_4120324 | 2266393
Turolight Inc. | Turolight | LED OMNI POP | VIV-A19/X8/8.5W/27/D |  | A19 | General Purpose Replacement | E26 (Medium) | Omnidirectional | LED | 5 | 60 | 110 | 60 |  |  |  | 800 | 8.5 | 94 | No | 25000 | 2700 | 82 | 5 | 0.9 | -18 | Dimmable | 10% | Yes | None | No |  |  | 2016-09-27 | 2016-04-11 | Canada | ES_1030861_VIV-A19/X8/8.5W/27/D_04122016103120_1690531 | 2263947
Turolight Inc. | Turolight | LED OMNI POP | VIV-A19/X8/8.5W/30/D |  | A19 | General Purpose Replacement | E26 (Medium) | Omnidirectional | LED | 5 | 60 | 110 | 60 |  |  |  | 800 | 8.5 | 94 | No | 25000 | 3000 | 82 | 6 | 0.9 | -18 | Dimmable | 10% | Yes | None | No |  |  | 2016-09-27 | 2016-04-11 | Canada | ES_1030861_VIV-A19/X8/8.5W/30/D_04122016103120_6624084 | 2263948
Turolight Inc. | Turolight | LED OMNI POP | VIV-A19/X8/8.5W/40/D |  | A19 | General Purpose Replacement | E26 (Medium) | Omnidirectional | LED | 5 | 60 | 110 | 60 |  |  |  | 800 | 8.5 | 94 | No | 25000 | 4000 | 84 | 14 | 0.9 | -18 | Dimmable | 10% | Yes | None | No |  |  | 2016-09-27 | 2016-04-11 | Canada | ES_1030861_VIV-A19/X8/8.5W/40/D_04122016103120_7049729 | 2263949
Turolight Inc. | Turolight | LED PAR LAMP | HD-PAR20/8W/30/FL25/D |  | PAR20 | Reflector (Flood/Spot) | E26 (Medium) | Directional | LED | 3 | 50 | 87.9 | 63 | 4396 |  | 25 | 500 | 8 | 62.5 | No | 25000 | 3000 | 82 | 16 | 0.9 | -20 | Dimmable | 10% |  | Damp Location Rated |  |  |  | 2016-09-27 | 2014-11-12 | Canada | ES_1030861_HD-PAR20/8W/30/FL25/D_11122014171030_9861481 | 2225036
Turolight Inc. | Turolight | LED PAR LAMP | HD-PAR20/8W/30/SP15/D |  | PAR20 | Reflector (Flood/Spot) | E26 (Medium) | Directional | LED | 3 | 50 | 87.9 | 63 | 4396 |  | 15 | 500 | 8 | 62.5 | No | 25000 | 3000 | 82 | 16 | 0.9 | -20 | Dimmable | 10% |  | Damp Location Rated |  |  |  | 2016-09-27 | 2014-11-12 | Canada | ES_1030861_HD-PAR20/8W/30/SP15/D_11122014171030_8052845 | 2225035
Turolight Inc. | Turolight | LED PAR LAMP | HD-PAR20/8W/30/WFL40/D |  | PAR20 | Reflector (Flood/Spot) | E26 (Medium) | Directional | LED | 3 | 50 | 87.9 | 63 | 4396 |  | 40 | 500 | 8 | 62.5 | No | 25000 | 3000 | 82 | 16 | 0.9 | -20 | Dimmable | 10% |  | Damp Location Rated |  |  |  | 2016-09-27 | 2014-11-12 | Canada | ES_1030861_HD-PAR20/8W/30/WFL40/D_11122014171030_8298621 | 2225037
Turolight Inc. | Turolight | LED PAR LAMP | HD-PAR30/12.5W/30/WFL40/D |  | PAR30 | Reflector (Flood/Spot) | E26 (Medium) | Directional | LED | 3 | 75 | 95 | 88 | 1863 |  | 40 |  | 12.7 | 68 | No | 25000 | 3000 | 82 | 17 | 0.9 | -20 | Dimmable | 10% |  | None |  |  |  | 2016-09-27 | 2014-11-05 | Canada | ES_1030861_HD-PAR30/12.5W/30/WFL40/D_11072014103217_7919878 | 2224377
Up-shine Lighting Co., Limited | UP-SHINE | LED PAR LIGHT | UP-PAR30-13W 3000K |  | PAR30 | Reflector (Flood/Spot) | E26 (Medium) | Directional | LED | 3 | 50 | 119.8 | 91.7 | 783 |  | 60 | 800 | 13.2 | 60.5 | No | 25000 | 3000 | 81 | 11 | 1 | -35 |  |  |  | None |  |  |  | 2014-08-01 | 2014-12-01 | United States, Canada | ES_1129410_UP-PAR30-13W 3000K_12032014175625_3247561 | 2226569
Up-shine Lighting Co., Limited | UP-SHINE | LED PAR LIGHT | UP-PAR30-13W 4000K |  | PAR30 | Reflector (Flood/Spot) | E26 (Medium) | Directional | LED | 3 | 75 | 119.8 | 91.7 | 873 |  | 60 | 880 | 13.4 | 65.6 | No | 25000 | 4000 | 82 | 9 | 1 | -35 |  |  |  | None |  |  |  | 2014-08-01 | 2014-12-01 | United States, Canada | ES_1129410_UP-PAR30-13W 4000K_12032014175625_4681433 | 2226570
Up-shine Lighting Co., Limited | UP-SHINE | LED PAR LIGHT | UP-PAR30-13W 5000K |  | PAR30 | Reflector (Flood/Spot) | E26 (Medium) | Directional | LED | 3 | 75 | 119.8 | 91.7 | 844 |  | 60 | 880 | 13 | 67.7 | No | 25000 | 5000 | 83 | 12 | 1 | -35 |  |  |  | None |  |  |  | 2014-08-01 | 2014-12-01 | United States, Canada | ES_1129410_UP-PAR30-13W 5000K_12032014175625_7354658 | 2226571
US Green Lighting | USGL | self-ballasted LED Lamps | B-A500ST-Q1D-02 |  | A19 | General Purpose Replacement | E26 (Medium) | Omnidirectional | LED | 3 | 40 | 112 | 60 |  |  |  | 530 | 6.8 | 77.6 | No | 25000 | 5000 | 85 | 22 | 1 | -20 | Dimmable | 10% |  | None |  |  |  | 2015-01-23 | 2015-01-23 | United States | ES_1128069_B-A500ST-Q1D-02_02102015154528_3165902 | 2233295
US Green Lighting | USGL | self-ballasted LED Lamps | B-A500ST-Q1D-04 |  | A19 | General Purpose Replacement | E26 (Medium) | Omnidirectional | LED | 3 | 40 | 112 | 60 |  |  |  | 530 | 6.8 | 77.9 | No | 25000 | 5000 | 85 | 22 | 1 | -20 | Dimmable | 10% |  | None |  |  |  | 2014-09-30 | 2014-10-24 | United States | ES_1128069_B-A500ST-Q1D-04_10242014165126_3900295 | 2223745
US Green Lighting | USGL | self-ballasted LED Lamps | L/11/A19/D/827/151 - 2700K |  | A19 | General Purpose Replacement | E26 (Medium) | Omnidirectional | LED | 3 | 60 | 116 | 60 |  |  |  | 800 | 11 | 72.7 | No | 25000 | 2700 | 82 | 7 | 1 | -20 | Dimmable | 10% |  | None |  |  |  | 2015-04-28 | 2015-04-28 | United States | ES_1128069_L/11/A19/D/827/151 - 2700K_04302015093300_2337547 | 2238392
US Green Lighting | USGL | self-ballasted LED Lamps | L/11/A19/D/830/151 - 3000K |  | A19 | General Purpose Replacement | E26 (Medium) | Omnidirectional | LED | 3 | 60 | 116 | 60 |  |  |  | 800 | 11 | 72.7 | No | 25000 | 3000 | 83 | 12 | 1 | -20 | Dimmable | 10% |  | None |  |  |  | 2015-06-25 | 2015-06-29 | United States | ES_1128069_L/11/A19/D/830/151_07022015063858_9617348 | 2242745
US Green Lighting | USGL | self-ballasted LED Lamps | L/11/A19/D/840/151 - 4000K |  | A19 | General Purpose Replacement | E26 (Medium) | Omnidirectional | LED | 3 | 60 | 116 | 60 |  |  |  | 800 | 11 | 72.7 | No | 25000 | 4000 | 83 | 9 | 1 | -20 | Dimmable | 10% |  | None |  |  |  | 2015-04-20 | 2015-04-24 | United States | ES_1128069_L/11/A19/D/840/151 - 4000K_04242015135536_6503799 | 2237949
US Green Lighting | USGL | Self-ballasted LED Lamps | B-A900SD-Q1D-01 |  | A19 | General Purpose Replacement | E26 (Medium) | Omnidirectional | LED | 3 | 60 | 116 | 60 |  |  |  | 810 | 11 | 74 | No | 25000 | 2700 | 82 | 7 | 1 | -20 | Dimmable | 10% |  | None |  |  |  | 2014-08-22 | 2014-08-21 | United States | ES_1128069_B-A900SD-Q1D-01_08292014154928_5648371 | 2218525
US Green Lighting | US Green Lighting | A19D-11W | A19D-11W-40 |  | A19 | General Purpose Replacement | E26 (Medium) | Omnidirectional | LED | 3 | 60 | 112.6 | 63.5 |  |  |  | 800 | 11 | 72.7 | No | 25000 | 4000 | 83 | 21 | 1 | -20 | Dimmable | 9% |  | None |  |  |  | 2014-05-10 | 2014-06-12 | United States | ES_1128069_A19D-11W-40_06122014041950_1023623 | 2212897
US Green Lighting | US Green Lighting | L/11/A19/D/127/001 | L/11/A19/D/127/001 |  | A19 | General Purpose Replacement | E26 (Medium) | Omnidirectional | LED | 3 | 60 | 112.3 | 60.9 |  |  |  | 800 | 11 | 72.7 | No | 25000 | 2700 | 81 | 5 | 0.9 | -20 | Dimmable | 10% |  | Damp Location Rated |  |  |  | 2015-01-20 | 2015-02-03 | United States | ES_1128069_L/11/A19/D/127/001_02032015025950_1023760 | 2232579
US Green Lighting | US Green Lighting | L/11/A19/D/130/001 | L/11/A19/D/130/001 |  | A19 | General Purpose Replacement | E26 (Medium) | Omnidirectional | LED | 3 | 60 | 112.3 | 60.9 |  |  |  | 820 | 11 | 74.5 | No | 25000 | 3000 | 81 | 3 | 0.9 | -20 | Dimmable | 10% |  | Damp Location Rated |  |  |  | 2015-01-20 | 2015-02-03 | United States | ES_1128069_L/11/A19/D/130/001_02032015025330_1023760 | 2232578
US Green Lighting | US Green Lighting | L/11/A19/D/140/001 | L/11/A19/D/140/001 |  | A19 | General Purpose Replacement | E26 (Medium) | Omnidirectional | LED | 3 | 60 | 112.3 | 60.9 |  |  |  | 850 | 11 | 77.3 | No | 25000 | 4000 | 84 | 20 | 0.9 | -20 | Dimmable | 10% |  | Damp Location Rated |  |  |  | 2015-01-20 | 2015-03-18 | United States | ES_1128069_L/11/A19/D/140/001_03182015045110_1023780 | 2234852
US Green Lighting | US Green Lighting | L/11/A19/D/150/001 | L/11/A19/D/150/001 |  | A19 | General Purpose Replacement | E26 (Medium) | Omnidirectional | LED | 3 | 60 | 112.4 | 60.8 |  |  |  | 880 | 11 | 80 | No | 25000 | 5000 | 86 | 22 | 0.9 | -20 | Dimmable | 10% |  | Damp Location Rated,Not for Use in Enclosed Fixtures |  |  |  | 2015-01-20 | 2015-03-13 | United States | ES_1128069_L/11/A19/D/150/001_03132015024550_1023778 | 2234724
US Green Lighting | US Green Lighting | L2-A21D-17W-40 | L2-A21D-17W-40 |  | A21 | General Purpose Replacement | E26 (Medium) | Omnidirectional | LED | 3 | 100 | 130 | 70 |  |  |  | 1600 | 17 | 94.1 | No | 25000 | 4000 | 84 | 14 | 0.9 | -20 | Dimmable | 10% |  | Damp Location Rated |  |  |  | 2014-07-20 | 2014-08-01 | United States | ES_1128069_L2-A21D-17W-40_08012014090730_1023648 | 2216859
Verbatim Americas | Verbatim | LED | 98862 | ,,P38-L1200-C30-B25-V277-90-W | PAR38 | Reflector (Flood/Spot) | E26 (Medium) | Directional | LED | 5 | 100 | 128 | 120 | 4793 |  | 25 | 1200 | 17 | 70.6 | No | 40000 | 3000 | 91 | 46 | 1 | -20 |  |  |  | None |  |  |  | 2014-12-20 | 2015-01-02 | United States | ES_1113395_98862_01062015170206_2059641 | 2230602
Verbatim Americas | Verbatim | LED | 98941 | ,,P38-L1200-C40-B25-V277-90-W | PAR38 | Reflector (Flood/Spot) | E26 (Medium) | Directional | LED | 5 | 100 | 128 | 120 | 4793 |  | 25 | 1200 | 17 | 70.6 | No | 40000 | 4000 | 91 | 46 | 1 | -20 |  |  |  | None |  |  |  | 2014-12-20 | 2015-01-02 | United States | ES_1113395_98941_01062015170221_6779580 | 2230603
Verbatim Americas | Verbatim | LED | 98949 | ,,A19-L800-C27-B300-D | A19 | General Purpose Replacement | E26 (Medium) | Omnidirectional | LED | 5 | 60 | 110 | 60 |  |  |  | 800 | 9.5 | 84.2 | No | 25000 | 2700 | 81 | 3 | 0.9 | -20 | Dimmable | 10% |  | None |  |  |  | 2014-12-20 | 2014-12-19 | United States | ES_1113395_98949;A19-L800-C27-B300-D_12222014103627_7427790 | 2229891
Verbatim Americas | Verbatim | LED | 98950 | ,,A19-L800-C30-B300-D | A19 | General Purpose Replacement | E26 (Medium) | Omnidirectional | LED | 5 | 60 | 111 | 60 |  |  |  | 800 | 9.5 | 84.2 | No | 25000 | 3000 | 83 | 9 | 0.9 | -20 | Dimmable | 10% |  | None |  |  |  | 2014-12-20 | 2014-12-17 | United States | ES_1113395_98950; A19-L800-C30-B300-D_12222014103613_3734488 | 2229894
Verbatim Americas | Verbatim | LED | 98957 | ,,M16-L500-C27-B38-D | MR16 | Reflector (Flood/Spot) | GU5.3 | Directional | LED | 3 | 65 | 49 | 48 | 1378 |  | 38 | 500 | 7.2 | 69 | No | 25000 | 2700 | 83 | 20 | 0.7 | -20 | Dimmable | 20% |  | None |  |  |  | 2014-12-30 | 2015-01-05 | United States | ES_1113395_98957_01062015170013_1778217 | 2230593
Verbatim Americas | Verbatim | LED | 98958 | ,,M16-L500-C30-B38-D | MR16 | Reflector (Flood/Spot) | GU5.3 | Directional | LED | 3 | 65 | 49 | 48 | 1380 |  | 38 | 500 | 7.2 | 69.7 | No | 25000 | 3000 | 84 | 23 | 0.7 | -20 | Dimmable | 20% |  | None |  |  |  | 2014-12-30 | 2015-01-05 | United States | ES_1113395_98958_01062015170027_8091761 | 2230594
Verbatim Americas | Verbatim | LED | 98959 | ,,CD-L330-C27-D | Decorative: Other | Decorative | E12 (Candelabra) | Decorative | LED | 3 | 40 | 104 | 35 |  |  |  | 330 | 4.7 | 70.2 | No | 25000 | 2700 | 82 | 17 | 0.6 | -20 | Dimmable | 10% |  | None |  |  |  | 2014-12-20 | 2014-12-23 | United States | ES_1113395_98959_01022015153032_6184593 | 2230454
Verbatim Americas | Verbatim | LED | 98960 | ,,CD-L330-C30-D | Decorative: Other | Decorative | E12 (Candelabra) | Decorative | LED | 3 | 40 | 104 | 35 |  |  |  | 330 | 4.7 | 70.2 | No | 25000 | 3000 | 82 | 17 | 0.6 | -20 | Dimmable | 10% |  | None |  |  |  | 2015-03-20 | 2015-03-24 | United States | ES_1113395_98960_04022015155920_3172756 | 2235691
Verbatim Americas | Verbatim | LED | 98973 | ,,M16-L500-C27-B25-D | MR16 | Reflector (Flood/Spot) | GU5.3 | Directional | LED | 3 | 50 | 49 | 48 | 2463 |  | 25 |  | 7.2 | 69 | No | 25000 | 2700 | 83 | 20 | 0.7 | -20 | Dimmable | 20% |  | None |  |  |  | 2015-03-20 | 2015-03-25 | United States | ES_1113395_98973_04022015143941_3345946 | 2235669
Verbatim Americas | Verbatim | LED | 98974 | ,,M16-L500-C30-B25-D | MR16 | Reflector (Flood/Spot) | GU5.3 | Directional | LED | 3 | 50 | 49 | 48 | 2512 |  | 25 |  | 7.2 | 69.7 | No | 25000 | 3000 | 84 | 23 | 0.7 | -20 | Dimmable | 20% |  | None |  |  |  | 2015-03-20 | 2015-03-25 | United States | ES_1113395_98974_04022015144005_4569688 | 2235670
Verbatim Americas | Verbatim | LED | 98978 | ,,M16-L500-C40-B38-D | MR16 | Reflector (Flood/Spot) | GU5.3 | Directional | LED | 3 | 50 | 49 | 48 | 1447 |  | 38 |  | 7.1 | 70.2 | No | 25000 | 4000 | 83 | 23 | 0.7 | -20 | Dimmable | 20% |  | None |  |  |  | 2015-03-20 | 2015-03-25 | United States | ES_1113395_98978_04022015144100_4341917 | 2235672
Verbatim Americas | Verbatim | LED | 98984 | ,M16-L500-C27-B38-D-94, | MR16 | Reflector (Flood/Spot) | GU5.3 | Directional | LED | 3 | 50 | 48 | 49 | 1251 |  | 38 |  | 7.4 | 67.9 | No | 25000 | 2700 | 94 | 62 | 0.7 | -20 | Dimmable | 15% |  | None |  |  |  | 2015-03-20 | 2015-03-24 | United States | ES_1113395_98984;M16-L500-C27-B38-D-94_04012015104737_5984673 | 2235535
Verbatim Americas | Verbatim | LED | 98985 | ,M16-L500-C30-B38-D-95, | MR16 | Reflector (Flood/Spot) | GU5.3 | Directional | LED | 3 | 50 | 48 | 45 | 1208 |  | 38 |  | 7.3 | 68.6 | No | 25000 | 3000 | 95 | 70 | 0.7 | -20 | Dimmable | 20% |  | None |  |  |  | 2015-03-20 | 2015-03-24 | United States | ES_1113395_98985;M16-L500-C30-B38-D-95_04012015104915_5367518 | 2235538
Verbatim Americas | Verbatim | LED | 98986 | ,M16-L500-C27-B25-D-94, | MR16 | Reflector (Flood/Spot) | GU5.3 | Directional | LED | 3 | 45 | 48 | 49 | 2154 |  | 25 |  | 7.4 | 67.9 | No | 25000 | 2700 | 94 | 62 | 0.7 | -20 | Dimmable | 15% |  | None |  |  |  | 2015-03-20 | 2015-03-24 | United States | ES_1113395_98986;M16-L500-C27-B25-D-94_04012015104737_8262934 | 2235536
Verbatim Americas | Verbatim | LED | 98988 | ,G10-L360-C27-B38-D-90, | PAR16 | Reflector (Flood/Spot) | GU10 | Directional | LED | 3 | 60 | 53 | 50 | 859 |  | 38 |  | 6.6 | 54.3 | No | 25000 | 2700 | 95 | 65 | 0.7 | -20 | Dimmable | 10% |  | None |  |  |  | 2015-03-20 | 2015-03-26 | United States | ES_1113395_98988_03302015141305_9014029 | 2235452
Verbatim Americas | Verbatim | LED | 98989 | ,,G10-L500-C27-B38-D | PAR16 | Reflector (Flood/Spot) | GU10 | Directional | LED | 5 | 75 | 54 | 50 | 1315 |  | 38 |  | 7.4 | 67.6 | No | 25000 | 2700 | 83 | 19 | 0.7 | -20 | Dimmable | 10% |  | None |  |  |  | 2015-03-20 | 2015-03-26 | United States | ES_1113395_98989_07102015113039_9660336 | 2247499
Verbatim Americas | Verbatim | LED | 98989 | ,G10-L500-C27-B38-D, | PAR16 | Reflector (Flood/Spot) | GU10 | Directional | LED | 5 | 75 | 54 | 50 | 1315 |  | 38 |  | 7.4 | 67.6 | No | 25000 | 2700 | 83 | 19 | 0.7 | -20 | Dimmable | 10% |  | None |  |  |  | 2015-03-20 | 2015-03-26 | United States | ES_1113395_98989;G10-L500-C27-B38-D_03302015092308_1570585 | 2235387
Verbatim Americas | Verbatim | LED | 98990 | ,G10-L375-C30-B38-D-90, | PAR16 | Reflector (Flood/Spot) | GU10 | Directional | LED | 3 | 60 | 53 | 50 | 871 |  | 38 |  | 6.6 | 56.6 | No | 25000 | 3000 | 95 | 69 | 0.7 | -20 | Dimmable | 10% |  | None |  |  |  | 2015-03-20 | 2015-03-26 | United States | ES_1113395_98990_03302015141305_7433371 | 2235453
Verbatim Americas | Verbatim | LED | 98991 | ,,G10-L500-C30-B38-D | PAR16 | Reflector (Flood/Spot) | GU10 | Directional | LED | 3 | 75 | 54 | 50 | 1395 |  | 38 |  | 7.4 | 67.8 | No | 25000 | 3000 | 82 | 17 | 0.7 | -20 | Dimmable | 10% |  | None |  |  |  | 2015-06-15 | 2015-07-08 | United States, Canada | ES_1113395_98991_07102015113039_6241192 | 2247500
Walmart Stores, Inc. | Great Value | GVRLG256027D | GVRLG256027D |  | G25 | Globe | E26 (Medium) | Decorative | LED | 3 | 60 | 111.2 | 77.6 |  |  |  | 500 | 6 | 83.3 | No | 25000 | 2700 | 82 | 5 | 0.8 | -29 | Dimmable | 18% | Yes | Damp Location Rated | No |  |  | 2015-12-11 | 2016-08-19 | United States | ES_20877_GVRLG256027D_08192016154454_1494838 | 2276126
Walmart Stores, Inc. | Great Value | GVRLMR16830D | GVRLMR16830D |  | MR16 | Reflector (Flood/Spot) | GU5.3 | Directional | LED | 3 | 50 | 49.3 | 50.3 | 1568 |  | 40 | 500 | 7.4 | 82.3 | No | 25000 | 3000 | 82 | 12 | 0.9 | -29 | Dimmable | 4% | Yes | Damp Location Rated | No |  |  | 2016-03-01 | 2016-09-07 | United States, Canada | ES_20877_GVRLMR16830D_09072016125127_2687272 | 2278446
Walmart Stores, Inc. | Great Value | GVRLP381230DW | GVRLP381230DW |  | PAR38 | Reflector (Flood/Spot) | E26 (Medium) | Directional | LED | 3 | 90 | 130.1 | 120.7 | 1946 |  | 40 | 1050 | 12.9 | 81.4 | No | 25000 | 3000 | 83 | 18 | 0.7 | -29 | Dimmable | 17% | Yes | Wet Location Rated | No |  |  | 2015-12-11 | 2016-04-07 | United States, Canada | ES_20877_GVRLP381230DW_04072016143525_9725590 | 2263767
Walmart Stores, Inc. | Great Value | GVRLP3817W30KND | GVRLP3817W30KND |  | PAR38 | Reflector (Flood/Spot) | E26 (Medium) | Directional | LED | 3 | 90 | 134.6 | 121.9 | 2556 |  | 40 | 1050 | 17.2 | 61.7 | No | 25000 | 3000 | 82 | 4 | 0.9 | -29 |  |  |  | Recessed Fixtures |  |  |  | 2013-01-09 | 2014-04-18 | United States, Canada | ES_20877_GVRLP3817W30KND_04182014183411_6051508 | 2209062
Walmart Stores, Inc. | Great Value | GVRLR205027D | GVRLR205027D |  | R20 | Reflector (Flood/Spot) | E26 (Medium) | Directional | LED | 3 | 50 | 95 | 63.3 |  |  | 110 | 525 | 7.4 | 70.9 | No | 25000 | 2700 | 82 | 12 | 0.7 | -29 | Dimmable | 18% | Yes | Damp Location Rated | No |  |  | 2016-05-01 | 2016-07-18 | United States | ES_20877_GVRLR205027D_07182016123556_5356255 | 2272603
Walmart Stores, Inc. | Great Value | GVRLR301227D95C | GVRLR301227D95C |  | BR30 | Reflector (Flood/Spot) | E26 (Medium) | Directional | LED | 5 | 65 | 135 | 122 |  |  |  | 650 | 12 | 54.1 | No | 25000 | 2700 | 95 | 66 | 0.9 | -29 | Dimmable | 5% |  | Recessed Fixtures |  |  |  | 2013-06-21 | 2014-11-13 | United States, Canada | ES_20877_GVRLR301227D95C_11132014194316_7796231 | 2225030
Walmart Stores, Inc. | Great Value | GVRLR30927DP | GVRLR30927DP |  | BR30 | Reflector (Flood/Spot) | E26 (Medium) | Directional | LED | 3 | 65 | 133 | 95 |  |  |  | 650 | 9 | 72 | No | 25000 | 2700 | 81 | 3 | 0.7 | -29 | Dimmable | 5% |  | Recessed Fixtures |  |  |  | 2015-03-10 | 2015-02-13 | United States, Canada | ES_20877_GVRLR30927DP_02282015134554_1154108 | 2233991
Walmart Stores, Inc. | Great Value | GVS094 | GVS094 | ,CANGVS094,; GVS094,GVS094, | CFL Bare Spiral | General Purpose Replacement | E26 (Medium) | Omnidirectional | CFL | 2 | 40 | 102 | 46 |  | 1.3 |  | 500 | 9 | 55.6 | No | 10000 | 2700 | 82 | -7 | 0.5 | -29 |  |  |  | None |  |  |  | 2006-12-26 | 2014-07-24 | United States, Canada | ES_20877_GVS094_07242014134752_9672062 | 2216616
Walmart Stores, Inc. | Great Value | GVS094DL | GVS094DL | ,CANGVS094DL, | CFL Bare Spiral | General Purpose Replacement | E26 (Medium) | Omnidirectional | CFL | 9 | 40 | 102 | 46 |  | 1.3 |  | 500 | 9 | 55.5 | No | 10000 | 5000 | 84 | -7 | 0.5 | -29 |  |  |  | None |  |  |  | 2006-12-26 | 2014-09-02 | United States, Canada | ES_20877_GVS094DL_09052014022025_3625426 | 2218671
Walmart Stores, Inc. | Great Value | GVS14 | GVS14 | ,CANGVS1410,; ,CANGVS142,; ,CANGVS146,; ,GVS1412,; ,GVS144,; ,GVS144B,; GVS14,CANGVS144, | CFL Bare Spiral | General Purpose Replacement | E26 (Medium) | Omnidirectional | CFL | 9 | 60 | 112 | 46 |  | 1.3 |  | 900 | 14 | 64.2 | No | 10000 | 2700 | 81 | -10 | 0.5 | -29 |  |  |  | None |  |  |  | 2014-01-13 | 2014-09-23 | United States, Canada | ES_20877_GVS14_09242014005031_9831526 | 2220111
Walmart Stores, Inc. | Great Value | GVS14DL | GVS14DL | ,CANGVS1410DL,; ,CANGVS142DL,; ,CANGVS144DL,; ,CANGVS146DL,; ,GVS144DL, | CFL Bare Spiral | General Purpose Replacement | E26 (Medium) | Omnidirectional | CFL | 2 | 60 | 112 | 46 |  | 1.3 |  | 800 | 14 | 57.1 | No | 10000 | 5000 | 84 | 35 | 0.6 | -29 |  |  |  | None |  |  |  | 2014-03-25 | 2014-09-02 | United States, Canada | ES_20877_GVS14DL_09052014021737_3457449 | 2218672
Walmart Stores, Inc. | Great Value | GVS194 | GVS194 |  | CFL Bare Spiral | General Purpose Replacement | E26 (Medium) | Omnidirectional | CFL | 2 | 75 | 112 | 58 |  | 1.3 |  | 1300 | 19 | 68 | No | 10000 | 2700 | 81 | 2 | 0.6 | -29 |  |  |  | None |  |  |  | 2006-12-26 | 2014-07-02 | United States, Canada | ES_20877_GVS194_07022014133949_8389901 | 2214476
Walmart Stores, Inc. | Great Value | GVS194DL | GVS194DL |  | CFL Bare Spiral | General Purpose Replacement | E26 (Medium) | Omnidirectional | CFL | 2 | 75 | 112 | 58 |  | 1.3 |  | 1300 | 19 | 64 | No | 10000 | 5000 | 84 | -7 | 0.6 | -29 |  |  |  | None |  |  |  | 2008-08-12 | 2014-07-02 | United States, Canada | ES_20877_GVS194DL_07022014134327_8607135 | 2214477
Walmart Stores, Inc. | Great Value | GVS234 | GVS234 |  | CFL Bare Spiral | General Purpose Replacement | E26 (Medium) | Omnidirectional | CFL | 2 | 100 | 122 | 58 |  | 1.3 |  | 1600 | 23 | 70 | No | 10000 | 2700 | 83 | -10 | 0.5 | -29 |  |  |  | None |  |  |  | 2009-03-11 | 2014-07-02 | United States, Canada | ES_20877_GVS234_07022014134514_8714254 | 2214472
Walmart Stores, Inc. | Great Value | GVS234DL | GVS234DL | GVS234DL,GVS234DL, | CFL Bare Spiral | General Purpose Replacement | E26 (Medium) | Omnidirectional | CFL | 2 | 100 | 122 | 58 |  | 1.3 |  | 1600 | 23 | 70 | No | 10000 | 5000 | 85 | 39 | 0.6 | -29 |  |  |  | None |  |  |  | 2008-10-31 | 2014-07-02 | United States, Canada | ES_20877_GVS234DL_07022014134847_8927122 | 2214470
Walmart Stores, Inc. | Great Value | Integral LED bulb | 33978 |  | PAR16 | Reflector (Flood/Spot) | GU10 | Directional | LED | 3 | 50 | 48.5 | 50.1 | 855 |  | 38 | 520 | 6.5 | 80 | No | 25000 | 5000 | 86 | 23 | 0.8 | -20 | Dimmable | 19% | No | None | No |  |  | 2016-10-10 | 2016-10-14 | United States, Canada | ES_20877_33978_10212016144845_3988608 | 2282052
Walmart Stores, Inc. | Great Value | LED A19 10W DIM | 33226 |  | A19 | General Purpose Replacement | E26 (Medium) | Omnidirectional | LED | 3 | 60 | 112.2 | 59.8 |  |  |  | 800 | 10 | 80 | No | 25000 | 5000 | 86 | 19 | 1 | -29 | Dimmable | 20% | No | None | No |  |  | 2016-07-18 | 2016-08-03 | Canada | ES_0020877_33226_08192016044921_70089102 | 2276198
Walmart Stores, Inc. | Great Value | LED A19 10W DIM | 33975 |  | A19 | General Purpose Replacement | E26 (Medium) | Omnidirectional | LED | 3 | 60 | 112.2 | 59.8 |  |  |  | 800 | 10 | 80 | No | 25000 | 2700 | 81 | 3 | 0.9 | -29 | Dimmable | 19% | No | Not for Use in Recessed Fixtures | No |  |  | 2016-06-15 | 2016-06-15 | Canada | ES_0020877_33975_10182016123215_70084351 | 2281642
Walmart Stores, Inc. | Great Value | LED A19 7W DIM | 33997 |  | A19 | General Purpose Replacement | E26 (Medium) | Omnidirectional | LED | 3 | 40 | 112.4 | 59.6 |  |  |  | 560 | 7 | 80 | No | 25000 | 2700 | 83 | 15 | 0.8 | -29 | Dimmable | 17% | No | Not for Use in Recessed Fixtures | No |  |  | 2016-06-15 | 2016-06-15 | Canada | ES_0020877_33997_10182016123215_70084351 | 2281643
Walmart Stores, Inc. | Great Value | LED A19 9.5W DIM | 33227 |  | A19 | General Purpose Replacement | E26 (Medium) | Omnidirectional | LED | 3 | 60 | 112.1 | 59.6 |  |  |  | 800 | 9.5 | 84.2 | No | 25000 | 2700 | 82 | 4 | 0.9 | -29 | Dimmable | 15% | No | Not for Use in Recessed Fixtures | No |  |  | 2016-06-15 | 2016-06-15 | Canada | ES_0020877_33227_10182016123215_70084351 | 2281641
Walmart Stores, Inc. | Great Value | LED A21 17W DIM | 33977 |  | A21 | General Purpose Replacement | E26 (Medium) | Omnidirectional | LED | 3 | 100 | 134.2 | 71.7 |  |  |  | 1600 | 17 | 94.1 | No | 25000 | 2700 | 81 | 1 | 1 | -29 | Dimmable | 5% | No | Not for Use in Recessed Fixtures | No |  |  | 2016-07-18 | 2016-07-18 | Canada | ES_0020877_33977_08192016031743_70089086 | 2276197
Walmart Stores, Inc. | Great Value | PAR30 9W Dim 3000K | 33119 |  | PAR30L | Reflector (Flood/Spot) | E26 (Medium) | Directional | LED | 3 | 75 | 117 | 95 | 2534 |  | 40 | 800 | 9 | 88.9 | No | 25000 | 3000 | 83 | 11 | 1 | -29 | Dimmable | 3% | No | Other,Rated for indoor/outdoor weather protected light fixtures | No |  |  | 2016-08-17 | 2016-08-17 | Canada | ES_0020877_33119_08182016044134_70089096 | 2276163
Walmart Stores, Inc. | Great Value | R30 14W | 84462 |  | R30 | Reflector (Flood/Spot) | E26 (Medium) | Directional | CFL | 2 | 65 | 134.9 | 94.9 |  | 2.5 |  | 650 | 14 | 46.4 | No | 10000 | 5000 | 86 | 42 | 0.6 | -29 |  |  |  | Not for Use in Enclosed Fixtures |  |  |  | 2016-03-28 | 2016-01-25 | Canada | ES_0020877_84462_06292016025640_7005880 | 2271200
Walmart Stores, Inc. | Great Value | R30 14W | 84657 |  | R30 | Reflector (Flood/Spot) | E26 (Medium) | Directional | CFL | 2 | 65 | 134.9 | 94.9 |  | 2.5 |  | 650 | 14 | 46.4 | No | 10000 | 2700 | 83 | 1 | 0.6 | -29 |  |  |  | Not for Use in Enclosed Fixtures |  |  |  | 2016-03-28 | 2016-01-25 | Canada | ES_0020877_84657_06292016025640_7005880 | 2271199
Walmart Stores, Inc. | Great Value | T3 14W | 84456 |  | CFL Bare Spiral | General Purpose Replacement | E26 (Medium) | Omnidirectional | CFL | 2 | 60 | 113.1 | 45 |  | 2.5 |  | 900 | 14 | 64.2 | No | 10000 | 2700 | 83 | -3 | 0.5 | -29 |  |  |  | Not for Use in Enclosed Fixtures |  |  |  | 2016-03-28 | 2016-01-25 | Canada | ES_0020877_84456_06292016025913_7005880 | 2271207
Walmart Stores, Inc. | Great Value | T3 14W | 84457 |  | CFL Bare Spiral | General Purpose Replacement | E26 (Medium) | Omnidirectional | CFL | 2 | 60 | 113.1 | 45 |  | 2.5 |  | 800 | 14 | 57.1 | No | 10000 | 5000 | 86 | 45 | 0.5 | -29 |  |  |  | Not for Use in Enclosed Fixtures |  |  |  | 2016-03-28 | 2016-01-25 | Canada | ES_0020877_84457_06292016025913_7005880 | 2271211
Walmart Stores, Inc. | Great Value | T3 14W | 84460 |  | CFL Bare Spiral | General Purpose Replacement | E26 (Medium) | Omnidirectional | CFL | 2 | 60 | 113.1 | 45 |  | 2.5 |  | 900 | 14 | 64.2 | No | 10000 | 2700 | 83 | -3 | 0.5 | -29 |  |  |  | Not for Use in Enclosed Fixtures |  |  |  | 2016-03-28 | 2016-01-25 | Canada | ES_0020877_84460_06292016025913_7005880 | 2271208
Walmart Stores, Inc. | Great Value | T3 14W | 84461 |  | CFL Bare Spiral | General Purpose Replacement | E26 (Medium) | Omnidirectional | CFL | 2 | 60 | 113.1 | 45 |  | 2.5 |  | 800 | 14 | 57.1 | No | 10000 | 5000 | 86 | 45 | 0.5 | -29 |  |  |  | Not for Use in Enclosed Fixtures |  |  |  | 2016-03-28 | 2016-01-25 | Canada | ES_0020877_84461_06292016025913_7005880 | 2271212
Walmart Stores, Inc. | Great Value | T3 14W | 84663 |  | CFL Bare Spiral | General Purpose Replacement | E26 (Medium) | Omnidirectional | CFL | 2 | 60 | 113.1 | 45 |  | 2.5 |  | 900 | 14 | 64.2 | No | 10000 | 2700 | 83 | -3 | 0.5 | -29 |  |  |  | Not for Use in Enclosed Fixtures |  |  |  | 2016-03-28 | 2016-01-25 | Canada | ES_0020877_84663_06292016025913_7005880 | 2271205
Walmart Stores, Inc. | Great Value | T3 14W | 84664 |  | CFL Bare Spiral | General Purpose Replacement | E26 (Medium) | Omnidirectional | CFL | 2 | 60 | 113.1 | 45 |  | 2.5 |  | 850 | 14 | 60.7 | No | 10000 | 5000 | 86 | 45 | 0.5 | -29 |  |  |  | Not for Use in Enclosed Fixtures |  |  |  | 2016-03-28 | 2016-01-25 | Canada | ES_0020877_84664_06292016025913_7005880 | 2271209
Walmart Stores, Inc. | Great Value | T3 14W | 84756 |  | CFL Bare Spiral | General Purpose Replacement | E26 (Medium) | Omnidirectional | CFL | 2 | 60 | 113.1 | 45 |  | 2.5 |  | 900 | 14 | 64.2 | No | 10000 | 2700 | 83 | -3 | 0.5 | -29 |  |  |  | Not for Use in Enclosed Fixtures |  |  |  | 2016-03-28 | 2016-01-25 | Canada | ES_0020877_84756_06292016025913_7005880 | 2271206
Walmart Stores, Inc. | Great Value | T3 14W | 84757 |  | CFL Bare Spiral | General Purpose Replacement | E26 (Medium) | Omnidirectional | CFL | 2 | 60 | 113.1 | 45 |  | 2.5 |  | 800 | 14 | 57.1 | No | 10000 | 5000 | 86 | 45 | 0.5 | -29 |  |  |  | Not for Use in Enclosed Fixtures |  |  |  | 2016-03-28 | 2016-01-25 | Canada | ES_0020877_84757_06292016025913_7005880 | 2271210
Walmart Stores, Inc. | Great Value | T3 23W | 84458 |  | CFL Bare Spiral | General Purpose Replacement | E26 (Medium) | Omnidirectional | CFL | 2 | 100 | 127.8 | 60.9 |  | 2.5 |  | 1600 | 23 | 69.6 | No | 10000 | 2700 | 84 | -3 | 0.5 | -29 |  |  |  | Not for Use in Enclosed Fixtures |  |  |  | 2016-03-28 | 2016-01-25 | Canada | ES_0020877_84458_06292016025913_7005880 | 2271215
Walmart Stores, Inc. | Great Value | T3 23W | 84459 |  | CFL Bare Spiral | General Purpose Replacement | E26 (Medium) | Omnidirectional | CFL | 2 | 100 | 127.8 | 60.9 |  | 2.5 |  | 1600 | 23 | 69.6 | No | 10000 | 5000 | 86 | 44 | 0.5 | -29 |  |  |  | Not for Use in Enclosed Fixtures |  |  |  | 2016-03-28 | 2016-01-25 | Canada | ES_0020877_84459_06292016025913_7005880 | 2271218
Walmart Stores, Inc. | Great Value | T3 23W | 84659 |  | CFL Bare Spiral | General Purpose Replacement | E26 (Medium) | Omnidirectional | CFL | 2 | 100 | 127.8 | 60.9 |  | 2.5 |  | 1600 | 23 | 69.6 | No | 10000 | 2700 | 84 | -3 | 0.5 | -29 |  |  |  | Not for Use in Enclosed Fixtures |  |  |  | 2016-03-28 | 2016-01-25 | Canada | ES_0020877_84659_06292016025913_7005880 | 2271213
Walmart Stores, Inc. | Great Value | T3 23W | 84660 |  | CFL Bare Spiral | General Purpose Replacement | E26 (Medium) | Omnidirectional | CFL | 2 | 100 | 127.8 | 60.9 |  | 2.5 |  | 1600 | 23 | 69.6 | No | 10000 | 5000 | 86 | 44 | 0.5 | -29 |  |  |  | Not for Use in Enclosed Fixtures |  |  |  | 2016-03-28 | 2016-01-25 | Canada | ES_0020877_84660_06292016025913_7005880 | 2271216
Walmart Stores, Inc. | Great Value | T3 23W | 84754 |  | CFL Bare Spiral | General Purpose Replacement | E26 (Medium) | Omnidirectional | CFL | 2 | 100 | 127.8 | 60.9 |  | 2.5 |  | 1600 | 23 | 69.6 | No | 10000 | 5000 | 86 | 44 | 0.5 | -29 |  |  |  | Not for Use in Enclosed Fixtures |  |  |  | 2016-03-28 | 2016-01-25 | Canada | ES_0020877_84754_06292016025913_7005880 | 2271217
Walmart Stores, Inc. | Great Value | T3 23W | 84755 |  | CFL Bare Spiral | General Purpose Replacement | E26 (Medium) | Omnidirectional | CFL | 2 | 100 | 127.8 | 60.9 |  | 2.5 |  | 1600 | 23 | 69.6 | No | 10000 | 2700 | 84 | -3 | 0.5 | -29 |  |  |  | Not for Use in Enclosed Fixtures |  |  |  | 2016-03-28 | 2016-01-25 | Canada | ES_0020877_84755_06292016025913_7005880 | 2271214
Walmart Stores, Inc. | Great Value | T3 9W | 84661 |  | CFL Bare Other | General Purpose Replacement | E26 (Medium) | Omnidirectional | CFL | 2 | 40 | 103.6 | 45.1 |  | 2.5 |  | 550 | 9 | 61.1 | No | 10000 | 2700 | 84 | -4 | 0.5 | -29 |  |  |  | Not for Use in Enclosed Fixtures |  |  |  | 2016-03-28 | 2016-01-25 | Canada | ES_0020877_84661_06292016025913_7005880 | 2271202
Walmart Stores, Inc. | Great Value | T3 9W | 84662 |  | CFL Bare Other | General Purpose Replacement | E26 (Medium) | Omnidirectional | CFL | 2 | 40 | 103.6 | 45.1 |  | 2.5 |  | 500 | 9 | 55.5 | No | 10000 | 5000 | 86 | 46 | 0.5 | -29 |  |  |  | Not for Use in Enclosed Fixtures |  |  |  | 2016-03-28 | 2016-01-25 | Canada | ES_0020877_84662_06292016025913_7005880 | 2271203
Walmart Stores, Inc. | Great Value | T3 G25 9W | 76621 |  | G25 | Globe | E26 (Medium) | Decorative | CFL | 2 | 40 | 119.4 | 80.1 |  | 2.5 |  | 480 | 9 | 53.3 | No | 10000 | 5000 | 85 | -2 | 0.5 | -29 |  |  |  | Not for Use in Enclosed Fixtures |  |  |  | 2016-03-28 | 2016-01-25 | Canada | ES_0020877_76621_06292016025913_7005880 | 2271201
Walmart Stores, Inc. | Great Value | T3 G25 9W | 76622 |  | G25 | Globe | E26 (Medium) | Decorative | CFL | 2 | 60 | 118.7 | 80.3 |  | 2.5 |  | 800 | 14 | 57.1 | No | 10000 | 5000 | 86 | 41 | 0.6 | -29 |  |  |  | Not for Use in Enclosed Fixtures |  |  |  | 2016-03-28 | 2016-01-25 | Canada | ES_0020877_76622_06292016025913_7005880 | 2271204
WANGLO ENTERPRISES (CANADA) LTD. | NIKKO | CFL | T2 Spiral-13W |  | CFL Bare Spiral | General Purpose Replacement | E26 (Medium) | Omnidirectional | CFL | 2 | 60 | 100.5 | 38.6 |  | 2.5 |  | 900 | 13 | 69.2 | No | 12000 | 2700 | 83 | -18 | 0.6 | -18 |  |  |  | Not for Use in Recessed Fixtures,Not for Use in Enclosed Fixtures |  |  |  | 2015-04-07 | 2015-04-07 | Canada | ES_1102852_T2 Spiral-13W_04072015185812_2903487 | 2236280
WANGLO ENTERPRISES (CANADA) LTD. | NIKKO | WAN-L2-CandleD-5w-3000 | WAN-L2-CandleD-5w-3000 |  | Decorative Candle: Other | Decorative | E12 (Candelabra) | Decorative | LED | 3 | 40 | 97.2 | 35 |  |  |  | 325 | 5 | 65 | No | 25000 | 3000 | 83 | 14 | 0.9 | -20 | Dimmable | 10% |  | Damp Location Rated,Not for Use in Enclosed Fixtures |  |  |  | 2015-05-15 | 2015-05-18 | United States, Canada | ES_1102852_ WAN-L2-CandleD-5w-3000 _05182015031000_1023811 | 2239719
WANGLO ENTERPRISES (CANADA) LTD. | NIKKO | WAN-L2-MR16GU10D-7W-30-40 | WAN-L2-MR16GU10D-7W-30-40 |  | PAR16 | Reflector (Flood/Spot) | GU10 | Directional | LED | 3 | 50 | 54.2 | 50.2 | 1139 |  | 40 | 450 | 7 | 64.3 | No | 25000 | 3000 | 82 | 18 | 0.7 | -20 | Dimmable | 10% |  | Not for Use in Enclosed Fixtures |  |  |  | 2014-11-30 | 2014-12-03 | United States, Canada | ES_0_WAN-L2-MR16GU10D-7W-30-40_12032014021000_1023719 | 2226426
WayToGo LED Lighting Company LTD | WTGLED | A19-09YYZZ | A19-09YYZZ |  | A19 | General Purpose Replacement | E26 (Medium) | Omnidirectional | LED | 3 | 60 | 109.8 | 60 |  |  |  | 800 | 9.5 | 84.2 | No | 25000 | 2700 | 81 | 8 | 0.9 | -20 | Dimmable | 20% |  | Damp Location Rated,Recessed Fixtures |  |  |  | 2015-07-01 | 2015-07-28 | United States, Canada | ES_1130891_A19-09YYZZ_08062015083105_9865854 | 2245243
WayToGo LED Lighting Company LTD | WTGLED | A19-09YYZZ | A19-09YYZZ |  | A19 | General Purpose Replacement | E26 (Medium) | Omnidirectional | LED | 3 | 60 | 109.8 | 60 |  |  |  | 800 | 9.5 | 84.2 | No | 25000 | 3000 | 81 | 8 | 0.9 | -20 | Dimmable | 20% |  | Damp Location Rated,Recessed Fixtures |  |  |  | 2015-07-01 | 2015-07-28 | United States, Canada | ES_1130891_A19-09YYZZ_08062015083132_9892481 | 2245244
WayToGo LED Lighting Company LTD | WTGLED | A19-09YYZZ | A19-09YYZZ |  | A19 | General Purpose Replacement | E26 (Medium) | Omnidirectional | LED | 3 | 60 | 109.8 | 60 |  |  |  | 800 | 9.5 | 84.2 | No | 25000 | 4000 | 81 | 8 | 0.9 | -20 | Dimmable | 20% |  | Damp Location Rated,Recessed Fixtures |  |  |  | 2015-07-01 | 2015-07-28 | United States, Canada | ES_1130891_A19-09YYZZ_08062015083154_9914644 | 2245245
WayToGo LED Lighting Company LTD | WTGLED | A19-09YYZZ | A19-09YYZZ |  | A19 | General Purpose Replacement | E26 (Medium) | Omnidirectional | LED | 3 | 60 | 109.8 | 60 |  |  |  | 800 | 9.5 | 84.2 | No | 25000 | 5000 | 81 | 8 | 0.9 | -20 | Dimmable | 20% |  | Damp Location Rated,Recessed Fixtures |  |  |  | 2015-07-01 | 2015-07-28 | United States, Canada | ES_1130891_A19-09YYZZ_08062015083225_9945596 | 2245246
WayToGo LED Lighting Company LTD | WTGLED | R30-11YYZZ | R30-11YYZZ |  | R30 | Reflector (Flood/Spot) | E26 (Medium) | Directional | LED | 3 | 60 | 132 | 95 |  |  |  | 800 | 11 | 72.7 | No | 25000 | 2700 | 84 | 18 | 0.9 | -20 | Dimmable | 20% |  | Damp Location Rated,Recessed Fixtures |  |  |  | 2015-07-01 | 2015-07-28 | United States, Canada | ES_1130891_R30-11YYZZ_08062015093102_3462484 | 2245238
WayToGo LED Lighting Company LTD | WTGLED | R30-11YYZZ | R30-11YYZZ |  | R30 | Reflector (Flood/Spot) | E26 (Medium) | Directional | LED | 3 | 60 | 132 | 95 |  |  |  | 800 | 11 | 72.7 | No | 25000 | 3000 | 84 | 18 | 0.9 | -20 | Dimmable | 20% |  | Damp Location Rated,Recessed Fixtures |  |  |  | 2015-07-01 | 2015-07-28 | United States, Canada | ES_1130891_R30-11YYZZ_08062015093137_3497718 | 2245239
WayToGo LED Lighting Company LTD | WTGLED | R30-11YYZZ | R30-11YYZZ |  | R30 | Reflector (Flood/Spot) | E26 (Medium) | Directional | LED | 3 | 60 | 132 | 95 |  |  |  | 800 | 11 | 72.7 | No | 25000 | 4000 | 84 | 18 | 0.9 | -20 | Dimmable | 20% |  | Damp Location Rated,Recessed Fixtures |  |  |  | 2015-07-01 | 2015-07-28 | United States, Canada | ES_1130891_R30-11YYZZ_08062015093159_3519642 | 2245240
WayToGo LED Lighting Company LTD | WTGLED | R30-11YYZZ | R30-11YYZZ |  | R30 | Reflector (Flood/Spot) | E26 (Medium) | Directional | LED | 3 | 60 | 132 | 95 |  |  |  | 800 | 11 | 72.7 | No | 25000 | 5000 | 84 | 18 | 0.9 | -20 | Dimmable | 20% |  | Damp Location Rated,Recessed Fixtures |  |  |  | 2015-07-01 | 2015-07-28 | United States, Canada | ES_1130891_R30-11YYZZ_08062015093216_3536722 | 2245241
Wegmans Food Markets, Inc | Wegmans | WGS0132 | WGS0132 | ,WGS0134, | CFL Bare Spiral | General Purpose Replacement | E26 (Medium) | Omnidirectional | CFL | 9 | 60 | 112 | 46 |  | 1.3 |  | 900 | 14 | 64.2 | No | 10000 | 2700 | 81 | -10 | 0.5 | -29 |  |  |  | None |  |  |  | 2014-01-13 | 2014-08-29 | United States, Canada | ES_1081351_WGS0132_08292014162257_9377626 | 2218134
Wegmans Food Markets, Inc | Wegmans | WGS0232 | WGS0232 | ,WGS0234, | CFL Bare Spiral | General Purpose Replacement | E26 (Medium) | Omnidirectional | CFL | 9 | 100 | 122 | 58 |  | 1.3 |  | 1600 | 23 | 70 | No | 10000 | 2700 | 83 | 0 | 0.5 | -29 |  |  |  | None |  |  |  | 2009-03-11 | 2014-08-29 | United States, Canada | ES_1081351_WGS0232_08292014162340_9420230 | 2218135
Western Family Foods, Inc. | Western Family | CFL 13W Twist | BPESL13T/WF | ,ESL13T/4/WF,4 pack | CFL Bare Spiral | General Purpose Replacement | E26 (Medium) | Omnidirectional | CFL | 2 | 60 | 111.5 | 48.7 |  | 1 |  | 900 | 13.2 | 68.2 | No | 10000 | 2700 | 83 | -4 | 0.6 | -20 |  |  |  | Damp Location Rated,Not for Use in Enclosed Fixtures |  |  |  | 2015-01-15 | 2015-02-20 | United States | ES_1066978_BPESL13T/WF_02202015025840_1023769 | 2233764
Western Family Foods, Inc. | Western Family | CFL 15W BR30 | ESL15BR30/WF |  | BR30 | Reflector (Flood/Spot) | E26 (Medium) | Directional | CFL | 2 | 65 | 134.8 | 94 |  | 1 |  | 750 | 15 | 50 | No | 10000 | 2700 | 84 | -5 | 0.6 | -23 |  |  |  | None |  |  |  | 2015-02-15 | 2015-02-20 | United States | ES_1066978_ESL15BR30/WF_02202015030440_1023769 | 2233766
Western Family Foods, Inc. | Western Family | CFL 3way | 12733-C-FEIT | ,BPESL30/100T/WF,Retail Number | CFL Bare Spiral | General Purpose Replacement | E26 (Medium) | Omnidirectional | CFL | 2 | 100 | 160.5 | 59 |  | 2.1 |  | 1600 | 25 | 64 | Yes | 10000 | 2700 | 83 | -20 | 0.6 | -29 |  |  |  | Damp Location Rated,Not for Use in Recessed Fixtures,Not for Use in Enclosed Fixtures |  |  |  | 2015-08-31 | 2016-05-04 | United States | ES_1066978_12733-C-FEIT_05122016053330_1024006 | 2266614
Western Family Foods, Inc. | Western Family | CFL Lamp | BPESL23TM/D/WF |  | CFL Bare Spiral | General Purpose Replacement | E26 (Medium) | Omnidirectional | CFL | 2 | 100 | 125.6 | 60.2 |  | 0.2 |  | 1600 | 23 | 69.6 | No | 10000 | 6500 | 84 | 47 | 0.6 | -29 |  |  |  | Not for Use in Recessed Fixtures |  |  |  | 2014-11-13 | 2014-11-24 | United States | ES_1066978_BPESL23TM/D/WF_11242014035730_1023717 | 2225852