Western Family Foods, Inc. | Western Family | CFL Lamp | BPESL23TM/WF | ,ESL23TM/4/WF, | CFL Bare Spiral | General Purpose Replacement | E26 (Medium) | Omnidirectional | CFL | 2 | 100 | 125.6 | 60.2 |  | 0.2 |  | 1600 | 23 | 69.6 | No | 10000 | 2700 | 83 | -8 | 0.5 | -29 |  |  |  | Not for Use in Recessed Fixtures |  |  |  | 2014-11-13 | 2014-11-21 | United States | ES_1066978_BPESL23TM/WF_11242014035730_1023717 | 2225855
Western Family Foods, Inc. | Western Family | CFL T3 13W 6500K | BPESL13T/D/WF |  | CFL Bare Spiral | General Purpose Replacement | E26 (Medium) | Omnidirectional | CFL | 2 | 60 | 111.4 | 47.4 |  | 1 |  | 800 | 13 | 61.5 | No | 10000 | 6500 | 86 | 53 | 0.6 | -23 |  |  |  | Damp Location Rated,Not for Use in Enclosed Fixtures |  |  |  | 2015-02-15 | 2015-02-20 | United States | ES_1066978_BPESL13T/D/WF_02202015030950_1023769 | 2233765
Westgate MFG | Westgate | LED Omni Lamp A19 | A19-9.5W-ES-D 2700K |  | A19 | General Purpose Replacement | E26 (Medium) | Omnidirectional | LED | 3 | 60 | 111.7 | 59.6 |  |  |  | 810 | 9.5 | 85.3 | No | 25000 | 2700 | 82 | 6 | 0.9 | -20 | Dimmable | 10% |  | Damp Location Rated,Not for Use in Enclosed Fixtures,Recessed Fixtures |  |  |  | 2015-09-18 | 2015-09-30 | United States | ES_1117671_A19-9.5W-ES-D 2700K_09302015152122_5097811 | 2250273
Westgate MFG | Westgate | LED Omni Lamp A19 | A19-9.5W-ES-D 3000K |  | A19 | General Purpose Replacement | E26 (Medium) | Omnidirectional | LED | 3 | 60 | 111.8 | 59.6 |  |  |  | 810 | 9.5 | 85.3 | No | 25000 | 3000 | 83 | 19 | 0.9 | -20 | Dimmable | 10% |  | Damp Location Rated,Not for Use in Enclosed Fixtures,Recessed Fixtures |  |  |  | 2015-09-18 | 2015-09-30 | United States | ES_1117671_A19-9.5W-ES-D 3000K_09302015152122_5097811 | 2250274
Westgate MFG | Westgate | LED Omni Lamp A19 | A19-9.5W-ES-D 4000K |  | A19 | General Purpose Replacement | E26 (Medium) | Omnidirectional | LED | 3 | 60 | 111.5 | 59.6 |  |  |  | 810 | 9.5 | 85.3 | No | 25000 | 4000 | 85 | 20 | 0.9 | -20 | Dimmable | 10% |  | Damp Location Rated,Not for Use in Enclosed Fixtures,Recessed Fixtures |  |  |  | 2015-09-18 | 2015-09-30 | United States | ES_1117671_A19-9.5W-ES-D 4000K_09302015152213_5789103 | 2250275
Westgate MFG | Westgate | LED Omni Lamp A19 | A19-9.5W-ES-D 5000K |  | A19 | General Purpose Replacement | E26 (Medium) | Omnidirectional | LED | 3 | 60 | 111.2 | 59.8 |  |  |  | 900 | 9.5 | 94.7 | No | 25000 | 5000 | 84 | 17 | 0.9 | -20 | Dimmable | 10% |  | Damp Location Rated,Not for Use in Enclosed Fixtures,Recessed Fixtures |  |  |  | 2015-09-18 | 2015-09-30 | United States | ES_1117671_A19-9.5W-ES-D 5000K_09302015152227_8090123 | 2250276
Westinghouse Lighting Corporation | Westinghouse | 3094 | 3094 |  | A19 | General Purpose Replacement | E26 (Medium) | Omnidirectional | LED | 3 | 60 | 112.6 | 63.5 |  |  |  | 800 | 11 | 72.7 | No | 25000 | 3000 | 85 | 24 | 1 | -20 | Dimmable | 9% |  | None |  |  |  | 2014-08-15 | 2014-08-15 | United States | ES_1018392_03094_08182014014840_1023654 | 2217661
Westinghouse Lighting Corporation | Westinghouse | 3098 | 3098 |  | A19 | General Purpose Replacement | E26 (Medium) | Omnidirectional | LED | 3 | 40 | 112.3 | 64 |  |  |  | 450 | 7.1 | 63.4 | No | 25000 | 3000 | 83 | 19 | 1 | -20 | Dimmable | 10% |  | Damp Location Rated |  |  |  | 2014-09-01 | 2014-09-23 | United States | ES_1018392_03098_10072014033620_1023676 | 2221834
Westinghouse Lighting Corporation | Westinghouse | 3161 | 3161 |  | R20 | Reflector (Flood/Spot) | E26 (Medium) | Directional | LED | 5 | 50 | 98 | 64 |  |  |  | 550 | 7.3 | 75.3 | No | 25000 | 2700 | 82 | 13 | 0.9 | -20 | Dimmable | 10% |  | Damp Location Rated,Not for Use in Enclosed Fixtures |  |  |  | 2014-09-20 | 2015-05-21 | United States | ES_1018392_03161_05212015061840_1023817 | 2240069
Westinghouse Lighting Corporation | Westinghouse | 3210 | 3210 |  | PAR16 | Reflector (Flood/Spot) | GU10 | Directional | LED | 5 | 50 | 54.5 | 50.2 | 3251 |  | 20 | 500 | 7 | 71.4 | No | 25000 | 3000 | 82 | 5 | 0.9 | -20 | Dimmable | 10% |  | Damp Location Rated,Not for Use in Enclosed Fixtures |  |  |  | 2015-08-20 | 2015-09-04 | United States | ES_1018392_03210_09102015013840_1023886 | 2247532
Westinghouse Lighting Corporation | Westinghouse | 10.5PAR30/LED/DIM 3000K 40° | 43013 |  | PAR30L | Reflector (Flood/Spot) | E26 (Medium) | Directional | LED | 5 | 75 | 117.7 | 94.9 | 1653 |  | 40 | 840 | 10.5 | 80 | No | 25000 | 3000 | 82 | 8 | 1 | -20 | Dimmable | 5% |  | Damp Location Rated,Not for Use in Enclosed Fixtures |  |  |  | 2015-12-08 | 2015-12-10 | United States | ES_1018392_43013_12112015112441_1023939 | 2254756
Westinghouse Lighting Corporation | Westinghouse | 10.5PAR30S/LED/DIM 3000K 40° | 33160 |  | PAR30 | Reflector (Flood/Spot) | E26 (Medium) | Directional | LED | 5 | 75 | 91.4 | 94.3 | 1653 |  | 40 | 840 | 10.5 | 80 | No | 25000 | 3000 | 82 | 8 | 1 | -20 | Dimmable | 5% |  | Damp Location Rated,Not for Use in Enclosed Fixtures |  |  |  | 2015-11-18 | 2015-12-09 | United States | ES_1018392_33160_12112015105841_1023939 | 2254755
Westinghouse Lighting Corporation | Westinghouse | 10OMNI/LED/DIM 3000K | 33094 |  | A19 | General Purpose Replacement | E26 (Medium) | Omnidirectional | LED | 3 | 60 | 110.8 | 60 |  |  |  | 830 | 10 | 83 | No | 25000 | 3000 | 81 | 4 | 1 | -20 | Dimmable | 5% |  | Damp Location Rated |  |  |  | 2015-03-02 | 2015-03-02 | United States | ES_1018392_33094_03032015103551_1023773 | 2234185
Westinghouse Lighting Corporation | Westinghouse | 10OMNI/LED/DIM/GU24 2700K | 3158 |  | A19 | General Purpose Replacement | GU24 | Omnidirectional | LED | 5 | 60 | 110.8 | 60 |  |  |  | 800 | 10 | 80 | No | 25000 | 2700 | 80 | 4 | 1 | -20 | Dimmable | 10% |  | Damp Location Rated,Enclosed Fixtures |  |  |  | 2015-04-29 | 2015-05-27 | United States | ES_1018392_03158_05272015084000_1023818 | 2240291
Westinghouse Lighting Corporation | Westinghouse | 11.5R40/LED/DIM/FL 2700K | 43063 |  | BR40 | Reflector (Flood/Spot) | E26 (Medium) | Directional | LED | 5 | 75 | 164.6 | 126.7 |  |  | 106 | 940 | 11.5 | 81.7 | No | 25000 | 2700 | 83 | 12 | 0.9 | -20 | Dimmable | 5% | No | Damp Location Rated | No |  |  | 2016-04-04 | 2016-04-25 | United States | ES_1018392_43063_04252016010440_1024000 | 2265251
Westinghouse Lighting Corporation | Westinghouse | 11.5R40/LED/DIM/FL 3000K | 33162 |  | BR40 | Reflector (Flood/Spot) | E26 (Medium) | Directional | LED | 5 | 75 | 164.6 | 126.7 |  |  | 106 | 970 | 11.5 | 84.3 | No | 25000 | 3000 | 83 | 9 | 0.9 | -20 | Dimmable | 5% | No | Damp Location Rated | No |  |  | 2016-04-04 | 2016-04-25 | United States | ES_1018392_33162_04252016125951_1024000 | 2265250
Westinghouse Lighting Corporation | Westinghouse | 11PAR30S/LED/DIM 3000K 40° | 3160 |  | PAR30 | Reflector (Flood/Spot) | E26 (Medium) | Directional | LED | 5 | 75 | 91.7 | 95.1 | 1489 |  | 40 | 750 | 11.6 | 64.7 | No | 25000 | 3000 | 83 | 15 | 1 | -20 | Dimmable | 10% |  | Damp Location Rated,Not for Use in Enclosed Fixtures |  |  |  | 2015-04-29 | 2015-05-27 | United States | ES_1018392_03160_05272015082620_1023817 | 2240289
Westinghouse Lighting Corporation | Westinghouse | 11R30/LED/DIM 3000K | 3010 |  | BR30 | Reflector (Flood/Spot) | E26 (Medium) | Directional | LED | 3 | 65 | 130.2 | 95.3 |  |  | 106 | 750 | 11 | 68.2 | No | 25000 | 3000 | 82 | 14 | 0.7 | -20 | Dimmable | 5% |  | Damp Location Rated |  |  |  | 2014-06-02 | 2014-06-13 | United States | ES_1018392_03010_06132014112551_1023624 | 2212894
Westinghouse Lighting Corporation | Westinghouse | 13MINITWIST 2700K | 38010 |  | CFL Bare Spiral | General Purpose Replacement | E26 (Medium) | Omnidirectional | CFL | 2 | 60 | 100.5 | 38.6 |  | 2 |  | 900 | 13 | 69.2 | No | 12000 | 2700 | 83 | -18 | 0.6 | -18 |  |  |  | Not for Use in Enclosed Fixtures |  |  |  | 2014-06-15 | 2015-07-22 | United States | ES_1018392_38010_07232015023840_1023861 | 2244392
Westinghouse Lighting Corporation | Westinghouse | 16.5PAR38/LED/DIM 3000K 40° | 43014 |  | PAR38 | Reflector (Flood/Spot) | E26 (Medium) | Directional | LED | 5 | 90 | 131 | 121.1 | 2881 |  | 40 | 1350 | 16.5 | 81.8 | No | 25000 | 3000 | 82 | 6 | 1 | -20 | Dimmable | 5% |  | Damp Location Rated,Not for Use in Enclosed Fixtures |  |  |  | 2015-12-01 | 2015-12-10 | United States | ES_1018392_43014_12112015013330_1023940 | 2254757
Westinghouse Lighting Corporation | Westinghouse | 16.5R40/LED/DIM/FL 3000K | 43064 |  | BR40 | Reflector (Flood/Spot) | E26 (Medium) | Directional | LED | 5 | 85 | 164 | 127 |  |  | 106 | 1230 | 16.5 | 74.5 | No | 25000 | 3000 | 82 | 8 | 0.9 | -20 | Dimmable | 5% | No | None | No |  |  | 2016-04-04 | 2016-04-25 | United States | ES_1018392_43064_04252016012840_1024000 | 2265252
Westinghouse Lighting Corporation | Westinghouse | 17OMNIA15/LED/DIM/27 | 3191 |  | A15 | General Purpose Replacement | E26 (Medium) | Omnidirectional | LED | 5 | 40 | 88.8 | 47.8 |  |  |  | 450 | 7 | 64.3 | No | 25000 | 2700 | 82 | 8 | 1 | -20 | Dimmable | 10% |  | Damp Location Rated,Not for Use in Enclosed Fixtures |  |  |  | 2016-01-07 | 2016-01-07 | United States | ES_1018392_03191_01072016024440_1023950 | 2256423
Westinghouse Lighting Corporation | Westinghouse | 17OMNIA21/LED/3WAY/27 | 33140 |  | A21 | General Purpose Replacement | E26d | Omnidirectional | LED | 5 | 100 | 134.7 | 71.6 |  |  |  | 1600 | 17 | 94.1 | Yes | 25000 | 2700 | 81 | 7 | 1 | -20 |  |  |  | Damp Location Rated,Not for Use in Enclosed Fixtures |  |  |  | 2016-01-06 | 2016-01-06 | United States | ES_1018392_33140_01072016020730_1023949 | 2256422
Westinghouse Lighting Corporation | Westinghouse | 17PAR38/LED/DIM 3000K 40? | 33014 |  | PAR38 | Reflector (Flood/Spot) | E26 (Medium) | Directional | LED | 3 | 90 | 133.3 | 120.8 | 2387 |  | 40 | 1200 | 17 | 70.6 | No | 25000 | 3000 | 83 | 15 | 1 | -20 | Dimmable | 4% |  | None |  |  |  | 2014-05-05 | 2014-05-16 | United States | ES_1018392_33014_05162014104001_1023613 | 2210565
Westinghouse Lighting Corporation | Westinghouse | 17R40/LED/DIM 2700K | 3163 |  | R40 | Reflector (Flood/Spot) | E26 (Medium) | Directional | LED | 5 | 85 | 163.5 | 127.3 |  |  |  | 1200 | 17 | 70.6 | No | 25000 | 2700 | 81 | 2 | 1 | -20 | Dimmable | 10% |  | Not for Use in Enclosed Fixtures |  |  |  | 2015-04-29 | 2015-05-20 | United States | ES_1018392_03163_06012015103111_1023815 | 2240538
Westinghouse Lighting Corporation | Westinghouse | 17R40/LED/DIM 3000K | 33064 |  | BR40 | Reflector (Flood/Spot) | E26 (Medium) | Directional | LED | 3 | 85 | 163.5 | 127.3 |  |  | 103 | 1230 | 17 | 72.4 | No | 25000 | 3000 | 81 | 5 | 1 | -20 | Dimmable | 10% |  | Damp Location Rated,Wet Location Rated,Recessed Fixtures |  |  |  | 2014-12-08 | 2014-12-15 | United States | ES_1018392_33064_12152014025110_1023727 | 2229287
Westinghouse Lighting Corporation | Westinghouse | 20OMNIA21/LED/3WAY/27 | 3140 |  | A21 | General Purpose Replacement | E26 (Medium) | Omnidirectional | LED | 3 | 100 | 134.6 | 71.1 |  |  |  | 1600 | 20 | 80 | Yes | 25000 | 2700 | 82 | 8 | 1 | -20 |  |  |  | Damp Location Rated |  |  |  | 2015-02-18 | 2015-02-18 | United States | ES_1018392_03140_02182015034840_1023768 | 2233323
Westinghouse Lighting Corporation | Westinghouse | 20OMNIA21/LED/DIM/27 | 3136 |  | A21 | General Purpose Replacement | E26 (Medium) | Omnidirectional | LED | 3 | 100 | 134.8 | 71.7 |  |  |  | 1600 | 20 | 80 | No | 25000 | 2700 | 82 | 8 | 1 | -20 | Dimmable | 5% |  | Damp Location Rated,Not for Use in Enclosed Fixtures |  |  |  | 2015-03-18 | 2015-03-18 | United States | ES_1018392_03136_03182015043730_1023780 | 2234850
Westinghouse Lighting Corporation | Westinghouse | 33010 | 33010 |  | BR30 | Reflector (Flood/Spot) | E26 (Medium) | Directional | LED | 3 | 65 | 130 | 95 |  |  |  | 850 | 11.1 | 72.1 | No | 25000 | 3000 | 83 | 17 | 0.9 | -20 | Dimmable | 10% |  | Damp Location Rated,Not for Use in Enclosed Fixtures |  |  |  | 2014-11-05 | 2014-11-11 | United States | ES_1018392_33010_11112014034840_1023711 | 2224616
Westinghouse Lighting Corporation | Westinghouse | 33032 | 33032 |  | PAR16 | Reflector (Flood/Spot) | GU10 | Directional | LED | 3 | 50 | 54.5 | 50.2 | 3261 |  | 20 | 500 | 7 | 71.4 | No | 25000 | 3000 | 82 | 5 | 0.9 | -20 | Dimmable | 10% |  | Damp Location Rated,Not for Use in Enclosed Fixtures |  |  |  | 2015-04-20 | 2015-04-24 | United States | ES_1018392_33032_04242015052950_1023801 | 2237956
Westinghouse Lighting Corporation | Westinghouse | 33050 | 33050 |  | R20 | Reflector (Flood/Spot) | E26 (Medium) | Directional | LED | 3 | 50 | 98 | 64 |  |  |  | 613 | 7.3 | 84.7 | No | 25000 | 2700 | 82 | 13 | 0.9 | -20 | Dimmable | 9% |  | None |  |  |  | 2014-09-20 | 2014-09-24 | United States | ES_1018392_33050_09242014040950_1023677 | 2220199
Westinghouse Lighting Corporation | Westinghouse | 33055 | 33055 |  | BR30 | Reflector (Flood/Spot) | E26 (Medium) | Directional | LED | 3 | 65 | 130 | 95 |  |  |  | 800 | 11 | 72.7 | No | 25000 | 2700 | 82 | 14 | 0.9 | -20 | Dimmable | 10% |  | Damp Location Rated |  |  |  | 2014-09-20 | 2014-09-24 | United States | ES_1018392_33055_09242014044620_1023678 | 2220202
Westinghouse Lighting Corporation | Westinghouse | 33136 | 33136 |  | A21 | General Purpose Replacement | E26 (Medium) | Omnidirectional | LED | 5 | 100 | 131.7 | 69.8 |  |  |  | 1600 | 15 | 106.7 | No | 25000 | 2700 | 82 | 8 | 1 | -20 | Dimmable | 10% |  | Damp Location Rated,Not for Use in Enclosed Fixtures |  |  |  | 2015-10-15 | 2015-10-22 | United States | ES_1018392_33136_10222015094950_1023919 | 2251100
Westinghouse Lighting Corporation | Westinghouse | 33161 | 33161 |  | R20 | Reflector (Flood/Spot) | E26 (Medium) | Directional | LED | 5 | 50 | 96.2 | 63.4 |  |  | 109 | 550 | 7.1 | 77.5 | No | 25000 | 3000 | 82 | 6 | 0.9 | -20 | Dimmable | 10% |  | Damp Location Rated,Not for Use in Enclosed Fixtures |  |  |  | 2015-11-05 | 2015-11-12 | United States | ES_1018392_33161_11122015050950_1023926 | 2252485
Westinghouse Lighting Corporation | Westinghouse | 36609 | 36609 |  | CFL Bare Spiral | General Purpose Replacement | E26 (Medium) | Omnidirectional | CFL | 2 | 100 | 115.2 | 60.5 |  | 2 |  | 1750 | 26 | 67.3 | No | 10000 | 2700 | 81 | -27 | 0.6 | -18 |  |  |  | None |  |  |  | 2014-09-01 | 2014-09-04 | United States | ES_1018392_36609_09042014030110_1023663 | 2218700
Westinghouse Lighting Corporation | Westinghouse | 36660 | 36660 |  | CFL Bare Spiral | General Purpose Replacement | E26 (Medium) | Omnidirectional | CFL | 2 | 60 | 102.8 | 46.5 |  | 1.8 |  | 900 | 14 | 64.3 | No | 10000 | 4100 | 82 | 31 | 0.6 | -15 |  |  |  | None |  |  |  | 2014-08-15 | 2014-08-15 | United States | ES_1018392_36660_08182014111951_1023653 | 2217660
Westinghouse Lighting Corporation | Westinghouse | 37800 | 37800 | 37970,37970, | BR30 | Reflector (Flood/Spot) | E26 (Medium) | Directional | CFL | 2 | 65 | 136.4 | 94.8 |  | 1.5 |  | 750 | 15 | 50 | No | 10000 | 2700 | 83 | -3 | 0.6 | -18 |  |  |  | None |  |  |  | 2014-08-20 | 2014-08-20 | United States | ES_1018392_37800_08202014014950_1023656 | 2217699
Westinghouse Lighting Corporation | Westinghouse | 37971 | 37971 |  | BR30 | Reflector (Flood/Spot) | E26 (Medium) | Directional | CFL | 2 | 65 | 136.4 | 94.8 |  | 1.5 |  | 750 | 15 | 50 | No | 10000 | 2700 | 83 | -3 | 0.6 | -18 |  |  |  | None |  |  |  | 2014-08-20 | 2014-09-04 | United States | ES_1018392_37971_09042014030620_1023663 | 2218698
Westinghouse Lighting Corporation | Westinghouse | 43010 | 43010 |  | BR30 | Reflector (Flood/Spot) | E26 (Medium) | Directional | LED | 5 | 65 | 131.5 | 93.8 |  |  | 109 | 750 | 9 | 83.3 | No | 25000 | 3000 | 82 | 4 | 1 | -20 | Dimmable | 10% |  | Damp Location Rated |  |  |  | 2015-12-21 | 2015-12-21 | United States | ES_1018392_43010_12222015034840_1023944 | 2255350
Westinghouse Lighting Corporation | Westinghouse | 43050 | 43050 |  | R20 | Reflector (Flood/Spot) | E26 (Medium) | Directional | LED | 5 | 50 | 96.2 | 63.3 |  |  | 109 | 550 | 7.2 | 76.4 | No | 25000 | 2700 | 82 | 8 | 0.9 | -20 | Dimmable | 10% |  | Damp Location Rated,Not for Use in Enclosed Fixtures |  |  |  | 2015-10-15 | 2015-10-22 | United States | ES_1018392_43050_10222015101551_1023919 | 2251098
Westinghouse Lighting Corporation | Westinghouse | 43055 | 43055 |  | BR30 | Reflector (Flood/Spot) | E26 (Medium) | Directional | LED | 5 | 65 | 131.5 | 93.8 |  |  | 108 | 750 | 9 | 83.3 | No | 25000 | 2700 | 82 | 8 | 1 | -20 | Dimmable | 10% |  | Damp Location Rated |  |  |  | 2015-10-26 | 2015-12-22 | United States | ES_1018392_43055_12222015035440_1023920 | 2255351
Westinghouse Lighting Corporation | Westinghouse | 4.5B11/LED/DIM/CL/27 | 43144 | ,43205,ALTERNATE PACKAGING | B10 | Decorative | E26 (Medium) | Decorative | LED | 5 | 40 | 98.6 | 35.7 |  |  |  | 300 | 4.5 | 66.7 | No | 25000 | 2700 | 82 | 8 | 1 | -20 | Dimmable | 5% | No | Damp Location Rated | No |  |  | 2016-10-05 | 2016-10-05 | United States | ES_1018392_43144_10052016071110_1024079 | 2280826
Westinghouse Lighting Corporation | Westinghouse | 4.5B11/LED/DIM/CL/CB/27 | 43141 | 4.5B11/LED/DIM/CL/CB/27,43204, | B10 | Decorative | E12 (Candelabra) | Decorative | LED | 5 | 40 | 98.6 | 35.7 |  |  |  | 300 | 4.5 | 66.7 | No | 25000 | 2700 | 82 | 8 | 1 | -20 | Dimmable | 5% | No | Damp Location Rated | No |  |  | 2016-08-24 | 2016-08-24 | United States | ES_1018392_43141_08242016061330_1024063 | 2276411
Westinghouse Lighting Corporation | Westinghouse | 4.5CA11/LED/DIM/CL/CB/27 | 43206 | ,43145,ALTERNATE PACKAGING | CA10 | Decorative | E12 (Candelabra) | Decorative | LED | 5 | 40 | 98.6 | 35.7 |  |  |  | 300 | 4.5 | 66.7 | No | 25000 | 2700 | 82 | 8 | 1 | -20 | Dimmable | 5% | No | Damp Location Rated | No |  |  | 2016-10-11 | 2016-10-11 | United States | ES_1018392_43206_10112016123621_1024079 | 2281108
Westinghouse Lighting Corporation | Westinghouse | 5.5OMNI/LED/DIM 2700K | 33425 |  | A19 | General Purpose Replacement | E26 (Medium) | Omnidirectional | LED | 5 | 40 | 110.5 | 59.8 |  |  |  | 450 | 5.5 | 81.8 | No | 25000 | 2700 | 82 | 8 | 0.8 | -20 | Dimmable | 5% | Yes | None | No |  |  | 2016-08-02 | 2016-08-10 | United States | ES_1018392_33425_08112016041440_1024056 | 2274710
Westinghouse Lighting Corporation | Westinghouse | 5.5OMNI/LED/DIM 2700K | 33425 |  | A19 | General Purpose Replacement | E26 (Medium) | Omnidirectional | LED | 5 | 40 | 110.5 | 59.8 |  |  |  | 450 | 5.5 | 81.8 | No | 25000 | 2700 | 82 | 8 | 0.8 | -20 | Dimmable | 5% |  | Damp Location Rated,Enclosed Fixtures,Recessed Fixtures |  |  |  | 2016-01-13 | 2016-01-27 | United States | ES_1018392_33425_01282016065840_1023958 | 2257414
Westinghouse Lighting Corporation | Westinghouse | 5.5OMNI/LED/DIM 3000K | 43098 |  | A19 | General Purpose Replacement | E26 (Medium) | Omnidirectional | LED | 5 | 40 | 110.5 | 59.8 |  |  |  | 470 | 5.5 | 85.5 | No | 25000 | 3000 | 84 | 15 | 0.8 | -20 | Dimmable | 5% | Yes | None | No |  |  | 2016-08-02 | 2016-08-10 | United States | ES_1018392_43098_08112016041440_1024056 | 2274713
Westinghouse Lighting Corporation | Westinghouse | 5.5OMNI/LED/DIM 3000K | 43098 |  | A19 | General Purpose Replacement | E26 (Medium) | Omnidirectional | LED | 5 | 40 | 110.5 | 59.8 |  |  |  | 470 | 5.5 | 85.5 | No | 25000 | 3000 | 84 | 15 | 0.8 | -20 | Dimmable | 5% |  | Damp Location Rated,Enclosed Fixtures,Recessed Fixtures |  |  |  | 2016-01-13 | 2016-01-27 | United States | ES_1018392_43098_01282016065840_1023958 | 2257419
Westinghouse Lighting Corporation | Westinghouse | 5B11/LED/DIM/CL/27 | 33205 |  | Decorative Candle: Other | Decorative | E26 (Medium) | Decorative | LED | 5 | 40 | 98.6 | 35.5 |  |  |  | 300 | 5 | 60 | No | 25000 | 2700 | 82 | 8 | 1 | -20 | Dimmable | 10% |  | Damp Location Rated,Not for Use in Enclosed Fixtures |  |  |  | 2016-04-21 | 2016-04-21 | United States | ES_1018392_33205_04212016064950_1023998 | 2265136
Westinghouse Lighting Corporation | Westinghouse | 5B11/LED/DIM/CL/CB/27 | 33204 |  | Decorative Candle: Other | Decorative | E12 (Candelabra) | Decorative | LED | 5 | 40 | 98.6 | 35.5 |  |  |  | 300 | 5 | 60 | No | 25000 | 2700 | 82 | 8 | 1 | -20 | Dimmable | 10% |  | Damp Location Rated,Not for Use in Enclosed Fixtures |  |  |  | 2016-04-21 | 2016-04-21 | United States | ES_1018392_33204_04212016064950_1023998 | 2265134
Westinghouse Lighting Corporation | Westinghouse | 5DEC/LED/DIM/27 | 3144 |  | Decorative Candle: Other | Decorative | E26 (Medium) | Decorative | LED | 3 | 40 | 97.4 | 35.7 |  |  |  | 300 | 5 | 60 | No | 25000 | 2700 | 82 | 7 | 1 | -20 | Dimmable | 5% |  | Damp Location Rated,Not for Use in Enclosed Fixtures |  |  |  | 2015-03-09 | 2015-03-10 | United States | ES_1018392_03144_03102015035620_1023775 | 2234442
Westinghouse Lighting Corporation | Westinghouse | 5DEC/LED/DIM/27 | 33144 |  | Decorative Candle: Other | Decorative | E26 (Medium) | Decorative | LED | 5 | 40 | 98.6 | 35.5 |  |  |  | 300 | 5 | 60 | No | 25000 | 2700 | 82 | 8 | 1 | -20 | Dimmable | 10% |  | Damp Location Rated,Not for Use in Enclosed Fixtures |  |  |  | 2015-12-15 | 2015-12-15 | United States | ES_1018392_33144_12152015032110_1023943 | 2254972
Westinghouse Lighting Corporation | Westinghouse | 5DEC/LED/DIM/CB/27 | 3141 |  | Decorative Candle: Other | Decorative | E12 (Candelabra) | Decorative | LED | 3 | 40 | 98.2 | 35.8 |  |  |  | 300 | 5 | 60 | No | 25000 | 2700 | 82 | 7 | 1 | -20 | Dimmable | 5% |  | Damp Location Rated,Not for Use in Enclosed Fixtures |  |  |  | 2015-03-09 | 2015-03-10 | United States | ES_1018392_03141_03102015035620_1023775 | 2234438
Westinghouse Lighting Corporation | Westinghouse | 5DEC/LED/DIM/CB/27 | 3204 |  | Decorative Candle: Other | Decorative | E12 (Candelabra) | Decorative | LED | 5 | 40 | 98.2 | 35.8 |  |  |  | 300 | 5 | 60 | No | 25000 | 2700 | 82 | 7 | 1 | -20 | Dimmable | 5% |  | Damp Location Rated,Not for Use in Enclosed Fixtures |  |  |  | 2015-09-04 | 2015-09-04 | United States | ES_1018392_03204_09102015010110_1023885 | 2247522
Westinghouse Lighting Corporation | Westinghouse | 5DEC/LED/DIM/CB/27 | 33141 |  | Decorative Candle: Other | Decorative | E12 (Candelabra) | Decorative | LED | 5 | 40 | 98.6 | 35.5 |  |  |  | 300 | 5 | 60 | No | 25000 | 2700 | 82 | 8 | 1 | -20 | Dimmable | 10% |  | Damp Location Rated,Not for Use in Enclosed Fixtures |  |  |  | 2015-12-15 | 2015-12-15 | United States | ES_1018392_33141_12152015032110_1023943 | 2254968
Westinghouse Lighting Corporation | Westinghouse | 5DEC/LED/DIM/CB/FLAME/27 | 3145 |  | Decorative Candle: Other | Decorative | E12 (Candelabra) | Decorative | LED | 3 | 40 | 101.1 | 35.9 |  |  |  | 300 | 5 | 60 | No | 25000 | 2700 | 82 | 7 | 1 | -20 | Dimmable | 5% |  | Damp Location Rated,Not for Use in Enclosed Fixtures |  |  |  | 2015-03-09 | 2015-03-10 | United States | ES_1018392_03145_03102015012950_1023776 | 2234437
Westinghouse Lighting Corporation | Westinghouse | 5DEC/LED/DIM/CB/FLAME/27 | 3206 |  | Decorative Candle: Other | Decorative | E12 (Candelabra) | Decorative | LED | 5 | 40 | 101.1 | 35.9 |  |  |  | 300 | 5 | 60 | No | 25000 | 2700 | 82 | 7 | 1 | -20 | Dimmable | 5% |  | Damp Location Rated,Not for Use in Enclosed Fixtures |  |  |  | 2015-09-04 | 2015-09-04 | United States | ES_1018392_03206_09102015011730_1023885 | 2247523
Westinghouse Lighting Corporation | Westinghouse | 5DEC/LED/DIM/CB/FLAME/27 | 33145 |  | Decorative Candle: Other | Decorative | E12 (Candelabra) | Decorative | LED | 5 | 40 | 100.5 | 35.5 |  |  |  | 300 | 5 | 60 | No | 25000 | 2700 | 82 | 8 | 1 | -20 | Dimmable | 10% |  | Damp Location Rated,Not for Use in Enclosed Fixtures |  |  |  | 2015-12-15 | 2015-12-15 | United States | ES_1018392_33145_12152015033620_1023943 | 2254969
Westinghouse Lighting Corporation | Westinghouse | 5DEC/LED/DIM/CB/FLAME/27 | 33206 |  | Decorative Candle: Other | Decorative | E12 (Candelabra) | Decorative | LED | 5 | 40 | 101.4 | 35.5 |  |  |  | 300 | 5 | 60 | No | 25000 | 2700 | 82 | 8 | 1 | -20 | Dimmable | 5% |  | Damp Location Rated,Not for Use in Enclosed Fixtures |  |  |  | 2016-02-04 | 2016-02-04 | United States | ES_1018392_33206_02112016035330_1023962 | 2259989
Westinghouse Lighting Corporation | Westinghouse | 5DEC/LED/DIM/FLAME/27 | 3146 |  | Decorative Candle: Other | Decorative | E26 (Medium) | Decorative | LED | 3 | 40 | 99.9 | 35.9 |  |  |  | 300 | 5 | 60 | No | 25000 | 2700 | 82 | 7 | 1 | -20 | Dimmable | 5% |  | Damp Location Rated,Not for Use in Enclosed Fixtures |  |  |  | 2015-03-09 | 2015-03-10 | United States | ES_1018392_03146_03102015012950_1023776 | 2234444
Westinghouse Lighting Corporation | Westinghouse | 5DEC/LED/DIM/FLAME/27 | 3207 |  | Decorative Candle: Other | Decorative | E26 (Medium) | Decorative | LED | 5 | 40 | 101.1 | 35.9 |  |  |  | 300 | 5 | 60 | No | 25000 | 2700 | 82 | 7 | 1 | -20 | Dimmable | 5% |  | Damp Location Rated,Not for Use in Enclosed Fixtures |  |  |  | 2015-09-04 | 2015-09-04 | United States | ES_1018392_03207_09102015011730_1023885 | 2247528
Westinghouse Lighting Corporation | Westinghouse | 5DEC/LED/DIM/FLAME/27 | 33146 |  | Decorative Candle: Other | Decorative | E26 (Medium) | Decorative | LED | 5 | 40 | 100.5 | 35.5 |  |  |  | 300 | 5 | 60 | No | 25000 | 2700 | 82 | 8 | 1 | -20 | Dimmable | 10% |  | Damp Location Rated,Not for Use in Enclosed Fixtures |  |  |  | 2015-12-15 | 2015-12-15 | United States | ES_1018392_33146_12152015033620_1023944 | 2254965
Westinghouse Lighting Corporation | Westinghouse | 5DEC/LED/DIM/FLAME/27 | 33207 |  | Decorative Candle: Other | Decorative | E26 (Medium) | Decorative | LED | 5 | 40 | 100.4 | 35.5 |  |  |  | 300 | 5 | 60 | No | 25000 | 2700 | 82 | 8 | 1 | -20 | Dimmable | 5% |  | Damp Location Rated,Not for Use in Enclosed Fixtures |  |  |  | 2016-02-04 | 2016-02-04 | United States | ES_1018392_33207_02112016035330_1023962 | 2259983
Westinghouse Lighting Corporation | Westinghouse | 6.5MR16/LED/DIM/FL 3000K | 33208 |  | MR16 | Reflector (Flood/Spot) | GU5.3 | Directional | LED | 5 | 50 | 45.5 | 50.1 | 1068 |  | 40 | 500 | 6.5 | 76.9 | No | 25000 | 3000 | 83 | 10 | 1 | -20 | Dimmable | 5% | Yes | Damp Location Rated | No |  |  | 2016-09-21 | 2016-09-21 | United States | ES_1018392_33208_09222016044000_1024075 | 2279910
Westinghouse Lighting Corporation | Westinghouse | 6.5MR16/LED/DIM/FL 3000K | 33491 |  | MR16 | Reflector (Flood/Spot) | GU5.3 | Directional | LED | 5 | 50 | 45.5 | 50.1 | 1068 |  | 40 | 500 | 6.5 | 76.9 | No | 25000 | 3000 | 83 | 10 | 1 | -20 | Dimmable | 5% | Yes | Damp Location Rated | No |  |  | 2016-08-29 | 2016-09-07 | United States | ES_1018392_33491_09092016083330_1024070 | 2278608
Westinghouse Lighting Corporation | Westinghouse | 6.5MR16/LED/DIM/FL/GU10 3000K | 33210 | ,43032,Alternate Packaging | PAR16 | Reflector (Flood/Spot) | GU10 | Directional | LED | 5 | 50 | 55.2 | 50.2 |  |  | 40 | 520 | 6.5 | 80 | No | 25000 | 3000 | 83 | 12 | 1 | -20 | Dimmable | 5% | Yes | Damp Location Rated | No |  |  | 2016-07-27 | 2016-09-22 | United States | ES_1018392_33210_09222016064620_1024075 | 2279911
Westinghouse Lighting Corporation | Westinghouse | 6.5R20/LED/DIM/FL 2700K | 53050 |  | R20 | Reflector (Flood/Spot) | E26 (Medium) | Directional | LED | 5 | 50 | 99.8 | 63.7 |  |  | 109 | 525 | 6.5 | 80.8 | No | 25000 | 2700 | 83 | 11 | 0.9 | -20 | Dimmable | 5% | Yes | None | No |  |  | 2016-07-27 | 2016-08-16 | United States, Canada | ES_1018392_53050_08192016010550_1024059 | 2276176
Westinghouse Lighting Corporation | Westinghouse | 6.5R20/LED/DIM/FL 3000K | 43161 |  | R20 | Reflector (Flood/Spot) | E26 (Medium) | Directional | LED | 5 | 50 | 99.8 | 63.7 |  |  | 107 | 540 | 6.5 | 83.1 | No | 25000 | 3000 | 83 | 9 | 0.9 | -20 | Dimmable | 5% | Yes | None | No |  |  | 2016-07-27 | 2016-08-16 | United States, Canada | ES_1018392_43161_08192016010550_1024059 | 2276179
Westinghouse Lighting Corporation | Westinghouse | 6OMNI/LED/DIM 3000K | 33098 |  | A19 | General Purpose Replacement | E26 (Medium) | Omnidirectional | LED | 3 | 40 | 110.4 | 60 |  |  |  | 470 | 6 | 78.3 | No | 25000 | 3000 | 82 | 6 | 0.9 | -20 | Dimmable | 5% |  | Damp Location Rated |  |  |  | 2015-02-26 | 2015-02-26 | United States | ES_1018392_33098_02262015020730_1023772 | 2233974
Westinghouse Lighting Corporation | Westinghouse | 7B13/LED/DIM/CL/27 | 33201 |  | Decorative Candle: Other | Decorative | E26 (Medium) | Decorative | LED | 5 | 60 | 108.5 | 40.2 |  |  |  | 500 | 7 | 71.4 | No | 25000 | 2700 | 81 | 5 | 1 | -20 | Dimmable | 10% |  | Damp Location Rated,Not for Use in Enclosed Fixtures |  |  |  | 2016-04-21 | 2016-04-21 | United States | ES_1018392_33201_04212016062620_1023998 | 2265135
Westinghouse Lighting Corporation | Westinghouse | 7B13/LED/DIM/CL/27 | 43201 | ,43132,ALTERNATE PACKAGING | B13 | Decorative | E26 (Medium) | Decorative | LED | 5 | 60 | 108.6 | 40.3 |  |  |  | 500 | 7 | 71.4 | No | 25000 | 2700 | 81 | 5 | 1 | -20 | Dimmable | 5% | No | Damp Location Rated | No |  |  | 2016-10-11 | 2016-10-11 | United States | ES_1018392_43201_10112016125111_1024079 | 2281109
Westinghouse Lighting Corporation | Westinghouse | 7B13/LED/DIM/CL/CB/27 | 33200 |  | Decorative Candle: Other | Decorative | E12 (Candelabra) | Decorative | LED | 5 | 60 | 108.5 | 40.2 |  |  |  | 500 | 7 | 71.4 | No | 25000 | 2700 | 81 | 5 | 1 | -20 | Dimmable | 10% |  | Damp Location Rated,Not for Use in Enclosed Fixtures |  |  |  | 2016-04-21 | 2016-04-21 | United States | ES_1018392_33200_04212016062620_1023998 | 2265133
Westinghouse Lighting Corporation | Westinghouse | 7B13/LED/DIM/CL/CB/27 | 43200 | ,43130, | B10 | Decorative | E12 (Candelabra) | Decorative | LED | 5 | 60 | 108.6 | 40.3 |  |  |  | 500 | 7 | 71.4 | No | 25000 | 2700 | 81 | 5 | 1 | -20 | Dimmable | 5% | No | Damp Location Rated | No |  |  | 2016-08-25 | 2016-08-25 | United States | ES_1018392_43200_08252016011330_1024063 | 2276474
Westinghouse Lighting Corporation | Westinghouse | 7CA13/LED/DIM/CL/27 | 43139 |  | CA10 | Decorative | E26 (Medium) | Decorative | LED | 5 | 60 | 108.6 | 40.3 |  |  |  | 500 | 7 | 71.4 | No | 25000 | 2700 | 81 | 5 | 1 | -20 | Dimmable | 5% | No | Damp Location Rated | No |  |  | 2016-10-27 | 2016-10-28 | United States | ES_1018392_43139_10282016121621_1024086 | 2282703
Westinghouse Lighting Corporation | Westinghouse | 7CA13/LED/DIM/CL/27 | 43203 |  | CA10 | Decorative | E26 (Medium) | Decorative | LED | 5 | 60 | 108.6 | 40.3 |  |  |  | 500 | 7 | 71.4 | No | 25000 | 2700 | 81 | 5 | 1 | -20 | Dimmable | 5% | No | Damp Location Rated | No |  |  | 2016-08-17 | 2016-08-24 | United States | ES_1018392_43203_08242016060000_1024059 | 2276412
Westinghouse Lighting Corporation | Westinghouse | 7CA13/LED/DIM/CL/CB/27 | 43138 |  | CA10 | Decorative | E12 (Candelabra) | Decorative | LED | 5 | 60 | 108.6 | 40.3 |  |  |  | 500 | 7 | 71.4 | No | 25000 | 2700 | 81 | 5 | 1 | -20 | Dimmable | 5% | No | Damp Location Rated | No |  |  | 2016-10-28 | 2016-10-28 | United States | ES_1018392_43138_10282016121621_1024086 | 2282702
Westinghouse Lighting Corporation | Westinghouse | 7CA13/LED/DIM/CL/CB/27 | 43202 |  | CA10 | Decorative | E12 (Candelabra) | Decorative | LED | 5 | 60 | 108.6 | 40.3 |  |  |  | 500 | 7 | 71.4 | No | 25000 | 2700 | 81 | 5 | 1 | -20 | Dimmable | 5% | No | Damp Location Rated | No |  |  | 2016-08-17 | 2016-08-24 | United States | ES_1018392_43202_08242016060000_1024059 | 2276410
Westinghouse Lighting Corporation | Westinghouse | 7DEC/LED/DIM/27 | 3132 |  | B13 | Decorative | E26 (Medium) | Decorative | LED | 3 | 60 | 107 | 40.3 |  |  |  | 500 | 7 | 71.4 | No | 25000 | 2700 | 81 | 6 | 1 | -20 | Dimmable | 5% |  | Damp Location Rated,Not for Use in Enclosed Fixtures |  |  |  | 2015-03-10 | 2015-03-10 | United States | ES_1018392_03132_03102015040440_1023776 | 2234443
Westinghouse Lighting Corporation | Westinghouse | 7DEC/LED/DIM/27 | 33132 |  | Decorative Candle: Other | Decorative | E26 (Medium) | Decorative | LED | 5 | 60 | 108.5 | 38.1 |  |  |  | 500 | 7 | 71.4 | No | 25000 | 2700 | 81 | 5 | 1 | -20 | Dimmable | 10% |  | Damp Location Rated,Not for Use in Enclosed Fixtures |  |  |  | 2015-12-15 | 2015-12-15 | United States | ES_1018392_33132_12152015012550_1023943 | 2254970
Westinghouse Lighting Corporation | Westinghouse | 7DEC/LED/DIM/CB/27 | 3130 |  | B13 | Decorative | E12 (Candelabra) | Decorative | LED | 3 | 60 | 108.4 | 40.3 |  |  |  | 500 | 7 | 71.4 | No | 25000 | 2700 | 81 | 6 | 1 | -20 | Dimmable | 5% |  | Damp Location Rated,Not for Use in Enclosed Fixtures |  |  |  | 2015-03-10 | 2015-03-10 | United States | ES_1018392_03130_03102015040440_1023776 | 2234439
Westinghouse Lighting Corporation | Westinghouse | 7DEC/LED/DIM/CB/27 | 33130 |  | Decorative Candle: Other | Decorative | E12 (Candelabra) | Decorative | LED | 5 | 60 | 108.5 | 38.1 |  |  |  | 500 | 7 | 71.4 | No | 25000 | 2700 | 81 | 5 | 1 | -20 | Dimmable | 10% |  | Damp Location Rated,Not for Use in Enclosed Fixtures |  |  |  | 2015-12-15 | 2015-12-15 | United States | ES_1018392_33130_12152015012550_1023943 | 2254966
Westinghouse Lighting Corporation | Westinghouse | 7DEC/LED/DIM/CB/FLAME/27 | 3138 |  | Decorative Candle: Other | Decorative | E12 (Candelabra) | Decorative | LED | 3 | 60 | 114 | 41 |  |  |  | 500 | 7 | 71.4 | No | 25000 | 2700 | 81 | 6 | 1 | -20 | Dimmable | 5% |  | Damp Location Rated,Not for Use in Enclosed Fixtures |  |  |  | 2015-03-10 | 2015-03-10 | United States | ES_1018392_03138_03102015043440_1023776 | 2234478
Westinghouse Lighting Corporation | Westinghouse | 7DEC/LED/DIM/CB/FLAME/27 | 3202 |  | Decorative Candle: Other | Decorative | E12 (Candelabra) | Decorative | LED | 5 | 60 | 114 | 41 |  |  |  | 500 | 7 | 71.4 | No | 25000 | 2700 | 81 | 6 | 1 | -20 | Dimmable | 5% |  | Damp Location Rated,Not for Use in Enclosed Fixtures |  |  |  | 2015-09-03 | 2015-09-03 | United States | ES_1018392_03202_09102015125111_1023885 | 2247521
Westinghouse Lighting Corporation | Westinghouse | 7DEC/LED/DIM/CB/FLAME/27 | 33138 |  | Decorative Candle: Other | Decorative | E12 (Candelabra) | Decorative | LED | 5 | 60 | 108.5 | 40.2 |  |  |  | 500 | 7 | 71.4 | No | 25000 | 2700 | 81 | 5 | 1 | -20 | Dimmable | 10% |  | Damp Location Rated,Not for Use in Enclosed Fixtures |  |  |  | 2015-12-15 | 2015-12-15 | United States | ES_1018392_33138_12152015012840_1023943 | 2254967
Westinghouse Lighting Corporation | Westinghouse | 7DEC/LED/DIM/CB/FLAME/27 | 33202 |  | Decorative Candle: Other | Decorative | E12 (Candelabra) | Decorative | LED | 5 | 60 | 114.4 | 40.2 |  |  |  | 500 | 7 | 71.4 | No | 25000 | 2700 | 81 | 5 | 1 | -20 | Dimmable | 5% |  | Damp Location Rated,Not for Use in Enclosed Fixtures |  |  |  | 2016-02-04 | 2016-02-04 | United States | ES_1018392_33202_02112016032840_1023962 | 2259988
Westinghouse Lighting Corporation | Westinghouse | 7DEC/LED/DIM/FLAME/27 | 3139 |  | Decorative Candle: Other | Decorative | E26 (Medium) | Decorative | LED | 3 | 60 | 113 | 41 |  |  |  | 500 | 7 | 71.4 | No | 25000 | 2700 | 81 | 6 | 1 | -20 | Dimmable | 5% |  | Damp Location Rated,Not for Use in Enclosed Fixtures |  |  |  | 2015-03-10 | 2015-03-10 | United States | ES_1018392_03139_03102015043440_1023776 | 2234479
Westinghouse Lighting Corporation | Westinghouse | 7DEC/LED/DIM/FLAME/27 | 3203 |  | Decorative Candle: Other | Decorative | E26 (Medium) | Decorative | LED | 5 | 60 | 113 | 41 |  |  |  | 500 | 7 | 71.4 | No | 25000 | 2700 | 81 | 6 | 1 | -20 | Dimmable | 5% |  | Damp Location Rated,Not for Use in Enclosed Fixtures |  |  |  | 2015-09-03 | 2015-09-03 | United States | ES_1018392_03203_09102015125111_1023885 | 2247526
Westinghouse Lighting Corporation | Westinghouse | 7DEC/LED/DIM/FLAME/27 | 33139 |  | Decorative Candle: Other | Decorative | E26 (Medium) | Decorative | LED | 5 | 60 | 108.5 | 40.2 |  |  |  | 500 | 7 | 71.4 | No | 25000 | 2700 | 81 | 5 | 1 | -20 | Dimmable | 10% |  | Damp Location Rated,Not for Use in Enclosed Fixtures |  |  |  | 2015-12-15 | 2015-12-15 | United States | ES_1018392_33139_12152015012840_1023943 | 2254971
Westinghouse Lighting Corporation | Westinghouse | 7DEC/LED/DIM/FLAME/27 | 33203 |  | Decorative Candle: Other | Decorative | E26 (Medium) | Decorative | LED | 5 | 60 | 113.4 | 40.2 |  |  |  | 500 | 7 | 71.4 | No | 25000 | 2700 | 81 | 5 | 1 | -20 | Dimmable | 5% |  | Damp Location Rated,Not for Use in Enclosed Fixtures |  |  |  | 2016-02-04 | 2016-02-04 | United States | ES_1018392_33203_02112016032840_1023962 | 2259982
Westinghouse Lighting Corporation | Westinghouse | 7G16.5/LED/DIM/27 | 3129 | ,,E12 Base | G16.5 | Globe | E26 (Medium) | Decorative | LED | 3 | 60 | 75.1 | 49.1 |  |  |  | 500 | 7 | 71.4 | No | 25000 | 2700 | 82 | 8 | 1 | -20 | Dimmable | 5% |  | Damp Location Rated |  |  |  | 2015-03-09 | 2015-03-10 | United States | ES_1018392_03129_03102015041330_1023775 | 2234441
Westinghouse Lighting Corporation | Westinghouse | 7G16.5/LED/DIM/27 | 3214 |  | G16.5 | Globe | E26 (Medium) | Decorative | LED | 5 | 60 | 76.1 | 48.8 |  |  |  | 500 | 7 | 71.4 | No | 25000 | 2700 | 82 | 8 | 1 | -20 | Dimmable | 5% |  | Damp Location Rated,Not for Use in Enclosed Fixtures |  |  |  | 2015-09-04 | 2015-09-04 | United States | ES_1018392_03214_09102015015950_1023886 | 2247529
Westinghouse Lighting Corporation | Westinghouse | 7G16.5/LED/DIM/27 | 33129 |  | G16.5 | Globe | E26 (Medium) | Decorative | LED | 5 | 60 | 76.2 | 49 |  |  |  | 500 | 7 | 71.4 | No | 25000 | 2700 | 82 | 8 | 1 | -20 | Dimmable | 10% |  | Damp Location Rated,Not for Use in Enclosed Fixtures |  |  |  | 2016-01-07 | 2016-01-07 | United States | ES_1018392_33129_01072016015840_1023949 | 2256424
Westinghouse Lighting Corporation | Westinghouse | 7G16.5/LED/DIM/27 | 33214 |  | G16.5 | Globe | E26 (Medium) | Decorative | LED | 5 | 60 | 75.5 | 49 |  |  |  | 500 | 7 | 71.4 | No | 25000 | 2700 | 82 | 8 | 1 | -20 | Dimmable | 5% |  | Damp Location Rated,Not for Use in Enclosed Fixtures |  |  |  | 2016-02-04 | 2016-02-04 | United States | ES_1018392_33214_02112016040550_1023962 | 2259984
Westinghouse Lighting Corporation | Westinghouse | 7G16.5/LED/DIM/CB/27 | 3128 | ,,E26 Base | G16.5 | Globe | E12 (Candelabra) | Decorative | LED | 3 | 60 | 76.1 | 48.8 |  |  |  | 500 | 7 | 71.4 | No | 25000 | 2700 | 82 | 8 | 1 | -20 | Dimmable | 5% |  | Damp Location Rated |  |  |  | 2015-03-09 | 2015-03-10 | United States | ES_1018392_03128_03102015041330_1023775 | 2234440
Westinghouse Lighting Corporation | Westinghouse | 7G16.5/LED/DIM/CB/27 | 3213 |  | G16.5 | Globe | E12 (Candelabra) | Decorative | LED | 5 | 60 | 76.1 | 48.8 |  |  |  | 500 | 7 | 71.4 | No | 25000 | 2700 | 82 | 8 | 1 | -20 | Dimmable | 5% |  | Damp Location Rated,Not for Use in Enclosed Fixtures |  |  |  | 2015-09-04 | 2015-09-04 | United States | ES_1018392_03213_09102015015950_1023886 | 2247525
Westinghouse Lighting Corporation | Westinghouse | 7G16.5/LED/DIM/CB/27 | 33128 |  | G16.5 | Globe | E12 (Candelabra) | Decorative | LED | 5 | 60 | 76.2 | 49 |  |  |  | 500 | 7 | 71.4 | No | 25000 | 2700 | 82 | 8 | 1 | -20 | Dimmable | 10% |  | Damp Location Rated,Not for Use in Enclosed Fixtures |  |  |  | 2016-01-07 | 2016-01-07 | United States | ES_1018392_33128_01072016015840_1023949 | 2256421
Westinghouse Lighting Corporation | Westinghouse | 7G16.5/LED/DIM/CB/27 | 33213 |  | G16.5 | Globe | E12 (Candelabra) | Decorative | LED | 5 | 60 | 76.5 | 49 |  |  |  | 500 | 7 | 71.4 | No | 25000 | 2700 | 82 | 8 | 1 | -20 | Dimmable | 5% |  | Damp Location Rated,Not for Use in Enclosed Fixtures |  |  |  | 2016-02-04 | 2016-02-04 | United States | ES_1018392_33213_02112016040550_1023962 | 2259990
Westinghouse Lighting Corporation | Westinghouse | 7G16.5/LED/DIM/CL/27 | 43129 | ,43214,ALTERNATE PACKAGING | G16.5 | Globe | E26 (Medium) | Decorative | LED | 5 | 60 | 75.1 | 49.1 |  |  |  | 500 | 7 | 71.4 | No | 25000 | 2700 | 82 | 8 | 1 | -20 | Dimmable | 5% | No | Damp Location Rated | No |  |  | 2016-10-11 | 2016-10-11 | United States | ES_1018392_43129_10112016010730_1024079 | 2281110
Westinghouse Lighting Corporation | Westinghouse | 7G16.5/LED/DIM/SW/27 | 5130 |  | G16.5 | Globe | E12 (Candelabra) | Decorative | LED | 5 | 60 | 80.2 | 49.7 |  |  |  | 500 | 7 | 71.4 | No | 25000 | 2700 | 82 | 10 | 1 | -20 | Dimmable | 5% |  | Damp Location Rated,Not for Use in Enclosed Fixtures |  |  |  | 2016-02-05 | 2016-05-06 | United States | ES_1018392_05130_05062016012000_1023964 | 2266269
Westinghouse Lighting Corporation | Westinghouse | 7G16.5/LED/DIM/SW/CB/27 | 5131 |  | G16.5 | Globe | E12 (Candelabra) | Decorative | LED | 5 | 60 | 76.1 | 49.1 |  |  |  | 500 | 7 | 71.4 | No | 25000 | 2700 | 82 | 10 | 1 | -20 | Dimmable | 5% |  | Damp Location Rated,Not for Use in Enclosed Fixtures |  |  |  | 2016-02-05 | 2016-05-06 | United States | ES_1018392_05131_05062016012000_1023964 | 2266267
Westinghouse Lighting Corporation | Westinghouse | 7G25/LED/DIM/30 | 33011 |  | G25 | Globe | E26 (Medium) | Decorative | LED | 3 | 60 | 109.1 | 78.7 |  |  |  | 500 | 7 | 71.4 | No | 25000 | 3000 | 83 | 11 | 1 | -20 | Dimmable | 5% |  | Damp Location Rated,Not for Use in Enclosed Fixtures |  |  |  | 2015-03-23 | 2015-03-24 | United States | ES_1018392_33011_03242015094330_1023782 | 2235087
Westinghouse Lighting Corporation | Westinghouse | 7G25/LED/DIM30 | 43011 |  | G25 | Globe | E26 (Medium) | Decorative | LED | 5 | 60 | 111.9 | 78.9 |  |  |  | 500 | 7 | 71.4 | No | 25000 | 3000 | 83 | 17 | 0.9 | -20 | Dimmable | 5% |  | Damp Location Rated,Not for Use in Enclosed Fixtures |  |  |  | 2016-01-28 | 2016-01-28 | United States | ES_1018392_43011_01282016070730_1023960 | 2257415
Westinghouse Lighting Corporation | Westinghouse | 7G25/LED/DIM/CL/27 | 5149 |  | G25 | Globe | E26 (Medium) | Decorative | LED | 5 | 60 | 111.9 | 79.5 |  |  |  | 500 | 7 | 71.4 | No | 25000 | 2700 | 81 | 2 | 1 | -20 | Dimmable | 5% |  | Damp Location Rated,Not for Use in Enclosed Fixtures |  |  |  | 2016-02-05 | 2016-02-05 | United States | ES_1018392_05149_02112016052620_1023965 | 2259985
Westinghouse Lighting Corporation | Westinghouse | 7G25/LED/DIM/CL/27 | 35149 |  | G25 | Globe | E26 (Medium) | Decorative | LED | 5 | 60 | 111.6 | 79.7 |  |  |  | 500 | 7 | 71.4 | No | 25000 | 2700 | 82 | 10 | 0.9 | -20 | Dimmable | 5% | No | Damp Location Rated | No |  |  | 2016-08-19 | 2016-08-19 | United States | ES_1018392_35149_08192016012220_1024061 | 2276172
Westinghouse Lighting Corporation | Westinghouse | 7MR16/LED/DIM 3000K 40° | 3208 | 7MR16/LED/DIM/FL/30 1CD,03491, | MR16 | Reflector (Flood/Spot) | GU5.3 | Directional | LED | 3 | 50 | 47 | 49.5 | 1281 |  | 40 | 520 | 7.4 | 70.3 | No | 25000 | 3000 | 83 | 20 | 1 | -20 | Dimmable | 5% | Yes | Damp Location Rated | No |  | 0 | 2016-07-06 | 2016-07-20 | United States | ES_1018392_03208_07222016095000_1024048 | 2273159
Westinghouse Lighting Corporation | Westinghouse | 7MR16/LED/DIM 3000K 40° | 3208 |  | MR16 | Reflector (Flood/Spot) | GU5.3 | Directional | LED | 5 | 50 | 47 | 49.5 | 1281 |  | 40 | 520 | 7.4 | 70.3 | No | 25000 | 3000 | 83 | 20 | 1 | -20 | Dimmable | 5% |  | Damp Location Rated |  |  |  | 2015-08-15 | 2015-09-04 | United States | ES_1018392_03208_09102015012730_1023885 | 2247531
Westinghouse Lighting Corporation | Westinghouse | 7MR16/LED/DIM 3000K 40° | 3491 |  | MR16 | Reflector (Flood/Spot) | GU5.3 | Directional | LED | 3 | 50 | 47 | 49.5 | 1281 |  | 40 | 520 | 7.4 | 70.2 | No | 25000 | 3000 | 83 | 20 | 1 | -20 | Dimmable | 5% |  | Damp Location Rated |  |  |  | 2014-09-09 | 2014-09-16 | United States | ES_1018392_03491_09162014044550_1023671 | 2219678
Westinghouse Lighting Corporation | Westinghouse | 7PAR20/LED/DIM 3000K 40? | 33012 |  | PAR20 | Reflector (Flood/Spot) | E26 (Medium) | Directional | LED | 3 | 50 | 82.3 | 63.2 | 797 |  | 40 | 415 | 7 | 59.3 | No | 25000 | 3000 | 84 | 23 | 1 | -20 | Dimmable | 3% |  | None |  |  |  | 2014-05-05 | 2014-05-14 | United States | ES_1018392_33012_05142014090550_1023610 | 2210379
Westinghouse Lighting Corporation | Westinghouse | 8.5R30/LED/DIM 2700K | 43000 |  | BR30 | Reflector (Flood/Spot) | E26 (Medium) | Directional | LED | 3 | 65 | 131.3 | 95 |  |  |  | 650 | 8.5 | 76.5 | No | 25000 | 2700 | 81 | 3 |  | -20 | Dimmable | 10% |  | Not for Use in Enclosed Fixtures |  |  |  | 2014-12-04 | 2014-12-15 | United States | ES_1018392_43000_12152014024730_1023726 | 2229286
Westinghouse Lighting Corporation | Westinghouse | 8.5R30/LED/DIM/GU24 2700K | 3159 |  | BR30 | Reflector (Flood/Spot) | GU24 | Directional | LED | 5 | 65 | 131.3 | 95 |  |  | 106 | 650 | 8.5 | 76.5 | No | 25000 | 2700 | 81 | 3 | 1 | -20 | Dimmable | 10% |  | Damp Location Rated,Not for Use in Enclosed Fixtures |  |  |  | 2015-04-29 | 2015-05-27 | United States | ES_1018392_03159_05272015081950_1023816 | 2240288
Westinghouse Lighting Corporation | Westinghouse | 8G25/LED/DIM 3000K | 3011 |  | G25 | Globe | E26 (Medium) | Omnidirectional | LED | 3 | 40 | 108.9 | 77.8 |  |  |  | 430 | 8 | 53.8 | No | 25000 | 3000 | 84 | 18 | 0.7 | -20 | Dimmable | 5% |  | Damp Location Rated |  |  |  | 2014-06-19 | 2014-06-23 | United States | ES_1018392_03011_06232014032620_1023631 | 2213543
Westinghouse Lighting Corporation | Westinghouse | 8R20/LED/DIM 2700K | 3050 |  | R20 | Reflector (Flood/Spot) | E26 (Medium) | Directional | LED | 3 | 50 | 99.3 | 63.2 |  |  | 107 | 525 | 8 | 65.6 | No | 25000 | 2700 | 82 | 13 | 0.7 | -20 | Dimmable | 5% |  | None |  |  |  | 2014-05-14 | 2014-07-16 | United States | ES_1018392_03050_07162014112841_1023636 | 2215671
Westinghouse Lighting Corporation | Westinghouse | 8R30/LED/DIM/FL 2700K | 53000 |  | BR30 | Reflector (Flood/Spot) | E26 (Medium) | Directional | LED | 5 | 65 | 130.2 | 95.2 |  |  | 105 | 650 | 8 | 81.3 | No | 25000 | 2700 | 83 | 16 | 0.9 | -20 | Dimmable | 5% |  | Damp Location Rated,Recessed Fixtures |  |  |  | 2016-03-17 | 2016-03-29 | United States | ES_1018392_53000_03292016020730_1023980 | 2263386
Westinghouse Lighting Corporation | Westinghouse | 8R30/LED/DIM/FL 2700K | 53000 |  | BR30 | Reflector (Flood/Spot) | E26 (Medium) | Directional | LED | 5 | 65 | 130.2 | 95.2 |  |  | 106 | 650 | 8 | 81.3 | No | 25000 | 2700 | 83 | 16 | 0.9 | -20 | Dimmable | 5% | No | Other, | No |  |  | 2016-07-06 | 2016-07-20 | United States | ES_1018392_53000_07222016114111_1024048 | 2273160
Westinghouse Lighting Corporation | Westinghouse | 9OMNI/LED/DIM 2700K | 33696 |  | A19 | General Purpose Replacement | E26 (Medium) | Omnidirectional | LED | 5 | 60 | 110.8 | 59.8 |  |  |  | 800 | 9 | 88.9 | No | 25000 | 2700 | 82 | 8 | 0.9 | -20 | Dimmable | 5% | Yes | None | No |  |  | 2016-08-02 | 2016-08-10 | United States | ES_1018392_33696_08112016040330_1024055 | 2274709
Westinghouse Lighting Corporation | Westinghouse | 9OMNI/LED/DIM 2700K | 33696 |  | A19 | General Purpose Replacement | E26 (Medium) | Omnidirectional | LED | 5 | 60 | 110.8 | 59.8 |  |  |  | 800 | 9 | 88.9 | No | 25000 | 2700 | 82 | 8 | 0.9 | -20 | Dimmable | 5% |  | Damp Location Rated,Enclosed Fixtures |  |  |  | 2016-01-21 | 2016-01-28 | United States, Canada | ES_1018392_33696_01282016063000_1023955 | 2257413
Westinghouse Lighting Corporation | Westinghouse | 9OMNI/LED/DIM 3000K | 43094 | ,33439,ALTERNATE PACKAGING | A19 | General Purpose Replacement | E26 (Medium) | Omnidirectional | LED | 5 | 60 | 110.8 | 59.8 |  |  |  | 830 | 9 | 92.2 | No | 25000 | 3000 | 84 | 16 | 0.9 | -20 | Dimmable | 5% | Yes | None | No |  |  | 2016-08-02 | 2016-08-10 | United States | ES_1018392_43094_08112016040330_1024055 | 2274712
Westinghouse Lighting Corporation | Westinghouse | 9OMNI/LED/DIM 3000K | 43094 | ,33439,Packaging Type | A19 | General Purpose Replacement | E26 (Medium) | Omnidirectional | LED | 5 | 60 | 110.8 | 59.8 |  |  |  | 830 | 9 | 92.2 | No | 25000 | 3000 | 84 | 16 | 0.9 | -20 | Dimmable | 5% |  | Damp Location Rated,Enclosed Fixtures |  |  |  | 2016-01-21 | 2016-01-28 | United States, Canada | ES_1018392_43094_01282016063000_1023956 | 2257417
Westinghouse Lighting Corporation | Westinghouse | 9OMNI/LED/DIM/GU24 2700K | 33158 |  | A19 | General Purpose Replacement | E26 (Medium) | Omnidirectional | LED | 5 | 60 | 110.8 | 59.8 |  |  |  | 800 | 9 | 88.9 | No | 25000 | 2700 | 82 | 8 | 0.9 | -20 | Dimmable | 5% |  | Damp Location Rated,Enclosed Fixtures |  |  |  | 2016-01-21 | 2016-01-28 | United States, Canada | ES_1018392_33158_01282016063000_1023959 | 2257418
Westinghouse Lighting Corporation | Westinghouse | 9OMNI/LED/DIM/GU24 2700K | 33158 |  | A19 | General Purpose Replacement | GU24 | Omnidirectional | LED | 5 | 60 | 110.8 | 59.8 |  |  |  | 800 | 9 | 88.9 | No | 25000 | 2700 | 82 | 8 | 0.9 | -20 | Dimmable | 5% | Yes | None | No |  |  | 2016-08-02 | 2016-08-10 | United States | ES_1018392_33158_08112016040330_1024055 | 2274711
Westinghouse Lighting Corporation | Westinghouse | BR30 | 53010 |  | BR30 | Reflector (Flood/Spot) | E26 (Medium) | Directional | LED | 5 | 65 | 131 | 94 |  |  | 109 | 750 | 9 | 83.3 | No | 25000 | 3000 | 83 | 10 | 0.9 | -20 | Dimmable | 20% | Yes | Damp Location Rated | No |  |  | 2016-06-23 | 2016-06-29 | United States | ES_1018392_53010_06292016034000_1024033 | 2271223
Westinghouse Lighting Corporation | Westinghouse | BR30 | 53055 |  | BR30 | Reflector (Flood/Spot) | E26 (Medium) | Directional | LED | 5 | 65 | 131 | 94 |  |  | 108 | 750 | 9 | 83.3 | No | 25000 | 2700 | 86 | 32 | 0.9 | -20 | Dimmable | 20% | Yes | Damp Location Rated | No |  |  | 2016-06-23 | 2016-06-29 | United States | ES_1018392_53055_06292016034000_1024033 | 2271222
Westinghouse Lighting Corporation | Westinghouse | fDEC/LED/DIM/27 | 3205 |  | Decorative Candle: Other | Decorative | E26 (Medium) | Decorative | LED | 5 | 40 | 98.2 | 35.8 |  |  |  | 300 | 5 | 60 | No | 25000 | 2700 | 82 | 7 | 1 | -20 | Dimmable | 5% |  | Damp Location Rated,Not for Use in Enclosed Fixtures |  |  |  | 2015-09-04 | 2015-09-04 | United States | ES_1018392_03205_09102015010110_1023885 | 2247527
Westinghouse Lighting Corporation | Westinghouse | G25 | 53011 |  | G25 | Globe | E26 (Medium) | Decorative | LED | 5 | 75 | 106.5 | 79.7 |  |  |  | 500 | 6 | 83.3 | No | 25000 | 3000 | 82 | 9 | 0.9 | -20 | Dimmable | 10% |  | None |  |  |  | 2016-06-08 | 2016-06-08 | United States | ES_1018392_53011_06092016114841_1024022 | 2269337
Westinghouse Lighting Corporation | Westinghouse | G25 | 53011 |  | G25 | Globe | E26 (Medium) | Decorative | LED | 5 | 75 | 106.5 | 79.7 |  |  |  | 590 | 6 | 83.3 | No | 25000 | 3000 | 82 | 9 | 0.9 | -20 | Dimmable | 20% | No | Damp Location Rated | No |  |  | 2016-09-23 | 2016-09-30 | United States | ES_1018392_53011_09302016022840_1024076 | 2280458
Westinghouse Lighting Corporation | Westinghouse | Globe 15W 2700K | 38001 | ,38002, | G30 | Globe | E26 (Medium) | Decorative | CFL | 2 | 100 | 119.4 | 87 |  | 1.6 |  | 820 | 15 | 54.7 | No | 10000 | 2700 | 84 | 0 | 0.6 | -18 |  |  |  | None |  |  |  | 2014-09-24 | 2014-09-26 | United States | ES_1018392_38001_09262014111841_1023679 | 2220568
Westinghouse Lighting Corporation | Westinghouse | LDEC/LED/DIM/27 | 3201 |  | Decorative Candle: Other | Decorative | E26 (Medium) | Decorative | LED | 5 | 60 | 108.4 | 40.3 |  |  |  | 500 | 7 | 71.4 | No | 25000 | 2700 | 81 | 6 | 1 | -20 | Dimmable | 10% |  | Damp Location Rated,Not for Use in Enclosed Fixtures |  |  |  | 2015-09-04 | 2015-09-04 | United States | ES_1018392_03201_09102015121551_1023886 | 2247530
Westinghouse Lighting Corporation | Westinghouse | LDEC/LED/DIM/CB/27 | 3200 |  | Decorative Candle: Other | Decorative | E12 (Candelabra) | Decorative | LED | 5 | 60 | 108.4 | 40.3 |  |  |  | 500 | 7 | 71.4 | No | 25000 | 2700 | 81 | 6 | 1 | -20 | Dimmable | 10% |  | Damp Location Rated,Not for Use in Enclosed Fixtures |  |  |  | 2015-09-04 | 2015-09-04 | United States | ES_1018392_03200_09102015121551_1023886 | 2247520
Westinghouse Lighting Corporation | Westinghouse | Mini-Twist 13W 2700K | 37945 | Mini-Twist 13W 2700K,07222,8 pack; Mini-Twist 13W 2700K,37946,4 pack | CFL Bare Spiral | General Purpose Replacement | E26 (Medium) | Omnidirectional | CFL | 2 | 60 | 105.9 | 47.6 |  | 1.6 |  | 900 | 13 | 69.2 | No | 10000 | 2700 | 83 | -2 | 0.6 | -18 |  |  |  | None |  |  |  | 2014-07-20 | 2014-08-07 | United States | ES_1018392_37945_08072014025620_1023650 | 2217135
Westinghouse Lighting Corporation | Westinghouse | Mini-Twist 13W 3500K | 37941 | ,07223,8-Pack; ,37942,4-Pack | CFL Bare Spiral | General Purpose Replacement | E26 (Medium) | Omnidirectional | CFL | 2 | 60 | 105.9 | 47.6 |  | 1.6 |  | 850 | 13 | 65.4 | No | 10000 | 3500 | 83 | 20 | 0.6 | -18 |  |  |  | None |  |  |  | 2014-07-22 | 2014-08-22 | United States | ES_1018392_37941_08252014093730_1023657 | 2217836
Westinghouse Lighting Corporation | Westinghouse | Mini-Twist 13W 5000K | 37714 |  | CFL Bare Spiral | General Purpose Replacement | E26 (Medium) | Omnidirectional | CFL | 2 | 60 | 105.9 | 47.6 |  | 1.6 |  | 880 | 13 | 67.7 | No | 10000 | 5000 | 84 | 37 | 0.6 | -18 |  |  |  | None |  |  |  | 2014-07-22 | 2014-08-07 | United States | ES_1018392_37714_08072014024950_1023650 | 2217134
Westinghouse Lighting Corporation | Westinghouse | Mini-Twist 13W 6500K | 37943 | ,37944,4-Pack | CFL Bare Spiral | General Purpose Replacement | E26 (Medium) | Omnidirectional | CFL | 2 | 60 | 105.9 | 47.6 |  | 1.6 |  | 840 | 13 | 64.6 | No | 10000 | 6500 | 85 | 49 | 0.6 | -18 |  |  |  | None |  |  |  | 2014-07-22 | 2014-08-22 | United States | ES_1018392_37943_08252014094110_1023658 | 2217837
Westinghouse Lighting Corporation | Westinghouse | Mini-Twist 18W 2700K | 37950 | ,37949, | CFL Bare Spiral | General Purpose Replacement | E26 (Medium) | Omnidirectional | CFL | 2 | 75 | 117.5 | 54.9 |  | 1.6 |  | 1200 | 18 | 66.7 | No | 10000 | 2700 | 83 | -3 | 0.6 | -18 |  |  |  | None |  |  |  | 2014-07-20 | 2014-08-27 | United States | ES_1018392_37950_08282014014110_1023661 | 2218094
Westinghouse Lighting Corporation | Westinghouse | Mini-Twist 23W 2700K | 7225 | Mini-Twist 23W 2700K,07226,4 pack | CFL Bare Spiral | General Purpose Replacement | E26 (Medium) | Omnidirectional | CFL | 2 | 100 | 126 | 55 |  | 1.6 |  | 1600 | 23 | 69.6 | No | 10000 | 2700 | 82 | -5 | 0.6 | -18 |  |  |  | None |  |  |  | 2014-08-06 | 2014-08-07 | United States | ES_1018392_07225_08072014024550_1023650 | 2217133
Westinghouse Lighting Corporation | Westinghouse | Mini-Twist 23W 5000K | 37716 |  | CFL Bare Spiral | General Purpose Replacement | E26 (Medium) | Omnidirectional | CFL | 2 | 100 | 126 | 55 |  | 1.6 |  | 1600 | 23 | 69.6 | No | 10000 | 5000 | 84 | 35 | 0.6 | -18 |  |  |  | None |  |  |  | 2014-08-20 | 2014-08-26 | United States | ES_1018392_37716_08272014042220_1023660 | 2218042
Westinghouse Lighting Corporation | Westinghouse | Mini-Twist GU24 18W 2700K | 36308 |  | CFL Bare Spiral | General Purpose Replacement | GU24 | Omnidirectional | CFL | 2 | 75 | 105.8 | 54.4 |  | 1.6 |  | 1200 | 18 | 66.7 | No | 10000 | 2700 | 83 | -3 | 0.6 | -18 |  |  |  | None |  |  |  | 2014-09-09 | 2014-09-12 | United States | ES_1018392_36308_09122014095440_1023668 | 2219263
Westinghouse Lighting Corporation | Westinghouse | Mini-Twist GU24 23W 2700K | 37994 |  | CFL Bare Spiral | General Purpose Replacement | GU24 | Omnidirectional | CFL | 2 | 100 | 114.7 | 53.8 |  | 1.6 |  | 1600 | 23 | 69.6 | No | 10000 | 2700 | 83 | -4 | 0.6 | -18 |  |  |  | None |  |  |  | 2014-08-12 | 2014-08-20 | United States | ES_1018392_37994_08202014024000_1023656 | 2217762
Westinghouse Lighting Corporation | Westinghouse | PAR20 | 43012 |  | PAR20 | Reflector (Flood/Spot) | E26 (Medium) | Directional | LED | 5 | 50 | 87.7 | 63 | 946 |  | 35 | 470 | 7 | 67.1 | No | 25000 | 3000 | 84 | 16 | 0.9 | -20 | Dimmable | 10% |  | Damp Location Rated,Enclosed Fixtures |  |  |  | 2016-05-03 | 2016-05-03 | United States | ES_1018392_43012_05032016112001_1024005 | 2266028
Westinghouse Lighting Corporation | Westinghouse | PAR20 | 43012 |  | PAR20 | Reflector (Flood/Spot) | E26 (Medium) | Directional | LED | 5 | 50 | 87.7 | 63 | 946 |  | 35 | 490 | 7 | 70 | No | 25000 | 3000 | 84 | 16 | 0.9 | -20 | Dimmable | 20% | Yes | Damp Location Rated | No |  |  | 2016-06-01 | 2016-09-09 | United States | ES_1018392_43012_09092016073950_1024070 | 2278607
Westinghouse Lighting Corporation | Westinghouse | PAR30L | 53013 |  | PAR30L | Reflector (Flood/Spot) | E26 (Medium) | Directional | LED | 5 | 75 | 115.1 | 95.3 | 1933 |  | 35 | 840 | 10 | 84 | No | 25000 | 3000 | 83 | 15 | 0.9 | -20 | Dimmable | 20% | Yes | Damp Location Rated | No |  |  | 2016-06-09 | 2016-06-09 | United States | ES_1018392_53013_06092016121221_1024025 | 2269335
Westinghouse Lighting Corporation | Westinghouse | PAR30S | 43160 |  | PAR30S | Reflector (Flood/Spot) | E26 (Medium) | Directional | LED | 5 | 75 | 90.4 | 95.1 | 1878 |  | 35 | 840 | 10 | 84 | No | 25000 | 3000 | 83 | 15 | 0.9 | -20 | Dimmable | 20% | Yes | Damp Location Rated | No |  |  | 2016-06-09 | 2016-06-09 | United States | ES_1018392_43160_06092016122841_1024025 | 2269336
Westinghouse Lighting Corporation | Westinghouse | PAR38 | 53014 |  | PAR38 | Reflector (Flood/Spot) | E26 (Medium) | Directional | LED | 5 | 90 | 132.1 | 121.2 | 2353 |  | 35 | 1350 | 15 | 90 | No | 25000 | 3000 | 83 | 16 | 0.9 | -20 | Dimmable | 20% |  | Damp Location Rated,Enclosed Fixtures |  |  |  | 2016-05-03 | 2016-05-03 | United States | ES_1018392_53014_05032016013620_1024005 | 2266030
Xiamen Bymea Lighting Co., Ltd. | BYMEA | Directional LED Lamp PAR20 | P20A01-D-27H |  | PAR20 | Reflector (Flood/Spot) | E26 (Medium) | Directional | LED | 3 | 50 | 85.7 | 63.1 | 2035 |  | 25 | 500 | 8 | 62.5 | No | 25000 | 2700 | 83 | 9 | 0.9 | -20 | Dimmable | 10% |  | Damp Location Rated,Recessed Fixtures,Not for Use in Enclosed Fixtures |  |  |  | 2015-10-18 | 2015-10-28 | United States, Canada | ES_1131124_P20A01-D-27H_10282015144404_4971231 | 2251961
Xiamen Bymea Lighting Co., Ltd. | BYMEA | Directional LED Lamp PAR20 | P20A02-D-27H |  | PAR20 | Reflector (Flood/Spot) | E26 (Medium) | Directional | LED | 3 | 50 | 87.5 | 63.1 | 1057 |  | 40 | 500 | 8 | 62.5 | No | 25000 | 2700 | 83 | 9 | 0.9 | -20 | Dimmable | 10% |  | Damp Location Rated,Recessed Fixtures,Not for Use in Enclosed Fixtures |  |  |  | 2015-10-18 | 2015-10-28 | United States, Canada | ES_1131124_P20A02-D-27H_10282015144435_9018002 | 2251962
Xiamen Bymea Lighting Co., Ltd. | BYMEA | Directional LED Lamp PAR20 | P20A02-D-30H |  | PAR20 | Reflector (Flood/Spot) | E26 (Medium) | Directional | LED | 3 | 50 | 87.4 | 63.2 | 989 |  | 40 | 500 | 8 | 62.5 | No | 25000 | 3000 | 85 | 17 | 0.9 | -20 | Dimmable | 10% |  | Damp Location Rated,Recessed Fixtures,Not for Use in Enclosed Fixtures |  |  |  | 2015-12-16 | 2015-12-21 | United States, Canada | ES_1131124_P20A02-D-30H_12212015160212_4818942 | 2256084
Xiamen Bymea Lighting Co., Ltd. | BYMEA | Directional LED Lamp PAR20 | P20A02-D-40H |  | PAR20 | Reflector (Flood/Spot) | E26 (Medium) | Directional | LED | 3 | 50 | 87.2 | 63.4 | 1104 |  | 40 | 550 | 8 | 68.8 | No | 25000 | 4000 | 84 | 12 | 0.9 | -20 | Dimmable | 10% |  | Damp Location Rated,Recessed Fixtures,Not for Use in Enclosed Fixtures |  |  |  | 2015-12-16 | 2015-12-21 | United States, Canada | ES_1131124_P20A02-D-40H_12212015160223_0908174 | 2256085
Xiamen Bymea Lighting Co., Ltd. | BYMEA | Directional LED Lamp PAR20 | P20A02-D-50H |  | PAR20 | Reflector (Flood/Spot) | E26 (Medium) | Directional | LED | 3 | 50 | 87.4 | 63.1 | 1193 |  | 40 | 550 | 8 | 68.8 | No | 25000 | 5000 | 86 | 19 | 0.9 | -20 | Dimmable | 10% |  | Damp Location Rated,Recessed Fixtures,Not for Use in Enclosed Fixtures |  |  |  | 2015-12-16 | 2015-12-21 | United States, Canada | ES_1131124_P20A02-D-50H_12212015160235_4577618 | 2256086
Xiamen Bymea Lighting Co., Ltd. | BYMEA | Directional LED Lamp PAR30 | P30A01-D-27H |  | PAR30 | Reflector (Flood/Spot) | E26 (Medium) | Directional | LED | 3 | 75 | 92.3 | 94.7 | 3430 |  | 25 | 850 | 13 | 65.4 | No | 25000 | 2700 | 82 | 8 | 0.9 | -20 | Dimmable | 10% |  | Damp Location Rated,Recessed Fixtures,Not for Use in Enclosed Fixtures |  |  |  | 2015-10-20 | 2015-10-28 | United States, Canada | ES_1131124_P30A01-D-27H_10282015145505_6509878 | 2251963
Xiamen Bymea Lighting Co., Ltd. | BYMEA | Directional LED Lamp PAR30 | P30A02-D-27H |  | PAR30 | Reflector (Flood/Spot) | E26 (Medium) | Directional | LED | 3 | 75 | 92.2 | 94.9 | 1713 |  | 40 | 850 | 13 | 65.4 | No | 25000 | 2700 | 82 | 8 | 0.9 | -20 | Dimmable | 10% |  | Damp Location Rated,Recessed Fixtures,Not for Use in Enclosed Fixtures |  |  |  | 2015-10-20 | 2015-10-28 | United States, Canada | ES_1131124_P30A02-D-27H_10282015145537_6089711 | 2251964
Xiamen Bymea Lighting Co., Ltd. | BYMEA | Directional LED Lamp PAR30 | P30A02-D-30H |  | PAR30 | Reflector (Flood/Spot) | E26 (Medium) | Directional | LED | 3 | 75 | 91 | 95.1 | 1719 |  | 40 | 850 | 13 | 65.4 | No | 25000 | 3000 | 84 | 14 | 0.9 | -20 | Dimmable | 10% |  | Damp Location Rated,Recessed Fixtures,Not for Use in Enclosed Fixtures |  |  |  | 2016-03-15 | 2016-03-29 | United States, Canada | ES_1131124_P30A02-D-30H_03292016154823_6877681 | 2264401
Xiamen Bymea Lighting Co., Ltd. | BYMEA | Directional LED Lamp PAR30 | P30A02-D-40H |  | PAR30 | Reflector (Flood/Spot) | E26 (Medium) | Directional | LED | 3 | 75 | 90.4 | 95.2 | 2105 |  | 40 | 1000 | 13 | 76.9 | No | 25000 | 4000 | 84 | 10 | 0.9 | -20 | Dimmable | 10% |  | Damp Location Rated,Recessed Fixtures,Not for Use in Enclosed Fixtures |  |  |  | 2016-03-15 | 2016-03-29 | United States, Canada | ES_1131124_P30A02-D-40H_03292016154835_3919932 | 2264402
Xiamen Bymea Lighting Co., Ltd. | BYMEA | Directional LED Lamp PAR30 | P30A02-D-50H |  | PAR30 | Reflector (Flood/Spot) | E26 (Medium) | Directional | LED | 3 | 75 | 90.6 | 95.1 | 2088 |  | 40 | 1000 | 13 | 76.9 | No | 25000 | 5000 | 86 | 18 | 0.9 | -20 | Dimmable | 10% |  | Damp Location Rated,Recessed Fixtures,Not for Use in Enclosed Fixtures |  |  |  | 2016-03-15 | 2016-03-29 | United States, Canada | ES_1131124_P30A02-D-50H_03292016154846_4972137 | 2264403
Xiamen Bymea Lighting Co., Ltd. | BYMEA | Directional LED Lamp PAR30 | P30B01-D-27H |  | PAR30L | Reflector (Flood/Spot) | E26 (Medium) | Directional | LED | 3 | 75 | 116.8 | 94.4 | 3408 |  | 25 | 850 | 13 | 65.4 | No | 25000 | 2700 | 82 | 7 | 0.9 | -20 | Dimmable | 10% |  | Damp Location Rated,Recessed Fixtures,Not for Use in Enclosed Fixtures |  |  |  | 2015-10-18 | 2015-10-28 | United States, Canada | ES_1131124_P30B01-D-27H_10282015145812_4010843 | 2251965
Xiamen Bymea Lighting Co., Ltd. | BYMEA | Directional LED Lamp PAR30 | P30B02-D-27H |  | PAR30L | Reflector (Flood/Spot) | E26 (Medium) | Directional | LED | 3 | 75 | 117.6 | 95.1 | 1616 |  | 40 | 850 | 13 | 65.4 | No | 25000 | 2700 | 82 | 7 | 0.9 | -20 | Dimmable | 10% |  | Damp Location Rated,Not for Use in Enclosed Fixtures,Recessed Fixtures |  |  |  | 2015-10-18 | 2015-10-28 | United States, Canada | ES_1131124_P30B02-D-27H_10282015145844_0281764 | 2251966
Xiamen Bymea Lighting Co., Ltd. | BYMEA | Directional LED Lamp PAR30 | P30B02-D-30H |  | PAR30L | Reflector (Flood/Spot) | E26 (Medium) | Directional | LED | 3 | 75 | 117.6 | 95 | 1491 |  | 40 | 800 | 13 | 61.5 | No | 25000 | 3000 | 84 | 13 | 0.9 | -20 | Dimmable | 10% |  | Damp Location Rated,Recessed Fixtures,Not for Use in Enclosed Fixtures |  |  |  | 2015-12-16 | 2015-12-21 | United States, Canada | ES_1131124_P30B02-D-30H_12212015160844_5924021 | 2256093
Xiamen Bymea Lighting Co., Ltd. | BYMEA | Directional LED Lamp PAR30 | P30B02-D-40H |  | PAR30L | Reflector (Flood/Spot) | E26 (Medium) | Directional | LED | 3 | 75 | 117.3 | 95.1 | 1645 |  | 40 | 850 | 13 | 65.4 | No | 25000 | 4000 | 83 | 11 | 0.9 | -20 | Dimmable | 10% |  | Damp Location Rated,Recessed Fixtures,Not for Use in Enclosed Fixtures |  |  |  | 2015-12-16 | 2015-12-21 | United States, Canada | ES_1131124_P30B02-D-40H_12212015160852_1093882 | 2256100
Xiamen Bymea Lighting Co., Ltd. | BYMEA | Directional LED Lamp PAR30 | P30B02-D-50H |  | PAR30L | Reflector (Flood/Spot) | E26 (Medium) | Directional | LED | 3 | 75 | 117.3 | 95.1 | 1761 |  | 40 | 850 | 13 | 65.4 | No | 25000 | 5000 | 86 | 19 | 0.9 | -20 | Dimmable | 10% |  | Damp Location Rated,Recessed Fixtures,Not for Use in Enclosed Fixtures |  |  |  | 2015-12-16 | 2015-12-21 | United States, Canada | ES_1131124_P30B02-D-50H_12212015160859_1028783 | 2256101
Xiamen Bymea Lighting Co., Ltd. | BYMEA | Directional LED Lamp PAR38 | P38A01-D-27H |  | PAR38 | Reflector (Flood/Spot) | E26 (Medium) | Directional | LED | 3 | 100 | 131.7 | 121.3 | 4648 |  | 25 | 1100 | 18 | 61.1 | No | 25000 | 2700 | 82 | 4 | 0.9 | -20 | Dimmable | 10% |  | Damp Location Rated,Recessed Fixtures,Not for Use in Enclosed Fixtures |  |  |  | 2016-03-15 | 2016-03-29 | United States, Canada | ES_1131124_P38A01-D-27H_03292016160312_4789092 | 2264404
Xiamen Bymea Lighting Co., Ltd. | BYMEA | Directional LED Lamp PAR38 | P38A02-D-27H |  | PAR38 | Reflector (Flood/Spot) | E26 (Medium) | Directional | LED | 3 | 100 | 130.6 | 121.4 | 2318 |  | 40 | 1100 | 18 | 61.1 | No | 25000 | 2700 | 82 | 4 | 0.9 | -20 | Dimmable | 10% |  | Damp Location Rated,Recessed Fixtures,Not for Use in Enclosed Fixtures |  |  |  | 2016-03-15 | 2016-03-29 | United States, Canada | ES_1131124_P38A02-D-27H_03292016160344_4892913 | 2264405
Xiamen Bymea Lighting Co., Ltd. | BYMEA | Directional LED Lamp PAR38 | P38A02-D-30H |  | PAR38 | Reflector (Flood/Spot) | E26 (Medium) | Directional | LED | 3 | 100 | 130.5 | 121.5 | 2530 |  | 40 | 1200 | 18 | 66.7 | No | 25000 | 3000 | 84 | 11 | 0.9 | -20 | Dimmable | 10% |  | Damp Location Rated,Recessed Fixtures,Not for Use in Enclosed Fixtures |  |  |  | 2016-03-15 | 2016-03-29 | United States, Canada | ES_1131124_P38A02-D-30H_03292016160359_3785023 | 2264406
Xiamen Bymea Lighting Co., Ltd. | BYMEA | Directional LED Lamp PAR38 | P38A02-D-40H |  | PAR38 | Reflector (Flood/Spot) | E26 (Medium) | Directional | LED | 3 | 100 | 128.3 | 121.4 | 2601 |  | 40 | 1300 | 18 | 72.2 | No | 25000 | 4000 | 84 | 13 | 0.9 | -20 | Dimmable | 10% |  | Damp Location Rated,Recessed Fixtures,Not for Use in Enclosed Fixtures |  |  |  | 2016-03-15 | 2016-03-29 | United States, Canada | ES_1131124_P38A02-D-40H_03292016160407_8689102 | 2264407
Xiamen Bymea Lighting Co., Ltd. | BYMEA | Directional LED Lamp PAR38 | P38A02-D-50H |  | PAR38 | Reflector (Flood/Spot) | E26 (Medium) | Directional | LED | 3 | 100 | 129.6 | 121.3 | 2886 |  | 40 | 1350 | 18 | 75 | No | 25000 | 5000 | 84 | 12 | 0.9 | -20 | Dimmable | 10% |  | Damp Location Rated,Recessed Fixtures,Not for Use in Enclosed Fixtures |  |  |  | 2016-03-15 | 2016-03-29 | United States, Canada | ES_1131124_P38A02-D-50H_03292016160415_3781956 | 2264408
Xiamen Bymea Lighting Co., Ltd. | BYMEA | LED lamps | A19G02-D-30H |  | A19 | General Purpose Replacement | E26 (Medium) | Omnidirectional | LED | 3 | 60 | 111.4 | 59.9 |  |  |  | 834 | 9 | 104 | No | 25000 | 3000 | 81 | 4 | 0.9 | -20 | Dimmable | 20% |  | Not for Use in Enclosed Fixtures |  |  |  | 2016-02-02 | 2016-01-28 | United States, Canada | ES_1131124_A19G02-D-30H_01282016133444_4781636 | 2257402
Xiamen Bymea Lighting Co., Ltd. | BYMEA | LED lamps | A19G02-D-40H |  | A19 | General Purpose Replacement | E26 (Medium) | Omnidirectional | LED | 3 | 60 | 111.4 | 59.9 |  |  |  | 905 | 9 | 107 | No | 25000 | 4000 | 84 | 10 | 0.9 | -20 | Dimmable | 20% |  | Not for Use in Enclosed Fixtures |  |  |  | 2016-02-02 | 2016-01-28 | United States, Canada | ES_1131124_A19G02-D-40H_01282016133444_6021977 | 2257400
Xiamen Bymea Lighting Co., Ltd. | BYMEA | LED lamps | A19G02-D-50H |  | A19 | General Purpose Replacement | E26 (Medium) | Omnidirectional | LED | 3 | 60 | 111.4 | 59.9 |  |  |  | 962 | 9 | 110 | No | 25000 | 5000 | 81 | 2 | 0.9 | -20 | Dimmable | 20% |  | Not for Use in Enclosed Fixtures |  |  |  | 2016-02-02 | 2016-01-28 | United States, Canada | ES_1131124_A19G02-D-50H_01282016133444_7656014 | 2257401
Xiamen Bymea Lighting Co., Ltd. | BYMEA | LED Omni Lamp A21 | A21G11-D-27E |  | A21 | General Purpose Replacement | E26 (Medium) | Omnidirectional | LED | 3 | 75 | 133.9 | 67.6 |  |  |  | 1100 | 13 | 84.6 | No | 25000 | 2700 | 81 | 5 | 0.9 | -20 | Dimmable | 10% |  | Damp Location Rated,Not for Use in Recessed Fixtures,Not for Use in Enclosed Fixtures |  |  |  | 2015-10-20 | 2015-11-06 | United States, Canada | ES_1131124_A21G11-D-27E_11062015112706_5498191 | 2252285
Xiamen Bymea Lighting Co., Ltd. | BYMEA | LED Omni Lamp A21 | A21G11-D-30E |  | A21 | General Purpose Replacement | E26 (Medium) | Omnidirectional | LED | 3 | 75 | 133.4 | 67.5 |  |  |  | 1100 | 13 | 84.6 | No | 25000 | 3000 | 85 | 23 | 0.9 | -20 | Dimmable | 10% |  | Damp Location Rated,Not for Use in Recessed Fixtures,Not for Use in Enclosed Fixtures |  |  |  | 2015-10-20 | 2015-11-06 | United States, Canada | ES_1131124_A21G11-D-30E_11062015112735_4018932 | 2252272
Xiamen Bymea Lighting Co., Ltd. | BYMEA | LED Omni Lamp A21 | A21G11-D-50E |  | A21 | General Purpose Replacement | E26 (Medium) | Omnidirectional | LED | 3 | 75 | 133.6 | 67.2 |  |  |  | 1100 | 13 | 84.6 | No | 25000 | 5000 | 86 | 29 | 0.9 | -20 | Dimmable | 10% |  | Damp Location Rated,Not for Use in Recessed Fixtures,Not for Use in Enclosed Fixtures |  |  |  | 2015-10-20 | 2015-11-06 | United States, Canada | ES_1131124_A21G11-D-50E_11062015112747_0187372 | 2252271
Xiamen Bymea Lighting Co., Ltd. | BYMEA | LED Spotlight | GU10A01-D1-30E |  | PAR16 | Reflector (Flood/Spot) | GU10 | Directional | LED | 3 | 75 | 54 | 50 | 1337 |  | 40 | 500 | 7.5 | 66.7 | No | 25000 | 3000 | 82 | 6 | 0.9 | -20 | Dimmable | 10% |  | Damp Location Rated,Enclosed Fixtures,Recessed Fixtures |  |  |  | 2016-03-02 | 2016-03-03 | United States, Canada | ES_1131124_GU10A01-D1-30E_03032016163251_2380476 | 2265337
Xiamen Bymea Lighting Co., Ltd. | BYMEA | LED Spotlight | GU10A01-D2-30E |  | PAR16 | Reflector (Flood/Spot) | GU10 | Directional | LED | 3 | 75 | 54.2 | 50 | 1426 |  | 40 | 500 | 7.5 | 66.7 | No | 25000 | 3000 | 82 | 6 | 0.9 | -20 | Dimmable | 10% |  | Damp Location Rated,Enclosed Fixtures,Recessed Fixtures |  |  |  | 2016-03-02 | 2016-03-03 | United States, Canada | ES_1131124_GU10A01-D2-30E_03032016163259_0286193 | 2265338
Xiamen Bymea Lighting Co., Ltd. | BYMEA | LED Spotlight | GU10A01-D-27E |  | PAR16 | Reflector (Flood/Spot) | GU10 | Directional | LED | 3 | 75 | 54.9 | 50 | 1523 |  | 40 | 500 | 7.5 | 66.7 | No | 25000 | 2700 | 81 | 3 | 0.9 | -20 | Dimmable | 10% |  | Damp Location Rated,Enclosed Fixtures,Recessed Fixtures |  |  |  | 2015-10-20 | 2016-03-03 | United States, Canada | ES_1131124_GU10A01-D-27E_03032016163205_3127899 | 2265334
Xiamen Bymea Lighting Co., Ltd. | BYMEA | LED Spotlight | GU10A01-D-30E |  | PAR16 | Reflector (Flood/Spot) | GU10 | Directional | LED | 3 | 75 | 54.5 | 49.9 | 1318 |  | 40 | 500 | 7.5 | 66.7 | No | 25000 | 3000 | 84 | 15 | 0.9 | -20 | Dimmable | 10% |  | Damp Location Rated,Enclosed Fixtures,Recessed Fixtures |  |  |  | 2015-10-20 | 2016-03-03 | United States, Canada | ES_1131124_GU10A01-D-30E_03032016163233_5478206 | 2265335
Xiamen Bymea Lighting Co., Ltd. | BYMEA | LED Spotlight | GU10A01-D-50E |  | PAR16 | Reflector (Flood/Spot) | GU10 | Directional | LED | 3 | 75 | 54.5 | 49.8 | 1411 |  | 40 | 600 | 7.5 | 80 | No | 25000 | 5000 | 86 | 26 | 0.9 | -20 | Dimmable | 10% |  | Damp Location Rated,Enclosed Fixtures,Recessed Fixtures |  |  |  | 2015-10-20 | 2016-03-03 | United States, Canada | ES_1131124_GU10A01-D-50E_03032016163249_5467199 | 2265336
Xiamen Bymea Lighting Co., Ltd. | BYMEA | LED Spotlight | P16A01-D-27E |  | PAR16 | Reflector (Flood/Spot) | E26 (Medium) | Directional | LED | 3 | 75 | 73.2 | 50 | 1431 |  | 40 | 500 | 7.5 | 66.7 | No | 25000 | 2700 | 82 | 8 | 0.9 | -20 | Dimmable | 10% |  | Damp Location Rated,Enclosed Fixtures,Recessed Fixtures |  |  |  | 2015-10-20 | 2016-02-19 | United States, Canada | ES_1131124_P16A01-D-27E_02192016161616_2830023 | 2265330
Xiamen Bymea Lighting Co., Ltd. | BYMEA | LED Spotlight | P16A01-D-30E |  | PAR16 | Reflector (Flood/Spot) | E26 (Medium) | Directional | LED | 3 | 75 | 72.7 | 49.6 | 1426 |  | 40 | 500 | 7.5 | 66.7 | No | 25000 | 3000 | 84 | 16 | 0.9 | -20 | Dimmable | 10% |  | Damp Location Rated,Enclosed Fixtures,Recessed Fixtures |  |  |  | 2015-10-20 | 2016-02-19 | United States, Canada | ES_1131124_P16A01-D-30E_02192016161645_5891904 | 2265331
Xiamen Bymea Lighting Co., Ltd. | BYMEA | LED Spotlight | P16A01-D-40E |  | PAR16 | Reflector (Flood/Spot) | E26 (Medium) | Directional | LED | 3 | 75 | 73.3 | 50 | 1488 |  | 40 | 600 | 7.5 | 80 | No | 25000 | 4000 | 84 | 16 | 0.9 | -20 | Dimmable | 10% |  | Damp Location Rated,Enclosed Fixtures,Recessed Fixtures |  |  |  | 2015-12-16 | 2016-02-19 | United States, Canada | ES_1131124_P16A01-D-40E_02192016161651_2308472 | 2265332
Xiamen Bymea Lighting Co., Ltd. | BYMEA | LED Spotlight | P16A01-D-50E |  | PAR16 | Reflector (Flood/Spot) | E26 (Medium) | Directional | LED | 3 | 75 | 72.9 | 49.8 | 1293 |  | 40 | 600 | 7.5 | 80 | No | 25000 | 5000 | 86 | 25 | 0.9 | -20 | Dimmable | 10% |  | Damp Location Rated,Enclosed Fixtures,Recessed Fixtures |  |  |  | 2015-10-20 | 2016-02-19 | United States, Canada | ES_1131124_P16A01-D-50E_02192016161659_0382871 | 2265333
Xiamen Hi-Light Lighting Co. Ltd. | Hi-Light | CFL Lamp | HLSCT2-13A(GU24) 3000K |  | CFL Bare Spiral | General Purpose Replacement | GU24 | Omnidirectional | CFL | 2 | 60 | 89.7 | 47.4 |  | 2.5 |  | 800 | 13 | 61.5 | No | 10000 | 3000 | 84 | 2 | 0.6 | -28 |  |  |  | Damp Location Rated,Enclosed Fixtures,Recessed Fixtures |  |  |  | 2016-05-01 | 2015-07-30 | United States, Canada | ES_1024216_HLSCT2-13A(GU24) 3000K_07302015141919_7683912 | 2245288
Xiamen Hi-Light Lighting Co. Ltd. | Hi-Light | CFL Lamp | HLSCT2-13A(GU24) 4100K |  | CFL Bare Spiral | General Purpose Replacement | GU24 | Omnidirectional | CFL | 2 | 60 | 89.3 | 48.4 |  | 2.5 |  | 800 | 13 | 61.5 | No | 10000 | 4100 | 86 | 34 | 0.6 | -28 |  |  |  | Damp Location Rated,Enclosed Fixtures,Recessed Fixtures |  |  |  | 2016-05-01 | 2015-07-30 | United States, Canada | ES_1024216_HLSCT2-13A(GU24) 4100K_07302015141853_2745321 | 2245287
Xiamen Hi-Light Lighting Co. Ltd. | Hi-Light | CFL Lamp | HLSCT2-13A(GU24) 6500K |  | CFL Bare Spiral | General Purpose Replacement | GU24 | Omnidirectional | CFL | 2 | 60 | 90.2 | 48.3 |  | 2.5 |  | 800 | 13 | 61.5 | No | 10000 | 6500 | 86 | 52 | 0.6 | -28 |  |  |  | Damp Location Rated,Enclosed Fixtures,Recessed Fixtures |  |  |  | 2015-07-30 | 2015-07-30 | Canada | ES_1024216_HLSCT2-13A(GU24) 6500K_07302015141821_0946812 | 2245282
Xiamen Longstar Lighting Company, Ltd. | Longstar | FE-G25A-9W/27 | FE-G25A-9W/27 |  | G25 | Globe | E26 (Medium) | Decorative | CFL | 2 | 60 | 108.5 | 80.2 |  | 1.5 |  | 500 | 9 | 55.5 | No | 10000 | 2700 | 83 | -3 | 0.6 | -18 |  |  |  | Damp Location Rated |  |  |  | 2014-08-08 | 2014-09-11 | United States | ES_89389_FE-G25A-9W/27_09112014102951_1023651 | 2219256
Xiamen Longstar Lighting Company, Ltd. | Longstar | FE-GU-14W/2700K | FE-GU-14W/2700K |  | CFL A-type | General Purpose Replacement | E26 (Medium) | Omnidirectional | CFL | 2 | 60 | 113.4 | 59.9 |  | 1.5 |  | 800 | 14.2 | 57.1 | No | 10000 | 2700 | 82 | -6 | 0.6 | -18 |  |  |  | Damp Location Rated |  |  |  | 2014-08-08 | 2014-09-12 | United States | ES_89389_FE-GU-14W/2700K_09122014084620_1023650 | 2219261
Xiamen Longstar Lighting Company, Ltd. | Longstar | FE-GU-18W/27 | FE-GU-18W/27 |  | CFL A-type | General Purpose Replacement | E26 (Medium) | Decorative | CFL | 2 | 75 | 128.8 | 65.7 |  | 1.8 |  | 1150 | 18 | 63.9 | No | 10000 | 2700 | 82 | -6 | 0.6 | -18 |  |  |  | Damp Location Rated |  |  |  | 2014-08-20 | 2014-09-11 | United States | ES_89389_FE-GU-18W/27_09112014105731_1023656 | 2219259
Xiamen Longstar Lighting Company, Ltd. | Longstar | FE-IIS-30W/27 | FE-IIS-30W/27 |  | CFL Bare Spiral | General Purpose Replacement | E26 (Medium) | Omnidirectional | CFL | 2 | 125 | 131.3 | 68.3 |  | 2 |  | 2100 | 30 | 70 | No | 10000 | 2700 | 82 | -10 | 0.6 | -18 |  |  |  | Damp Location Rated |  |  |  | 2014-08-11 | 2014-09-11 | United States | ES_89389_FE-IIS-30W/27_09112014100441_1023652 | 2219254
Xiamen Longstar Lighting Company, Ltd. | Longstar | FE-IISB-13W | FE-IISB-13W |  | CFL Bare Spiral | General Purpose Replacement | E26 (Medium) | Omnidirectional | CFL | 2 | 60 | 103.6 | 44.9 |  | 1.8 |  | 900 | 13.5 | 66.7 | No | 12000 | 2700 | 81 | -20 | 0.6 | -20 |  |  |  | Not for Use in Enclosed Fixtures |  |  |  | 2014-10-17 | 2014-10-17 | United States, Canada | ES_89389_FE-IISB-13W_10172014040220_1023698 | 2222687
Xiamen Longstar Lighting Company, Ltd. | Longstar | FE-IISB-14W/27 | FE-IISB-14W/27 |  | CFL Bare Spiral | General Purpose Replacement | E26 (Medium) | Omnidirectional | CFL | 2 | 60 | 103 | 45 |  | 1.8 |  | 900 | 14 | 64.3 | No | 12000 | 2700 | 81 | -21 | 0.6 | -20 |  |  |  | Damp Location Rated |  |  |  | 2014-09-19 | 2014-09-19 | United States, Canada | ES_89389_FE-IISB-14/27_09192014015440_1023674 | 2219856
Xiamen Longstar Lighting Company, Ltd. | Longstar | FE-IISB-14W/27K | FE-IISB-14W/27K |  | CFL Bare Spiral | General Purpose Replacement | E26 (Medium) | Omnidirectional | CFL | 2 | 60 | 102.9 | 45.3 |  | 1.8 |  | 900 | 14 | 64.3 | No | 12000 | 2700 | 81 | -21 | 0.6 | -15 |  |  |  | Damp Location Rated |  |  |  | 2014-07-25 | 2014-08-08 | United States | ES_89389_FE-IISB-14W/27K_08082014020110_1023651 | 2217301
Xiamen Longstar Lighting Company, Ltd. | Longstar | FE-IISB-14W/41 | FE-IISB-14W/41 |  | CFL Bare Spiral | General Purpose Replacement | E26 (Medium) | Omnidirectional | CFL | 2 | 60 | 102.8 | 46.5 |  | 1.8 |  | 900 | 14 | 64.3 | No | 10000 | 4100 | 82 | 31 | 0.6 | -18 |  |  |  | Damp Location Rated |  |  |  | 2014-08-08 | 2014-09-09 | United States | ES_89389_FE-IISB-14W/41_09092014040730_1023651 | 2219028
Xiamen Longstar Lighting Company, Ltd. | Longstar | FE-IISB-14W/50k | FE-IISB-14W/50k |  | CFL Bare Spiral | General Purpose Replacement | E26 (Medium) | Omnidirectional | CFL | 2 | 60 | 103.2 | 45.1 |  | 1.8 |  | 850 | 14 | 60.7 | No | 10000 | 5000 | 82 | 46 | 0.6 | -18 |  |  |  | Damp Location Rated |  |  |  | 2014-08-20 | 2014-09-10 | United States | ES_89389_FE-IISB-14W/50k_09102014074550_1023658 | 2219032
Xiamen Longstar Lighting Company, Ltd. | Longstar | FE-IISB-19W | FE-IISB-19W |  | CFL Bare Spiral | General Purpose Replacement | E26 (Medium) | Omnidirectional | CFL | 2 | 75 | 103.6 | 56.4 |  | 2 |  | 1260 | 19 | 66.3 | No | 10000 | 2700 | 82 | 13 | 0.6 | -20 |  |  |  | Damp Location Rated,Not for Use in Enclosed Fixtures |  |  |  | 2014-10-24 | 2014-11-04 | United States, Canada | ES_89389_FE-IISB-19W_11042014112221_1023703 | 2224224
Xiamen Longstar Lighting Company, Ltd. | Longstar | FE-IISB-19W/27K | FE-IISB-19W/27K |  | CFL Bare Spiral | General Purpose Replacement | E26 (Medium) | Omnidirectional | CFL | 2 | 75 | 103.5 | 56.6 |  | 2 |  | 1260 | 19 | 66.3 | No | 12000 | 2700 | 81 | -22 | 0.6 | -15 |  |  |  | Damp Location Rated |  |  |  | 2014-07-25 | 2014-08-12 | United States | ES_89389_FE-IISB-19W/27K_08122014015550_1023651 | 2217302
Xiamen Longstar Lighting Company, Ltd. | Longstar | FE-IISB-19W/50 | FE-IISB-19W/50 |  | CFL Bare Spiral | General Purpose Replacement | E26 (Medium) | Omnidirectional | CFL | 2 | 75 | 105.8 | 57.5 |  | 2 |  | 1200 | 19 | 63.2 | No | 10000 | 5000 | 84 | 38 | 0.6 | -18 |  |  |  | Damp Location Rated |  |  |  | 2014-08-06 | 2014-09-11 | United States | ES_89389_FE-IISB-19W/50_09122014084110_1023649 | 2219260
Xiamen Longstar Lighting Company, Ltd. | Longstar | FE-IISB-23W/27 | FE-IISB-23W/27 |  | CFL Bare Spiral | General Purpose Replacement | E26 (Medium) | Omnidirectional | CFL | 2 | 100 | 112.5 | 60.7 |  | 2 |  | 1600 | 23.3 | 68.7 | No | 12000 | 2700 | 82 | -22 | 0.6 | -20 |  |  |  | Not for Use in Enclosed Fixtures |  |  |  | 2014-10-20 | 2014-10-20 | United States, Canada | ES_89389_FE-IISB-23W/27_10212014100221_1023699 | 2222914
Xiamen Longstar Lighting Company, Ltd. | Longstar | FE-IISB-23W/27k | FE-IISB-23W/27k |  | CFL Bare Spiral | General Purpose Replacement | E26 (Medium) | Omnidirectional | CFL | 2 | 100 | 112.1 | 60.7 |  | 2 |  | 1600 | 23 | 69.6 | No | 12000 | 2700 | 81 | -23 | 0.6 | -18 |  |  |  | Damp Location Rated |  |  |  | 2014-08-08 | 2014-09-05 | United States | ES_89389_FE-IISB-23W/27k_09052014011220_1023651 | 2218742
Xiamen Longstar Lighting Company, Ltd. | Longstar | FE-IISB-23W/41 | FE-IISB-23W/41 |  | CFL Bare Spiral | General Purpose Replacement | E26 (Medium) | Omnidirectional | CFL | 2 | 100 | 112.8 | 60.7 |  | 2.4 |  | 1600 | 23 | 69.6 | No | 10000 | 4100 | 82 | 31 | 0.6 | -18 |  |  |  | Damp Location Rated |  |  |  | 2014-08-06 | 2014-09-10 | United States | ES_89389_FE-IISB-23W/41_09102014075110_1023650 | 2219033
Xiamen Longstar Lighting Company, Ltd. | Longstar | FE-IISB-23W/50k | FE-IISB-23W/50k |  | CFL Bare Spiral | General Purpose Replacement | E26 (Medium) | Omnidirectional | CFL | 2 | 100 | 112.8 | 59.9 |  | 2 |  | 1600 | 23 | 69.6 | No | 10000 | 5000 | 82 | 36 | 0.6 | -18 |  |  |  | Damp Location Rated |  |  |  | 2014-08-07 | 2014-09-10 | United States | ES_89389_FE-IISB-23W/50k_09102014075620_1023650 | 2219034
Xiamen Longstar Lighting Company, Ltd. | Longstar | FE-IISB-26W/27 | FE-IISB-26W/27 |  | CFL Bare Spiral | General Purpose Replacement | E26 (Medium) | Omnidirectional | CFL | 2 | 100 | 115.2 | 60.5 |  | 2 |  | 1750 | 26 | 67.3 | No | 12000 | 2700 | 81 | -27 | 0.6 | -18 |  |  |  | Damp Location Rated |  |  |  | 2014-08-08 | 2014-09-11 | United States | ES_89389_FE-IISB-26W/27_09112014103441_1023651 | 2219257
Xiamen Longstar Lighting Company, Ltd. | Longstar | FE-IISB-9W/27 | FE-IISB-9W/27 |  | CFL Bare Spiral | General Purpose Replacement | E26 (Medium) | Omnidirectional | CFL | 2 | 40 | 91.5 | 43.2 |  | 1.8 |  | 550 | 9 | 61.1 | No | 10000 | 2700 | 82 | -21 | 0.6 | -18 |  |  |  | Damp Location Rated |  |  |  | 2014-08-12 | 2014-09-11 | United States | ES_89389_FE-IISB-9W/27_09112014105001_1023653 | 2219258
Xiamen Longstar Lighting Company, Ltd. | Longstar | FE-IISB-9W/41 | FE-IISB-9W/41 |  | CFL Bare Spiral | General Purpose Replacement | E26 (Medium) | Omnidirectional | CFL | 2 | 40 | 91.3 | 42.7 |  | 1.8 |  | 495 | 9 | 55 | No | 10000 | 4100 | 84 | 36 | 0.6 | -18 |  |  |  | Damp Location Rated |  |  |  | 2014-08-11 | 2014-09-11 | United States | ES_89389_FE-IISB-9W/41_09112014101001_1023652 | 2219255
Xiamen Longstar Lighting Company, Ltd. | Longstar | FE-IISG-13W | FE-IISG-13W |  | CFL Bare Spiral | General Purpose Replacement | GU24 | Omnidirectional | CFL | 2 | 60 | 91.6 | 45.6 |  | 1.8 |  | 900 | 13 | 69.2 | No | 10000 | 2700 | 81 | -22 | 0.6 | -18 |  |  |  | Damp Location Rated |  |  |  | 2014-08-08 | 2014-09-05 | United States, Canada | ES_89389_FE-IISG-13W_09052014011730_1023651 | 2218733
Xiamen Longstar Lighting Company, Ltd. | Longstar | FE-IISG-14W | FE-IISG-14W |  | CFL Bare Spiral | General Purpose Replacement | GU24 | Omnidirectional | CFL | 2 | 60 | 93.1 | 45.7 |  | 1.8 |  | 900 | 14.3 | 64.3 | No | 10000 | 2700 | 82 | -6 | 0.6 | -18 |  |  |  | Damp Location Rated |  |  |  | 2014-08-07 | 2014-09-15 | United States | ES_89389_FE-IISG-14W_09152014020550_1023650 | 2219539
Xiamen Longstar Lighting Company, Ltd. | Longstar | FE-IISG-19W | FE-IISG-19W |  | CFL Bare Spiral | General Purpose Replacement | GU24 | Omnidirectional | CFL | 2 | 75 | 96.9 | 55.9 |  | 2 |  | 1200 | 19 | 63.2 | No | 10000 | 2700 | 82 | -7 | 0.6 | -18 |  |  |  | Damp Location Rated |  |  |  | 2014-08-18 | 2014-09-15 | United States | ES_89389_FE-IISG-19W_09152014022110_1023654 | 2219541
Xiamen Longstar Lighting Company, Ltd. | Longstar | FE-IISG-23w/27 | FE-IISG-23w/27 |  | CFL Bare Spiral | General Purpose Replacement | GU24 | Omnidirectional | CFL | 2 | 100 | 104.4 | 60.1 |  | 2 |  | 1600 | 23.3 | 69.6 | No | 10000 | 2700 | 81 | -24 | 0.6 | -18 |  |  |  | Damp Location Rated |  |  |  | 2014-08-15 | 2014-09-15 | United States | ES_89389_FE-IISG-23w/27_09152014022840_1023658 | 2219542
Xiamen Longstar Lighting Company, Ltd. | Longstar | FE-ISM-26W/2700k | FE-ISM-26W/2700k |  | CFL Bare Spiral | General Purpose Replacement | E26 (Medium) | Omnidirectional | CFL | 2 | 100 | 185.4 | 59.3 |  | 2 |  | 1700 | 26 | 65.4 | Yes | 10000 | 2700 | 82 | -10 | 0.5 | -18 |  |  |  | Damp Location Rated |  |  |  | 2014-08-08 | 2014-09-15 | United States | ES_89389_FE-ISM-26W/2700k_09152014021730_1023651 | 2219540
Xiamen Longstar Lighting Company, Ltd. | Longstar | FE-R30-15W/27k | FE-R30-15W/27k |  | BR30 | Reflector (Flood/Spot) | E26 (Medium) | Directional | CFL | 2 | 65 | 136.4 | 94.8 |  | 1.5 |  | 750 | 15 | 50 | No | 10000 | 2700 | 83 | -3 | 0.6 | -18 |  |  |  | Damp Location Rated |  |  |  | 2014-08-15 | 2014-09-11 | United States | ES_89389_FE-R30-15W/27k_09112014104001_1023654 | 2219253
Xiamen Longstar Lighting Company, Ltd. | Longstar | FE-R40-23W | FE-R40-23W |  | BR40 | Reflector (Flood/Spot) | E26 (Medium) | Directional | CFL | 2 | 85 | 160.2 | 119.8 |  | 1.8 |  | 1200 | 23.6 | 50.9 | No | 10000 | 2700 | 82 | -5 | 0.6 | -18 |  |  |  | Damp Location Rated |  |  |  | 2014-08-22 | 2014-09-15 | United States | ES_89389_FE-R40-23W_09152014022550_1023657 | 2219549
Xiamen Longstar Lighting Company, Ltd. | Longstar | L2-A19-7W-27 | L2-A19-7W-27 |  | A19 | General Purpose Replacement | E26 (Medium) | Omnidirectional | LED | 3 | 40 | 112 | 64 |  |  |  | 470 | 7 | 67.1 | No | 25000 | 2700 | 82 | 16 | 0.9 | -20 |  |  |  | None |  |  |  | 2014-04-22 | 2014-04-22 | United States | ES_89389_L2-A19-7W-27_08282014095110_1023599 | 2218046
Xiamen Longstar Lighting Company, Ltd. | Longstar | L2-A19-9.8W-27 | L2-A19-9.8W-27 |  | A19 | General Purpose Replacement | E26 (Medium) | Omnidirectional | LED | 3 | 60 | 112 | 63.5 |  |  |  | 800 | 9.8 | 81.6 | No | 25000 | 2700 | 81 | 10 | 0.9 | -20 |  |  |  | None |  |  |  | 2014-04-22 | 2014-04-22 | United States | ES_89389_L2-A19-9.8W-27_08282014094730_1023596 | 2218045
Xiamen Longstar Lighting Company, Ltd. | Longstar | L2-CANDLED-5W-30 | L2-CANDLED-5W-30 |  | Decorative Candle: Other | Decorative | E12 (Candelabra) | Decorative | LED | 3 | 40 | 97 | 35 |  |  |  | 325 | 5 | 65 | No | 25000 | 3000 | 82 | 17 | 0.9 | -20 | Dimmable | 9% |  | None |  |  |  | 2014-04-15 | 2014-04-15 | United States | ES_89389_L2-CANDLED-5W-30_08282014094440_1023596 | 2218044
Xiamen Longstar Lighting Company, Ltd. | Longstar | L2-G16D-5W-30 | L2-G16D-5W-30 |  | G16.5 | Globe | E26 (Medium) | Omnidirectional | LED | 3 | 40 | 82.7 | 49.8 |  |  |  | 350 | 5 | 70 | No | 25000 | 3000 | 84 | 19 | 0.7 | -20 | Dimmable | 8% |  | None |  |  |  | 2014-04-23 | 2014-04-23 | United States | ES_89389_L2-G16D-5W-30_08282014100731_1023600 | 2218047
Xiamen Longstar Lighting Company, Ltd. | Longstar | L3-A19D30-9W-2700 | L3-A19D30-9W-2700 |  | A19 | General Purpose Replacement | E26 (Medium) | Omnidirectional | LED | 3 | 60 | 112.3 | 60.9 |  |  |  | 800 | 9.8 | 81.6 | No | 25000 | 2700 | 81 | 5 | 0.9 | -20 | Dimmable | 10% |  | Damp Location Rated,Not for Use in Enclosed Fixtures |  |  |  | 2014-11-10 | 2014-11-10 | United States | ES_89389_L3-A19D30-9W-2700_12312014093110_1023711 | 2230263
Xiamen Longstar Lighting Company, Ltd. | Longstar | L4-A19D30C-11W-27 | L4-A19D30C-11W-27 |  | A19 | General Purpose Replacement | E26 (Medium) | Omnidirectional | LED | 3 | 75 | 112.3 | 63.7 |  |  |  | 1100 | 11 | 100 | No | 25000 | 2700 | 82 | 8 | 0.9 | -20 | Dimmable | 10% |  | Damp Location Rated,Not for Use in Enclosed Fixtures |  |  |  | 2015-04-07 | 2015-11-02 | United States, Canada | ES_89389_L4-A19D30C-11W-27_11022015121111_1023789 | 2251598
Xiamen Longstar Lighting Company, Ltd. | Longstar | L5-A19D30-12W-27 | L5-A19D30-12W-27 |  | A19 | General Purpose Replacement | E26 (Medium) | Omnidirectional | LED | 3 | 75 | 112 | 63.7 |  |  |  | 1100 | 12 | 91.7 | No | 25000 | 2700 | 83 | 12 | 0.9 | -20 | Dimmable | 10% | No | Damp Location Rated | No |  |  | 2016-05-10 | 2016-05-27 | United States, Canada | ES_89389_L5-A19D30-12W-27_05312016030220_1024017 | 2268374
Xiamen Longstar Lighting Company, Ltd. | Longstar | LED A Lamp | L5-A19DG30-10W-30S |  | A19 | General Purpose Replacement | E26 (Medium) | Omnidirectional | LED | 3 | 60 | 108.9 | 59.8 |  |  |  | 800 | 10 | 80 | No | 25000 | 3000 | 94 | 66 | 1 | -20 | Dimmable | 10% | No | Damp Location Rated,Not for Use in Recessed Fixtures | No |  |  | 2016-09-30 | 2016-09-30 | United States, Canada | ES_89389_L5-A19DG30-10W-30S_09302016150209_5439193 | 2280468
Xiamen Longstar Lighting Company, Ltd. | Longstar | LED A Lamp | L6-A19DEC-9W-30 |  | A19 | General Purpose Replacement | E26 (Medium) | Omnidirectional | LED | 3 | 60 | 112 | 60 |  |  |  | 800 | 9 | 88.9 | No | 25000 | 3000 | 83 | 10 | 0.9 | -20 | Dimmable | 10% | Yes | Damp Location Rated,Recessed Fixtures | No |  |  | 2016-08-20 | 2016-08-16 | United States, Canada | ES_89389_L6-A19DEC-9W-30_08162016150202_3481990 | 2276241
Xiamen Longstar Lighting Company, Ltd. | Longstar | LED A Lamp | L6-A19DJ-9W-30 |  | A19 | General Purpose Replacement | E26 (Medium) | Omnidirectional | LED | 3 | 60 | 112 | 60 |  |  |  | 800 | 9 | 88.9 | No | 25000 | 3000 | 83 | 10 | 0.9 | -20 | Dimmable | 10% | No | Damp Location Rated,Not for Use in Recessed Fixtures | No |  |  | 2016-08-20 | 2016-08-16 | United States, Canada | ES_89389_L6-A19DJ-9W-30_08162016150222_3428913 | 2276242
Yankon Lighting, Inc. | Yankon | LED Lamps | YGA03A46-8.5W-827-D |  | A19 | General Purpose Replacement | E26 (Medium) | Omnidirectional | LED | 3 | 60 | 110 | 60 |  |  |  | 800 | 8.5 | 94 | No | 25000 | 2700 | 80 | 1 | 0.9 | -20 | Dimmable |  |  | None |  |  |  | 2016-01-05 | 2016-01-05 | United States, Canada | ES_1133408_YGA03A46-8.5W-827-D_01052016140612_9776025 | 2255980
Xiamen Longstar Lighting Company, Ltd. | Longstar | LED BR LAMP | L4-BR20D-7W-27K |  | R20 | Reflector (Flood/Spot) | E26 (Medium) | Directional | LED | 3 | 50 | 98 | 63.2 |  |  |  | 550 | 7 | 78.6 | No | 25000 | 2700 | 82 | 7 | 0.9 | -20 | Dimmable | 10% | No | Damp Location Rated | No |  |  | 2016-05-22 | 2016-05-18 | United States, Canada | ES_89389_L4-BR20D-7W-27K_05182016152722_3189941 | 2267762
Xiamen Yankon Energetic Lighting Co., Ltd. | Yankon | BR30 CFL | YK506 15W |  | BR30 | Reflector (Flood/Spot) | E26 (Medium) | Directional | CFL | 2 | 65 | 136.5 | 94.5 |  | 2.5 |  | 750 | 15 | 50 | No | 10000 | 2700 | 83 | -4 | 0.6 | -15 |  |  |  | Damp Location Rated,Enclosed Fixtures,Wet Location Rated,Recessed Fixtures |  |  |  | 2014-09-12 | 2014-09-17 | United States | ES_1081353_YK506 15W_09172014120445_4937684 | 2221943
Xiamen Yankon Energetic Lighting Co., Ltd. | Yankon | BR30 CFL | YK506 16W-A |  | BR30 | Reflector (Flood/Spot) | E26 (Medium) | Directional | CFL | 2 | 65 | 135.8 | 93.2 |  | 2.5 |  | 750 | 16 | 46.9 | No | 10000 | 2700 | 82 | -3 | 0.6 | -15 |  |  |  | Damp Location Rated,Enclosed Fixtures,Wet Location Rated,Recessed Fixtures |  |  |  | 2014-09-12 | 2014-09-17 | United States | ES_1081353_YK506 16W-A_09172014122444_2568601 | 2221944
Xiamen Yankon Energetic Lighting Co., Ltd. | Yankon | BR40 CFL | YK517 23W-R40 |  | BR40 | Reflector (Flood/Spot) | E26 (Medium) | Directional | CFL | 2 | 75 | 151 | 119.1 |  | 2.5 |  | 1200 | 23 | 52.2 | No | 10000 | 2700 | 83 | -8 | 0.6 | -15 |  |  |  | Damp Location Rated,Enclosed Fixtures,Wet Location Rated |  |  |  | 2014-09-30 | 2014-10-07 | United States, Canada | ES_1081353_YK517 23W-R40_10072014163557_0913636 | 2221986
Xiamen Yankon Energetic Lighting Co., Ltd. | Yankon | Compact Filourescent Lamp | FE117 10W 2700K |  | CFL Globe | Globe | E26 (Medium) | Decorative | CFL | 2 | 60 | 110 | 80 |  | 2 |  | 550 | 10 | 55 | No | 10000 | 2700 | 83 | -6 | 0.6 | -15 |  |  |  | None |  |  |  | 2014-07-30 | 2014-07-18 | United States | ES_1081353_FE117 10W 2700K_07212014112653_9130018 | 2216015
Xiamen Yankon Energetic Lighting Co., Ltd. | Yankon | Compact Filourescent Lamp | FE117 15W |  | CFL Globe | Globe | E26 (Medium) | Decorative | CFL | 2 | 100 | 110 | 80 |  | 2 |  | 800 | 15 | 53.3 | No | 10000 | 2700 | 83 | -14 | 0.6 | -15 |  |  |  | None |  |  |  | 2014-06-25 | 2014-06-16 | United States | ES_1081353_FE117 15W_07092014184637_7835754 | 2214884
Xiamen Yankon Energetic Lighting Co., Ltd. | Yankon | Compact Filourescent Lamp | YK101 11W 2700K |  | CFL Bare Spiral | General Purpose Replacement | E26 (Medium) | Omnidirectional | CFL | 2 | 40 | 125 | 46 |  | 2 |  | 700 | 11 | 63.6 | No | 10000 | 2700 | 83 | -2 | 0.5 | -15 |  |  |  | None |  |  |  | 2014-06-28 | 2014-07-16 | United States | ES_1081353_YK101 11W 2700K_07182014134219_8902538 | 2215750
Xiamen Yankon Energetic Lighting Co., Ltd. | Yankon | Compact Filourescent Lamp | YK101 11W 3000K |  | CFL Bare Spiral | General Purpose Replacement | E26 (Medium) | Omnidirectional | CFL | 2 | 40 | 105 | 45 |  | 2 |  | 700 | 11 | 63.6 | No | 10000 | 3000 | 83 | 6 | 0.5 | -15 |  |  |  | None |  |  |  | 2014-06-30 | 2014-07-16 | United States | ES_1081353_YK101 11W 3000K_07182014134409_1176564 | 2215741
Xiamen Yankon Energetic Lighting Co., Ltd. | Yankon | Compact Filourescent Lamp | YK172 13W 2700K |  | CFL Bare Spiral | General Purpose Replacement | E26 (Medium) | Omnidirectional | CFL | 2 | 60 | 109 | 50 |  | 2 |  | 900 | 13 | 69.2 | No | 12000 | 2700 | 83 | -5 | 0.6 | -15 |  |  |  | None |  |  |  | 2014-06-25 | 2014-06-18 | United States | ES_1081353_YK172 13W 2700K_07092014184743_5750760 | 2214880
Xiamen Yankon Energetic Lighting Co., Ltd. | Yankon | Compact Filourescent Lamp | YK172 13W 3000K |  | CFL Bare Spiral | General Purpose Replacement | E26 (Medium) | Omnidirectional | CFL | 2 | 60 | 108 | 49 |  | 2 |  | 900 | 13 | 69.2 | No | 12000 | 3000 | 83 | -4 | 0.6 | -15 |  |  |  | None |  |  |  | 2014-06-25 | 2014-06-18 | United States | ES_1081353_YK172 13W 3000K_07092014184759_2922660 | 2214879
Xiamen Yankon Energetic Lighting Co., Ltd. | Yankon | Compact Filourescent Lamp | YK172 13W 3500K |  | CFL Bare Spiral | General Purpose Replacement | E26 (Medium) | Omnidirectional | CFL | 2 | 60 | 107 | 49 |  | 2 |  | 900 | 13 | 69.2 | No | 12000 | 3500 | 83 | 10 | 0.5 | -15 |  |  |  | None |  |  |  | 2014-06-25 | 2014-06-18 | United States | ES_1081353_YK172 13W 3500K_07092014184809_1211316 | 2214878
Xiamen Yankon Energetic Lighting Co., Ltd. | Yankon | Compact Filourescent Lamp | YK172 13W 6500K |  | CFL Bare Spiral | General Purpose Replacement | E26 (Medium) | Omnidirectional | CFL | 2 | 60 | 108 | 49 |  | 2 |  | 900 | 13 | 69.2 | No | 12000 | 6500 | 84 | 49 | 0.6 | -15 |  |  |  | None |  |  |  | 2014-06-25 | 2014-06-18 | United States | ES_1081353_YK172 13W 6500K_07092014184821_2539563 | 2214877
Xiamen Yankon Energetic Lighting Co., Ltd. | Yankon | Compact Filourescent Lamp | YK172 7W 2700K |  | CFL Bare Spiral | General Purpose Replacement | E26 (Medium) | Omnidirectional | CFL | 2 | 40 | 98 | 51 |  | 2 |  | 450 | 7 | 69.8 | No | 10000 | 2700 | 84 | -10 | 0.6 | -15 |  |  |  | None |  |  |  | 2014-06-25 | 2014-06-18 | United States | ES_1081353_YK172 7W 2700K_07092014184732_2923358 | 2214881
Xiamen Yankon Energetic Lighting Co., Ltd. | Yankon | Compact Filourescent Lamp | YK275 14W |  | CFL A-type | General Purpose Replacement | E26 (Medium) | Decorative | CFL | 2 | 60 | 116 | 63 |  | 2 |  | 800 | 13 | 67.1 | No | 10000 | 2700 | 83 | -10 | 0.6 | -15 |  |  |  | None |  |  |  | 2014-04-25 | 2014-05-28 | United States | ES_1081353_YK275 14W_06122014144103_1976544 | 2213625
Xiamen Yankon Energetic Lighting Co., Ltd. | Yankon | Compact Filourescent Lamp | YK511 13W 2700K |  | CFL Bare Spiral | General Purpose Replacement | E26 (Medium) | Omnidirectional | CFL | 2 | 60 | 115 | 46 |  | 2 |  | 825 | 13 | 63.5 | No | 10000 | 2700 | 83 | -7 | 0.6 | -15 |  |  |  | None |  |  |  | 2014-06-28 | 2014-07-16 | United States | ES_1081353_YK511 13W 2700K_07182014134228_9439925 | 2215749
Xiamen Yankon Energetic Lighting Co., Ltd. | Yankon | Compact Filourescent Lamp | YK512 19W 2700K |  | CFL Bare Spiral | General Purpose Replacement | E26 (Medium) | Omnidirectional | CFL | 2 | 75 | 121 | 60 |  | 2 |  | 1250 | 19 | 65.8 | No | 10000 | 2700 | 83 | -7 | 0.5 | -15 |  |  |  | None |  |  |  | 2014-06-28 | 2014-07-07 | United States | ES_1081353_YK512 19W 2700K_07142014160337_3637791 | 2215318
Xiamen Yankon Energetic Lighting Co., Ltd. | Yankon | Compact Filourescent Lamp | YK512 23W 3500K |  | CFL Bare Spiral | General Purpose Replacement | E26 (Medium) | Omnidirectional | CFL | 2 | 100 | 132 | 60 |  | 1.5 |  | 1600 | 24.1 | 66.6 | No | 10000 | 3500 | 83 | 15 | 0.6 | -15 |  |  |  | None |  |  |  | 2014-11-20 | 2014-11-14 | United States | ES_1081353_YK512 23W 3500K_11212014165013_6626574 | 2225669
Xiamen Yankon Energetic Lighting Co., Ltd. | Yankon | Compact Filourescent Lamp | YK515 19W |  | CFL Bare Spiral | General Purpose Replacement | E26 (Medium) | Omnidirectional | CFL | 2 | 75 | 115 | 59 |  | 2 |  | 1250 | 19 | 65.8 | No | 10000 | 2700 | 83 | -7 | 0.5 | -15 |  |  |  | None |  |  |  | 2014-06-30 | 2014-07-21 | United States | ES_1081353_YK515 19W_07222014141030_8504023 | 2216148
Xiamen Yankon Energetic Lighting Co., Ltd. | Yankon | Compact Filourescent Lamp | YK518 7W 2700K |  | CFL Candle | Decorative | E12 (Candelabra) | Decorative | CFL | 2 | 40 | 105 | 40 |  | 2 |  | 350 | 7 | 50 | No | 10000 | 2700 | 81 | -5 | 0.6 | -15 |  |  |  | None |  |  |  | 2014-06-28 | 2014-07-07 | United States | ES_1081353_YK518 7W 2700K_07142014160407_9116616 | 2215315
Xiamen Yankon Energetic Lighting Co., Ltd. | Yankon | Compact Filourescent Lamp | YK518 9W 2700K |  | CFL Candle | Decorative | E12 (Candelabra) | Decorative | CFL | 2 | 40 | 105 | 40 |  | 2 |  | 450 | 9 | 50 | No | 10000 | 2700 | 82 | -8 | 0.6 | -15 |  |  |  | None |  |  |  | 2014-06-28 | 2014-07-07 | United States | ES_1081353_YK518 9W 2700K_07142014160347_3125770 | 2215317
Xiamen Yankon Energetic Lighting Co., Ltd. | Yankon | Compact Fluorescent Lamp | FE101B 11S |  | CFL Bare Spiral | General Purpose Replacement | E26 (Medium) | Omnidirectional | CFL | 2 | 40 | 125 | 46 |  | 1.5 |  | 700 | 11 | 63.6 | No | 10000 | 2700 | 83 | -2 | 0.6 | -15 |  |  |  | None |  |  |  | 2014-05-19 | 2014-05-28 | United States | ES_1081353_FE101B 11S_06052014160824_5517520 | 2212510
Xiamen Yankon Energetic Lighting Co., Ltd. | Yankon | Compact Fluorescent Lamp | YK512 23W 2700K |  | CFL Bare Spiral | General Purpose Replacement | E26 (Medium) | Omnidirectional | CFL | 2 | 100 | 132 | 60 |  | 1.5 |  | 1600 | 23.4 | 69.6 | No | 10000 | 2700 | 82 | -7 | 0.6 | -15 |  |  |  | None |  |  |  | 2014-09-30 | 2014-10-07 | United States | ES_1081353_YK512 23W 2700K_10092014143639_1334607 | 2222046
Xiamen Yankon Energetic Lighting Co., Ltd. | Yankon | Compact Fluorescent Lamp | YK512 23W 6500K |  | CFL Bare Spiral | General Purpose Replacement | E26 (Medium) | Omnidirectional | CFL | 2 | 100 | 132 | 60 |  | 1.5 |  | 1600 | 24.2 | 69.6 | No | 10000 | 6500 | 84 | 44 | 0.6 | -15 |  |  |  | None |  |  |  | 2014-10-30 | 2014-10-31 | United States | ES_1081353_YK512 23W 6500K_10312014155217_4864232 | 2224089
Xiamen Yankon Energetic Lighting Co., Ltd. | Yankon | Compact Fluorescent Lamp | YK515 23W |  | CFL Bare Spiral | General Purpose Replacement | E26 (Medium) | Omnidirectional | CFL | 2 | 100 | 124 | 60 |  | 1.5 |  | 1600 | 23 | 69.6 | No | 10000 | 2700 | 82 | -7 | 0.6 | -15 |  |  |  | None |  |  |  | 2014-09-30 | 2014-10-07 | United States | ES_1081353_YK515 23W_10092014143652_2738532 | 2222045
Xiamen Yankon Energetic Lighting Co., Ltd. | Yankon | Compact Fluorescent Lamp | YK530 10W |  | CFL Bare Spiral | General Purpose Replacement | E26 (Medium) | Omnidirectional | CFL | 2 | 40 | 96 | 39 |  | 1.5 |  | 650 | 10 | 65 | No | 12000 | 2700 | 83 | -10 | 0.6 | -15 |  |  |  | None |  |  |  | 2014-05-19 | 2014-05-28 | United States | ES_1081353_YK530 10W_06052014160836_9813637 | 2212509
Xiamen Yankon Energetic Lighting Co., Ltd. | Yankon | Compact Fluorescent Lamp | YK530 13W |  | CFL Bare Spiral | General Purpose Replacement | E26 (Medium) | Omnidirectional | CFL | 2 | 60 | 102 | 39 |  | 1.5 |  | 900 | 13 | 69.2 | No | 12000 | 2700 | 82 | -7 | 0.6 | -15 |  |  |  | None |  |  |  | 2014-05-19 | 2014-05-28 | United States | ES_1081353_YK530 13W_06052014160847_7435981 | 2212508
Xiamen Yankon Energetic Lighting Co., Ltd. | Yankon | Compact Fluorescent Lamp | YK531 20W |  | CFL Bare Spiral | General Purpose Replacement | E26 (Medium) | Omnidirectional | CFL | 2 | 75 | 105 | 52 |  | 1.5 |  | 1300 | 20 | 65 | No | 12000 | 2700 | 82 | -7 | 0.6 | -15 |  |  |  | None |  |  |  | 2014-05-19 | 2014-05-28 | United States | ES_1081353_YK531 20W_06052014160858_1946312 | 2212507
Xiamen Yankon Energetic Lighting Co., Ltd. | Yankon | Compact Fluorescent Lamp | YK531 23W |  | CFL Bare Spiral | General Purpose Replacement | E26 (Medium) | Omnidirectional | CFL | 2 | 100 | 113 | 52 |  | 1.5 |  | 1640 | 23 | 75.4 | No | 12000 | 2700 | 82 | -7 | 0.6 | -15 |  |  |  | None |  |  |  | 2014-05-19 | 2014-05-28 | United States | ES_1081353_YK531 23W_06052014160908_4257318 | 2212506
Xiamen Yankon Energetic Lighting Co., Ltd. | Yankon | Compact Fluorescent Lamp | YK536 11W |  | CFL Reflector | Reflector (Flood/Spot) | E26 (Medium) | Directional | CFL | 2 | 40 | 100 | 63 |  | 2 |  | 440 | 11 | 40 | No | 10000 | 2700 | 83 | -9 | 0.6 | -15 |  |  |  | None |  |  |  | 2014-05-19 | 2014-05-28 | United States | ES_1081353_YK536 11W_06052014161115_3335253 | 2212462
Xiamen Yankon Energetic Lighting Co., Ltd. | Yankon | T2 Spiral Lamp | YK213 13W |  | CFL Bare Spiral | General Purpose Replacement | E26 (Medium) | Omnidirectional | CFL | 2 | 60 | 95.1 | 45.5 |  | 2.5 |  | 800 | 13 | 61.5 | No | 10000 | 2700 | 82 | -4 | 0.6 | -15 |  |  |  | Damp Location Rated,Enclosed Fixtures,Not for Use in Recessed Fixtures |  |  |  | 2014-12-11 | 2014-12-09 | United States, Canada | ES_1081353_YK213 13W_12092014110330_4356783 | 2229486
Xiamen Yankon Energetic Lighting Co., Ltd. | Yankon | T3 Spiral Lamp | FE151A-GU24 23S 2700K |  | CFL Bare Spiral | General Purpose Replacement | GU24 | Omnidirectional | CFL | 2 | 100 | 113.2 | 60.1 |  | 2.5 |  | 1600 | 23 | 69.6 | No | 10000 | 2700 | 82 | -8 | 0.6 | -15 |  |  |  | Damp Location Rated,Not for Use in Recessed Fixtures,Not for Use in Enclosed Fixtures |  |  |  | 2014-11-14 | 2014-11-18 | United States, Canada | ES_1081353_FE151A-GU24 23S 2700K_11182014100427_3025891 | 2226227
Yankon Lighting, Inc. | Yankon | LED-BR30 | YGA08A50-BR30-10W-827-Z |  | BR30 | Reflector (Flood/Spot) | E26 (Medium) | Directional | LED | 5 | 65 | 127 | 95 |  |  | 120 | 650 | 10 | 65 | No | 25000 | 2700 | 81 | 6 | 0.9 | -20 | Dimmable | 10% |  | None |  |  |  | 2014-03-01 | 2015-08-19 | United States, Canada | ES_1133408_YGA08A50-BR30-10W-827-Z_09012015085258_7004587 | 2246822
Yankon Lighting, Inc. | Yankon | LED-BR40 | YGA08A50-BR40-14W-827 |  | BR40 | Reflector (Flood/Spot) | E26 (Medium) | Directional | LED | 5 | 85 | 162 | 121 |  |  |  | 1100 | 14 | 78.6 | No | 25000 | 2700 | 83 | 13 | 0.9 | -20 | Dimmable | 10% |  | None |  |  |  | 2015-06-10 | 2015-08-19 | United States, Canada | ES_1133408_YGA08A50-BR40-14W-827_09012015085321_4481349 | 2246821
Yankon Lighting, Inc. | Yankon | LED Bulb | YGA03A16-17.5W-827-GU24 |  | A19 | General Purpose Replacement | GU24 | Omnidirectional | LED | 3 | 100 | 117 | 67 |  |  |  | 1600 | 17.5 | 91.4 | No | 25000 | 2700 | 81 | 6 | 0.9 | -20 | Dimmable | 10% |  | None |  |  |  | 2014-09-05 | 2015-09-15 | United States, Canada | ES_1133408_YGA03A16-17.5W-827-GU24_09222015140951_2738148 | 2248304
Yankon Lighting, Inc. | Yankon | LED Bulb | YGA03A16-17.5W-830-GU24 |  | A19 | General Purpose Replacement | GU24 | Omnidirectional | LED | 3 | 100 | 117 | 67 |  |  |  | 1600 | 17.5 | 91.4 | No | 25000 | 3000 | 82 | 13 | 0.9 | -20 | Dimmable | 10% |  | None |  |  |  | 2014-09-05 | 2015-09-15 | United States, Canada | ES_1133408_YGA03A16-17.5W-830-GU24_09222015140951_6636673 | 2248305
Yankon Lighting, Inc. | Yankon | LED JDR | YGA01A25-JDR-6.5W-827 |  | PAR16 | Reflector (Flood/Spot) | E26 (Medium) | Directional | LED | 3 | 50 | 75 | 50 | 1363 |  | 35 | 500 | 6.5 | 77 | No | 25000 | 2700 | 82 | 14 | 0.9 | -20 | Dimmable | 13% | Yes | None | No |  |  | 2016-04-30 | 2016-04-26 | United States, Canada | ES_1133408_YGA01A25-JDR-6.5W-827_05062016151850_8703018 | 2266237
Yankon Lighting, Inc. | Yankon | LED JDR | YGA01A25-JDR-6.5W-830 |  | PAR16 | Reflector (Flood/Spot) | E26 (Medium) | Directional | LED | 3 | 50 | 75 | 50 | 1101 |  | 35 | 500 | 6.5 | 77 | No | 25000 | 3000 | 83 | 14 | 0.9 | -20 | Dimmable | 13% | Yes | None | No |  |  | 2016-04-30 | 2016-04-26 | United States, Canada | ES_1133408_YGA01A25-JDR-6.5W-830_05062016151850_2698318 | 2266238
Yankon Lighting, Inc. | Yankon | LED JDR | YGA01A25-JDR-6.5W-840 |  | PAR16 | Reflector (Flood/Spot) | E26 (Medium) | Directional | LED | 3 | 50 | 75 | 50 | 1358 |  | 35 | 500 | 6.5 | 77 | No | 25000 | 4000 | 83 | 14 | 0.9 | -20 | Dimmable | 13% | Yes | None | No |  |  | 2016-04-30 | 2016-04-26 | United States, Canada | ES_1133408_YGA01A25-JDR-6.5W-840_05062016151850_7025399 | 2266239
Yankon Lighting, Inc. | Yankon | LED JDR | YGA01A25-JDR-6.5W-850 |  | PAR16 | Reflector (Flood/Spot) | E26 (Medium) | Directional | LED | 3 | 50 | 75 | 50 | 1189 |  | 35 | 500 | 6.5 | 77 | No | 25000 | 5000 | 84 | 18 | 0.9 | -20 | Dimmable | 13% | Yes | None | No |  |  | 2016-04-30 | 2016-04-26 | United States, Canada | ES_1133408_YGA01A25-JDR-6.5W-850_05062016151850_6334035 | 2266240
Yankon Lighting, Inc. | Yankon | LED Lamp BR40 | YGA08A50-BR40-14W-827-1 |  | BR40 | Reflector (Flood/Spot) | E26 (Medium) | Directional | LED | 3 | 85 | 161.6 | 120.1 |  |  | 122 | 1100 | 14 | 78.6 | No | 25000 | 2700 | 83 | 9 | 0.9 | -20 | Dimmable | 5% |  | Damp Location Rated |  |  |  | 2016-05-10 | 2016-06-24 | United States, Canada | ES_1133408_YGA08A50-BR40-14W-827-1_06242016100001_1024033 | 2270555
Yankon Lighting, Inc. | Yankon | LED Lamp BR40 | YGA08A50-BR40-14W-830-1 |  | BR40 | Reflector (Flood/Spot) | E26 (Medium) | Directional | LED | 3 | 85 | 161.6 | 120.1 |  |  | 122 | 1100 | 14 | 78.6 | No | 25000 | 3000 | 83 | 10 | 0.9 | -20 | Dimmable | 5% |  | Damp Location Rated |  |  |  | 2016-05-10 | 2016-06-24 | United States, Canada | ES_1133408_YGA08A50-BR40-14W-830-1_06242016100001_1024033 | 2270556
Yankon Lighting, Inc. | Yankon | LED Lamps | YGA03A16-18.5W-830 |  | A19 | General Purpose Replacement | E26 (Medium) | Omnidirectional | LED | 5 | 125 | 128 | 65 |  |  |  | 2000 | 18.5 | 108.1 | No | 25000 | 3000 | 81 | 1 | 1 | -20 |  |  | No | None | No |  |  | 2015-12-10 | 2016-09-21 | United States, Canada | ES_1133408_YGA03A16-18.5W-830_09272016135313_7056439 | 2280112
Yankon Lighting, Inc. | Yankon | LED Lamps | YGA03A16-18.5W-830 |  | A21 | General Purpose Replacement | E26 (Medium) | Omnidirectional | LED | 5 | 125 | 128 | 65 |  |  |  | 2000 | 18.5 | 108.1 | No | 25000 | 3000 | 81 | 1 | 1 | -20 |  |  |  | None |  |  |  | 2015-12-10 | 2015-12-11 | United States, Canada | ES_1133408_YGA03A16-18.5W-830_12222015140642_8082563 | 2255309
Yankon Lighting, Inc. | Yankon | LED Lamps | YGA03A16-18.5W-840 |  | A19 | General Purpose Replacement | E26 (Medium) | Omnidirectional | LED | 5 | 125 | 128 | 65 |  |  |  | 2000 | 18.5 | 108.1 | No | 25000 | 4000 | 82 | 6 | 1 | -20 |  |  | No | None | No |  |  | 2015-12-10 | 2016-09-21 | United States, Canada | ES_1133408_YGA03A16-18.5W-840_09272016135313_2722164 | 2280113
Yankon Lighting, Inc. | Yankon | LED Lamps | YGA03A16-18.5W-840 |  | A21 | General Purpose Replacement | E26 (Medium) | Omnidirectional | LED | 5 | 125 | 128 | 65 |  |  |  | 2000 | 18.5 | 108.1 | No | 25000 | 4000 | 82 | 6 | 1 | -20 |  |  |  | None |  |  |  | 2015-12-10 | 2015-12-11 | United States, Canada | ES_1133408_YGA03A16-18.5W-840_12222015140642_4188779 | 2255310
Yankon Lighting, Inc. | Yankon | LED Lamps | YGA03A16-18.5W-850 |  | A19 | General Purpose Replacement | E26 (Medium) | Omnidirectional | LED | 5 | 125 | 128 | 65 |  |  |  | 2000 | 18.5 | 108.1 | No | 25000 | 5000 | 83 | 8 | 1 | -20 |  |  | No | None | No |  |  | 2015-12-10 | 2016-09-21 | United States, Canada | ES_1133408_YGA03A16-18.5W-850_09272016135313_2334188 | 2280114
Yankon Lighting, Inc. | Yankon | LED Lamps | YGA03A16-18.5W-850 |  | A21 | General Purpose Replacement | E26 (Medium) | Omnidirectional | LED | 5 | 125 | 128 | 65 |  |  |  | 2000 | 18.5 | 108.1 | No | 25000 | 5000 | 83 | 8 | 1 | -20 |  |  |  | None |  |  |  | 2015-12-10 | 2015-12-11 | United States, Canada | ES_1133408_YGA03A16-18.5W-850_12222015140642_9198069 | 2255296
Yankon Lighting, Inc. | Yankon | LED Lamps | YGA03A46-6W-827-D |  | A19 | General Purpose Replacement | E26 (Medium) | Omnidirectional | LED | 3 | 40 | 110 | 60 |  |  |  | 450 | 6 | 75 | No | 25000 | 2700 | 82 | 6 | 0.9 | -20 | Dimmable |  |  | None |  |  |  | 2016-01-05 | 2016-01-05 | United States, Canada | ES_1133408_YGA03A46-6W-827-D_01052016140552_3790795 | 2255984
Yankon Lighting, Inc. | Yankon | LED Lamps | YGA03A46-6W-830-D |  | A19 | General Purpose Replacement | E26 (Medium) | Omnidirectional | LED | 3 | 40 | 110 | 60 |  |  |  | 450 | 6 | 75 | No | 25000 | 3000 | 82 | 5 | 0.9 | -20 | Dimmable |  |  | None |  |  |  | 2016-01-05 | 2016-01-05 | United States, Canada | ES_1133408_YGA03A46-6W-830-D_01052016140552_5056598 | 2255985
Yankon Lighting, Inc. | Yankon | LED Lamps | YGA03A46-6W-840-D |  | A19 | General Purpose Replacement | E26 (Medium) | Omnidirectional | LED | 3 | 40 | 110 | 60 |  |  |  | 450 | 6 | 75 | No | 25000 | 4000 | 82 | 9 | 0.9 | -20 | Dimmable |  |  | None |  |  |  | 2016-01-05 | 2016-01-05 | United States, Canada | ES_1133408_YGA03A46-6W-840-D_01052016140552_3069869 | 2255986
Yankon Lighting, Inc. | Yankon | LED Lamps | YGA03A46-6W-850-D |  | A19 | General Purpose Replacement | E26 (Medium) | Omnidirectional | LED | 3 | 40 | 110 | 60 |  |  |  | 450 | 6 | 75 | No | 25000 | 5000 | 83 | 10 | 0.9 | -20 | Dimmable |  |  | None |  |  |  | 2016-01-05 | 2016-01-05 | United States, Canada | ES_1133408_YGA03A46-6W-850-D_01052016140552_4523296 | 2255987
Yankon Lighting, Inc. | Yankon | LED Lamps | YGA03A46-8.5W-830-D |  | A19 | General Purpose Replacement | E26 (Medium) | Omnidirectional | LED | 3 | 60 | 110 | 60 |  |  |  | 800 | 8.5 | 94 | No | 25000 | 3000 | 81 | 1 | 0.9 | -20 | Dimmable |  |  | None |  |  |  | 2016-01-05 | 2016-01-05 | United States, Canada | ES_1133408_YGA03A46-8.5W-830-D_01052016140612_2772613 | 2255981
Yankon Lighting, Inc. | Yankon | LED Lamps | YGA03A46-8.5W-840-D |  | A19 | General Purpose Replacement | E26 (Medium) | Omnidirectional | LED | 3 | 60 | 110 | 60 |  |  |  | 800 | 8.5 | 94 | No | 25000 | 4000 | 83 | 6 | 0.9 | -20 | Dimmable |  |  | None |  |  |  | 2016-01-05 | 2016-01-05 | United States, Canada | ES_1133408_YGA03A46-8.5W-840-D_01052016140612_3630023 | 2255982
Yankon Lighting, Inc. | Yankon | LED Lamps | YGA03A46-8.5W-850-D |  | A19 | General Purpose Replacement | E26 (Medium) | Omnidirectional | LED | 3 | 60 | 110 | 60 |  |  |  | 800 | 8.5 | 94 | No | 25000 | 5000 | 84 | 12 | 0.9 | -20 | Dimmable |  |  | None |  |  |  | 2016-01-05 | 2016-01-05 | United States, Canada | ES_1133408_YGA03A46-8.5W-850-D_01052016140612_1602397 | 2255983
Yankon Lighting, Inc. | Yankon | LED-omni | YGA03A16-6W-827 |  | A19 | General Purpose Replacement | E26 (Medium) | Omnidirectional | LED | 5 | 40 | 112 | 60 |  |  |  | 450 | 6 | 75 | No | 25000 | 2700 | 82 | 5 | 0.9 | -20 | Dimmable | 10% |  | None |  |  |  | 2014-06-01 | 2015-08-19 | United States, Canada | ES_1133408_YGA03A16-6W-827_09012015090122_2648069 | 2246853
Yankon Lighting, Inc. | Yankon | LED-omni | YGA03A16-8.5W-827 |  | A19 | General Purpose Replacement | E26 (Medium) | Omnidirectional | LED | 5 | 60 | 112 | 60 |  |  |  | 800 | 8.5 | 94.1 | No | 25000 | 2700 | 83 | 8 | 0.9 | -20 | Dimmable | 10% |  | None |  |  |  | 2014-06-01 | 2015-08-19 | United States, Canada | ES_1133408_YGA03A16-8.5W-827_09012015090134_3627589 | 2246852
Yankon Lighting, Inc. | Yankon | LED Omni Bulb | YGA03A35-11W-827 |  | A19 | General Purpose Replacement | E26 (Medium) | Omnidirectional | LED | 3 | 75 | 114 | 60 |  |  |  | 1100 | 11 | 100 | No | 25000 | 2700 | 82 | 8 | 0.9 | -20 | Dimmable | 10% | Yes | None | No |  |  | 2016-03-15 | 2016-03-16 | United States, Canada | ES_1133408_YGA03A35-11W-827_03232016105808_5354786 | 2262959
Yankon Lighting, Inc. | Yankon | LED Omni Bulb | YGA03A35-11W-830 |  | A19 | General Purpose Replacement | E26 (Medium) | Omnidirectional | LED | 3 | 75 | 114 | 60 |  |  |  | 1100 | 11 | 100 | No | 25000 | 3000 | 82 | 8 | 0.9 | -20 | Dimmable | 10% | Yes | None | No |  |  | 2016-03-15 | 2016-03-16 | United States, Canada | ES_1133408_YGA03A35-11W-830_03232016105808_8869958 | 2262960
Yankon Lighting, Inc. | Yankon | LED Omni Bulb | YGA03A35-11W-840 |  | A19 | General Purpose Replacement | E26 (Medium) | Omnidirectional | LED | 3 | 75 | 114 | 60 |  |  |  | 1100 | 11 | 100 | No | 25000 | 4000 | 85 | 18 | 0.9 | -20 | Dimmable | 10% | Yes | None | No |  |  | 2016-03-15 | 2016-03-16 | United States, Canada | ES_1133408_YGA03A35-11W-840_03232016105808_2229756 | 2262961
Yankon Lighting, Inc. | Yankon | LED Omni Bulb | YGA03A35-11W-850 |  | A19 | General Purpose Replacement | E26 (Medium) | Omnidirectional | LED | 3 | 75 | 114 | 60 |  |  |  | 1100 | 11 | 100 | No | 25000 | 5000 | 83 | 12 | 0.9 | -20 | Dimmable | 10% | Yes | None | No |  |  | 2016-03-15 | 2016-03-16 | United States, Canada | ES_1133408_YGA03A35-11W-850_03232016105808_2791722 | 2262962
Yankon Lighting, Inc. | Yankon | LED Omni Bulb | YGA03A35-15W-830 |  | A21 | General Purpose Replacement | E26 (Medium) | Omnidirectional | LED | 3 | 100 | 129 | 65 |  |  |  | 1600 | 15 | 106.7 | No | 25000 | 3000 | 82 | 7 | 0.9 | -20 | Dimmable | 10% | Yes | None | No |  |  | 2016-03-15 | 2016-03-14 | United States, Canada | ES_1133408_YGA03A35-15W-830_03232016105829_7949428 | 2262956
Yankon Lighting, Inc. | Yankon | LED Omni Bulb | YGA03A35-15W-840 |  | A21 | General Purpose Replacement | E26 (Medium) | Omnidirectional | LED | 3 | 100 | 129 | 65 |  |  |  | 1600 | 15 | 106.7 | No | 25000 | 4000 | 83 | 9 | 0.9 | -20 | Dimmable | 10% | Yes | None | No |  |  | 2016-03-15 | 2016-03-14 | United States, Canada | ES_1133408_YGA03A35-15W-840_03232016105829_4451377 | 2262957
Yankon Lighting, Inc. | Yankon | LED Omni Bulb | YGA03A35-15W-850 |  | A21 | General Purpose Replacement | E26 (Medium) | Omnidirectional | LED | 3 | 100 | 129 | 65 |  |  |  | 1600 | 15 | 106.7 | No | 25000 | 5000 | 83 | 12 | 0.9 | -20 | Dimmable | 10% | Yes | None | No |  |  | 2016-03-15 | 2016-03-14 | United States, Canada | ES_1133408_YGA03A35-15W-850_03232016105829_8541150 | 2262958
Yankon Lighting, Inc. | Yankon | LED omni Lamp A19 | YGA03A35-11W-927 |  | A19 | General Purpose Replacement | E26 (Medium) | Omnidirectional | LED | 5 | 60 | 114.9 | 59.8 |  |  |  | 800 | 11 | 72.7 | No | 25000 | 2700 | 91 | 46 | 0.9 | -20 | Dimmable | 5% |  | Damp Location Rated,Use With Timers,Enclosed Fixtures,Recessed Fixtures,Use With Photo And/Or Motion Sensors |  |  |  | 2016-01-10 | 2016-01-25 | United States, Canada | ES_1133408_YGA03A35-11W-927_01252016105812_4791943 | 2257644
Yankon Lighting, Inc. | Yankon | LED omni Lamp A19 | YGA03A35-11W-930 |  | A19 | General Purpose Replacement | E26 (Medium) | Omnidirectional | LED | 5 | 60 | 114.7 | 59.9 |  |  |  | 800 | 11 | 72.7 | No | 25000 | 3000 | 91 | 50 | 0.9 | -20 | Dimmable | 5% |  | Use With Timers,Damp Location Rated,Enclosed Fixtures,Recessed Fixtures,Use With Photo And/Or Motion Sensors |  |  |  | 2016-01-10 | 2016-01-25 | United States, Canada | ES_1133408_YGA03A35-11W-930_01252016105843_4790014 | 2257645
Yankon Lighting, Inc. | Yankon | LED omni Lamp A19 | YGA03A35-6W-927 |  | A19 | General Purpose Replacement | E26 (Medium) | Omnidirectional | LED | 5 | 40 | 113.9 | 59.9 |  |  |  | 450 | 6 | 75 | No | 25000 | 2700 | 91 | 48 | 0.9 | -20 | Dimmable | 5% |  | Use With Timers,Damp Location Rated,Enclosed Fixtures,Recessed Fixtures,Use With Photo And/Or Motion Sensors |  |  |  | 2016-01-10 | 2016-01-25 | United States, Canada | ES_1133408_YGA03A35-6W-927_01252016111212_4891909 | 2257646
Yankon Lighting, Inc. | Yankon | LED omni Lamp A19 | YGA03A35-6W-930 |  | A19 | General Purpose Replacement | E26 (Medium) | Omnidirectional | LED | 5 | 40 | 113.6 | 59.7 |  |  |  | 450 | 6 | 75 | No | 25000 | 3000 | 91 | 50 | 0.9 | -20 | Dimmable | 5% |  | Damp Location Rated,Use With Timers,Enclosed Fixtures,Recessed Fixtures,Use With Photo And/Or Motion Sensors |  |  |  | 2016-01-10 | 2016-01-25 | United States, Canada | ES_1133408_YGA03A35-6W-930_01252016111248_4328987 | 2257647
Torchstar Corporation | TORCHSTAR | LED | DBBR30-8W40D |  | BR30 | Reflector (Flood/Spot) | E26 (Medium) | Directional | LED | 3 | 65 | 133 | 95 |  |  |  | 650 | 8.8 | 74 | No | 40000 | 4000 | 82 | 5 | 0.9 | -20 | Dimmable | 10% |  | None |  |  |  | 2015-11-20 | 2015-11-24 | United States | ES_1127338_DBBR30-8W40D_11252015145906_3398024 | 2253593
Yankon Lighting, Inc. | Yankon | LED omni Lamp A21 | YGA03A16-15W-927 |  | A21 | General Purpose Replacement | E26 (Medium) | Omnidirectional | LED | 3 | 75 | 125.6 | 64.9 |  |  |  | 1100 | 15 | 73.3 | No | 25000 | 2700 | 91 | 48 | 1 | -20 | Dimmable | 5% |  | Damp Location Rated,Use With Timers,Enclosed Fixtures,Recessed Fixtures,Use With Photo And/Or Motion Sensors |  |  |  | 2015-09-20 | 2015-09-28 | United States, Canada | ES_1133408_YGA03A16-15W-927_09282015144533_5982113 | 2250270
Yankon Lighting, Inc. | Yankon | LED omni Lamp A21 | YGA03A16-18.5W-927 |  | A21 | General Purpose Replacement | E26 (Medium) | Omnidirectional | LED | 3 | 100 | 126.1 | 64.8 |  |  |  | 1600 | 18.5 | 86.5 | No | 25000 | 2700 | 91 | 54 | 1 | -20 | Dimmable | 5% |  | Damp Location Rated,Use With Timers,Enclosed Fixtures,Recessed Fixtures,Use With Photo And/Or Motion Sensors |  |  |  | 2015-09-20 | 2015-09-28 | United States, Canada | ES_1133408_YGA03A16-18.5W-927_09282015145212_5902482 | 2250271
Yankon Lighting, Inc. | Yankon | LED PAR20 | YGA08A49-PAR20-6.5W-827-40° |  | PAR20 | Reflector (Flood/Spot) | E26 (Medium) | Directional | LED | 3 | 50 | 81 | 63 | 765 |  | 40 | 460 | 6.5 | 70.8 | No | 25000 | 2700 | 83 | 14 | 0.9 | -20 | Dimmable | 17% | Yes | None | No |  |  | 2016-09-28 | 2016-09-29 | United States, Canada | ES_1133408_YGA08A49-PAR20-6.5W-827-40°_10042016125533_7659002 | 2280613
Yankon Lighting, Inc. | Yankon | LED PAR20 | YGA08A49-PAR20-6.5W-830-40° |  | PAR20 | Reflector (Flood/Spot) | E26 (Medium) | Directional | LED | 3 | 50 | 81 | 63 | 703 |  | 40 | 460 | 6.5 | 70.8 | No | 25000 | 3000 | 84 | 14 | 0.9 | -20 | Dimmable | 17% | Yes | None | No |  |  | 2016-09-28 | 2016-09-29 | United States, Canada | ES_1133408_YGA08A49-PAR20-6.5W-830-40°_10042016125533_4309889 | 2280614
Yankon Lighting, Inc. | Yankon | LED-PAR20 | YGA08A38-7.5W-830-40D |  | PAR20 | Reflector (Flood/Spot) | E26 (Medium) | Directional | LED | 5 | 50 | 82 | 63 | 842 |  | 40 |  | 7.5 | 53.3 | No | 25000 | 3000 | 83 | 12 | 0.9 | -20 | Dimmable | 10% |  | None |  |  |  | 2014-05-01 | 2015-08-19 | United States, Canada | ES_1133408_YGA08A38-7.5W-830-40D_09012015085333_9757639 | 2246820
Yankon Lighting, Inc. | Yankon | LED PAR30 | YGA08A49-PAR30L-12W-827- 40° |  | PAR30L | Reflector (Flood/Spot) | E26 (Medium) | Directional | LED | 3 | 75 | 116 | 95 | 1490 |  | 40 | 850 | 12 | 70.8 | No | 25000 | 2700 | 83 | 11 | 0.8 | -20 | Dimmable | 97% | Yes | None | No |  |  | 2016-09-06 | 2016-09-09 | United States, Canada | ES_1133408_YGA08A49-PAR30L-12W-827- 40°_09162016113028_4722466 | 2279151
Yankon Lighting, Inc. | Yankon | LED PAR30 | YGA08A49-PAR30L-12W-830-40° |  | PAR30L | Reflector (Flood/Spot) | E26 (Medium) | Directional | LED | 3 | 75 | 116 | 95 | 1653 |  | 40 | 850 | 12 | 70.8 | No | 25000 | 3000 | 83 | 13 | 0.8 | -20 | Dimmable | 97% | Yes | None | No |  |  | 2016-09-06 | 2016-09-09 | United States, Canada | ES_1133408_YGA08A49-PAR30L-12W-830-40°_09162016113028_4487742 | 2279152
Yankon Lighting, Inc. | Yankon | LED-PAR30-L | YGA08A38-13.5W-L-830-40D |  | PAR30L | Reflector (Flood/Spot) | E26 (Medium) | Directional | LED | 5 | 75 | 115 | 94 | 1754 |  | 40 |  | 13.5 | 55.6 | No | 25000 | 3000 | 84 | 23 | 0.9 | -20 | Dimmable | 10% |  | None |  |  |  | 2014-05-01 | 2015-08-19 | United States, Canada | ES_1133408_YGA08A38-13.5W-L-830-40D_09012015085404_8898639 | 2246818
Yankon Lighting, Inc. | Yankon | LED-PAR30-S | YGA08A38-10.5W-S-830-40D |  | PAR30 | Reflector (Flood/Spot) | E26 (Medium) | Directional | LED | 5 | 60 | 94 | 90 | 1388 |  | 40 |  | 10.5 | 57.1 | No | 25000 | 3000 | 84 | 25 | 0.9 | -20 | Dimmable | 10% |  | None |  |  |  | 2014-05-01 | 2015-08-19 | United States, Canada | ES_1133408_YGA08A38-10.5W-S-830-40D_09012015085351_6219435 | 2246819
Yankon Lighting, Inc. | Yankon | LED PAR38 | YGA08A49-PAR38-16.5W-827-40° |  | PAR38 | Reflector (Flood/Spot) | E26 (Medium) | Directional | LED | 3 | 100 | 130 | 122 | 2470 |  | 40 | 1160 | 16.5 | 70.3 | No | 25000 | 2700 | 84 | 15 | 0.9 | -20 | Dimmable | 11% | Yes | None | No |  |  | 2016-09-28 | 2016-09-29 | United States, Canada | ES_1133408_YGA08A49-PAR38-16.5W-827-40°_10042016125549_8953508 | 2280611
Yankon Lighting, Inc. | Yankon | LED PAR38 | YGA08A49-PAR38-16.5W-830-40° |  | PAR38 | Reflector (Flood/Spot) | E26 (Medium) | Directional | LED | 3 | 100 | 130 | 122 | 2526 |  | 40 | 1160 | 16.5 | 70.3 | No | 25000 | 3000 | 83 | 12 | 0.9 | -20 | Dimmable | 11% | Yes | None | No |  |  | 2016-09-28 | 2016-09-29 | United States, Canada | ES_1133408_YGA08A49-PAR38-16.5W-830-40°_10042016125549_5942214 | 2280612
Yankon Lighting, Inc. | Yankon | LED-PAR38 | YGA08A38-17.5W-830-40D |  | PAR38 | Reflector (Flood/Spot) | E26 (Medium) | Directional | LED | 5 | 85 | 132 | 121 | 1566 |  | 40 |  | 17.5 | 60 | No | 25000 | 3000 | 84 | 23 | 0.9 | -20 | Dimmable | 10% |  | None |  |  |  | 2014-05-01 | 2015-08-19 | United States, Canada | ES_1133408_YGA08A38-17.5W-830-40D_09012015085415_6438024 | 2246817
Yankon Lighting, Inc. | Yankon | LED-R20 | YGA08A35-8W-827 |  | R20 | Reflector (Flood/Spot) | E26 (Medium) | Directional | LED | 5 | 45 | 93 | 63 |  |  | 120 | 450 | 8 | 56.2 | No | 25000 | 2700 | 81 | 10 | 0.9 | -20 | Dimmable | 10% |  | None |  |  |  | 2014-03-01 | 2015-08-19 | United States, Canada | ES_1133408_YGA08A35-8W-827_09012015085244_4832866 | 2246823
Zhejiang Joinan Lighting Co.,Ltd | ZHEJIANG JOINAN LIGHTING CO.,LTD | SPS13W | SPS13W |  | CFL Bare Spiral | General Purpose Replacement | E26 (Medium) | Omnidirectional | CFL | 2 | 60 | 113 | 45 |  | 2 |  | 850 | 13 | 75.2 | No | 10000 | 6500 | 85 | 56 | 0.6 | 0 |  |  |  | Damp Location Rated,Recessed Fixtures |  |  |  | 2015-05-26 | 2016-04-18 | United States, Canada | ES_1082480_SPS13W_06172015063602_2962945 | 2241668
Zhejiang Joinan Lighting Co.,Ltd | ZHEJIANG JOINAN LIGHTING CO.,LTD | SPS13W | SPS13W |  | CFL Bare Spiral | General Purpose Replacement | E26 (Medium) | Omnidirectional | CFL | 2 | 60 | 113 | 45 |  | 2 |  | 850 | 13 | 75.3 | No | 10000 | 2700 | 82 | -5 | 0.6 | 0 |  |  |  | Damp Location Rated,Recessed Fixtures |  |  |  | 2015-05-26 | 2016-04-18 | United States, Canada | ES_1082480_SPS13W_06172015063531_2931907 | 2241667
Zhejiang Joinan Lighting Co.,Ltd | ZHEJIANG JOINAN LIGHTING CO.,LTD | SPS23W | SPS23W |  | CFL Bare Spiral | General Purpose Replacement | E26 (Medium) | Omnidirectional | CFL | 2 | 100 | 132 | 55 |  | 2 |  | 1500 | 23 | 67.5 | No | 10000 | 6500 | 83 | 51 | 0.6 | 0 |  |  |  | Damp Location Rated,Recessed Fixtures |  |  |  | 2015-05-26 | 2016-04-18 | United States, Canada | ES_1082480_SPS23W_06172015063433_2873682 | 2241670
Zhejiang Joinan Lighting Co.,Ltd | ZHEJIANG JOINAN LIGHTING CO.,LTD | SPS23W | SPS23W |  | CFL Bare Spiral | General Purpose Replacement | E26 (Medium) | Omnidirectional | CFL | 2 | 100 | 132 | 55 |  | 2 |  | 1500 | 23 | 77.8 | No | 10000 | 2700 | 81 | -2 | 0.6 | 0 |  |  |  | Damp Location Rated,Recessed Fixtures |  |  |  | 2015-05-26 | 2016-04-18 | United States, Canada | ES_1082480_SPS23W_06172015063503_2903866 | 2241669
Zhejiang Shenghui Lighting Co., Ltd | SENGLED | 1102050149 | 1102050149 | ,1102050144,5000K,40°,850lm; ,1102050149,2700K,25°,850lm; ,1102050151,5000K,25°,850lm | PAR30L | Reflector (Flood/Spot) | E26 (Medium) | Directional | LED | 5 | 75 | 93.1 | 114.9 | 3414 |  | 25 | 850 | 12 | 75 | No | 25000 | 2700 | 81 | 4 | 0.9 | -20 | Dimmable | 42.5% | Yes | Damp Location Rated | No |  |  | 2016-01-01 | 2016-08-12 | United States, Canada | ES_1108041_1102050149_08102016110548_1257135 | 2274738
Zhejiang Shenghui Lighting Co., Ltd | SENGLED | 1102060085 | 1102060085 |  | PAR38 | Reflector (Flood/Spot) | E26 (Medium) | Directional | LED | 3 | 100 | 130 | 121.1 | 3029 |  | 40 | 1050 | 16 | 70 | No | 25000 | 3000 | 83 | 19 | 0.9 | -20 | Dimmable | 3% | Yes | Damp Location Rated | No |  |  | 2016-08-20 | 2016-08-30 | United States, Canada | ES_1108041_1102060085_08302016061525_7725143 | 2277173
Zhejiang Shenghui Lighting Co., Ltd | SENGLED | 1102060086 | 1102060086 |  | PAR38 | Reflector (Flood/Spot) | E26 (Medium) | Directional | LED | 3 | 100 | 130 | 121.1 | 2479 |  | 40 | 1050 | 16 | 70 | No | 25000 | 2700 | 82 | 15 | 0.9 | -20 | Dimmable | 3% | Yes | Damp Location Rated | No |  |  | 2016-08-20 | 2016-08-30 | United States, Canada | ES_1108041_1102060086_08302016061536_7736084 | 2277174
Zhejiang Shenghui Lighting Co., Ltd | SENGLED | 1102060164 | 1102060164 |  | PAR38 | Reflector (Flood/Spot) | E26 (Medium) | Directional | LED | 3 | 90 | 130 | 121.1 | 2870 |  | 30 | 1050 | 15 | 70 | No | 25000 | 3000 | 82 | 7 | 0.9 | -20 | Dimmable | 20% | Yes | Damp Location Rated | No |  |  | 2016-07-21 | 2016-07-21 | United States, Canada | ES_1108041_1102060164_07262016022006_9606514 | 2273274
Zhejiang Shenghui Lighting Co., Ltd | SENGLED | 1102060181 | 1102060181 | ,1102060181,3000K,25°,1100lm; ,1102060329,5000K,25°,1150lm; ,1102060332,5000K,40°,1150lm | PAR38 | Reflector (Flood/Spot) | E26 (Medium) | Directional | LED | 5 | 100 | 119.4 | 133.2 | 5336 |  | 25 | 1100 | 14.5 | 72.4 | No | 25000 | 3000 | 82 | 6 | 0.9 | -20 | Dimmable | 27.12% | Yes | Damp Location Rated | No |  |  | 2016-01-01 | 2016-08-15 | United States, Canada | ES_1108041_1102060181_08152016110856_7709161 | 2275259
Zhejiang Shenghui Lighting Co., Ltd | SENGLED | 1102060P | 1102060P |  | PAR38 | Reflector (Flood/Spot) | E26 (Medium) | Directional | LED | 3 | 90 | 130 | 121.1 | 2194 |  | 40 | 1050 | 15 | 70 | No | 25000 | 3000 | 82 | 7 | 0.9 | -20 | Dimmable | 20% | Yes | Damp Location Rated | No |  |  | 2016-07-21 | 2016-07-21 | United States, Canada | ES_1108041_1102060P_07262016022025_9625714 | 2273275
Zhejiang Shenghui Lighting Co., Ltd | SENGLED | 1102330017 | 1102330017 |  | R20 | Reflector (Flood/Spot) | E26d | Directional | LED | 5 | 50 | 97 | 63 | 204 |  | 110 | 550 | 9 | 65 | No | 25000 | 2700 | 90 | 55 | 1 | -20 | Dimmable | 9% | Yes | Damp Location Rated | No |  |  | 2016-08-20 | 2016-08-22 | United States, Canada | ES_1108041_1102330017_08232016110130_0090645 | 2276292
Zhejiang Shenghui Lighting Co., Ltd | SENGLED | 1102340115 | 1102340115 |  | BR30 | Reflector (Flood/Spot) | E26 (Medium) | Directional | LED | 3 | 65 | 130 | 95 |  |  |  | 693 | 11 | 63 | No | 25000 | 2700 | 91 | 55 | 0.9 | -20 | Dimmable | 10% | Yes | Damp Location Rated | No |  |  | 2016-01-01 | 2016-08-10 | United States, Canada | ES_1108041_1102340115_07082016153443_7872888 | 2274520
Zhejiang Shenghui Lighting Co., Ltd | SENGLED | 1102350017 | 1102350017 |  | BR40 | Reflector (Flood/Spot) | E26 (Medium) | Directional | LED | 5 | 85 | 160 | 123 |  |  | 110 | 1160 | 19 | 61.1 | No | 25000 | 2700 | 90 | 54 | 0.9 | -20 | Dimmable | 12% | Yes | Damp Location Rated | No |  |  | 2016-08-20 | 2016-08-24 | United States, Canada | ES_1108041_1102350017_08242016062223_9743357 | 2276348
Zhejiang Shenghui Lighting Co., Ltd | SENGLED | element touch | Z01-CIA19NAE26 |  | A19 | General Purpose Replacement | E26 (Medium) | Omnidirectional | LED | 3 | 60 | 116.3 | 59.9 |  |  |  | 800 | 9.8 | 81.6 | No | 25000 | 3500 | 85 | 21 | 0.8 | -20 |  |  | Yes | Damp Location Rated,Dim to Warm,Wireless Control | Yes | Zigbee |  | 2015-06-25 | 2016-09-26 | United States, Canada | ES_1108041_Z01-CIA19NAE26_09262016054330_1024076 | 2280066
Zhejiang Shenghui Lighting Co., Ltd | SIGALUX | 1102060085 | 1102060085 |  | PAR38 | Reflector (Flood/Spot) | E26 (Medium) | Directional | LED | 3 | 100 | 130 | 121.1 | 3029 |  | 40 | 1050 | 16 | 70 | No | 25000 | 3000 | 83 | 19 | 1 | -20 | Dimmable | 3% | Yes | Damp Location Rated | No |  |  | 2016-08-20 | 2016-10-28 | United States, Canada | ES_1108041_1102060085_10312016051544_0944835 | 2282715
Zhejiang Shenghui Lighting Co., Ltd | SIGALUX | 1102060086 | 1102060086 |  | PAR38 | Reflector (Flood/Spot) | E26 (Medium) | Directional | LED | 3 | 100 | 130 | 121.1 | 2479 |  | 40 | 1050 | 16 | 70 | No | 25000 | 2700 | 82 | 15 | 1 | -20 | Dimmable | 3% | Yes | Damp Location Rated | No |  |  | 2016-08-20 | 2016-10-28 | United States, Canada | ES_1108041_1102060086_10312016051520_0920853 | 2282716
Zhejiang Shenghui Lighting Co., Ltd | SIGALUX | 1102060164 | 1102060164 |  | PAR38 | Reflector (Flood/Spot) | E26 (Medium) | Directional | LED | 3 | 90 | 130 | 121.1 | 2870 |  | 30 | 1050 | 15 | 70 | No | 25000 | 3000 | 82 | 7 | 0.9 | -20 | Dimmable | 20% | Yes | Damp Location Rated | No |  |  | 2016-07-21 | 2016-10-28 | United States, Canada | ES_1108041_1102060164_10282016074207_0527631 | 2282598
Zhejiang Shenghui Lighting Co., Ltd | SIGALUX | 1102060P | 1102060P |  | PAR38 | Reflector (Flood/Spot) | E26 (Medium) | Directional | LED | 3 | 90 | 130 | 121.1 | 2194 |  | 40 | 1050 | 15 | 70 | No | 25000 | 3000 | 82 | 7 | 0.9 | -20 | Dimmable | 20% | Yes | Damp Location Rated | No |  |  | 2016-07-21 | 2016-10-28 | United States, Canada | ES_1108041_1102060P_10282016074332_0612344 | 2282599
Zhe Jiang Twinsel Electronic Technology Co Ltd | TWINSEL | LED Lamps, Directional | SY-GU10-3D-4.5W(2700K) |  | PAR16 | Reflector (Flood/Spot) | GU10 | Directional | LED | 3 | 60 | 57 | 50 |  |  | 40 | 350 | 4.5 | 77.8 | No | 25000 | 2700 | 81 | 4 | 0.9 | -20 | Dimmable | 19% | Yes | None | No |  |  | 2016-08-11 | 2016-08-18 | United States, Canada | ES_1137608_SY-GU10-3D-4.5W(2700K)_08312016152953_7823566 | 2277617
Zhe Jiang Twinsel Electronic Technology Co Ltd | TWINSEL | LED Lamps, Directional | SY-GU10-3D-4.5W(3000K) |  | PAR16 | Reflector (Flood/Spot) | GU10 | Directional | LED | 3 | 60 | 57 | 50 |  |  | 40 | 350 | 4.5 | 77.8 | No | 25000 | 3000 | 85 | 19 | 0.9 | -20 | Dimmable | 19% | Yes | None | No |  |  | 2016-08-11 | 2016-08-18 | United States, Canada | ES_1137608_SY-GU10-3D-4.5W(3000K)_08312016152953_6073456 | 2277618
Zhe Jiang Twinsel Electronic Technology Co Ltd | TWINSEL | LED Lamps, Directional | SY-GU10-3D-4.5W(4000K) |  | PAR16 | Reflector (Flood/Spot) | GU10 | Directional | LED | 3 | 60 | 57 | 50 |  |  | 40 | 350 | 4.5 | 77.8 | No | 25000 | 4000 | 85 | 22 | 0.9 | -20 | Dimmable | 19% | Yes | None | No |  |  | 2016-08-11 | 2016-08-18 | United States, Canada | ES_1137608_SY-GU10-3D-4.5W(4000K)_08312016152953_4296639 | 2277619
Zhe Jiang Twinsel Electronic Technology Co Ltd | TWINSEL | LED Lamps, Directional | SY-GU10-3D-6W(2700K) |  | PAR16 | Reflector (Flood/Spot) | GU10 | Directional | LED | 3 | 60 | 57 | 50 |  |  | 40 | 500 | 6 | 83.3 | No | 25000 | 2700 | 82 | 4 | 0.9 | -20 | Dimmable | 19% | Yes | None | No |  |  | 2016-08-10 | 2016-08-18 | United States, Canada | ES_1137608_SY-GU10-3D-6W(2700K)_08312016152923_2716241 | 2277620
Zhe Jiang Twinsel Electronic Technology Co Ltd | TWINSEL | LED Lamps, Directional | SY-GU10-3D-6W(3000K) |  | PAR16 | Reflector (Flood/Spot) | GU10 | Directional | LED | 3 | 60 | 57 | 50 |  |  | 40 | 500 | 6 | 83.3 | No | 25000 | 3000 | 85 | 16 | 0.9 | -20 | Dimmable | 19% | Yes | None | No |  |  | 2016-08-10 | 2016-08-18 | United States, Canada | ES_1137608_SY-GU10-3D-6W(3000K)_08312016152923_2665827 | 2277621
Zhe Jiang Twinsel Electronic Technology Co Ltd | TWINSEL | LED Lamps, Directional | SY-GU10-3D-6W(4000K) |  | PAR16 | Reflector (Flood/Spot) | GU10 | Directional | LED | 3 | 60 | 57 | 50 |  |  | 40 | 500 | 6 | 83.3 | No | 25000 | 4000 | 85 | 20 | 0.9 | -20 | Dimmable | 19% | Yes | None | No |  |  | 2016-08-10 | 2016-08-18 | United States, Canada | ES_1137608_SY-GU10-3D-6W(4000K)_08312016152923_3251162 | 2277622
Zhe Jiang Twinsel Electronic Technology Co Ltd | TWINSEL | LED Lamps, Omnidirectional A | SY-A19-1D(2700K) |  | A19 | General Purpose Replacement | E26 (Medium) | Omnidirectional | LED | 3 | 40 | 112.3 | 59.8 |  |  |  | 480 | 6 | 80 | No | 25000 | 2700 | 83 | 9 | 0.8 | -50 | Dimmable | 20% | Yes | None | No |  |  | 2016-07-28 | 2016-07-29 | United States, Canada | ES_1137608_SY-A19-1D(2700K)_08192016161104_2658165 | 2276184
Zhe Jiang Twinsel Electronic Technology Co Ltd | TWINSEL | LED Lamps, Omnidirectional A | SY-A19-1D(3000K) |  | A19 | General Purpose Replacement | E26 (Medium) | Omnidirectional | LED | 3 | 40 | 112.3 | 59.8 |  |  |  | 480 | 6 | 80 | No | 25000 | 3000 | 84 | 13 | 0.8 | -50 | Dimmable | 20% | Yes | None | No |  |  | 2016-07-28 | 2016-07-29 | United States, Canada | ES_1137608_SY-A19-1D(3000K)_08192016161104_7653113 | 2276185
Zhe Jiang Twinsel Electronic Technology Co Ltd | TWINSEL | LED Lamps, Omnidirectional A | SY-A19-1D(4000K) |  | A19 | General Purpose Replacement | E26 (Medium) | Omnidirectional | LED | 3 | 40 | 112.3 | 59.8 |  |  |  | 480 | 6 | 80 | No | 25000 | 4000 | 85 | 17 | 0.8 | -50 | Dimmable | 20% | Yes | None | No |  |  | 2016-07-28 | 2016-07-29 | United States, Canada | ES_1137608_SY-A19-1D(4000K)_08192016161104_6006720 | 2276186
Zhe Jiang Twinsel Electronic Technology Co Ltd | TWINSEL | LED Lamps, Omnidirectional A | SY-A19-3D(2700K) |  | A19 | General Purpose Replacement | E26 (Medium) | Omnidirectional | LED | 3 | 60 | 108 | 59.8 |  |  |  | 810 | 9 | 90 | No | 25000 | 2700 | 82 | 8 | 0.9 | -20 | Dimmable | 19% | Yes | None | No |  |  | 2016-07-28 | 2016-08-17 | United States, Canada | ES_1137608_SY-A19-3D(2700K)_08312016153719_7534004 | 2277663
Zhe Jiang Twinsel Electronic Technology Co Ltd | TWINSEL | LED Lamps, Omnidirectional A | SY-A19-3D(3000K) |  | A19 | General Purpose Replacement | E26 (Medium) | Omnidirectional | LED | 3 | 60 | 108 | 59.8 |  |  |  | 810 | 9 | 90 | No | 25000 | 3000 | 84 | 13 | 0.9 | -20 | Dimmable | 19% | Yes | None | No |  |  | 2016-07-28 | 2016-08-17 | United States, Canada | ES_1137608_SY-A19-3D(3000K)_08312016153719_5738648 | 2277664
Zhe Jiang Twinsel Electronic Technology Co Ltd | TWINSEL | LED Lamps, Omnidirectional A | SY-A19-3D(4000K) |  | A19 | General Purpose Replacement | E26 (Medium) | Omnidirectional | LED | 3 | 60 | 108 | 59.8 |  |  |  | 810 | 9 | 90 | No | 25000 | 4000 | 85 | 18 | 0.9 | -20 | Dimmable | 19% | Yes | None | No |  |  | 2016-07-28 | 2016-08-17 | United States, Canada | ES_1137608_SY-A19-3D(4000K)_08312016153719_2839443 | 2277665
Zhongshan Luxmode Industrial Co., LTD. | Luxmode | LED Lamp | GU24-9W-27K |  | A19 | General Purpose Replacement | GU24 | Omnidirectional | LED | 3 | 60 | 112.2 | 59.2 |  |  |  | 850 | 9 | 94 | No | 25000 | 2700 | 80 | 6 | 1 | -18 |  |  |  | None |  |  |  | 2015-11-15 | 2015-12-29 | United States | ES_1088274_GU24-9W-27K_12312015123830_6357439 | 2255737
Zhongshan Luxmode Industrial Co., LTD. | Luxmode | LED Lamp | GU24-9W-30K |  | A19 | General Purpose Replacement | GU24 | Omnidirectional | LED | 3 | 60 | 112.2 | 59.2 |  |  |  | 870 | 9 | 96 | No | 25000 | 3000 | 80 | 4 | 1 | -18 |  |  |  | None |  |  |  | 2015-11-15 | 2015-12-29 | United States | ES_1088274_GU24-9W-30K_12312015123830_2252799 | 2255738
Zhongshan Luxmode Industrial Co., LTD. | Luxmode | LED Lamp | GU24-9W-40K |  | A19 | General Purpose Replacement | GU24 | Omnidirectional | LED | 3 | 60 | 112.2 | 59.2 |  |  |  | 900 | 9 | 100 | No | 25000 | 4000 | 80 | 2 | 1 | -18 |  |  |  | None |  |  |  | 2015-11-15 | 2015-12-29 | United States | ES_1088274_GU24-9W-40K_12312015123830_3475161 | 2255739
Zhongshan Luxmode Industrial Co., LTD. | Luxmode | LED Lamp | GU24-9W-50K |  | A19 | General Purpose Replacement | GU24 | Omnidirectional | LED | 3 | 60 | 112.2 | 59.2 |  |  |  | 920 | 9 | 102 | No | 25000 | 5000 | 80 | 14 | 1 | -18 |  |  |  | None |  |  |  | 2015-11-15 | 2015-12-29 | United States | ES_1088274_GU24-9W-50K_12312015123830_5379535 | 2255740
Topstar International | Topstar | L4-BR30D-11W | L4-BR30D-11W |  | BR30 | Reflector (Flood/Spot) | E26 (Medium) | Directional | LED | 3 | 65 | 128.9 | 94.7 |  |  |  | 850 | 11 | 77.3 | No | 25000 | 3000 | 82 | 9 |  | -20 | Dimmable | 10% |  | Damp Location Rated,Not for Use in Enclosed Fixtures |  |  |  | 2015-06-20 | 2015-07-13 | United States | ES_1060037_L4-BR30D-11W_07132015113221_1023851 | 2243238
Torchstar Corporation | TORCHSTAR | LED | DBBR30-8W50D |  | BR30 | Reflector (Flood/Spot) | E26 (Medium) | Directional | LED | 3 | 65 | 133 | 95 |  |  |  | 650 | 8.8 | 74.1 | No | 40000 | 5000 | 84 | 16 | 0.9 | -20 | Dimmable | 10% |  | None |  |  |  | 2015-11-20 | 2015-11-24 | United States | ES_1127338_DBBR30-8W50D_11252015145906_2637211 | 2253594
Topstar International | Topstar | L4-BR40D-12W | L4-BR40D-12W |  | BR40 | Reflector (Flood/Spot) | E26 (Medium) | Directional | LED | 3 | 75 | 158.1 | 120.2 |  |  |  | 1050 | 12 | 87.5 | No | 25000 | 3000 | 82 | 10 | 1 | -20 | Dimmable | 10% |  | Damp Location Rated,Not for Use in Enclosed Fixtures |  |  |  | 2015-06-20 | 2015-07-13 | United States | ES_1060037_L4-BR40D-12W_07132015113621_1023851 | 2243239
Topstar International | Topstar | L4-PAR20D-7W | L4-PAR20D-7W |  | PAR20 | Reflector (Flood/Spot) | E26 (Medium) | Directional | LED | 3 | 50 | 81.1 | 63 | 1181 |  | 40 | 470 | 7 | 67.1 | No | 25000 | 3000 | 82 | 8 | 0.9 | -20 | Dimmable | 10% |  | Damp Location Rated,Not for Use in Enclosed Fixtures |  |  |  | 2015-06-20 | 2015-07-15 | United States | ES_1060037_L4-PAR20D-7W_07152015043000_1023853 | 2243365
Topstar International | Topstar | L5-A19D30-9W-30-GU24 | L5-A19D30-9W-30-GU24 |  | A19 | General Purpose Replacement | GU24 | Omnidirectional | LED | 3 | 60 | 109.4 | 60 |  |  |  | 800 | 9 | 88.9 | No | 25000 | 3000 | 83 | 10 | 0.9 | -20 | Dimmable | 10% |  | Damp Location Rated,Not for Use in Enclosed Fixtures |  |  |  | 2015-12-10 | 2015-12-23 | United States | ES_1060037_L5-A19D30-9W-30-GU24_12282015122001_1023946 | 2255592
Topstar International | Topstar | L5-A19D30-9W-40 | L5-A19D30-9W-40 |  | A19 | General Purpose Replacement | E26 (Medium) | Omnidirectional | LED | 3 | 60 | 110.7 | 59.5 |  |  |  | 800 | 9 | 88.9 | No | 25000 | 4000 | 85 | 17 | 0.9 | -20 | Dimmable | 10% |  | Damp Location Rated,Not for Use in Enclosed Fixtures |  |  |  | 2015-10-20 | 2015-11-04 | United States | ES_1060037_L5-A19D30-9W-40_11042015031440_1023923 | 2251687
Topstar International | Topstar | L5-A19D30-9W-40-GU24 | L5-A19D30-9W-40-GU24 |  | A19 | General Purpose Replacement | GU24 | Omnidirectional | LED | 3 | 60 | 109.4 | 60 |  |  |  | 800 | 9 | 88.9 | No | 25000 | 4000 | 84 | 12 | 0.9 | -20 | Dimmable | 10% |  | Damp Location Rated,Not for Use in Enclosed Fixtures |  |  |  | 2016-01-22 | 2016-02-08 | United States | ES_1060037_L5-A19D30-9W-40-GU24_02172016013730_1023965 | 2260235
Topstar International | Topstar | Omni Directional A19 | L6-A19D-11W-30 |  | A19 | General Purpose Replacement | E26 (Medium) | Omnidirectional | LED | 3 | 75 | 112.1 | 63 |  |  |  | 1100 | 11 | 100 | No | 25000 | 3000 | 84 | 11 | 0.9 | -20 | Dimmable | 10% | No | Damp Location Rated,Not for Use in Recessed Fixtures | No |  |  | 2016-07-07 | 2016-07-05 | United States, Canada | ES_1060037_L6-A19D-11W-30_07052016175401_2394091 | 2271994
Topstar International | Topstar | Omni Directional A19 | L6-A19D-9W-30 |  | A19 | General Purpose Replacement | E26 (Medium) | Omnidirectional | LED | 3 | 60 | 111.3 | 60.2 |  |  |  | 800 | 9 | 88.9 | No | 25000 | 3000 | 82 | 7 | 0.9 | -20 | Dimmable | 10% | No | Damp Location Rated,Not for Use in Recessed Fixtures | No |  |  | 2016-07-07 | 2016-07-05 | United States, Canada | ES_1060037_L6-A19D-9W-30_07052016175446_3458012 | 2271996
Topstar International | Topstar | Omni Directional A19 | L6-A19D-9W-30-GU24 |  | A19 | General Purpose Replacement | GU24 | Omnidirectional | LED | 3 | 60 | 111.2 | 60.2 |  |  |  | 800 | 9 | 88.9 | No | 25000 | 3000 | 83 | 9 | 0.9 | -20 | Dimmable | 10% | No | Damp Location Rated,Not for Use in Recessed Fixtures | No |  |  | 2016-07-07 | 2016-07-05 | United States, Canada | ES_1060037_L6-A19D-9W-30-GU24_07052016175446_3458012 | 2271997
Topstar International | Topstar | Omni Directional A19 | L6-A19D-9W-40 |  | A19 | General Purpose Replacement | E26 (Medium) | Omnidirectional | LED | 3 | 60 | 111.9 | 59.9 |  |  |  | 800 | 9 | 88.9 | No | 25000 | 4000 | 83 | 14 | 0.9 | -20 | Dimmable | 10% | No | Damp Location Rated,Not for Use in Recessed Fixtures | No |  |  | 2016-07-07 | 2016-07-05 | United States, Canada | ES_1060037_L6-A19D-9W-40_07052016175513_2149900 | 2271998
Topstar International | Topstar | Omni Directional A19 | L6-A19D-9W-40-GU24 |  | A19 | General Purpose Replacement | GU24 | Omnidirectional | LED | 3 | 60 | 111.9 | 60 |  |  |  | 800 | 9 | 88.9 | No | 25000 | 4000 | 83 | 14 | 0.9 | -20 | Dimmable | 10% | No | Damp Location Rated,Not for Use in Recessed Fixtures | No |  |  | 2016-07-07 | 2016-07-05 | United States, Canada | ES_1060037_L6-A19D-9W-40-GU24_07052016175524_3249900 | 2271999
Topstar International | Topstar | Omni Directional A19 | L6-A19D-9W-50 |  | A19 | General Purpose Replacement | E26 (Medium) | Omnidirectional | LED | 3 | 60 | 112.5 | 59.9 |  |  |  | 800 | 9 | 88.9 | No | 25000 | 5000 | 84 | 18 | 0.9 | -20 | Dimmable | 10% | No | Damp Location Rated,Not for Use in Recessed Fixtures | No |  |  | 2016-07-07 | 2016-07-05 | United States, Canada | ES_1060037_L6-A19D-9W-50_07052016175533_4971895 | 2272000
Topstar International | Topstar | Omni Directional A21 | L6-A21D-15W-30 |  | A21 | General Purpose Replacement | E26 (Medium) | Omnidirectional | LED | 3 | 100 | 134.3 | 71.8 |  |  |  | 1600 | 15 | 106.7 | No | 25000 | 3000 | 84 | 11 | 0.9 | -20 | Dimmable | 10% | No | Damp Location Rated,Not for Use in Recessed Fixtures | No |  |  | 2016-07-07 | 2016-07-05 | United States, Canada | ES_1060037_L6-A21D-15W-30_07052016175423_3249890 | 2271995
Torchstar Corporation | TORCHSTAR | Dimmable MR16 | TOR-MTMR07-D27 | ,,Retail Number: TSMT-MR160727 | MR16 | Reflector (Flood/Spot) | GU5.3 | Directional | LED | 5 | 50 | 50.3 | 50.1 | 1202 |  | 40 | 450 | 7 | 64.3 | No | 25000 | 2700 | 82 | 6 | 0.7 | -20 | Dimmable | 15% |  | Damp Location Rated,Recessed Fixtures,Shatter Resistant,Not for Use in Enclosed Fixtures |  |  |  | 2015-09-09 | 2015-09-14 | United States, Canada | ES_1127338_TOR-MTMR07-D27_09142015114121_3980014 | 2248452
Torchstar Corporation | TORCHSTAR | LED | DBBR30-8W30D |  | BR30 | Reflector (Flood/Spot) | E26 (Medium) | Directional | LED | 3 | 65 | 133 | 95 |  |  |  | 650 | 8.9 | 73.1 | No | 40000 | 3000 | 82 | 11 | 0.9 | -20 | Dimmable | 10% |  | None |  |  |  | 2015-11-20 | 2015-11-24 | United States | ES_1127338_DBBR30-8W30D_11252015145906_5075330 | 2253592
Turolight Inc. | Turolight | LED PAR LAMP | HD-PAR38/19W/30/WFL40/D/1350 |  | PAR38 | Reflector (Flood/Spot) | E26 (Medium) | Directional | LED | 3 | 100 | 130 | 121 | 2772 |  | 40 |  | 20.5 | 71 | No | 25000 | 3000 | 82 | 19 | 1 | -20 | Dimmable | 10% |  | None |  |  |  | 2016-09-27 | 2014-11-05 | Canada | ES_1030861_HD-PAR38/19W/30/WFL40/D/1350_11072014103223_8221417 | 2224376
Turolight Inc. | Turolight | LED PAR LAMP | HD-PAR30/12.5W/30/FL25/D | ,,017822200013 | PAR30 | Reflector (Flood/Spot) | E26 (Medium) | Directional | LED | 3 | 75 | 95 | 88 | 3167 |  | 25 | 850 | 12.5 | 68 | No | 25000 | 3000 | 82 | 17 | 0.9 | -20 | Dimmable | 10% |  | Damp Location Rated |  |  |  | 2016-09-27 | 2014-03-17 | Canada | ES_1030861_HD-PAR30/12.5W/30/FL25/D_03212014161750_9705768 | 2206643
Turolight Inc. | Turolight | LED PAR LAMP | HD-PAR38/19W/30/FL25/D/1350 |  | PAR38 | Reflector (Flood/Spot) | E26 (Medium) | Directional | LED | 3 | 100 | 130 | 120.9 | 7337 |  | 25 | 1350 | 19.5 | 69.2 | No | 25000 | 3000 | 82 | 19 | 1 | -20 | Dimmable | 10% |  | None |  |  |  | 2016-09-27 | 2014-11-26 | Canada | ES_1030861_HD-PAR38/19W/30/FL25/D/1350_11262014103440_6607366 | 2226001
Turolight Inc. | Turolight | LED PAR LAMP | VIV-PAR20/7.5W/27/FL25/D |  | PAR20 | Reflector (Flood/Spot) | E26 (Medium) | Directional | LED | 3 | 50 | 82 | 63 | 2346 |  | 25 |  | 7.5 | 53.3 | No | 25000 | 2700 | 82 | 9 | 0.9 | -20 | Dimmable | 10% |  | None |  |  |  | 2016-09-27 | 2015-04-06 | Canada | ES_1030861_VIV-PAR20/7.5W/27/FL25/D_04172015150335_9289386 | 2237436
Turolight Inc. | Turolight | LED PAR LAMP | VIV-PAR20/7.5W/27/WFL40/D |  | PAR20 | Reflector (Flood/Spot) | E26 (Medium) | Directional | LED | 3 | 50 | 82 | 63 | 786 |  | 40 | 400 | 7.5 | 53.3 | No | 25000 | 2700 | 82 | 9 | 0.9 | -20 | Dimmable | 10% |  | None |  |  |  | 2016-09-27 | 2014-12-18 | Canada | ES_1030861_VIV-PAR20/7.5W/27/WFL40/D_12222014104144_7573054 | 2229806
Turolight Inc. | Turolight | LED PAR LAMP | VIV-PAR20/7.5W/30/WFL40/D |  | PAR20 | Reflector (Flood/Spot) | E26 (Medium) | Directional | LED | 3 | 50 | 82 | 63 | 842 |  | 40 | 400 | 7.5 | 53.3 | No | 25000 | 3000 | 83 | 12 | 0.9 | -20 | Dimmable | 10% |  | None |  |  |  | 2016-09-27 | 2014-12-18 | Canada | ES_1030861_VIV-PAR20/7.5W/30/WFL40/D_12222014104144_1623028 | 2229807
Turolight Inc. | Turolight | LED PAR LAMP | VIV-PAR20/7.5W/40/WFL40/D |  | PAR20 | Reflector (Flood/Spot) | E26 (Medium) | Directional | LED | 3 | 50 | 82 | 63 | 757 |  | 40 |  | 7.5 | 53.3 | No | 25000 | 4000 | 83 | 14 | 0.9 | -20 | Dimmable | 10% |  | None |  |  |  | 2016-09-27 | 2015-04-06 | Canada | ES_1030861_VIV-PAR20/7.5W/40/WFL40/D_04172015150335_2555615 | 2237437
Turolight Inc. | Turolight | LED PAR LAMP | VIV-PAR30/10.5W/27/FL25/D |  | PAR30 | Reflector (Flood/Spot) | E26 (Medium) | Directional | LED | 3 | 60 | 90 | 94 | 3132 |  | 25 | 600 | 10.5 | 57.1 | No | 25000 | 2700 | 82 | 8 | 0.9 | -20 | Dimmable | 10% |  | None |  |  |  | 2016-09-27 | 2014-12-29 | Canada | ES_1030861_VIV-PAR30/10.5W/27/FL25/D_01022015140334_5524593 | 2230357
Turolight Inc. | Turolight | LED PAR LAMP | VIV-PAR30/10.5W/30/FL25/D |  | PAR30 | Reflector (Flood/Spot) | E26 (Medium) | Directional | LED | 3 | 60 | 90 | 94 | 2938 |  | 25 |  | 10.5 | 57.1 | No | 25000 | 3000 | 82 | 11 | 0.9 | -20 | Dimmable | 10% |  | None |  |  |  | 2016-09-27 | 2015-04-06 | Canada | ES_1030861_VIV-PAR30/10.5W/30/FL25/D_04172015112959_4342278 | 2237441
Turolight Inc. | Turolight | LED PAR LAMP | VIV-PAR30/10.5W/30/WFL40/D |  | PAR30 | Reflector (Flood/Spot) | E26 (Medium) | Directional | LED | 3 | 60 | 94 | 90 | 1388 |  | 40 | 600 | 10.5 | 57.1 | No | 25000 | 3000 | 84 | 25 | 0.9 | -20 | Dimmable | 10% |  | None |  |  |  | 2016-09-27 | 2014-12-31 | Canada | ES_1030861_VIV-PAR30/10.5W/30/WFL40/D_01022015140349_1977509 | 2230354
Turolight Inc. | Turolight | LED PAR LAMP | VIV-PAR30/10.5W/40/WFL40/D |  | PAR30 | Reflector (Flood/Spot) | E26 (Medium) | Directional | LED | 3 | 60 | 94 | 90 | 1519 |  | 40 |  | 10.5 | 57.1 | No | 25000 | 4000 | 84 | 17 | 0.9 | -20 | Dimmable | 10% |  | None |  |  |  | 2016-09-27 | 2015-04-06 | Canada | ES_1030861_VIV-PAR30/10.5W/40/WFL40/D_04172015113009_5395912 | 2237442
Turolight Inc. | Turolight | LED PAR LAMP | VIV-PAR30/13.5W/27/FL25/LN/D |  | PAR30 | Reflector (Flood/Spot) | E26 (Medium) | Directional | LED | 3 | 75 | 115 | 94 | 4557 |  | 25 |  | 13.7 | 54.7 | No | 25000 | 2700 | 81 | 6 | 0.9 | -20 | Dimmable | 10% |  | None |  |  |  | 2016-09-27 | 2015-04-03 | Canada | ES_1030861_VIV-PAR30/13.5W/27/FL25/LN/D_04072015073206_2714874 | 2235909
Turolight Inc. | Turolight | LED PAR LAMP | VIV-PAR30/13.5W/27/WFL40/LN/D |  | PAR30 | Reflector (Flood/Spot) | E26 (Medium) | Directional | LED | 3 | 75 | 115 | 94 | 1751 |  | 40 |  | 13.5 | 55.6 | No | 25000 | 2700 | 83 | 21 | 0.9 | -20 | Dimmable | 10% |  | None |  |  |  | 2016-09-27 | 2015-04-03 | Canada | ES_1030861_VIV-PAR30/13.5W/27/WFL40/LN/D_04072015073222_9428540 | 2235906
Turolight Inc. | Turolight | LED PAR LAMP | VIV-PAR30/13.5W/30/FL25/LN/D |  | PAR30 | Reflector (Flood/Spot) | E26 (Medium) | Directional | LED | 3 | 75 | 115 | 94 | 4526 |  | 25 |  | 13.5 | 55.6 | No | 25000 | 3000 | 82 | 10 | 0.9 | -20 | Dimmable | 10% |  | None |  |  |  | 2016-09-27 | 2015-04-03 | Canada | ES_1030861_VIV-PAR30/13.5W/30/FL25/LN/D_04072015073206_6391874 | 2235910
Turolight Inc. | Turolight | LED PAR LAMP | VIV-PAR30/13.5W/30/WFL40/LN/D |  | PAR30 | Reflector (Flood/Spot) | E26 (Medium) | Directional | LED | 3 | 75 | 115 | 94 | 1754 |  | 40 |  | 13.5 | 55.6 | No | 25000 | 3000 | 84 | 23 | 0.9 | -20 | Dimmable | 10% |  | None |  |  |  | 2016-09-27 | 2015-04-03 | Canada | ES_1030861_VIV-PAR30/13.5W/30/WFL40/LN/D_04072015073222_9718869 | 2235907
Turolight Inc. | Turolight | LED PAR LAMP | VIV-PAR30/13.5W/40/FL25/LN/D |  | PAR30 | Reflector (Flood/Spot) | E26 (Medium) | Directional | LED | 3 | 75 | 115 | 94 | 4706 |  | 25 |  | 13.5 | 55.6 | No | 25000 | 4000 | 85 | 22 | 0.9 | -20 | Dimmable | 10% |  | None |  |  |  | 2016-09-27 | 2015-04-03 | Canada | ES_1030861_VIV-PAR30/13.5W/40/FL25/LN/D_04072015073206_8406425 | 2235911
Turolight Inc. | Turolight | LED PAR LAMP | VIV-PAR30/13.5W/40/WFL40/LN/D |  | PAR30 | Reflector (Flood/Spot) | E26 (Medium) | Directional | LED | 3 | 75 | 115 | 94 | 1933 |  | 40 |  | 13.5 | 55.6 | No | 25000 | 4000 | 85 | 25 | 0.9 | -20 | Dimmable | 10% |  | None |  |  |  | 2016-09-27 | 2015-04-03 | Canada | ES_1030861_VIV-PAR30/13.5W/40/WFL40/LN/D_04072015073222_2894967 | 2235908
Turolight Inc. | Turolight | LED PAR LAMP | VIV-PAR38/17.5W/27/FL25/D |  | PAR38 | Reflector (Flood/Spot) | E26 (Medium) | Directional | LED | 3 | 100 | 132 | 121 | 5446 |  | 25 |  | 17.5 | 60 | No | 25000 | 2700 | 81 | 5 | 0.9 | -20 | Dimmable | 10% |  | None |  |  |  | 2016-09-27 | 2015-04-06 | Canada | ES_1030861_VIV-PAR38/17.5W/27/FL25/D_04172015112745_9243175 | 2237438
Turolight Inc. | Turolight | LED PAR LAMP | VIV-PAR38/17.5W/27/WFL40/D |  | PAR38 | Reflector (Flood/Spot) | E26 (Medium) | Directional | LED | 3 | 85 | 132 | 121 | 1561 |  | 40 |  | 17.5 | 60 | No | 25000 | 2700 | 83 | 21 | 1 | -20 | Dimmable | 10% |  | None |  |  |  | 2016-09-27 | 2015-04-06 | Canada | ES_1030861_VIV-PAR38/17.5W/27/WFL40/D_04172015112755_6785647 | 2237439
Turolight Inc. | Turolight | LED PAR LAMP | VIV-PAR38/17.5W/30/FL25/D |  | PAR38 | Reflector (Flood/Spot) | E26 (Medium) | Directional | LED | 3 | 100 | 132 | 121 | 5465 |  | 25 | 1050 | 17.5 | 60 | No | 25000 | 3000 | 83 | 18 | 0.9 | -20 | Dimmable | 10% |  | None |  |  |  | 2016-09-27 | 2014-12-17 | Canada | ES_1030861_VIV-PAR38/17.5W/30/FL25/D_12222014104158_5948278 | 2229804
Turolight Inc. | Turolight | LED PAR LAMP | VIV-PAR38/17.5W/30/WFL40/D |  | PAR38 | Reflector (Flood/Spot) | E26 (Medium) | Directional | LED | 3 | 85 | 132 | 121 | 1566 |  | 40 | 1050 | 17.5 | 60 | No | 25000 | 3000 | 84 | 23 | 0.9 | -20 | Dimmable | 10% |  | None |  |  |  | 2016-09-27 | 2014-12-18 | Canada | ES_1030861_VIV-PAR38/17.5W/30/WFL40/D_12222014104204_6925081 | 2229822
Turolight Inc. | Turolight | LED PAR LAMP | VIV-PAR38/17.5W/40/FL25/D |  | PAR38 | Reflector (Flood/Spot) | E26 (Medium) | Directional | LED | 3 | 100 | 132 | 121 | 5433 |  | 25 | 1050 | 17.5 | 60 | No | 25000 | 4000 | 87 | 32 | 0.9 | -20 | Dimmable | 10% |  | None |  |  |  | 2016-09-27 | 2014-12-17 | Canada | ES_1030861_VIV-PAR38/17.5W/40/FL25/D_12222014104158_6380518 | 2229805
Turolight Inc. | Turolight | LED PAR LAMP | VIV-PAR38/17.5W/40/WFL40/D |  | PAR38 | Reflector (Flood/Spot) | E26 (Medium) | Directional | LED | 3 | 85 | 132 | 121 | 1760 |  | 40 | 1050 | 17.5 | 60 | No | 25000 | 4000 | 84 | 25 | 0.9 | -20 | Dimmable | 10% |  | None |  |  |  | 2016-09-27 | 2014-12-18 | Canada | ES_1030861_VIV-PAR38/17.5W/40/WFL40/D_12222014104204_9474567 | 2229803
US Green Lighting | US Green Lighting | L/5/CDL/D/127/001 | L/5/CDL/D/127/001 |  | Decorative Candle: Other | Decorative | E12 (Candelabra) | Decorative | LED | 3 | 40 | 97 | 35 |  |  |  | 325 | 5.3 | 61.3 | No | 25000 | 2700 | 83 | 21 | 0.9 | -20 | Dimmable | 9% |  | Damp Location Rated |  |  |  | 2015-01-20 | 2015-02-04 | United States | ES_1128069_L/5/CDL/D/127/001_02042015031000_1023761 | 2232713
US Green Lighting | US Green Lighting | L/6/G25/D/127/151 | L/6/G25/D/127/151 |  | G25 | Globe | E26 (Medium) | Decorative | LED | 3 | 40 | 123 | 79.9 |  |  |  | 450 | 6.1 | 73.8 | No | 25000 | 2700 | 82 | 16 | 0.7 | -20 | Dimmable | 10% |  | Damp Location Rated,Not for Use in Enclosed Fixtures |  |  |  | 2015-03-20 | 2015-04-16 | United States | ES_1128069_ L/6/G25/D/127/151 _04172015012220_1023795 | 2237425
US Green Lighting | US Green Lighting | L/7/A19/D/127/001 | L/7/A19/D/127/001 |  | A19 | General Purpose Replacement | E26 (Medium) | Omnidirectional | LED | 3 | 40 | 112.4 | 61 |  |  |  | 450 | 7 | 64.3 | No | 25000 | 2700 | 82 | 10 | 0.9 | -20 | Dimmable | 10% |  | Damp Location Rated |  |  |  | 2015-01-20 | 2015-02-04 | United States | ES_1128069_L/7/A19/D/127/001_02042015031330_1023761 | 2232714
US Green Lighting | US Green Lighting | L/7/A19/D/130/001 | L/7/A19/D/130/001 |  | A19 | General Purpose Replacement | E26 (Medium) | Omnidirectional | LED | 3 | 40 | 112.4 | 61 |  |  |  | 470 | 7 | 67.1 | No | 25000 | 3000 | 83 | 15 | 0.9 | -20 | Dimmable | 10% |  | Damp Location Rated |  |  |  | 2015-01-20 | 2015-02-04 | United States | ES_1128069_L/7/A19/D/130/001_02042015031840_1023761 | 2232715
US Green Lighting | US Green Lighting | L/7/A19/D/140/001 | L/7/A19/D/140/001 |  | A19 | General Purpose Replacement | E26 (Medium) | Omnidirectional | LED | 3 | 40 | 112.4 | 60.7 |  |  |  | 490 | 7 | 70 | No | 25000 | 4000 | 84 | 17 | 0.9 | -20 | Dimmable | 10% |  | Damp Location Rated,Not for Use in Enclosed Fixtures |  |  |  | 2015-08-20 | 2015-10-23 | United States | ES_1128069_L/7/A19/D/140/001_10232015040440_1023919 | 2251159
US Green Lighting | US Green Lighting | L/7/A19/D/150/001 | L/7/A19/D/150/001 |  | A19 | General Purpose Replacement | E26 (Medium) | Omnidirectional | LED | 3 | 40 | 112.4 | 61 |  |  |  | 520 | 7 | 74.3 | No | 25000 | 5000 | 85 | 20 | 0.9 | -20 | Dimmable | 10% |  | Damp Location Rated |  |  |  | 2015-01-20 | 2015-02-04 | United States | ES_1128069_L/7/A19/D/150/001_02042015032220_1023762 | 2232716
US Green Lighting | US Green Lighting | L/7/MR16/D/130/001 | L/7/MR16/D/130/001 |  | PAR16 | Reflector (Flood/Spot) | GU10 | Directional | LED | 3 | 50 | 54.2 | 50.2 | 1139 |  | 40 | 450 | 7 | 64.3 | No | 25000 | 3000 | 82 | 18 | 0.7 | -20 | Dimmable | 10% |  | Damp Location Rated,Not for Use in Recessed Fixtures,Not for Use in Enclosed Fixtures |  |  |  | 2015-01-20 | 2015-03-05 | United States | ES_1128069_L/7/MR16/D/130/001_03052015051730_1023774 | 2234317
US Green Lighting | US Green Lighting | L/A21/16/D1/830/L001 | L/A21/16/D1/830/L001 |  | A21 | General Purpose Replacement | E26 (Medium) | Omnidirectional | LED | 3 | 100 | 131.7 | 69.8 |  |  |  | 1600 | 16 | 100 | No | 25000 | 3000 | 82 | 7 | 1 | -20 | Dimmable | 10% |  | Damp Location Rated,Not for Use in Enclosed Fixtures |  |  |  | 2015-05-20 | 2015-06-08 | United States | ES_1128069_L/A21/16/D1/830/L001_06082015054220_1023828 | 2241214
US Green Lighting | US Green Lighting | L/A21/16/D1/840/L001 | L/A21/16/D1/840/L001 |  | A21 | General Purpose Replacement | E26 (Medium) | Omnidirectional | LED | 3 | 100 | 131.7 | 69.8 |  |  |  | 1600 | 16 | 100 | No | 25000 | 4000 | 84 | 15 | 1 | -20 | Dimmable | 10% |  | Damp Location Rated,Not for Use in Enclosed Fixtures |  |  |  | 2015-05-20 | 2015-06-08 | United States | ES_1128069_L/A21/16/D1/840/L001_06082015051840_1023826 | 2241213
Verbatim Americas | Verbatim | LED | 99093 | ,,R20-L500-C27-U | R20 | Reflector (Flood/Spot) | E26 (Medium) | Directional | LED | 5 | 50 | 95 | 64 |  |  | 114 | 500 | 7.5 | 66.7 | No | 40000 | 2700 | 82 | 5 | 0.9 | -20 | Dimmable | 10% |  | None |  |  |  | 2015-08-05 | 2015-08-05 | United States, Canada | ES_1113395_99093_08212015105525_5338837 | 2246275
US Green Lighting | US Green Lighting | L/B30/11/D1/830/L001 | L/B30/11/D1/830/L001 |  | BR30 | Reflector (Flood/Spot) | E26 (Medium) | Directional | LED | 3 | 65 | 128.9 | 94.7 |  |  | 110 | 850 | 11 | 77.3 | No | 25000 | 3000 | 82 | 9 | 1 | -20 | Dimmable | 10% |  | Damp Location Rated,Not for Use in Enclosed Fixtures |  |  |  | 2015-06-05 | 2015-06-05 | United States | ES_1128069_L/B30/11/D1/830/L001_06082015050840_1023827 | 2241208
US Green Lighting | US Green Lighting | L/B40/17/D1/830/L001 | L/B40/17/D1/830/L001 |  | BR40 | Reflector (Flood/Spot) | E26 (Medium) | Directional | LED | 3 | 100 | 158.7 | 120 |  |  |  | 1400 | 17 | 82.4 | No | 25000 | 3000 | 82 | 9 | 0.9 | -20 | Dimmable | 10% |  | Damp Location Rated,Not for Use in Enclosed Fixtures |  |  |  | 2015-05-20 | 2015-06-08 | United States | ES_1128069_L/B40/17/D1/830/L001_06082015053440_1023828 | 2241209
US Green Lighting | US Green Lighting | LED | L/A19/13/D1/830/P001 |  | A19 | General Purpose Replacement | E26 (Medium) | Omnidirectional | LED | 3 | 75 | 113 | 60 |  |  |  | 1100 | 13 | 84.6 | No | 25000 | 3000 | 83 | 14 | 1 | -40 | Dimmable | 10% |  | None |  |  |  | 2015-08-05 | 2015-08-07 | United States | ES_1128069_L/A19/13/D1/830/P001_08142015163556_9383354 | 2246306
US Green Lighting | US Green Lighting | LED | L/A19/13/D1/840/P001 |  | A19 | General Purpose Replacement | E26 (Medium) | Omnidirectional | LED | 3 | 75 | 110 | 60 |  |  |  | 1100 | 13 | 84.6 | No | 25000 | 4000 | 85 | 30 | 1 | -40 | Dimmable | 10% |  | None |  |  |  | 2015-08-05 | 2015-08-07 | United States | ES_1128069_L/A19/13/D1/840/P001_08142015163604_9560589 | 2246305
US Green Lighting | US Green Lighting | LED Lamp | L/6/G25/D/127/151 |  | G25 | Globe | E26 (Medium) | Decorative | LED | 5 | 40 | 121.4 | 80 |  |  |  | 450 | 6 | 75 | No | 25000 | 2700 | 83 | 11 | 0.9 | -20 | Dimmable | 10% | No | Damp Location Rated,Not for Use in Recessed Fixtures | No |  |  | 2016-09-03 | 2016-09-12 | United States | ES_1128069_L/6/G25/D/127/151_09122016164701_3248792 | 2279724
US Green Lighting | US Green Lighting | L/R20/7/D1/830/L001 | L/R20/7/D1/830/L001 |  | R20 | Reflector (Flood/Spot) | E26 (Medium) | Directional | LED | 3 | 50 | 96.2 | 63.4 |  |  | 110 | 550 | 7 | 78.6 | No | 25000 | 3000 | 82 | 6 | 0.9 | -20 | Dimmable | 10% |  | Not for Use in Enclosed Fixtures |  |  |  | 2015-06-05 | 2015-06-05 | United States | ES_1128069_L/R20/7/D1/830/L001_06082015045950_1023827 | 2241207
US Green Lighting | US Green Lighting | self-ballasted LED Lamp | L/P30/15/D1/830/N001 |  | PAR30L | Reflector (Flood/Spot) | E26 (Medium) | Directional | LED | 3 | 75 | 113 | 95 | 2235 |  | 40 |  | 15 | 80 | No | 25000 | 3000 | 84 | 13 | 1 | -20 | Dimmable | 10% |  | None |  |  |  | 2015-05-12 | 2015-05-12 | United States | ES_1128069_L/P30/15/D1/830/N001_05132015105731_5238864 | 2239250
US Green Lighting | US Green Lighting | self-ballasted LED Lamp | L/P38/18/D1/830/N001 |  | PAR38 | Reflector (Flood/Spot) | E26 (Medium) | Directional | LED | 3 | 100 | 130 | 120 | 3344 |  | 40 |  | 18.1 | 83.3 | No | 25000 | 3000 | 84 | 12 | 1 | -20 | Dimmable | 10% |  | None |  |  |  | 2015-05-12 | 2015-05-12 | United States | ES_1128069_L/P38/18/D1/830/N001_05132015105808_2938472 | 2239251
Ushio America Inc. | UPHORIA | 1004075 | 1004075 | ,1004075,2700K,40°; ,1004076,3000K,40°; ,1004077,2700K,25°; ,1004078,3000K,25° | PAR20 | Reflector (Flood/Spot) | E26 (Medium) | Directional | LED | 5 | 50 | 85 | 63 | 843 |  | 40 | 470 | 7 | 67.1 | No | 25000 | 2700 | 91 | 51 | 0.9 | -20 | Dimmable | 10% | No | Damp Location Rated | No |  |  | 2016-01-01 | 2016-09-30 | United States, Canada | ES_1086348_1004075_08222016164021_9697599 | 2280407
Ushio America Inc. | UPHORIA | 1004079 | 1004079 | ,1004079,2700K,40°; ,1004080,3000K,40°; ,1004081,3000K,25° | PAR30S | Reflector (Flood/Spot) | E26 (Medium) | Directional | LED | 5 | 75 | 84 | 94 | 1416 |  | 40 | 850 | 11 | 68.2 | No | 25000 | 2700 | 91 | 53 | 0.9 | -20 | Dimmable | 10% | No | Damp Location Rated | No |  |  | 2016-01-01 | 2016-09-30 | United States, Canada | ES_1086348_1004079_08222016164021_2603599 | 2280408
Verbatim Americas | Verbatim | LED | 98994 | ,R30-L865-C30-WDIM, | BR30 | Reflector (Flood/Spot) | E26 (Medium) | Directional | LED | 5 | 65 | 132 | 95 |  |  | 112 | 865 | 13 | 66.5 | No | 25000 | 3000 | 85 | 33 | 0.9 | -20 | Dimmable | 10% |  | None |  |  |  | 2015-06-10 | 2015-06-09 | United States, Canada | ES_1113395_98994;R30-L865-C30-WDIM_06102015080825_3934276 | 2241342
Verbatim Americas | Verbatim | LED | 99003 | ,P30SN-L750-C27-B25-90-W, | PAR30 | Reflector (Flood/Spot) | E26 (Medium) | Directional | LED | 5 | 75 | 87 | 94 | 3329 |  | 25 |  | 10.5 | 71.6 | No | 25000 | 2700 | 90 | 45 | 0.9 | -20 | Dimmable | 10% |  | None |  |  |  | 2015-04-25 | 2015-04-28 | United States, Canada | ES_1113395_99003;P30SN-L750-C27-B25-90-W_04292015182257_1915543 | 2238284
Verbatim Americas | Verbatim | LED | 99004 | ,P30SN-L800-C30-B25-90-W, | PAR30 | Reflector (Flood/Spot) | E26 (Medium) | Directional | LED | 5 | 75 | 87 | 94 | 3576 |  | 25 |  | 10.5 | 76.4 | No | 25000 | 3000 | 90 | 48 | 0.9 | -20 | Dimmable | 10% |  | None |  |  |  | 2015-04-25 | 2015-04-28 | United States, Canada | ES_1113395_99004;P30SN-L800-C30-B25-90-W_04292015182257_1758156 | 2238285
Verbatim Americas | Verbatim | LED | 99012 | ,,P20-L525-C50-B25-90-W | PAR20 | Reflector (Flood/Spot) | E26 (Medium) | Directional | LED | 5 | 50 | 85 | 63 | 2192 |  | 25 |  | 7 | 75 | No | 25000 | 5000 | 91 | 55 | 0.8 | -20 | Dimmable | 10% |  | None |  |  |  | 2015-04-25 | 2015-04-28 | United States, Canada | ES_1113395_99012_05012015145825_6664793 | 2238473
Verbatim Americas | Verbatim | LED | 99013 | ,,P30-L850-C50-B25-90-W | PAR30L | Reflector (Flood/Spot) | E26 (Medium) | Directional | LED | 5 | 75 | 119 | 94 | 3566 |  | 25 |  | 10.4 | 81.5 | No | 25000 | 5000 | 91 | 55 | 0.9 | -20 | Dimmable | 10% |  | None |  |  |  | 2015-04-25 | 2015-04-28 | United States, Canada | ES_1113395_99013_05012015145737_1518929 | 2238472
Verbatim Americas | Verbatim | LED | 99074 | ,,P30SN-L820-C40-B40-90-W | PAR30 | Reflector (Flood/Spot) | E26 (Medium) | Directional | LED | 5 | 75 | 87 | 94 | 1657 |  | 40 | 820 | 10.5 | 78.2 | No | 25000 | 4000 | 93 | 61 | 0.9 | -20 | Dimmable | 10% |  | None |  |  |  | 2015-05-25 | 2015-06-02 | United States, Canada | ES_1113395_99074_06162015144008_5163300 | 2241620
Verbatim Americas | Verbatim | LED | 99094 | ,,R20-L500-C30-U | R20 | Reflector (Flood/Spot) | E26 (Medium) | Directional | LED | 5 | 50 | 95 | 64 |  |  | 114 | 500 | 7.5 | 66.7 | No | 40000 | 3000 | 83 | 6 | 0.9 | -20 | Dimmable | 10% |  | None |  |  |  | 2015-08-05 | 2015-08-05 | United States, Canada | ES_1113395_99094_08212015105525_8227770 | 2246276
Verbatim Americas | Verbatim | LED | 99097 | ,,R40-L1100-C27-U | BR40 | Reflector (Flood/Spot) | E26 (Medium) | Directional | LED | 5 | 85 | 157 | 125 |  |  | 103 | 1100 | 17 | 64.7 | No | 40000 | 2700 | 82 | 4 | 1 | -20 | Dimmable | 15% |  | None |  |  |  | 2015-08-05 | 2015-08-05 | United States, Canada | ES_1113395_99097_08212015105450_6664219 | 2246273
Verbatim Americas | Verbatim | LED | 99098 | ,,R40-L1100-C30-U | BR40 | Reflector (Flood/Spot) | E26 (Medium) | Directional | LED | 5 | 85 | 157 | 125 |  |  | 103 | 1100 | 17 | 64.7 | No | 40000 | 3000 | 83 | 8 | 1 | -20 | Dimmable | 15% |  | None |  |  |  | 2015-08-05 | 2015-08-05 | United States, Canada | ES_1113395_99098_08212015105450_1089773 | 2246274
Verbatim Americas | Verbatim | LED | 99258 | ,,A19-L800-C30-OD-D | A19 | General Purpose Replacement | E26 (Medium) | Omnidirectional | LED | 5 | 60 | 113 | 60 |  |  |  | 800 | 9 | 88.9 | No | 25000 | 3000 | 83 | 13 | 1 | -20 | Dimmable | 10% |  | None |  |  |  | 2015-09-10 | 2015-09-21 | United States, Canada | ES_1113395_99258_10052015171606_6285224 | 2249529
Verbatim Americas | Verbatim | LED Lamp | 98785 | ,G10-L380-C27-B38-N, | PAR16 | Reflector (Flood/Spot) | GU10 | Directional | LED | 5 | 60 | 53 | 50 | 849 |  | 38 |  | 6.3 | 60.3 | No | 25000 | 2700 | 82 | 16 | 0.7 | -40 | Dimmable | 10% |  | None |  |  |  | 2015-07-05 | 2015-07-15 | United States, Canada | ES_1113395_98785;G10-L380-C27-B38-N_07222015092945_3909256 | 2243945
Verbatim Americas | Verbatim | LED Lamp | 99256 | ,,A19-L480-C30-OD-D | A19 | General Purpose Replacement | E26 (Medium) | Omnidirectional | LED | 5 | 40 | 110 | 60 |  |  |  | 480 | 7.5 | 64 | No | 25000 | 3000 | 83 | 13 | 0.9 | -20 | Dimmable | 10% |  | None |  |  |  | 2015-09-10 | 2015-09-21 | United States, Canada | ES_1113395_99256_10052015171637_9668742 | 2249531
Verbatim Americas | Verbatim | LED Lamp | 99257 | ,,A19-L800-C27-OD-D | A19 | General Purpose Replacement | E26 (Medium) | Omnidirectional | LED | 5 | 60 | 113 | 60 |  |  |  | 800 | 9.7 | 82.2 | No | 25000 | 2700 | 83 | 12 | 1 | -20 | Dimmable | 10% |  | None |  |  |  | 2015-09-10 | 2015-09-21 | United States, Canada | ES_1113395_99257_10052015171622_9603321 | 2249530
Verbatim Americas | Verbatim | LED Lamp | 99259 | ,,A19-L1100-C27-OD-D | A19 | General Purpose Replacement | E26 (Medium) | Omnidirectional | LED | 5 | 75 | 110 | 60 |  |  |  | 1100 | 13 | 84.6 | No | 25000 | 2700 | 82 | 9 | 1 | -20 | Dimmable | 10% |  | None |  |  |  | 2015-08-10 | 2015-08-10 | United States, Canada | ES_1113395_99259_08212015110623_8639352 | 2246285
Verbatim Americas | Verbatim | LED Lamp | 99260 | ,,A19-L1100-C30-OD-D | A19 | General Purpose Replacement | E26 (Medium) | Omnidirectional | LED | 5 | 75 | 113 | 60 |  |  |  | 1100 | 13 | 84.6 | No | 25000 | 3000 | 83 | 14 | 1 | -20 | Dimmable | 10% |  | None |  |  |  | 2015-08-10 | 2015-08-10 | United States, Canada | ES_1113395_99260_08212015110607_2097567 | 2246284
Verbatim Americas | Verbatim | LED Lamp | 99261 | ,,A21-L1600-C27-OD-D | A21 | General Purpose Replacement | E26 (Medium) | Omnidirectional | LED | 5 | 100 | 135 | 73 |  |  |  | 1600 | 17 | 94.1 | No | 25000 | 2700 | 82 | 9 | 1 | -20 | Dimmable | 10% |  | None |  |  |  | 2015-08-10 | 2015-08-10 | United States, Canada | ES_1113395_99261_08212015110515_7295270 | 2246283
Verbatim Americas | Verbatim | LED Lamp | 99262 | ,,A21-L1600-C30-OD-D | A21 | General Purpose Replacement | E26 (Medium) | Omnidirectional | LED | 5 | 100 | 135 | 73 |  |  |  | 1600 | 17 | 94.1 | No | 25000 | 3000 | 83 | 16 | 1 | -20 | Dimmable | 10% |  | None |  |  |  | 2015-08-10 | 2015-08-12 | United States, Canada | ES_1113395_99262_08212015110543_8335752 | 2246282
Verbatim Americas | Verbatim | LED Lamp | 99263 | ,,A21-L1600-C27-OD-3W | A21 | General Purpose Replacement | E26 (Medium) | Omnidirectional | LED | 5 | 100 | 136 | 72 |  |  |  | 1600 | 17 | 94.1 | Yes | 25000 | 2700 | 82 | 11 | 1 | -20 |  |  |  | Not for Use in Enclosed Fixtures |  |  |  | 2015-11-15 | 2015-11-16 | United States, Canada | ES_1113395_99263_11242015140928_3452357 | 2253291
Verbatim Americas | Verbatim | R30-L650-C27-R | 98789 |  | BR30 | Reflector (Flood/Spot) | E26 (Medium) | Directional | LED | 5 | 65 | 127.8 | 94.8 |  |  | 112 | 650 | 8 | 81.3 | No | 25000 | 2700 | 82 | 14 | 0.9 | -20 | Dimmable | 10% |  | None |  |  |  | 2014-07-10 | 2014-09-23 | United States, Canada | ES_1113395_98789_09232014033440_1023676 | 2220096
Verbatim Americas | Verbatim | R30-L650-C27-U | 99251 |  | BR30 | Reflector (Flood/Spot) | E26 (Medium) | Directional | LED | 5 | 65 | 128.5 | 94.7 |  |  | 110 | 650 | 8.5 | 76.5 | No | 25000 | 2700 | 82 | 8 | 1 | -20 | Dimmable | 10% |  | Damp Location Rated,Not for Use in Enclosed Fixtures |  |  |  | 2015-07-20 | 2015-08-03 | United States | ES_1113395_99251_08042015043000_1023866 | 2245000
Torchstar Corporation | TORCHSTAR | LED | DBBR40-17W50D |  | BR40 | Reflector (Flood/Spot) | E26 (Medium) | Directional | LED | 3 | 85 | 157 | 125 |  |  |  | 1100 | 17 | 64.7 | No | 40000 | 5000 | 85 | 18 | 1 | -20 | Dimmable | 15% |  | None |  |  |  | 2015-11-20 | 2015-11-24 | United States | ES_1127338_DBBR40-17W50D_11252015145849_8166088 | 2253597
Torchstar Corporation | TORCHSTAR | LED | DBG25-7W27D |  | G25 | Globe | E26 (Medium) | Decorative | LED | 3 | 60 | 121 | 80 |  |  |  | 500 | 7 | 71.4 | No | 25000 | 2700 | 82 | 8 | 0.8 | -20 | Dimmable | 10% |  | None |  |  |  | 2015-11-10 | 2015-11-09 | United States | ES_1127338_DBG25-7W27D_11102015153520_9693577 | 2252358
Torchstar Corporation | TORCHSTAR | LED A19 GU24 | HLGUA19-D-2P9W27 |  | A19 | General Purpose Replacement | GU24 | Omnidirectional | LED | 3 | 60 | 109 | 61 |  |  |  | 820 | 9.4 | 87 | No | 25000 | 2700 | 81 | 4 | 0.9 | -30 | Dimmable | 10% | No | None | No |  |  | 2016-03-20 | 2016-03-16 | United States | ES_1127338_HLGUA19-D-2P9W27_03232016105947_1031856 | 2262950
Torchstar Corporation | TORCHSTAR | LED A19 GU24 | HLGUA19-D-2P9W30 |  | A19 | General Purpose Replacement | GU24 | Omnidirectional | LED | 3 | 60 | 109 | 61 |  |  |  | 840 | 9.2 | 91.4 | No | 25000 | 3000 | 82 | 6 | 0.9 | -30 | Dimmable | 10% | No | None | No |  |  | 2016-03-20 | 2016-03-16 | United States | ES_1127338_HLGUA19-D-2P9W30_03232016105947_2898819 | 2262949
Torchstar Corporation | TORCHSTAR | LED A19 GU24 | HLGUA19-D-2P9W40 |  | A19 | General Purpose Replacement | GU24 | Omnidirectional | LED | 3 | 60 | 109 | 61 |  |  |  | 850 | 9.1 | 93 | No | 25000 | 4000 | 83 | 9 | 0.9 | -30 | Dimmable | 10% | No | None | No |  |  | 2016-03-20 | 2016-03-16 | United States | ES_1127338_HLGUA19-D-2P9W40_03232016105947_5902433 | 2262951
Torchstar Corporation | TORCHSTAR | LED A19 GU24 | HLGUA19-D-2P9W50 |  | A19 | General Purpose Replacement | GU24 | Omnidirectional | LED | 3 | 60 | 109 | 61 |  |  |  | 830 | 9.1 | 90.9 | No | 25000 | 5000 | 83 | 6 | 0.9 | -30 | Dimmable | 10% | No | None | No |  |  | 2016-03-20 | 2016-03-16 | United States | ES_1127338_HLGUA19-D-2P9W50_03232016105947_5951880 | 2262952
Torchstar Corporation | TORCHSTAR | LED Lamp | BM2P1A21-15D27 |  | A21 | General Purpose Replacement | E26 (Medium) | Omnidirectional | LED | 3 | 100 | 133.9 | 67.8 |  |  |  | 1600 | 15.5 | 103.2 | No | 25000 | 2700 | 81 | 6 | 0.9 | -20 | Dimmable | 15% |  | Damp Location Rated,Not for Use in Recessed Fixtures,Not for Use in Enclosed Fixtures |  |  |  | 2016-02-15 | 2016-03-23 | United States, Canada | ES_1127338_BM2P1A21-15D27_03232016172815_3719234 | 2264321
Torchstar Corporation | TORCHSTAR | LED Lamp | BM2P1A21-15D30 |  | A21 | General Purpose Replacement | E26 (Medium) | Omnidirectional | LED | 3 | 100 | 133.9 | 67.8 |  |  |  | 1600 | 15.5 | 103.2 | No | 25000 | 3000 | 83 | 11 | 0.9 | -20 | Dimmable | 15% |  | Damp Location Rated,Not for Use in Recessed Fixtures,Not for Use in Enclosed Fixtures |  |  |  | 2016-02-15 | 2016-03-23 | United States, Canada | ES_1127338_BM2P1A21-15D30_03232016172846_4712890 | 2264322
Torchstar Corporation | TORCHSTAR | LED Lamp | BM2P1A21-15D50 |  | A21 | General Purpose Replacement | E26 (Medium) | Omnidirectional | LED | 3 | 100 | 133.9 | 67.8 |  |  |  | 1700 | 15.5 | 109.7 | No | 25000 | 5000 | 81 | 6 | 0.9 | -20 | Dimmable | 15% |  | Damp Location Rated,Not for Use in Recessed Fixtures,Not for Use in Enclosed Fixtures |  |  |  | 2016-02-15 | 2016-03-23 | United States, Canada | ES_1127338_BM2P1A21-15D50_03232016172855_4278981 | 2264323
Torchstar Corporation | TORCHSTAR | LED Lamp | LSDCAL-4WFB27 |  | B10 | Decorative | E12 (Candelabra) | Decorative | LED | 3 | 40 | 91.5 | 34.9 |  |  |  | 350 | 4 | 87.5 | No | 25000 | 2700 | 81 | 2 | 1 | -20 |  |  | Yes | Damp Location Rated,Use With Timers,Use With Photo and/or Motion Sensors,Recessed Fixtures,Filament Style | No |  |  | 2016-09-30 | 2016-10-17 | United States, Canada | ES_1127338_LSDCAL-4WFB27_10172016154401_2349891 | 2282809
Torchstar Corporation | TORCHSTAR | LED LAMP | LSDMR16-7W-D30 |  | MR16 | Reflector (Flood/Spot) | GU5.3 | Directional | LED | 3 | 50 | 50.3 | 50.1 | 1079 |  | 40 | 490 | 7 | 70 | No | 25000 | 3000 | 82 | 5 | 0.9 | -20 | Dimmable | 10% | No | Damp Location Rated,Use With Timers,Use With Photo and/or Motion Sensors | No |  |  | 2016-09-30 | 2016-10-14 | United States, Canada | ES_1127338_LSDMR16-7W-D30_10142016154432_2819841 | 2282810
Torchstar Corporation | TORCHSTAR | LED Lamp BR40 | BMBR40N-D-17W30 |  | BR40 | Reflector (Flood/Spot) | E26 (Medium) | Directional | LED | 3 | 100 | 161 | 126.5 |  |  |  | 1500 | 17 | 88.2 | No | 25000 | 3000 | 85 | 21 | 1 | -20 | Dimmable | 10% |  | Damp Location Rated,Enclosed Fixtures,Recessed Fixtures |  |  |  | 2015-12-15 | 2016-01-04 | United States, Canada | ES_1127338_BMBR40N-D-17W30_01042016163122_0837277 | 2256171
Torchstar Corporation | TORCHSTAR | LED Lamp BR40 | BMBR40N-D-17W40 |  | BR40 | Reflector (Flood/Spot) | E26 (Medium) | Directional | LED | 3 | 100 | 162.1 | 127.1 |  |  |  | 1550 | 17 | 91.2 | No | 25000 | 4000 | 85 | 22 | 0.9 | -20 | Dimmable | 10% |  | Damp Location Rated,Enclosed Fixtures,Recessed Fixtures |  |  |  | 2015-12-15 | 2016-01-04 | United States, Canada | ES_1127338_BMBR40N-D-17W40_01042016163151_2837841 | 2256172
Torchstar Corporation | TORCHSTAR | LED Lamp BR40 | BMBR40N-D-17W50 |  | BR40 | Reflector (Flood/Spot) | E26 (Medium) | Directional | LED | 3 | 100 | 160.2 | 126.8 |  |  |  | 1600 | 17 | 94.1 | No | 25000 | 5000 | 85 | 22 | 1 | -20 | Dimmable | 10% |  | Damp Location Rated,Enclosed Fixtures,Recessed Fixtures |  |  |  | 2015-12-15 | 2016-01-04 | United States, Canada | ES_1127338_BMBR40N-D-17W50_01042016163159_0187823 | 2256173
Torchstar Corporation | TORCHSTAR | LED Lamp PAR16 | BMPAR16N-D407W30 |  | PAR16 | Reflector (Flood/Spot) | E26 (Medium) | Directional | LED | 3 | 75 | 72.7 | 49.6 | 1426 |  | 40 | 500 | 7.5 | 66.7 | No | 25000 | 3000 | 84 | 16 | 0.9 | -20 | Dimmable | 10% |  | Damp Location Rated,Enclosed Fixtures,Recessed Fixtures |  |  |  | 2015-12-15 | 2016-01-04 | United States, Canada | ES_1127338_BMPAR16N-D407W30_01042016093512_2388101 | 2256211
Torchstar Corporation | TORCHSTAR | LED Lamp PAR16 | BMPAR16N-D407W40 |  | PAR16 | Reflector (Flood/Spot) | E26 (Medium) | Directional | LED | 3 | 75 | 73.3 | 50 | 1488 |  | 40 | 600 | 7.5 | 80 | No | 25000 | 4000 | 84 | 16 | 0.9 | -20 | Dimmable | 10% |  | Damp Location Rated,Enclosed Fixtures,Recessed Fixtures |  |  |  | 2015-12-15 | 2016-01-04 | United States, Canada | ES_1127338_BMPAR16N-D407W40_01042016093544_3971972 | 2256212
Torchstar Corporation | TORCHSTAR | LED Lamp PAR16 | BMPAR16N-D407W50 |  | PAR16 | Reflector (Flood/Spot) | E26 (Medium) | Directional | LED | 3 | 75 | 72.9 | 49.8 | 1293 |  | 40 | 600 | 7.5 | 80 | No | 25000 | 5000 | 86 | 25 | 0.9 | -20 | Dimmable | 10% |  | Damp Location Rated,Enclosed Fixtures,Recessed Fixtures |  |  |  | 2015-12-15 | 2016-01-04 | United States, Canada | ES_1127338_BMPAR16N-D407W50_01042016093557_4881923 | 2256213
Torchstar Corporation | TORCHSTAR | LED Lamp PAR16 | GU10TBA40-D-27 |  | PAR16 | Reflector (Flood/Spot) | GU10 | Directional | LED | 3 | 75 | 54.9 | 50 | 1523 |  | 40 | 500 | 7.5 | 66.7 | No | 25000 | 2700 | 81 | 3 | 0.9 | -20 | Dimmable | 10% |  | Damp Location Rated,Enclosed Fixtures,Recessed Fixtures |  |  |  | 2015-12-15 | 2016-01-04 | United States, Canada | ES_1127338_GU10TBA40-D-27_01042016164423_6345721 | 2256174
Torchstar Corporation | TORCHSTAR | LED Lamp PAR16 | GU10TBA40-D-50 |  | PAR16 | Reflector (Flood/Spot) | GU10 | Directional | LED | 3 | 75 | 54.5 | 49.8 | 1411 |  | 40 | 600 | 7.5 | 80 | No | 25000 | 5000 | 86 | 26 | 0.9 | -20 | Dimmable | 10% |  | Damp Location Rated,Enclosed Fixtures,Recessed Fixtures |  |  |  | 2015-12-15 | 2016-01-04 | United States, Canada | ES_1127338_GU10TBA40-D-50_01042016164450_2301721 | 2256175
Torchstar Corporation | TORCHSTAR | LED Lamp PAR20 | P20TB408-D-30 |  | PAR20 | Reflector (Flood/Spot) | E26 (Medium) | Directional | LED | 3 | 50 | 87.4 | 63.2 | 989 |  | 40 | 500 | 8 | 62.5 | No | 25000 | 3000 | 85 | 17 | 0.9 | -20 | Dimmable | 10% |  | Damp Location Rated,Recessed Fixtures,Not for Use in Enclosed Fixtures |  |  |  | 2015-12-15 | 2016-01-04 | United States, Canada | ES_1127338_P20TB408-D-30_01042016100421_4837821 | 2256214
Turolight Inc. | Turolight | LED Spotlight | VIV-PAR30/C/13W/30/WFL40/LN/D |  | PAR30L | Reflector (Flood/Spot) | E26 (Medium) | Directional | LED | 3 | 75 | 112.4 | 94.8 | 1726 |  | 40 | 820 | 13 | 63.1 | No | 25000 | 3000 | 83 | 12 | 0.9 | -20 | Dimmable | 15% |  | Damp Location Rated,Recessed Fixtures,Shatter Resistant,Not for Use in Enclosed Fixtures |  |  |  | 2014-12-05 | 2014-12-03 | Canada | ES_1030861_VIV-PAR30/C/13W/30/WFL40/LN/D_12032014125011_5020721 | 2226869
Turolight Inc. | Turolight | MR16-GU5.3 | HD-MR16/7W/27/FL35/GU5.3/D |  | MR16 | Reflector (Flood/Spot) | GU5.3 | Directional | LED | 3 | 50 | 50 | 50 | 1340 |  | 35 |  | 7 | 71.4 | No | 25000 | 2700 | 80 | 2 | 1 | -20 | Dimmable | 10% |  | None |  |  |  | 2016-09-27 | 2015-03-26 | Canada | ES_1030861_HD-MR16/7W/27/FL35/GU5.3/D_03302015092010_6485699 | 2235389
Turolight Inc. | Turolight | MR16-GU5.3 | HD-MR16/7W/30/FL35/GU5.3/D |  | MR16 | Reflector (Flood/Spot) | GU5.3 | Directional | LED | 3 | 50 | 50 | 50 | 1347 |  | 35 |  | 7 | 71.4 | No | 25000 | 3000 | 82 | 13 | 1 | -20 | Dimmable | 10% |  | None |  |  |  | 2016-09-27 | 2015-03-26 | Canada | ES_1030861_HD-MR16/7W/30/FL35/GU5.3/D_03302015092010_5114262 | 2235390
Turolight Inc. | Turolight | MR16-GU5.3 | HD-MR16/7W/40/FL35/GU5.3/D |  | MR16 | Reflector (Flood/Spot) | GU5.3 | Directional | LED | 3 | 50 | 50 | 50 | 1351 |  | 35 |  | 7 | 71.4 | No | 25000 | 4000 | 83 | 13 | 1 | -20 | Dimmable | 10% |  | None |  |  |  | 2016-09-27 | 2015-03-26 | Canada | ES_1030861_HD-MR16/7W/40/FL35/GU5.3/D_03302015092010_6210244 | 2235391
Turolight Inc. | Turolight | MRX-16 | HD-MR16/6.5W/27/FL35/GU10/D |  | MRX16 | Reflector (Flood/Spot) | GU10 | Directional | LED | 3 | 50 | 59 | 50 | 1156 |  | 38 | 500 | 6.5 | 76.9 | No | 25000 | 2700 | 81 | 5 | 0.9 | -20 | Dimmable | 10% |  | None |  |  |  | 2016-09-27 | 2015-03-20 | Canada | ES_1030861_HD-MR16/6.5W/27/FL35/GU10/D_03272015161223_7842746 | 2235267
Turolight Inc. | Turolight | MRX-16 | HD-MR16/6.5W/30/FL35/GU10/D |  | MRX16 | Reflector (Flood/Spot) | GU10 | Directional | LED | 3 | 50 | 59 | 50 | 1477 |  | 35 | 500 | 6.5 | 76.9 | No | 25000 | 3000 | 83 | 15 | 0.9 | -20 | Dimmable | 10% |  | None |  |  |  | 2016-09-27 | 2015-03-20 | Canada | ES_1030861_HD-MR16/6.5W/30/FL35/GU10/D_03272015161223_3855414 | 2235268
Turolight Inc. | Turolight | Self-ballasted LED Lamps | VIV-A19/9.5W/30/D/GU | ,,VIV-A19/9.5W/30/D/GU | A19 | General Purpose Replacement | GU24 | Omnidirectional | LED | 3 | 60 | 116 | 60 |  |  |  | 800 | 9.5 | 84.2 | No | 25000 | 3000 | 84 | 19 | 1 | -20 | Dimmable | 10% |  | None |  |  |  | 2016-09-27 | 2015-10-19 | Canada | ES_1030861_VIV-A19/9.5W/30/D/GU_10212015144809_3824406 | 2250999
Turolight Inc. | Turolight | Self-ballasted LED Lamps | VIV-A19/9.5W/40/D/GU | ,,VIV-A19/9.5W/40/D/GU | A19 | General Purpose Replacement | GU24 | Omnidirectional | LED | 3 | 60 | 116 | 60 |  |  |  | 800 | 9.5 | 84.2 | No | 25000 | 4000 | 83 | 9 | 1 | -20 | Dimmable | 10% |  | None |  |  |  | 2016-09-27 | 2015-10-19 | Canada | ES_1030861_VIV-A19/9.5W/40/D/GU_10212015144850_7411687 | 2251000
Turolight Inc. | Turolight | Spotlight | VIV-MR16/CC/7W/27/FL25/JDR/D |  | PAR16 | Reflector (Flood/Spot) | E26 (Medium) | Directional | LED | 3 | 60 | 70.4 | 50.1 | 2112 |  | 25 | 450 | 7 | 64.3 | No | 25000 | 2700 | 81 | 5 | 0.9 | -20 | Dimmable | 15% |  | Damp Location Rated,Recessed Fixtures,Shatter Resistant |  |  |  | 2014-11-05 | 2014-10-30 | Canada | ES_1030861_VIV-MR16/CC/7W/27/FL25/JDR/D_10302014095443_4566740 | 2224374
Turolight Inc. | Turolight | Spotlight | VIV-MR16/CC/7W/30/FL25/JDR/D |  | PAR16 | Reflector (Flood/Spot) | E26 (Medium) | Directional | LED | 3 | 60 | 70.2 | 50.1 | 2143 |  | 25 | 450 | 7 | 64.3 | No | 25000 | 3000 | 83 | 11 | 0.9 | -20 | Dimmable | 15% |  | Damp Location Rated,Recessed Fixtures,Shatter Resistant |  |  |  | 2014-11-05 | 2014-10-30 | Canada | ES_1030861_VIV-MR16/CC/7W/27/FL25/JDR/D_10302014094020_9711026 | 2224373
Turolight Inc. | Turolight | VIV-B11/7W/27/D | VIV-B11/7W/27/D |  | Decorative Candle: Other | Decorative | E26 (Medium) | Decorative | LED | 3 | 60 | 109 | 43 |  |  |  | 500 | 7 | 71.4 | No | 25000 | 2700 | 80 | 1 | 0.9 | -20 | Dimmable | 10% |  | None |  |  |  | 2016-09-27 | 2015-11-20 | Canada | ES_1030861_VIV-B11/7W/27/D_11242015130002_3616351 | 2253290
Turolight Inc. | Turolight | VIV-B11/7W/27/E12/D | VIV-B11/7W/27/E12/D |  | Decorative Candle: Other | Decorative | E12 (Candelabra) | Decorative | LED | 3 | 60 | 110 | 43 |  |  |  | 500 | 7 | 71.4 | No | 25000 | 2700 | 80 | 1 | 0.9 | -20 | Dimmable | 10% |  | None |  |  |  | 2016-09-27 | 2015-11-20 | Canada | ES_1030861_VIV-B11/7W/27/E12/D_11242015130002_8672921 | 2253289
Turolight Inc. | Turolight | Vivid LED JDR | VIV-MR16/CC/7W/27/WFL40/JDR/D |  | PAR16 | Reflector (Flood/Spot) | E26 (Medium) | Directional | LED | 3 | 60 | 70.4 | 50.1 | 1125 |  | 40 | 450 | 7 | 64.3 | No | 25000 | 2700 | 81 | 5 | 0.9 | -20 | Dimmable | 15% |  | Damp Location Rated,Recessed Fixtures,Shatter Resistant |  |  |  | 2014-09-01 | 2014-08-22 | Canada | ES_1030861_VIV-MR16/CC/7W/27/WFL40/JDR/D_08252014111019_7745595 | 2218477
Turolight Inc. | Turolight | Vivid LED JDR | VIV-MR16/CC/7W/30/WFL40/JDR/D |  | PAR16 | Reflector (Flood/Spot) | E26 (Medium) | Directional | LED | 3 | 60 | 70.3 | 50 | 1210 |  | 40 | 450 | 7 | 64.3 | No | 25000 | 3000 | 83 | 11 | 0.9 | -20 | Dimmable | 15% |  | Damp Location Rated,Recessed Fixtures,Shatter Resistant |  |  |  | 2014-09-01 | 2014-08-22 | Canada | ES_1030861_VIV-MR16/CC/7W/30/WFL40/JDR/D_08252014110856_3822511 | 2218478
Turolight Inc. | Turolight | Vivid LED MR16 | VIV-MR16/CC/7W/27/WFL40/GU5.3/D | Vivid LED MR16,VIV-MR16/CC/7W/27/FL25/GU5.3/D,Beam Angle: 25D | MR16 | Reflector (Flood/Spot) | GU5.3 | Directional | LED | 3 | 50 | 50.3 | 50.2 | 1202 |  | 40 | 450 | 7 | 64.3 | No | 25000 | 2700 | 82 | 6 | 0.7 | -20 | Dimmable | 15% |  | Damp Location Rated,Recessed Fixtures,Shatter Resistant |  |  |  | 2014-09-01 | 2014-08-22 | Canada | ES_1030861_VIV-MR16/CC/7W/27/WFL40/GU5.3/D_08252014111236_0070465 | 2218476
Turolight Inc. | Turolight | Vivid LED MR16 | VIV-MR16/CC/7W/30/WFL40/GU5.3/D | Vivid LED MR16,VIV-MR16/CC/7W/30/FL25/GU5.3/D,Beam Angle: 25D | MR16 | Reflector (Flood/Spot) | GU5.3 | Directional | LED | 3 | 50 | 50.4 | 50.2 | 1058 |  | 40 | 450 | 7 | 64.3 | No | 25000 | 3000 | 83 | 12 | 0.7 | -20 | Dimmable | 15% |  | Damp Location Rated,Recessed Fixtures,Shatter Resistant |  |  |  | 2014-09-01 | 2014-08-22 | Canada | ES_1030861_VIV-MR16/CC/7W/30/WFL40/GU5.3/D_08252014111136_2891945 | 2218479
TW Lighting | TW Lighting | A19-07120-27 | A19-07120-27 |  | A19 | General Purpose Replacement | E26 (Medium) | Omnidirectional | LED | 3 | 40 | 108 | 61 |  |  |  | 500 | 7 | 71.4 | No | 25000 | 2700 | 81 | 13 | 1 | -20 | Dimmable | 20% |  | Enclosed Fixtures,Recessed Fixtures |  |  |  | 2014-09-30 | 2014-11-19 | United States, Canada | ES_1118322_A19-07120-27_11212014030654_9214134 | 2225565
TW Lighting | TW Lighting | A19FM4W27 | A19FM4W27 |  | A19 | General Purpose Replacement | E26 (Medium) | Omnidirectional | LED | 3 | 40 | 101 | 60 |  |  |  | 450 | 4.9 | 91.8 | No | 15000 | 2700 | 80 | 2 | 0.9 | -20 | Dimmable | 10% |  | Damp Location Rated,Not for Use in Recessed Fixtures,Not for Use in Enclosed Fixtures |  |  |  | 2016-01-01 | 2016-04-25 | United States, Canada | ES_1118322_A19FM4W27_04212016150145_2302209 | 2265224
Ushio America Inc. | UPHORIA | 1004082 | 1004082 | ,1004082,2700K,40°; ,1004083,3000K,40°; ,1004084,3000K,25° | PAR30L | Reflector (Flood/Spot) | E26 (Medium) | Directional | LED | 5 | 75 | 119 | 94 | 1468 |  | 40 | 750 | 11 | 68.2 | No | 25000 | 2700 | 91 | 53 | 0.9 | -20 | Dimmable | 10% | No | Damp Location Rated | No |  |  | 2016-01-01 | 2016-10-12 | United States, Canada | ES_1086348_1004082_08222016164021_1307589 | 2281225
Ushio America Inc. | UPHORIA | 1004085 | 1004085 |  | PAR38 | Reflector (Flood/Spot) | E26 (Medium) | Directional | LED | 5 | 100 | 130 | 120 | 4645 |  | 25 | 975 | 15 | 65 | No | 25000 | 2700 | 92 | 55 | 0.9 | -20 | Dimmable | 10% | No | Damp Location Rated | No |  |  | 2016-01-01 | 2016-10-12 | United States, Canada | ES_1086348_1004085_08222016164021_56067566 | 2281226
Ushio America Inc. | UPHORIA | 1004086 | 1004086 | ,1004086,2700K,40°; ,1004087,3000K,40°; ,1004088,3000K,25° | PAR38 | Reflector (Flood/Spot) | E26 (Medium) | Directional | LED | 5 | 75 | 130 | 120 | 2404 |  | 40 | 1150 | 17 | 67.6 | No | 25000 | 2700 | 91 | 52 | 0.9 | -20 | Dimmable | 10% | No | Damp Location Rated | No |  |  | 2016-01-01 | 2016-10-12 | United States, Canada | ES_1086348_1004086_08222016164021_2604597 | 2281228
Ushio America Inc. | UPHORIA | LED | 1003869 |  | PAR20 | Reflector (Flood/Spot) | E26 (Medium) | Directional | LED | 5 | 50 | 85 | 62 | 1626 |  | 25 |  | 8 | 58.8 | No | 40000 | 3000 | 83 | 5 | 0.9 | -20 | Dimmable | 10% |  | None |  |  |  | 2014-10-30 | 2014-11-05 | United States | ES_1086348_1003869_11072014103149_9226332 | 2224382
Ushio America Inc. | UPHORIA | LED | 1003870 |  | PAR20 | Reflector (Flood/Spot) | E26 (Medium) | Directional | LED | 5 | 50 | 85 | 62 | 882 |  | 40 |  | 8 | 61.2 | No | 40000 | 3000 | 83 | 5 | 0.9 | -20 | Dimmable | 10% |  | None |  |  |  | 2014-10-30 | 2014-11-05 | United States | ES_1086348_1003870_11072014103149_5487247 | 2224383
Ushio America Inc. | UPHORIA | LED | 1003871 |  | PAR30L | Reflector (Flood/Spot) | E26 (Medium) | Directional | LED | 5 | 75 | 118 | 95 | 3025 |  | 25 | 835 | 14 | 59.6 | No | 40000 | 3000 | 83 | 3 | 1 | -20 | Dimmable | 10% |  | Enclosed Fixtures |  |  |  | 2014-06-08 | 2014-05-30 | United States | ES_1086348_1003871_06122014143816_1586543 | 2213585
Ushio America Inc. | UPHORIA | LED | 1003872 |  | PAR30L | Reflector (Flood/Spot) | E26 (Medium) | Directional | LED | 5 | 75 | 118 | 95 | 1648 |  | 40 | 850 | 14 | 60.7 | No | 40000 | 3000 | 83 | 3 | 1 | -20 | Dimmable | 10% |  | Enclosed Fixtures |  |  |  | 2014-06-08 | 2014-05-30 | United States | ES_1086348_1003872_06122014143816_4637928 | 2213584
Ushio America Inc. | UPHORIA | LED | 1003873 |  | PAR30 | Reflector (Flood/Spot) | E26 (Medium) | Directional | LED | 5 | 75 | 95 | 85 | 3254 |  | 40 | 850 | 14.5 | 58.6 | No | 40000 | 3000 | 83 | 3 | 0.9 | -20 | Dimmable | 10% |  | Enclosed Fixtures |  |  |  | 2014-06-08 | 2014-05-30 | United States | ES_1086348_1003873_06122014143830_1411363 | 2213583
Ushio America Inc. | UPHORIA | LED | 1003874 |  | PAR30 | Reflector (Flood/Spot) | E26 (Medium) | Directional | LED | 5 | 75 | 95 | 85 | 1332 |  | 40 | 850 | 14.5 | 58.6 | No | 40000 | 3000 | 83 | 3 | 0.9 | -20 | Dimmable | 10% |  | Enclosed Fixtures |  |  |  | 2014-06-08 | 2014-05-30 | United States | ES_1086348_1003874_06122014143830_5743839 | 2213582
Ushio America Inc. | UPHORIA | LED | 1003875 |  | PAR38 | Reflector (Flood/Spot) | E26 (Medium) | Directional | LED | 5 | 90 | 128 | 120 | 4617 |  | 25 | 1000 | 16 | 62.5 | No | 40000 | 3000 | 84 | 18 | 0.9 | -20 | Dimmable | 10% |  | Enclosed Fixtures |  |  |  | 2014-06-08 | 2014-05-30 | United States | ES_1086348_1003875_06122014143905_5107047 | 2213577
Ushio America Inc. | UPHORIA | LED | 1003876 |  | PAR38 | Reflector (Flood/Spot) | E26 (Medium) | Directional | LED | 5 | 90 | 128 | 120 | 1721 |  | 40 | 970 | 16 | 60.6 | No | 40000 | 3000 | 84 | 19 | 0.9 | -20 | Dimmable | 10% |  | Enclosed Fixtures |  |  |  | 2014-06-08 | 2014-05-30 | United States | ES_1086348_1003876_06122014143905_5866992 | 2213576
Ushio America Inc. | UPHORIA | LED | 1003877 |  | PAR38 | Reflector (Flood/Spot) | E26 (Medium) | Directional | LED | 5 | 100 | 128 | 120 | 4424 |  | 25 | 1250 | 19 | 65.8 | No | 40000 | 3000 | 83 | 5 | 1 | -20 | Dimmable | 10% |  | Enclosed Fixtures |  |  |  | 2014-06-08 | 2014-05-30 | United States | ES_1086348_1003877_06122014143853_3087569 | 2213579
Ushio America Inc. | UPHORIA | LED | 1003906 |  | PAR38 | Reflector (Flood/Spot) | E26 (Medium) | Directional | LED | 5 | 90 | 128 | 120 | 1800 |  | 40 | 950 | 16 | 59.4 | No | 40000 | 2700 | 81 | 10 | 0.9 | -20 | Dimmable | 10% |  | Enclosed Fixtures |  |  |  | 2014-06-08 | 2014-05-30 | United States | ES_1086348_1003906_06122014143917_6445662 | 2213574
Ushio America Inc. | UPHORIA | LED | 1003907 |  | PAR38 | Reflector (Flood/Spot) | E26 (Medium) | Directional | LED | 5 | 90 | 128 | 120 | 4319 |  | 25 | 960 | 16 | 60 | No | 40000 | 2700 | 81 | 5 | 0.9 | -20 | Dimmable | 10% |  | Enclosed Fixtures |  |  |  | 2014-06-08 | 2014-05-30 | United States | ES_1086348_1003907_06122014143917_5945149 | 2213575
Ushio America Inc. | UPHORIA | LED | 1003909 |  | PAR38 | Reflector (Flood/Spot) | E26 (Medium) | Directional | LED | 5 | 100 | 128 | 120 | 4256 |  | 25 | 1200 | 19 | 63.2 | No | 40000 | 2700 | 82 | 1 | 1 | -20 | Dimmable | 10% |  | Enclosed Fixtures |  |  |  | 2014-06-08 | 2014-05-30 | United States | ES_1086348_1003909_06122014143841_2137010 | 2213581
Ushio America Inc. | UPHORIA | LED | 1003910 |  | PAR30L | Reflector (Flood/Spot) | E26 (Medium) | Directional | LED | 5 | 75 | 118 | 95 | 1440 |  | 40 | 800 | 14 | 57.1 | No | 40000 | 2700 | 82 | 2 | 1 | -20 | Dimmable | 10% |  | Enclosed Fixtures |  |  |  | 2014-06-08 | 2014-05-30 | United States | ES_1086348_1003910_06122014143754_4571278 | 2213586
Ushio America Inc. | UPHORIA | LED | 1003911 |  | PAR30L | Reflector (Flood/Spot) | E26 (Medium) | Directional | LED | 5 | 75 | 118 | 95 | 3591 |  | 25 | 800 | 14 | 57.1 | No | 40000 | 2700 | 82 | 2 | 1 | -20 | Dimmable | 10% |  | Enclosed Fixtures |  |  |  | 2014-06-08 | 2014-05-30 | United States | ES_1086348_1003911_06122014143754_4240473 | 2213587
Ushio America Inc. | UPHORIA | LED | 1003912 |  | PAR20 | Reflector (Flood/Spot) | E26 (Medium) | Directional | LED | 5 | 50 | 85 | 62 | 827 |  | 40 |  | 8.2 | 61.2 | No | 40000 | 2700 | 83 | 4 | 1 | -20 | Dimmable | 10% |  | None |  |  |  | 2014-10-30 | 2014-11-05 | United States | ES_1086348_1003912_11072014103142_2743101 | 2224385
Ushio America Inc. | UPHORIA | LED | 1003913 |  | PAR20 | Reflector (Flood/Spot) | E26 (Medium) | Directional | LED | 5 | 50 | 85 | 62 | 1607 |  | 25 |  | 8.2 | 57.5 | No | 40000 | 2700 | 83 | 4 | 1 | -20 | Dimmable | 10% |  | None |  |  |  | 2014-10-30 | 2014-11-05 | United States | ES_1086348_1003913_11072014103142_2865355 | 2224384
Ushio America Inc. | UPHORIA | LED | 1003921 |  | MR16 | Reflector (Flood/Spot) | GU5.3 | Directional | LED | 3 | 50 | 49 | 50 | 1201 |  | 38 | 500 | 8 | 62.5 | No | 25000 | 3000 | 82 | 12 | 0.7 | -20 | Dimmable | 10% |  | None |  |  |  | 2014-05-18 | 2014-05-30 | United States | ES_1086348_1003921_06052014152839_8779722 | 2212463
Verbatim Americas | Verbatim | R30-L650-C30-R | 98983 |  | BR30 | Reflector (Flood/Spot) | E26 (Medium) | Directional | LED | 5 | 65 | 127.8 | 94.8 |  |  | 109 | 650 | 8.1 | 80.2 | No | 25000 | 3000 | 83 | 17 | 0.9 | -20 | Dimmable | 10% |  | Damp Location Rated |  |  |  | 2014-12-10 | 2014-12-30 | United States | ES_1113395_98983_12302014024440_1023738 | 2230254
Verbatim Americas | Verbatim | R30-L650-C30-U | 99252 |  | BR30 | Reflector (Flood/Spot) | E26 (Medium) | Directional | LED | 5 | 65 | 128.5 | 94.7 |  |  | 110 | 650 | 8.6 | 75.6 | No | 25000 | 3000 | 82 | 7 | 1 | -20 | Dimmable | 10% |  | Damp Location Rated,Not for Use in Enclosed Fixtures |  |  |  | 2015-07-20 | 2015-08-03 | United States | ES_1113395_99252_08042015043730_1023866 | 2245001
Verbatim Americas | Verbatim | R30-L850-C27-R | 99064 |  | BR30 | Reflector (Flood/Spot) | E26 (Medium) | Directional | LED | 5 | 65 | 130 | 95 |  |  | 113 | 850 | 11 | 77.3 | No | 25000 | 2700 | 82 | 14 | 0.9 | -20 | Dimmable | 10% |  | Damp Location Rated,Not for Use in Enclosed Fixtures |  |  |  | 2015-03-20 | 2015-04-30 | United States, Canada | ES_1113395_99064_04302015110441_1023804 | 2238435
Verbatim Americas | Verbatim | R30-L850-C27-U | 99253 |  | BR30 | Reflector (Flood/Spot) | E26 (Medium) | Directional | LED | 5 | 65 | 128.9 | 94.7 |  |  | 109 | 850 | 11 | 77.3 | No | 25000 | 2700 | 82 | 9 | 1 | -20 | Dimmable | 10% |  | Damp Location Rated,Not for Use in Enclosed Fixtures |  |  |  | 2015-07-20 | 2015-08-04 | United States | ES_1113395_99253_08042015044620_1023866 | 2245002
Verbatim Americas | Verbatim | R30-L850-C30-R | 99065 |  | BR30 | Reflector (Flood/Spot) | E26 (Medium) | Directional | LED | 5 | 65 | 130 | 95 |  |  | 113 | 850 | 11.1 | 76.6 | No | 25000 | 3000 | 83 | 17 | 0.9 | -20 | Dimmable | 10% |  | Damp Location Rated,Not for Use in Enclosed Fixtures |  |  |  | 2014-03-20 | 2015-04-29 | United States, Canada | ES_1113395_99065_04302015111951_1023800 | 2238436
Verbatim Americas | Verbatim | R30-L850-C30-U | 99254 |  | BR30 | Reflector (Flood/Spot) | E26 (Medium) | Directional | LED | 5 | 65 | 128.9 | 94.7 |  |  | 110 | 850 | 11 | 77.3 | No | 25000 | 3000 | 82 | 9 | 1 | -20 | Dimmable | 10% |  | Damp Location Rated,Not for Use in Enclosed Fixtures |  |  |  | 2015-07-20 | 2015-08-04 | United States | ES_1113395_99254_08042015045220_1023866 | 2245003
Verilux, Inc. | Verilux | CFS13VLX | CFS13VLX |  | CFL Bare Spiral | General Purpose Replacement | E26 (Medium) | Omnidirectional | CFL | 2 | 60 | 105.9 | 47.6 |  | 1.6 |  | 840 | 13 | 64.6 | No | 10000 | 6500 | 85 | 49 | 0.6 | -18 |  |  |  | None |  |  |  | 2014-07-22 | 2014-07-31 | United States | ES_42731_CFS13VLX_07312014021000_1023647 | 2216798
Viking Sales, LLC | Diemark | Omni LED Lamp A19 | 9.5W A19/OMNI 2700K |  | A19 | General Purpose Replacement | E26 (Medium) | Omnidirectional | LED | 3 | 60 | 111.7 | 59.6 |  |  |  | 810 | 9.5 | 85.3 | No | 25000 | 2700 | 82 | 6 | 0.9 | -20 | Dimmable | 10% |  | Damp Location Rated,Not for Use in Enclosed Fixtures,Recessed Fixtures |  |  |  | 2015-04-10 | 2015-04-15 | United States, Canada | ES_1131199_9.5W A19/OMNI 2700K_04152015153231_9839014 | 2238059
Voltech International inc | TECHNILIGHT | LED | TL9A19D300C |  | A19 | General Purpose Replacement | E26 (Medium) | Omnidirectional | LED | 5 | 60 | 110 | 60 |  |  |  | 800 | 9.5 | 84.2 | No | 25000 | 5000 | 86 | 18 | 0.9 | -40 | Dimmable | 10% |  | None |  |  |  | 2014-11-10 | 2014-11-12 | United States, Canada | ES_1118003_TL9A19D300C_11132014141202_4947557 | 2225257
Voltech International inc | TECHNILIGHT | LED | TL9A19D300W |  | A19 | General Purpose Replacement | E26 (Medium) | Omnidirectional | LED | 5 | 60 | 111 | 60 |  |  |  | 800 | 9.5 | 84.2 | No | 25000 | 3000 | 83 | 9 | 0.9 | -40 | Dimmable | 10% |  | Not for Use in Enclosed Fixtures |  |  |  | 2014-11-10 | 2014-11-12 | United States, Canada | ES_1118003_TL9A19D300W_11132014141155_1366149 | 2225258
Voltech International inc | TECHNILIGHT | LED BR30 | TL15BR30D110W |  | BR30 | Reflector (Flood/Spot) | E26 (Medium) | Directional | LED | 3 | 75 | 134.6 | 96.5 |  |  | 110 | 1000 | 15 | 66.7 | No | 30000 | 3000 | 83 | 18 | 1 | -20 | Dimmable | 10% |  | None |  |  |  | 2014-06-20 | 2014-06-19 | Canada | ES_1118003_TL15BR30D110W_07092014183928_3011707 | 2214820
Vootu Inc. | Vootu | LED A21 Lamp | VT-A21-13W 2700K |  | A21 | General Purpose Replacement | E26 (Medium) | Omnidirectional | LED | 3 | 75 | 133.9 | 67.6 |  |  |  | 1100 | 13 | 84.6 | No | 25000 | 2700 | 81 | 5 | 0.9 | -20 | Dimmable | 10% |  | Damp Location Rated,Not for Use in Recessed Fixtures,Not for Use in Enclosed Fixtures |  |  |  | 2015-12-10 | 2015-12-04 | United States | ES_1134610_VT-A21-13W 2700K_12042015164915_5892401 | 2254908
Vootu Inc. | Vootu | LED A21 Lamp | VT-A21-13W 3000K |  | A21 | General Purpose Replacement | E26 (Medium) | Omnidirectional | LED | 3 | 75 | 133.4 | 67.5 |  |  |  | 1100 | 13 | 84.6 | No | 25000 | 3000 | 85 | 23 | 0.9 | -20 | Dimmable | 10% |  | Damp Location Rated,Not for Use in Recessed Fixtures,Not for Use in Enclosed Fixtures |  |  |  | 2015-12-10 | 2015-12-04 | United States | ES_1134610_VT-A21-13W 3000K_12042015164946_2349821 | 2254909
Vootu Inc. | Vootu | LED A21 Lamp | VT-A21-13W 5000K |  | A21 | General Purpose Replacement | E26 (Medium) | Omnidirectional | LED | 3 | 75 | 133.6 | 67.2 |  |  |  | 1100 | 13 | 84.6 | No | 25000 | 5000 | 86 | 29 | 0.9 | -20 | Dimmable | 10% |  | Damp Location Rated,Not for Use in Recessed Fixtures,Not for Use in Enclosed Fixtures |  |  |  | 2015-12-10 | 2015-12-04 | United States | ES_1134610_VT-A21-13W 5000K_12042015164953_0827419 | 2254910
Vootu Inc. | Vootu | LED BR30 Lamp | VT-BR30-13W 2700K |  | BR30 | Reflector (Flood/Spot) | E26 (Medium) | Directional | LED | 3 | 85 | 131.6 | 94.8 |  |  |  | 1100 | 13.5 | 81.5 | No | 25000 | 2700 | 82 | 7 | 0.9 | -20 | Dimmable | 10% |  | Damp Location Rated,Enclosed Fixtures,Recessed Fixtures |  |  |  | 2015-12-10 | 2015-12-04 | United States | ES_1134610_VT-BR30-13W 2700K_12042015172212_4899143 | 2254914
Vootu Inc. | Vootu | LED BR30 Lamp | VT-BR30-13W 3000K |  | BR30 | Reflector (Flood/Spot) | E26 (Medium) | Directional | LED | 3 | 85 | 132.2 | 94.8 |  |  |  | 1100 | 13.5 | 81.5 | No | 25000 | 3000 | 84 | 12 | 0.9 | -20 | Dimmable | 10% |  | Damp Location Rated,Enclosed Fixtures,Recessed Fixtures |  |  |  | 2015-12-10 | 2015-12-04 | United States | ES_1134610_VT-BR30-13W 3000K_12042015172246_6892014 | 2254915
Vootu Inc. | Vootu | LED BR30 Lamp | VT-BR30-13W 4000K |  | BR30 | Reflector (Flood/Spot) | E26 (Medium) | Directional | LED | 3 | 85 | 132.2 | 94.8 |  |  |  | 1100 | 13.5 | 81.5 | No | 25000 | 4000 | 84 | 12 | 0.9 | -20 | Dimmable | 10% | Yes | Damp Location Rated | No |  |  | 2016-08-10 | 2016-08-10 | United States | ES_1134610_VT-BR30-13W 4000K_08102016164401_2389013 | 2275199
Vootu Inc. | Vootu | LED BR30 Lamp | VT-BR30-13W 5000K |  | BR30 | Reflector (Flood/Spot) | E26 (Medium) | Directional | LED | 3 | 85 | 132 | 94.7 |  |  |  | 1200 | 13.5 | 88.9 | No | 25000 | 5000 | 84 | 15 | 0.9 | -20 | Dimmable | 10% |  | Damp Location Rated,Enclosed Fixtures,Recessed Fixtures |  |  |  | 2015-12-10 | 2015-12-04 | United States | ES_1134610_VT-BR30-13W 5000K_12042015172257_7908925 | 2254916
Vootu Inc. | Vootu | LED Lamp A19 | VT-A19-6W 2700K |  | A19 | General Purpose Replacement | E26 (Medium) | Omnidirectional | LED | 3 | 40 | 111.5 | 59.7 |  |  |  | 500 | 6 | 83.3 | No | 25000 | 2700 | 82 | 8 | 0.9 | -20 | Dimmable | 10% |  | Damp Location Rated,Not for Use in Enclosed Fixtures,Recessed Fixtures |  |  |  | 2015-12-10 | 2015-12-04 | United States | ES_1134610_VT-A19-6W 2700K_12042015161906_5028743 | 2254893
Vootu Inc. | Vootu | LED Lamp A19 | VT-A19-6W 3000K |  | A19 | General Purpose Replacement | E26 (Medium) | Omnidirectional | LED | 3 | 40 | 111.3 | 59.8 |  |  |  | 500 | 6 | 83.3 | No | 25000 | 3000 | 85 | 22 | 0.9 | -20 | Dimmable | 10% |  | Damp Location Rated,Not for Use in Enclosed Fixtures,Recessed Fixtures |  |  |  | 2015-12-10 | 2015-12-04 | United States | ES_1134610_VT-A19-6W 3000K_12042015161917_6789792 | 2254892
Torchstar Corporation | TORCHSTAR | LED Lamp PAR20 | P20TB408-D-40 |  | PAR20 | Reflector (Flood/Spot) | E26 (Medium) | Directional | LED | 3 | 50 | 87.2 | 63.4 | 1104 |  | 40 | 550 | 8 | 68.8 | No | 25000 | 4000 | 84 | 12 | 0.9 | -20 | Dimmable | 10% |  | Damp Location Rated,Recessed Fixtures,Not for Use in Enclosed Fixtures |  |  |  | 2015-12-15 | 2016-01-04 | United States, Canada | ES_1127338_P20TB408-D-40_01042016100447_5828791 | 2256215
Torchstar Corporation | TORCHSTAR | LED Lamp PAR20 | P20TB408-D-50 |  | PAR20 | Reflector (Flood/Spot) | E26 (Medium) | Directional | LED | 3 | 50 | 87.4 | 63.1 | 1193 |  | 40 | 550 | 8 | 68.8 | No | 25000 | 5000 | 86 | 19 | 0.9 | -20 | Dimmable | 10% |  | Damp Location Rated,Recessed Fixtures,Not for Use in Enclosed Fixtures |  |  |  | 2015-12-15 | 2016-01-04 | United States, Canada | ES_1127338_P20TB408-D-50_01042016100455_4230879 | 2256216
Torchstar Corporation | TORCHSTAR | LED Lamp PAR30 | P30TB4013L-D-30 |  | PAR30L | Reflector (Flood/Spot) | E26 (Medium) | Directional | LED | 3 | 75 | 117.6 | 95 | 1491 |  | 40 | 800 | 13 | 61.5 | No | 25000 | 3000 | 84 | 13 | 0.9 | -20 | Dimmable | 10% |  | Damp Location Rated,Recessed Fixtures,Not for Use in Enclosed Fixtures |  |  |  | 2015-12-15 | 2016-01-04 | United States, Canada | ES_1127338_P30TB4013L-D-30_01042016102002_3982198 | 2256217
Torchstar Corporation | TORCHSTAR | LED Lamp PAR30 | P30TB4013L-D-40 |  | PAR30L | Reflector (Flood/Spot) | E26 (Medium) | Directional | LED | 3 | 75 | 117.3 | 95.1 | 1645 |  | 40 | 850 | 13 | 65.4 | No | 25000 | 4000 | 83 | 11 | 0.9 | -20 | Dimmable | 10% |  | Damp Location Rated,Recessed Fixtures,Not for Use in Enclosed Fixtures |  |  |  | 2015-12-15 | 2016-01-04 | United States, Canada | ES_1127338_P30TB4013L-D-40_01042016102035_4897891 | 2256218
Torchstar Corporation | TORCHSTAR | LED Lamp PAR30 | P30TB4013L-D-50 |  | PAR30L | Reflector (Flood/Spot) | E26 (Medium) | Directional | LED | 3 | 75 | 117.3 | 95.1 | 1761 |  | 40 | 850 | 13 | 65.4 | No | 25000 | 5000 | 86 | 19 | 0.9 | -20 | Dimmable | 10% |  | Damp Location Rated,Recessed Fixtures,Not for Use in Enclosed Fixtures |  |  |  | 2015-12-15 | 2016-01-04 | United States, Canada | ES_1127338_P30TB4013L-D-50_01042016102044_2189738 | 2256219
Torchstar Corporation | TORCHSTAR | LED Lamp R20 | BMBR20N-D-7W30 |  | R20 | Reflector (Flood/Spot) | E26 (Medium) | Directional | LED | 3 | 50 | 96.9 | 63.2 |  |  |  | 600 | 7.5 | 80 | No | 25000 | 3000 | 84 | 13 | 0.9 | -20 | Dimmable | 10% |  | Damp Location Rated,Enclosed Fixtures,Recessed Fixtures |  |  |  | 2015-12-15 | 2016-01-04 | United States, Canada | ES_1127338_BMBR20N-D-7W30_01042016135321_2938481 | 2256300
Torchstar Corporation | TORCHSTAR | LED Lamp R20 | BMBR20N-D-7W40 |  | R20 | Reflector (Flood/Spot) | E26 (Medium) | Directional | LED | 3 | 50 | 96.2 | 63.3 |  |  |  | 650 | 7.5 | 86.7 | No | 25000 | 4000 | 85 | 19 | 0.9 | -20 | Dimmable | 10% |  | Damp Location Rated,Enclosed Fixtures,Recessed Fixtures |  |  |  | 2015-12-15 | 2016-01-04 | United States, Canada | ES_1127338_BMBR20N-D-7W40_01042016135352_4320882 | 2256301
Torchstar Corporation | TORCHSTAR | LED Lamp R20 | BMBR20N-D-7W50 |  | R20 | Reflector (Flood/Spot) | E26 (Medium) | Directional | LED | 3 | 50 | 96.7 | 63.6 |  |  |  | 700 | 7.5 | 93.3 | No | 25000 | 5000 | 83 | 14 | 0.9 | -20 | Dimmable | 10% |  | Damp Location Rated,Enclosed Fixtures,Recessed Fixtures |  |  |  | 2015-12-15 | 2016-01-04 | United States, Canada | ES_1127338_BMBR20N-D-7W50_01042016135359_0128984 | 2256302
Torchstar Corporation | TORCHSTAR | LSDBR30-11WD27 | LSDBR30-11WD27 |  | BR30 | Reflector (Flood/Spot) | E26 (Medium) | Directional | LED | 3 | 65 | 130.8 | 94.8 |  |  | 110 | 850 | 11 | 77.3 | No | 25000 | 2700 | 81 | 3 | 0.9 | -20 | Dimmable | 10% | No | Damp Location Rated | No |  |  | 2016-05-09 | 2016-05-09 | United States, Canada | ES_1127338_LSDBR30-11WD27_05092016070220_1024009 | 2266325
Torchstar Corporation | TORCHSTAR | LSDBR30-11WD 50 | LSDBR30-11WD 50 |  | BR30 | Reflector (Flood/Spot) | E26 (Medium) | Directional | LED | 3 | 65 | 130.8 | 94.8 |  |  | 110 | 850 | 11 | 77.3 | No | 25000 | 5000 | 84 | 14 | 0.9 | -20 | Dimmable | 10% | No | Damp Location Rated | No |  |  | 2016-05-10 | 2016-05-23 | United States, Canada | ES_1127338_LSDBR30-11WD 50_05312016104221_1024013 | 2268356
Torchstar Corporation | TORCHSTAR | TOR-L2-CandleD-5W-2700 | TOR-L2-CandleD-5W-2700 |  | Decorative Candle: Other | Decorative | E12 (Candelabra) | Decorative | LED | 3 | 40 | 97.2 | 35 |  |  |  | 325 | 5 | 65 | No | 25000 | 2700 | 82 | 7 | 0.9 | -20 | Dimmable | 10% |  | Damp Location Rated,Not for Use in Enclosed Fixtures |  |  |  | 2015-03-05 | 2015-04-01 | United States, Canada | ES_1127338_TOR-L2-CandleD-5W-2700_04012015120951_1023774 | 2235563
Torchstar Corporation | TORCHSTAR | TSBL-R30-11D27 | TSBL-R30-11D27 |  | R30 | Reflector (Flood/Spot) | E26 (Medium) | Directional | LED | 3 | 60 | 132 | 95 |  |  |  | 800 | 11 | 72.7 | No | 25000 | 2700 | 84 | 18 | 0.9 | -20 | Dimmable | 20% |  | Damp Location Rated,Recessed Fixtures |  |  |  | 2014-11-10 | 2016-03-01 | United States, Canada | ES_1127338_TSBL-R30-11D27_06052015115333_5213556 | 2241111
Torchstar Corporation | TORCHSTAR | TSBL-R30-11D30 | TSBL-R30-11D30 |  | R30 | Reflector (Flood/Spot) | E26 (Medium) | Directional | LED | 3 | 60 | 132 | 95 |  |  |  | 800 | 11 | 72.7 | No | 25000 | 3000 | 84 | 18 | 0.9 | -20 | Dimmable | 20% |  | Damp Location Rated,Recessed Fixtures |  |  |  | 2014-11-10 | 2016-03-01 | United States, Canada | ES_1127338_TSBL-R30-11D30_06052015115344_5224882 | 2241112
Torchstar Corporation | TORCHSTAR | TSBL-R30-11D40 | TSBL-R30-11D40 |  | R30 | Reflector (Flood/Spot) | E26 (Medium) | Directional | LED | 3 | 60 | 132 | 95 |  |  |  | 800 | 11 | 72.7 | No | 25000 | 4000 | 84 | 18 | 0.9 | -20 | Dimmable | 20% |  | Damp Location Rated,Recessed Fixtures |  |  |  | 2014-11-10 | 2016-03-01 | United States, Canada | ES_1127338_TSBL-R30-11D40_06052015115356_5236836 | 2241113
Torchstar Corporation | TORCHSTAR | TSBL-R30-11D50 | TSBL-R30-11D50 |  | R30 | Reflector (Flood/Spot) | E26 (Medium) | Directional | LED | 3 | 60 | 132 | 95 |  |  |  | 800 | 11 | 72.7 | No | 25000 | 5000 | 84 | 18 | 0.9 | -20 | Dimmable | 20% |  | Damp Location Rated,Recessed Fixtures |  |  |  | 2014-11-10 | 2016-03-01 | United States, Canada | ES_1127338_TSBL-R30-11D50_06052015115411_5251293 | 2241114
Torchstar Corporation | TORCHSTAR CORP | LED lamps | A19TB03G-D-30 |  | A19 | General Purpose Replacement | E26 (Medium) | Omnidirectional | LED | 3 | 60 | 111.4 | 59.9 |  |  |  | 834 | 9 | 104 | No | 25000 | 3000 | 81 | 4 | 0.9 | -20 | Dimmable | 20% |  | Recessed Fixtures |  |  |  | 2016-03-28 | 2016-03-29 | United States, Canada | ES_1127338_A19TB03G-D-30_04122016102831_3363314 | 2263942
Torchstar Corporation | TORCHSTAR CORP | LED lamps | A19TB03G-D-40 |  | A19 | General Purpose Replacement | E26 (Medium) | Omnidirectional | LED | 3 | 60 | 111.4 | 59.9 |  |  |  | 906 | 9 | 107 | No | 25000 | 4000 | 84 | 10 | 0.9 | -20 | Dimmable | 20% |  | Recessed Fixtures |  |  |  | 2016-03-28 | 2016-03-29 | United States, Canada | ES_1127338_A19TB03G-D-40_04122016102831_9040763 | 2263943
TW Lighting | TW Lighting | A19FM7W27 | A19FM7W27 |  | A19 | General Purpose Replacement | E26 (Medium) | Omnidirectional | LED | 3 | 60 | 100 | 60 |  |  |  | 800 | 7.5 | 106.7 | No | 15000 | 3000 | 81 | 1 | 0.9 | -40 | Dimmable | 10% | No | Damp Location Rated,Recessed Fixtures | No |  |  | 2016-01-01 | 2016-06-15 | United States, Canada | ES_1118322_A19FM7W27_06082016132911_442010 | 2269780
TW Lighting | TW Lighting | B11FM4W27 | B11FM4W27 |  | B10 | Decorative | E26 (Medium) | Omnidirectional | LED | 3 | 40 | 91.1 | 31.7 |  |  |  | 330 | 4 | 82.5 | No | 15000 | 2700 | 82 | 7 | 0.9 | -40 | Dimmable | 10% |  | Damp Location Rated,Not for Use in Enclosed Fixtures |  |  |  | 2016-01-01 | 2016-04-18 | United States, Canada | ES_1118322_B11FM4W27_04182016131625_4543725 | 2265061
TW Lighting | TW Lighting | BR20-07120-27 | BR20-07120-27 |  | R20 | Reflector (Flood/Spot) | E26 (Medium) | Directional | LED | 3 | 50 | 95 | 63 |  |  |  | 525 | 7.5 | 70 | No | 25000 | 2700 | 92 | 58 | 0.9 | -40 | Dimmable | 10% |  | Damp Location Rated,Not for Use in Enclosed Fixtures |  |  |  | 2016-01-01 | 2016-04-14 | United States, Canada | ES_1118322_BR20-07120-27_04082016161454_1852533 | 2264231
TW Lighting | TW Lighting | BR30-08120-27 | BR30-08120-27 |  | BR30 | Reflector (Flood/Spot) | E26 (Medium) | Directional | LED | 10 | 65 | 133 | 95 |  |  | 110 | 650 | 8.8 | 73.9 | No | 25000 | 2700 | 82 | 9 | 0.9 | -20 | Dimmable | 10% |  | Damp Location Rated,Not for Use in Enclosed Fixtures |  |  |  | 2014-01-01 | 2016-04-14 | United States, Canada | ES_1118322_BR30-08120-27_04082016162233_5837671 | 2264232
TW Lighting | TW Lighting | BR40-17120-27 | BR40-17120-27 |  | BR40 | Reflector (Flood/Spot) | E26 (Medium) | Directional | LED | 3 | 85 | 157 | 125 |  |  | 120 | 1100 | 17 | 64.7 | No | 25000 | 2700 | 82 | 4 | 0.9 | -40 | Dimmable | 10% |  | Damp Location Rated,Not for Use in Enclosed Fixtures |  |  |  | 2016-01-01 | 2016-04-14 | United States, Canada | ES_1118322_BR40-17120-27_04082016162821_7388727 | 2264233
TW Lighting | TW Lighting | G10-07036-27 | G10-07036-27 |  | PAR16 | Reflector (Flood/Spot) | GU10 | Directional | LED | 3 | 50 | 56 | 50 | 1299 |  | 36 | 525 | 7 | 75 | No | 25000 | 2700 | 82 | 18 | 0.9 | -20 | Dimmable | 20% |  | Enclosed Fixtures,Recessed Fixtures |  |  |  | 2014-09-30 | 2014-11-19 | United States | ES_1118322_G10-07036-27_11212014030729_9249280 | 2225564
TW Lighting | TW Lighting | G25-07120-27 | G25-07120-27 |  | G25 | Globe | E26 (Medium) | Decorative | LED | 3 | 60 | 110.3 | 79.2 |  |  |  | 550 | 7 | 78.6 | No | 25000 | 2700 | 82 | 19 | 0.9 | -20 | Dimmable | 20% |  | Enclosed Fixtures,Recessed Fixtures |  |  |  | 2014-10-30 | 2014-11-29 | United States | ES_1118322_G25-07120-27_12012014050808_0488273 | 2226183
TW Lighting | TW Lighting | G25-7120-27 | G25-7120-27 |  | G25 | Globe | E26 (Medium) | Decorative | LED | 3 | 60 | 121 | 80 |  |  |  | 500 | 7 | 71.4 | No | 25000 | 2700 | 82 | 8 | 0.9 | -40 | Dimmable | 10% | No | Damp Location Rated,Not for Use in Recessed Fixtures | No |  |  | 2016-01-01 | 2016-07-13 | United States, Canada | ES_1118322_G25-7120-27_07122016094745_5944940 | 2272323
TW Lighting | TW Lighting | GU10-06120-30 | GU10-06120-30 |  | PAR16 | Reflector (Flood/Spot) | GU10 | Directional | LED | 3 | 60 | 54 | 50 | 1176 |  | 35 | 500 | 6.5 | 76.9 | No | 25000 | 3000 | 84 | 17 | 0.9 | -40 | Dimmable | 10% | No | Damp Location Rated | No |  |  | 2016-01-01 | 2016-07-12 | United States, Canada | ES_1118322_GU10-06120-30_07112016133606_6737939 | 2272187
TW Lighting | TW Lighting | LED | OMNI-A19-0927 |  | A19 | General Purpose Replacement | E26 (Medium) | Omnidirectional | LED | 3 | 60 | 113 | 60 |  |  |  | 800 | 9.7 | 82.2 | No | 25000 | 2700 | 83 | 12 | 1 | -40 | Dimmable | 10% |  | None |  |  |  | 2015-11-15 | 2015-11-20 | United States | ES_1118322_OMNI-A19-0927_11242015130010_2159209 | 2253288
TW Lighting | TW Lighting | LED | PAR20-07120-40 |  | PAR20 | Reflector (Flood/Spot) | E26 (Medium) | Directional | LED | 3 | 50 | 85 | 63 | 836 |  | 40 |  | 7 | 66.9 | No | 25000 | 3000 | 92 | 63 | 0.9 | -40 | Dimmable | 10% |  | None |  |  |  | 2015-11-10 | 2015-11-20 | United States | ES_1118322_PAR20-07120-40_11242015125549_2532134 | 2253276
TW Lighting | TW Lighting | LED | TW10BR30/DIM/830/120 |  | BR30 | Reflector (Flood/Spot) | E26 (Medium) | Directional | LED | 3 | 65 | 133 | 95 |  |  |  | 685 | 10 | 68.5 | No | 40000 | 3000 | 84 | 24 | 0.9 | -40 | Dimmable | 10% |  | Enclosed Fixtures |  |  |  | 2014-06-15 | 2014-06-10 | United States | ES_1118322_TW10BR30/DIM/830/120_06132014154659_1922919 | 2213558
TW Lighting | TW Lighting | M16-07025-27 | M16-07025-27 |  | MR16 | Reflector (Flood/Spot) | GU5.3 | Directional | LED | 3 | 50 | 44.2 | 49.5 | 2472 |  | 25 | 550 | 7 | 78.6 | No | 25000 | 2700 | 81 | 15 | 1 | -20 | Dimmable | 20% |  | Enclosed Fixtures,Recessed Fixtures |  |  |  | 2014-10-30 | 2014-11-29 | United States | ES_1118322_M16-07025-27_12012014050836_0516710 | 2226182
TW Lighting | TW Lighting | M16-07036-27 | M16-07036-27 |  | MR16 | Reflector (Flood/Spot) | GU5.3 | Directional | LED | 3 | 50 | 50 | 47 | 1261 |  |  | 550 | 7 | 80 | No | 25000 | 2700 | 81 | 15 | 1 | -20 | Dimmable | 20% |  | Enclosed Fixtures,Recessed Fixtures |  |  |  | 2014-08-01 | 2016-03-01 | United States | ES_1118322_M16-07036-27_08192014085323_8403238 | 2217629
TW Lighting | TW Lighting | OMNI-A19-0727 | OMNI-A19-0727 |  | A19 | General Purpose Replacement | E26 (Medium) | Omnidirectional | LED | 3 | 40 | 110 | 60 |  |  |  | 450 | 7 | 64.3 | No | 25000 | 2700 | 83 | 23 | 0.9 | -20 | Dimmable | 20% |  | Damp Location Rated,Recessed Fixtures |  |  |  | 2014-08-01 | 2014-09-09 | United States | ES_1118322_OMNI-A19-0727_09102014072347_3827273 | 2218932
TW Lighting | TW Lighting | OMNI-A19-0727G24 | OMNI-A19-0727G24 |  | A19 | General Purpose Replacement | GU24 | Omnidirectional | LED | 3 | 40 | 110 | 60 |  |  |  | 450 | 7 | 64.3 | No | 25000 | 2700 | 83 | 23 | 0.9 | -20 | Dimmable | 20% |  | Damp Location Rated,Recessed Fixtures |  |  |  | 2014-08-01 | 2014-09-09 | United States | ES_1118322_OMNI-A19-0727G24_09102014072732_4052586 | 2218933
TW Lighting | TW Lighting | OMNI-A19-0927 | OMNI-A19-0927 | ,OMNI-A19-0927,2700K | A19 | General Purpose Replacement | E26 (Medium) | Omnidirectional | LED | 3 | 60 | 111.8 | 59.5 |  |  |  | 800 | 9.5 | 84.2 | No | 25000 | 2700 | 81 | 3 | 0.8 | -40 | Dimmable | 6% | Yes | Recessed Fixtures | No |  |  | 2016-01-01 | 2016-09-07 | United States, Canada | ES_1118322_OMNI-A19-0927_09012016144458_5233576 | 2278462
TW Lighting | TW Lighting | OMNI-A19-1027 | OMNI-A19-1027 |  | A19 | General Purpose Replacement | E26 (Medium) | Omnidirectional | LED | 3 | 60 | 110 | 60 |  |  |  | 800 | 10 | 80 | No | 25000 | 2700 | 84 | 24 | 0.9 | -20 | Dimmable | 20% |  | Damp Location Rated,Recessed Fixtures |  |  |  | 2014-08-01 | 2014-09-09 | United States | ES_1118322_OMNI-A19-1027_09102014072758_4078912 | 2218935
TW Lighting | TW Lighting | OMNI-A19-1027G24 | OMNI-A19-1027G24 |  | A19 | General Purpose Replacement | GU24 | Omnidirectional | LED | 3 | 60 | 110 | 60 |  |  |  | 800 | 10 | 80 | No | 25000 | 2700 | 84 | 24 | 0.9 | -20 | Dimmable | 20% |  | Damp Location Rated,Recessed Fixtures |  |  |  | 2014-08-01 | 2014-09-09 | United States | ES_1118322_OMNI-A19-1027G24_09102014072822_4102374 | 2218934
Ushio America Inc. | UPHORIA | LED | 1003956 |  | PAR20 | Reflector (Flood/Spot) | E26 (Medium) | Directional | LED | 3 | 50 | 85 | 63 | 1358 |  | 25 |  | 7 | 65.7 | No | 40000 | 2700 | 93 | 53 | 0.8 | -20 | Dimmable | 10% |  | None |  |  |  | 2015-06-01 | 2015-06-05 | United States, Canada | ES_1086348_1003956_06102015081546_1986020 | 2241315
Ushio America Inc. | UPHORIA | LED | 1003957 |  | PAR20 | Reflector (Flood/Spot) | E26 (Medium) | Directional | LED | 5 | 50 | 85 | 63 | 928 |  | 40 |  | 7 | 65.7 | No | 40000 | 2700 | 93 | 53 | 0.8 | -20 | Dimmable | 10% |  | None |  |  |  | 2015-06-01 | 2015-06-05 | United States, Canada | ES_1086348_1003957_06102015081546_5663422 | 2241355
Ushio America Inc. | UPHORIA | LED | 1003958 |  | PAR20 | Reflector (Flood/Spot) | E26 (Medium) | Directional | LED | 5 | 50 | 85 | 63 | 1453 |  | 25 |  | 7 | 67.1 | No | 40000 | 3000 | 91 | 50 | 0.8 | -20 | Dimmable | 10% |  | None |  |  |  | 2015-06-01 | 2015-06-05 | United States, Canada | ES_1086348_1003958_06102015081546_8533534 | 2241317
Ushio America Inc. | UPHORIA | LED | 1003959 |  | PAR20 | Reflector (Flood/Spot) | E26 (Medium) | Directional | LED | 5 | 50 | 85 | 63 | 1002 |  | 40 |  | 7 | 67.1 | No | 40000 | 3000 | 91 | 50 | 0.8 | -20 | Dimmable | 10% |  | None |  |  |  | 2015-06-01 | 2015-06-05 | United States, Canada | ES_1086348_1003959_06102015081546_4206023 | 2241316
Ushio America Inc. | UPHORIA | LED | 1003960 |  | PAR30L | Reflector (Flood/Spot) | E26 (Medium) | Directional | LED | 5 | 75 | 119 | 94 | 3545 |  | 25 |  | 10 | 75 | No | 40000 | 2700 | 91 | 50 | 0.9 | -20 | Dimmable | 10% |  | None |  |  |  | 2015-06-01 | 2015-06-11 | United States, Canada | ES_1086348_1003960_06182015165518_7515411 | 2241739
Ushio America Inc. | UPHORIA | LED | 1003961 |  | PAR30L | Reflector (Flood/Spot) | E26 (Medium) | Directional | LED | 5 | 75 | 119 | 94 | 1505 |  | 40 |  | 10 | 75 | No | 40000 | 2700 | 91 | 50 | 0.9 | -20 | Dimmable | 10% |  | None |  |  |  | 2015-06-01 | 2015-06-11 | United States, Canada | ES_1086348_1003961_06182015165518_7416049 | 2241738
Ushio America Inc. | UPHORIA | LED | 1003962 |  | PAR30L | Reflector (Flood/Spot) | E26 (Medium) | Directional | LED | 5 | 75 | 119 | 94 | 2963 |  | 25 |  | 10 | 80 | No | 40000 | 3000 | 91 | 52 | 0.9 | -20 | Dimmable | 10% |  | None |  |  |  | 2015-06-01 | 2015-06-11 | United States, Canada | ES_1086348_1003962_06182015165518_8035858 | 2241741
Ushio America Inc. | UPHORIA | LED | 1003963 |  | PAR30L | Reflector (Flood/Spot) | E26 (Medium) | Directional | LED | 5 | 75 | 119 | 94 | 1564 |  | 40 |  | 10 | 80 | No | 40000 | 3000 | 91 | 52 | 0.9 | -20 | Dimmable | 10% |  | None |  |  |  | 2015-06-01 | 2015-06-11 | United States, Canada | ES_1086348_1003963_06182015165518_1116838 | 2241740
Ushio America Inc. | UPHORIA | LED | 1003964 |  | PAR30 | Reflector (Flood/Spot) | E26 (Medium) | Directional | LED | 5 | 75 | 87 | 94 | 3329 |  | 25 |  | 10.5 | 71.6 | No | 40000 | 2700 | 90 | 45 | 0.9 | -20 | Dimmable | 10% |  | None |  |  |  | 2015-06-01 | 2015-06-05 | United States, Canada | ES_1086348_1003964_06102015081319_3078125 | 2241328
Ushio America Inc. | UPHORIA | LED | 1003965 |  | PAR30 | Reflector (Flood/Spot) | E26 (Medium) | Directional | LED | 5 | 75 | 87 | 94 | 1594 |  | 40 |  | 10.5 | 71.6 | No | 40000 | 2700 | 90 | 45 | 0.9 | -20 | Dimmable | 10% |  | None |  |  |  | 2015-06-01 | 2015-06-05 | United States, Canada | ES_1086348_1003965_06102015081319_3512321 | 2241327
Ushio America Inc. | UPHORIA | LED | 1003968 |  | PAR38 | Reflector (Flood/Spot) | E26 (Medium) | Directional | LED | 5 | 100 | 129 | 119 | 4564 |  | 25 |  | 15 | 63.3 | No | 40000 | 2700 | 91 | 64 | 0.9 | -20 | Dimmable | 10% |  | Not for Use in Enclosed Fixtures |  |  |  | 2015-06-01 | 2015-06-05 | United States, Canada | ES_1086348_1003968_06102015081027_8933593 | 2241312
Ushio America Inc. | UPHORIA | LED | 1003969 |  | PAR38 | Reflector (Flood/Spot) | E26 (Medium) | Directional | LED | 5 | 100 | 129 | 119 | 2249 |  | 40 |  | 15 | 63.3 | No | 40000 | 2700 | 91 | 64 | 0.9 | -20 | Dimmable | 10% |  | Not for Use in Enclosed Fixtures |  |  |  | 2015-06-01 | 2015-06-05 | United States, Canada | ES_1086348_1003969_06102015081027_9947135 | 2241311
Ushio America Inc. | UPHORIA | LED | 1003970 |  | PAR38 | Reflector (Flood/Spot) | E26 (Medium) | Directional | LED | 5 | 100 | 129 | 119 | 4525 |  | 25 |  | 15 | 66.7 | No | 40000 | 3000 | 91 | 50 | 0.9 | -20 | Dimmable | 10% |  | Not for Use in Enclosed Fixtures |  |  |  | 2015-06-01 | 2015-06-05 | United States, Canada | ES_1086348_1003970_06102015081027_2164596 | 2241314
Ushio America Inc. | UPHORIA | LED | 1003971 |  | PAR38 | Reflector (Flood/Spot) | E26 (Medium) | Directional | LED | 5 | 100 | 129 | 119 | 2280 |  | 40 |  | 15 | 66.7 | No | 40000 | 3000 | 91 | 50 | 0.9 | -20 | Dimmable | 10% |  | Not for Use in Enclosed Fixtures |  |  |  | 2015-06-01 | 2015-06-05 | United States, Canada | ES_1086348_1003971_06102015081027_7713876 | 2241313
Ushio America Inc. | Ushio | 1003854 | 1003854 |  | R20 | Reflector (Flood/Spot) | E26 (Medium) | Directional | LED | 3 | 50 | 99.3 | 63.2 |  |  |  | 540 | 8 | 67.5 | No | 25000 | 3000 | 82 | 15 | 0.7 | -20 | Dimmable | 5% |  | None |  |  |  | 2014-06-02 | 2014-06-16 | United States | ES_1086348_1003854_06162014111441_1023625 | 2213084
Ushio America Inc. | Ushio | 1003855 | 1003855 |  | BR30 | Reflector (Flood/Spot) | E26 (Medium) | Directional | LED | 3 | 65 | 130.2 | 95.3 |  |  | 106 | 750 | 11 | 68.2 | No | 25000 | 3000 | 82 | 14 | 0.7 | -20 | Dimmable | 5% |  | None |  |  |  | 2014-06-02 | 2014-06-04 | United States | ES_1086348_1003855_06042014031330_1023619 | 2212435
Ushio America Inc. | Ushio | 1003901 | 1003901 |  | R20 | Reflector (Flood/Spot) | E26 (Medium) | Directional | LED | 3 | 50 | 99.3 | 63.2 |  |  | 107 | 525 | 8 | 65.6 | No | 25000 | 2700 | 82 | 13 | 0.7 | -20 | Dimmable | 5% |  | None |  |  |  | 2014-05-14 | 2014-05-29 | United States | ES_1086348_1003901_05292014042110_1023617 | 2212100
Ushio America Inc. | Ushio | 1003992 | 1003992 |  | R20 | Reflector (Flood/Spot) | E26 (Medium) | Directional | LED | 3 | 50 | 99.3 | 63 |  |  |  | 525 | 7 | 75 | No | 25000 | 2700 | 80 | 4 | 1 | -20 | Dimmable | 5% |  | None |  |  |  | 2015-03-04 | 2015-03-06 | United States, Canada | ES_1086348_1003992_03062015052730_1023774 | 2234376
Vootu Inc. | Vootu | LED Lamp A19 | VT-A19-6W 4000K |  | A19 | General Purpose Replacement | E26 (Medium) | Omnidirectional | LED | 3 | 40 | 111.6 | 59.8 |  |  |  | 500 | 6 | 83.3 | No | 25000 | 4000 | 85 | 19 | 0.9 | -20 | Dimmable | 10% |  | Damp Location Rated,Not for Use in Enclosed Fixtures,Recessed Fixtures |  |  |  | 2015-12-10 | 2015-12-04 | United States | ES_1134610_VT-A19-6W 4000K_12042015161924_5899712 | 2254891
Vootu Inc. | Vootu | LED Lamp A19 | VT-A19-6W 5000K |  | A19 | General Purpose Replacement | E26 (Medium) | Omnidirectional | LED | 3 | 40 | 111.9 | 59.8 |  |  |  | 600 | 6 | 100 | No | 25000 | 5000 | 84 | 15 | 0.9 | -20 | Dimmable | 10% |  | Damp Location Rated,Not for Use in Enclosed Fixtures,Recessed Fixtures |  |  |  | 2015-12-10 | 2015-12-04 | United States | ES_1134610_VT-A19-6W 5000K_12042015161957_0892781 | 2254890
Vootu Inc. | Vootu | LED Lamp A19 | VT-A19-9W 2700K |  | A19 | General Purpose Replacement | E26 (Medium) | Omnidirectional | LED | 3 | 60 | 111.7 | 59.6 |  |  |  | 810 | 9.5 | 85.3 | No | 25000 | 2700 | 82 | 6 | 0.9 | -20 | Dimmable | 10% |  | Damp Location Rated,Not for Use in Enclosed Fixtures,Recessed Fixtures |  |  |  | 2015-12-10 | 2015-12-04 | United States | ES_1134610_VT-A19-9W 2700K_12042015163506_5827813 | 2254905
Vootu Inc. | Vootu | LED Lamp A19 | VT-A19-9W 3000K |  | A19 | General Purpose Replacement | E26 (Medium) | Omnidirectional | LED | 3 | 60 | 111.8 | 59.6 |  |  |  | 810 | 9.5 | 85.3 | No | 25000 | 3000 | 83 | 19 | 0.9 | -20 | Dimmable | 10% |  | Damp Location Rated,Not for Use in Enclosed Fixtures,Recessed Fixtures |  |  |  | 2015-12-10 | 2015-12-04 | United States | ES_1134610_VT-A19-9W 3000K_12042015163511_3484748 | 2254904
Vootu Inc. | Vootu | LED Lamp A19 | VT-A19-9W 4000K |  | A19 | General Purpose Replacement | E26 (Medium) | Omnidirectional | LED | 3 | 60 | 111.5 | 59.6 |  |  |  | 810 | 9.5 | 85.3 | No | 25000 | 4000 | 85 | 20 | 0.9 | -20 | Dimmable | 10% |  | Damp Location Rated,Not for Use in Enclosed Fixtures,Recessed Fixtures |  |  |  | 2015-12-10 | 2015-12-04 | United States | ES_1134610_VT-A19-9W 4000K_12042015163526_6892343 | 2254895
Vootu Inc. | Vootu | LED Lamp A19 | VT-A19-9W 5000K |  | A19 | General Purpose Replacement | E26 (Medium) | Omnidirectional | LED | 3 | 60 | 111.2 | 59.8 |  |  |  | 900 | 9.5 | 94.7 | No | 25000 | 5000 | 84 | 17 | 0.9 | -20 | Dimmable | 10% |  | Damp Location Rated,Not for Use in Enclosed Fixtures,Recessed Fixtures |  |  |  | 2015-12-10 | 2015-12-04 | United States | ES_1134610_VT-A19-9W 5000K_12042015163557_5719323 | 2254894
Vootu Inc. | Vootu | LED PAR30 Lamp | VT-PAR30L-13W2 2700K |  | PAR30L | Reflector (Flood/Spot) | E26 (Medium) | Directional | LED | 3 | 75 | 117.6 | 95.1 | 1616 |  | 40 | 850 | 13 | 65.4 | No | 25000 | 2700 | 82 | 7 | 0.9 | -20 | Dimmable | 10% |  | Damp Location Rated,Recessed Fixtures,Not for Use in Enclosed Fixtures |  |  |  | 2016-05-10 | 2016-05-18 | United States | ES_1134610_VT-PAR30L-13W2 2700K_05182016145115_6782943 | 2268338
Vootu Inc. | Vootu | LED PAR30 Lamp | VT-PAR30L-13W2 4000K |  | PAR30L | Reflector (Flood/Spot) | E26 (Medium) | Directional | LED | 3 | 75 | 117.3 | 95.1 | 1645 |  | 40 | 850 | 13 | 65.4 | No | 25000 | 4000 | 83 | 11 | 0.9 | -20 | Dimmable | 10% |  | Damp Location Rated,Recessed Fixtures,Not for Use in Enclosed Fixtures |  |  |  | 2016-05-10 | 2016-05-18 | United States | ES_1134610_VT-PAR30L-13W2 4000K_05182016145144_3972901 | 2268340
Vootu Inc. | Vootu | LED PAR38 Lamp | VT-PAR38-18W2 2700K |  | PAR38 | Reflector (Flood/Spot) | E26 (Medium) | Directional | LED | 3 | 100 | 130.6 | 121.4 | 2318 |  | 40 | 1100 | 18 | 61.1 | No | 25000 | 2700 | 82 | 4 | 0.9 | -20 | Dimmable | 10% |  | Damp Location Rated,Recessed Fixtures,Not for Use in Enclosed Fixtures |  |  |  | 2016-05-10 | 2016-05-18 | United States | ES_1134610_VT-PAR38-18W2 2700K_05182016145812_4781934 | 2268343
Vootu Inc. | Vootu | LED PAR38 Lamp | VT-PAR38-18W2 4000K |  | PAR38 | Reflector (Flood/Spot) | E26 (Medium) | Directional | LED | 3 | 100 | 128.3 | 121.4 | 2601 |  | 40 | 1300 | 18 | 72.2 | No | 25000 | 4000 | 84 | 13 | 0.9 | -20 | Dimmable | 10% |  | Damp Location Rated,Recessed Fixtures,Not for Use in Enclosed Fixtures |  |  |  | 2016-05-10 | 2016-05-18 | United States | ES_1134610_VT-PAR38-18W2 4000K_05182016145849_5498293 | 2268344
Vootu Inc. | Vootu | LED R20 Lamp | VT-BR20-8W 2700K |  | R20 | Reflector (Flood/Spot) | E26 (Medium) | Directional | LED | 3 | 50 | 97.1 | 62.8 |  |  |  | 600 | 7.5 | 80 | No | 25000 | 2700 | 82 | 4 | 0.9 | -20 | Dimmable | 10% |  | Damp Location Rated,Enclosed Fixtures,Recessed Fixtures |  |  |  | 2015-12-10 | 2015-12-04 | United States | ES_1134610_VT-BR20-8W 2700K_12042015170112_4891934 | 2254911
Vootu Inc. | Vootu | LED R20 Lamp | VT-BR20-8W 3000K |  | R20 | Reflector (Flood/Spot) | E26 (Medium) | Directional | LED | 3 | 50 | 96.9 | 63.2 |  |  |  | 600 | 7.5 | 80 | No | 25000 | 3000 | 84 | 13 | 0.9 | -20 | Dimmable | 10% |  | Damp Location Rated,Enclosed Fixtures,Recessed Fixtures |  |  |  | 2015-12-10 | 2015-12-04 | United States | ES_1134610_VT-BR20-8W 3000K_12042015170147_4287344 | 2254912
Vootu Inc. | Vootu | LED R20 Lamp | VT-BR20-8W 5000K |  | R20 | Reflector (Flood/Spot) | E26 (Medium) | Directional | LED | 3 | 50 | 96.7 | 63.6 |  |  |  | 700 | 7.5 | 93.3 | No | 25000 | 5000 | 83 | 14 | 0.9 | -20 | Dimmable | 10% |  | Damp Location Rated,Enclosed Fixtures,Recessed Fixtures |  |  |  | 2015-12-10 | 2015-12-04 | United States | ES_1134610_VT-BR20-8W 5000K_12042015170156_6892401 | 2254913
Vootu Inc. | Vootu | LED R40 Lamp | VT-BR40-17W 2700K |  | BR40 | Reflector (Flood/Spot) | E26 (Medium) | Directional | LED | 3 | 100 | 159.6 | 126.8 |  |  |  | 1400 | 17 | 82.4 | No | 25000 | 2700 | 82 | 7 | 1 | -20 | Dimmable | 10% |  | Damp Location Rated,Enclosed Fixtures,Recessed Fixtures |  |  |  | 2016-05-10 | 2016-05-18 | United States | ES_1134610_VT-BR40-17W 2700K_05182016143712_3417012 | 2268336
Vootu Inc. | Vootu | LED R40 Lamp | VT-BR40-17W 4000K |  | BR40 | Reflector (Flood/Spot) | E26 (Medium) | Directional | LED | 3 | 100 | 162.1 | 127.1 |  |  |  | 1550 | 17 | 91.2 | No | 25000 | 4000 | 85 | 22 | 0.9 | -20 | Dimmable | 10% |  | Damp Location Rated,Enclosed Fixtures,Recessed Fixtures |  |  |  | 2016-05-10 | 2016-05-18 | United States | ES_1134610_VT-BR40-17W 4000K_05182016143745_6528890 | 2268337
Wakefern/Food Corp/ShopRite | ShopRite | CF13EL/SPIRAL/RP/SHOPRITE/HZ | 26469 |  | CFL Bare Spiral | General Purpose Replacement | E26 (Medium) | Omnidirectional | CFL | 9 | 60 | 100.2 | 38.3 |  | 1.5 |  | 850 | 13 | 65.4 | No | 10000 | 2700 | 82 | -9 | 0.6 | -18 |  |  |  | Not for Use in Enclosed Fixtures |  |  |  | 2016-04-15 | 2016-05-10 | United States, Canada | ES_1076073_26469_06242016112609_8077356 | 2271220
Wakefern/Food Corp/ShopRite | ShopRite | CF13EL/SPIRAL/RP/SHOPRITE/YX | 26469 |  | CFL Bare Spiral | General Purpose Replacement | E26 (Medium) | Omnidirectional | CFL | 9 | 60 | 109 | 50 |  | 1.4 |  | 875 | 13 | 67.3 | No | 10000 | 2700 | 83 | -5 | 0.6 | -18 |  |  |  | Not for Use in Enclosed Fixtures |  |  |  | 2014-10-31 | 2015-02-02 | United States, Canada | ES_1076073_26469_02062015155002_7154352 | 2234323
Wakefern/Food Corp/ShopRite | ShopRite | CF13EL/SPIRAL/SHOPRITE/HZ | 26560 | CF13EL/SPIRAL/SHOPRITE/HZ,26560, | CFL Bare Spiral | General Purpose Replacement | E26 (Medium) | Omnidirectional | CFL | 9 | 60 | 100.2 | 38.3 |  | 1.5 |  | 850 | 13 | 65.4 | No | 10000 | 2700 | 82 | -9 | 0.6 | -18 |  |  |  | Not for Use in Enclosed Fixtures |  |  |  | 2016-04-15 | 2016-05-10 | United States, Canada | ES_1076073_26560_06242016112609_5910150 | 2271219
Wakefern/Food Corp/ShopRite | ShopRite | CF13EL/SPIRAL/SHOPRITE/YX | 26560 |  | CFL Bare Spiral | General Purpose Replacement | E26 (Medium) | Omnidirectional | CFL | 9 | 60 | 109 | 50 |  | 1.4 |  | 875 | 13 | 67.3 | No | 10000 | 2700 | 83 | -5 | 0.6 | -18 |  |  |  | Not for Use in Enclosed Fixtures |  |  |  | 2014-10-31 | 2015-03-05 | United States, Canada | ES_1076073_26560_02172015105453_5136972 | 2234262
Wakefern/Food Corp/ShopRite | ShopRite | CF19EL/SPIRAL/RP/SHOPRITE/YX | 26470 |  | CFL Bare Spiral | General Purpose Replacement | E26 (Medium) | Omnidirectional | CFL | 7 | 75 | 121 | 60 |  | 1.4 |  | 1250 | 19 | 65.8 | No | 10000 | 2700 | 83 | -7 | 0.6 | -18 |  |  |  | None |  |  |  | 2014-08-01 | 2014-12-12 | United States, Canada | ES_1076073_26470_12102014101408_558282 | 2229152
Torchstar Corporation | TORCHSTAR CORP | LED lamps | A19TB03G-D-50 |  | A19 | General Purpose Replacement | E26 (Medium) | Omnidirectional | LED | 3 | 60 | 111.4 | 59.9 |  |  |  | 962 | 9 | 110 | No | 25000 | 5000 | 81 | 2 | 0.9 | -20 | Dimmable | 20% |  | Recessed Fixtures |  |  |  | 2016-03-28 | 2016-03-29 | United States, Canada | ES_1127338_A19TB03G-D-50_04122016102831_7241861 | 2263944
Toronto LED Inc. | Torontoled | Directional LED Lamp GU10 | DTL-GU10-7.5D 2700K |  | PAR16 | Reflector (Flood/Spot) | GU10 | Directional | LED | 3 | 75 | 54.9 | 50 | 1523 |  | 40 | 500 | 7.5 | 66.7 | No | 25000 | 2700 | 81 | 3 | 0.9 | -20 | Dimmable | 10% |  | Damp Location Rated,Enclosed Fixtures,Recessed Fixtures |  |  |  | 2016-05-12 | 2016-05-25 | Canada | ES_1131062_DTL-GU10-7.5D 2700K_05252016141911_5346031 | 2269603
Toronto LED Inc. | Torontoled | Directional LED Lamp GU10 | DTL-GU10-7.5D 3000K |  | PAR16 | Reflector (Flood/Spot) | GU10 | Directional | LED | 3 | 75 | 54.5 | 49.9 | 1318 |  | 40 | 500 | 7.5 | 66.7 | No | 25000 | 3000 | 84 | 15 | 0.9 | -20 | Dimmable | 10% |  | Damp Location Rated,Enclosed Fixtures,Recessed Fixtures |  |  |  | 2016-05-12 | 2016-05-25 | Canada | ES_1131062_DTL-GU10-7.5D 3000K_05252016141944_4312759 | 2269604
Toronto LED Inc. | Torontoled | Directional LED Lamp GU10 | DTL-GU10-7.5D 4000K |  | PAR16 | Reflector (Flood/Spot) | GU10 | Directional | LED | 3 | 75 | 54.8 | 49.9 | 1364 |  | 40 | 600 | 7.5 | 80 | No | 25000 | 4000 | 83 | 15 | 0.9 | -20 | Dimmable | 10% |  | Damp Location Rated,Enclosed Fixtures,Recessed Fixtures |  |  |  | 2016-05-12 | 2016-05-25 | Canada | ES_1131062_DTL-GU10-7.5D 4000K_05252016141955_3458709 | 2269605
Toronto LED Inc. | Torontoled | Directional LED Lamp GU10 | DTL-GU10-7.5D 5000K |  | PAR16 | Reflector (Flood/Spot) | GU10 | Directional | LED | 3 | 75 | 54.5 | 49.8 | 1411 |  | 40 | 600 | 7.5 | 80 | No | 25000 | 5000 | 86 | 26 | 0.9 | -20 | Dimmable | 10% |  | Damp Location Rated,Enclosed Fixtures,Recessed Fixtures |  |  |  | 2016-05-12 | 2016-05-25 | Canada | ES_1131062_DTL-GU10-7.5D 5000K_05252016142000_5791027 | 2269606
Toronto LED Inc. | Torontoled | Directional LED Lamp PAR16 | DTL-PAR16-7.5D 2700K |  | PAR16 | Reflector (Flood/Spot) | E26 (Medium) | Directional | LED | 3 | 75 | 73.2 | 50 | 1431 |  | 40 | 500 | 7.5 | 66.7 | No | 25000 | 2700 | 82 | 8 | 0.9 | -20 | Dimmable | 10% |  | Damp Location Rated,Enclosed Fixtures,Recessed Fixtures |  |  |  | 2016-05-12 | 2016-05-26 | Canada | ES_1131062_DTL-PAR16-7.5D 2700K_05262016114911_4719946 | 2269507
Toronto LED Inc. | Torontoled | Directional LED Lamp PAR16 | DTL-PAR16-7.5D 3000K |  | PAR16 | Reflector (Flood/Spot) | E26 (Medium) | Directional | LED | 3 | 75 | 72.7 | 49.6 | 1426 |  | 40 | 500 | 7.5 | 66.7 | No | 25000 | 3000 | 84 | 16 | 0.9 | -20 | Dimmable | 10% |  | Damp Location Rated,Enclosed Fixtures,Recessed Fixtures |  |  |  | 2016-05-12 | 2016-05-26 | Canada | ES_1131062_DTL-PAR16-7.5D 3000K_05262016114949_4578913 | 2269508
Toronto LED Inc. | Torontoled | Directional LED Lamp PAR16 | DTL-PAR16-7.5D 4000K |  | PAR16 | Reflector (Flood/Spot) | E26 (Medium) | Directional | LED | 3 | 75 | 73.3 | 50 | 1488 |  | 40 | 600 | 7.5 | 80 | No | 25000 | 4000 | 84 | 16 | 0.9 | -20 | Dimmable | 10% |  | Damp Location Rated,Enclosed Fixtures,Recessed Fixtures |  |  |  | 2016-05-12 | 2016-05-26 | Canada | ES_1131062_DTL-PAR16-7.5D 4000K_05262016114956_4318759 | 2269509
Toronto LED Inc. | Torontoled | Directional LED Lamp PAR16 | DTL-PAR16-7.5D 5000K |  | PAR16 | Reflector (Flood/Spot) | E26 (Medium) | Directional | LED | 3 | 75 | 72.9 | 49.8 | 1293 |  | 40 | 600 | 7.5 | 80 | No | 25000 | 5000 | 86 | 25 | 0.9 | -20 | Dimmable | 10% |  | Damp Location Rated,Enclosed Fixtures,Recessed Fixtures |  |  |  | 2016-05-12 | 2016-05-26 | Canada | ES_1131062_DTL-PAR16-7.5D 5000K_05262016115005_3218794 | 2269510
Toronto LED Inc. | Torontoled | Directional LED Lamp PAR20 | DTL-PAR20-8D-1 2700K |  | PAR20 | Reflector (Flood/Spot) | E26 (Medium) | Directional | LED | 3 | 50 | 86.1 | 63.2 | 1758 |  | 25 | 500 | 8 | 62.5 | No | 25000 | 2700 | 82 | 2 | 0.9 | -20 | Dimmable | 10% |  | Damp Location Rated,Recessed Fixtures,Not for Use in Enclosed Fixtures |  |  |  | 2015-03-25 | 2015-03-27 | Canada | ES_1131062_DTL-PAR20-8D-1 2700K_03272015154806_6589772 | 2236242
Toronto LED Inc. | Torontoled | Directional LED Lamp PAR20 | DTL-PAR20-8D-1 3000K |  | PAR20 | Reflector (Flood/Spot) | E26 (Medium) | Directional | LED | 3 | 50 | 85.5 | 63 | 1818 |  | 25 | 500 | 8 | 62.5 | No | 25000 | 3000 | 83 | 9 | 0.9 | -20 | Dimmable | 10% |  | Damp Location Rated,Recessed Fixtures,Not for Use in Enclosed Fixtures |  |  |  | 2015-03-25 | 2015-03-27 | Canada | ES_1131062_DTL-PAR20-8D-1 3000K_03272015154744_3928571 | 2236240
Toronto LED Inc. | Torontoled | Directional LED Lamp PAR20 | DTL-PAR20-8D-2 2700K |  | PAR20 | Reflector (Flood/Spot) | E26 (Medium) | Directional | LED | 3 | 50 | 85.6 | 63.2 | 1018 |  | 40 | 500 | 8 | 62.5 | No | 25000 | 2700 | 82 | 2 | 0.9 | -20 | Dimmable | 10% |  | Damp Location Rated,Recessed Fixtures,Not for Use in Enclosed Fixtures |  |  |  | 2015-03-25 | 2015-03-27 | Canada | ES_1131062_DTL-PAR20-8D-2 2700K_03272015154753_4869451 | 2236241
Toronto LED Inc. | Torontoled | Directional LED Lamp PAR20 | DTL-PAR20-8D-2 3000K |  | PAR20 | Reflector (Flood/Spot) | E26 (Medium) | Directional | LED | 3 | 50 | 85.6 | 63.1 | 1005 |  | 40 | 500 | 8 | 62.5 | No | 25000 | 3000 | 83 | 8 | 0.9 | -20 | Dimmable | 10% |  | Damp Location Rated,Recessed Fixtures,Not for Use in Enclosed Fixtures |  |  |  | 2015-03-25 | 2015-03-27 | Canada | ES_1131062_DTL-PAR20-8D-2 3000K_03272015154716_2087540 | 2236239
Toronto LED Inc. | Torontoled | Directional LED Lamp PAR30 | DTL-PAR30-13LD-1 2700K |  | PAR30L | Reflector (Flood/Spot) | E26 (Medium) | Directional | LED | 3 | 50 | 115.3 | 95.2 | 2575 |  | 25 | 800 | 13 | 61.5 | No | 25000 | 2700 | 82 | 2 | 0.9 | -20 | Dimmable | 10% |  | Damp Location Rated,Recessed Fixtures,Not for Use in Enclosed Fixtures |  |  |  | 2015-03-25 | 2015-03-27 | Canada | ES_1131062_DTL-PAR30-13LD-1 2700K_03272015153321_2519421 | 2236238
Toronto LED Inc. | Torontoled | Directional LED Lamp PAR30 | DTL-PAR30-13LD-1 3000K |  | PAR30L | Reflector (Flood/Spot) | E26 (Medium) | Directional | LED | 3 | 50 | 115.7 | 95.2 | 2615 |  | 25 | 800 | 13 | 61.5 | No | 25000 | 3000 | 83 | 7 | 0.9 | -20 | Dimmable | 10% |  | Damp Location Rated,Recessed Fixtures,Not for Use in Enclosed Fixtures |  |  |  | 2015-03-25 | 2015-03-27 | Canada | ES_1131062_DTL-PAR30-13LD-1 3000K_03272015153247_0432575 | 2236236
Toronto LED Inc. | Torontoled | Directional LED Lamp PAR30 | DTL-PAR30-13LD-2 2700K |  | PAR30L | Reflector (Flood/Spot) | E26 (Medium) | Directional | LED | 3 | 75 | 115.4 | 96.1 | 1584 |  | 40 | 800 | 13 | 61.5 | No | 25000 | 2700 | 82 | 2 | 0.9 | -20 | Dimmable | 10% |  | Damp Location Rated,Recessed Fixtures,Not for Use in Enclosed Fixtures |  |  |  | 2015-03-25 | 2015-03-27 | Canada | ES_1131062_DTL-PAR30-13LD-2 2700K_03272015153253_2979850 | 2236237
Toronto LED Inc. | Torontoled | Directional LED Lamp PAR30 | DTL-PAR30-13LD-2 3000K |  | PAR30L | Reflector (Flood/Spot) | E26 (Medium) | Directional | LED | 3 | 75 | 115.4 | 95.8 | 1680 |  | 40 | 800 | 13 | 61.5 | No | 25000 | 3000 | 83 | 6 | 0.9 | -20 | Dimmable | 10% |  | Damp Location Rated,Recessed Fixtures,Not for Use in Enclosed Fixtures |  |  |  | 2015-03-25 | 2015-03-27 | Canada | ES_1131062_DTL-PAR30-13LD-2 3000K_03272015153212_2308951 | 2236235
Toronto LED Inc. | Torontoled | Directional LED Lamp PAR38 | DTL-PAR38-18D-1 2700K |  | PAR38 | Reflector (Flood/Spot) | E26 (Medium) | Directional | LED | 3 | 85 | 132.7 | 124.4 | 3504 |  | 25 | 1100 | 18 | 61.1 | No | 25000 | 2700 | 81 | 2 | 1 | -20 | Dimmable | 10% |  | Damp Location Rated,Recessed Fixtures,Not for Use in Enclosed Fixtures |  |  |  | 2015-03-25 | 2015-03-27 | Canada | ES_1131062_DTL-PAR38-18D-1 2700K_03272015152553_0976224 | 2236234
TW Lighting | TW Lighting | OMNI-A19-1327 | OMNI-A19-1327 |  | A19 | General Purpose Replacement | E26 (Medium) | Omnidirectional | LED | 10 | 75 | 110 | 60 |  |  |  | 1100 | 13 | 84.6 | No | 25000 | 2700 | 82 | 9 | 0.9 | -20 | Dimmable | 10% |  | Damp Location Rated,Not for Use in Enclosed Fixtures |  |  |  | 2016-01-01 | 2016-04-14 | United States, Canada | ES_1118322_OMNI-A19-1327_04082016163102_3668023 | 2264234
TW Lighting | TW Lighting | OMNI-A19-727 | OMNI-A19-727 |  | A19 | General Purpose Replacement | E26 (Medium) | Omnidirectional | LED | 3 | 40 | 111.2 | 60 |  |  |  | 510 | 6 | 85 | No | 25000 | 2700 | 81 | 4 | 0.9 | -40 | Dimmable | 51% | No | Damp Location Rated | No |  |  | 2016-01-01 | 2016-08-08 | United States, Canada | ES_1118322_OMNI-A19-727_08042016162914_8205682 | 2274352
TW Lighting | TW Lighting | OMNI-A19-927G24 | OMNI-A19-927G24 |  | A19 | General Purpose Replacement | GU24 | Omnidirectional | LED | 3 | 60 | 106 | 60 |  |  |  | 800 | 8.5 | 94.1 | No | 25000 | 2700 | 82 | 7 | 0.9 | -40 | Dimmable | 80% | No | Damp Location Rated | No |  |  | 2016-01-01 | 2016-08-08 | United States, Canada | ES_1118322_OMNI-A19-927G24_08042016163207_452997 | 2274354
TW Lighting | TW Lighting | OMNI-A19-N927K | OMNI-A19-N927K |  | A19 | General Purpose Replacement | E26 (Medium) | Omnidirectional | LED | 3 | 60 | 112.5 | 60 |  |  |  | 800 | 9.5 | 84.2 | No | 25000 | 2700 | 81 | 2 | 0.6 | -40 |  |  | No | Damp Location Rated,Recessed Fixtures | No |  |  | 2016-01-01 | 2016-09-19 | United States, Canada | ES_1118322_OMNI-A19-N927K_08042016162914_8205682 | 2279626
TW Lighting | TW Lighting | OMNI-A19-N930K | OMNI-A19-N930K |  | A19 | General Purpose Replacement | E26 (Medium) | Omnidirectional | LED | 3 | 60 | 112 | 60 |  |  |  | 800 | 9.5 | 84.2 | No | 25000 | 3000 | 83 | 13 | 0.6 | -40 |  |  | No | Damp Location Rated | No |  |  | 2016-01-01 | 2016-09-19 | United States, Canada | ES_1118322_OMNI-A19-N930K_08042016162914_8205682 | 2279629
TW Lighting | TW Lighting | OMNI-A19-N940K | OMNI-A19-N940K |  | A19 | General Purpose Replacement | E26 (Medium) | Omnidirectional | LED | 3 | 60 | 112 | 60 |  |  |  | 800 | 9.5 | 84.2 | No | 25000 | 4000 | 83 | 8 | 0.6 | -40 |  |  | No | Damp Location Rated | No |  |  | 2016-01-01 | 2016-09-19 | United States, Canada | ES_1118322_OMNI-A19-N940K_09122016101306_6349908 | 2279631
TW Lighting | TW Lighting | OMNI-A19-N950K | OMNI-A19-N950K |  | A19 | General Purpose Replacement | E26 (Medium) | Omnidirectional | LED | 3 | 60 | 112.5 | 60 |  |  |  | 800 | 9.5 | 84.2 | No | 25000 | 5000 | 84 | 14 | 0.6 | -40 |  |  | No | Damp Location Rated,Recessed Fixtures | No |  |  | 2016-01-01 | 2016-09-19 | United States, Canada | ES_1118322_OMNI-A19-N950K_09122016095750_6203729 | 2279627
TW Lighting | TW Lighting | P20-07040-30 | P20-07040-30 |  | PAR20 | Reflector (Flood/Spot) | E26 (Medium) | Directional | LED | 3 | 50 | 86 | 63 | 798 |  | 40 | 525 | 7 | 75 | No | 25000 | 3000 | 84 | 11 | 0.9 | -20 | Dimmable | 20% |  | Enclosed Fixtures,Recessed Fixtures |  |  |  | 2014-08-01 | 2016-03-01 | United States | ES_1118322_P20-07040-30_09182014071151_4311269 | 2219693
TW Lighting | TW Lighting | P30-12040-30 | P30-12040-30 |  | PAR30 | Reflector (Flood/Spot) | E26 (Medium) | Directional | LED | 3 | 75 | 118 | 95 | 1763 |  | 40 | 950 | 12 | 79.2 | No | 25000 | 3000 | 83 | 6 | 0.9 | -20 | Dimmable | 20% |  | Enclosed Fixtures,Recessed Fixtures |  |  |  | 2014-08-01 | 2016-03-01 | United States | ES_1118322_P30-12040-30_09182014071253_4373158 | 2219694
TW Lighting | TW Lighting | P30-12040S-30 | P30-12040S-30 |  | PAR30 | Reflector (Flood/Spot) | E26 (Medium) | Directional | LED | 3 | 75 | 91 | 95 | 1678 |  | 40 | 950 | 12 | 79.2 | No | 25000 | 3000 | 84 | 11 | 0.9 | -20 | Dimmable | 20% |  | Enclosed Fixtures,Recessed Fixtures |  |  |  | 2014-09-01 | 2016-03-01 | United States | ES_1118322_P30-12040S-30_09232014085838_2718363 | 2220030
TW Lighting | TW Lighting | PAR30-10120-30 | PAR30-10120-30 |  | PAR30L | Reflector (Flood/Spot) | E26 (Medium) | Directional | LED | 3 | 75 | 119 | 94 | 1438 |  | 40 | 800 | 11 | 72.7 | No | 25000 | 3000 | 93 | 65 | 0.9 | -20 | Dimmable | 80% | No | Damp Location Rated | No |  |  | 2016-01-01 | 2016-07-15 | United States, Canada | ES_1118322_PAR30-10120-30_07122016143514_7808801 | 2272453
TW Lighting | TW Lighting | R20-07120-27 | R20-07120-27 |  | R20 | Reflector (Flood/Spot) | E26 (Medium) | Directional | LED | 3 | 45 | 95 | 64 |  |  | 120 | 500 | 7 | 71.4 | No | 25000 | 2700 | 82 | 19 | 1 | -20 | Dimmable | 20% |  | Enclosed Fixtures,Recessed Fixtures |  |  |  | 2014-08-01 | 2016-03-01 | United States | ES_1118322_R20-07120-27_09182014071337_4417921 | 2219696
TW Lighting | TW Lighting | R30-12120-27 | R30-12120-27 |  | BR30 | Reflector (Flood/Spot) | E26 (Medium) | Directional | LED | 3 | 75 | 132 | 96 |  |  |  | 950 | 12.7 | 80 | No | 25000 | 2700 | 81 | 14 | 1 | -20 | Dimmable | 20% |  | Enclosed Fixtures,Recessed Fixtures |  |  |  | 2014-08-01 | 2016-03-02 | United States | ES_1118322_R30-12120-27_08192014085155_8315531 | 2217628
TW Lighting | TW Lighting | R40-16120-27 | R40-16120-27 |  | BR40 | Reflector (Flood/Spot) | E26 (Medium) | Directional | LED | 3 | 85 | 158 | 125 |  |  | 120 | 1200 | 16 | 75 | No | 25000 | 2700 | 82 | 18 | 1 | -20 | Dimmable | 20% |  | Enclosed Fixtures,Wet Location Rated,Recessed Fixtures |  |  |  | 2014-09-01 | 2016-03-01 | United States | ES_1118322_R40-16120-27_09232014085903_2743895 | 2220029
TW Lighting | TW Lighting, Inc | G25FM4W27 | G25FM4W27 |  | G25 | Globe | E26 (Medium) | Decorative | LED | 3 | 40 | 112 | 80 |  |  |  | 450 | 4.7 | 95.7 | No | 15000 | 2700 | 82 | 3 | 0.9 | -20 | Dimmable | 10% | No | Damp Location Rated,Not for Use in Recessed Fixtures | No |  |  | 2015-01-01 | 2016-07-13 | United States, Canada | ES_1118322_G25FM4W27_07112016133337_7642175 | 2272322
Uninex | K-LITE | KL1931B | KL1931B |  | CFL Bare Spiral | General Purpose Replacement | E26 (Medium) | Omnidirectional | CFL | 2 | 125 | 131.3 | 68.3 |  | 2 |  | 2100 | 32 | 65.6 | No | 10000 | 2700 | 82 | -10 | 0.6 | -20 |  |  |  | Not for Use in Enclosed Fixtures |  |  |  | 2014-10-13 | 2014-10-13 | United States | ES_1027003_KL1931B_10132014050330_1023694 | 2222310
Uninex | K-LITE | KL1991-27B | KL1991-27B |  | CFL Bare Spiral | General Purpose Replacement | E26 (Medium) | Omnidirectional | CFL | 2 | 100 | 113.5 | 60.9 |  | 2 |  | 1600 | 23 | 69.6 | No | 10000 | 2700 | 82 | -3 | 0.6 | -21 |  |  |  | Not for Use in Enclosed Fixtures |  |  |  | 2015-06-09 | 2015-06-09 | United States, Canada | ES_1027003_KL1991-27B_06122015030950_1023828 | 2241534
Uninex | K-LITE | KL1992B | KL1992B | ,KL8838B,COMBO PACK; KL8833B,KL8833B,KL8833B contains one bulb each of (KL1992B + KL8835-27B) This is a combo pack. | CFL Bare Spiral | General Purpose Replacement | E26 (Medium) | Omnidirectional | CFL | 2 | 75 | 103.5 | 56.6 |  | 2 |  | 1260 | 19.2 | 65.6 | No | 10000 | 2700 | 81 | -22 | 0.6 | -18 |  |  |  | Not for Use in Enclosed Fixtures |  |  |  | 2014-11-10 | 2014-11-10 | United States | ES_1027003_KL1992B_11102014021840_1023710 | 2224555
Uninex | K-LITE | KL1993-41B | KL1993-41B |  | CFL Bare Spiral | General Purpose Replacement | E26 (Medium) | Omnidirectional | CFL | 2 | 60 | 102.8 | 46.5 |  | 1.8 |  | 900 | 14 | 64.3 | No | 10000 | 4100 | 82 | 31 | 0.6 | -18 |  |  |  | Not for Use in Enclosed Fixtures |  |  |  | 2014-10-08 | 2014-10-08 | United States | ES_1027003_KL1993-41B_10082014021620_1023680 | 2221899
Uninex | K-LITE | KL1993B | KL1993B | KL8834B,KL8834B,KL8834B contains one bulb each of (KL1993B + KL8835-27B) This is a combo pack. | CFL Bare Spiral | General Purpose Replacement | E26 (Medium) | Omnidirectional | CFL | 2 | 60 | 102.9 | 45.3 |  | 1.8 |  | 900 | 14.2 | 63.3 | No | 10000 | 2700 | 81 | -21 | 0.6 | -15 |  |  |  | Damp Location Rated |  |  |  | 2014-09-02 | 2014-09-08 | United States | ES_1027003_KL1993B_09082014094840_1023662 | 2218789
Ushio America Inc. | Ushio | 1003993 | 1003993 |  | R20 | Reflector (Flood/Spot) | E26 (Medium) | Directional | LED | 3 | 50 | 99.3 | 63 |  |  | 108 | 540 | 7 | 77.1 | No | 25000 | 3000 | 80 | 1 | 1 | -20 | Dimmable | 5% |  | Not for Use in Enclosed Fixtures |  |  |  | 2015-03-04 | 2015-03-10 | United States | ES_1086348_1003993_03102015062330_1023777 | 2234480
Ushio America Inc. | Ushio | 1003994 | 1003994 |  | BR30 | Reflector (Flood/Spot) | E26 (Medium) | Directional | LED | 3 | 65 | 131.3 | 95 |  |  | 106 | 650 | 8.5 | 76.5 | No | 25000 | 2700 | 81 | 3 | 1 | -20 | Dimmable | 10% |  | Not for Use in Enclosed Fixtures |  |  |  | 2015-03-04 | 2015-03-11 | United States | ES_1086348_1003994_03112015042220_1023777 | 2234525
Ushio America Inc. | Ushio | 1003995 | 1003995 |  | BR30 | Reflector (Flood/Spot) | E26 (Medium) | Directional | LED | 3 | 65 | 131.3 | 95 |  |  | 106 | 670 | 8.5 | 78.8 | No | 25000 | 3000 | 81 | 3 | 0.9 | -20 | Dimmable | 10% |  | Not for Use in Enclosed Fixtures |  |  |  | 2015-03-04 | 2015-03-11 | United States | ES_1086348_1003995_03112015041840_1023777 | 2234524
Ushio America Inc. | Ushio | 1003996 | 1003996 |  | BR30 | Reflector (Flood/Spot) | E26 (Medium) | Directional | LED | 3 | 65 | 131.8 | 94.5 |  |  | 108 | 650 | 10.7 | 65 | No | 25000 | 2700 | 95 | 77 | 1 | -20 | Dimmable | 5% |  | Not for Use in Enclosed Fixtures |  |  |  | 2015-03-04 | 2015-03-11 | United States | ES_1086348_1003996_03122015041220_1023777 | 2234711
Ushio America Inc. | Ushio | 1003997 | 1003997 |  | BR30 | Reflector (Flood/Spot) | E26 (Medium) | Directional | LED | 3 | 65 | 130.3 | 95.1 |  |  | 108 | 750 | 10.3 | 72.8 | No | 25000 | 2700 | 82 | 13 | 1 | -20 | Dimmable | 5% |  | Not for Use in Enclosed Fixtures |  |  |  | 2015-03-04 | 2015-03-11 | United States | ES_1086348_1003997_03112015050220_1023777 | 2234526
Ushio America Inc. | Ushio | 1003998 | 1003998 |  | BR30 | Reflector (Flood/Spot) | E26 (Medium) | Directional | LED | 3 | 65 | 130.3 | 95.1 |  |  | 108 | 770 | 10 | 77 | No | 25000 | 3000 | 83 | 17 | 1 | -20 | Dimmable | 5% |  | Not for Use in Enclosed Fixtures |  |  |  | 2015-03-04 | 2015-03-11 | United States | ES_1086348_1003998_03112015050840_1023777 | 2234527
Ushio America Inc. | Ushio | 1003999 | 1003999 |  | BR40 | Reflector (Flood/Spot) | E26 (Medium) | Directional | LED | 3 | 65 | 162.3 | 127 |  |  | 105 | 900 | 12 | 75 | No | 25000 | 2700 | 81 | 2 | 1 | -20 | Dimmable | 10% |  | Not for Use in Enclosed Fixtures |  |  |  | 2015-03-04 | 2015-03-11 | United States | ES_1086348_1003999_03112015053000_1023777 | 2234531
Ushio America Inc. | Ushio | 1004000 | 1004000 |  | BR40 | Reflector (Flood/Spot) | E26 (Medium) | Directional | LED | 3 | 65 | 162.3 | 127 |  |  | 105 | 930 | 12 | 77.5 | No | 25000 | 3000 | 81 | 4 | 1 | -20 | Dimmable | 5% |  | Not for Use in Enclosed Fixtures |  |  |  | 2015-03-04 | 2015-03-11 | United States | ES_1086348_1004000_03112015054000_1023777 | 2234528
Ushio America Inc. | Ushio | 1004001 | 1004001 |  | BR40 | Reflector (Flood/Spot) | E26 (Medium) | Directional | LED | 3 | 85 | 163.5 | 127.3 |  |  | 105 | 1200 | 17 | 70.6 | No | 25000 | 2700 | 81 | 2 | 1 | -20 | Dimmable | 10% |  | Not for Use in Enclosed Fixtures |  |  |  | 2015-03-04 | 2015-03-11 | United States | ES_1086348_1004001_03112015055620_1023777 | 2234529
Ushio America Inc. | Ushio | 1004002 | 1004002 |  | BR40 | Reflector (Flood/Spot) | E26 (Medium) | Directional | LED | 3 | 85 | 163.5 | 127.3 |  |  | 105 | 1230 | 17 | 72.4 | No | 25000 | 3000 | 81 | 5 | 1 | -20 | Dimmable | 10% |  | Not for Use in Enclosed Fixtures |  |  |  | 2015-03-04 | 2015-03-11 | United States | ES_1086348_1004002_03112015055440_1023778 | 2234530
Ushio America Inc. | Ushio | 1004034 | 1004034 |  | A19 | General Purpose Replacement | E26 (Medium) | Omnidirectional | LED | 3 | 60 | 112.3 | 64.9 |  |  |  | 800 | 9 | 88.9 | No | 25000 | 5000 | 84 | 13 | 0.9 | -18 | Dimmable | 10% |  | Not for Use in Enclosed Fixtures |  |  |  | 2015-09-29 | 2015-09-29 | United States, Canada | ES_1086348_1004034_09292015063840_1023905 | 2248641
Ushio America Inc. | Ushio | 1004035 | 1004035 |  | A19 | General Purpose Replacement | E26 (Medium) | Omnidirectional | LED | 3 | 60 | 112.3 | 64.9 |  |  |  | 800 | 9 | 88.9 | No | 25000 | 2700 | 82 | 7 | 0.9 | -20 | Dimmable | 10% |  | Not for Use in Enclosed Fixtures |  |  |  | 2015-09-29 | 2015-09-29 | United States, Canada | ES_1086348_1004035_09292015055330_1023905 | 2248642
Ushio America Inc. | Ushio America | LED bulb | 1004009 |  | A19 | General Purpose Replacement | E26 (Medium) | Omnidirectional | LED | 5 | 40 | 108 | 60 |  |  |  | 500 | 5 | 100 | No | 25000 | 2700 | 81 | 3 |  | -30 | Dimmable | 25% |  | Other,Not for use in enclosed fixtures |  |  |  | 2015-06-15 | 2015-06-01 | United States | ES_1086348_1004009_06032015153616_8806713 | 2241053
Ushio America Inc. | Ushio America | LED bulb | 1004010 |  | Decorative: Other | Decorative | E12 (Candelabra) | Decorative | LED | 5 | 40 | 120 | 35 |  |  |  | 420 | 4 | 105 | No | 25000 | 2700 | 81 | 4 |  | -30 | Dimmable | 23% |  | Other,Not for use in enclosed fixtures |  |  |  | 2015-06-15 | 2015-06-01 | United States | ES_1086348_1004010_06032015153708_4549041 | 2241054
Ushio America Inc. | Ushio America | LED bulb | 1004011 |  | Decorative: Other | Decorative | E12 (Candelabra) | Decorative | LED | 5 | 40 | 145 | 35 |  |  |  | 420 | 4 | 105 | No | 25000 | 2700 | 81 | 6 |  | -30 | Dimmable | 23% |  | Other,Not for use in enclosed fixtures |  |  |  | 2015-06-15 | 2015-06-01 | United States | ES_1086348_1004011_06032015153719_9742886 | 2241055
Venture Lighting International | VENTURE | P38W-17AB-3KFL | P38W-17AB-3KFL |  | PAR38 | Reflector (Flood/Spot) | E26 (Medium) | Directional | LED | 5 | 100 | 131 | 121.1 | 2881 |  | 40 | 1350 | 17 | 79.4 | No | 25000 | 3000 | 82 | 6 | 1 | -20 | Dimmable | 5% | No | Wet Location Rated | No |  |  | 2016-05-11 | 2016-05-16 | United States, Canada | ES_40452_P38W-17AB-3KFL_05172016040550_1024011 | 2266929
Venture Lighting International | VENTURE | VL1-P38017FL30AB01 | VL1-P38017FL30AB01 |  | PAR38 | Reflector (Flood/Spot) | E26 (Medium) | Directional | LED | 5 | 90 | 133.3 | 120.8 | 2387 |  | 40 | 1200 | 17 | 70.6 | No | 25000 | 3000 | 83 | 15 | 1 | -20 | Dimmable | 4% |  | Not for Use in Enclosed Fixtures |  |  |  | 2014-11-08 | 2014-11-12 | United States, Canada | ES_40452_VL1-P38017FL30AB01_11122014040840_1023713 | 2224974
Venture Lighting International | VENTURE | VL1-P38017NF30AB01 | VL1-P38017NF30AB01 |  | PAR38 | Reflector (Flood/Spot) | E26 (Medium) | Directional | LED | 5 | 90 | 133.3 | 120.8 | 4009 |  | 25 | 1200 | 17 | 70.6 | No | 25000 | 3000 | 83 | 15 | 1 | -20 | Dimmable | 4% |  | Not for Use in Enclosed Fixtures |  |  |  | 2014-11-08 | 2014-11-12 | United States, Canada | ES_40452_VL1-P38017NF30AB01_11122014041110_1023713 | 2224975
Venture Lighting International | VENTURE | VL1-P3L011FL30AB01 | VL1-P3L011FL30AB01 |  | PAR30L | Reflector (Flood/Spot) | E26 (Medium) | Directional | LED | 5 | 75 | 116.4 | 94.8 | 1502 |  | 40 | 750 | 11 | 68.2 | No | 25000 | 3000 | 83 | 15 | 1 | -20 | Dimmable | 4% |  | Damp Location Rated,Not for Use in Enclosed Fixtures |  |  |  | 2014-11-08 | 2014-11-12 | United States, Canada | ES_40452_VL1-P3L011FL30AB01_11122014040110_1023713 | 2224908
Venture Lighting International | VENTURE | VL1-P3L011NF30AB01 | VL1-P3L011NF30AB01 |  | PAR30L | Reflector (Flood/Spot) | E26 (Medium) | Directional | LED | 5 | 50 | 116.4 | 94.8 | 2686 |  | 25 | 750 | 11 | 68.2 | No | 25000 | 3000 | 83 | 15 | 1 | -20 | Dimmable | 4% |  | Damp Location Rated,Not for Use in Enclosed Fixtures |  |  |  | 2014-11-08 | 2014-11-12 | United States, Canada | ES_40452_VL1-P3L011NF30AB01_11122014040440_1023713 | 2224973
Verbatim Americas | Verbatim | 98064 | 98064 |  | A19 | General Purpose Replacement | E26 (Medium) | Omnidirectional | LED | 5 | 40 | 112.3 | 64 |  |  |  | 450 | 7.1 | 63.4 | No | 25000 | 3000 | 83 | 19 | 1 | -20 | Dimmable | 10% |  | None |  |  |  | 2014-09-20 | 2014-10-02 | United States, Canada | ES_1113395_98064_10022014033440_1023684 | 2221141
Verbatim Americas | Verbatim | 99255 | 99255 |  | A19 | General Purpose Replacement | E26 (Medium) | Omnidirectional | LED | 5 | 40 | 110 | 60 |  |  |  | 480 | 7.5 | 64 | No | 25000 | 2700 | 83 | 12 | 0.9 | -20 | Dimmable | 10% |  | Damp Location Rated |  |  |  | 2015-01-01 | 2016-01-21 | United States, Canada | ES_1113395_99255_01212016104048_6293298 | 2257113
Wakefern/Food Corp/ShopRite | ShopRite | CF19EL/SPIRAL/SHOPRITE/HZ | 26470 |  | CFL Bare Spiral | General Purpose Replacement | E26 (Medium) | Omnidirectional | CFL | 9 | 75 | 105.2 | 50.4 |  | 1.4 |  | 1300 | 20 | 65 | No | 12000 | 2700 | 81 | -13 | 0.6 | -18 |  |  |  | Damp Location Rated,Recessed Fixtures |  |  |  | 2014-05-01 | 2014-09-25 | United States, Canada | ES_1076073_26470_06272016141536_5367356 | 2271173
Wakefern/Food Corp/ShopRite | ShopRite | CF19EL/SPIRAL/SHOPRITE/HZ | 26561 |  | CFL Bare Spiral | General Purpose Replacement | E26 (Medium) | Omnidirectional | CFL | 9 | 75 | 105.2 | 50.4 |  | 1.4 |  | 1300 | 20 | 65 | No | 12000 | 2700 | 81 | -13 | 0.6 | -18 |  |  |  | Damp Location Rated,Recessed Fixtures |  |  |  | 2014-05-01 | 2014-09-25 | United States, Canada | ES_1076073_26561_06272016141536_8951669 | 2271172
Wakefern/Food Corp/ShopRite | ShopRite | CF19EL/SPIRAL/SHOPRITE/YX | 26561 |  | CFL Bare Spiral | General Purpose Replacement | E26 (Medium) | Omnidirectional | CFL | 9 | 75 | 121 | 60 |  | 1.4 |  | 1250 | 19 | 65.8 | No | 10000 | 2700 | 83 | -7 | 0.6 | -18 |  |  |  | None |  |  |  | 2014-08-01 | 2014-11-14 | United States, Canada | ES_1076073_26561_02172015115511_2893487 | 2234370
Wakefern/Food Corp/ShopRite | ShopRite | CF23EL/SPIRAL/RP/SHOPRITE/HZ | 26471 |  | CFL Bare Spiral | General Purpose Replacement | E26 (Medium) | Omnidirectional | CFL | 9 | 100 | 116.7 | 50.9 |  | 2.5 |  | 1600 | 23.2 | 69 | No | 10000 | 2700 | 81 | -13 | 0.6 | -18 |  |  |  | Not for Use in Enclosed Fixtures |  |  |  | 2016-02-15 | 2016-05-09 | United States, Canada | ES_1076073_26471_06302016090733_9347040 | 2272095
Wakefern/Food Corp/ShopRite | ShopRite | CF23EL/SPIRAL/RP/SHOPRITE/YX | 26471 |  | CFL Bare Spiral | General Purpose Replacement | E26 (Medium) | Omnidirectional | CFL | 9 | 100 | 132 | 60 |  | 1.4 |  | 1600 | 23.4 | 68.4 | No | 10000 | 2700 | 82 | -7 | 0.6 | -18 |  |  |  | Not for Use in Recessed Fixtures,Not for Use in Enclosed Fixtures |  |  |  | 2014-03-01 | 2015-01-05 | United States, Canada | ES_1076073_26471_02042015150941_6044083 | 2232761
Wakefern/Food Corp/ShopRite | ShopRite | CF23EL/SPIRAL/SHOPRITE/HZ | 26470 |  | CFL Bare Spiral | General Purpose Replacement | E26 (Medium) | Omnidirectional | CFL | 9 | 100 | 116.7 | 50.9 |  | 2.5 |  | 1600 | 23.2 | 69 | No | 10000 | 2700 | 81 | -13 | 0.6 | -18 |  |  |  | Not for Use in Enclosed Fixtures |  |  |  | 2016-02-15 | 2016-05-09 | United States, Canada | ES_1076073_26470_06302016090733_2817651 | 2272096
Wakefern/Food Corp/ShopRite | ShopRite | CF23EL/SPIRAL/SHOPRITE/YX | 26562 |  | CFL Bare Spiral | General Purpose Replacement | E26 (Medium) | Omnidirectional | CFL | 9 | 100 | 132 | 60 |  | 1.4 |  | 1600 | 23.4 | 68.4 | No | 10000 | 2700 | 82 | -7 | 0.6 | -18 |  |  |  | Not for Use in Recessed Fixtures,Not for Use in Enclosed Fixtures |  |  |  | 2014-03-01 | 2015-01-05 | United States, Canada | ES_1076073_26562_02172015134145_5114557 | 2233841
Walgreen Co. | Living Solutions | Compact Filourescent Lamp | 360113 | Compact Filourescent Lamp,360114, | CFL Bare Spiral | General Purpose Replacement | E26 (Medium) | Omnidirectional | CFL | 2 | 60 | 115 | 46 |  | 2 |  | 825 | 13 | 63.2 | No | 10000 | 2700 | 83 | -7 | 0.6 | -15 |  |  |  | Not for Use in Enclosed Fixtures |  |  |  | 2014-03-13 | 2014-12-01 | United States | ES_22171_360113_12032014175041_5972907 | 2226670
Walgreen Co. | Living Solutions | Compact Fluorecent Lamp | 360107 |  | CFL Bare Spiral | General Purpose Replacement | E26 (Medium) | Omnidirectional | CFL | 2 | 75 | 121 | 60 |  | 2 |  | 1250 | 19 | 65.8 | No | 10000 | 2700 | 83 | -7 | 0.5 | -15 |  |  |  | Not for Use in Recessed Fixtures,Not for Use in Enclosed Fixtures |  |  |  | 2013-04-01 | 2014-12-11 | United States | ES_22171_360107_12122014164034_5131184 | 2229456
Walgreen Co. | Living Solutions | Compact Fluorecent Lamp | 360108 |  | CFL Bare Spiral | General Purpose Replacement | E26 (Medium) | Omnidirectional | CFL | 2 | 60 | 108 | 49 |  | 2 |  | 800 | 13.1 | 61.3 | No | 10000 | 6500 | 84 | 49 | 0.6 | -15 |  |  |  | Not for Use in Recessed Fixtures,Not for Use in Enclosed Fixtures |  |  |  | 2013-04-01 | 2014-12-11 | United States | ES_22171_360108_12122014164044_2776958 | 2229455
Walgreen Co. | Living Solutions | Compact Fluorecent Lamp | 360110 |  | CFL Bare Spiral | General Purpose Replacement | E26 (Medium) | Omnidirectional | CFL | 2 | 75 | 121 | 59 |  | 2 |  | 1250 | 19 | 65.8 | No | 10000 | 6500 | 85 | 42 | 0.5 | -15 |  |  |  | Not for Use in Enclosed Fixtures |  |  |  | 2013-04-01 | 2014-12-11 | United States | ES_22171_360110_12122014164050_3767387 | 2229454
Walmart Stores, Inc. | Great Value | 33979 | 33979 |  | PAR20 | Reflector (Flood/Spot) | E26 (Medium) | Directional | LED | 3 | 50 | 80.8 | 62.5 | 1051 |  | 40 | 500 | 6 | 83.3 | No | 25000 | 3000 | 82 | 9 | 0.9 | -29 | Dimmable | 17% | Yes | Other,Weather protected fixture required for outdoor use. | No |  |  | 2016-06-15 | 2016-06-15 | Canada | ES_0020877_33979_10182016123527_70084351 | 2281644
Walmart Stores, Inc. | Great Value | Decorative LED Lamp | CA4W27 |  | B10 | Decorative | E12 (Candelabra) | Decorative | LED | 3 | 40 | 92.5 | 34.6 |  |  |  | 350 | 4 | 87.5 | No | 15000 | 2700 | 82 | 9 | 0.9 | -29 |  |  | Yes | Damp Location Rated,Use With Timers,Use With Photo and/or Motion Sensors,Recessed Fixtures | No |  |  | 2016-06-30 | 2016-06-20 | United States | ES_20877_CA4W27_06202016180102_2139945 | 2271553
Walmart Stores, Inc. | Great Value | Decorative LED Lamp | CA4W50 |  | B10 | Decorative | E12 (Candelabra) | Decorative | LED | 3 | 40 | 93 | 35 |  |  |  | 350 | 4 | 87.5 | No | 15000 | 5000 | 86 | 20 | 0.9 | -29 |  |  | Yes | Damp Location Rated,Use With Timers,Use With Photo and/or Motion Sensors,Recessed Fixtures | No |  |  | 2016-06-30 | 2016-06-20 | United States | ES_20877_CA4W50_06202016180135_3249013 | 2271554
Toronto LED Inc. | Torontoled | Directional LED Lamp PAR38 | DTL-PAR38-18D-1 3000K |  | PAR38 | Reflector (Flood/Spot) | E26 (Medium) | Directional | LED | 3 | 85 | 133.1 | 124.9 | 3932 |  | 25 | 1100 | 18 | 61.1 | No | 25000 | 3000 | 83 | 7 | 1 | -20 | Dimmable | 10% |  | Damp Location Rated,Recessed Fixtures,Not for Use in Enclosed Fixtures |  |  |  | 2015-03-25 | 2015-03-27 | Canada | ES_1131062_DTL-PAR38-18D-1 3000K_03272015152535_7610215 | 2236232
Toronto LED Inc. | Torontoled | Directional LED Lamp PAR38 | DTL-PAR38-18D-2 3000K |  | PAR38 | Reflector (Flood/Spot) | E26 (Medium) | Directional | LED | 3 | 100 | 133.2 | 124.6 | 2197 |  | 40 | 1100 | 18 | 61.1 | No | 25000 | 3000 | 83 | 6 | 1 | -20 | Dimmable | 10% |  | Damp Location Rated,Recessed Fixtures,Not for Use in Enclosed Fixtures |  |  |  | 2015-03-25 | 2015-03-27 | Canada | ES_1131062_DTL-PAR38-18D-2 3000K_03272015152522_2909502 | 2236231
Toronto LED Inc. | Torontoled | LED Lamp BR30 | DTL-BR30-13.5D 2700K |  | BR30 | Reflector (Flood/Spot) | E26 (Medium) | Directional | LED | 3 | 85 | 131.6 | 94.8 |  |  |  | 1100 | 13.5 | 81.5 | No | 25000 | 2700 | 82 | 7 | 0.9 | -20 | Dimmable | 10% |  | Damp Location Rated,Enclosed Fixtures,Recessed Fixtures |  |  |  | 2016-05-12 | 2016-05-25 | Canada | ES_1131062_DTL-BR30-13.5D 2700K_05252016140914_4325137 | 2269599
Toronto LED Inc. | Torontoled | LED Lamp BR30 | DTL-BR30-13.5D 3000K |  | BR30 | Reflector (Flood/Spot) | E26 (Medium) | Directional | LED | 3 | 85 | 132.2 | 94.8 |  |  |  | 1100 | 13.5 | 81.5 | No | 25000 | 3000 | 84 | 12 | 0.9 | -20 | Dimmable | 10% |  | Damp Location Rated,Enclosed Fixtures,Recessed Fixtures |  |  |  | 2016-05-12 | 2016-05-25 | Canada | ES_1131062_DTL-BR30-13.5D 3000K_05252016140943_2384915 | 2269600
Toronto LED Inc. | Torontoled | LED Lamp BR30 | DTL-BR30-13.5D 5000K |  | BR30 | Reflector (Flood/Spot) | E26 (Medium) | Directional | LED | 3 | 85 | 132 | 94.7 |  |  |  | 1200 | 13.5 | 88.9 | No | 25000 | 5000 | 84 | 15 | 0.9 | -20 | Dimmable | 10% |  | Damp Location Rated,Enclosed Fixtures,Recessed Fixtures |  |  |  | 2016-05-12 | 2016-05-25 | Canada | ES_1131062_DTL-BR30-13.5D 5000K_05252016140955_3178492 | 2269602
Toronto LED Inc. | Torontoled | LED Omni Lamp A19 | DTL-A19-9.5D 2700K |  | A19 | General Purpose Replacement | E26 (Medium) | Omnidirectional | LED | 3 | 60 | 111.7 | 59.6 |  |  |  | 810 | 9.5 | 85.3 | No | 25000 | 2700 | 82 | 6 | 0.9 | -20 | Dimmable | 10% |  | Damp Location Rated,Not for Use in Enclosed Fixtures,Recessed Fixtures |  |  |  | 2015-03-25 | 2015-03-27 | Canada | ES_1131062_DTL-A19-9.5D 2700K_03272015155213_5729104 | 2236243
Toronto LED Inc. | Torontoled | LED Omni Lamp A19 | DTL-A19-9.5D 3000K |  | A19 | General Purpose Replacement | E26 (Medium) | Omnidirectional | LED | 3 | 60 | 111.8 | 59.6 |  |  |  | 810 | 9.5 | 85.3 | No | 25000 | 3000 | 83 | 19 | 0.9 | -20 | Dimmable | 10% |  | Damp Location Rated,Not for Use in Enclosed Fixtures,Recessed Fixtures |  |  |  | 2015-03-25 | 2015-03-27 | Canada | ES_1131062_DTL-A19-9.5D 3000K_03272015155245_3948521 | 2236244
Toronto LED Inc. | Torontoled | LED Omni Lamp A19 | DTL-A19-9.5D 4000K |  | A19 | General Purpose Replacement | E26 (Medium) | Omnidirectional | LED | 3 | 60 | 111.5 | 59.6 |  |  |  | 810 | 9.5 | 85.3 | No | 25000 | 4000 | 85 | 20 | 0.9 | -20 | Dimmable | 10% |  | Damp Location Rated,Not for Use in Enclosed Fixtures,Recessed Fixtures |  |  |  | 2015-03-25 | 2015-03-27 | Canada | ES_1131062_DTL-A19-9.5D 4000K_03272015155251_1238749 | 2236245
Toronto LED Inc. | Torontoted | COB-TL-PAR20 | COB-TL-PAR20 |  | PAR20 | Reflector (Flood/Spot) | E26 (Medium) | Directional | LED | 3 | 50 | 82 | 61 | 1061 |  | 40 | 530 | 7 | 75.7 | No | 25000 | 3000 | 80 | 10 | 0.7 | -20 |  |  |  | Not for Use in Enclosed Fixtures,Recessed Fixtures |  |  |  | 2014-09-04 | 2015-07-31 | United States, Canada | ES_1131062_COB-TL-PAR20_08102015065647_9807940 | 2251178
Toronto LED Inc. | Torontoted | COB-TL-PAR20 | COB-TL-PAR20 |  | PAR20 | Reflector (Flood/Spot) | E26 (Medium) | Directional | LED | 3 | 50 | 82 | 61 | 1247 |  | 40 | 530 | 7 | 75.7 | No | 25000 | 6500 | 83 | 14 | 0.7 | -20 |  |  |  | Not for Use in Enclosed Fixtures,Recessed Fixtures |  |  |  | 2014-09-04 | 2015-07-31 | United States, Canada | ES_1131062_COB-TL-PAR20_08102015065759_9879931 | 2251179
Trans-Canada Energies | ENERWATT | Dimmable PAR20 3000K | EWL-LEDPAR20-CUL |  | PAR20 | Reflector (Flood/Spot) | E26 (Medium) | Directional | LED | 5 | 50 | 87.8 | 63.7 | 938 |  | 40 | 520 | 8 | 65 | No | 25000 | 3000 | 82 | 9 | 0.9 | -20 | Dimmable | 10% |  | Damp Location Rated,Recessed Fixtures,Shatter Resistant |  |  |  | 2015-01-21 | 2015-01-21 | Canada | ES_1123302_EWL-LEDPAR20-CUL_01212015125501_8700563 | 2232262
Transport & Distribution, Inc. | BUYERS CHOICE | CF13EL/SPIRAL/827/RP12/BUYERSCHOICE/HZ | 26331 |  | CFL Bare Spiral | General Purpose Replacement | E26 (Medium) | Omnidirectional | CFL | 9 | 60 | 100.5 | 38.6 |  | 1.2 |  | 900 | 13 | 69.2 | No | 10000 | 2700 | 83 | -18 | 0.6 | -18 |  |  |  | Not for Use in Enclosed Fixtures |  |  |  | 2016-03-01 | 2014-11-17 | United States, Canada | ES_1016360_26331_03022016140619_2239648 | 2261308
Transport & Distribution, Inc. | NEOLUX | CF13EL/827/SPIRAL/RP/1K | 28906 |  | CFL Bare Spiral | General Purpose Replacement | E26 (Medium) | Omnidirectional | CFL | 9 | 60 | 100.5 | 38.6 |  | 1.2 |  | 900 | 13 | 69.2 | No | 10000 | 2700 | 83 | -18 | 0.6 | -18 |  |  |  | Not for Use in Enclosed Fixtures |  |  |  | 2014-05-01 | 2014-11-17 | United States, Canada | ES_1016360_28906_06252015131000_6780472 | 2242938
True Value Company | WestPoint | AG OMNI A19-40 LED | BPAGOM450/LED/TV | ,,180869 | A19 | General Purpose Replacement | E26 (Medium) | Omnidirectional | LED | 3 | 40 | 109 | 59.9 |  |  |  | 485 | 7.5 | 64.7 | No | 25000 | 3000 | 84 | 23 | 0.9 | -25 | Dimmable | 4% |  | None |  |  |  | 2014-07-01 | 2014-07-02 | United States | ES_1048575_BPAGOM450/LED/TV_07102014115410_1127679 | 2214872
True Value Company | WestPoint | AG OMNI A19-60 LED | BPAGOM800/LED/TV | ,,180867 | A19 | General Purpose Replacement | E26 (Medium) | Omnidirectional | LED | 3 | 60 | 115.6 | 69.5 |  |  |  | 800 | 9.5 | 84.2 | No | 25000 | 3000 | 83 | 19 | 0.9 | -25 | Dimmable | 4% |  | None |  |  |  | 2014-07-01 | 2014-07-02 | United States | ES_1048575_BPAGOM800/LED/TV_07102014115148_6080377 | 2214870
True Value Company | WestPoint | PAR20 LEDG6 | PAR20/LEDG6/TV | ,,180868 | PAR20 | Reflector (Flood/Spot) | E26 (Medium) | Directional | LED | 3 | 50 | 86.2 | 64.7 | 846 |  | 38 |  | 8 | 56.2 | No | 25000 | 3000 | 82 | 18 | 0.9 | -20 | Dimmable | 15% |  | None |  |  |  | 2014-09-01 | 2014-10-23 | United States | ES_1048575_PAR20/LEDG6/TV_10272014141938_6672142 | 2223570
True Value Company | WestPoint | PAR30 LEDG6 | PAR30L/LEDG6/2 | ,,180863 | PAR30L | Reflector (Flood/Spot) | E26 (Medium) | Directional | LED | 3 | 75 | 116.1 | 92.6 | 1516 |  | 38 |  | 12 | 62.5 | No | 25000 | 3000 | 82 | 16 | 0.9 | -20 | Dimmable | 10% |  | None |  |  |  | 2014-09-01 | 2014-10-23 | United States | ES_1048575_PAR30L/LEDG6/2_10272014141846_3952629 | 2223568
True Value Company | WestPoint | PAR38 LEDG6 | PAR38/LEDG6/TV | ,,180864 | PAR38 | Reflector (Flood/Spot) | E26 (Medium) | Directional | LED | 3 | 90 | 134.8 | 122.6 | 1777 |  | 38 | 960 | 16 | 60 | No | 25000 | 3000 | 82 | 17 | 1 | -25 | Dimmable | 10% |  | None |  |  |  | 2014-11-01 | 2014-12-09 | United States | ES_1048575_PAR38/LEDG6/TV_12162014093239_3797683 | 2229391
Uninex | K-LITE | KL8802BR | KL8802BR |  | BR30 | Reflector (Flood/Spot) | E26 (Medium) | Directional | CFL | 2 | 65 | 136.4 | 94.8 |  | 1.5 |  | 730 | 15 | 48.7 | No | 10000 | 2700 | 83 | -3 | 0.6 | -20 |  |  |  | Not for Use in Enclosed Fixtures |  |  |  | 2014-11-07 | 2014-11-07 | United States | ES_1027003_KL8802BR_11072014040000_1023710 | 2224549
Uninex | K-LITE | KL8821B | KL8821B |  | G25 | Globe | E26 (Medium) | Decorative | CFL | 2 | 60 | 108.5 | 80.2 |  | 1.5 |  | 500 | 9.5 | 52.6 | No | 10000 | 2700 | 83 | -3 | 0.6 | -20 |  |  |  | None |  |  |  | 2014-12-30 | 2014-12-30 | United States | ES_1027003_KL8821B_12302014023730_1023738 | 2230261
Uninex | K-LITE | KL8835-27B | KL8835-27B | KL8833B,KL8833B,KL8833B contains one bulb each of (KL1992B + KL8835-27B) This is a combo pack; KL8834B,KL8834B,KL8834B contains one bulb each of (KL1993B + KL8835-27B) This is a combo pack | CFL A-type | General Purpose Replacement | E26 (Medium) | Omnidirectional | CFL | 2 | 60 | 113.4 | 59.9 |  | 1.5 |  | 800 | 14.2 | 56.3 | No | 10000 | 2700 | 82 | -6 | 0.6 | -18 |  |  |  | Not for Use in Enclosed Fixtures |  |  |  | 2014-10-13 | 2014-10-13 | United States | ES_1027003_KL8835-27B_10132014043550_1023685 | 2222307
Uninex | K-LITE | KL8836B | KL8836B | ,KL8838B, | CFL A-type | General Purpose Replacement | E26 (Medium) | Omnidirectional | CFL | 2 | 75 | 128.8 | 65.7 |  | 1.8 |  | 1209 | 17.5 | 69 | No | 10000 | 2700 | 82 | -6 | 0.6 | -18 |  |  |  | Not for Use in Enclosed Fixtures |  |  |  | 2014-10-13 | 2014-10-13 | United States | ES_1027003_KL8836B_10132014043840_1023685 | 2222309
Uninex | K-LITE | KL8837B | KL8837B |  | BR40 | Reflector (Flood/Spot) | E26 (Medium) | Directional | CFL | 2 | 85 | 160.2 | 119.8 |  | 1.8 |  | 1200 | 23.6 | 50.8 | No | 10000 | 2700 | 82 | -5 | 0.6 | -18 |  |  |  | Not for Use in Enclosed Fixtures |  |  |  | 2014-10-14 | 2014-10-14 | United States | ES_1027003_KL8837B_10142014021440_1023694 | 2222406
Uninex | K-LITE | KL8839B | KL8839B |  | CFL Bare Spiral | General Purpose Replacement | E26 (Medium) | Omnidirectional | CFL | 2 | 100 | 185.4 | 59.3 |  | 2 |  | 1700 | 26 | 65.4 | Yes | 10000 | 2700 | 82 | -10 | 0.5 | -20 |  |  |  | None |  |  |  | 2014-10-15 | 2014-10-16 | United States | ES_1027003_KL8839B_10162014025000_1023696 | 2222501
Uninex | K-LITE | KL8840B | KL8840B |  | CFL Bare Spiral | General Purpose Replacement | E26d | Omnidirectional | CFL | 2 | 125 | 148.5 | 68.7 |  | 2 |  | 2200 | 30 | 73.3 | Yes | 10000 | 2700 | 81 | -9 | 0.5 | -20 |  |  |  | Damp Location Rated |  |  |  | 2014-10-21 | 2014-10-22 | United States | ES_1027003_KL8840B_10222014091440_1023700 | 2223083
Uninex | K-LITE | KL9906-40L5ES | KL9906-40L5ES |  | A19 | General Purpose Replacement | E26 (Medium) | Omnidirectional | LED | 3 | 60 | 110.7 | 59.5 |  |  |  | 800 | 9 | 88.9 | No | 25000 | 4000 | 85 | 17 | 0.9 | -20 | Dimmable | 10% |  | Damp Location Rated,Not for Use in Enclosed Fixtures |  |  |  | 2016-01-06 | 2016-01-06 | United States, Canada | ES_1027003_KL9906-40L5ES_01062016032730_1023948 | 2256169
Uninex | K-LITE | KL9906L3ES | KL9906L3ES |  | A19 | General Purpose Replacement | E26 (Medium) | Omnidirectional | LED | 3 | 60 | 112.3 | 60.9 |  |  |  | 800 | 9.8 | 81.6 | No | 25000 | 2700 | 81 | 5 | 0.9 | -20 | Dimmable | 10% |  | Damp Location Rated,Not for Use in Enclosed Fixtures |  |  |  | 2014-12-11 | 2014-12-11 | United States | ES_1027003_KL9906L3ES_12112014030330_1023724 | 2229150
Uninex | K-LITE | KL9906L5ES | KL9906L5ES | ,KL29906L5ES,2 PACK | A19 | General Purpose Replacement | E26 (Medium) | Omnidirectional | LED | 3 | 60 | 110.7 | 59.5 |  |  |  | 800 | 9 | 88.9 | No | 25000 | 2700 | 81 | 3 | 0.9 | -20 | Dimmable | 10% |  | Damp Location Rated,Not for Use in Enclosed Fixtures |  |  |  | 2015-11-04 | 2015-11-04 | United States, Canada | ES_1027003_KL9906L5ES_11042015025330_1023923 | 2251686
Uninex | K-LITE | KL9907L3ES | KL9907L3ES |  | A19 | General Purpose Replacement | E26 (Medium) | Omnidirectional | LED | 3 | 40 | 112.4 | 61 |  |  |  | 470 | 7 | 67.1 | No | 25000 | 2700 | 82 | 10 | 0.9 | -20 | Dimmable | 10% |  | Damp Location Rated |  |  |  | 2014-12-22 | 2014-12-22 | United States | ES_1027003_KL9907L3ES_12222014095220_1023734 | 2229791
Uninex | K-LITE | KL9907L5ES | KL9907L5ES |  | A19 | General Purpose Replacement | E26 (Medium) | Omnidirectional | LED | 3 | 40 | 108.5 | 59.8 |  |  |  | 470 | 6 | 78.3 | No | 25000 | 3000 | 84 | 20 | 0.9 | -20 | Dimmable | 10% |  | Damp Location Rated,Not for Use in Enclosed Fixtures |  |  |  | 2015-12-17 | 2015-12-17 | United States, Canada | ES_1027003_KL9907L5ES_12172015043440_1023944 | 2255139
Uninex | K-LITE | KL9908-30L417ES | KL9908-30L417ES |  | BR40 | Reflector (Flood/Spot) | E26 (Medium) | Directional | LED | 3 | 100 | 158.7 | 120 |  |  | 110 | 1450 | 17 | 85.3 | No | 25000 | 3000 | 82 | 9 | 0.9 | -20 | Dimmable | 10% |  | Damp Location Rated,Not for Use in Enclosed Fixtures |  |  |  | 2016-01-15 | 2016-01-15 | United States, Canada | ES_1027003_KL9908-30L417ES_01152016121731_1023953 | 2256764
Uninex | K-LITE | KL9909L4ES | KL9909L4ES | ,KL29909L4ES,2 PACK | BR30 | Reflector (Flood/Spot) | E26 (Medium) | Directional | LED | 3 | 65 | 128.9 | 94.7 |  |  | 109 | 750 | 11 | 77.3 | No | 25000 | 2700 | 82 | 9 | 1 | -20 | Dimmable | 10% |  | Damp Location Rated,Not for Use in Enclosed Fixtures |  |  |  | 2015-12-22 | 2015-12-22 | United States, Canada | ES_1027003_KL9909L4ES_12222015031840_1023945 | 2255349
Uninex | K-LITE | KL9909L4ES | KL9909L4ES |  | BR30 | Reflector (Flood/Spot) | E26 (Medium) | Directional | LED | 3 | 65 | 130.8 | 94.8 |  |  | 111 | 850 | 11 | 77.3 | No | 25000 | 2700 | 81 | 3 | 0.9 | -20 | Dimmable | 10% | No | Damp Location Rated | No |  |  | 2016-04-28 | 2016-04-28 | United States | ES_1027003_KL9909L4ES_04282016061620_1024003 | 2265551
Uninex | K-LITE | KL9910L2ES | KL9910L2ES |  | BR30 | Reflector (Flood/Spot) | E26 (Medium) | Directional | LED | 3 | 65 | 127.8 | 94.8 |  |  | 112 | 650 | 8 | 81.3 | No | 25000 | 2700 | 82 | 14 | 0.9 | -20 | Dimmable | 10% |  | Damp Location Rated,Not for Use in Enclosed Fixtures |  |  |  | 2014-12-11 | 2014-12-11 | United States | ES_1027003_KL9910L2ES_12112014025950_1023724 | 2229148
Uninex | K-LITE | KL9910L4ES | KL9910L4ES |  | BR30 | Reflector (Flood/Spot) | E26 (Medium) | Directional | LED | 3 | 65 | 128.5 | 94.7 |  |  | 110 | 650 | 8.5 | 76.5 | No | 25000 | 2700 | 82 | 8 | 1 | -20 | Dimmable | 10% |  | Damp Location Rated,Not for Use in Enclosed Fixtures |  |  |  | 2015-09-24 | 2015-09-24 | United States, Canada | ES_1027003_KL9910L4ES_09242015113441_1023903 | 2248491
Uninex | K-LITE | KL9911L2ES | KL9911L2ES |  | G25 | Globe | E26 (Medium) | Omnidirectional | LED | 3 | 40 | 123 | 79.9 |  |  |  | 450 | 6 | 75 | No | 25000 | 2700 | 82 | 16 | 0.7 | -20 | Dimmable | 9% |  | None |  |  |  | 2014-07-02 | 2014-07-02 | United States | ES_1027003_KL9911L2ES_07032014084840_1023634 | 2214553
Uninex | K-LITE | KL9912L5ESC | KL9912L5ESC |  | A19 | General Purpose Replacement | E26 (Medium) | Omnidirectional | LED | 5 | 60 | 110 | 59.6 |  |  |  | 800 | 10 | 80 | No | 25000 | 2700 | 91 | 54 | 0.9 | -20 | Dimmable | 10% |  | Damp Location Rated,Not for Use in Enclosed Fixtures |  |  |  | 2016-05-31 | 2016-05-31 | United States, Canada | ES_1027003_KL9912L5ESC_06012016051110_1024017 | 2268444
Uninex | K-LITE | KL9920L5ESC | KL9920L5ESC |  | A19 | General Purpose Replacement | E26 (Medium) | Omnidirectional | LED | 5 | 75 | 112.1 | 63.6 |  |  |  | 1100 | 12 | 91.6 | No | 25000 | 2700 | 92 | 57 | 0.9 | -20 | Dimmable | 10% |  | Damp Location Rated,Not for Use in Enclosed Fixtures |  |  |  | 2016-05-31 | 2016-05-31 | United States, Canada | ES_1027003_KL9920L5ESC_06012016050000_1024017 | 2268443
Uninex | K-LITE | KL9921L4ES | KL9921L4ES |  | A21 | General Purpose Replacement | E26 (Medium) | Omnidirectional | LED | 3 | 100 | 131.7 | 69.8 |  |  |  | 1600 | 15 | 106.7 | No | 25000 | 2700 | 82 | 8 | 1 | -20 | Dimmable | 10% |  | Damp Location Rated,Not for Use in Enclosed Fixtures |  |  |  | 2016-04-19 | 2016-04-19 | United States | ES_1027003_KL9921L4ES_04192016053550_1023997 | 2264484
Verbatim Americas | Verbatim | 99303 | 99303 | ,99303,P16-L350-C30-B38-U | PAR16 | Reflector (Flood/Spot) | E26 (Medium) | Directional | LED | 3 | 60 | 70 | 50 | 953 |  | 40 | 350 | 5 | 70 | No | 25000 | 3000 | 83 | 12 | 0.9 | -20 | Dimmable | 10% | No | Damp Location Rated | No |  |  | 2015-01-01 | 2016-04-27 | United States, Canada | ES_1113395_99303_04272016093927_4894983 | 2265415
Verbatim Americas | Verbatim | 99318 | 99318 | ,99318,CD-L315-C27-D-E26 | B10 | Decorative | E26 (Medium) | Decorative | LED | 3 | 40 | 102 | 35 |  |  |  | 315 | 4.7 | 67 | No | 25000 | 2700 | 82 | 9 | 0.8 | -20 | Dimmable | 10% | No | Damp Location Rated,Not for Use in Recessed Fixtures | No |  |  | 2015-01-01 | 2016-07-15 | United States, Canada | ES_1113395_99318_07152016150336_1180536 | 2272451
Verbatim Americas | Verbatim | 99319 | 99319 | ,99319,CD-L500-C27-D-E26 | B10 | Decorative | E26 (Medium) | Decorative | LED | 3 | 60 | 110 | 38 |  |  |  | 500 | 6.5 | 76.9 | No | 25000 | 2700 | 82 | 9 | 0.9 | -20 | Dimmable | 10% | No | Damp Location Rated,Not for Use in Recessed Fixtures | No |  |  | 2015-01-01 | 2016-07-15 | United States, Canada | ES_1113395_99319_07152016150855_6343805 | 2272452
Verbatim Americas | Verbatim | 99503 | 99503 | ,99503,CD-E12-L330-C27-D-CL-F | B10 | Decorative | E12 (Candelabra) | Decorative | LED | 4 | 40 | 89.9 | 31.9 |  |  |  | 330 | 4 | 82.5 | No | 25000 | 2700 | 82 | 7 | 0.9 | -40 | Dimmable | 10% | No | Damp Location Rated | No |  |  | 2015-01-01 | 2016-07-12 | United States, Canada | ES_1113395_98943_07082016153443_7872888 | 2272189
Verbatim Americas | Verbatim | 99505 | 99505 | ,99505,A19-L450-C27-D-CL-F | A19 | General Purpose Replacement | E26 (Medium) | Omnidirectional | LED | 3 | 40 | 101 | 60 |  |  |  | 450 | 4.9 | 91.8 | No | 15000 | 2700 | 81 | 2 | 0.9 | -20 | Dimmable | 10% | No | Damp Location Rated,Not for Use in Recessed Fixtures | No |  |  | 2015-01-01 | 2016-07-20 | United States, Canada | ES_1113395_99505_07082016153443_2312888 | 2272764
Verbatim Americas | Verbatim | 99509 | 99509 | ,99509,G25-L450-C27-D-CL-F | G25 | Globe | E26 (Medium) | Decorative | LED | 3 | 40 | 112 | 80 |  |  |  | 450 | 4.7 | 95.7 | No | 15000 | 2700 | 82 | 3 | 0.9 | -20 | Dimmable | 10% | No | Damp Location Rated,Not for Use in Recessed Fixtures | No |  |  | 2015-01-01 | 2016-07-21 | United States, Canada | ES_1113395_99509_07082016153443_7878688 | 2272848
Verbatim Americas | Verbatim | 99553 | 99553 | ,99553,P20-L500-C27-B25-90-W-E | PAR20 | Reflector (Flood/Spot) | E26 (Medium) | Directional | LED | 5 | 50 | 85 | 63 | 1427 |  | 25 | 500 | 7 | 71.4 | No | 25000 | 2700 | 91 | 51 | 0.9 | -20 | Dimmable | 10% | No | Damp Location Rated | No |  |  | 2016-01-01 | 2016-08-18 | United States, Canada | ES_1113395_99553_08172016155622_5592462 | 2275593
Verbatim Americas | Verbatim | 99555 | 99555 | ,99555,P20-L500-C30-B25-90-W-E | PAR20 | Reflector (Flood/Spot) | E26 (Medium) | Directional | LED | 5 | 50 | 85 | 63 | 1427 |  | 25 | 500 | 7 | 71.4 | No | 25000 | 3000 | 92 | 63 | 0.9 | -20 | Dimmable | 10% | No | Damp Location Rated | No |  |  | 2016-01-01 | 2016-08-18 | United States, Canada | ES_1113395_99555_08182016153343_1360284 | 2275596
Verbatim Americas | Verbatim | 99556 | 99556 | ,99556,P20-L500-C30-B40-90-W-E | PAR20 | Reflector (Flood/Spot) | E26 (Medium) | Directional | LED | 5 | 50 | 85 | 63 | 836 |  | 40 | 500 | 7 | 71.4 | No | 25000 | 2700 | 91 | 51 | 0.9 | -20 | Dimmable | 10% | No | Damp Location Rated | No |  |  | 2016-01-01 | 2016-08-18 | United States, Canada | ES_1113395_99556_08182016154111_6591302 | 2275599
Verbatim Americas | Verbatim | 99559 | 99559 | ,99559,P20-L470-C30-B25-90-B-E | PAR20 | Reflector (Flood/Spot) | E26 (Medium) | Directional | LED | 5 | 50 | 85 | 63 | 1427 |  | 25 | 500 | 7 | 71.4 | No | 25000 | 2700 | 91 | 51 | 0.9 | -20 | Dimmable | 10% | No | Damp Location Rated | No |  |  | 2016-01-01 | 2016-08-24 | United States, Canada | ES_1113395_99559_08202016145415_5997430 | 2276359
Verbatim Americas | Verbatim | 99563 | 99563 | ,99563,P30-L800-C30-B40-90-W-E | PAR30L | Reflector (Flood/Spot) | E26 (Medium) | Directional | LED | 5 | 75 | 119 | 94 | 1427 |  | 40 | 800 | 11 | 72.7 | No | 25000 | 3000 | 93 | 65 | 0.9 | -20 | Dimmable | 10% | No | Damp Location Rated | No |  |  | 2016-01-01 | 2016-08-30 | United States, Canada | ES_1113395_99563_08172016155622_5592462 | 2277181
Verbatim Americas | Verbatim | 99564 | 99564 | ,99564,P30-L800-C40-B25-90-W-E | PAR30L | Reflector (Flood/Spot) | E26 (Medium) | Directional | LED | 5 | 75 | 119 | 94 | 3073 |  | 25 | 800 | 11 | 72.7 | No | 25000 | 4000 | 95 | 82 | 0.9 | -20 | Dimmable | 10% | No | Damp Location Rated | No |  |  | 2016-01-01 | 2016-08-30 | United States, Canada | ES_1113395_99564_08172016155622_505182 | 2277182
Verbatim Americas | Verbatim | 99565 | 99565 | ,99565,P30-L800-C40-B40-90-W-E | PAR30L | Reflector (Flood/Spot) | E26 (Medium) | Directional | LED | 5 | 75 | 119 | 94 | 1491 |  | 40 | 800 | 11 | 72.7 | No | 25000 | 4000 | 95 | 82 | 0.9 | -20 | Dimmable | 10% | No | Damp Location Rated | No |  |  | 2016-01-01 | 2016-08-30 | United States, Canada | ES_1113395_99565_08172016155622_9868738 | 2277184
Verbatim Americas | Verbatim | 99566 | 99566 | ,99566,P30-L800-C27-B25-90-B-E | PAR30L | Reflector (Flood/Spot) | E26 (Medium) | Directional | LED | 5 | 75 | 119 | 94 | 3066 |  | 25 | 800 | 11 | 72.7 | No | 25000 | 2700 | 91 | 53 | 0.9 | -20 | Dimmable | 10% | No | Damp Location Rated | No |  |  | 2016-01-01 | 2016-08-31 | United States, Canada | ES_1113395_99566_08172016155622_2550775 | 2277254
Verbatim Americas | Verbatim | 99571 | 99571 | ,99571,P38-L1200-C30-B25-90-W-E | PAR38 | Reflector (Flood/Spot) | E26 (Medium) | Directional | LED | 5 | 100 | 130 | 120 | 4469 |  | 25 | 1200 | 17 | 70.6 | No | 25000 | 3000 | 92 | 60 | 0.9 | -20 | Dimmable | 10% | No | Damp Location Rated | No |  |  | 2016-01-01 | 2016-08-31 | United States, Canada | ES_1113395_99571_08172016155622_5592462 | 2277258
Verbatim Americas | Verbatim | 99572 | 99572 | ,99572,P38-L1200-C30-B40-90-W-E | PAR38 | Reflector (Flood/Spot) | E26 (Medium) | Directional | LED | 5 | 100 | 130 | 120 | 2437 |  | 40 | 1200 | 17 | 70.6 | No | 25000 | 3000 | 92 | 60 | 0.9 | -20 | Dimmable | 10% | No | Damp Location Rated | No |  |  | 2016-01-01 | 2016-08-31 | United States, Canada | ES_1113395_99572_08202016144315_6335107 | 2277259
Verbatim Americas | Verbatim | 99574 | 99574 | ,99574,P38-L1200-C40-B40-90-W-E | PAR38 | Reflector (Flood/Spot) | E26 (Medium) | Directional | LED | 5 | 100 | 130 | 120 | 2632 |  | 40 | 1200 | 17 | 70.6 | No | 25000 | 4000 | 95 | 82 | 0.9 | -20 | Dimmable | 10% | No | Damp Location Rated | No |  |  | 2016-01-01 | 2016-08-31 | United States, Canada | ES_1113395_99574_08202016144553_7973901 | 2277262
Verbatim Americas | Verbatim | 99575 | 99575 | ,99575,P38-L1150-C27-B25-90-B-E | PAR38 | Reflector (Flood/Spot) | E26 (Medium) | Directional | LED | 5 | 100 | 130 | 120 | 4551 |  | 25 | 1200 | 17 | 70.6 | No | 25000 | 2700 | 91 | 52 | 0.9 | -20 | Dimmable | 10% | No | Damp Location Rated | No |  |  | 2016-01-01 | 2016-08-31 | United States, Canada | ES_1113395_99575_08202016145148_2876397 | 2277271
Verbatim Americas | Verbatim | 99579 | 99579 | ,99579,P30SN-L800-C27-B25-90-W-E | PAR30 | Reflector (Flood/Spot) | E26 (Medium) | Directional | LED | 5 | 75 | 84 | 94 | 2936 |  | 25 | 800 | 11 | 72.7 | No | 25000 | 3000 | 91 | 53 | 0.9 | -20 | Dimmable | 10% | No | Damp Location Rated | No |  |  | 2016-01-01 | 2016-08-31 | United States, Canada | ES_1113395_99579_08172016155622_5592462 | 2277256
Verbatim Americas | Verbatim | 99583 | 99583 | ,99583,P38-L1250-C50-B25-90-W-E | PAR38 | Reflector (Flood/Spot) | E26 (Medium) | Directional | LED | 5 | 100 | 130 | 120 | 4921 |  | 25 | 1200 | 17 | 70.6 | No | 25000 | 5000 | 96 | 93 | 0.9 | -20 | Dimmable | 10% | No | Damp Location Rated | No |  |  | 2016-01-01 | 2016-09-29 | United States, Canada | ES_1113395_99583_08202016144929_1755945 | 2280314
Verbatim Americas | Verbatim | G25-L450-C27 | 98775 |  | G25 | Globe | E26 (Medium) | Omnidirectional | LED | 5 | 40 | 123 | 79.9 |  |  |  | 450 | 6.1 | 73.8 | No | 25000 | 2700 | 82 | 16 | 0.7 | -20 | Dimmable | 10% |  | None |  |  |  | 2014-07-10 | 2014-09-22 | United States, Canada | ES_1113395_98775_09222014020950_1023675 | 2219984
Verbatim Americas | Verbatim | G25-L450-C30 | 98776 |  | G25 | Globe | E26 (Medium) | Omnidirectional | LED | 5 | 40 | 123 | 79.9 |  |  |  | 450 | 6.3 | 71.4 | No | 25000 | 3000 | 83 | 17 | 0.7 | -20 | Dimmable | 10% |  | None |  |  |  | 2014-07-10 | 2014-09-22 | United States, Canada | ES_1113395_98776_09222014021440_1023675 | 2219985
Walmart Stores, Inc. | Great Value | Decorative LED Lamp | CAD4.5W27 | ,,Retail Number: CAD4.5W27-3P | B10 | Decorative | E12 (Candelabra) | Decorative | LED | 3 | 60 | 92.7 | 35 |  |  |  | 500 | 4.5 | 111.1 | No | 15000 | 2700 | 82 | 4 | 1 | -29 | Dimmable | 10% | Yes | Damp Location Rated,Use With Timers,Use With Photo and/or Motion Sensors,Recessed Fixtures | No |  |  | 2016-06-30 | 2016-06-20 | United States | ES_20877_CAD4.5W27_06202016175845_5698020 | 2271550
Walmart Stores, Inc. | Great Value | Decorative LED Lamp | CAD4W27 | ,,Retail Number: CAD4W27-3P | B10 | Decorative | E12 (Candelabra) | Decorative | LED | 3 | 40 | 93.7 | 34.5 |  |  |  | 300 | 4 | 75 | No | 15000 | 2700 | 81 | 2 | 1 | -29 | Dimmable | 10% | Yes | Damp Location Rated,Use With Timers,Use With Photo and/or Motion Sensors,Recessed Fixtures | No |  |  | 2016-06-21 | 2016-06-20 | United States | ES_20877_CAD4W27_06202016175809_3498091 | 2270709
Walmart Stores, Inc. | Great Value | Decorative LED Lamp | CAD4W50 |  | B10 | Decorative | E12 (Candelabra) | Decorative | LED | 3 | 40 | 93.5 | 34.2 |  |  |  | 300 | 4 | 75 | No | 15000 | 5000 | 86 | 21 | 1 | -29 | Dimmable | 10% | Yes | Damp Location Rated,Use With Timers,Use With Photo and/or Motion Sensors,Recessed Fixtures | No |  |  | 2016-06-21 | 2016-06-20 | United States | ES_20877_CAD4W50_06202016175835_3412795 | 2270710
Walmart Stores, Inc. | Great Value | DIMMABLE LED A19 9.5W | 39030 |  | A19 | General Purpose Replacement | E26 (Medium) | Omnidirectional | LED | 3 | 60 | 112.3 | 63.7 |  |  |  | 806 | 9.5 | 84.8 | No | 25000 | 2700 | 84 | 10 | 0.9 | -29 | Dimmable | 19% | No | Not for Use in Recessed Fixtures | No |  |  | 2016-07-18 | 2016-07-18 | Canada | ES_0020877_39030_08192016031743_70089086 | 2276196
Walmart Stores, Inc. | Great Value | GVD093 | GVD093 | ,CANGVD09C3,; ,GVD09C3, | CFL Candle | Decorative | E26 (Medium) | Decorative | CFL | 2 | 40 | 122 | 43 |  | 1.2 |  | 450 | 9 | 50 | No | 10000 | 2700 | 82 | -10 | 0.6 | -29 |  |  |  | None |  |  |  | 2012-01-01 | 2014-09-02 | United States, Canada | ES_20877_GVD093_09022014142427_7867590 | 2218445
Walmart Stores, Inc. | Great Value | GVD093DL | GVD093DL | ,CANGVD09C3DL,; ,GVD09C3DL, | CFL Candle | Decorative | E12 (Candelabra) | Decorative | CFL | 2 | 40 | 122 | 43 |  | 1.2 |  | 450 | 9 | 50 | No | 10000 | 5000 | 84 | 34 | 0.6 | -29 |  |  |  | Other,Table, vanity |  |  |  | 2012-01-01 | 2014-09-26 | United States, Canada | ES_20877_GVD093DL_10112014050920_4160318 | 2222138
Walmart Stores, Inc. | Great Value | GVG092 | GVG092 | ,CANGVG092, | CFL Globe | Globe | E26 (Medium) | Decorative | CFL | 9 | 40 | 112 | 79 |  | 1.3 |  | 525 | 9.4 | 55.2 | No | 10000 | 2700 | 83 | -4 | 0.5 | -29 |  |  |  | Other,Vanity |  |  |  | 2014-01-13 | 2014-09-17 | United States, Canada | ES_20877_GVG092_09272014231546_9746355 | 2220616
Walmart Stores, Inc. | Great Value | GVG092DL | GVG092DL | ,CANGVG092DL, | CFL Globe | Globe | E26 (Medium) | Decorative | CFL | 9 | 40 | 112 | 79 |  | 1.3 |  | 525 | 9.4 | 55.8 | No | 10000 | 2700 | 83 | -4 | 0.5 | -29 |  |  |  | Other,Vanity |  |  |  | 2014-01-13 | 2014-09-17 | United States, Canada | ES_20877_GVG092DL_12262014161753_0673404 | 2230160
Walmart Stores, Inc. | Great Value | GVG142DL | GVG142DL | ,CANGVG142DL, | CFL Globe | Globe | E26 (Medium) | Decorative | CFL | 2 | 60 | 112 | 79 |  | 1.3 |  | 800 | 15 | 53.3 | No | 10000 | 5000 | 83 | 34 | 0.5 | -29 |  |  |  | Other,Vanity |  |  |  | 2014-01-13 | 2014-09-17 | United States, Canada | ES_20877_GVG142DL_09272014231918_9958090 | 2220617
Walmart Stores, Inc. | Great Value | GVR3142 | GVR3142 | GVR3142,CANGVR314, | R30 | Reflector (Flood/Spot) | E26 (Medium) | Directional | CFL | 2 | 65 | 137 | 93.9 |  | 1.5 |  | 650 | 14.2 | 46 | No | 10000 | 2700 | 82 | -9 | 0.6 | -29 |  |  |  | Recessed Fixtures |  |  |  | 2010-01-01 | 2014-09-26 | United States, Canada | ES_20877_GVR3142_10122014230721_5241627 | 2222239
Walmart Stores, Inc. | Great Value | GVR3142DL | GVR3142DL | ,CANGVR3142DL, | R30 | Reflector (Flood/Spot) | E26 (Medium) | Directional | CFL | 2 | 65 | 137 | 93.9 |  | 1.5 |  | 735 | 14.1 | 46.4 | No | 10000 | 5000 | 84 | 33 | 0.6 | -29 |  |  |  | Recessed Fixtures |  |  |  | 2010-01-01 | 2014-09-16 | United States, Canada | ES_20877_GVR3142DL_09202014180031_6031699 | 2219910
Walmart Stores, Inc. | Great Value | GVRLA6027ND | GVRLA6027ND | ,GVRLA6027ND4,; ,GVRLA60P,; ,GVRLA60PAEP,; ,GVRLA60PAEPO,; ,GVRLA60PAM,; ,GVRLA60PC,; ,GVRLA60PDPL,; ,GVRLA60PEPE,; ,GVRLA60PJEA,; ,GVRLA60POGE,; ,GVRLA60PPNM,; ,GVRLA60PPSO,; ,GVRLA60PTP, | A19 | General Purpose Replacement | E26 (Medium) | Omnidirectional | LED | 3 | 60 | 115.6 | 60.5 |  |  |  | 800 | 9 | 88.9 | No | 20000 | 2700 | 82 | 6 | 0.6 | -29 |  |  | Yes | Damp Location Rated | No |  |  | 2016-01-01 | 2016-04-27 | United States | ES_20877_GVRLA6027ND_04272016194858_6538974 | 2268413
Walmart Stores, Inc. | Great Value | GVRLA6050ND | GVRLA6050ND | ,GVRLA6050ND2,; ,GVRLA6050ND4, | A19 | General Purpose Replacement | E26 (Medium) | Omnidirectional | LED | 3 | 60 | 115.6 | 60.5 |  |  |  | 800 | 9 | 88.9 | No | 20000 | 5000 | 83 | 7 | 0.6 | -29 |  |  | Yes | Damp Location Rated | No |  |  | 2016-01-01 | 2016-04-27 | United States | ES_20877_GVRLA6050ND_04272016195853_7133561 | 2268414
Walmart Stores, Inc. | Great Value | GVRLAO10027D2 | GVRLAO10027D2 |  | A21 | General Purpose Replacement | E26 (Medium) | Omnidirectional | LED | 3 | 100 | 135 | 78 |  |  |  | 1600 | 18 | 88.9 | No | 25000 | 2700 | 83 | 21 | 0.9 | -29 | Dimmable | 5% |  | Damp Location Rated,Recessed Fixtures |  |  |  | 2015-12-11 | 2015-12-17 | United States, Canada | ES_20877_GVRLAO10027D2_12172015231726_4246522 | 2255150
Walmart Stores, Inc. | Great Value | GVRLAO1027D | GVRLAO1027D | ,GVRLAO1027D2,; ,GVRLAO1027D4, | A19 | General Purpose Replacement | E26 (Medium) | Omnidirectional | LED | 3 | 60 | 115.7 | 60.6 |  |  |  | 800 | 10 | 80 | No | 25000 | 2700 | 82 | 11 | 0.7 | -29 | Dimmable | 20% | Yes | Damp Location Rated | No |  |  | 2013-12-01 | 2016-06-22 | United States | ES_20877_GVRLAO1027D_06222016160228_1348956 | 2270390
Walmart Stores, Inc. | Great Value | GVRLAO1027D4 | GVRLAO1027D4 | ,GVRLAO1027DC4, | A19 | General Purpose Replacement | E26 (Medium) | Omnidirectional | LED | 3 | 60 | 115 | 61 |  |  |  | 800 | 10.2 | 78.4 | No | 25000 | 2700 | 82 | 18 | 0.9 | -29 | Dimmable | 5% |  | Other,Vanity, Table Lamp |  |  |  | 2014-04-16 | 2015-02-06 | United States, Canada | ES_20877_GVRLAO1027D4_02062015114410_3050955 | 2232743
Walmart Stores, Inc. | Great Value | GVRLAO1027DC2 | GVRLAO1027DC2 |  | A19 | General Purpose Replacement | E26 (Medium) | Omnidirectional | LED | 3 | 60 | 115 | 61 |  |  |  | 800 | 10 | 80 | No | 25000 | 2700 | 82 | 18 | 0.9 | -29 | Dimmable | 5% |  | Other,Vanity, Table Lamp |  |  |  | 2014-04-16 | 2014-01-02 | United States, Canada | ES_20877_GVRLAO1027DC2_01022015194015_7615502 | 2230374
Walmart Stores, Inc. | Great Value | GVRLAO1050D | GVRLAO1050D | ,GVRLAO1050D4, | A19 | General Purpose Replacement | E26 (Medium) | Omnidirectional | LED | 3 | 60 | 115.6 | 60.7 |  |  |  | 800 | 10 | 80 | No | 25000 | 5000 | 84 | 15 | 0.7 | -29 | Dimmable | 20% | Yes | Damp Location Rated | No |  |  | 2013-12-01 | 2016-06-28 | United States | ES_20877_GVRLAO1050D_06282016142852_4132121 | 2271042
Walmart Stores, Inc. | Great Value | GVRLAO1050DC2 | GVRLAO1050DC2 |  | A19 | General Purpose Replacement | E26 (Medium) | Omnidirectional | LED | 5 | 60 | 113.5 | 61 |  |  |  | 800 | 10 | 80 | No | 25000 | 5000 | 83 | 7 | 0.9 | -29 | Dimmable | 5% |  | Other,Table, vanity |  |  |  | 2013-12-01 | 2014-10-27 | United States, Canada | ES_20877_GVRLAO1050DC2_10272014173805_1485665 | 2223607
Walmart Stores, Inc. | Great Value | GVRLAO1327D | GVRLAO1327D |  | A19 | General Purpose Replacement | E26 (Medium) | Omnidirectional | LED | 5 | 75 | 135 | 78 |  |  |  | 1200 | 13.3 | 90.2 | No | 25000 | 2700 | 83 | 22 | 0.9 | -29 | Dimmable | 5% |  | Recessed Fixtures |  |  |  | 2014-08-01 | 2014-10-31 | United States, Canada | ES_20877_GVRLAO1327D_11042014135933_9573421 | 2225112
Walmart Stores, Inc. | Great Value | GVRLAO1350D | GVRLAO1350D |  | A19 | General Purpose Replacement | E26 (Medium) | Omnidirectional | LED | 3 | 75 | 135 | 78 |  |  |  | 1300 | 13.3 | 97.7 | No | 25000 | 5000 | 83 | 9 | 0.9 | -29 | Dimmable | 5% |  | Recessed Fixtures |  |  |  | 2014-08-01 | 2014-11-20 | United States, Canada | ES_20877_GVRLAO1350D_11202014183117_8277213 | 2225530
True Value Company | Westpointe | BR30 LED | 180865 | ,,BR30DM650/LEDG2/TV (C1); ,191815,BR30DM650/LEDG2/TV/2 (C1) | BR30 | Reflector (Flood/Spot) | E26 (Medium) | Directional | LED | 5 | 65 | 130.6 | 95.4 |  |  | 110 | 650 | 9.5 | 68.4 | No | 25000 | 2700 | 82 | 9 | 0.9 | -25 | Dimmable | 10% |  | None |  |  |  | 2015-09-30 | 2015-10-07 | United States | ES_1048575_180865_10082015145911_1614857 | 2249767
True Value Company | Westpointe | CFL | WP09MSL2E | ,,117429; ,WP09MSL2E,784456 | CFL Bare Spiral | General Purpose Replacement | E26 (Medium) | Omnidirectional | CFL | 2 | 40 | 91 | 45 |  | 1.5 |  | 550 | 9.1 | 60.3 | No | 12000 | 2700 | 82 | -8 | 0.6 | -15 |  |  |  | None |  |  |  | 2014-10-30 | 2014-12-18 | United States | ES_1048575_WP09MSL2E_12222014184059_7939705 | 2229906
True Value Company | Westpointe | CFL | WP13MSL24 | ,,784233 | CFL Bare Spiral | General Purpose Replacement | GU24 | Omnidirectional | CFL | 2 | 60 | 98 | 50 |  | 1.5 |  | 900 | 14.4 | 69.2 | No | 10000 | 2700 | 82 | -7 | 0.6 | -15 |  |  |  | Not for Use in Recessed Fixtures,Not for Use in Enclosed Fixtures |  |  |  | 2014-10-30 | 2014-10-31 | United States | ES_1048575_WP13MSL24_11032014122517_4242972 | 2224095
True Value Company | Westpointe | CFL | WP13MSL2E | ,,784296; CFL,WP13MSL2E,784643 | CFL Bare Spiral | General Purpose Replacement | E26 (Medium) | Omnidirectional | CFL | 2 | 60 | 102 | 50 |  | 1.5 |  | 900 | 13.2 | 69.2 | No | 12000 | 2700 | 83 | -5 | 0.6 | -15 |  |  |  | Not for Use in Recessed Fixtures,Not for Use in Enclosed Fixtures |  |  |  | 2014-10-30 | 2014-10-31 | United States | ES_1048575_WP13MSL2E_11032014122743_3686290 | 2224096
True Value Company | Westpointe | CFL | WP13MSL2E65 | ,,784415; CFL,WP13MSL2E65,784627 | CFL Bare Spiral | General Purpose Replacement | E26 (Medium) | Omnidirectional | CFL | 2 | 60 | 102 | 50 |  | 1.5 |  | 860 | 14.3 | 66.2 | No | 12000 | 6500 | 84 | 46 | 0.6 | -15 |  |  |  | None |  |  |  | 2014-10-30 | 2014-10-31 | United States | ES_1048575_WP13MSL2E65_11032014121922_4823572 | 2224093
True Value Company | Westpointe | CFL | WP16MRL-IS | ,,784266; ,WP16MRL-IS,784494 | R30 | Reflector (Flood/Spot) | E26 (Medium) | Directional | CFL | 2 | 60 | 139 | 94 |  | 1.5 |  | 750 | 16 | 47.5 | No | 10000 | 2700 | 82 | -6 | 0.6 | -15 |  |  |  | None |  |  |  | 2014-10-30 | 2014-12-30 | United States | ES_1048575_WP16MRL-IS_01022015144814_7555113 | 2230373
True Value Company | Westpointe | CFL | WP18MSL2E | ,,784316; ,WP18MSL2E,784613 | CFL Bare Spiral | General Purpose Replacement | E26 (Medium) | Omnidirectional | CFL | 2 | 75 | 113 | 56 |  | 1.5 |  | 1250 | 18 | 69.4 | No | 12000 | 2700 | 83 | -10 | 0.6 | -15 |  |  |  | Not for Use in Recessed Fixtures,Not for Use in Enclosed Fixtures |  |  |  | 2014-10-30 | 2014-12-17 | United States | ES_1048575_WP18MSL2E_12222014183855_1414774 | 2229905
True Value Company | Westpointe | CFL | WP18MSL2E65 | ,,784423; ,WP18MSL2E65,784593 | CFL Bare Spiral | General Purpose Replacement | E26 (Medium) | Omnidirectional | CFL | 2 | 75 | 112 | 56 |  | 1.5 |  | 1200 | 18.8 | 66.7 | No | 12000 | 6500 | 84 | 44 | 0.6 | -15 |  |  |  | Not for Use in Recessed Fixtures,Not for Use in Enclosed Fixtures |  |  |  | 2014-10-30 | 2014-10-31 | United States | ES_1048575_WP18MSL2E65_11032014124036_4442445 | 2224092
True Value Company | Westpointe | CFL | WP23MSL2E | ,,784304; CFL,WP23MSL2E,784605 | CFL Bare Spiral | General Purpose Replacement | E26 (Medium) | Omnidirectional | CFL | 2 | 100 | 115 | 60 |  | 2 |  | 1600 | 23.4 | 69.6 | No | 12000 | 2700 | 82 | -7 | 0.5 | -15 |  |  |  | Not for Use in Recessed Fixtures,Not for Use in Enclosed Fixtures |  |  |  | 2014-10-30 | 2014-10-31 | United States | ES_1048575_WP23MSL2E_11032014122138_3960542 | 2224094
True Value Company | Westpointe | CFL | WP23MSL2E65 | ,,784464; ,WP23MSL2E65,784635 | CFL Bare Spiral | General Purpose Replacement | E26 (Medium) | Omnidirectional | CFL | 2 | 100 | 113 | 61 |  | 2 |  | 1600 | 23.1 | 69.6 | No | 12000 | 6500 | 84 | 44 | 0.6 | -15 |  |  |  | Not for Use in Recessed Fixtures,Not for Use in Enclosed Fixtures |  |  |  | 2014-10-30 | 2014-10-31 | United States | ES_1048575_WP23MSL2E65_12162014100748_6103287 | 2229457
True Value Company | Westpointe | LED Lamp | BR30DM650/LEDG2/TV |  | BR30 | Reflector (Flood/Spot) | E26 (Medium) | Directional | LED | 3 | 65 | 128.9 | 94.7 |  |  |  | 650 | 10 | 65 | No | 25000 | 2700 | 82 | 17 | 1 | -25 | Dimmable | 5% |  | None |  |  |  | 2014-10-17 | 2014-10-21 | United States | ES_1048575_BR30DM650/LEDG2/TV_11102014101441_1023699 | 2224545
True Value Company | Westpointe | OMNI A19 40W | BPAGOM450/LED/TV/2 | ,,190298 | A19 | General Purpose Replacement | E26 (Medium) | Omnidirectional | LED | 3 | 40 | 108 | 60 |  |  |  | 485 | 7.5 | 64 | No | 25000 | 3000 | 83 | 17 | 0.9 | -25 | Dimmable | 5% |  | None |  |  |  | 2015-01-15 | 2015-02-02 | United States | ES_1048575_BPAGOM450/LED/TV/2_02202015102803_9035774 | 2233536
Truly Green Solutions Inc. | Truly Green | LED Bulb | 113401 |  | A19 | General Purpose Replacement | E26 (Medium) | Omnidirectional | LED | 3 | 60 | 112 | 60 |  |  |  | 800 | 8.5 | 94.1 | No | 25000 | 5000 | 83 | 11 | 0.9 | -20 | Dimmable | 10% |  | None |  |  |  | 2014-05-01 | 2015-02-06 | United States, Canada | ES_1117604_113401_03052015130931_3986229 | 2234265
Truly Green Solutions Inc. | Truly Green | LED Bulb | 113402 |  | A19 | General Purpose Replacement | E26 (Medium) | Omnidirectional | LED | 3 | 60 | 112 | 60 |  |  |  | 800 | 8.5 | 94.1 | No | 25000 | 4000 | 85 | 23 | 0.9 | -20 | Dimmable | 10% |  | None |  |  |  | 2014-05-01 | 2015-02-06 | United States, Canada | ES_1117604_113402_03052015130931_8151458 | 2234264
Truly Green Solutions Inc. | Truly Green | LED Bulb | 113403 |  | A19 | General Purpose Replacement | E26 (Medium) | Omnidirectional | LED | 3 | 60 | 112 | 60 |  |  |  | 800 | 8.5 | 94.1 | No | 25000 | 3000 | 81 | 6 | 0.9 | -20 | Dimmable | 10% |  | None |  |  |  | 2014-05-01 | 2014-07-30 | United States, Canada | ES_1117604_113403_08012014150421_3836450 | 2216933
Truly Green Solutions Inc. | Truly Green | LED Bulb | 113404 |  | A19 | General Purpose Replacement | E26 (Medium) | Omnidirectional | LED | 3 | 60 | 112 | 60 |  |  |  | 800 | 8.5 | 94.1 | No | 25000 | 2700 | 81 | 5 | 0.9 | -20 | Dimmable | 10% |  | None |  |  |  | 2014-05-01 | 2014-07-30 | United States, Canada | ES_1117604_113404_08012014150421_8932217 | 2216932
Truly Green Solutions Inc. | Truly Green Solutions | LED | 104003 |  | Decorative: Other | Decorative | E12 (Candelabra) | Decorative | LED | 3 | 40 | 103 | 35 |  |  |  | 315 | 5 | 64.3 | No | 40000 | 3000 | 84 | 21 | 0.7 | -20 | Dimmable | 10% |  | Other,not for use in enclosed fixture |  |  |  | 2014-08-10 | 2014-08-05 | United States, Canada | ES_1117604_104003_08272014131321_7431155 | 2217997
Truly Green Solutions Inc. | Truly Green Solutions | LED | 104004 |  | Decorative: Other | Decorative | E12 (Candelabra) | Decorative | LED | 3 | 40 | 103 | 35 |  |  |  | 315 | 5 | 64.3 | No | 40000 | 2700 | 82 | 17 | 0.7 | -20 | Dimmable | 10% |  | None |  |  |  | 2014-08-10 | 2014-08-05 | United States, Canada | ES_1117604_104004_08272014131227_2429467 | 2217998
Truly Green Solutions Inc. | Truly Green Solutions | LED | 200703 |  | R20 | Reflector (Flood/Spot) | E26 (Medium) | Directional | LED | 5 | 50 | 96 | 64 |  |  | 120 | 480 | 7.8 | 64 | No | 25000 | 3000 | 82 | 18 | 0.9 | -20 | Dimmable | 10% |  | Other,Not for use in enclosed fixtures |  |  |  | 2014-08-10 | 2014-08-05 | United States, Canada | ES_1117604_200703_08272014071013_8591965 | 2217993
Uninex | K-LITE | LED A Lamp | KL9906-40L6ES |  | A19 | General Purpose Replacement | E26 (Medium) | Omnidirectional | LED | 3 | 60 | 111.9 | 59.9 |  |  |  | 800 | 9 | 88.9 | No | 25000 | 4000 | 83 | 14 | 0.9 | -20 | Dimmable | 10% | No | Damp Location Rated,Not for Use in Recessed Fixtures | No |  |  | 2016-07-12 | 2016-06-29 | United States, Canada | ES_1027003_KL9906-40L6ES_06292016135738_3258790 | 2272535
Uninex | K-LITE | LED A Lamp | KL9906L6ES | ,,Retail Number: KL29906L6ES | A19 | General Purpose Replacement | E26 (Medium) | Omnidirectional | LED | 3 | 60 | 112.5 | 59.9 |  |  |  | 800 | 9 | 88.9 | No | 25000 | 2700 | 82 | 8 | 0.9 | -20 | Dimmable | 10% | No | Damp Location Rated,Not for Use in Recessed Fixtures | No |  |  | 2016-07-12 | 2016-06-29 | United States, Canada | ES_1027003_KL9906L6ES_06292016135701_3274090 | 2272523
Uninex | K-LITE | LED A Lamp | KL9907L6ES |  | A19 | General Purpose Replacement | E26 (Medium) | Omnidirectional | LED | 3 | 40 | 109.4 | 59.8 |  |  |  | 480 | 6 | 80 | No | 25000 | 2700 | 83 | 13 | 0.9 | -20 | Dimmable | 10% | No | Damp Location Rated,Not for Use in Recessed Fixtures | No |  |  | 2016-07-13 | 2016-06-29 | United States, Canada | ES_1027003_KL9907L6ES_06292016135801_2380413 | 2272536
Uninex | K-LITE | LED A Lamp | KL9922L6ES |  | A19 | General Purpose Replacement | E26 (Medium) | Omnidirectional | LED | 3 | 75 | 112.2 | 63.8 |  |  |  | 1100 | 11 | 100 | No | 25000 | 2700 | 84 | 15 | 0.9 | -20 | Dimmable | 10% | No | Damp Location Rated,Not for Use in Recessed Fixtures | No |  |  | 2016-07-12 | 2016-06-29 | United States, Canada | ES_1027003_KL9922L6ES_06292016135905_3218490 | 2272537
Uninex | K-LITE | LED A Lamp | KL9923L6ES |  | A21 | General Purpose Replacement | E26 (Medium) | Omnidirectional | LED | 3 | 100 | 134.9 | 71.7 |  |  |  | 1600 | 15 | 106.7 | No | 25000 | 2700 | 84 | 15 | 0.9 | -20 | Dimmable | 10% | No | Damp Location Rated,Not for Use in Recessed Fixtures | No |  |  | 2016-07-13 | 2016-06-29 | United States, Canada | ES_1027003_KL9923L6ES_06292016135946_4598100 | 2272539
Uninex | K-LITE | LED BR30 LAMP | KL9913L4ESC |  | BR30 | Reflector (Flood/Spot) | E26 (Medium) | Directional | LED | 3 | 65 | 131.1 | 95 |  |  |  | 800 | 11 | 72.7 | No | 25000 | 2700 | 93 | 66 | 0.9 | -20 | Dimmable | 10% | No | Damp Location Rated | No |  |  | 2016-07-04 | 2016-07-08 | United States, Canada | ES_1027003_KL9913L4ESC_07082016161225_2349801 | 2273614
Uninex | K-LITE | LED BR40 LAMP | KL9908L4ESC |  | BR40 | Reflector (Flood/Spot) | E26 (Medium) | Directional | LED | 3 | 75 | 158.2 | 120.3 |  |  |  | 1000 | 13 | 76.9 | No | 25000 | 2700 | 91 | 56 | 0.9 | -20 | Dimmable | 10% | No | Damp Location Rated | No |  |  | 2016-07-04 | 2016-07-08 | United States, Canada | ES_1027003_KL9908L4ESC_07082016161204_3249012 | 2273613
Uninex | K-LITE | LED Filament Candle Bulb | KLFC4CL |  | B10 | Decorative | E12 (Candelabra) | Decorative | LED | 3 | 40 | 93.7 | 34.3 |  |  |  | 350 | 4 | 87.5 | No | 15000 | 2700 | 81 | 2 | 0.9 | -20 | Dimmable | 10% | No | Damp Location Rated,Not for Use in Recessed Fixtures | No |  |  | 2016-07-21 | 2016-07-27 | United States, Canada | ES_1027003_KLFC4CL_07272016104302_3812400 | 2273816
Uninex | K-LITE | LED Filament G25 Bulb | KLFG4.5CL |  | G25 | Globe | E26 (Medium) | Decorative | LED | 3 | 40 | 114.1 | 79.1 |  |  |  | 470 | 4.5 | 104.4 | No | 15000 | 2700 | 82 | 8 | 0.9 | -20 | Dimmable | 10% | No | Damp Location Rated,Not for Use in Recessed Fixtures | No |  |  | 2016-07-21 | 2016-08-08 | United States, Canada | ES_1027003_KLFG4.5CL_08082016150000_2173599 | 2275182
Uninex | K-LITE | LED Lamp | KL9911LES |  | G25 | Globe | E26 (Medium) | Decorative | LED | 3 | 40 | 121.4 | 80 |  |  |  | 450 | 6 | 75 | No | 25000 | 2700 | 83 | 11 | 0.9 | -20 | Dimmable | 10% | No | Damp Location Rated,Not for Use in Recessed Fixtures | No |  |  | 2016-07-13 | 2016-06-29 | United States, Canada | ES_1027003_KL9911LES_06292016135926_3478013 | 2272538
Uninex | Uninex | KL9910L4ES | KL9910L4ES |  | BR30 | Reflector (Flood/Spot) | E26 (Medium) | Directional | LED | 3 | 65 | 128.5 | 94.7 |  |  | 110 | 650 | 8.5 | 76.5 | No | 25000 | 2700 | 82 | 8 | 1 | -20 | Dimmable | 10% | No | Damp Location Rated | No |  |  | 2016-04-19 | 2016-04-19 | United States | ES_1027003_KL9910L4ES_04192016054840_1023997 | 2264503
UNITED CANADA INC. | UC | LED Lamp | UCLA317WE |  | Decorative Candle: Other | Decorative | E12 (Candelabra) | Decorative | LED | 3 | 60 | 126 | 43 |  |  |  | 500 | 7 | 71.4 | No | 25000 | 3000 | 82 | 12 | 0.9 | -20 | Dimmable | 10% |  | Damp Location Rated |  |  |  | 2016-03-28 | 2016-04-07 | United States, Canada | ES_1133469_UCLA317WE_04122016102849_6336729 | 2263946
UNITED CANADA INC. | UC | OMNI | UCLA046WE |  | A19 | General Purpose Replacement | E26 (Medium) | Omnidirectional | LED | 3 | 40 | 110 | 60 |  |  |  | 450 | 6 | 75 | No | 25000 | 3000 | 82 | 6 | 0.9 | -18 | Dimmable | 10% | Yes | None | No |  |  | 2016-01-01 | 2016-06-16 | United States, Canada | ES_1133469_UCLA046WE_06222016102112_1194114 | 2270313
UNITED CANADA INC. | UC | OMNI | UCLA0485WE |  | A19 | General Purpose Replacement | E26 (Medium) | Omnidirectional | LED | 3 | 60 | 110 | 60 |  |  |  | 800 | 8.5 | 94 | No | 25000 | 3000 | 82 | 6 | 0.9 | -18 | Dimmable | 10% | Yes | None | No |  |  | 2016-01-01 | 2016-06-16 | United States, Canada | ES_1133469_UCLA0485WE_06222016102057_7236650 | 2270314
UNITED CANADA INC. | UC | PAR16 | UCLA5165WE |  | PAR16 | Reflector (Flood/Spot) | GU10 | Directional | LED | 5 | 50 | 59 | 50 | 1477 |  | 35 | 500 | 6.5 | 76.9 | No | 25000 | 3000 | 83 | 15 | 0.9 | -20 | Dimmable | 11% | Yes | None | No |  |  | 2014-07-01 | 2016-09-09 | United States, Canada | ES_1133469_UCLA5165WE_09162016113838_5990492 | 2279155
UNITED CANADA INC. | UTI | omni | UCLA0285DE |  | A19 | General Purpose Replacement | E26 (Medium) | Omnidirectional | LED | 3 | 60 | 112 | 60 |  |  |  | 800 | 8.5 | 94.1 | No | 25000 | 5000 | 84 | 11 | 0.9 | -20 | Dimmable | 10% |  | None |  |  |  | 2014-09-27 | 2015-09-30 | United States, Canada | ES_1133469_UCLA0285DE_10082015133452_9380844 | 2249822
UNITED CANADA INC. | UTI | omni | UCLA0285WE |  | A19 | General Purpose Replacement | E26 (Medium) | Omnidirectional | LED | 3 | 60 | 112 | 60 |  |  |  | 800 | 8.5 | 94.1 | No | 25000 | 3000 | 83 | 11 | 0.9 | -20 | Dimmable | 10% |  | None |  |  |  | 2014-09-27 | 2015-09-30 | United States, Canada | ES_1133469_UCLA0285WE_10082015133452_6779543 | 2249821
UNITED CANADA INC. | UTI | PAR30L | UCLA41135WE |  | PAR30L | Reflector (Flood/Spot) | E26 (Medium) | Directional | LED | 3 | 75 | 115 | 94 | 1754 |  | 40 |  | 13.5 | 55.6 | No | 25000 | 3000 | 84 | 23 | 0.9 | -20 | Dimmable | 10% |  | Not for Use in Enclosed Fixtures |  |  |  | 2015-09-27 | 2015-09-30 | United States, Canada | ES_1133469_UCLA41135WE_10082015131948_1540908 | 2249765
Unlimited Lighting, LLC | AttainLED | AT-12PAR30D-3000K-25D | AT-12PAR30D-3000K-25D |  | PAR30 | Reflector (Flood/Spot) | E26 (Medium) | Directional | LED | 3 | 75 | 116 | 95.1 | 3352 |  | 25 | 850 | 12 | 70.8 | No | 25000 | 3000 | 81 | 9 | 1 | -20 | Dimmable | 10% | No | Damp Location Rated | No |  |  | 2015-02-01 | 2016-06-14 | United States | ES_1136194_AT-12PAR30D-3000K-25D_06152016041550_1024028 | 2269863
Verbatim Americas | Verbatim | LED | 98384 | ,,R20-L470-C30-B25-W; ,98764,R20-L470-C30-B25-B | PAR20 | Reflector (Flood/Spot) | E26 (Medium) | Directional | LED | 5 | 50 | 85 | 62 | 1626 |  | 25 | 470 | 8 | 58.4 | No | 40000 | 3000 | 83 | 5 | 0.9 | -20 | Dimmable | 10% |  | None |  |  |  | 2014-11-20 | 2014-11-17 | United States | ES_1113395_98384_12022014094737_1065101 | 2226312
Verbatim Americas | Verbatim | LED | 98389 | ,,R20-L500-C27-W | R20 | Reflector (Flood/Spot) | E26 (Medium) | Directional | LED | 5 | 50 | 95 | 64 |  |  |  | 500 | 7.8 | 64.4 | No | 25000 | 2700 | 82 | 16 | 0.9 | -20 | Dimmable | 10% |  | None |  |  |  | 2014-11-20 | 2014-11-17 | United States | ES_1113395_98389_12022014094653_9797925 | 2226311
Verbatim Americas | Verbatim | LED | 98391 | ,,M16-L500-C30-B38-W | MR16 | Reflector (Flood/Spot) | GU5.3 | Directional | LED | 3 | 50 | 49 | 50 | 1201 |  | 38 | 500 | 8 | 62.5 | No | 25000 | 3000 | 82 | 12 | 0.7 | -40 | Dimmable | 10% |  | Enclosed Fixtures |  |  |  | 2014-06-15 | 2014-06-10 | United States | ES_1113395_98391_06232014210649_8974656 | 2213559
Verbatim Americas | Verbatim | LED | 98392 | ,,CD-L315-C27-W | Decorative: Other | Decorative | E12 (Candelabra) | Decorative | LED | 3 | 40 | 104 | 35 |  |  |  | 315 | 4.9 | 64.3 | No | 25000 | 2700 | 82 | 17 | 0.7 | -40 | Dimmable | 10% |  | None |  |  |  | 2014-06-02 | 2014-05-28 | United States | ES_1113395_98392_06062014153920_4479499 | 2212488
Verbatim Americas | Verbatim | LED | 98551 | ,,A19-L800-C27-OW | A19 | General Purpose Replacement | E26 (Medium) | Omnidirectional | LED | 5 | 60 | 106.7 | 55.9 |  |  |  | 800 | 11.5 | 69.6 | No | 40000 | 2700 | 83 | 18 | 0.9 | -40 | Dimmable | 1% |  | Damp Location Rated |  |  |  | 2014-03-15 | 2014-03-06 | United States | ES_1113395_98551_03142014165000_1493162 | 2206165
Verbatim Americas | Verbatim | LED | 98552 | ,,A19-L800-C30-OW | A19 | General Purpose Replacement | E26 (Medium) | Omnidirectional | LED | 5 | 60 | 106.7 | 55.9 |  |  |  | 800 | 11.5 | 69.6 | No | 40000 | 3000 | 84 | 22 | 1 | -40 | Dimmable | 1% |  | Damp Location Rated |  |  |  | 2014-03-15 | 2014-03-06 | United States | ES_1113395_98552_03142014164633_1425000 | 2206164
Verbatim Americas | Verbatim | LED | 98553 | ,,CD-L315-C30-W | Decorative: Other | Decorative | E12 (Candelabra) | Decorative | LED | 3 | 40 | 103 | 35 |  |  |  | 315 | 4.9 | 64.3 | No | 25000 | 3000 | 83 | 21 | 0.7 | -40 | Dimmable | 10% |  | None |  |  |  | 2014-06-02 | 2014-05-28 | United States | ES_1113395_98553_06062014154253_5160944 | 2212491
Verbatim Americas | Verbatim | LED | 98556 | ,,P30-L850-C30-B40-W | PAR30L | Reflector (Flood/Spot) | E26 (Medium) | Directional | LED | 5 | 75 | 118 | 95 | 1648 |  | 40 | 850 | 14 | 60.7 | No | 40000 | 3000 | 83 | 3 | 1 | -40 | Dimmable | 10% |  | None |  |  |  | 2014-06-28 | 2014-06-18 | United States | ES_1113395_98556_07102014110155_9013931 | 2214826
Verbatim Americas | Verbatim | LED | 98558 | ,,R20-L480-C30-W | R20 | Reflector (Flood/Spot) | E26 (Medium) | Directional | LED | 5 | 50 | 96 | 64 |  |  | 118 | 480 | 7.7 | 62.3 | No | 25000 | 3000 | 82 | 18 | 0.9 | -20 | Dimmable | 10% |  | None |  |  |  | 2014-11-20 | 2014-11-14 | United States | ES_1113395_98558_12022014094628_8087214 | 2226310
Verbatim Americas | Verbatim | LED | 98559 | ,,R30-L650-C27-W | BR30 | Reflector (Flood/Spot) | E26 (Medium) | Directional | LED | 5 | 65 | 134 | 95 |  |  |  | 650 | 10 | 65 | No | 25000 | 2700 | 83 | 21 | 0.9 | -20 | Dimmable | 10% |  | None |  |  |  | 2014-11-20 | 2014-11-14 | United States | ES_1113395_98559_12022014100445_8009168 | 2226322
Verbatim Americas | Verbatim | LED | 98560 | ,,R30-L685-C30W | BR30 | Reflector (Flood/Spot) | E26 (Medium) | Directional | LED | 5 | 65 | 133 | 95 |  |  |  | 685 | 10 | 68.5 | No | 25000 | 3000 | 84 | 24 | 0.9 | -20 | Dimmable | 10% |  | None |  |  |  | 2014-11-20 | 2014-11-14 | United States | ES_1113395_98560_12022014100424_2978083 | 2226321
Verbatim Americas | Verbatim | LED | 98562 | ,,R40-L685-C27-W | BR40 | Reflector (Flood/Spot) | E26 (Medium) | Directional | LED | 5 | 65 | 157 | 125 |  |  |  | 685 | 10.5 | 65.4 | No | 25000 | 2700 | 83 | 19 | 0.9 | -20 | Dimmable | 10% |  | None |  |  |  | 2014-11-20 | 2014-11-14 | United States | ES_1113395_98562_12022014100358_5528746 | 2226320
Verbatim Americas | Verbatim | LED | 98563 | ,,R40-L685-C30-W | BR40 | Reflector (Flood/Spot) | E26 (Medium) | Directional | LED | 5 | 65 | 160 | 125 |  |  |  | 685 | 10.3 | 66.6 | No | 25000 | 3000 | 82 | 17 | 0.9 | -20 | Dimmable | 10% |  | None |  |  |  | 2014-11-20 | 2014-11-14 | United States | ES_1113395_98563_12022014100332_2220440 | 2226319
Verbatim Americas | Verbatim | LED | 98566 | ,,P20-L490-C27-B40-W | PAR20 | Reflector (Flood/Spot) | E26 (Medium) | Directional | LED | 5 | 50 | 85 | 62 | 827 |  | 40 | 490 | 8 | 60.9 | No | 40000 | 2700 | 83 | 4 | 1 | -20 | Dimmable | 10% |  | None |  |  |  | 2014-10-30 | 2014-11-17 | United States | ES_1113395_98566_12022014094948_9670691 | 2226315
Verbatim Americas | Verbatim | LED | 98567 | ,,R20-L490-C30-B40-W | PAR20 | Reflector (Flood/Spot) | E26 (Medium) | Directional | LED | 5 | 50 | 85 | 62 | 882 |  | 40 | 490 | 8 | 60.9 | No | 40000 | 3000 | 83 | 5 | 0.9 | -20 | Dimmable | 10% |  | None |  |  |  | 2014-11-20 | 2014-11-17 | United States | ES_1113395_98567_12022014094756_6504677 | 2226313
Verbatim Americas | Verbatim | LED | 98568 | ,,P30-L800-C27-B40-W | PAR30L | Reflector (Flood/Spot) | E26 (Medium) | Directional | LED | 5 | 75 | 118 | 95 | 1440 |  | 40 | 800 | 14 | 57.1 | No | 40000 | 2700 | 82 | 2 | 1 | -40 | Dimmable | 10% |  | None |  |  |  | 2014-06-28 | 2014-06-18 | United States | ES_1113395_98568_07102014110450_9336978 | 2214828
Verbatim Americas | Verbatim | LED | 98570 | ,,P30SN-L800-C27-B25-W | PAR30 | Reflector (Flood/Spot) | E26 (Medium) | Directional | LED | 5 | 75 | 85 | 95 | 3028 |  | 25 | 800 | 14.7 | 54.5 | No | 25000 | 2700 | 82 | 1 | 0.9 | -20 | Dimmable | 10% |  | None |  |  |  | 2014-11-20 | 2014-11-14 | United States | ES_1113395_98570_12022014100308_1608921 | 2226318
Verbatim Americas | Verbatim | LED | 98571 | ,,P30SN-L850-C30-B25-W | PAR30 | Reflector (Flood/Spot) | E26 (Medium) | Directional | LED | 5 | 75 | 95 | 85 | 3254 |  | 25 | 850 | 14.7 | 57.7 | No | 25000 | 3000 | 83 | 3 | 0.9 | -20 | Dimmable | 10% |  | None |  |  |  | 2014-11-20 | 2014-11-14 | United States | ES_1113395_98571_12022014100228_6873607 | 2226317
Verbatim Americas | Verbatim | LED | 98574 | ,,R30-L865-C27-W | BR30 | Reflector (Flood/Spot) | E26 (Medium) | Directional | LED | 5 | 65 | 133 | 95 |  |  |  | 865 | 12.1 | 71.7 | No | 25000 | 2700 | 83 | 21 | 0.9 | -20 | Dimmable | 10% |  | None |  |  |  | 2014-11-20 | 2014-11-21 | United States | ES_1113395_98574_12022014094518_5124828 | 2226308
Verbatim Americas | Verbatim | LED | 98575 | ,,R30-L865-C30-W | BR30 | Reflector (Flood/Spot) | E26 (Medium) | Directional | LED | 5 | 65 | 133 | 95 |  |  |  | 865 | 12 | 72 | No | 25000 | 3000 | 84 | 24 | 0.9 | -20 | Dimmable | 10% |  | None |  |  |  | 2014-11-20 | 2014-11-21 | United States | ES_1113395_98575_12022014094446_5630576 | 2226307
Verbatim Americas | Verbatim | LED | 98632 | ,,R40-L1200-C27-W | BR40 | Reflector (Flood/Spot) | E26 (Medium) | Directional | LED | 5 | 85 | 152 | 125 |  |  |  | 1200 | 17.1 | 70.1 | No | 25000 | 2700 | 83 | 19 | 1 | -20 | Dimmable | 10% |  | None |  |  |  | 2014-11-20 | 2014-11-21 | United States | ES_1113395_98632;R40-L1200-C27-W_11242014135424_5761199 | 2226309
Verbatim Americas | Verbatim | LED | 98633 | ,,R40-L1200-C30-W | BR40 | Reflector (Flood/Spot) | E26 (Medium) | Directional | LED | 5 | 75 | 157 | 125 |  |  |  | 1200 | 17.1 | 70.3 | No | 25000 | 3000 | 83 | 19 | 1 | -20 | Dimmable | 10% |  | None |  |  |  | 2014-11-20 | 2014-11-17 | United States | ES_1113395_98633_12022014095057_1232400 | 2226316
Verbatim Americas | Verbatim | LED | 98639 | ,,P30-L800-C27-B25-B; LED,98385,P30-L800-C27-B25-W | PAR30L | Reflector (Flood/Spot) | E26 (Medium) | Directional | LED | 5 | 75 | 118 | 95 | 3591 |  | 25 | 800 | 14 | 57.1 | No | 40000 | 2700 | 82 | 2 | 1 | -40 | Dimmable | 10% |  | None |  |  |  | 2014-06-28 | 2014-06-18 | United States | ES_1113395_98639_07102014110450_6689171 | 2214829
Walmart Stores, Inc. | Great Value | GVRLAO1827D | GVRLAO1827D |  | A21 | General Purpose Replacement | E26 (Medium) | Omnidirectional | LED | 5 | 100 | 135 | 78 |  |  |  | 1600 | 18 | 88.9 | No | 25000 | 2700 | 83 | 21 | 0.9 | -29 | Dimmable | 5% |  | Recessed Fixtures |  |  |  | 2014-08-01 | 2014-10-27 | United States, Canada | ES_20877_GVRLAO1827D_10272014173730_1450834 | 2223566
Walmart Stores, Inc. | Great Value | GVRLAO1850D | GVRLAO1850D |  | A21 | General Purpose Replacement | E26 (Medium) | Omnidirectional | LED | 5 | 100 | 135 | 78 |  |  |  | 1700 | 18 | 94.4 | No | 25000 | 5000 | 83 | 10 | 1 | -29 | Dimmable | 5% |  | Recessed Fixtures |  |  |  | 2014-08-01 | 2014-10-27 | United States, Canada | ES_20877_GVRLAO1850D_10272014173744_1464987 | 2223567
Walmart Stores, Inc. | Great Value | GVRLAO6027DGU | GVRLAO6027DGU |  | A19 | General Purpose Replacement | GU24 | Omnidirectional | LED | 3 | 60 | 116 | 61 |  |  |  | 860 | 10.3 | 84 | No | 25000 | 2700 | 81 | 6 | 0.9 | -29 | Dimmable | 20% | Yes | Damp Location Rated | No |  |  | 2016-03-01 | 2016-08-09 | United States, Canada | ES_20877_GVRLAO6027DGU_08092016135519_0919640 | 2274429
Walmart Stores, Inc. | Great Value | GVRLAO727D | GVRLAO727D | ,GVRLAO727D2, | A19 | General Purpose Replacement | E26 (Medium) | Omnidirectional | LED | 3 | 40 | 112 | 61 |  |  |  | 450 | 7 | 64.3 | No | 25000 | 2700 | 82 | 10 | 0.7 | -29 | Dimmable | 5% |  | Damp Location Rated,Other |  |  |  | 2015-12-11 | 2016-01-21 | United States, Canada | ES_20877_GVRLAO727D_12182015171708_9028376 | 2255202
Walmart Stores, Inc. | Great Value | GVRLAO727D | GVRLAO727D |  | A19 | General Purpose Replacement | E26 (Medium) | Omnidirectional | LED | 3 | 40 | 112 | 61 |  |  |  | 450 | 7 | 65 | No | 25000 | 2700 | 83 | 22 | 0.9 | -29 | Dimmable | 5% |  | Other,Table, Vanity |  |  |  | 2013-06-04 | 2014-06-11 | United States, Canada | ES_20877_GVRLAO727D_06172014173507_6507727 | 2213250
Walmart Stores, Inc. | Great Value | GVRLAO750D | GVRLAO750D |  | A19 | General Purpose Replacement | E26 (Medium) | Omnidirectional | LED | 3 | 40 | 112 | 61 |  |  |  | 550 | 7 | 78.6 | No | 25000 | 5000 | 84 | 13 | 0.7 | -29 | Dimmable | 5% |  | Damp Location Rated,Other |  |  |  | 2015-12-16 | 2016-01-19 | United States, Canada | ES_20877_GVRLAO750D_01192016180853_6933746 | 2256991
Walmart Stores, Inc. | Great Value | GVRLAO7527D | GVRLAO7527D | ,GVRLAO7527D2, | A21 | General Purpose Replacement | E26 (Medium) | Omnidirectional | LED | 3 | 75 | 125.6 | 64.6 |  |  |  | 1125 | 14 | 80.4 | No | 25000 | 2700 | 82 | 8 | 0.7 | -29 | Dimmable | 17% | Yes | Damp Location Rated,Recessed Fixtures | No |  |  | 2016-01-01 | 2016-03-23 | United States | ES_20877_GVRLAO7527D_03232016141738_2658413 | 2263710
Walmart Stores, Inc. | Great Value | GVRLAO7550D | GVRLAO7550D |  | A21 | General Purpose Replacement | E26 (Medium) | Omnidirectional | LED | 3 | 75 | 125.6 | 64.6 |  |  |  | 1125 | 14 | 80.4 | No | 25000 | 5000 | 84 | 15 | 0.8 | -29 | Dimmable | 17% | Yes | Damp Location Rated,Recessed Fixtures | No |  |  | 2016-01-01 | 2016-03-29 | United States | ES_20877_GVRLAO7550D_04062016152743_6463478 | 2263731
Walmart Stores, Inc. | Great Value | GVRLAO927DP | GVRLAO927DP |  | A19 | General Purpose Replacement | E26 (Medium) | Omnidirectional | LED | 3 | 60 | 114.8 | 60.8 |  |  |  | 800 | 9.7 | 82.5 | No | 25000 | 2700 | 82 | 9 | 0.7 | -29 | Dimmable | 5% |  | Recessed Fixtures |  |  |  | 2015-03-10 | 2015-02-13 | United States | ES_20877_GVRLAO927DP_02132015180757_0877273 | 2233076
Walmart Stores, Inc. | Great Value | GVRLBR3010W27KND | GVRLBR3010W27KND |  | BR30 | Reflector (Flood/Spot) | E26 (Medium) | Directional | LED | 3 | 65 | 135 | 122 |  |  |  | 650 | 10 | 65 | No | 25000 | 2700 | 82 | 18 | 0.8 | -29 |  |  |  | Recessed Fixtures |  |  |  | 2013-06-10 | 2014-09-02 | United States, Canada | ES_20877_GVRLBR3010W27KND_09022014133628_4988521 | 2218444
Walmart Stores, Inc. | Great Value | GVRLBR3010W50KD | GVRLBR3010W50KD |  | BR30 | Reflector (Flood/Spot) | E26 (Medium) | Directional | LED | 3 | 65 | 133.4 | 94.8 |  |  |  | 700 | 10 | 70 | No | 25000 | 5000 | 83 | 5 | 0.9 | -29 | Dimmable | 5% |  | Recessed Fixtures |  |  |  | 2014-04-16 | 2014-06-24 | United States, Canada | ES_20877_GVRLBR3010W50KD_06232014194759_2879923 | 2213834
Walmart Stores, Inc. | Great Value | GVRLBR3065W27KD | GVRLBR3065W27KD | ,271430,; ,GVRLBR3065W27KD2, | BR30 | Reflector (Flood/Spot) | E26 (Medium) | Directional | LED | 3 | 65 | 133.5 | 95.1 |  |  | 110 | 650 | 9 | 72.2 | No | 25000 | 2700 | 81 | 3 | 0.7 | -29 | Dimmable | 4% | Yes | Damp Location Rated | No |  |  | 2016-01-01 | 2016-03-23 | United States | ES_20877_GVRLBR3065W27KD_03232016115400_4040512 | 2263708
Walmart Stores, Inc. | Great Value | GVRLBR3065W50KD | GVRLBR3065W50KD | ,GVRLBR3065W50KD2, | BR30 | Reflector (Flood/Spot) | E26 (Medium) | Directional | LED | 3 | 65 | 133.5 | 95.1 |  |  | 110 | 700 | 9 | 77.8 | No | 25000 | 5000 | 84 | 15 | 0.7 | -29 | Dimmable | 4% | Yes | Damp Location Rated | No |  |  | 2016-01-01 | 2016-05-11 | United States | ES_20877_GVRLBR3065W50KD_05112016164441_5081110 | 2266454
Walmart Stores, Inc. | Great Value | GVRLBR401427D | GVRLBR401427D |  | BR40 | Reflector (Flood/Spot) | E26 (Medium) | Directional | LED | 3 | 85 | 152.3 | 127.4 |  |  | 110 | 1063 | 14 | 75.9 | No | 25000 | 2700 | 82 | 11 | 0.8 | -29 | Dimmable | 18% | Yes | Damp Location Rated | No |  |  | 2014-06-25 | 2016-05-04 | United States, Canada | ES_20877_GVRLBR401427D_05042016132609_8370028 | 2266080
Walmart Stores, Inc. | Great Value | GVRLDCT5W27K | GVRLDCT5W27K | ,GVRLDCT527D3, | B10 | Decorative | E12 (Candelabra) | Decorative | LED | 3 | 40 | 95.3 | 35.1 |  |  |  | 300 | 4.5 | 66.7 | No | 25000 | 2700 | 82 | 6 | 0.9 | -29 | Dimmable | 20% | No | Damp Location Rated,Not for Use in Recessed Fixtures | No |  |  | 2016-03-01 | 2016-10-11 | United States | ES_20877_GVRLDCT5W27K_09202014193840_1920897 | 2281056
Walmart Stores, Inc. | Great Value | GVRLG2540W27K | GVRLG2540W27K |  | G25 | Globe | E26 (Medium) | Decorative | LED | 3 | 40 | 111.8 | 78.7 |  |  |  | 350 | 4.3 | 81.4 | No | 25000 | 2700 | 81 | 1 | 0.8 | -29 | Dimmable | 20% | Yes | Damp Location Rated | No |  |  | 2016-05-01 | 2016-09-30 | United States | ES_20877_GVRLG2540W27K_09302016155633_0993227 | 2280438
Walmart Stores, Inc. | Great Value | GVRLG2540W50K | GVRLG2540W50K |  | G25 | Globe | E26 (Medium) | Decorative | LED | 3 | 40 | 111.8 | 78.7 |  |  |  | 400 | 4.3 | 93 | No | 25000 | 5000 | 83 | 8 | 0.8 | -29 | Dimmable | 20% | Yes | Damp Location Rated | No |  |  | 2016-05-01 | 2016-08-19 | United States | ES_20877_GVRLG2540W50K_08192016142515_6715140 | 2276124
Walmart Stores, Inc. | Great Value | GVRLG255W27K | GVRLG255W27K |  | G25 | Globe | E26 (Medium) | Decorative | LED | 3 | 40 | 102 | 79 |  |  |  | 350 | 5 | 70 | No | 25000 | 2700 | 83 | 20 | 0.9 | -29 | Dimmable | 5% |  | None |  |  |  | 2013-12-13 | 2014-07-28 | United States, Canada | ES_20877_GVRLG255W27K_08042014190259_8979876 | 2217036
Walmart Stores, Inc. | Great Value | GVRLG255W27KND | GVRLG255W27KND |  | G25 | Globe | E26 (Medium) | Decorative | LED | 5 | 40 | 102 | 79 |  |  |  | 350 | 5 | 70 | No | 25000 | 2700 | 82 | 18 | 0.9 | -29 |  |  |  | None |  |  |  | 2014-06-03 | 2014-07-28 | United States, Canada | ES_20877_GVRLG255W27KND_08042014190319_8999041 | 2217037
Walmart Stores, Inc. | Great Value | GVRLG255W50K | GVRLG255W50K |  | G25 | Globe | E26 (Medium) | Decorative | LED | 3 | 40 | 102 | 79 |  |  |  | 400 | 5 | 80 | No | 25000 | 5000 | 83 | 7 | 0.9 | -29 | Dimmable | 10% |  | None |  |  |  | 2013-12-13 | 2014-09-02 | United States, Canada | ES_20877_GVRLG255W50K_09022014145635_9795509 | 2218446
Walmart Stores, Inc. | Great Value | GVRLG255W50KND | GVRLG255W50KND |  | G25 | Globe | E26 (Medium) | Decorative | LED | 3 | 40 | 102 | 79 |  |  |  | 400 | 5 | 80 | No | 25000 | 5000 | 83 | 5 | 0.7 | -29 |  |  |  | Other,Vanity |  |  |  | 2014-06-03 | 2014-09-16 | United States, Canada | ES_20877_GVRLG255W50KND_09202014193801_1881864 | 2219914
Truly Green Solutions Inc. | Truly Green Solutions | LED | 200704 |  | R20 | Reflector (Flood/Spot) | E26 (Medium) | Directional | LED | 5 | 50 | 95 | 64 |  |  | 120 | 500 | 7.8 | 66.7 | No | 25000 | 2700 | 82 | 16 | 0.9 | -20 | Dimmable | 10% |  | Other,Not for use in enclosed fixtures |  |  |  | 2014-08-10 | 2014-08-05 | United States, Canada | ES_1117604_200704_08272014070911_3403766 | 2217994
Truly Green Solutions Inc. | Truly Green Solutions | LED | 300123 |  | BR30 | Reflector (Flood/Spot) | E26 (Medium) | Directional | LED | 5 | 65 | 133 | 95 |  |  | 120 | 865 | 12 | 72.1 | No | 40000 | 3000 | 84 | 24 | 0.9 | -20 | Dimmable | 10% |  | Other,Not for use in enclosed fixtures |  |  |  | 2014-08-10 | 2014-08-05 | United States, Canada | ES_1117604_300123_08272014071044_9009876 | 2217991
Truly Green Solutions Inc. | Truly Green Solutions | LED | 300124 |  | BR30 | Reflector (Flood/Spot) | E26 (Medium) | Directional | LED | 5 | 65 | 133 | 95 |  |  | 120 | 865 | 12.1 | 72.1 | No | 40000 | 2700 | 83 | 21 | 0.9 | -20 | Dimmable | 10% |  | Other,Not for use in enclosed fixtures |  |  |  | 2014-08-10 | 2014-08-05 | United States, Canada | ES_1117604_300124_08272014071535_4115046 | 2217992
Truly Green Solutions Inc. | Truly Green Solutions | LED | 400174 |  | BR40 | Reflector (Flood/Spot) | E26 (Medium) | Directional | LED | 5 | 75 | 152 | 125 |  |  | 120 | 1200 | 17.1 | 70.6 | No | 40000 | 2700 | 83 | 19 | 1 | -20 | Dimmable | 10% |  | Other,Not for use in enclosed fixtures |  |  |  | 2014-08-10 | 2014-08-05 | United States, Canada | ES_1117604_400174_08272014071127_4004767 | 2217990
Turolight Inc. | Turolight | BR30 | VIV-BR30/10W/27/D |  | BR30 | Reflector (Flood/Spot) | E26 (Medium) | Directional | LED | 3 | 65 | 127 | 95 |  |  | 120 | 650 | 10 | 65 | No | 25000 | 2700 | 81 | 6 | 0.9 | -20 | Dimmable | 10% |  | None |  |  |  | 2015-06-22 | 2015-07-09 | United States, Canada | ES_1030861_VIV-BR30/10W/27/D_07102015164806_7535314 | 2243163
Turolight Inc. | Turolight | EDGE-T2-SUPERMINI | EDGE-T2/13W/27 |  | CFL Bare Spiral | General Purpose Replacement | E26 (Medium) | Omnidirectional | CFL | 2 | 60 | 102 | 39 |  | 1.5 |  | 900 | 14 | 64.2 | No | 12000 | 2700 | 82 | -7 | 0.6 | -15 |  |  |  | None |  |  |  | 2016-09-27 | 2015-08-10 | Canada | ES_1030861_EDGE-T2/13W/27_08142015163946_1053711 | 2246286
Turolight Inc. | Turolight | LED | VIV-BR30/9.5W/27/D |  | BR30 | Reflector (Flood/Spot) | E26 (Medium) | Directional | LED | 3 | 65 | 131 | 94 |  |  |  | 665 | 9.5 | 70 | No | 25000 | 2700 | 82 | 9 | 0.9 | -20 | Dimmable | 10% | No | None | No |  |  | 2016-10-10 | 2016-10-14 | United States, Canada | ES_1030861_VIV-BR30/9.5W/27/D_10212016144918_6969738 | 2282050
Turolight Inc. | Turolight | LED BR LAMP | VIV-BR30/12W/27/D |  | BR30 | Reflector (Flood/Spot) | E26 (Medium) | Directional | LED | 3 | 65 | 126 | 95 |  |  | 120 | 750 | 12 | 62.5 | No | 25000 | 2700 | 81 | 10 | 0.9 | -20 | Dimmable | 10% |  | None |  |  |  | 2016-09-27 | 2015-04-03 | Canada | ES_1030861_VIV-BR30/12W/27/D_04072015073119_3384142 | 2235912
Turolight Inc. | Turolight | LED BR LAMP | VIV-BR40/17.5W/27/D |  | BR40 | Reflector (Flood/Spot) | E26 (Medium) | Directional | LED | 3 | 85 | 160 | 121 |  |  | 120 | 1100 | 17.5 | 62.8 | No | 25000 | 2700 | 82 | 11 | 0.9 | -20 | Dimmable | 10% |  | None |  |  |  | 2016-09-27 | 2015-04-03 | Canada | ES_1030861_VIV-BR40/17.5W/27/D_04072015073137_8436023 | 2235905
Turolight Inc. | Turolight | LED Bulb | HD-A19/11.5W/30/D |  | A19 | General Purpose Replacement | E26 (Medium) | Omnidirectional | LED | 3 | 60 | 111 | 61 |  |  |  | 800 | 11.5 | 69.6 | No | 25000 | 3000 | 82 | 18 | 1 | -20 | Dimmable | 10% |  | Damp Location Rated |  |  |  | 2016-09-27 | 2014-11-07 | Canada | ES_1030861_HD-A19/11.5W/30/D_11122014170444_9905357 | 2225255
Turolight Inc. | Turolight | LED Bulb | HD-A19/11.5W/40/D |  | A19 | General Purpose Replacement | E26 (Medium) | Omnidirectional | LED | 3 | 60 | 111 | 61 |  |  |  | 800 | 11.5 | 69.6 | No | 25000 | 4000 | 83 | 11 | 1 | -20 | Dimmable | 10% |  | Damp Location Rated |  |  |  | 2016-09-27 | 2014-11-07 | Canada | ES_1030861_HD-A19/11.5W/40/D_11122014170444_9573592 | 2225256
Turolight Inc. | Turolight | LED Bulb | HD-A19/16W/30/D |  | A19 | General Purpose Replacement | E26 (Medium) | Omnidirectional | LED | 3 | 75 | 110 | 60 |  |  |  | 1100 | 16 | 68.8 | No | 25000 | 3000 | 81 | 15 | 0.9 | -20 | Dimmable | 10% |  | Damp Location Rated |  |  |  | 2016-09-27 | 2014-11-12 | Canada | ES_1030861_HD-A19/16W/30/D_11122014170005_2078496 | 2225537
Turolight Inc. | Turolight | LED Bulb | HD-A19/16W/40/D |  | A19 | General Purpose Replacement | E26 (Medium) | Omnidirectional | LED | 3 | 75 | 110 | 60 |  |  |  | 1100 | 16 | 68.8 | No | 25000 | 4000 | 82 | 9 | 0.9 | -20 | Dimmable | 10% |  | Damp Location Rated |  |  |  | 2016-09-27 | 2014-11-12 | Canada | ES_1030861_HD-A19/16W/40/D_11122014170005_9568491 | 2225538
Turolight Inc. | Turolight | LED Bulb | HD-A19/22.5W/30/D |  | A19 | General Purpose Replacement | E26 (Medium) | Omnidirectional | LED | 3 | 100 | 110 | 60 |  |  |  | 1600 | 22.5 | 71.1 | No | 25000 | 3000 | 81 | 15 | 0.9 | -20 | Dimmable | 10% |  | Damp Location Rated |  |  |  | 2016-09-27 | 2014-11-12 | Canada | ES_1030861_HD-A19/22.5W/30/D_11122014170358_4939130 | 2225535
Turolight Inc. | Turolight | LED Bulb | HD-A19/22.5W/40/D |  | A19 | General Purpose Replacement | E26 (Medium) | Omnidirectional | LED | 3 | 100 | 110 | 60 |  |  |  | 1600 | 22.5 | 71.1 | No | 25000 | 4000 | 83 | 10 | 0.9 | -20 | Dimmable | 10% |  | Damp Location Rated |  |  |  | 2016-09-27 | 2014-11-12 | Canada | ES_1030861_HD-A19/22.5W/40/D_11122014170358_3643866 | 2225536
Turolight Inc. | Turolight | LED Bulb | HD-A19/7W/30/D |  | A19 | General Purpose Replacement | E26 (Medium) | Omnidirectional | LED | 3 | 40 | 110 | 60 |  |  |  | 450 | 7 | 64.2 | No | 25000 | 3000 | 82 | 17 | 1 | -20 | Dimmable | 10% |  | Damp Location Rated |  |  |  | 2016-09-27 | 2014-11-12 | Canada | ES_1030861_HD-A19/7W/30/D_11122014165950_7636116 | 2225539
Turolight Inc. | Turolight | LED Bulb | HD-A19/7W/40/D |  | A19 | General Purpose Replacement | E26 (Medium) | Omnidirectional | LED | 3 | 40 | 110 | 60 |  |  |  | 450 | 7 | 64.2 | No | 25000 | 4000 | 85 | 24 | 1 | -20 | Dimmable | 10% |  | Damp Location Rated |  |  |  | 2016-09-27 | 2014-11-12 | Canada | ES_1030861_HD-A19/7W/40/D_11122014165950_7086969 | 2225540
Turolight Inc. | Turolight | LED Bulb | VIV-A19/12.5W/30/D |  | A19 | General Purpose Replacement | E26 (Medium) | Omnidirectional | LED | 3 | 75 | 116 | 60 |  |  |  | 1100 | 12.5 | 88 | No | 25000 | 3000 | 84 | 13 | 0.9 | -20 | Dimmable | 10% |  | None |  |  |  | 2016-09-27 | 2015-07-17 | Canada | ES_1030861_VIV-A19/12.5W/30/D_07222015150835_3679953 | 2244332
Turolight Inc. | Turolight | LED Bulb | VIV-A19/12.5W/40/D |  | A19 | General Purpose Replacement | E26 (Medium) | Omnidirectional | LED | 3 | 75 | 116 | 60 |  |  |  | 1100 | 12.5 | 88 | No | 25000 | 4000 | 86 | 24 | 0.9 | -20 | Dimmable | 10% |  | None |  |  |  | 2016-09-27 | 2015-07-17 | Canada | ES_1030861_VIV-A19/12.5W/40/D_07222015150835_4604790 | 2244333
Turolight Inc. | Turolight | LED Bulb | VIV-A19/6W/27/D |  | A19 | General Purpose Replacement | E26 (Medium) | Omnidirectional | LED | 3 | 40 | 112 | 60 |  |  |  | 450 | 6 | 75 | No | 25000 | 2700 | 82 | 5 | 0.9 | -20 | Dimmable | 10% |  | None |  |  |  | 2016-09-27 | 2015-04-03 | Canada | ES_1030861_VIV-A19/6W/27/D_04072015092004_3078188 | 2235931
Turolight Inc. | Turolight | LED Bulb | VIV-A19/6W/30/D |  | A19 | General Purpose Replacement | E26 (Medium) | Omnidirectional | LED | 3 | 40 | 112 | 60 |  |  |  | 450 | 6 | 75 | No | 25000 | 3000 | 83 | 10 | 0.9 | -20 | Dimmable | 10% |  | None |  |  |  | 2016-09-27 | 2015-04-03 | Canada | ES_1030861_VIV-A19/6W/30/D_04072015092004_7164940 | 2235932
Turolight Inc. | Turolight | LED Bulb | VIV-A19/6W/40/D |  | A19 | General Purpose Replacement | E26 (Medium) | Omnidirectional | LED | 3 | 40 | 112 | 60 |  |  |  | 450 | 6 | 75 | No | 25000 | 4000 | 85 | 16 | 0.9 | -20 | Dimmable | 10% |  | None |  |  |  | 2016-09-27 | 2015-04-03 | Canada | ES_1030861_VIV-A19/6W/40/D_04072015092004_3557260 | 2235933
Turolight Inc. | Turolight | LED Bulb | VIV-A19/8.5W/27/D |  | A19 | General Purpose Replacement | E26 (Medium) | Omnidirectional | LED | 3 | 60 | 112 | 60 |  |  |  | 800 | 8.5 | 94.1 | No | 25000 | 2700 | 82 | 8 | 0.9 | -20 | Dimmable | 10% |  | None |  |  |  | 2016-09-27 | 2014-12-18 | Canada | ES_1030861_VIV-A19/8.5W/27/D_12222014103518_6808245 | 2229901
Turolight Inc. | Turolight | LED Bulb | VIV-A19/8.5W/30/D |  | A19 | General Purpose Replacement | E26 (Medium) | Omnidirectional | LED | 3 | 60 | 112 | 60 |  |  |  | 800 | 8.5 | 94.1 | No | 25000 | 3000 | 84 | 12 | 0.9 | -20 | Dimmable | 10% |  | None |  |  |  | 2016-09-27 | 2015-04-06 | Canada | ES_1030861_VIV-A19/8.5W/30/D_04162015140145_9315946 | 2237413
Unlimited Lighting, LLC | AttainLED | AT-5W-G16D-2700K-E26-PC | AT-5W-G16D-2700K-E26-PC |  | Decorative Candle: Other | Decorative | E26 (Medium) | Decorative | LED | 3 | 40 | 82.3 | 50 |  |  |  | 350 | 5 | 70 | No | 25000 | 2700 | 81 | 6 | 0.8 | -20 | Dimmable | 10% |  | Damp Location Rated,Not for Use in Enclosed Fixtures |  |  |  | 2015-12-01 | 2016-03-12 | United States, Canada | ES_1136194_AT-5W-G16D-2700K-E26-PC_03142016025840_1023979 | 2262334
Unlimited Lighting, LLC | AttainLED | AT-7PAR20D-3000K-25D | AT-7PAR20D-3000K-25D |  | PAR20 | Reflector (Flood/Spot) | E26 (Medium) | Directional | LED | 3 | 50 | 79.9 | 62.8 | 1878 |  | 25 | 470 | 7 | 67.1 | No | 25000 | 3000 | 82 | 13 | 0.9 | -20 | Dimmable | 10% |  | Damp Location Rated,Not for Use in Enclosed Fixtures |  |  |  | 2015-12-01 | 2016-03-12 | United States, Canada | ES_1136194_AT-7PAR20D-3000K-25D_03152016050110_1023979 | 2262400
Up-shine Lighting Co., Limited | UP-SHINE | LED Lamp | UP-PAR20-6W-K-D(2700K) |  | PAR20 | Reflector (Flood/Spot) | E26 (Medium) | Directional | LED | 3 | 50 | 88.5 | 63.1 | 589 |  | 45 | 530 | 6 | 88 | No | 25000 | 2700 | 81 | 2 | 0.9 | -10 | Dimmable | 19% | No | None | No |  |  | 2016-05-01 | 2016-04-29 | United States, Canada | ES_1129410_UP-PAR20-6W-K-D(2700K)_05062016151756_2414126 | 2266250
Up-shine Lighting Co., Limited | UP-SHINE | LED Lamp | UP-PAR20-6W-K-D(3000K) |  | PAR20 | Reflector (Flood/Spot) | E26 (Medium) | Directional | LED | 3 | 50 | 88.5 | 63.1 | 609 |  | 45 | 550 | 6 | 91 | No | 25000 | 3000 | 83 | 11 | 0.9 | -10 | Dimmable | 19% | No | None | No |  |  | 2016-05-01 | 2016-04-29 | United States, Canada | ES_1129410_UP-PAR20-6W-K-D(3000K)_05062016151756_1998491 | 2266251
Up-shine Lighting Co., Limited | UP-SHINE | LED Lamp | UP-PAR20-6W-K-D(4000K) |  | PAR20 | Reflector (Flood/Spot) | E26 (Medium) | Directional | LED | 3 | 50 | 88.5 | 63.1 | 665 |  | 45 | 600 | 6 | 100 | No | 25000 | 4000 | 82 | 7 | 0.9 | -10 | Dimmable | 19% | No | None | No |  |  | 2016-05-01 | 2016-04-29 | United States, Canada | ES_1129410_UP-PAR20-6W-K-D(4000K)_05062016151756_7076041 | 2266252
Up-shine Lighting Co., Limited | UP-SHINE | LED Lamp | UP-PAR20-6W-K-D(5000K) |  | PAR20 | Reflector (Flood/Spot) | E26 (Medium) | Directional | LED | 3 | 50 | 88.5 | 63.1 | 686 |  | 45 | 620 | 6 | 103 | No | 25000 | 5000 | 82 | 11 | 0.9 | -10 | Dimmable | 19% | No | None | No |  |  | 2016-05-01 | 2016-04-29 | United States, Canada | ES_1129410_UP-PAR20-6W-K-D(5000K)_05062016151756_8292196 | 2266253
Up-shine Lighting Co., Limited | UP-SHINE | LED Lamp | UP-PAR30-12W-K-D(2700K) |  | PAR30 | Reflector (Flood/Spot) | E26 (Medium) | Directional | LED | 3 | 75 | 115.2 | 95.3 | 1046 |  | 50 | 980 | 12 | 81 | No | 25000 | 2700 | 80 | 1 | 1 | -10 | Dimmable | 18% | Yes | None | No |  |  | 2016-05-01 | 2016-04-29 | United States, Canada | ES_1129410_UP-PAR30-12W-K-D(2700K)_05062016151811_2430668 | 2266246
Up-shine Lighting Co., Limited | UP-SHINE | LED Lamp | UP-PAR30-12W-K-D(3000K) |  | PAR30 | Reflector (Flood/Spot) | E26 (Medium) | Directional | LED | 3 | 75 | 115.2 | 95.3 | 1063 |  | 50 | 1040 | 12 | 86 | No | 25000 | 3000 | 81 | 3 | 1 | -10 | Dimmable | 18% | Yes | None | No |  |  | 2016-05-01 | 2016-04-29 | United States, Canada | ES_1129410_UP-PAR30-12W-K-D(3000K)_05062016151811_2260021 | 2266247
Up-shine Lighting Co., Limited | UP-SHINE | LED Lamp | UP-PAR30-12W-K-D(4000K) |  | PAR30 | Reflector (Flood/Spot) | E26 (Medium) | Directional | LED | 3 | 75 | 115.2 | 95.3 | 1101 |  | 50 | 1060 | 12 | 88 | No | 25000 | 4000 | 82 | 9 | 1 | -10 | Dimmable | 18% | Yes | None | No |  |  | 2016-05-01 | 2016-04-29 | United States, Canada | ES_1129410_UP-PAR30-12W-K-D(4000K)_05062016151811_4169579 | 2266248
Up-shine Lighting Co., Limited | UP-SHINE | LED Lamp | UP-PAR30-12W-K-D(5000K) |  | PAR30 | Reflector (Flood/Spot) | E26 (Medium) | Directional | LED | 3 | 75 | 115.2 | 95.3 | 1141 |  | 45 | 1100 | 12 | 91 | No | 25000 | 5000 | 83 | 8 | 1 | -10 | Dimmable | 18% | Yes | None | No |  |  | 2016-05-01 | 2016-04-29 | United States, Canada | ES_1129410_UP-PAR30-12W-K-D(5000K)_05062016151811_5403387 | 2266249
Up-shine Lighting Co., Limited | UP-SHINE | LED Lamp | UP-PAR38-18W-K-D(2700K) |  | PAR38 | Reflector (Flood/Spot) | E26 (Medium) | Directional | LED | 3 | 100 | 134 | 122 | 2030 |  | 45 | 1560 | 18 | 86 | Yes | 25000 | 2700 | 80 | 11 | 1 | -10 | Dimmable | 16% | No | None | No |  |  | 2016-05-01 | 2016-04-29 | United States, Canada | ES_1129410_UP-PAR38-18W-K-D(2700K)_05062016151831_1727044 | 2266241
Up-shine Lighting Co., Limited | UP-SHINE | LED Lamp | UP-PAR38-18W-K-D(3000K) |  | PAR38 | Reflector (Flood/Spot) | E26 (Medium) | Directional | LED | 3 | 100 | 134 | 122 | 2224 |  | 45 | 1590 | 18 | 88 | Yes | 25000 | 3000 | 81 | 4 | 1 | -10 | Dimmable | 16% | No | None | No |  |  | 2016-05-01 | 2016-04-29 | United States, Canada | ES_1129410_UP-PAR38-18W-K-D(3000K)_05062016151831_6041335 | 2266242
Up-shine Lighting Co., Limited | UP-SHINE | LED Lamp | UP-PAR38-18W-K-D(4000K) |  | PAR38 | Reflector (Flood/Spot) | E26 (Medium) | Directional | LED | 3 | 100 | 134 | 122 | 2132 |  | 45 | 1620 | 18 | 90 | Yes | 25000 | 4000 | 81 | 7 | 1 | -10 | Dimmable | 16% | No | None | No |  |  | 2016-05-01 | 2016-04-29 | United States, Canada | ES_1129410_UP-PAR38-18W-K-D(4000K)_05062016151831_5881498 | 2266243
Up-shine Lighting Co., Limited | UP-SHINE | LED Lamp | UP-PAR38-18W-K-D(5000K) |  | PAR38 | Reflector (Flood/Spot) | E26 (Medium) | Directional | LED | 3 | 100 | 134 | 122 | 2152 |  | 45 | 1650 | 18 | 96 | Yes | 25000 | 5000 | 83 | 9 | 1 | -10 | Dimmable | 16% | No | None | No |  |  | 2016-05-01 | 2016-04-29 | United States, Canada | ES_1129410_UP-PAR38-18W-K-D(5000K)_05062016151831_6803629 | 2266244
Up-shine Lighting Co., Limited | UP-SHINE | LED Lamp | UP-PAR38-18W-K-D(6500K) |  | PAR38 | Reflector (Flood/Spot) | E26 (Medium) | Directional | LED | 3 | 100 | 134 | 122 | 2370 |  | 45 | 1720 | 18 | 95 | Yes | 25000 | 6500 | 84 | 10 | 1 | -10 | Dimmable | 16% | No | None | No |  |  | 2016-05-01 | 2016-04-29 | United States, Canada | ES_1129410_UP-PAR38-18W-K-D(6500K)_05062016151831_9552108 | 2266245
Up-shine Lighting Co., Limited | UP-SHINE | LED PAR LIGHT | UP-PAR30-13W 2700K |  | PAR30 | Reflector (Flood/Spot) | E26 (Medium) | Directional | LED | 3 | 50 | 119.8 | 91.7 | 821 |  | 60 | 780 | 13 | 60 | No | 25000 | 2700 | 82 | 12 | 1 | -35 |  |  |  | None |  |  |  | 2014-08-01 | 2014-12-01 | United States, Canada | ES_1129410_UP-PAR30-13W 2700K_12032014175625_8570329 | 2226568
Verbatim Americas | Verbatim | LED | 98640 | ,,P30-L835-C30-B25-B; ,98382,P30-L835-C30-B25-W | PAR30L | Reflector (Flood/Spot) | E26 (Medium) | Directional | LED | 5 | 75 | 118 | 95 | 3025 |  | 25 | 835 | 14 | 59.6 | No | 40000 | 3000 | 83 | 3 | 1 | -40 | Dimmable | 10% |  | None |  |  |  | 2014-06-28 | 2014-06-18 | United States | ES_1113395_98640_07102014110155_7830893 | 2214827
Verbatim Americas | Verbatim | LED | 98641 | ,,P38-L1200-C27-B25-B; LED,98387,P38-L1200-C27-B25-W | PAR38 | Reflector (Flood/Spot) | E26 (Medium) | Directional | LED | 5 | 100 | 128 | 120 | 4256 |  | 25 | 1200 | 19 | 63.2 | No | 40000 | 2700 | 82 | 1 | 1 | -40 | Dimmable | 10% |  | None |  |  |  | 2014-06-28 | 2014-06-18 | United States | ES_1113395_98641_07102014105927_2932121 | 2214824
Verbatim Americas | Verbatim | LED | 98642 | LED,,P38-L1250-C30-B25-B; LED,98388,P38-L1250-C30-B25-W | PAR38 | Reflector (Flood/Spot) | E26 (Medium) | Directional | LED | 5 | 100 | 128 | 120 | 4424 |  | 25 | 1250 | 19 | 65.8 | No | 40000 | 3000 | 83 | 5 | 1 | -40 | Dimmable | 10% |  | None |  |  |  | 2014-06-28 | 2014-06-18 | United States | ES_1113395_98642_07102014105514_2060713 | 2214822
Verbatim Americas | Verbatim | LED | 98652 | ,,P20-L460-C27-B25-B; ,98383,P20-L460-C27-B25-W | PAR20 | Reflector (Flood/Spot) | E26 (Medium) | Directional | LED | 5 | 50 | 85 | 62 | 1607 |  | 25 | 460 | 8 | 57.1 | No | 40000 | 2700 | 83 | 4 | 1 | -20 | Dimmable | 10% |  | None |  |  |  | 2014-10-30 | 2014-11-17 | United States | ES_1113395_98652_12022014094933_4713451 | 2226314
Verbatim Americas | Verbatim | LED | 98826 | ,,P20-L460-C27-B25-90-W; ,98832,P20-L460-C27-B25-90-B | PAR20 | Reflector (Flood/Spot) | E26 (Medium) | Directional | LED | 5 | 50 | 85 | 63 | 1504 |  | 25 | 460 | 7 | 65.7 | No | 25000 | 2700 | 93 | 53 | 0.8 | -20 | Dimmable | 10% |  | None |  |  |  | 2014-12-20 | 2014-12-29 | United States | ES_1113395_98826_01022015144309_5542236 | 2230360
Verbatim Americas | Verbatim | LED | 98827 | ,,P20-L460-C27-B40-90-W | PAR20 | Reflector (Flood/Spot) | E26 (Medium) | Directional | LED | 5 | 50 | 85 | 63 | 928 |  | 40 | 460 | 7 | 65.7 | No | 25000 | 2700 | 93 | 53 | 0.8 | -20 | Dimmable | 10% |  | None |  |  |  | 2014-12-20 | 2014-12-29 | United States | ES_1113395_98827_01022015144309_4145144 | 2230359
Verbatim Americas | Verbatim | LED | 98828 | ,,P20-L470-C30-B25-90-W; ,98834,P20-L470-C30-B25-90-B | PAR20 | Reflector (Flood/Spot) | E26 (Medium) | Directional | LED | 5 | 50 | 85 | 63 | 1504 |  | 25 | 470 | 7 | 67.1 | No | 25000 | 3000 | 91 | 50 | 0.8 | -20 | Dimmable | 10% |  | None |  |  |  | 2014-12-20 | 2014-12-29 | United States | ES_1113395_98828_01022015144412_4696102 | 2230362
Verbatim Americas | Verbatim | LED | 98829 | ,,P20-L470-C30-B40-90-W | PAR20 | Reflector (Flood/Spot) | E26 (Medium) | Directional | LED | 5 | 50 | 85 | 63 | 1002 |  | 40 | 470 | 7 | 67.1 | No | 25000 | 3000 | 91 | 50 | 0.8 | -20 | Dimmable | 10% |  | None |  |  |  | 2014-12-20 | 2014-12-29 | United States | ES_1113395_98829_01022015144412_1635233 | 2230361
Verbatim Americas | Verbatim | LED | 98830 | ,,P20-L500-C40-B25-90-W | PAR20 | Reflector (Flood/Spot) | E26 (Medium) | Directional | LED | 5 | 50 | 85 | 63 | 1504 |  | 25 | 500 | 7 | 71.4 | No | 25000 | 4000 | 91 | 50 | 0.8 | -20 | Dimmable | 10% |  | None |  |  |  | 2014-12-20 | 2014-12-29 | United States | ES_1113395_98830_01022015144438_4530391 | 2230363
Verbatim Americas | Verbatim | LED | 98838 | ,,P30-L800-C27-B25-90-W,98844;P30-L800-C27-B25-90-B | PAR30L | Reflector (Flood/Spot) | E26 (Medium) | Directional | LED | 5 | 75 | 119 | 94 | 3545 |  | 25 | 800 | 10 | 80 | No | 25000 | 2700 | 91 | 50 | 0.9 | -40 | Dimmable | 10% |  | None |  |  |  | 2014-12-20 | 2015-01-06 | United States | ES_1113395_98838_01062015170436_6638807 | 2230610
Verbatim Americas | Verbatim | LED | 98839 | ,,P30-L800-C27-B40-90-W | PAR30L | Reflector (Flood/Spot) | E26 (Medium) | Directional | LED | 5 | 75 | 119 | 94 | 1505 |  | 40 | 800 | 10 | 80 | No | 25000 | 2700 | 91 | 50 | 0.9 | -40 | Dimmable | 10% |  | None |  |  |  | 2014-12-20 | 2015-01-06 | United States | ES_1113395_98839_01062015170436_1262032 | 2230609
Verbatim Americas | Verbatim | LED | 98840 | ,,P30-L800-C30-B25-90-W,98846;P30-L800-C30-B25-90-B | PAR30L | Reflector (Flood/Spot) | E26 (Medium) | Directional | LED | 5 | 75 | 119 | 94 | 3545 |  | 25 | 800 | 10 | 80 | No | 25000 | 3000 | 91 | 52 | 0.9 | -40 | Dimmable | 10% |  | None |  |  |  | 2014-12-20 | 2015-01-06 | United States | ES_1113395_98840_01062015170436_1161395 | 2230612
Verbatim Americas | Verbatim | LED | 98841 | ,,P30-L800-C30-B40-90-W | PAR30L | Reflector (Flood/Spot) | E26 (Medium) | Directional | LED | 5 | 75 | 119 | 94 | 1564 |  | 40 | 800 | 10 | 80 | No | 25000 | 3000 | 91 | 52 | 0.9 | -40 | Dimmable | 10% |  | None |  |  |  | 2014-12-20 | 2015-01-06 | United States | ES_1113395_98841_01062015170436_5263281 | 2230611
Verbatim Americas | Verbatim | LED | 98842 | ,,P30-L800-C40-B25-90-W | PAR30L | Reflector (Flood/Spot) | E26 (Medium) | Directional | LED | 5 | 75 | 119 | 94 | 3545 |  | 25 | 800 | 10 | 80 | No | 25000 | 4000 | 92 | 52 | 0.9 | -40 | Dimmable | 10% |  | None |  |  |  | 2014-12-20 | 2015-01-06 | United States | ES_1113395_98842_01062015170436_5161812 | 2230614
Verbatim Americas | Verbatim | LED | 98843 | ,,P30-L800-C40-B40-90-W | PAR30L | Reflector (Flood/Spot) | E26 (Medium) | Directional | LED | 5 | 75 | 119 | 94 | 1711 |  | 40 | 800 | 10 | 80 | No | 25000 | 4000 | 92 | 52 | 0.9 | -40 | Dimmable | 10% |  | None |  |  |  | 2014-12-20 | 2015-01-06 | United States | ES_1113395_98843_01062015170436_5511427 | 2230613
Verbatim Americas | Verbatim | LED | 98844 | ,,P30-L800-C27-B25-90-B | PAR30L | Reflector (Flood/Spot) | E26 (Medium) | Directional | LED | 5 | 75 | 119 | 94 | 3545 |  | 25 |  | 10 | 80 | No | 25000 | 2700 | 91 | 50 | 0.9 | -40 | Dimmable | 10% |  | None |  |  |  | 2014-12-20 | 2015-03-24 | United States | ES_1113395_98844_04022015143239_9290576 | 2235661
Verbatim Americas | Verbatim | LED | 98846 | ,,P30-L800-C30-B25-90-B | PAR30L | Reflector (Flood/Spot) | E26 (Medium) | Directional | LED | 5 | 75 | 119 | 94 | 3545 |  | 25 |  | 10 | 80 | No | 25000 | 3000 | 91 | 52 | 0.9 | -40 | Dimmable | 10% |  | None |  |  |  | 2014-12-20 | 2015-03-24 | United States | ES_1113395_98846_04022015143357_4049881 | 2235662
Verbatim Americas | Verbatim | LED | 98847 | ,,P30-L800-C30-B40-90-B | PAR30L | Reflector (Flood/Spot) | E26 (Medium) | Directional | LED | 5 | 75 | 119 | 94 | 1564 |  | 40 |  | 10 | 80 | No | 25000 | 3000 | 91 | 52 | 0.9 | -20 | Dimmable | 10% |  | None |  |  |  | 2015-03-20 | 2015-03-24 | United States | ES_1113395_98847_04022015143443_9234642 | 2235663
Sunshine Lighting | Sunlite | ETF | 80473 |  | Decorative Candle: Other | Decorative | E26 (Medium) | Omnidirectional | LED | 3 | 60 | 107 | 41 |  |  |  | 500 | 7 | 71.4 | No | 25000 | 2700 | 82 | 10 | 1 | -20 | Dimmable | 5% |  | Not for Use in Recessed Fixtures,Not for Use in Enclosed Fixtures |  |  |  | 2016-04-15 | 2016-05-12 | United States | ES_1023648_80473_05202016111904_5169150 | 2267511
Sunshine Lighting | Sunlite | ETF | 80474 |  | Decorative Candle: Other | Decorative | E26 (Medium) | Omnidirectional | LED | 3 | 60 | 107 | 41 |  |  |  | 500 | 7 | 71.4 | No | 25000 | 3000 | 82 | 10 | 1 | -20 | Dimmable | 5% |  | Not for Use in Recessed Fixtures,Not for Use in Enclosed Fixtures |  |  |  | 2016-04-15 | 2016-05-12 | United States | ES_1023648_80474_05202016111904_9806201 | 2267515
Sunshine Lighting | Sunlite | ETF | 80781 |  | Decorative Candle: Other | Decorative | E26 (Medium) | Omnidirectional | LED | 3 | 40 | 97 | 36 |  |  |  | 300 | 5 | 60 | No | 25000 | 2700 | 82 | 10 | 1 | -20 | Dimmable | 5% |  | Not for Use in Recessed Fixtures,Not for Use in Enclosed Fixtures |  |  |  | 2016-04-15 | 2016-05-12 | United States | ES_1023648_80781_05202016111842_6493157 | 2267519
Sunshine Lighting | Sunlite | ETF | 80786 |  | Decorative Candle: Other | Decorative | E26 (Medium) | Omnidirectional | LED | 3 | 40 | 97 | 36 |  |  |  | 300 | 5 | 60 | No | 25000 | 3000 | 82 | 11 | 1 | -20 | Dimmable | 5% |  | Not for Use in Recessed Fixtures,Not for Use in Enclosed Fixtures |  |  |  | 2016-04-15 | 2016-05-12 | United States | ES_1023648_80786_05202016111842_8297613 | 2267523
Sunshine Lighting | Sunlite | G16 | 80394 |  | G16.5 | Globe | E26 (Medium) | Decorative | LED | 3 | 40 | 72 | 49 |  |  |  | 350 | 5 | 70 | No | 25000 | 2700 | 82 | 10 | 1 | -20 | Dimmable | 5% |  | Not for Use in Recessed Fixtures,Not for Use in Enclosed Fixtures |  |  |  | 2016-04-25 | 2016-04-29 | United States | ES_1023648_80394_05052016114312_4230155 | 2266152
Sunshine Lighting | Sunlite | G16 | 80518 |  | G16.5 | Globe | E26 (Medium) | Decorative | LED | 3 | 40 | 73 | 49 |  |  |  | 350 | 5 | 70 | No | 25000 | 2700 | 82 | 7 | 1 | -20 | Dimmable | 5% |  | Not for Use in Recessed Fixtures,Not for Use in Enclosed Fixtures |  |  |  | 2016-04-06 | 2016-04-18 | United States | ES_1023648_80518_05022016100503_9104303 | 2265689
Sunshine Lighting | Sunlite | G16 | 80547 |  | G16.5 | Globe | E26 (Medium) | Decorative | LED | 3 | 60 | 80 | 49 |  |  |  | 500 | 7 | 71.4 | No | 25000 | 3000 | 83 | 12 | 1 | -20 | Dimmable | 5% |  | Not for Use in Recessed Fixtures,Not for Use in Enclosed Fixtures |  |  |  | 2016-05-12 | 2016-05-16 | United States | ES_1023648_80547_05202016112012_5360225 | 2267500
Sunshine Lighting | Sunlite | G16 | 80548 |  | G16.5 | Globe | E26 (Medium) | Decorative | LED | 3 | 60 | 80 | 49 |  |  |  | 500 | 7 | 71.4 | No | 25000 | 2700 | 82 | 8 | 1 | -20 | Dimmable | 5% |  | Not for Use in Recessed Fixtures,Not for Use in Enclosed Fixtures |  |  |  | 2016-05-12 | 2016-05-16 | United States | ES_1023648_80548_05202016112012_5027537 | 2267498
Sunshine Lighting | Sunlite | G16 | 80549 |  | G16.5 | Globe | E26 (Medium) | Decorative | LED | 3 | 60 | 80 | 49 |  |  |  | 500 | 7 | 71.4 | No | 25000 | 2700 | 82 | 10 | 1 | -20 | Dimmable | 5% |  | Not for Use in Recessed Fixtures,Not for Use in Enclosed Fixtures |  |  |  | 2016-05-12 | 2016-05-16 | United States | ES_1023648_80549_05202016111947_1172830 | 2267502
Sunshine Lighting | Sunlite | G16 | 80551 |  | G16.5 | Globe | E26 (Medium) | Decorative | LED | 3 | 60 | 80 | 49 |  |  |  | 500 | 7 | 71.4 | No | 25000 | 3000 | 85 | 22 | 1 | -20 | Dimmable | 5% |  | Not for Use in Recessed Fixtures,Not for Use in Enclosed Fixtures |  |  |  | 2016-05-12 | 2016-05-16 | United States | ES_1023648_80551_05202016111947_9120210 | 2267504
Sunshine Lighting | Sunlite | G16.5 | 80408 |  | G16.5 | Globe | E12 (Candelabra) | Decorative | LED | 3 | 40 | 75 | 49 |  |  |  | 350 | 5 | 70 | No | 25000 | 2700 | 82 | 10 | 1 | -20 | Dimmable | 5% |  | None |  |  |  | 2015-07-30 | 2015-07-31 | United States | ES_1023648_80408_08052015133602_8122551 | 2245083
Sunshine Lighting | Sunlite | G16.5 | 80409 |  | G16.5 | Globe | E12 (Candelabra) | Omnidirectional | LED | 3 | 40 | 75 | 49 |  |  |  | 350 | 5 | 70 | No | 25000 | 2700 | 82 | 7 | 1 | -20 | Dimmable | 5% |  | Not for Use in Enclosed Fixtures |  |  |  | 2016-04-25 | 2016-04-29 | United States | ES_1023648_80409_05052016114332_3406012 | 2266148
Sunshine Lighting | Sunlite | G16.5 | 80543 |  | G16.5 | Globe | E12 (Candelabra) | Decorative | LED | 3 | 60 | 77 | 49 |  |  |  | 500 | 7 | 71.4 | No | 25000 | 3000 | 83 | 12 | 1 | -20 | Dimmable | 5% |  | Not for Use in Recessed Fixtures,Not for Use in Enclosed Fixtures |  |  |  | 2016-05-12 | 2016-05-16 | United States | ES_1023648_80543_05202016112012_1748077 | 2267499
Sunshine Lighting | Sunlite | G16.5 | 80544 |  | G16.5 | Globe | E12 (Candelabra) | Decorative | LED | 3 | 60 | 77 | 49 |  |  |  | 500 | 7 | 71.4 | No | 25000 | 2700 | 82 | 8 | 1 | -20 | Dimmable | 5% |  | Not for Use in Recessed Fixtures,Not for Use in Enclosed Fixtures |  |  |  | 2016-05-12 | 2016-05-16 | United States | ES_1023648_80544_05202016112012_3225306 | 2267497
Sunshine Lighting | Sunlite | G16.5 | 80545 |  | G16.5 | Globe | E12 (Candelabra) | Decorative | LED | 3 | 60 | 77 | 49 |  |  |  | 500 | 7 | 71.4 | No | 25000 | 2700 | 82 | 10 | 1 | -20 | Dimmable | 5% |  | Not for Use in Recessed Fixtures,Not for Use in Enclosed Fixtures |  |  |  | 2016-05-12 | 2016-05-16 | United States | ES_1023648_80545_05202016111947_6269615 | 2267501
Sunshine Lighting | Sunlite | G16.5 | 80546 |  | G16.5 | Globe | E12 (Candelabra) | Decorative | LED | 3 | 60 | 77 | 49 |  |  |  | 500 | 7 | 71.4 | No | 25000 | 3000 | 85 | 22 | 1 | -20 | Dimmable | 5% |  | Not for Use in Recessed Fixtures,Not for Use in Enclosed Fixtures |  |  |  | 2016-05-12 | 2016-05-16 | United States | ES_1023648_80546_05202016111947_7578994 | 2267503
Sunshine Lighting | Sunlite | G16.5 | 80651 |  | G16.5 | Globe | E12 (Candelabra) | Omnidirectional | LED | 3 | 40 | 75 | 49 |  |  |  | 350 | 5 | 70 | No | 25000 | 2700 | 82 | 10 | 1 | -20 | Dimmable | 5% |  | Not for Use in Enclosed Fixtures |  |  |  | 2016-04-15 | 2016-05-12 | United States | ES_1023648_80651_05202016111756_7276156 | 2267534
Sunshine Lighting | Sunlite | G16.5 | 80652 |  | G16.5 | Globe | E26 (Medium) | Omnidirectional | LED | 3 | 40 | 73 | 49 |  |  |  | 350 | 5 | 70 | No | 25000 | 2700 | 82 | 7 | 1 | -20 | Dimmable | 5% |  | Not for Use in Enclosed Fixtures |  |  |  | 2016-04-25 | 2016-04-29 | United States | ES_1023648_80652_05052016114332_3535832 | 2266149
Sunshine Lighting | Sunlite | G16.5 | 80653 |  | G16.5 | Globe | E26 (Medium) | Omnidirectional | LED | 3 | 40 | 73 | 49 |  |  |  | 350 | 5 | 70 | No | 25000 | 2700 | 82 | 10 | 1 | -20 | Dimmable | 5% |  | Not for Use in Enclosed Fixtures |  |  |  | 2016-04-15 | 2016-05-12 | United States | ES_1023648_80653_05202016111756_1093576 | 2267535
Sunshine Lighting | Sunlite | G16.5 | 80654 |  | G16.5 | Globe | E12 (Candelabra) | Omnidirectional | LED | 3 | 40 | 75 | 49 |  |  |  | 350 | 5 | 70 | No | 25000 | 3000 | 82 | 8 | 1 | -20 | Dimmable | 5% |  | Not for Use in Enclosed Fixtures |  |  |  | 2016-04-25 | 2016-04-29 | United States | ES_1023648_80654_05052016114332_6562819 | 2266150
Sunshine Lighting | Sunlite | G16.5 | 80658 |  | G16.5 | Globe | E26 (Medium) | Omnidirectional | LED | 3 | 40 | 73 | 49 |  |  |  | 350 | 5 | 70 | No | 25000 | 3000 | 82 | 8 | 1 | -20 | Dimmable | 5% |  | Not for Use in Enclosed Fixtures |  |  |  | 2016-04-25 | 2016-04-29 | United States | ES_1023648_80658_05052016114332_6934838 | 2266151
Sunshine Lighting | Sunlite | G16.5 | 80659 |  | G16.5 | Globe | E12 (Candelabra) | Omnidirectional | LED | 3 | 40 | 75 | 49 |  |  |  | 350 | 5 | 70 | No | 25000 | 3000 | 82 | 11 | 1 | -20 | Dimmable | 5% |  | Not for Use in Enclosed Fixtures |  |  |  | 2016-04-15 | 2016-05-12 | United States | ES_1023648_80659_05202016111756_8495414 | 2267536
Sunshine Lighting | Sunlite | G16.5 | 80661 |  | G16.5 | Globe | E26 (Medium) | Omnidirectional | LED | 3 | 40 | 73 | 49 |  |  |  | 350 | 5 | 70 | No | 25000 | 3000 | 82 | 11 | 1 | -20 | Dimmable | 5% |  | Not for Use in Enclosed Fixtures |  |  |  | 2016-04-15 | 2016-05-12 | United States | ES_1023648_80661_05202016111756_6720781 | 2267537
Sunshine Lighting | Sunlite | G16.5A2 | 80407 |  | G16.5 | Globe | E12 (Candelabra) | Decorative | LED | 3 | 40 | 75 | 49 |  |  |  | 350 | 5 | 70 | No | 25000 | 2700 | 82 | 7 | 1 | -20 | Dimmable | 5% |  | None |  |  |  | 2015-07-30 | 2015-07-31 | United States | ES_1023648_80407_08052015133553_4431334 | 2245084
Sun & Stars Lighting, Inc. | Sun & Stars Lighting | Self-ballasted LED Lamps | SSL-7PAR20DIM/30 | ,,SSL-7PAR20DIM/30 | PAR20 | Reflector (Flood/Spot) | E26 (Medium) | Directional | LED | 3 | 50 | 81 | 63 | 1051 |  | 40 | 537 | 5 | 76.7 | No | 25000 | 3000 | 82 | 9 | 1 | -20 | Dimmable | 10% | No | None | No |  |  | 2015-10-19 | 2016-04-26 | United States | ES_1035839_SSL-7PAR20DIM/30_05052016123138_9277195 | 2266156
Sun & Stars Lighting, Inc. | Sun & Stars Lighting | Self-ballasted LED Lamps | SSL-7PAR20DIM/30 | ,,SSL-7PAR20DIM/30 | PAR20 | Reflector (Flood/Spot) | E26 (Medium) | Directional | LED | 3 | 50 | 81 | 63 | 1051 |  | 40 |  | 5.9 | 76.7 | No | 25000 | 3000 | 82 | 9 | 1 | -20 | Dimmable | 10% |  | None |  |  |  | 2015-10-19 | 2015-10-15 | United States | ES_1035839_SSL-7PAR20DIM/30_10212015143230_7447963 | 2250984
Sun & Stars Lighting, Inc. | Sun & Stars Lighting | Self-ballasted LED Lamps | SSL-7PAR20DIM/40 | ,,SSL-7PAR20DIM/40 | PAR20 | Reflector (Flood/Spot) | E26 (Medium) | Directional | LED | 3 | 50 | 81 | 63 | 1115 |  | 40 | 540 | 5 | 77.1 | No | 25000 | 4000 | 83 | 13 | 1 | -20 | Dimmable | 10% | No | None | No |  |  | 2015-10-19 | 2016-04-26 | United States | ES_1035839_SSL-7PAR20DIM/40_05052016123222_7398492 | 2266157
Sun & Stars Lighting, Inc. | Sun & Stars Lighting | Self-ballasted LED Lamps | SSL-7PAR20DIM/40 | ,,SSL-7PAR20DIM/40 | PAR20 | Reflector (Flood/Spot) | E26 (Medium) | Directional | LED | 3 | 50 | 81 | 63 | 1115 |  | 40 |  | 5.9 | 77.1 | No | 25000 | 4000 | 83 | 13 | 1 | -20 | Dimmable | 10% |  | None |  |  |  | 2015-10-19 | 2015-10-15 | United States | ES_1035839_SSL-7PAR20DIM/40_10212015143339_1583960 | 2250985
Sun & Stars Lighting, Inc. | Sun & Stars Lighting | Self-ballasted LED Lamps | SSL-7PAR20DIM/50 | ,,SSL-7PAR20DIM/50 | PAR20 | Reflector (Flood/Spot) | E26 (Medium) | Directional | LED | 3 | 50 | 81 | 63 | 1212 |  | 40 | 540 | 5 | 77.1 | No | 25000 | 5000 | 82 | 13 | 1 | -20 | Dimmable | 10% | No | None | No |  |  | 2015-10-19 | 2016-04-26 | United States | ES_1035839_SSL-7PAR20DIM/50_05052016123256_1046883 | 2266158
Sun & Stars Lighting, Inc. | Sun & Stars Lighting | Self-ballasted LED Lamps | SSL-7PAR20DIM/50 | ,,SSL-7PAR20DIM/50 | PAR20 | Reflector (Flood/Spot) | E26 (Medium) | Directional | LED | 3 | 50 | 81 | 63 | 1212 |  | 40 |  | 5.6 | 77.1 | No | 25000 | 5000 | 82 | 13 | 1 | -20 | Dimmable | 10% |  | None |  |  |  | 2015-10-19 | 2015-10-15 | United States | ES_1035839_SSL-7PAR20DIM/50_10212015143414_1416624 | 2250986
SunSun Lighting China Co., Ltd. | SSL | SI-BR30D10-27WHCE | SI-BR30D10-27WHCE |  | BR30 | Reflector (Flood/Spot) | E26 (Medium) | Directional | LED | 3 | 65 | 127.1 | 84.9 |  |  | 85 | 700 | 9.9 | 70.7 | No | 25000 | 2700 | 84 | 25 | 1 | -20 | Dimmable | 10% |  | Not for Use in Enclosed Fixtures |  |  |  | 2015-10-01 | 2015-10-07 | United States | ES_1117429_SI-BR30D10-27WHCE_10082015042550_1023912 | 2249792
SunSun Lighting China Co., Ltd. | SSL | SI-JA19E26D07-27ES | SI-JA19E26D07-27ES |  | A19 | General Purpose Replacement | E26 (Medium) | Omnidirectional | LED | 3 | 40 | 107 | 59.9 |  |  |  | 450 | 7 | 64.3 | No | 25000 | 2700 | 84 | 25 | 0.9 | -20 | Dimmable | 10% |  | Not for Use in Enclosed Fixtures |  |  |  | 2015-10-01 | 2015-10-08 | United States | ES_1117429_SI-JA19E26D07-27ES_10092015104001_1023912 | 2250073
SunSun Lighting China Co., Ltd. | SSL | SI-JA19E26D07-30ES | SI-JA19E26D07-30ES |  | A19 | General Purpose Replacement | E26 (Medium) | Omnidirectional | LED | 3 | 40 | 107 | 59.9 |  |  |  | 450 | 7 | 64.3 | No | 25000 | 3000 | 84 | 15 | 0.9 | -20 | Dimmable | 10% |  | Not for Use in Enclosed Fixtures |  |  |  | 2015-10-01 | 2015-10-08 | United States | ES_1117429_SI-JA19E26D07-30ES_10092015104001_1023912 | 2250074
SunSun Lighting China Co., Ltd. | SSL | SI-JA19E26D07-50ES | SI-JA19E26D07-50ES |  | A19 | General Purpose Replacement | E26 (Medium) | Omnidirectional | LED | 3 | 40 | 107 | 59.9 |  |  |  | 450 | 7 | 64.3 | No | 25000 | 5000 | 83 | 12 | 0.9 | -20 | Dimmable | 10% |  | Not for Use in Enclosed Fixtures |  |  |  | 2015-10-01 | 2015-10-08 | United States | ES_1117429_SI-JA19E26D07-50ES_10092015104001_1023913 | 2250075
SunSun Lighting China Co., Ltd. | SSL | SI-JA19E26D09-27 ES | SI-JA19E26D09-27 ES |  | A19 | General Purpose Replacement | E26 (Medium) | Omnidirectional | LED | 3 | 60 | 107 | 59.9 |  |  |  | 800 | 9 | 88.9 | No | 25000 | 2700 | 85 | 27 | 1 | -20 | Dimmable | 10% |  | Damp Location Rated,Not for Use in Enclosed Fixtures |  |  |  | 2015-10-01 | 2015-10-20 | United States | ES_1117429_SI-JA19E26D09-27 ES_10202015034840_1023912 | 2250962
SunSun Lighting China Co., Ltd. | SSL | SI-JA19E26D09-30 ES | SI-JA19E26D09-30 ES |  | A19 | General Purpose Replacement | E26 (Medium) | Omnidirectional | LED | 3 | 60 | 107 | 59.9 |  |  |  | 800 | 9 | 88.9 | No | 25000 | 3000 | 84 | 16 | 1 | -20 | Dimmable | 10% |  | Damp Location Rated,Not for Use in Enclosed Fixtures |  |  |  | 2015-10-01 | 2015-10-20 | United States | ES_1117429_SI-JA19E26D09-30 ES_10202015034840_1023912 | 2250964
SunSun Lighting China Co., Ltd. | SSL | SI-JA19E26D09-50 ES | SI-JA19E26D09-50 ES |  | A19 | General Purpose Replacement | E26 (Medium) | Omnidirectional | LED | 3 | 60 | 107 | 59.9 |  |  |  | 800 | 9 | 88.9 | No | 25000 | 5000 | 83 | 13 | 1 | -20 | Dimmable | 10% |  | Damp Location Rated,Not for Use in Enclosed Fixtures |  |  |  | 2015-10-01 | 2015-10-20 | United States | ES_1117429_SI-JA19E26D09-50 ES_10202015034840_1023912 | 2250963
SunSun Lighting China Co., Ltd. | SSL | SI-JA19E26N09-27CE | SI-JA19E26N09-27CE |  | A19 | General Purpose Replacement | E26 (Medium) | Omnidirectional | LED | 3 | 60 | 107 | 59.9 |  |  |  | 800 | 9 | 88.9 | No | 25000 | 2700 | 82 | 9 | 1 | -20 |  |  |  | Not for Use in Enclosed Fixtures |  |  |  | 2015-10-01 | 2015-10-07 | United States | ES_1117429_SI-JA19E26N09-27CE_10122015083220_1023912 | 2250072
SunSun Lighting China Co., Ltd. | SSL | SI-PAR20D07-27WH/36 | SI-PAR20D07-27WH/36 |  | PAR20 | Reflector (Flood/Spot) | E26 (Medium) | Directional | LED | 3 | 50 | 87.2 | 63.1 | 1036 |  | 37 | 420 | 7 | 72 | No | 25000 | 2700 | 87 | 34 | 1 | -20 | Dimmable |  |  | Not for Use in Enclosed Fixtures |  |  |  | 2014-12-15 | 2014-11-24 | United States | ES_1117429_SI-PAR20D07-27WH/36_11242014144209_7255050 | 2225701
SunSun Lighting China Co., Ltd. | SunSun Lighting | Integral LED lamps | SI-BR30D12-27WH |  | BR30 | Reflector (Flood/Spot) | E26 (Medium) | Directional | LED | 3 | 65 | 134 | 90.2 |  |  |  | 760 | 12 | 63.3 | No | 25000 | 2700 | 81 | 11 | 1 | -20 | Dimmable | 20% |  | None |  |  |  | 2013-09-01 | 2014-07-10 | United States, Canada | ES_1117429_SI-BR30D12-27WH_07162014143702_7975861 | 2215586
SunSun Lighting China Co., Ltd. | SunSun Lighting | Integral LED lamps | SI-BR40D15-27WH |  | BR40 | Reflector (Flood/Spot) | E26 (Medium) | Directional | LED | 3 | 75 | 161.5 | 120 |  |  |  | 950 | 15 | 64.8 | No | 25000 | 2700 | 81 | 9 | 1 | -20 | Dimmable | 20% |  | None |  |  |  | 2013-09-01 | 2014-07-08 | United States, Canada | ES_1117429_SI-BR40D15-27WH_07142014164850_1299409 | 2215348
SunSun Lighting China Co., Ltd. | SunSun Lighting | Integral LED lamps | SI-PAR20D07-30WH/36 |  | PAR20 | Reflector (Flood/Spot) | E26 (Medium) | Directional | LED | 3 | 50 | 88.8 | 63.2 | 869 |  | 40 | 435 | 7 | 62.1 | No | 25000 | 3000 | 83 | 19 | 0.9 | -20 | Dimmable | 20% |  | None |  |  |  | 2013-09-01 | 2014-07-18 | United States, Canada | ES_1117429_SI-PAR20D07-30WH/36_07212014124253_5935467 | 2216033
SunSun Lighting China Co., Ltd. | SunSun Lighting | Integral LED lamps | SI-PAR30D12-27WH/36 |  | PAR30 | Reflector (Flood/Spot) | E26 (Medium) | Directional | LED | 3 | 60 | 120.2 | 90.2 | 1424 |  | 38 | 850 | 12 | 70.8 | No | 25000 | 2700 | 85 | 28 | 1 | -20 | Dimmable | 20% |  | None |  |  |  | 2013-09-01 | 2014-06-16 | United States, Canada | ES_1117429_SI-PAR30D12-27WH/36_07092014183601_4529427 | 2214841
Technical Consumer Products, Inc. (TCP) | TCP | 2R301641K | 2R301641K |  | CFL Reflector | Reflector (Flood/Spot) | E26 (Medium) | Directional | CFL | 2 | 65 | 150 | 69 |  | 1.5 |  | 750 | 16 | 46.8 | No | 10000 | 4100 | 84 | 29 | 0.6 | -29 |  |  |  | Recessed Fixtures |  |  |  | 2014-01-13 | 2014-09-26 | United States, Canada | ES_20570_2R301641K_12302014003836_9916888 | 2230150
Technical Consumer Products, Inc. (TCP) | TCP | 2R301651K | 2R301651K |  | CFL Reflector | Reflector (Flood/Spot) | E26 (Medium) | Directional | CFL | 2 | 65 | 150 | 69 |  | 1.5 |  | 778 | 16.1 | 43.4 | No | 10000 | 5000 | 84 | 33 | 0.6 | -29 |  |  |  | Recessed Fixtures |  |  |  | 2014-01-13 | 2014-09-17 | United States, Canada | ES_20570_2R301651K_09272014183737_3057802 | 2220601
Technical Consumer Products, Inc. (TCP) | TCP | 33113SP | 33113SP | ,63113SP,; 33113SP,CAN63113SP, | CFL Bare Spiral | General Purpose Replacement | GU24 | Omnidirectional | CFL | 3 | 60 | 91 | 46 |  | 1.3 |  | 900 | 13 | 69 | No | 10000 | 2700 | 82 | -9 | 0.6 | -29 |  |  |  | Other,Table lamp |  |  |  | 2013-01-01 | 2014-10-15 | United States, Canada | ES_20570_33113SP_10152014145355_4835523 | 2222390
Technical Consumer Products, Inc. (TCP) | TCP | 33113SP30K | 33113SP30K |  | CFL Bare Spiral | General Purpose Replacement | GU24 | Omnidirectional | CFL | 3 | 60 | 91 | 46 |  | 1.3 |  | 900 | 13 | 69 | No | 10000 | 3000 | 83 | 2 | 0.6 | -29 |  |  |  | Other,Table lamp |  |  |  | 2010-01-01 | 2014-10-15 | United States, Canada | ES_20570_33113SP30K_10152014145710_5030121 | 2222391
Technical Consumer Products, Inc. (TCP) | TCP | 33113SP41K | 33113SP41K |  | CFL Bare Spiral | General Purpose Replacement | GU24 | Omnidirectional | CFL | 3 | 60 | 91 | 46 |  | 1.3 |  | 800 | 13 | 61.5 | No | 10000 | 4100 | 84 | 24 | 0.6 | -29 |  |  |  | Other,Table lamp |  |  |  | 2010-01-01 | 2014-10-15 | United States, Canada | ES_20570_33113SP41K_10152014145734_5054683 | 2222392
Technical Consumer Products, Inc. (TCP) | TCP | 33116R30 | 33116R30 | 33116R30,33116R30, | CFL Reflector | Reflector (Flood/Spot) | GU24 | Directional | CFL | 3 | 65 | 117 | 94 |  | 1.5 |  | 750 | 16.4 | 45.7 | No | 10000 | 2700 | 83 | -7 | 0.6 | -29 |  |  |  | Recessed Fixtures |  |  |  | 2014-01-13 | 2015-07-24 | United States, Canada | ES_20570_33116R30_07242015170424_7464860 | 2244546
Technical Consumer Products, Inc. (TCP) | TCP | 33118SP | 33118SP |  | CFL Bare Spiral | General Purpose Replacement | GU24 | Omnidirectional | CFL | 3 | 75 | 97 | 58 |  | 1.3 |  | 1200 | 18 | 66.6 | No | 10000 | 2700 | 82 | -13 | 0.5 | -29 |  |  |  | Other,Table lamp |  |  |  | 2010-01-01 | 2014-10-15 | United States, Canada | ES_20570_33118SP_10152014145802_5082629 | 2222425
Technical Consumer Products, Inc. (TCP) | TCP | 33118SP35K | 33118SP35K |  | CFL Bare Spiral | General Purpose Replacement | GU24 | Omnidirectional | CFL | 2 | 75 | 97 | 58 |  | 1.3 |  | 1200 | 18 | 66.7 | No | 10000 | 3500 | 85 | 21 | 0.5 | -29 |  |  |  | Damp Location Rated,Other |  |  |  | 2010-01-01 | 2015-06-26 | United States, Canada | ES_20570_33118SP35K_06262015164244_6964151 | 2242273
Technical Consumer Products, Inc. (TCP) | TCP | 33123SP | 33123SP | ,63123SP, | CFL Bare Spiral | General Purpose Replacement | GU24 | Omnidirectional | CFL | 3 | 100 | 112 | 61 |  | 1.3 |  | 1600 | 23 | 69.6 | No | 10000 | 2700 | 82 | -14 | 0.6 | -29 |  |  |  | Other,Table Lamp |  |  |  | 2013-01-01 | 2014-10-15 | United States, Canada | ES_20570_33123SP_10152014145858_5138503 | 2222393
Technical Consumer Products, Inc. (TCP) | TCP | 41314A | 41314A | ,69414A,; ,69414A2,; ,CAN69414A, | CFL A-type | General Purpose Replacement | E26 (Medium) | Omnidirectional | CFL | 2 | 60 | 112 | 61 |  | 1.5 |  | 700 | 14 | 50 | No | 10000 | 2700 | 82 | -10 | 0.6 | -29 |  |  |  | None |  |  |  | 2013-12-24 | 2014-08-29 | United States, Canada | ES_20570_41314A_08292014124835_6515918 | 2218097
Technical Consumer Products, Inc. (TCP) | TCP | 48923 | 48923 |  | CFL Bare Spiral | General Purpose Replacement | E26 (Medium) | Omnidirectional | CFL | 9 | 100 | 122 | 58 |  | 1.3 |  | 1650 | 23 | 70 | No | 12000 | 2700 | 82 | -10 | 0.6 | -29 |  |  |  | None |  |  |  | 2009-05-22 | 2014-08-01 | United States, Canada | ES_20570_48923_08062014031507_4907755 | 2217066
Technical Consumer Products, Inc. (TCP) | TCP | 4892335K | 4892335K |  | CFL Bare Spiral | General Purpose Replacement | E26 (Medium) | Omnidirectional | CFL | 2 | 100 | 112 | 61 |  | 1.3 |  | 1650 | 23 | 70 | No | 10000 | 3500 | 84 | -10 | 0.6 | -29 |  |  |  | None |  |  |  | 2010-01-19 | 2014-07-10 | United States, Canada | ES_20570_4892335K_07102014192520_0320560 | 2215064
Technical Consumer Products, Inc. (TCP) | TCP | 4892341K | 4892341K |  | CFL Bare Spiral | General Purpose Replacement | E26 (Medium) | Omnidirectional | CFL | 9 | 100 | 122 | 58 |  | 1.3 |  | 1650 | 23 | 70 | No | 10000 | 4100 | 85 | 28 | 0.6 | -29 |  |  |  | None |  |  |  | 2009-10-08 | 2014-08-01 | United States, Canada | ES_20570_4892341K_08062014031612_4972675 | 2217068
Technical Consumer Products, Inc. (TCP) | TCP | 4892350K | 4892350K |  | CFL Bare Spiral | General Purpose Replacement | E26 (Medium) | Omnidirectional | CFL | 2 | 100 | 122 | 58 |  | 1.3 |  | 1600 | 23 | 70 | No | 12000 | 5000 | 85 | 39 | 0.6 | -29 |  |  |  | None |  |  |  | 2009-10-23 | 2014-07-10 | United States, Canada | ES_20570_4892350K_07102014193157_0717632 | 2215065
Technical Consumer Products, Inc. (TCP) | TCP | 48927 | 48927 |  | CFL Bare Spiral | General Purpose Replacement | E26 (Medium) | Omnidirectional | CFL | 2 | 100 | 140 | 61 |  | 1.3 |  | 1850 | 27 | 68 | No | 12000 | 2700 | 83 | 33 | 0.6 | -29 |  |  |  | None |  |  |  | 2011-06-20 | 2014-07-10 | United States, Canada | ES_20570_48927_07102014194236_1356673 | 2215066
Technical Consumer Products, Inc. (TCP) | TCP | 4892730K | 4892730K |  | CFL Bare Spiral | General Purpose Replacement | E26 (Medium) | Omnidirectional | CFL | 2 | 100 | 140 | 61 |  | 1.3 |  | 1850 | 27 | 68 | No | 12000 | 3000 | 83 | 33 | 0.6 | -29 |  |  |  | None |  |  |  | 2011-06-20 | 2014-07-10 | United States, Canada | ES_20570_4892730K_07102014195620_2180700 | 2215067
Technical Consumer Products, Inc. (TCP) | TCP | 4892735K | 4892735K |  | CFL Bare Spiral | General Purpose Replacement | E26 (Medium) | Omnidirectional | CFL | 2 | 100 | 140 | 61 |  | 1.3 |  | 1850 | 27 | 68 | No | 12000 | 3500 | 84 | 33 | 0.6 | -29 |  |  |  | None |  |  |  | 2011-06-20 | 2014-07-10 | United States, Canada | ES_20570_4892735K_07102014204449_5089938 | 2215068
Technical Consumer Products, Inc. (TCP) | TCP | 4892741K | 4892741K |  | CFL Bare Spiral | General Purpose Replacement | E26 (Medium) | Omnidirectional | CFL | 2 | 100 | 140 | 61 |  | 1.3 |  | 1850 | 27 | 68 | No | 12000 | 4100 | 84 | 33 | 0.6 | -29 |  |  |  | None |  |  |  | 2011-06-20 | 2014-07-10 | United States, Canada | ES_20570_4892741K_07102014204710_5230419 | 2215073
Technical Consumer Products, Inc. (TCP) | TCP | 4892750K | 4892750K |  | CFL Bare Spiral | General Purpose Replacement | E26 (Medium) | Omnidirectional | CFL | 2 | 100 | 140 | 61 |  | 1.3 |  | 1850 | 27 | 68 | No | 12000 | 5000 | 86 | 33 | 0.6 | -29 |  |  |  | None |  |  |  | 2011-06-20 | 2014-07-10 | United States, Canada | ES_20570_4892750K_07102014205404_5644688 | 2215062
Technical Consumer Products, Inc. (TCP) | TCP | 4893235K | 4893235K |  | CFL Bare Spiral | General Purpose Replacement | E26 (Medium) | Omnidirectional | CFL | 2 | 125 | 130 | 69 |  | 2.6 |  | 2150 | 32 | 67 | No | 12000 | 3500 | 84 | -10 | 0.6 | -29 |  |  |  | None |  |  |  | 2010-12-21 | 2014-07-17 | United States, Canada | ES_20570_4893235K_07182014184609_9169290 | 2215754
Technical Consumer Products, Inc. (TCP) | TCP | 4R3014A | 4R3014A | ,6R3014A,; ,6R3014IB,; ,6R3014IB2,; ,6R3014IB4,; ,6R3014IBB2,; ,CAN6R3014IB, | CFL Reflector | Reflector (Flood/Spot) | E26 (Medium) | Directional | CFL | 9 | 65 | 137 | 94 |  | 1.3 |  | 724 | 14.4 | 45 | No | 10000 | 2700 | 82 | -5 | 0.6 | -29 |  |  |  | Recessed Fixtures |  |  |  | 2014-01-13 | 2014-09-17 | United States, Canada | ES_20570_4R3014A_09272014183809_3089204 | 2220602
Technical Consumer Products, Inc. (TCP) | TCP | 4R3014A35K | 4R3014A35K | ,6R3014ABW, | CFL Reflector | Reflector (Flood/Spot) | E26 (Medium) | Directional | CFL | 2 | 50 | 137 | 94 |  | 1.3 |  | 575 | 14.1 | 41 | No | 10000 | 3500 | 84 | 15 | 0.6 | -29 |  |  |  | Recessed Fixtures |  |  |  | 2014-01-13 | 2014-09-17 | United States, Canada | ES_20570_4R3014A35K_09272014184358_3438832 | 2220603
Technical Consumer Products, Inc. (TCP) | TCP | LED12P3041KSP | LED12P3041KSP |  | PAR30 | Reflector (Flood/Spot) | E26 (Medium) | Directional | LED | 5 | 75 | 121.9 | 96.5 | 6933 |  | 15 | 1000 | 12 | 87.1 | No | 25000 | 4000 | 84 | 14 | 0.8 | -20 |  |  |  | Recessed Fixtures |  |  |  | 2013-06-28 | 2014-04-18 | United States, Canada | ES_20570_LED12P3041KSP_04252014150314_8194643 | 2209393
Technical Consumer Products, Inc. (TCP) | TCP | LED12P30D27KFL | LED12P30D27KFL | ,LED12P30D27KFLB, | PAR30 | Reflector (Flood/Spot) | E26 (Medium) | Directional | LED | 5 | 75 | 122 | 97 | 2078 |  | 40 | 750 | 12 | 63 | No | 25000 | 2700 | 81 | 1 | 0.9 | -29 | Dimmable | 5% |  | Recessed Fixtures |  |  |  | 2013-06-10 | 2014-07-15 | United States, Canada | ES_20570_LED12P30D27KFL_07152014162716_1636837 | 2215542
Technical Consumer Products, Inc. (TCP) | TCP | LED12P30D27KNFL | LED12P30D27KNFL | ,LED12P30D27KNFLB, | PAR30 | Reflector (Flood/Spot) | E26 (Medium) | Directional | LED | 5 | 75 | 122 | 97 | 2078 |  | 25 | 750 | 12 | 62 | No | 25000 | 2700 | 82 | 4 | 0.9 | -29 | Dimmable | 5% |  | Recessed Fixtures |  |  |  | 2013-06-10 | 2014-07-15 | United States, Canada | ES_20570_LED12P30D27KNFL_07152014162831_1711583 | 2215543
Technical Consumer Products, Inc. (TCP) | TCP | LED12P30D27KSP | LED12P30D27KSP | ,LED12P30D27KSPB, | PAR30 | Reflector (Flood/Spot) | E26 (Medium) | Directional | LED | 5 | 75 | 122 | 97 | 6264 |  | 15 | 750 | 12.2 | 61.4 | No | 25000 | 2700 | 82 | 4 | 0.9 | -29 | Dimmable | 5% |  | Recessed Fixtures |  |  |  | 2014-01-01 | 2014-09-26 | United States, Canada | ES_20570_LED12P30D27KSP_10132014200530_0730409 | 2222279
Technical Consumer Products, Inc. (TCP) | TCP | LED12P30D30KFL | LED12P30D30KFL |  | PAR30 | Reflector (Flood/Spot) | E26 (Medium) | Directional | LED | 5 | 75 | 122 | 97 | 2302 |  | 40 | 875 | 12.2 | 72.9 | No | 25000 | 3000 | 82 | 5 | 0.9 | -30 | Dimmable | 5% |  | Recessed Fixtures |  |  |  | 2013-06-10 | 2014-09-25 | United States, Canada | ES_20570_LED12P30D30KFL_09262014023641_9001613 | 2220343
Technical Consumer Products, Inc. (TCP) | TCP | LED12P30D30KNFL | LED12P30D30KNFL | ,LED12P30D30KNFLB, | PAR30 | Reflector (Flood/Spot) | E26 (Medium) | Directional | LED | 5 | 75 | 122 | 97 | 4553 |  | 25 | 875 | 12 | 72.9 | No | 25000 | 3000 | 81 | 3 | 0.9 | -29 | Dimmable | 5% |  | Recessed Fixtures |  |  |  | 2013-06-10 | 2014-07-22 | United States, Canada | ES_20570_LED12P30D30KNFL_07222014162412_6252618 | 2216145
Technical Consumer Products, Inc. (TCP) | TCP | LED12P30D30KSP | LED12P30D30KSP |  | PAR30 | Reflector (Flood/Spot) | E26 (Medium) | Directional | LED | 5 | 75 | 122 | 97 | 7702 |  | 15 | 825 | 12.4 | 68.7 | No | 25000 | 3000 | 81 | 2 | 0.9 | -30 | Dimmable | 5% |  | Recessed Fixtures |  |  |  | 2013-06-10 | 2014-09-25 | United States, Canada | ES_20570_LED12P30D30KSP_09262014023702_9022235 | 2220344
Technical Consumer Products, Inc. (TCP) | TCP | LED12P30D35KFL | LED12P30D35KFL |  | PAR30 | Reflector (Flood/Spot) | E26 (Medium) | Directional | LED | 5 | 75 | 122 | 97 | 2207 |  | 40 | 850 | 12 | 70.8 | No | 25000 | 3500 | 82 | 11 | 0.9 | -30 | Dimmable | 5% |  | Recessed Fixtures |  |  |  | 2013-06-10 | 2014-09-17 | United States, Canada | ES_20570_LED12P30D35KFL_09272014210723_2043340 | 2220609
Technical Consumer Products, Inc. (TCP) | TCP | LED12P30D35KNFL | LED12P30D35KNFL |  | PAR30 | Reflector (Flood/Spot) | E26 (Medium) | Directional | LED | 5 | 75 | 122 | 97 | 5321 |  | 25 | 850 | 12 | 70.8 | No | 25000 | 3500 | 84 | 11 | 0.9 | -30 | Dimmable | 5% |  | Recessed Fixtures |  |  |  | 2014-01-01 | 2014-09-08 | United States, Canada | ES_20570_LED12P30D35KNFL_09112014022923_2563904 | 2219005
Technical Consumer Products, Inc. (TCP) | TCP | LED12P30D35KSP | LED12P30D35KSP |  | PAR30 | Reflector (Flood/Spot) | E26 (Medium) | Directional | LED | 5 | 75 | 118 | 94 | 8956 |  | 15 | 900 | 12.1 | 75 | No | 25000 | 3500 | 84 | 13 | 0.9 | -30 | Dimmable | 20% | Yes | Damp Location Rated | No |  |  | 2014-03-01 | 2016-10-14 | United States, Canada | ES_20570_LED12P30D35KSP_09112014022945_2585533 | 2281469
Technical Consumer Products, Inc. (TCP) | TCP | LED12P30D41KFL | LED12P30D41KFL |  | PAR30 | Reflector (Flood/Spot) | E26 (Medium) | Directional | LED | 5 | 75 | 118 | 97 | 2759 |  | 40 | 925 | 12.4 | 77.1 | No | 25000 | 4000 | 84 | 15 | 0.9 | -30 | Dimmable | 20% | Yes | Damp Location Rated | No |  |  | 2014-03-01 | 2016-10-14 | United States, Canada | ES_20570_LED12P30D41KFL_11142014191257_2377751 | 2281496
Technical Consumer Products, Inc. (TCP) | TCP | LED12P30D41KNFL | LED12P30D41KNFL | ,LED12P30D41KNFLB, | PAR30 | Reflector (Flood/Spot) | E26 (Medium) | Directional | LED | 5 | 75 | 118 | 97 | 6017 |  | 25 | 925 | 12.4 | 74.6 | No | 25000 | 4000 | 84 | 15 | 0.9 | -30 | Dimmable | 20% | Yes | Damp Location Rated | No |  |  | 2014-03-01 | 2016-10-25 | United States, Canada | ES_20570_LED12P30D41KNFL_10252016214929_2169306 | 2282230
Technical Consumer Products, Inc. (TCP) | TCP | LED12P30D41KNFL | LED12P30D41KNFL | ,LED12P30D41KNFLB, | PAR30 | Reflector (Flood/Spot) | E26 (Medium) | Directional | LED | 5 | 75 | 122 | 97 | 6371 |  | 25 | 1000 | 12.3 | 83 | No | 25000 | 4000 | 82 | 12 | 0.9 | -30 | Dimmable | 5% |  | Recessed Fixtures |  |  |  | 2013-06-10 | 2014-09-25 | United States, Canada | ES_20570_LED12P30D41KNFL_09262014023805_9085497 | 2220345
Technical Consumer Products, Inc. (TCP) | TCP | LED12P30D41KSP | LED12P30D41KSP |  | PAR30 | Reflector (Flood/Spot) | E26 (Medium) | Directional | LED | 5 | 75 | 118 | 97 | 7275 |  | 15 | 925 | 12.4 | 74.6 | No | 25000 | 4000 | 84 | 15 | 0.9 | -30 | Dimmable | 20% | Yes | Damp Location Rated | No |  |  | 2014-03-01 | 2016-10-25 | United States, Canada | ES_20570_LED12P30D41KSP_10252016215120_2280254 | 2282231
Technical Consumer Products, Inc. (TCP) | TCP | LED12P30D41KSP | LED12P30D41KSP |  | PAR30 | Reflector (Flood/Spot) | E26 (Medium) | Directional | LED | 5 | 75 | 122 | 97 | 7743 |  | 15 | 1000 | 12.3 | 81.3 | No | 25000 | 4000 | 82 | 10 | 0.9 | -30 | Dimmable | 5% |  | Recessed Fixtures |  |  |  | 2013-06-10 | 2014-09-17 | United States, Canada | ES_20570_LED12P30D41KSP_09272014210745_2065604 | 2220610
Technical Consumer Products, Inc. (TCP) | TCP | LED12P30S27KFL | LED12P30S27KFL |  | PAR30 | Reflector (Flood/Spot) | E26 (Medium) | Directional | LED | 5 | 75 | 89 | 97 | 1751 |  | 40 | 750 | 12 | 62.5 | No | 25000 | 2700 | 81 | 2 | 0.7 | -29 |  |  |  | Recessed Fixtures |  |  |  | 2013-01-01 | 2014-11-14 | United States, Canada | ES_20570_LED12P30S27KFL_11142014191602_2562878 | 2225134
Technical Consumer Products, Inc. (TCP) | TCP | LED12P30S30KNFL | LED12P30S30KNFL |  | PAR30 | Reflector (Flood/Spot) | E26 (Medium) | Directional | LED | 5 | 75 | 89 | 97 | 4526 |  | 25 | 825 | 12 | 68.7 | No | 25000 | 3000 | 83 | 5 | 0.9 | -30 |  |  |  | Recessed Fixtures |  |  |  | 2013-11-25 | 2015-01-16 | United States, Canada | ES_20570_LED12P30S30KNFL_01162015163741_6261927 | 2231124
Technical Consumer Products, Inc. (TCP) | TCP | LED12P30SD27KFL | LED12P30SD27KFL |  | PAR30 | Reflector (Flood/Spot) | E26 (Medium) | Directional | LED | 5 | 75 | 89 | 97 | 2462 |  | 40 | 800 | 12 | 66.7 | No | 25000 | 2700 | 82 | 7 | 0.9 | -30 | Dimmable | 5% |  | Recessed Fixtures |  |  |  | 2013-06-28 | 2015-11-13 | United States, Canada | ES_20570_LED12P30SD27KFL_11132015172244_5364832 | 2252602
Technical Consumer Products, Inc. (TCP) | TCP | LED12P30SD27KNFL | LED12P30SD27KNFL |  | PAR30 | Reflector (Flood/Spot) | E26 (Medium) | Directional | LED | 5 | 75 | 121.9 | 96.5 | 2987 |  | 25 | 700 | 12 | 58.3 | No | 25000 | 2700 | 81 | 2 | 0.9 | -20 | Dimmable | 5% |  | Recessed Fixtures |  |  |  | 2013-06-28 | 2014-04-22 | United States, Canada | ES_20570_LED12P30SD27KNFL_04252014202149_7309320 | 2209463
Technical Consumer Products, Inc. (TCP) | TCP | LED12P30SD27KNFL | LED12P30SD27KNFL |  | PAR30S | Reflector (Flood/Spot) | E26 (Medium) | Directional | LED | 5 | 75 | 89 | 97 | 4333 |  | 25 | 850 | 12 | 70.8 | No | 25000 | 2700 | 83 | 10 | 0.9 | -30 | Dimmable | 20% | Yes | Damp Location Rated | No |  |  | 2013-09-01 | 2016-10-19 | United States, Canada | ES_20570_LED12P30SD27KNFL_10192016153815_1495787 | 2281755
Technical Consumer Products, Inc. (TCP) | TCP | LED12P30SD27KNFL95 | LED12P30SD27KNFL95 |  | PAR30 | Reflector (Flood/Spot) | E26 (Medium) | Directional | LED | 5 | 65 | 89 | 97 | 6095 |  | 25 | 650 | 12 | 54.2 | No | 25000 | 2700 | 92 | 53 | 0.9 | -30 | Dimmable | 5% |  | Damp Location Rated,Recessed Fixtures |  |  |  | 2013-06-28 | 2015-08-10 | United States, Canada | ES_20570_LED12P30SD27KNFL95_08102015180002_9602749 | 2245385
Technical Consumer Products, Inc. (TCP) | TCP | LED12P30SD30KFL | LED12P30SD30KFL |  | PAR30 | Reflector (Flood/Spot) | E26 (Medium) | Directional | LED | 5 | 75 | 121.9 | 96.5 | 1899 |  | 40 | 800 | 12 | 66.7 | No | 25000 | 3000 | 81 | 3 | 0.9 | -20 | Dimmable | 5% |  | Recessed Fixtures |  |  |  | 2013-06-28 | 2014-04-22 | United States, Canada | ES_20570_LED12P30SD30KFL_04252014202242_7362057 | 2209465
Technical Consumer Products, Inc. (TCP) | TCP | LED12P30SD30KFL | LED12P30SD30KFL |  | PAR30S | Reflector (Flood/Spot) | E26 (Medium) | Directional | LED | 5 | 75 | 89 | 97 | 2349 |  | 40 | 875 | 12 | 72.9 | No | 25000 | 3000 | 82 | 7 | 0.9 | -30 | Dimmable | 20% | Yes | Damp Location Rated | No |  |  | 2013-10-01 | 2016-10-19 | United States, Canada | ES_20570_LED12P30SD30KFL_10192016154142_1702122 | 2281756
Technical Consumer Products, Inc. (TCP) | TCP | LED12P30SD30KFL95 | LED12P30SD30KFL95 |  | PAR30 | Reflector (Flood/Spot) | E26 (Medium) | Directional | LED | 5 | 65 | 89 | 97 | 5402 |  | 40 | 650 | 12 | 54.2 | No | 25000 | 3000 | 95 | 66 | 0.9 | -30 | Dimmable | 5% |  | Damp Location Rated,Recessed Fixtures |  |  |  | 2013-06-28 | 2015-07-30 | United States, Canada | ES_20570_LED12P30SD30KFL95_07302015153021_0221385 | 2244928
Technical Consumer Products, Inc. (TCP) | TCP | LED12P30SD30KSP | LED12P30SD30KSP |  | PAR30 | Reflector (Flood/Spot) | E26 (Medium) | Directional | LED | 5 | 75 | 121.9 | 96.5 | 6810 |  | 15 | 900 | 12 | 75.7 | No | 25000 | 3000 | 81 | 3 | 0.9 | -20 | Dimmable | 5% |  | Recessed Fixtures |  |  |  | 2013-06-28 | 2014-04-22 | United States, Canada | ES_20570_LED12P30SD30KSP_04252014202402_7442763 | 2209466
Technical Consumer Products, Inc. (TCP) | TCP | LED12P30SD30KSP | LED12P30SD30KSP |  | PAR30S | Reflector (Flood/Spot) | E26 (Medium) | Directional | LED | 5 | 75 | 89 | 97 | 7705 |  | 15 | 875 | 12 | 72.9 | No | 25000 | 3000 | 82 | 7 | 0.9 | -30 | Dimmable | 20% | Yes | Damp Location Rated | No |  |  | 2014-01-01 | 2016-10-19 | United States, Canada | ES_20570_LED12P30SD30KSP_10192016154328_1808439 | 2281757
Technical Consumer Products, Inc. (TCP) | TCP | LED12P30SD35KFL | LED12P30SD35KFL |  | PAR30 | Reflector (Flood/Spot) | E26 (Medium) | Directional | LED | 5 | 75 | 121.9 | 96.5 | 2032 |  | 40 | 900 | 12 | 79.3 | No | 25000 | 3500 | 83 | 10 | 0.9 | -20 | Dimmable | 5% |  | Recessed Fixtures |  |  |  | 2013-06-28 | 2014-04-22 | United States, Canada | ES_20570_LED12P30SD35KFL_04252014202427_7467847 | 2209467
Technical Consumer Products, Inc. (TCP) | TCP | LED12P30SD35KNFL | LED12P30SD35KNFL |  | PAR30 | Reflector (Flood/Spot) | E26 (Medium) | Directional | LED | 5 | 75 | 121.9 | 96.5 | 5832 |  | 25 | 850 | 12 | 70.8 | No | 25000 | 3500 | 82 | 7 | 0.9 | -20 | Dimmable | 5% |  | Recessed Fixtures |  |  |  | 2013-06-28 | 2014-04-22 | United States, Canada | ES_20570_LED12P30SD35KNFL_04252014202447_7487168 | 2209468
Technical Consumer Products, Inc. (TCP) | TCP | LED12P30SD35KSP | LED12P30SD35KSP |  | PAR30 | Reflector (Flood/Spot) | E26 (Medium) | Directional | LED | 5 | 75 | 121.9 | 96.5 | 6914 |  | 15 | 850 | 12 | 70.8 | No | 25000 | 3500 | 82 | 7 | 0.9 | -20 | Dimmable | 5% |  | Recessed Fixtures |  |  |  | 2013-06-28 | 2014-04-22 | United States, Canada | ES_20570_LED12P30SD35KSP_04252014202515_7515993 | 2209469
Technical Consumer Products, Inc. (TCP) | TCP | LED12P30SD41KFL | LED12P30SD41KFL |  | PAR30 | Reflector (Flood/Spot) | E26 (Medium) | Directional | LED | 5 | 75 | 121.9 | 96.5 | 2235 |  | 40 | 1000 | 12 | 71.8 | No | 25000 | 4000 | 83 | 11 | 0.9 | -20 | Dimmable | 5% |  | Recessed Fixtures |  |  |  | 2013-06-28 | 2014-04-22 | United States, Canada | ES_20570_LED12P30SD41KFL_04252014202540_7540682 | 2209470
Technical Consumer Products, Inc. (TCP) | TCP | LED12P30SD41KNFL | LED12P30SD41KNFL |  | PAR30 | Reflector (Flood/Spot) | E26 (Medium) | Directional | LED | 5 | 75 | 121.9 | 96.5 | 7159 |  | 25 | 1000 | 12 | 85.7 | No | 25000 | 4000 | 82 | 9 | 0.9 | -20 | Dimmable | 5% |  | Recessed Fixtures |  |  |  | 2013-06-28 | 2014-04-22 | United States, Canada | ES_20570_LED12P30SD41KNFL_04252014202600_7560535 | 2209471
Technical Consumer Products, Inc. (TCP) | TCP | LED12P30SD41KNFLB | LED12P30SD41KNFLB |  | PAR30 | Reflector (Flood/Spot) | E26 (Medium) | Directional | LED | 5 | 75 | 121.9 | 96.5 | 7159 |  | 25 | 1000 | 12 | 83.3 | No | 25000 | 4000 | 82 | 9 | 0.9 | -20 | Dimmable | 5% |  | Recessed Fixtures |  |  |  | 2013-06-28 | 2014-08-07 | United States, Canada | ES_20570_LED12P30SD41KNFLB_08072014184239_6959104 | 2217158
Technical Consumer Products, Inc. (TCP) | TCP | LED13A21DOD27K | LED13A21DOD27K |  | A21 | General Purpose Replacement | E26 (Medium) | Omnidirectional | LED | 5 | 75 | 125 | 66 |  |  |  | 1100 | 13.3 | 82.7 | No | 25000 | 2700 | 84 | 22 | 0.9 | -30 | Dimmable | 20% | Yes | Damp Location Rated | No |  |  | 2014-08-01 | 2016-10-11 | United States, Canada | ES_20570_LED13A21DOD27K_10212014042028_5228475 | 2281053
Technical Consumer Products, Inc. (TCP) | TCP | LED13A21DOD30K | LED13A21DOD30K | LED13A21DOD30K,LED13A21DOD30K, | A19 | General Purpose Replacement | E26 (Medium) | Omnidirectional | LED | 5 | 75 | 135 | 78 |  |  |  | 1125 | 13.5 | 83.3 | No | 25000 | 3000 | 84 | 23 | 0.9 | -30 | Dimmable | 5% |  | Damp Location Rated,Recessed Fixtures |  |  |  | 2014-08-01 | 2015-05-08 | United States, Canada | ES_20570_LED13A21DOD30K_05082015131010_0610108 | 2238900
Technical Consumer Products, Inc. (TCP) | TCP | LED13A21DOD41K | LED13A21DOD41K |  | A19 | General Purpose Replacement | E26 (Medium) | Omnidirectional | LED | 5 | 75 | 135 | 78 |  |  |  | 1150 | 13.4 | 86 | No | 25000 | 4000 | 83 | 24 | 0.9 | -30 | Dimmable | 5% |  | Recessed Fixtures |  |  |  | 2014-08-01 | 2015-03-07 | United States, Canada | ES_20570_LED13A21DOD41K_03072015140353_7033822 | 2234377
Technical Consumer Products, Inc. (TCP) | TCP | LED13A21DOD50K | LED13A21DOD50K |  | A21 | General Purpose Replacement | E26 (Medium) | Omnidirectional | LED | 5 | 75 | 125.6 | 64.9 |  |  |  | 1175 | 13.4 | 87.7 | No | 25000 | 5000 | 83 | 9 | 0.9 | -30 | Dimmable | 20% | Yes | Damp Location Rated | No |  |  | 2014-08-01 | 2016-10-26 | United States, Canada | ES_20570_LED13A21DOD50K_10212014042132_5292416 | 2282473
Technical Consumer Products, Inc. (TCP) | TCP | LED14HOP38D27KSP95 | LED14HOP38D27KSP95 |  | PAR38 | Reflector (Flood/Spot) | E26 (Medium) | Directional | LED | 5 | 75 | 132 | 122 | 7116 |  | 15 | 1190 | 14.7 | 81.2 | No | 25000 | 2700 | 93 | 53 | 0.9 | -30 | Dimmable | 19% | Yes | Damp Location Rated | No |  |  | 2015-12-01 | 2016-10-07 | United States, Canada | ES_20570_LED14HOP38D27KSP95_10072016171442_0482494 | 2280915
Technical Consumer Products, Inc. (TCP) | TCP | LED14P3027KFL | LED14P3027KFL |  | PAR30 | Reflector (Flood/Spot) | E26 (Medium) | Directional | LED | 5 | 90 | 121.9 | 96.5 | 2322 |  | 40 | 850 | 14 | 62.1 | No | 25000 | 2700 | 85 | 13 | 0.8 | -20 |  |  |  | Recessed Fixtures |  |  |  | 2013-06-27 | 2014-04-18 | United States, Canada | ES_20570_LED14P3027KFL_04252014144411_7051813 | 2209394
Technical Consumer Products, Inc. (TCP) | TCP | LED14P3027KNFL | LED14P3027KNFL |  | PAR30 | Reflector (Flood/Spot) | E26 (Medium) | Directional | LED | 5 | 90 | 122 | 97 | 5266 |  | 25 | 900 | 14 | 64.2 | No | 25000 | 2700 | 82 | 13 | 0.9 | -30 |  |  |  | Recessed Fixtures |  |  |  | 2013-06-10 | 2014-09-08 | United States, Canada | ES_20570_LED14P3027KNFL_09112014025604_4164054 | 2219497
Technical Consumer Products, Inc. (TCP) | TCP | LED14P3027KSP | LED14P3027KSP |  | PAR30 | Reflector (Flood/Spot) | E26 (Medium) | Directional | LED | 5 | 90 | 121.9 | 96.5 | 7068 |  | 15 | 1040 | 14 | 83 | No | 25000 | 2700 | 84 | 12 | 0.8 | -20 |  |  |  | Recessed Fixtures |  |  |  | 2013-06-27 | 2014-04-18 | United States, Canada | ES_20570_LED14P3027KSP_04252014144547_7147511 | 2209383
Technical Consumer Products, Inc. (TCP) | TCP | LED14P3030KFL | LED14P3030KFL |  | PAR30 | Reflector (Flood/Spot) | E26 (Medium) | Directional | LED | 5 | 90 | 121.9 | 96.5 | 2211 |  | 40 | 1070 | 14 | 76.4 | No | 25000 | 3000 | 81 | 2 | 0.8 | -20 |  |  |  | Recessed Fixtures |  |  |  | 2013-06-27 | 2014-04-18 | United States, Canada | ES_20570_LED14P3030KFL_04252014144257_6977397 | 2209395
Technical Consumer Products, Inc. (TCP) | TCP | LED14P3030KNFL | LED14P3030KNFL |  | PAR30 | Reflector (Flood/Spot) | E26 (Medium) | Directional | LED | 5 | 90 | 121.9 | 96.5 | 3898 |  | 25 | 1070 | 14 | 76.4 | No | 25000 | 3000 | 82 | 4 | 0.8 | -20 |  |  |  | Recessed Fixtures |  |  |  | 2013-06-27 | 2014-04-18 | United States, Canada | ES_20570_LED14P3030KNFL_04252014144619_7179262 | 2209384
Technical Consumer Products, Inc. (TCP) | TCP | LED14P3035KFL | LED14P3035KFL |  | PAR30 | Reflector (Flood/Spot) | E26 (Medium) | Directional | LED | 5 | 90 | 121.9 | 96.5 | 7177 |  | 40 | 1125 | 14 | 81.6 | No | 25000 | 3500 | 82 | 8 | 0.8 | -20 |  |  |  | Recessed Fixtures |  |  |  | 2013-06-27 | 2014-04-18 | United States, Canada | ES_20570_LED14P3035KFL_04252014144903_7343043 | 2209396
Technical Consumer Products, Inc. (TCP) | TCP | LED14P3035KNFL | LED14P3035KNFL |  | PAR30 | Reflector (Flood/Spot) | E26 (Medium) | Directional | LED | 5 | 90 | 121.9 | 96.5 | 2425 |  | 25 | 1125 | 14 | 80.9 | No | 25000 | 3500 | 82 | 7 | 0.8 | -20 |  |  |  | Recessed Fixtures |  |  |  | 2013-06-27 | 2014-04-18 | United States, Canada | ES_20570_LED14P3035KNFL_04252014144812_7292367 | 2209386
Technical Consumer Products, Inc. (TCP) | TCP | LED14P3035KSP | LED14P3035KSP |  | PAR30 | Reflector (Flood/Spot) | E26 (Medium) | Directional | LED | 5 | 90 | 121.9 | 96.5 | 8575 |  | 15 | 1125 | 14 | 82.2 | No | 25000 | 3500 | 83 | 10 | 0.8 | -20 |  |  |  | Recessed Fixtures |  |  |  | 2013-06-27 | 2014-04-18 | United States, Canada | ES_20570_LED14P3035KSP_04252014150359_8239703 | 2209408
Technical Consumer Products, Inc. (TCP) | TCP | LED14P30D27KFL | LED14P30D27KFL |  | PAR30 | Reflector (Flood/Spot) | E26 (Medium) | Directional | LED | 5 | 75 | 122 | 97 | 2125 |  | 40 | 900 | 14 | 64.2 | No | 25000 | 2700 | 82 | 14 | 0.9 | -30 | Dimmable | 5% |  | Recessed Fixtures |  |  |  | 2013-06-10 | 2014-09-08 | United States, Canada | ES_20570_LED14P30D27KFL_09112014023101_2661311 | 2219007
Technical Consumer Products, Inc. (TCP) | TCP | LED14P30D27KNFL | LED14P30D27KNFL |  | PAR30 | Reflector (Flood/Spot) | E26 (Medium) | Directional | LED | 5 | 75 | 122 | 97 | 4960 |  | 25 | 850 | 14 | 60.7 | No | 25000 | 2700 | 85 | 14 | 0.9 | -29 | Dimmable | 5% |  | Recessed Fixtures |  |  |  | 2013-06-10 | 2014-07-29 | United States, Canada | ES_20570_LED14P30D27KNFL_07292014125048_8248778 | 2216495
Technical Consumer Products, Inc. (TCP) | TCP | LED14P30D27KNFL95 | LED14P30D27KNFL95 |  | PAR30 | Reflector (Flood/Spot) | E26 (Medium) | Directional | LED | 5 | 75 | 118 | 97 | 4746 |  | 25 | 900 | 14.2 | 63.4 | No | 25000 | 2700 | 92 | 51 | 0.9 | -30 | Dimmable | 4% | Yes | Damp Location Rated | No |  |  | 2013-08-01 | 2016-10-28 | United States, Canada | ES_20570_LED14P30D27KNFL95_10282016124741_8861886 | 2282600
Technical Consumer Products, Inc. (TCP) | TCP | LED14P30D27KSP95 | LED14P30D27KSP95 |  | PAR30 | Reflector (Flood/Spot) | E26 (Medium) | Directional | LED | 5 | 75 | 118 | 97 | 8386 |  | 15 | 900 | 14.3 | 62.9 | No | 25000 | 2700 | 92 | 51 | 0.9 | -30 | Dimmable | 4% | Yes | Damp Location Rated | No |  |  | 2016-05-01 | 2016-10-25 | United States, Canada | ES_20570_LED14P30D27KSP95_10252016212118_0478856 | 2282225
Technical Consumer Products, Inc. (TCP) | TCP | LED14P30D30KFL | LED14P30D30KFL |  | PAR30L | Reflector (Flood/Spot) | E26 (Medium) | Directional | LED | 5 | 90 | 120.7 | 97 | 2491 |  | 40 | 1000 | 14 | 71.4 | No | 25000 | 3000 | 81 | 14 | 0.9 | -29 | Dimmable | 5% |  | Recessed Fixtures |  |  |  | 2013-06-10 | 2014-09-18 | United States, Canada | ES_20570_LED14P30D30KFL_09282014024625_2385650 | 2220670
Technical Consumer Products, Inc. (TCP) | TCP | LED14P30D30KFL95 | LED14P30D30KFL95 |  | PAR30 | Reflector (Flood/Spot) | E26 (Medium) | Directional | LED | 5 | 90 | 122 | 97 | 2025 |  | 40 | 850 | 14.5 | 58.6 | No | 25000 | 3000 | 95 | 66 | 0.9 | -30 | Dimmable | 5% |  | Damp Location Rated,Recessed Fixtures,Not for Use in Enclosed Fixtures |  |  |  | 2013-06-10 | 2015-07-30 | United States, Canada | ES_20570_LED14P30D30KFL95_07302015153716_0636104 | 2244929
Technical Consumer Products, Inc. (TCP) | TCP | LED14P30D30KNFL | LED14P30D30KNFL |  | PAR30 | Reflector (Flood/Spot) | E26 (Medium) | Directional | LED | 5 | 90 | 122 | 97 | 5616 |  | 25 | 1050 | 14 | 75 | No | 25000 | 3000 | 82 | 6 | 0.9 | -30 | Dimmable | 5% |  | Recessed Fixtures |  |  |  | 2013-10-31 | 2015-01-16 | United States, Canada | ES_20570_LED14P30D30KNFL_01162015145832_0312085 | 2231123
Technical Consumer Products, Inc. (TCP) | TCP | LED14P30D35KNFL | LED14P30D35KNFL |  | PAR30 | Reflector (Flood/Spot) | E26 (Medium) | Directional | LED | 5 | 75 | 122 | 97 | 6697 |  | 25 | 1000 | 14 | 71.4 | No | 25000 | 3500 | 83 | 14 | 0.9 | -29 | Dimmable | 5% |  | Recessed Fixtures |  |  |  | 2013-06-10 | 2014-09-18 | United States, Canada | ES_20570_LED14P30D35KNFL_09282014025325_2805380 | 2220691
Technical Consumer Products, Inc. (TCP) | TCP | LED14P30D35KSP | LED14P30D35KSP |  | PAR30 | Reflector (Flood/Spot) | E26 (Medium) | Directional | LED | 5 | 90 | 122 | 97 | 8590 |  | 15 | 1050 | 14 | 75 | No | 25000 | 3500 | 82 | 7 | 0.9 | -29 | Dimmable | 5% |  | Recessed Fixtures |  |  |  | 2014-01-01 | 2014-09-29 | United States, Canada | ES_20570_LED14P30D35KSP_10142014004209_7329378 | 2222294
Technical Consumer Products, Inc. (TCP) | TCP | LED14P30D41KFL | LED14P30D41KFL |  | PAR30 | Reflector (Flood/Spot) | E26 (Medium) | Directional | LED | 5 | 75 | 118 | 97 | 3154 |  | 40 | 1150 | 14.5 | 79.3 | No | 25000 | 4000 | 84 | 13 | 0.9 | -30 | Dimmable | 4% | Yes | Damp Location Rated | No |  |  | 2013-06-10 | 2016-10-26 | United States, Canada | ES_20570_LED14P30D41KFL_09282014025545_2945893 | 2282475
Technical Consumer Products, Inc. (TCP) | TCP | LED14P30D41KNFL | LED14P30D41KNFL |  | PAR30 | Reflector (Flood/Spot) | E26 (Medium) | Directional | LED | 5 | 75 | 118 | 97 | 6813 |  | 25 | 1150 | 14.5 | 79.3 | No | 25000 | 4000 | 84 | 13 | 0.9 | -30 | Dimmable | 4% | Yes | Damp Location Rated | No |  |  | 2013-06-10 | 2016-10-26 | United States, Canada | ES_20570_LED14P30D41KNFL_09282014025605_2965277 | 2282476
Technical Consumer Products, Inc. (TCP) | TCP | LED14P3827KFL | LED14P3827KFL |  | PAR38 | Reflector (Flood/Spot) | E26 (Medium) | Directional | LED | 5 | 90 | 135 | 122 | 2137 |  | 40 | 900 | 10 | 64.3 | No | 25000 | 2700 | 85 | 13 | 0.8 | -30 |  |  |  | Damp Location Rated,Recessed Fixtures |  |  |  | 2013-12-10 | 2015-06-09 | United States, Canada | ES_20570_LED14P3827KFL_06092015165404_8844493 | 2241240
Technical Consumer Products, Inc. (TCP) | TCP | LED14P3827KNFL | LED14P3827KNFL |  | PAR38 | Reflector (Flood/Spot) | E26 (Medium) | Directional | LED | 5 | 90 | 134.6 | 121.9 | 4995 |  | 25 | 900 | 14 | 66.7 | No | 25000 | 2700 | 85 | 14 | 0.8 | -20 |  |  |  | Recessed Fixtures |  |  |  | 2013-12-10 | 2014-03-21 | United States, Canada | ES_20570_LED14P3827KNFL_03232014041313_7993673 | 2206703
Technical Consumer Products, Inc. (TCP) | TCP | LED14P3827KNFL95 | LED14P3827KNFL95 |  | PAR38 | Reflector (Flood/Spot) | E26 (Medium) | Directional | LED | 5 | 90 | 135 | 122 | 6199 |  | 25 | 900 | 14 | 64 | No | 25000 | 2700 | 93 | 57 | 0.8 | -29 |  |  |  | Recessed Fixtures |  |  |  | 2013-12-10 | 2014-10-28 | United States, Canada | ES_20570_LED14P3827KNFL95_10282014174112_8072110 | 2223812
Technical Consumer Products, Inc. (TCP) | TCP | LED14P3830KFL | LED14P3830KFL |  | PAR38 | Reflector (Flood/Spot) | E26 (Medium) | Directional | LED | 3 | 90 | 134.6 | 121.9 | 2292 |  | 40 | 1050 | 14 | 77.8 | No | 25000 | 3000 | 82 | 4 | 0.8 | -20 |  |  |  | Recessed Fixtures |  |  |  | 2013-08-12 | 2014-03-21 | United States, Canada | ES_20570_LED14P3830KFL_03232014035721_7041656 | 2206700
Technical Consumer Products, Inc. (TCP) | TCP | LED14P3830KNFL | LED14P3830KNFL |  | PAR38 | Reflector (Flood/Spot) | E26 (Medium) | Directional | LED | 3 | 90 | 134.6 | 121.9 | 4446 |  | 25 | 1050 | 14 | 77 | No | 25000 | 3000 | 82 | 7 | 0.8 | -20 |  |  |  | Recessed Fixtures |  |  |  | 2013-08-12 | 2014-03-21 | United States, Canada | ES_20570_LED14P3830KNFL_03232014040301_7381598 | 2206701
Technical Consumer Products, Inc. (TCP) | TCP | LED14P3835KFL | LED14P3835KFL |  | PAR38 | Reflector (Flood/Spot) | E26 (Medium) | Directional | LED | 3 | 90 | 134.6 | 121.9 | 2341 |  | 40 | 1025 | 14 | 75.7 | No | 25000 | 3500 | 82 | 8 | 0.8 | -20 |  |  |  | Recessed Fixtures |  |  |  | 2014-03-04 | 2014-03-21 | United States, Canada | ES_20570_LED14P3835KFL_03232014041758_8278898 | 2206704
Technical Consumer Products, Inc. (TCP) | TCP | LED14P3841KFL | LED14P3841KFL |  | PAR38 | Reflector (Flood/Spot) | E26 (Medium) | Directional | LED | 5 | 90 | 134.6 | 121.9 | 2367 |  | 40 | 1100 | 14 | 82.6 | No | 25000 | 4000 | 84 | 13 | 0.8 | -20 |  |  |  | Recessed Fixtures |  |  |  | 2013-12-10 | 2014-03-21 | United States, Canada | ES_20570_LED14P3841KFL_03232014043201_9121895 | 2206707
Technical Consumer Products, Inc. (TCP) | TCP | LED14P3841KNFL | LED14P3841KNFL |  | PAR38 | Reflector (Flood/Spot) | E26 (Medium) | Directional | LED | 5 | 90 | 135 | 122 | 7495 |  | 25 | 1100 | 14 | 79 | No | 25000 | 4000 | 82 | 15 | 0.8 | -30 |  |  |  | Recessed Fixtures |  |  |  | 2014-03-03 | 2014-08-13 | United States, Canada | ES_20570_LED14P3841KNFL_08132014134738_7658231 | 2217309
Technical Consumer Products, Inc. (TCP) | TCP | LED14P38D27KFL | LED14P38D27KFL |  | PAR38 | Reflector (Flood/Spot) | E26 (Medium) | Directional | LED | 5 | 90 | 135 | 122 | 3502 |  | 40 | 900 | 14 | 64.2 | No | 25000 | 2700 | 86 | 17 | 0.9 | -29 | Dimmable | 5% |  | Recessed Fixtures |  |  |  | 2013-07-26 | 2014-09-19 | United States, Canada | ES_20570_LED14P38D27KFL_09202014013908_7148881 | 2219897
Technical Consumer Products, Inc. (TCP) | TCP | LED14P38D27KFLB | LED14P38D27KFLB |  | PAR38 | Reflector (Flood/Spot) | E26 (Medium) | Directional | LED | 5 | 90 | 135 | 122 | 2067 |  | 40 | 900 | 14 | 64.3 | No | 25000 | 2700 | 86 | 17 | 0.9 | -30 | Dimmable | 5% |  | Damp Location Rated,Recessed Fixtures |  |  |  | 2013-07-26 | 2015-06-01 | United States, Canada | ES_20570_LED14P38D27KFLB_06012015175007_1007196 | 2240528
Technical Consumer Products, Inc. (TCP) | TCP | LED14P38D27KNFL | LED14P38D27KNFL | ,LED14P38D27KNFLB, | PAR38 | Reflector (Flood/Spot) | E26 (Medium) | Directional | LED | 5 | 90 | 132 | 122 | 5583 |  | 25 | 1050 | 14.5 | 72.4 | No | 25000 | 2700 | 82 | 8 | 0.9 | -30 | Dimmable | 20% | Yes | Damp Location Rated | No |  |  | 2013-08-01 | 2016-10-26 | United States, Canada | ES_20570_LED14P38D27KNFL_06232014154815_8495147 | 2282479
Technical Consumer Products, Inc. (TCP) | TCP | LED14P38D30KFL | LED14P38D30KFL |  | PAR38 | Reflector (Flood/Spot) | E26 (Medium) | Directional | LED | 5 | 90 | 132 | 122 | 2846 |  | 40 | 1100 | 14.4 | 76.4 | No | 25000 | 3000 | 82 | 7 | 0.9 | -30 | Dimmable | 20% | Yes | Damp Location Rated | No |  |  | 2013-08-01 | 2016-10-26 | United States, Canada | ES_20570_LED14P38D30KFL_09112014023229_2749207 | 2282484
Technical Consumer Products, Inc. (TCP) | TCP | LED14P38D30KNFL | LED14P38D30KNFL |  | PAR38 | Reflector (Flood/Spot) | E26 (Medium) | Directional | LED | 5 | 90 | 132 | 122 | 6721 |  | 25 | 1100 | 14.4 | 76.4 | No | 25000 | 3000 | 82 | 7 | 0.9 | -30 | Dimmable | 20% | Yes | Damp Location Rated | No |  |  | 2013-08-01 | 2016-10-26 | United States, Canada | ES_20570_LED14P38D30KNFL_09112014023256_2776995 | 2282485
Technical Consumer Products, Inc. (TCP) | TCP | LED14P38D30KSP | LED14P38D30KSP |  | PAR38 | Reflector (Flood/Spot) | E26 (Medium) | Directional | LED | 5 | 90 | 132 | 122 | 11300 |  | 15 | 1100 | 14.4 | 76.4 | No | 25000 | 3000 | 82 | 7 | 0.9 | -30 | Dimmable | 20% | Yes | Damp Location Rated | No |  |  | 2013-08-01 | 2016-10-26 | United States, Canada | ES_20570_LED14P38D30KSP_12222015213258_9978493 | 2282480
Technical Consumer Products, Inc. (TCP) | TCP | LED14P38D41KFL | LED14P38D41KFL |  | PAR38 | Reflector (Flood/Spot) | E26 (Medium) | Directional | LED | 5 | 90 | 132 | 122 | 2612 |  | 40 | 1150 | 14.5 | 79.3 | No | 25000 | 4000 | 83 | 11 | 0.9 | -30 | Dimmable | 20% | Yes | Damp Location Rated | No |  |  | 2014-02-01 | 2016-10-25 | United States, Canada | ES_20570_LED14P38D41KFL_10252016213115_1075323 | 2282226
Technical Consumer Products, Inc. (TCP) | TCP | LED14P38D41KNFL | LED14P38D41KNFL |  | PAR38 | Reflector (Flood/Spot) | E26 (Medium) | Directional | LED | 5 | 90 | 132 | 122 | 4546 |  | 25 | 1150 | 14.5 | 79.3 | No | 25000 | 4000 | 83 | 11 | 0.9 | -30 | Dimmable | 20% | Yes | Damp Location Rated | No |  |  | 2014-02-01 | 2016-10-25 | United States, Canada | ES_20570_LED14P38D41KNFL_10252016213145_1105951 | 2282227
Technical Consumer Products, Inc. (TCP) | TCP | LED14P38D41KNFL | LED14P38D41KNFL |  | PAR38 | Reflector (Flood/Spot) | E26 (Medium) | Directional | LED | 5 | 90 | 135 | 122 | 7074 |  | 25 | 1050 | 14 | 75 | No | 25000 | 4000 | 82 | 10 | 0.9 | -30 | Dimmable | 5% |  | Recessed Fixtures |  |  |  | 2013-06-10 | 2014-09-08 | United States, Canada | ES_20570_LED14P38D41KNFL_09112014025541_4141201 | 2219014
Technical Consumer Products, Inc. (TCP) | TCP | LED17HOP38D30KNFL95 | LED17HOP38D30KNFL95 |  | PAR38 | Reflector (Flood/Spot) | E26 (Medium) | Directional | LED | 5 | 100 | 135 | 122 | 4839 |  | 25 | 1300 | 17.1 | 76 | No | 25000 | 3000 | 94 | 61 | 0.9 | -30 | Dimmable | 5% |  | Damp Location Rated,Recessed Fixtures |  |  |  | 2015-02-03 | 2015-09-10 | United States, Canada | ES_20570_LED17HOP38D30KNFL95_09102015173326_6406400 | 2247630
Technical Consumer Products, Inc. (TCP) | TCP | LED17P3827KNFL | LED17P3827KNFL |  | PAR38 | Reflector (Flood/Spot) | E26 (Medium) | Directional | LED | 5 | 90 | 134.6 | 121.9 | 4005 |  | 25 | 1000 | 17 | 67.1 | No | 25000 | 2700 | 85 | 12 | 0.8 | -20 |  |  |  | Recessed Fixtures |  |  |  | 2013-08-06 | 2014-03-21 | United States, Canada | ES_20570_LED17P3827KNFL_03232014025112_3072596 | 2206692
Technical Consumer Products, Inc. (TCP) | TCP | LED17P3830KNFL | LED17P3830KNFL |  | PAR38 | Reflector (Flood/Spot) | E26 (Medium) | Directional | LED | 5 | 100 | 134.6 | 121.9 | 5197 |  | 25 | 1250 | 17 | 73.5 | No | 25000 | 3000 | 82 | 3 | 0.9 | -20 |  |  |  | Recessed Fixtures |  |  |  | 2013-09-12 | 2014-03-21 | United States, Canada | ES_20570_LED17P3830KNFL_03232014030149_3709861 | 2206693
Technical Consumer Products, Inc. (TCP) | TCP | LED17P38D27KFL95 | LED17P38D27KFL95 |  | PAR38 | Reflector (Flood/Spot) | E26 (Medium) | Directional | LED | 5 | 90 | 132 | 122 | 2336 |  | 40 | 1305 | 17.5 | 74.4 | No | 25000 | 2700 | 93 | 52 | 0.9 | -30 | Dimmable | 20% | Yes | Damp Location Rated | No |  |  | 2013-08-01 | 2016-10-28 | United States, Canada | ES_20570_LED17P38D27KFL95_10282016130215_9735753 | 2282622
Technical Consumer Products, Inc. (TCP) | TCP | LED17P38D27KNFL | LED17P38D27KNFL |  | PAR38 | Reflector (Flood/Spot) | E26 (Medium) | Directional | LED | 5 | 90 | 135 | 122 | 5276 |  | 25 | 1100 | 17 | 64.7 | No | 25000 | 2700 | 85 | 11 | 0.9 | -30 | Dimmable | 5% |  | Recessed Fixtures |  |  |  | 2013-12-15 | 2014-06-11 | United States, Canada | ES_20570_LED17P38D27KNFL_06172014194656_4416262 | 2213285
Technical Consumer Products, Inc. (TCP) | TCP | LED17P38D27KSP | LED17P38D27KSP |  | PAR38 | Reflector (Flood/Spot) | E26 (Medium) | Directional | LED | 5 | 90 | 130.6 | 119.1 | 9584 |  | 15 | 1400 | 17.6 | 79.5 | No | 25000 | 2700 | 84 | 9 | 0.9 | -30 | Dimmable | 20% |  | Damp Location Rated,Enclosed Fixtures |  |  |  | 2013-09-01 | 2016-05-18 | United States, Canada | ES_20570_LED17P38D27KSP_05182016200337_1817245 | 2267072
Technical Consumer Products, Inc. (TCP) | TCP | LED17P38D41KSP | LED17P38D41KSP |  | PAR38 | Reflector (Flood/Spot) | E26 (Medium) | Directional | LED | 5 | 90 | 131 | 119 | 9947 |  | 15 | 1300 | 17.6 | 73.9 | No | 25000 | 4000 | 82 | 9 | 0.9 | -30 | Dimmable | 20% | Yes | Damp Location Rated | No |  |  | 2014-03-01 | 2016-09-02 | United States, Canada | ES_20570_LED17P38D41KSP_09032016012347_5827239 | 2278399
Technical Consumer Products, Inc. (TCP) | TCP | LED18A21DOD27K | LED18A21DOD27K |  | A21 | General Purpose Replacement | E26 (Medium) | Omnidirectional | LED | 5 | 100 | 125.5 | 65 |  |  |  | 1600 | 18 | 88.9 | No | 25000 | 2700 | 83 | 21 | 0.9 | -30 | Dimmable | 4% | Yes | Damp Location Rated | No |  |  | 2014-08-01 | 2016-08-02 | United States | ES_20570_LED18A21DOD27K_08022016164655_6415504 | 2273961
Technical Consumer Products, Inc. (TCP) | TCP | LED18A21DOD27K | LED18A21DOD27K |  | A21 | General Purpose Replacement | E26 (Medium) | Omnidirectional | LED | 5 | 100 | 135 | 78 |  |  |  | 1600 | 17.3 | 92 | No | 25000 | 2700 | 83 | 21 | 0.9 | -29 | Dimmable | 5% |  | Recessed Fixtures |  |  |  | 2014-08-01 | 2014-10-20 | United States, Canada | ES_20570_LED18A21DOD27K_10212014022825_8505265 | 2222814
Technical Consumer Products, Inc. (TCP) | TCP | LED18A21DOD30K | LED18A21DOD30K |  | A21 | General Purpose Replacement | E26 (Medium) | Omnidirectional | LED | 5 | 100 | 125.5 | 65 |  |  |  | 1625 | 18 | 90.3 | No | 25000 | 3000 | 82 | 8 | 0.9 | -30 | Dimmable | 4% | Yes | Damp Location Rated | No |  |  | 2014-08-01 | 2016-07-28 | United States | ES_20570_LED18A21DOD30K_07282016215458_2898684 | 2273731
Technical Consumer Products, Inc. (TCP) | TCP | LED18A21DOD30K | LED18A21DOD30K |  | A21 | General Purpose Replacement | E26 (Medium) | Omnidirectional | LED | 5 | 100 | 135 | 78 |  |  |  | 1600 | 18 | 88.9 | No | 25000 | 3000 | 84 | 23 | 0.9 | -29 | Dimmable | 5% |  | Recessed Fixtures |  |  |  | 2014-08-01 | 2014-10-20 | United States, Canada | ES_20570_LED18A21DOD30K_10212014022845_8525288 | 2222816
Technical Consumer Products, Inc. (TCP) | TCP | LED18A21DOD41K | LED18A21DOD41K |  | A21 | General Purpose Replacement | E26 (Medium) | Omnidirectional | LED | 5 | 100 | 125.5 | 65 |  |  |  | 1650 | 18 | 91.7 | No | 25000 | 4000 | 83 | 6 | 0.9 | -30 | Dimmable | 5% | Yes | Damp Location Rated | No |  |  | 2014-08-01 | 2016-07-19 | United States | ES_20570_LED18A21DOD41K_07192016142924_8564244 | 2272677
Technical Consumer Products, Inc. (TCP) | TCP | LED18A21DOD50K | LED18A21DOD50K |  | A21 | General Purpose Replacement | E26 (Medium) | Omnidirectional | LED | 5 | 100 | 125.4 | 65 |  |  |  | 1700 | 18 | 94.4 | No | 25000 | 5000 | 83 | 10 | 0.9 | -30 | Dimmable | 4% | Yes | Damp Location Rated | No |  |  | 2014-08-01 | 2016-06-07 | United States | ES_20570_LED18A21DOD50K_06072016120844_1324185 | 2269099
Technical Consumer Products, Inc. (TCP) | TCP | LED18A21DOD50K | LED18A21DOD50K |  | A21 | General Purpose Replacement | E26 (Medium) | Omnidirectional | LED | 5 | 100 | 135 | 78 |  |  |  | 1675 | 18 | 93 | No | 25000 | 5000 | 83 | 10 | 1 | -29 | Dimmable | 5% |  | Recessed Fixtures |  |  |  | 2014-08-01 | 2014-10-20 | United States, Canada | ES_20570_LED18A21DOD50K_10212014020140_6900366 | 2222812
Technical Consumer Products, Inc. (TCP) | TCP | LED5E12B1127K | LED5E12B1127K | ,LED5E12B1127KBR,; ,LED5E12B1127KF,; ,LED5E12B1127KS, | BA10 | Decorative | E12 (Candelabra) | Decorative | LED | 5 | 40 | 97.2 | 34.9 |  |  |  | 300 | 5 | 60 | No | 25000 | 2700 | 82 | 22 | 0.9 | -26 | Dimmable | 5% |  | Other,Chandelier |  |  |  | 2014-01-01 | 2014-09-11 | United States, Canada | ES_20570_LED5E12B1127K_09112014173132_6692465 | 2219502
Technical Consumer Products, Inc. (TCP) | TCP | LED5E12F1127K | LED5E12F1127K |  | B10 | Decorative | E12 (Candelabra) | Decorative | LED | 5 | 40 | 97.2 | 34.9 |  |  |  | 300 | 5 | 60 | No | 25000 | 2700 | 82 | 22 | 0.9 | -30 | Dimmable | 5% |  | Other,Chandelier |  |  |  | 2014-01-01 | 2015-01-09 | United States, Canada | ES_20570_LED5E12F1127K_01092015213239_9159551 | 2230803
Technical Consumer Products, Inc. (TCP) | TCP | LED5E12G1627K | LED5E12G1627K | ,LED5E12G1627KF,; ,LED5E26G1627K,; ,LED5E26G1627KF, | G16.5 | Globe | E12 (Candelabra) | Decorative | LED | 5 | 40 | 90 | 50 |  |  |  | 350 | 5 | 70 | No | 25000 | 2700 | 83 | 18 | 0.9 | -26 | Dimmable | 5% |  | Other,Vanity |  |  |  | 2014-01-01 | 2014-09-26 | United States, Canada | ES_20570_LED5E12G1627K_10112014034246_8966521 | 2222132
Technical Consumer Products, Inc. (TCP) | TCP | LED5E26B1127K | LED5E26B1127K | ,LED5E26B1127KF, | B10 | Decorative | E26 (Medium) | Decorative | LED | 5 | 40 | 96.5 | 35.6 |  |  |  | 300 | 5 | 60 | No | 25000 | 2700 | 82 | 22 | 0.9 | -26 | Dimmable | 5% |  | Other,Chandelier |  |  |  | 2014-01-01 | 2014-09-11 | United States, Canada | ES_20570_LED5E26B1127K_09112014173530_6930234 | 2219127
Technical Consumer Products, Inc. (TCP) | TCP | LED5E26F1127K | LED5E26F1127K |  | B10 | Decorative | E26 (Medium) | Decorative | LED | 5 | 40 | 97.2 | 34.9 |  |  |  | 300 | 5 | 60 | No | 25000 | 2700 | 82 | 22 | 0.9 | -30 | Dimmable | 5% |  | Other,Chandelier |  |  |  | 2014-01-01 | 2015-01-09 | United States, Canada | ES_20570_LED5E26F1127K_01092015213306_9186650 | 2230802
Technical Consumer Products, Inc. (TCP) | TCP | LED5G25D27KF | LED5G25D27KF |  | G25 | Globe | E26 (Medium) | Decorative | LED | 5 | 40 | 102 | 79 |  |  |  | 350 | 5 | 70 | No | 25000 | 2700 | 82 | 20 | 0.9 | -30 | Dimmable | 5% |  | None |  |  |  | 2013-12-13 | 2014-09-08 | United States, Canada | ES_20570_LED5G25D27KF_09062014191452_0892718 | 2218736
Technical Consumer Products, Inc. (TCP) | TCP | LED5G25D30KF | LED5G25D30KF |  | G25 | Globe | E26 (Medium) | Decorative | LED | 5 | 40 | 102 | 79 |  |  |  | 350 | 5 | 70 | No | 25000 | 3000 | 82 | 19 | 0.9 | -29 | Dimmable | 5% |  | None |  |  |  | 2013-12-13 | 2014-08-01 | United States, Canada | ES_20570_LED5G25D30KF_08062014005658_6618289 | 2217061
Technical Consumer Products, Inc. (TCP) | TCP | LED712VMR16827KFL | LED712VMR16827KFL |  | MR16 | Reflector (Flood/Spot) | GU5.3 | Directional | LED | 5 | 50 | 49.3 | 50.3 | 1461 |  | 40 | 570 | 7.4 | 76.8 | No | 25000 | 2700 | 81 | 11 | 0.9 | -30 | Dimmable | 4% | Yes | Damp Location Rated | No |  |  | 2013-01-01 | 2016-09-08 | United States, Canada | ES_20570_LED712VMR16827KFL_11072014225450_0890959 | 2278533
Technical Consumer Products, Inc. (TCP) | TCP | LED712VMR16827KNFL | LED712VMR16827KNFL |  | MR16 | Reflector (Flood/Spot) | GU5.3 | Directional | LED | 5 | 50 | 49.3 | 50.3 | 3714 |  | 20 | 551 | 7.6 | 72.2 | No | 25000 | 2700 | 82 | 18 | 0.9 | -30 | Dimmable | 4% | Yes | Damp Location Rated | No |  |  | 2014-01-01 | 2016-09-08 | United States, Canada | ES_20570_LED712VMR16827KNFL_10282014174019_8019480 | 2278534
Technical Consumer Products, Inc. (TCP) | TCP | LED712VMR16830KFL | LED712VMR16830KFL |  | MR16 | Reflector (Flood/Spot) | GU5.3 | Directional | LED | 5 | 50 | 49.3 | 50.3 | 1568 |  | 40 | 610 | 7.4 | 82.3 | No | 25000 | 3000 | 82 | 12 | 0.9 | -30 | Dimmable | 4% | Yes | Damp Location Rated | No |  |  | 2014-01-01 | 2016-09-08 | United States, Canada | ES_20570_LED712VMR16830KFL_11072014225522_0922335 | 2278538
Technical Consumer Products, Inc. (TCP) | TCP | LED712VMR16830KNFL | LED712VMR16830KNFL |  | MR16 | Reflector (Flood/Spot) | GU5.3 | Directional | LED | 5 | 50 | 49.3 | 50.3 | 3569 |  | 20 | 561 | 7.6 | 74.1 | No | 25000 | 3000 | 82 | 17 | 0.9 | -30 | Dimmable | 4% | Yes | Damp Location Rated | No |  |  | 2014-01-01 | 2016-09-08 | United States, Canada | ES_20570_LED712VMR16830KNFL_02072015162601_6361638 | 2278535
Technical Consumer Products, Inc. (TCP) | TCP | LED712VMR16841KFL | LED712VMR16841KFL |  | MR16 | Reflector (Flood/Spot) | GU5.3 | Directional | LED | 5 | 50 | 49.3 | 50.3 | 1705 |  | 40 | 525 | 7.4 | 70.9 | No | 25000 | 4000 | 83 | 19 | 0.9 | -30 | Dimmable | 4% | Yes | Damp Location Rated | No |  |  | 2014-01-01 | 2016-09-08 | United States, Canada | ES_20570_LED712VMR16841KFL_11042014141254_0374954 | 2278536
Technical Consumer Products, Inc. (TCP) | TCP | LED712VMR16841KNFL | LED712VMR16841KNFL |  | MR16 | Reflector (Flood/Spot) | GU5.3 | Directional | LED | 5 | 50 | 49.3 | 50.3 | 3681 |  | 20 | 525 | 7.5 | 70 | No | 25000 | 4000 | 83 | 23 | 0.9 | -30 | Dimmable | 4% | Yes | Damp Location Rated | No |  |  | 2013-01-01 | 2016-09-08 | United States, Canada | ES_20570_LED712VMR16841KNFL_11072014225550_0950121 | 2278537
Technical Consumer Products, Inc. (TCP) | TCP | LED712VMR16927KFL | LED712VMR16927KFL |  | MR16 | Reflector (Flood/Spot) | GU5.3 | Directional | LED | 3 | 45 | 50.8 | 50.8 | 994 |  | 40 | 425 | 7.4 | 57.4 | No | 25000 | 2700 | 94 | 59 | 0.9 | -29 | Dimmable | 5% |  | Recessed Fixtures |  |  |  | 2013-01-01 | 2014-11-14 | United States, Canada | ES_20570_LED712VMR16927KFL_11142014191904_2744771 | 2225138
Technical Consumer Products, Inc. (TCP) | TCP | LED712VMR16930KFL | LED712VMR16930KFL |  | MR16 | Reflector (Flood/Spot) | GU5.3 | Directional | LED | 3 | 45 | 50.8 | 50.8 | 902 |  | 40 | 457 | 7.3 | 61.7 | No | 25000 | 3000 | 94 | 69 | 0.9 | -29 | Dimmable | 5% |  | Recessed Fixtures |  |  |  | 2013-01-01 | 2014-11-07 | United States, Canada | ES_20570_LED712VMR16930KFL_11072014225614_0974321 | 2224395
Technical Consumer Products, Inc. (TCP) | TCP | LED712VMR16V27KFL | LED712VMR16V27KFL |  | MR16 | Reflector (Flood/Spot) | GU5.3 | Directional | LED | 3 | 50 | 50.8 | 50.8 | 1369 |  | 40 | 480 | 7 | 69 | No | 25000 | 2700 | 83 | 22 | 0.9 | -29 | Dimmable | 5% |  | Recessed Fixtures |  |  |  | 2013-01-01 | 2014-11-14 | United States, Canada | ES_20570_LED712VMR16V27KFL_11142014191721_2641344 | 2225135
Technical Consumer Products, Inc. (TCP) | TCP | LED712VMR16V27KNFL | LED712VMR16V27KNFL |  | MR16 | Reflector (Flood/Spot) | GU5.3 | Directional | LED | 3 | 50 | 50.8 | 50.8 | 4579 |  | 20 | 450 | 7 | 64.3 | No | 25000 | 2700 | 83 | 22 | 0.9 | -29 | Dimmable | 5% |  | Recessed Fixtures |  |  |  | 2013-01-01 | 2014-11-14 | United States, Canada | ES_20570_LED712VMR16V27KNFL_11142014191758_2678588 | 2225136
Technical Consumer Products, Inc. (TCP) | TCP | LED712VMR16V30KFL | LED712VMR16V30KFL |  | MR16 | Reflector (Flood/Spot) | GU5.3 | Directional | LED | 3 | 50 | 50.8 | 50.8 | 1211 |  | 40 | 500 | 7 | 71.4 | No | 25000 | 3000 | 83 | 21 | 0.9 | -30 | Dimmable | 5% |  | Recessed Fixtures |  |  |  | 2014-01-01 | 2014-10-31 | United States, Canada | ES_20570_LED712VMR16V30KFL_11042014141237_0357862 | 2224203
The Home Depot | EcoSmart | 5bHPR1000SW1D19 | 1001653703 |  | PAR38 | Reflector (Flood/Spot) | E26 (Medium) | Directional | LED | 5 | 90 | 130 | 121 | 2137 |  | 40 |  | 13 | 69.2 | No | 25000 | 3000 | 80 | 2 | 1 | -20 | Dimmable | 10% |  | None |  |  |  | 2015-12-05 | 2015-12-09 | United States | ES_31912_1001653703_12102015130706_2909740 | 2254606
Technical Consumer Products, Inc. (TCP) | TCP | LED712VMR16V30KNFL | LED712VMR16V30KNFL |  | MR16 | Reflector (Flood/Spot) | GU5.3 | Directional | LED | 3 | 50 | 50.8 | 50.8 | 4093 |  | 20 | 470 | 6.5 | 74.3 | No | 25000 | 3000 | 83 | 21 | 0.9 | -29 | Dimmable | 5% |  | Recessed Fixtures |  |  |  | 2013-01-01 | 2014-11-07 | United States, Canada | ES_20570_LED712VMR16V30KNFL_11072014225031_0631889 | 2224396
Technical Consumer Products, Inc. (TCP) | TCP | LED712VMR16V41KFL | LED712VMR16V41KFL |  | MR16 | Reflector (Flood/Spot) | GU5.3 | Directional | LED | 3 | 50 | 50.8 | 50.8 | 1138 |  | 40 | 525 | 7 | 75 | No | 25000 | 4000 | 83 | 25 | 0.9 | -30 | Dimmable | 5% |  | Recessed Fixtures |  |  |  | 2014-01-01 | 2014-10-28 | United States, Canada | ES_20570_LED712VMR16V41KFL_10282014174036_8036764 | 2223809
Technical Consumer Products, Inc. (TCP) | TCP | LED712VMR16V41KNFL | LED712VMR16V41KNFL |  | MR16 | Reflector (Flood/Spot) | GU5.3 | Directional | LED | 3 | 50 | 50.8 | 50.8 | 4381 |  | 20 | 525 | 7 | 75 | No | 25000 | 4000 | 84 | 25 | 0.9 | -29 | Dimmable | 5% |  | Recessed Fixtures |  |  |  | 2013-01-01 | 2014-11-14 | United States, Canada | ES_20570_LED712VMR16V41KNFL_11142014191832_2712451 | 2225137
Technical Consumer Products, Inc. (TCP) | TCP | LED7A19DOD27K | LED7A19DOD27K |  | A19 | General Purpose Replacement | E26 (Medium) | Omnidirectional | LED | 5 | 40 | 112 | 61 |  |  |  | 450 | 7 | 65 | No | 25000 | 2700 | 83 | 22 | 0.9 | -30 | Dimmable | 5% |  | Other,Table, Vanity |  |  |  | 2013-06-04 | 2014-06-11 | United States, Canada | ES_20570_LED7A19DOD27K_06182014124809_5689734 | 2213354
Technical Consumer Products, Inc. (TCP) | TCP | LED7A19DOD30K | LED7A19DOD30K |  | A19 | General Purpose Replacement | E26 (Medium) | Omnidirectional | LED | 5 | 40 | 112 | 61 |  |  |  | 475 | 7 | 68 | No | 25000 | 3000 | 84 | 23 | 0.7 | -29 | Dimmable | 5% |  | Other,Table lamp |  |  |  | 2013-01-01 | 2014-10-15 | United States, Canada | ES_20570_LED7A19DOD30K_10152014194052_2052923 | 2222424
Technical Consumer Products, Inc. (TCP) | TCP | LED7A19DOD41K | LED7A19DOD41K |  | A19 | General Purpose Replacement | E26 (Medium) | Omnidirectional | LED | 5 | 40 | 112 | 61 |  |  |  | 465 | 7 | 65 | No | 25000 | 4000 | 85 | 30 | 0.9 | -30 | Dimmable | 5% |  | Other,Table, Vanity |  |  |  | 2013-06-04 | 2014-06-11 | United States, Canada | ES_20570_LED7A19DOD41K_06182014124830_5710654 | 2213355
Technical Consumer Products, Inc. (TCP) | TCP | LED7P1630KFL | LED7P1630KFL |  | PAR16 | Reflector (Flood/Spot) | E26 (Medium) | Directional | LED | 3 | 50 | 77.5 | 50.8 | 1336 |  | 40 | 525 | 7.8 | 67.3 | No | 25000 | 3000 | 85 | 28 | 0.9 | -29 | Dimmable | 5% |  | Recessed Fixtures |  |  |  | 2013-08-20 | 2015-01-09 | United States, Canada | ES_20570_LED7P1630KFL_01092015143853_4333202 | 2230789
Technical Consumer Products, Inc. (TCP) | TCP | LED7P1630KNFL | LED7P1630KNFL |  | PAR16 | Reflector (Flood/Spot) | E26 (Medium) | Directional | LED | 5 | 50 | 76.1 | 50.1 | 1374 |  | 25 | 525 | 7.7 | 68 | No | 25000 | 3000 | 86 | 30 | 0.9 | -30 | Dimmable | 5% |  | Damp Location Rated,Enclosed Fixtures,Recessed Fixtures |  |  |  | 2013-06-08 | 2015-01-12 | United States, Canada | ES_20570_LED7P1630KNFL_01122015144258_3778973 | 2230827
Technical Consumer Products, Inc. (TCP) | TCP | LED8P2027KFL | LED8P2027KFL |  | PAR20 | Reflector (Flood/Spot) | E26 (Medium) | Directional | LED | 5 | 50 | 89 | 64 | 1254 |  | 40 | 500 | 8 | 62.5 | No | 25000 | 2700 | 85 | 13 | 0.8 | -30 |  |  |  | Recessed Fixtures |  |  |  | 2013-08-02 | 2014-06-23 | United States, Canada | ES_20570_LED8P2027KFL_06232014134103_0863439 | 2213678
Technical Consumer Products, Inc. (TCP) | TCP | LED8P2027KNFL | LED8P2027KNFL |  | PAR20 | Reflector (Flood/Spot) | E26 (Medium) | Directional | LED | 5 | 50 | 89 | 64 | 1780 |  | 25 | 500 | 8 | 62.5 | No | 25000 | 2700 | 81 | 1 | 0.8 | -30 |  |  |  | Recessed Fixtures |  |  |  | 2013-08-02 | 2014-06-23 | United States, Canada | ES_20570_LED8P2027KNFL_06232014134233_0953976 | 2213691
Technical Consumer Products, Inc. (TCP) | TCP | LED8P2030KFL | LED8P2030KFL |  | PAR20 | Reflector (Flood/Spot) | E26 (Medium) | Directional | LED | 5 | 50 | 89 | 64 | 1402 |  | 40 | 515 | 8 | 64.4 | No | 25000 | 3000 | 82 | 5 | 0.8 | -30 |  |  |  | Recessed Fixtures |  |  |  | 2013-08-02 | 2014-06-11 | United States, Canada | ES_20570_LED8P2030KFL_06172014194340_4220544 | 2213293
Technical Consumer Products, Inc. (TCP) | TCP | LED8P2030KNFL | LED8P2030KNFL |  | PAR20 | Reflector (Flood/Spot) | E26 (Medium) | Directional | LED | 5 | 50 | 89 | 64 | 1942 |  | 25 | 515 | 8 | 64.4 | No | 25000 | 3000 | 82 | 6 | 0.8 | -30 |  |  |  | Recessed Fixtures |  |  |  | 2013-08-02 | 2014-06-11 | United States, Canada | ES_20570_LED8P2030KNFL_06172014194402_4242586 | 2213282
Technical Consumer Products, Inc. (TCP) | TCP | LED8P2035KFL | LED8P2035KFL |  | PAR20 | Reflector (Flood/Spot) | E26 (Medium) | Directional | LED | 5 | 50 | 89 | 64 | 1485 |  | 40 | 550 | 8 | 68.8 | No | 25000 | 3500 | 82 | 9 | 0.8 | -30 |  |  |  | Recessed Fixtures |  |  |  | 2013-08-02 | 2014-06-11 | United States, Canada | ES_20570_LED8P2035KFL_06172014194424_4264233 | 2213283
Technical Consumer Products, Inc. (TCP) | TCP | LED8P2035KNFL | LED8P2035KNFL |  | PAR20 | Reflector (Flood/Spot) | E26 (Medium) | Directional | LED | 5 | 50 | 89 | 64 | 2076 |  | 40 | 550 | 8 | 68.8 | No | 25000 | 3500 | 82 | 7 | 0.8 | -30 |  |  |  | Recessed Fixtures |  |  |  | 2013-08-02 | 2014-06-23 | United States, Canada | ES_20570_LED8P2035KNFL_06232014132751_0071565 | 2213683
Technical Consumer Products, Inc. (TCP) | TCP | LED8P2041KFL | LED8P2041KFL |  | PAR20 | Reflector (Flood/Spot) | E26 (Medium) | Directional | LED | 5 | 50 | 89 | 64 | 1371 |  | 40 | 560 | 8 | 64.4 | No | 25000 | 4000 | 83 | 13 | 0.8 | -30 |  |  |  | Recessed Fixtures |  |  |  | 2013-08-02 | 2014-06-11 | United States, Canada | ES_20570_LED8P2041KFL_06172014194929_4569947 | 2213287
Technical Consumer Products, Inc. (TCP) | TCP | LED8P2041KNFL | LED8P2041KNFL |  | PAR20 | Reflector (Flood/Spot) | E26 (Medium) | Directional | LED | 5 | 50 | 89 | 64 | 2072 |  | 25 | 545 | 8 | 68.8 | No | 25000 | 4000 | 82 | 10 | 0.8 | -30 |  |  |  | Recessed Fixtures |  |  |  | 2013-08-02 | 2014-06-11 | United States, Canada | ES_20570_LED8P2041KNFL_06172014194446_4286405 | 2213294
Technical Consumer Products, Inc. (TCP) | TCP | LED8P20D27KFL | LED8P20D27KFL | LED8P20D27KFLB,LED8P20D27KFLB, | PAR20 | Reflector (Flood/Spot) | E26 (Medium) | Directional | LED | 5 | 50 | 88 | 64 | 1210 |  | 40 | 575 | 8 | 71.9 | No | 25000 | 2700 | 82 | 6 | 0.8 | -30 | Dimmable | 20% | Yes | Damp Location Rated | No |  |  | 2013-09-01 | 2016-10-31 | United States, Canada | ES_20570_LED8P20D27KFL_09182014195558_0158390 | 2282731
Technical Consumer Products, Inc. (TCP) | TCP | LED8P20D27KNFL | LED8P20D27KNFL |  | PAR20 | Reflector (Flood/Spot) | E26 (Medium) | Directional | LED | 5 | 50 | 89 | 64 | 1921 |  | 25 | 500 | 8.5 | 58.8 | No | 25000 | 2700 | 81 | 12 | 0.9 | -29 | Dimmable | 5% |  | Recessed Fixtures |  |  |  | 2013-06-10 | 2014-09-18 | United States, Canada | ES_20570_LED8P20D27KNFL_09282014024349_2229555 | 2220668
Technical Consumer Products, Inc. (TCP) | TCP | LED8P20D30KFL | LED8P20D30KFL |  | PAR20 | Reflector (Flood/Spot) | E26 (Medium) | Directional | LED | 5 | 50 | 89 | 64 | 1636 |  | 40 | 515 | 8.6 | 59.9 | No | 25000 | 3000 | 82 | 5 | 0.9 | -29 | Dimmable | 5% |  | Recessed Fixtures |  |  |  | 2013-06-10 | 2014-09-18 | United States, Canada | ES_20570_LED8P20D30KFL_09282014024410_2250164 | 2220669
Technical Consumer Products, Inc. (TCP) | TCP | LED8P20D30KNFL | LED8P20D30KNFL |  | PAR20 | Reflector (Flood/Spot) | E26 (Medium) | Directional | LED | 5 | 50 | 89 | 64 | 1807 |  | 25 | 515 | 8.6 | 59.9 | No | 25000 | 3000 | 82 | 7 | 0.9 | -29 | Dimmable | 5% |  | Recessed Fixtures |  |  |  | 2013-06-10 | 2014-09-18 | United States, Canada | ES_20570_LED8P20D30KNFL_09282014024519_2319865 | 2220681
Technical Consumer Products, Inc. (TCP) | TCP | LED8P20D35KFL | LED8P20D35KFL |  | PAR20 | Reflector (Flood/Spot) | E26 (Medium) | Directional | LED | 5 | 50 | 89 | 64 | 1575 |  | 40 | 525 | 8.5 | 61.8 | No | 25000 | 3500 | 83 | 9 | 0.9 | -30 | Dimmable | 5% |  | Recessed Fixtures |  |  |  | 2014-01-01 | 2014-09-29 | United States, Canada | ES_20570_LED8P20D35KFL_10142014004130_7290938 | 2222292
Technical Consumer Products, Inc. (TCP) | TCP | LED8P20D35KNFL | LED8P20D35KNFL |  | PAR20 | Reflector (Flood/Spot) | E26 (Medium) | Directional | LED | 5 | 50 | 89 | 64 | 2026 |  | 25 | 525 | 8.6 | 61 | No | 25000 | 3500 | 83 | 10 | 0.9 | -30 | Dimmable | 5% |  | Recessed Fixtures |  |  |  | 2014-01-01 | 2014-09-29 | United States, Canada | ES_20570_LED8P20D35KNFL_10142014004151_7311395 | 2222293
Technical Consumer Products, Inc. (TCP) | TCP | LED8P20D41KFL | LED8P20D41KFL |  | PAR20 | Reflector (Flood/Spot) | E26 (Medium) | Directional | LED | 5 | 50 | 89 | 64 | 1436 |  | 40 | 530 | 8 | 66.3 | No | 25000 | 4000 | 86 | 23 | 0.9 | -30 | Dimmable | 5% |  | Recessed Fixtures |  |  |  | 2013-06-10 | 2014-09-08 | United States, Canada | ES_20570_LED8P20D41KFL_09112014022831_2511481 | 2219004
Technical Consumer Products, Inc. (TCP) | TCP | LED8P20D41KNFL | LED8P20D41KNFL |  | PAR20 | Reflector (Flood/Spot) | E26 (Medium) | Directional | LED | 5 | 50 | 89 | 64 | 2111 |  | 25 | 530 | 8 | 66.2 | No | 25000 | 4000 | 83 | 14 | 0.9 | -29 | Dimmable | 5% |  | Recessed Fixtures |  |  |  | 2013-06-10 | 2014-09-18 | United States, Canada | ES_20570_LED8P20D41KNFL_09282014024539_2339536 | 2221251
Technical Consumer Products, Inc. (TCP) | TCP | LED8R2030K | LED8R2030K |  | R20 | Reflector (Flood/Spot) | E26 (Medium) | Directional | LED | 5 | 50 | 89 | 64 |  |  |  | 600 | 8 | 75 | No | 25000 | 3000 | 83 | 21 | 0.8 | -29 |  |  |  | Recessed Fixtures |  |  |  | 2013-06-10 | 2014-07-15 | United States, Canada | ES_20570_LED8R2030K_07152014162302_1382179 | 2215539
Technical Consumer Products, Inc. (TCP) | TCP | LED8R2041K | LED8R2041K |  | R20 | Reflector (Flood/Spot) | E26 (Medium) | Directional | LED | 5 | 50 | 89 | 64 |  |  |  | 650 | 8 | 81 | No | 25000 | 4000 | 84 | 24 | 0.8 | -30 |  |  |  | Recessed Fixtures |  |  |  | 2013-06-10 | 2014-07-15 | United States, Canada | ES_20570_LED8R2041K_07152014162346_1426196 | 2215540
Technical Consumer Products, Inc. (TCP) | TCP | LED8R20D27K | LED8R20D27K |  | R20 | Reflector (Flood/Spot) | E26 (Medium) | Directional | LED | 5 | 50 | 89 | 64 |  |  |  | 525 | 8 | 65.6 | No | 25000 | 2700 | 83 | 20 | 0.9 | -30 | Dimmable | 5% |  | Recessed Fixtures |  |  |  | 2013-08-02 | 2014-06-11 | United States, Canada | ES_20570_LED8R20D27K_06172014194556_4356142 | 2213284
Technical Consumer Products, Inc. (TCP) | TCP | LED8R20D27K | LED8R20D27K |  | R20 | Reflector (Flood/Spot) | E26 (Medium) | Directional | LED | 5 | 50 | 95 | 63.3 |  |  | 110 | 575 | 8 | 71.9 | No | 25000 | 2700 | 82 | 12 | 0.7 | -30 | Dimmable | 18% | Yes | Damp Location Rated | No |  |  | 2013-08-10 | 2016-06-14 | United States | ES_20570_LED8R20D27K_06152016005811_2291452 | 2269743
Technical Consumer Products, Inc. (TCP) | TCP | LED8R20D30K | LED8R20D30K |  | R20 | Reflector (Flood/Spot) | E26 (Medium) | Directional | LED | 5 | 50 | 89 | 64 |  |  |  | 525 | 8 | 65.6 | No | 25000 | 3000 | 83 | 20 | 0.9 | -30 | Dimmable | 5% |  | Recessed Fixtures |  |  |  | 2013-08-02 | 2014-06-11 | United States, Canada | ES_20570_LED8R20D30K_06172014194616_4376372 | 2213297
Technical Consumer Products, Inc. (TCP) | TCP | LED8R20D41K | LED8R20D41K |  | R20 | Reflector (Flood/Spot) | E26 (Medium) | Directional | LED | 5 | 50 | 89 | 64 |  |  |  | 555 | 8 | 69 | No | 25000 | 4000 | 83 | 22 | 0.9 | -30 | Dimmable | 5% |  | Recessed Fixtures |  |  |  | 2013-08-02 | 2014-06-11 | United States, Canada | ES_20570_LED8R20D41K_06172014194634_4394476 | 2213296
Technical Consumer Products, Inc. (TCP) | TCP | LED9A1927K | LED9A1927K |  | A19 | General Purpose Replacement | E26 (Medium) | Omnidirectional | LED | 5 | 60 | 115.6 | 60.5 |  |  |  | 800 | 9 | 88.9 | No | 15000 | 2700 | 82 | 6 | 0.6 | -30 |  |  | Yes | Damp Location Rated | No |  |  | 2014-10-01 | 2016-06-29 | United States | ES_20570_LED9A1927K_06292016161007_6607900 | 2271182
Technical Consumer Products, Inc. (TCP) | TCP | LED9A1927KU | LED9A1927KU |  | A19 | General Purpose Replacement | E26 (Medium) | Omnidirectional | LED | 5 | 60 | 115.6 | 60.5 |  |  |  | 800 | 9 | 88.9 | No | 15000 | 2700 | 82 | 6 | 0.6 | -30 |  |  | Yes | Damp Location Rated | No |  |  | 2016-07-01 | 2016-08-02 | United States | ES_20570_LED9A1927KU_08022016123206_1126568 | 2273923
Technical Consumer Products, Inc. (TCP) | TCP | LED9A1930K | LED9A1930K |  | A19 | General Purpose Replacement | E26 (Medium) | Omnidirectional | LED | 5 | 60 | 109 | 61 |  |  |  | 825 | 9 | 91.7 | No | 15000 | 3000 | 81 | 5 | 0.6 | -30 |  |  | Yes | Damp Location Rated | No |  |  | 2014-10-01 | 2016-09-02 | United States, Canada | ES_20570_LED9A1930K_09032016010131_4491963 | 2278398
Technical Consumer Products, Inc. (TCP) | TCP | LED9A1950K | LED9A1950K |  | A19 | General Purpose Replacement | E26 (Medium) | Omnidirectional | LED | 5 | 60 | 115.6 | 60.5 |  |  |  | 850 | 9 | 94.4 | No | 15000 | 5000 | 83 | 7 | 0.6 | -30 |  |  | Yes | Damp Location Rated | No |  |  | 2014-11-01 | 2016-09-20 | United States | ES_20570_LED9A1950K_09202016195706_1426258 | 2279811
Technical Consumer Products, Inc. (TCP) | TCP | LED9BR30D27K | LED9BR30D27K |  | BR30 | Reflector (Flood/Spot) | E26 (Medium) | Directional | LED | 5 | 65 | 133.5 | 95.3 |  |  | 110 | 700 | 9 | 77.8 | No | 25000 | 2700 | 81 | 5 | 0.9 | -30 | Dimmable | 4% | Yes | Damp Location Rated | No |  |  | 2016-06-01 | 2016-07-15 | United States | ES_20570_LED9BR30D27K_07152016200233_2953540 | 2272520
Technical Consumer Products, Inc. (TCP) | TCP | LED9BR30D30K | LED9BR30D30K |  | BR30 | Reflector (Flood/Spot) | E26 (Medium) | Directional | LED | 5 | 65 | 133.5 | 95.3 |  |  | 110 | 720 | 9.2 | 78.3 | No | 25000 | 3000 | 82 | 9 | 0.9 | -30 | Dimmable | 4% | Yes | Damp Location Rated | No |  |  | 2016-06-01 | 2016-08-25 | United States | ES_20570_LED9BR30D30K_08252016105611_2571680 | 2276452
Technical Consumer Products, Inc. (TCP) | TCP | LED9BR30D41K | LED9BR30D41K |  | BR30 | Reflector (Flood/Spot) | E26 (Medium) | Directional | LED | 5 | 65 | 133.5 | 95.3 |  |  | 110 | 740 | 9 | 82.2 | No | 25000 | 4000 | 81 | 7 | 0.9 | -30 | Dimmable | 4% | Yes | Damp Location Rated | No |  |  | 2016-06-01 | 2016-08-22 | United States, Canada | ES_20570_LED9BR30D41K_08222016174432_7872019 | 2276240
Technical Consumer Products, Inc. (TCP) | TCP | LED9BR30D50K | LED9BR30D50K |  | BR30 | Reflector (Flood/Spot) | E26 (Medium) | Directional | LED | 5 | 65 | 133.7 | 95.4 |  |  | 110 | 775 | 9 | 86.1 | No | 25000 | 5000 | 82 | 7 | 0.9 | -30 | Dimmable | 4% | Yes | Damp Location Rated | No |  |  | 2016-06-01 | 2016-08-02 | United States, Canada | ES_20570_LED9BR30D50K_08022016112752_7272242 | 2273928
Technical Consumer Products, Inc. (TCP) | TCP | LP381430KNDB | LP381430KNDB |  | PAR38 | Reflector (Flood/Spot) | E26 (Medium) | Directional | LED | 5 | 90 | 135 | 122 | 2292 |  | 40 | 1050 | 14 | 77.8 | No | 25000 | 3000 | 82 | 4 | 0.8 | -30 |  |  |  | Recessed Fixtures |  |  |  | 2013-08-12 | 2014-06-23 | United States, Canada | ES_20570_LP381430KNDB_06232014131225_9145971 | 2213692
Technical Consumer Products, Inc. (TCP) | TCP | LP381430WLD2 | LP381430WLD2 |  | PAR38 | Reflector (Flood/Spot) | E26 (Medium) | Directional | LED | 3 | 90 | 135 | 122 | 1876 |  | 40 | 1050 | 14 | 75 | No | 25000 | 3000 | 83 | 17 | 0.9 | -29 | Dimmable | 5% |  | Wet Location Rated,Recessed Fixtures,Not for Use in Enclosed Fixtures |  |  |  | 2015-06-05 | 2015-06-16 | United States, Canada | ES_20570_LP381430WLD2_06162015223334_4014683 | 2241651
Technical Consumer Products, Inc. (TCP) | TCP | RLA6027D | RLA6027D | ,RLA6027D2,; ,RLA6027D4, | A19 | General Purpose Replacement | E26 (Medium) | Omnidirectional | LED | 3 | 60 | 109 | 61 |  |  |  | 800 | 9.5 | 84.2 | No | 25000 | 2700 | 81 | 7 | 0.8 | -29 | Dimmable | 20% | Yes | Damp Location Rated | No |  |  | 2016-04-01 | 2016-09-01 | United States, Canada | ES_20570_RLA6027D_09012016211325_4405699 | 2277996
Technical Consumer Products, Inc. (TCP) | TCP | RLA6027ND | RLA6027ND | ,RLA6027ND2, | A19 | General Purpose Replacement | E26 (Medium) | Omnidirectional | LED | 3 | 60 | 115.6 | 60.5 |  |  |  | 800 | 9 | 88.9 | No | 15000 | 2700 | 82 | 6 | 0.6 | -29 |  |  | Yes | Damp Location Rated | No |  |  | 2016-01-01 | 2016-06-22 | United States | ES_20570_RLA6027ND_06222016220639_3199052 | 2270428
Technical Consumer Products, Inc. (TCP) | TCP | RLA6050D | RLA6050D | ,RLA6050D2,; ,RLA6050D4, | A19 | General Purpose Replacement | E26 (Medium) | Omnidirectional | LED | 3 | 60 | 109 | 61 |  |  |  | 800 | 9.5 | 84.2 | No | 25000 | 5000 | 83 | 7 | 0.8 | -29 | Dimmable | 20% | Yes | Damp Location Rated | No |  |  | 2016-04-01 | 2016-09-02 | United States, Canada | ES_20570_RLA6050D_09022016183954_1594127 | 2278341
Technical Consumer Products, Inc. (TCP) | TCP | RLA6050ND | RLA6050ND | ,RLA6050ND2, | A19 | General Purpose Replacement | E26 (Medium) | Omnidirectional | LED | 3 | 60 | 115.6 | 60.5 |  |  |  | 800 | 9 | 88.9 | No | 15000 | 5000 | 83 | 7 | 0.6 | -29 |  |  | Yes | Damp Location Rated | No |  |  | 2016-01-01 | 2016-06-22 | United States | ES_20570_RLA6050ND_06222016220808_3288387 | 2270429
Technical Consumer Products, Inc. (TCP) | TCP | RLAO1027GUD | RLAO1027GUD |  | A19 | General Purpose Replacement | GU24 | Omnidirectional | LED | 3 | 60 | 116 | 61 |  |  |  | 860 | 10.3 | 84 | No | 25000 | 2700 | 81 | 6 | 0.9 | -29 | Dimmable | 20% | Yes | Damp Location Rated | No |  |  | 2015-12-01 | 2016-08-08 | United States, Canada | ES_20570_RLAO1027GUD_08082016133237_3157747 | 2274351
Technical Consumer Products, Inc. (TCP) | TCP | RLAO1050C2 | RLAO1050C2 |  | A19 | General Purpose Replacement | E26 (Medium) | Omnidirectional | LED | 3 | 60 | 113.5 | 61 |  |  |  | 800 | 10 | 80 | No | 25000 | 5000 | 83 | 22 | 0.9 | -29 | Dimmable | 5% |  | Other,Table, Vanity |  |  |  | 2013-12-01 | 2014-06-11 | United States, Canada | ES_20570_RLAO1050C2_06182014123437_4877188 | 2213353
Technical Consumer Products, Inc. (TCP) | TCP | RLAO10W27K | RLAO10W27K | ,CANRLAO10W27K,; ,RLAO10W27K24,; ,RLAO10W27KC, | A19 | General Purpose Replacement | E26 (Medium) | Omnidirectional | LED | 3 | 60 | 113.5 | 61 |  |  |  | 800 | 10 | 80 | No | 25000 | 2700 | 83 | 22 | 0.9 | -29 | Dimmable | 5% |  | None |  |  |  | 2013-12-01 | 2014-09-26 | United States, Canada | ES_20570_RLAO10W27K_10112014034757_9277228 | 2222134
Technical Consumer Products, Inc. (TCP) | TCP | RLAO10W27KP | RLAO10W27KP | RLAO10W27KP,RLAO10W27KP, | A19 | General Purpose Replacement | E26 (Medium) | Omnidirectional | LED | 3 | 60 | 113.5 | 61 |  |  |  | 800 | 10 | 80 | No | 25000 | 2700 | 83 | 22 | 0.9 | -29 | Dimmable | 5% |  | Other,Table, Vanity |  |  |  | 2013-12-01 | 2014-06-20 | United States, Canada | ES_20570_RLAO10W27KP_06202014143451_4891255 | 2213493
Technical Consumer Products, Inc. (TCP) | TCP | RLAO10W50K | RLAO10W50K |  | A19 | General Purpose Replacement | E26 (Medium) | Omnidirectional | LED | 3 | 60 | 113.5 | 61 |  |  |  | 800 | 10 | 80 | No | 25000 | 5000 | 83 | 22 | 0.9 | -29 | Dimmable | 5% |  | Other,Table, Vanity |  |  |  | 2013-12-01 | 2014-06-20 | United States, Canada | ES_20570_RLAO10W50K_06202014143337_4817678 | 2213494
Technical Consumer Products, Inc. (TCP) | TCP | RLAO10W50KC | RLAO10W50KC |  | A19 | General Purpose Replacement | E26 (Medium) | Omnidirectional | LED | 3 | 60 | 113.5 | 61 |  |  |  | 800 | 10 | 80 | No | 25000 | 5000 | 83 | 22 | 0.9 | -29 | Dimmable | 5% |  | Other,Table, Vanity |  |  |  | 2013-12-01 | 2014-06-20 | United States, Canada | ES_20570_RLAO10W50KC_06202014143422_4862814 | 2213495
Technical Consumer Products, Inc. (TCP) | TCP | RLAO1327D | RLAO1327D | ,CRLAO1327D, | A19 | General Purpose Replacement | E26 (Medium) | Omnidirectional | LED | 5 | 75 | 135 | 78 |  |  |  | 1200 | 13.3 | 90.2 | No | 25000 | 2700 | 83 | 22 | 0.9 | -29 | Dimmable | 5% |  | Recessed Fixtures |  |  |  | 2014-08-01 | 2014-10-20 | United States, Canada | ES_20570_RLAO1327D_10212014042152_5312780 | 2222834
Technical Consumer Products, Inc. (TCP) | TCP | RLAO1350D | RLAO1350D | ,CRLAO1350D, | A19 | General Purpose Replacement | E26 (Medium) | Omnidirectional | LED | 5 | 75 | 135 | 78 |  |  |  | 1300 | 13.3 | 97.7 | No | 25000 | 5000 | 83 | 9 | 0.9 | -29 | Dimmable | 5% |  | Recessed Fixtures |  |  |  | 2014-08-01 | 2014-10-20 | United States, Canada | ES_20570_RLAO1350D_10212014042442_5482647 | 2222836
Technical Consumer Products, Inc. (TCP) | TCP | RLAO1827D | RLAO1827D |  | A21 | General Purpose Replacement | E26 (Medium) | Omnidirectional | LED | 5 | 100 | 135 | 78 |  |  |  | 1600 | 18 | 88.9 | No | 25000 | 2700 | 83 | 21 | 0.9 | -29 | Dimmable | 5% |  | Recessed Fixtures |  |  |  | 2014-08-01 | 2014-10-20 | United States, Canada | ES_20570_RLAO1827D_10212014023406_8846572 | 2222815
Technical Consumer Products, Inc. (TCP) | TCP | RLAO1850D | RLAO1850D |  | A21 | General Purpose Replacement | E26 (Medium) | Omnidirectional | LED | 5 | 100 | 135 | 78 |  |  |  | 1700 | 18 | 94.4 | No | 25000 | 5000 | 83 | 10 | 1 | -29 | Dimmable | 5% |  | Recessed Fixtures |  |  |  | 2014-08-01 | 2014-10-20 | United States, Canada | ES_20570_RLAO1850D_10212014023346_8826116 | 2222813
Technical Consumer Products, Inc. (TCP) | TCP | RLAO7527D | RLAO7527D |  | A21 | General Purpose Replacement | E26 (Medium) | Omnidirectional | LED | 3 | 75 | 125.6 | 64.6 |  |  |  | 1125 | 14 | 80.4 | No | 25000 | 2700 | 82 | 8 | 0.7 | -29 | Dimmable | 17% | Yes | Damp Location Rated,Recessed Fixtures | No |  |  | 2016-01-01 | 2016-05-16 | United States | ES_20570_RLAO7527D_05162016185556_4956553 | 2266815
Technical Consumer Products, Inc. (TCP) | TCP | RLAO7550D | RLAO7550D |  | A21 | General Purpose Replacement | E26 (Medium) | Omnidirectional | LED | 3 | 75 | 125.6 | 64.6 |  |  |  | 1125 | 14 | 80.4 | No | 25000 | 5000 | 84 | 15 | 0.8 | -29 | Dimmable | 17% | Yes | Damp Location Rated,Recessed Fixtures | No |  |  | 2016-01-01 | 2016-05-16 | United States | ES_20570_RLAO7550D_05162016185614_4974534 | 2266816
Technical Consumer Products, Inc. (TCP) | TCP | RLAO7W27K | RLAO7W27K |  | A19 | General Purpose Replacement | E26 (Medium) | Omnidirectional | LED | 3 | 40 | 112 | 61 |  |  |  | 450 | 7 | 65 | No | 25000 | 2700 | 83 | 22 | 0.9 | -29 | Dimmable | 5% |  | Other,Table, Vanity |  |  |  | 2013-06-04 | 2014-06-11 | United States, Canada | ES_20570_RLAO7W27K_06182014124859_5739435 | 2213356
Technical Consumer Products, Inc. (TCP) | TCP | RLAO7W27K95 | RLAO7W27K95 |  | A19 | General Purpose Replacement | E26 (Medium) | Omnidirectional | LED | 5 | 40 | 112 | 61 |  |  |  | 450 | 7 | 64 | No | 25000 | 2700 | 91 | 50 | 0.9 | -29 | Dimmable | 5% |  | Other,Table, Vanity |  |  |  | 2013-06-04 | 2015-02-04 | United States, Canada | ES_20570_RLAO7W27K95_02042015133515_6915849 | 2232615
Technical Consumer Products, Inc. (TCP) | TCP | RLAO7W27KC | RLAO7W27KC |  | A19 | General Purpose Replacement | E26 (Medium) | Omnidirectional | LED | 3 | 40 | 112 | 61 |  |  |  | 450 | 7 | 65 | No | 25000 | 2700 | 83 | 22 | 0.9 | -29 | Dimmable | 5% |  | Other,Table, Vanity |  |  |  | 2013-06-04 | 2014-06-20 | United States, Canada | ES_20570_RLAO7W27KC_06202014143514_4914701 | 2213496
Technical Consumer Products, Inc. (TCP) | TCP | RLAO7W50K | RLAO7W50K |  | A19 | General Purpose Replacement | E26 (Medium) | Omnidirectional | LED | 3 | 40 | 112 | 61 |  |  |  | 550 | 7 | 79 | No | 25000 | 5000 | 83 | 9 | 0.9 | -29 | Dimmable | 5% |  | Other,Table, Vanity |  |  |  | 2014-06-02 | 2014-06-20 | United States, Canada | ES_20570_RLAO7W50K_06202014143602_4962755 | 2213497
Technical Consumer Products, Inc. (TCP) | TCP | RLAO927D | RLAO927D |  | A19 | General Purpose Replacement | E26 (Medium) | Omnidirectional | LED | 3 | 60 | 115.7 | 60.6 |  |  |  | 800 | 9.6 | 83.3 | No | 25000 | 2700 | 82 | 11 | 0.7 | -29 | Dimmable | 20% | Yes | Damp Location Rated | No |  |  | 2015-07-01 | 2016-06-27 | United States | ES_20570_RLAO927D_06282016004119_4479670 | 2270983
Technical Consumer Products, Inc. (TCP) | TCP | RLAO950D | RLAO950D |  | A19 | General Purpose Replacement | E26 (Medium) | Omnidirectional | LED | 3 | 60 | 115.6 | 60.7 |  |  |  | 800 | 9.7 | 82.5 | No | 25000 | 5000 | 84 | 15 | 0.7 | -29 | Dimmable | 20% | Yes | Damp Location Rated | No |  |  | 2015-07-01 | 2016-06-27 | United States | ES_20570_RLAO950D_06282016004820_4900223 | 2270984
Technical Consumer Products, Inc. (TCP) | TCP | RLBR301027CD2P | RLBR301027CD2P |  | BR30 | Reflector (Flood/Spot) | E26 (Medium) | Directional | LED | 3 | 65 | 135 | 122 |  |  |  | 650 | 10 | 65 | No | 25000 | 2700 | 82 | 17 | 0.9 | -29 | Dimmable | 5% |  | Recessed Fixtures |  |  |  | 2013-06-21 | 2014-06-23 | United States, Canada | ES_20570_RLBR301027CD2P_06232014124932_7772970 | 2213679
Technical Consumer Products, Inc. (TCP) | TCP | RLBR3010W27KCD2P | RLBR3010W27KCD2P |  | BR30 | Reflector (Flood/Spot) | E26 (Medium) | Directional | LED | 3 | 65 | 135 | 122 |  |  |  | 650 | 10 | 65 | No | 25000 | 2700 | 82 | 17 | 0.9 | -29 | Dimmable | 5% |  | Recessed Fixtures |  |  |  | 2013-06-21 | 2014-06-23 | United States, Canada | ES_20570_RLBR3010W27KCD2P_06232014124908_7748956 | 2213684
Technical Consumer Products, Inc. (TCP) | TCP | RLBR3010W27KD2 | RLBR3010W27KD2 |  | BR30 | Reflector (Flood/Spot) | E26 (Medium) | Directional | LED | 3 | 65 | 135 | 122 |  |  |  | 650 | 10 | 65 | No | 25000 | 2700 | 82 | 17 | 0.9 | -29 | Dimmable | 5% |  | Recessed Fixtures |  |  |  | 2013-06-21 | 2014-08-11 | United States, Canada | ES_20570_RLBR3010W27KD2_08112014155129_2289360 | 2217288
Technical Consumer Products, Inc. (TCP) | TCP | RLBR3010W27KND | RLBR3010W27KND | ,CRLBR3010W27KND,; ,CRLBR3010W27KND2,; ,RLBR3010W27KND2,; ,RLBR3010W27KNDC, | BR30 | Reflector (Flood/Spot) | E26 (Medium) | Directional | LED | 3 | 65 | 135 | 122 |  |  |  | 650 | 10 | 65 | No | 25000 | 2700 | 82 | 18 | 0.8 | -29 |  |  |  | Recessed Fixtures |  |  |  | 2013-06-10 | 2014-09-02 | United States, Canada | ES_20570_RLBR3010W27KND_09022014131314_3594390 | 2218437
Technical Consumer Products, Inc. (TCP) | TCP | RLBR3012W27KD95 | RLBR3012W27KD95 | ,RLBR3012W27D95HD, | BR30 | Reflector (Flood/Spot) | E26 (Medium) | Directional | LED | 5 | 65 | 135 | 122 |  |  |  | 650 | 12 | 54.1 | No | 25000 | 2700 | 95 | 66 | 0.9 | -29 | Dimmable | 5% |  | Recessed Fixtures |  |  |  | 2013-06-21 | 2014-09-25 | United States, Canada | ES_20570_RLBR3012W27KD95_09262014024032_9232701 | 2220347
Technical Consumer Products, Inc. (TCP) | TCP | RLBR30927KD | RLBR30927KD | ,RLBR30927KD2,; ,RLBR30927KD6,; ,RLBR30927KD8, | BR30 | Reflector (Flood/Spot) | E26 (Medium) | Directional | LED | 3 | 65 | 133.5 | 95.1 |  |  | 110 | 650 | 9 | 72.2 | No | 25000 | 2700 | 81 | 3 | 0.7 | -29 | Dimmable | 4% | Yes | Damp Location Rated | No |  |  | 2015-04-01 | 2016-03-24 | United States | ES_20570_RLBR30927KD_03242016115523_0523644 | 2263714
Technical Consumer Products, Inc. (TCP) | TCP | RLBR30950KD | RLBR30950KD | ,RLBR30950KD2,; ,RLBR30950KD6,; ,RLBR30950KD8, | BR30 | Reflector (Flood/Spot) | E26 (Medium) | Directional | LED | 3 | 65 | 133.5 | 95.1 |  |  | 110 | 700 | 9 | 77.8 | No | 25000 | 5000 | 84 | 15 | 0.7 | -29 | Dimmable | 4% | Yes | Damp Location Rated | No |  |  | 2015-04-01 | 2016-06-17 | United States | ES_20570_RLBR30950KD_06172016220745_1265530 | 2270046
Technical Consumer Products, Inc. (TCP) | TCP | RLBR4014W27KD | RLBR4014W27KD | ,RLBR4014W27D6, | BR40 | Reflector (Flood/Spot) | E26 (Medium) | Directional | LED | 3 | 85 | 152.3 | 127.4 |  |  | 110 | 1063 | 14 | 75.9 | No | 25000 | 2700 | 82 | 11 | 0.8 | -29 | Dimmable | 18% | Yes | Damp Location Rated | No |  |  | 2014-06-25 | 2016-05-04 | United States, Canada | ES_20570_RLBR4014W27KD_05042016142625_1985982 | 2266085
Technical Consumer Products, Inc. (TCP) | TCP | RLBR4014W50KD | RLBR4014W50KD | ,RLBR4014W50D6, | BR40 | Reflector (Flood/Spot) | E26 (Medium) | Directional | LED | 3 | 85 | 152.3 | 127.4 |  |  | 110 | 1063 | 14 | 75.9 | No | 25000 | 5000 | 84 | 14 | 0.8 | -29 | Dimmable | 18% | Yes | Damp Location Rated | No |  |  | 2014-06-25 | 2016-05-04 | United States, Canada | ES_20570_RLBR4014W50KD_05042016143548_2548773 | 2266086
Technical Consumer Products, Inc. (TCP) | TCP | RLBR4017W27KD95 | RLBR4017W27KD95 |  | BR40 | Reflector (Flood/Spot) | E26 (Medium) | Directional | LED | 5 | 85 | 135 | 122 |  |  |  | 1100 | 17 | 64.7 | No | 25000 | 2700 | 92 | 53 | 0.9 | -29 | Dimmable | 5% |  | Recessed Fixtures |  |  |  | 2013-06-21 | 2014-12-18 | United States, Canada | ES_20570_RLBR4017W27KD95_12182014194209_1729863 | 2229591
Technical Consumer Products, Inc. (TCP) | TCP | RLDCT5W27K | RLDCT5W27K | ,CANRLDCT5W27K2,; ,CANRLDCT5W27KF2,; ,RLDCF5W27K,; ,RLDCF5W27K2,; ,RLDCF5W27KF,; ,RLDCF5W27KF2,; ,RLDCT527KC3,; ,RLDCT5W27K2,; ,RLDCT5W27KC2,; ,RLDCT5W27KF,; ,RLDCT5W27KF2, | BA10 | Decorative | E12 (Candelabra) | Decorative | LED | 3 | 40 | 96.5 | 35.6 |  |  |  | 300 | 5 | 60 | No | 25000 | 2700 | 83 | 22 | 0.9 | -29 | Dimmable | 5% |  | Other,Chandelier |  |  |  | 2014-01-01 | 2014-09-11 | United States, Canada | ES_20570_RLDCT5W27K_09112014181717_9437053 | 2219503
Technical Consumer Products, Inc. (TCP) | TCP | RLDT5W27K | RLDT5W27K | ,CANRLDT5W27K2,; ,CANRLDT5W27KF2,; ,RLDF5W27K,; ,RLDF5W27K2,; ,RLDF5W27KF,; ,RLDF5W27KF2,; ,RLDT5W27K2,; ,RLDT5W27KF,; ,RLDT5W27KF2, | B10 | Decorative | E26 (Medium) | Decorative | LED | 3 | 40 | 96.5 | 35.6 |  |  |  | 300 | 5 | 60 | No | 25000 | 2700 | 83 | 22 | 0.9 | -29 | Dimmable | 5% |  | Other,Chandalier |  |  |  | 2014-01-01 | 2014-09-16 | United States, Canada | ES_20570_RLDT5W27K_09202014182128_7288917 | 2219911
Technical Consumer Products, Inc. (TCP) | TCP | RLG254027D | RLG254027D |  | G25 | Globe | E26 (Medium) | Decorative | LED | 3 | 40 | 111.8 | 78.7 |  |  |  | 350 | 4.3 | 81.4 | No | 25000 | 2700 | 81 | 1 | 0.8 | -29 | Dimmable | 20% | Yes | Damp Location Rated | No |  |  | 2016-05-01 | 2016-10-03 | United States | ES_20570_RLG254027D_10032016134215_2135087 | 2280534
Technical Consumer Products, Inc. (TCP) | TCP | RLG254050D | RLG254050D |  | G25 | Globe | E26 (Medium) | Decorative | LED | 3 | 40 | 111.8 | 78.7 |  |  |  | 400 | 4.3 | 93 | No | 25000 | 5000 | 83 | 8 | 0.8 | -29 | Dimmable | 20% | Yes | Damp Location Rated | No |  |  | 2016-05-01 | 2016-10-03 | United States | ES_20570_RLG254050D_10032016163248_2368386 | 2280543
Technical Consumer Products, Inc. (TCP) | TCP | RLG25527KND48 | RLG25527KND48 |  | G25 | Globe | E26 (Medium) | Decorative | LED | 5 | 40 | 102 | 79 |  |  |  | 350 | 5 | 70 | No | 25000 | 2700 | 82 | 18 | 0.9 | -29 |  |  |  | None |  |  |  | 2014-06-03 | 2014-09-02 | United States, Canada | ES_20570_RLG25527KND48_09022014174604_9964927 | 2218474
Technical Consumer Products, Inc. (TCP) | TCP | RLG255W27K | RLG255W27K | ,CANRLG255W27K,; ,CANRLG255W27K2,; ,RLG255W27K2, | G25 | Globe | E26 (Medium) | Decorative | LED | 3 | 40 | 102 | 79 |  |  |  | 350 | 5 | 70 | No | 25000 | 2700 | 83 | 20 | 0.9 | -29 | Dimmable | 10% |  | None |  |  |  | 2013-12-13 | 2014-09-08 | United States, Canada | ES_20570_RLG255W27K_09072014132250_6170473 | 2218738
Technical Consumer Products, Inc. (TCP) | TCP | RLG255W27KND | RLG255W27KND | ,CANRLG255W27K2ND,; ,CANRLG255W27KND,; ,CRLG25527KND48,; ,RLG25527KND,; ,RLG255W27K2ND, | G25 | Globe | E26 (Medium) | Decorative | LED | 5 | 40 | 102 | 79 |  |  |  | 350 | 5 | 70 | No | 25000 | 2700 | 82 | 18 | 0.9 | -29 |  |  |  | None |  |  |  | 2014-06-03 | 2014-08-01 | United States, Canada | ES_20570_RLG255W27KND_08062014021815_1495611 | 2217062
Technical Consumer Products, Inc. (TCP) | TCP | RLG255W50K | RLG255W50K |  | G25 | Globe | E26 (Medium) | Decorative | LED | 3 | 40 | 102 | 79 |  |  |  | 400 | 5 | 80 | No | 25000 | 5000 | 83 | 7 | 0.9 | -29 | Dimmable | 10% |  | None |  |  |  | 2013-12-13 | 2014-09-02 | United States, Canada | ES_20570_RLG255W50K_09022014174626_9986158 | 2218473
Technical Consumer Products, Inc. (TCP) | TCP | RLG256027D | RLG256027D |  | G25 | Globe | E26 (Medium) | Decorative | LED | 3 | 60 | 111.2 | 77.6 |  |  |  | 500 | 6 | 83.3 | No | 25000 | 2700 | 82 | 5 | 0.8 | -29 | Dimmable | 18% | Yes | Damp Location Rated | No |  |  | 2016-06-01 | 2016-10-03 | United States | ES_20570_RLG256027D_10032016135305_2785264 | 2280537
Technical Consumer Products, Inc. (TCP) | TCP | RLMR16812V30KD | RLMR16812V30KD |  | MR16 | Reflector (Flood/Spot) | GU5.3 | Directional | LED | 3 | 50 | 50.3 | 49.3 | 1089 |  | 40 | 610 | 7.4 | 75.4 | No | 25000 | 3000 | 82 | 12 | 0.9 | -29 | Dimmable | 4% | Yes | Damp Location Rated | No |  |  | 2014-11-01 | 2016-10-05 | United States, Canada | ES_20570_RLMR16812V30KD_10052016165123_6283178 | 2280698
Technical Consumer Products, Inc. (TCP) | TCP | RLMR16812V30KD | RLMR16812V30KD |  | MR16 | Reflector (Flood/Spot) | GU5.3 | Directional | LED | 3 | 50 | 50.8 | 50.8 | 1211 |  | 40 | 500 | 8 | 62.5 | No | 25000 | 3000 | 83 | 21 | 0.9 | -29 | Dimmable | 5% |  | Recessed Fixtures |  |  |  | 2014-01-01 | 2014-11-13 | United States | ES_20570_RLMR16812V30KD_11132014215709_5829718 | 2225079
Technical Consumer Products, Inc. (TCP) | TCP | RLP168W30KD | RLP168W30KD | ,CRLP168W30KD, | PAR16 | Reflector (Flood/Spot) | E26 (Medium) | Directional | LED | 3 | 50 | 77.5 | 50.8 | 1336 |  | 40 | 500 | 7.8 | 64 | No | 25000 | 3000 | 85 | 28 | 0.9 | -29 | Dimmable | 5% |  | Recessed Fixtures |  |  |  | 2013-08-20 | 2015-01-09 | United States, Canada | ES_20570_RLP168W30KD_01092015143827_4307109 | 2230790
Technical Consumer Products, Inc. (TCP) | TCP | RLP2010W30KD95 | RLP2010W30KD95 |  | PAR20 | Reflector (Flood/Spot) | E26 (Medium) | Directional | LED | 5 | 50 | 89 | 64 | 859 |  | 40 | 600 | 10 | 60 | No | 25000 | 3000 | 92 | 52 | 0.9 | -29 | Dimmable | 5% |  | Enclosed Fixtures,Recessed Fixtures |  |  |  | 2014-10-01 | 2015-01-12 | United States, Canada | ES_20570_RLP2010W30KD95_01122015144331_3811316 | 2230824
Technical Consumer Products, Inc. (TCP) | TCP | RLP3014W30KD | RLP3014W30KD | ,CANRLP3014W30KD,; ,RLP3014W30KD2, | PAR30 | Reflector (Flood/Spot) | E26 (Medium) | Directional | LED | 3 | 75 | 122 | 97 | 2483 |  | 40 | 850 | 14.1 | 60 | No | 25000 | 3000 | 84 | 23 | 0.9 | -29 | Dimmable | 5% |  | Recessed Fixtures |  |  |  | 2013-01-01 | 2014-09-26 | United States, Canada | ES_20570_RLP3014W30KD_10132014201101_1061373 | 2222281
Technical Consumer Products, Inc. (TCP) | TCP | RLP3014W30KD95 | RLP3014W30KD95 |  | PAR30 | Reflector (Flood/Spot) | E26 (Medium) | Directional | LED | 3 | 75 | 122 | 97 | 2277 |  | 40 | 950 | 14.2 | 67 | No | 25000 | 3000 | 95 | 72 | 0.9 | -29 | Dimmable | 5% |  | Recessed Fixtures |  |  |  | 2013-01-01 | 2014-09-18 | United States, Canada | ES_20570_RLP3014W30KD95_09282014025624_2984139 | 2220682
Technical Consumer Products, Inc. (TCP) | TCP | RLP3014W50KD | RLP3014W50KD |  | PAR30 | Reflector (Flood/Spot) | E26 (Medium) | Directional | LED | 3 | 75 | 122 | 97 | 3208 |  | 40 | 950 | 14.4 | 66 | No | 25000 | 5000 | 83 | 9 | 0.9 | -29 | Dimmable | 5% |  | Recessed Fixtures |  |  |  | 2013-01-01 | 2014-10-09 | United States, Canada | ES_20570_RLP3014W50KD_10092014194225_3745487 | 2221946
Technical Consumer Products, Inc. (TCP) | TCP | RLP3817W30KD | RLP3817W30KD |  | PAR38 | Reflector (Flood/Spot) | E26 (Medium) | Directional | LED | 3 | 90 | 135 | 122 | 2751 |  | 40 | 1300 | 17 | 78 | No | 25000 | 3000 | 81 | 3 | 0.9 | -29 | Dimmable | 5% |  | Recessed Fixtures |  |  |  | 2013-08-13 | 2014-06-11 | United States, Canada | ES_20570_RLP3817W30KD_06172014194736_4456771 | 2213295
Technical Consumer Products, Inc. (TCP) | TCP | RLP3817W30KD95 | RLP3817W30KD95 |  | PAR38 | Reflector (Flood/Spot) | E26 (Medium) | Directional | LED | 5 | 90 | 135 | 122 | 2616 |  | 40 | 1200 | 17 | 70.6 | No | 25000 | 3000 | 93 | 56 | 0.9 | -29 | Dimmable | 5% |  | Recessed Fixtures |  |  |  | 2013-08-13 | 2014-12-18 | United States, Canada | ES_20570_RLP3817W30KD95_12182014194530_1930754 | 2229592
Technical Consumer Products, Inc. (TCP) | TCP | RLP3817W30KND | RLP3817W30KND |  | PAR38 | Reflector (Flood/Spot) | E26 (Medium) | Directional | LED | 3 | 90 | 134.6 | 121.9 | 2070 |  | 40 | 1050 | 17.1 | 61.7 | No | 25000 | 3000 | 82 | 4 | 0.9 | -29 |  |  |  | Recessed Fixtures |  |  |  | 2013-01-09 | 2014-09-18 | United States, Canada | ES_20570_RLP3817W30KND_09282014024328_2208210 | 2221269
Technical Consumer Products, Inc. (TCP) | TCP | RLP3817W50KD | RLP3817W50KD |  | PAR38 | Reflector (Flood/Spot) | E26 (Medium) | Directional | LED | 3 | 90 | 135 | 122 | 3571 |  | 40 | 1300 | 17 | 76.4 | No | 25000 | 5000 | 83 | 10 | 0.9 | -30 | Dimmable | 5% |  | Recessed Fixtures |  |  |  | 2013-01-01 | 2014-09-29 | United States, Canada | ES_20570_RLP3817W50KD_10142014004229_7349800 | 2222295
Technical Consumer Products, Inc. (TCP) | TCP | RLP3890W30KD4 | RLP3890W30KD4 |  | PAR38 | Reflector (Flood/Spot) | E26 (Medium) | Directional | LED | 3 | 90 | 130.1 | 120.7 | 1946 |  | 40 | 1050 | 12.9 | 81.4 | No | 25000 | 3000 | 83 | 18 | 0.7 | -29 | Dimmable | 17% | Yes | Wet Location Rated | No |  |  | 2016-02-23 | 2016-04-13 | United States, Canada | ES_20570_RLP3890W30KD4_08102016160526_5126663 | 2274526
Technical Consumer Products, Inc. (TCP) | TCP | RLR205027D | RLR205027D | ,RLR205027D2, | R20 | Reflector (Flood/Spot) | E26 (Medium) | Directional | LED | 3 | 50 | 95 | 63.3 |  |  | 110 | 525 | 7.4 | 70.9 | No | 25000 | 2700 | 82 | 12 | 0.7 | -29 | Dimmable | 18% | Yes | Damp Location Rated | No |  |  | 2016-02-01 | 2016-05-25 | United States | ES_20570_RLR205027D_05252016185803_2683323 | 2267930
Technical Consumer Products, Inc. (TCP) | TCP | RLR205050D | RLR205050D | ,RLR205050D2, | R20 | Reflector (Flood/Spot) | E26 (Medium) | Directional | LED | 3 | 50 | 95 | 63.3 |  |  | 110 | 550 | 7.1 | 77.5 | No | 25000 | 5000 | 84 | 10 | 0.8 | -29 | Dimmable | 18% | Yes | Damp Location Rated | No |  |  | 2016-02-01 | 2016-05-06 | United States | ES_20570_RLR205050D_05062016111737_3457719 | 2266206
Technical Consumer Products, Inc. (TCP) | TCP | RTGLED14P3827KNFL | RTGLED14P3827KNFL |  | PAR38 | Reflector (Flood/Spot) | E26 (Medium) | Directional | LED | 5 | 90 | 135 | 122 | 4995 |  | 25 | 900 | 14 | 64 | No | 25000 | 2700 | 85 | 14 | 0.8 | -30 |  |  |  | Recessed Fixtures |  |  |  | 2013-12-10 | 2015-02-07 | United States, Canada | ES_20570_RTGLED14P3827KNFL_02072015160041_4841276 | 2232796
The Home Depot | EcoSmart | 5bSA1600STQ1P03 | 1001654090 |  | A21 | General Purpose Replacement | E26 (Medium) | Omnidirectional | LED | 5 | 100 | 134 | 67 |  |  |  | 1727 | 15.1 | 114.7 | Yes | 25000 | 5000 | 84 | 19 | 1 | -20 |  |  |  | None |  |  |  | 2015-12-25 | 2015-12-31 | United States | ES_31912_1001654090_01052016140345_1578988 | 2256008
TGL Inc. | TGL Premium | LED lamps | TGL-7W-DIM-A19360-2700K |  | A19 | General Purpose Replacement | E26 (Medium) | Omnidirectional | LED | 5 | 60 | 114 | 60 |  |  |  | 810 | 7.5 | 117.5 | No | 25000 | 2700 | 81 | 8 | 0.7 | -20 |  | 20% |  | Not for Use in Enclosed Fixtures |  |  |  | 2016-04-06 | 2016-04-12 | United States, Canada | ES_1135710_TGL-7W-DIM-A19360-2700K_04142016105436_8436132 | 2264079
TGL Inc. | TGL Premium | LED lamps | TGL-7W-DIM-A19360-5000K |  | A19 | General Purpose Replacement | E26 (Medium) | Omnidirectional | LED | 5 | 60 | 114 | 60 |  |  |  | 810 | 7.5 | 121.7 | No | 25000 | 5000 | 85 | 19 | 0.7 | -20 |  | 20% |  | Not for Use in Enclosed Fixtures |  |  |  | 2016-04-06 | 2016-04-12 | United States, Canada | ES_1135710_TGL-7W-DIM-A19360-5000K_04142016105436_2255600 | 2264080
TGL Inc. | TGL Premium | LED Lamps | TGL-5W-DIM-A19360-2700K |  | A19 | General Purpose Replacement | E26 (Medium) | Omnidirectional | LED | 5 | 40 | 111.1 | 60 |  |  |  | 500 | 5 | 100 | No | 25000 | 2700 | 82 | 6 | 0.9 | -20 | Dimmable | 8% | No | None | No |  |  | 2016-09-19 | 2016-09-29 | United States, Canada | ES_1135710_TGL-5W-DIM-A19360-2700K_10042016125938_5970579 | 2280629
TGL Inc. | TGL Premium | LED Lamps | TGL-5W-DIM-A19360-5000K |  | A19 | General Purpose Replacement | E26 (Medium) | Omnidirectional | LED | 5 | 40 | 111.1 | 60 |  |  |  | 500 | 5 | 100 | No | 25000 | 5000 | 85 | 19 | 0.9 | -20 | Dimmable | 8% | No | None | No |  |  | 2016-09-19 | 2016-09-29 | United States, Canada | ES_1135710_TGL-5W-DIM-A19360-5000K_10042016125953_3844966 | 2280628
TGL Inc. | TGL Premium | PREMH-G5BR30-12W-300K | PREMH-G5BR30-12W-300K |  | BR30 | Reflector (Flood/Spot) | E26 (Medium) | Directional | LED | 5 | 65 | 132 | 95 |  |  |  | 800 | 12.2 | 65.6 | No | 25000 | 3000 | 91 | 56 | 0.9 | -40 | Dimmable | 10% | No | Damp Location Rated | No |  |  | 2016-01-01 | 2016-06-17 | United States, Canada | ES_1135710_PREMH-G5BR30-12W-300K_06152016171205_6298181 | 2270028
TGL Inc. | TGL Premium | PREMH-G5Par20-7W-270K | PREMH-G5Par20-7W-270K | ,PREMH-G5Par20-7W-270K,2700K; ,PREMH-G5Par20-7W-300K,3000K | PAR20 | Reflector (Flood/Spot) | E26 (Medium) | Directional | LED | 5 | 50 | 85 | 63 | 843 |  | 40 | 500 | 7 | 71.4 | No | 25000 | 2700 | 91 | 51 | 0.9 | -40 | Dimmable | 10% | No | Damp Location Rated | No |  |  | 2016-01-01 | 2016-06-17 | United States, Canada | ES_1135710_PREMH-G5Par20-7W-270K_06152016170847_4614526 | 2270024
TGL Inc. | TGL Premium | PREMH-G5Par30-11W-270K | PREMH-G5Par30-11W-270K | ,PREMH-G5Par30-11W-270K,2700K; ,PREMH-G5Par30-11W-300K,3000K | PAR30L | Reflector (Flood/Spot) | E26 (Medium) | Directional | LED | 5 | 75 | 119 | 94 | 1468 |  | 40 | 800 | 11 | 72.7 | No | 25000 | 2700 | 91 | 53 | 0.9 | -40 | Dimmable | 10% | No | Damp Location Rated | No |  |  | 2016-01-01 | 2016-06-17 | United States, Canada | ES_1135710_PREMH-G5Par30-11W-270K_06152016171034_3663904 | 2270026
TGL Inc. | TGL Premium | VINB10CDL-4W-270K | VINB10CDL-4W-270K |  | BA10 | Decorative | E26 (Medium) | Omnidirectional | LED | 3 | 40 | 102.3 | 31.8 |  |  |  | 330 | 4 | 82.5 | No | 15000 | 2700 | 82 | 7 | 0.9 | -40 | Dimmable | 10% |  | Damp Location Rated,Not for Use in Enclosed Fixtures |  |  |  | 2016-01-01 | 2016-04-18 | United States, Canada | ES_1135710_VINB10CDL-4W-270K_04182016095719_6614190 | 2264453
The Home Depot | EcoSmart | 5aSA-A460ST-Q1D-01 | 1000844317 |  | A19 | General Purpose Replacement | E26 (Medium) | Omnidirectional | LED | 5 | 40 | 106 | 60 |  |  |  | 450 | 6.5 | 69.2 | No | 25000 | 2700 | 83 | 13 | 1 | -20 | Dimmable | 10% |  | None |  |  |  | 2015-06-21 | 2015-07-08 | Canada | ES_31912_1000844317_07102015133113_5213371 | 2243029
The Home Depot | EcoSmart | 5aSA-A460ST-Q1D-01 | 1001370336 |  | A19 | General Purpose Replacement | E26 (Medium) | Omnidirectional | LED | 5 | 40 | 106 | 60 |  |  |  | 450 | 6.5 | 69.2 | No | 25000 | 2700 | 83 | 13 | 1 | -20 | Dimmable | 10% |  | None |  |  |  | 2015-04-17 | 2015-04-20 | United States | ES_31912_1001370336_04222015145458_8306966 | 2237688
The Home Depot | EcoSmart | 5aSA-A460ST-Q1D-04 | 1001370351 |  | A19 | General Purpose Replacement | E26 (Medium) | Omnidirectional | LED | 5 | 40 | 106 | 60 |  |  |  | 470 | 6.5 | 72.3 | No | 25000 | 5000 | 85 | 22 | 1 | -20 | Dimmable | 10% |  | None |  |  |  | 2015-04-17 | 2015-04-20 | United States | ES_31912_1001370351_04222015145458_1607352 | 2237689
The Home Depot | EcoSmart | 5aSA-A810SS-Q1D-01 | 1000844318 |  | A19 | General Purpose Replacement | E26 (Medium) | Omnidirectional | LED | 5 | 60 | 116 | 60 |  |  |  | 800 | 9 | 88.9 | No | 25000 | 2700 | 83 | 12 | 1 | -20 | Dimmable | 10% |  | None |  |  |  | 2015-06-20 | 2015-07-08 | Canada | ES_31912_1000844318_07102015133103_5240548 | 2243028
The Home Depot | EcoSmart | 5aSA-A810SS-Q1D-01 | 1001370384 |  | A19 | General Purpose Replacement | E26 (Medium) | Omnidirectional | LED | 5 | 60 | 116 | 60 |  |  |  | 800 | 9 | 88.9 | No | 25000 | 2700 | 83 | 12 | 1 | -20 | Dimmable | 10% |  | None |  |  |  | 2015-04-17 | 2015-04-20 | United States | ES_31912_1001370384_04222015145424_5435974 | 2237690
The Home Depot | EcoSmart | 5aSA-A810SS-Q1D-02 | 1001370396 |  | A19 | General Purpose Replacement | E26 (Medium) | Omnidirectional | LED | 5 | 60 | 116 | 60 |  |  |  | 800 | 9 | 88.9 | No | 25000 | 3000 | 84 | 19 | 1 | -20 | Dimmable | 10% |  | None |  |  |  | 2015-04-17 | 2015-04-20 | United States | ES_31912_1001370396_04222015145424_3327333 | 2237691
The Home Depot | EcoSmart | 5aSA-A810SS-Q1D-04 | 1001370398 |  | A19 | General Purpose Replacement | E26 (Medium) | Omnidirectional | LED | 5 | 60 | 116 | 60 |  |  |  | 840 | 9 | 93.3 | No | 25000 | 5000 | 85 | 21 | 1 | -20 | Dimmable | 10% |  | None |  |  |  | 2015-04-17 | 2015-04-20 | United States | ES_31912_1001370398_04222015145424_8666238 | 2237692
The Home Depot | EcoSmart | 5bHM450STW1D11 | 1001654147 |  | MR16 | Reflector (Flood/Spot) | GU5.3 | Directional | LED | 5 | 50 | 49 | 50 | 1201 |  | 40 |  | 6.8 | 66.2 | No | 25000 | 3000 | 82 | 5 | 0.8 | -20 | Dimmable | 10% |  | None |  |  |  | 2015-12-05 | 2015-12-09 | United States | ES_31912_1001654147_12102015130914_5837884 | 2254602
The Home Depot | EcoSmart | 5bHPR1000SW1D19 | 1001653703 |  | PAR38 | Reflector (Flood/Spot) | E26 (Medium) | Directional | LED | 5 | 90 | 132.4 | 120.5 | 2137 |  | 40 | 910 | 13 | 70 | No | 25000 | 3000 | 80 | 2 | 1 | -20 | Dimmable | 10% | No | None | No |  |  | 2016-07-15 | 2016-07-18 | United States | ES_31912_1001653703_07212016153717_2628703 | 2272889
The Home Depot | EcoSmart | 5bHPR1000SW1D20 | 1001653711 |  | PAR38 | Reflector (Flood/Spot) | E26 (Medium) | Directional | LED | 5 | 90 | 130 | 121 | 2290 |  | 40 |  | 13 | 75.7 | No | 25000 | 5000 | 83 | 12 | 1 | -20 | Dimmable | 10% |  | None |  |  |  | 2015-12-05 | 2015-12-09 | United States | ES_31912_1001653711_12102015130706_9456330 | 2254607
The Home Depot | EcoSmart | 5bHPR1000SW1D20 | 1001653711 |  | PAR38 | Reflector (Flood/Spot) | E26 (Medium) | Directional | LED | 5 | 90 | 132.4 | 120.5 | 2514 |  | 40 | 1000 | 13 | 79.6 | No | 25000 | 5000 | 83 | 12 | 1 | -20 | Dimmable | 10% | No | None | No |  |  | 2016-07-15 | 2016-07-18 | United States | ES_31912_1001653711_07212016153717_5340817 | 2272890
The Home Depot | EcoSmart | 5bHPR500STW1D18 | 1001654137 |  | PAR20 | Reflector (Flood/Spot) | E26 (Medium) | Directional | LED | 5 | 50 | 81 | 63 | 990 |  | 40 | 450 | 5.5 | 81.8 | No | 25000 | 3000 | 82 | 7 | 1 | -20 | Dimmable | 10% | No | None | No |  |  | 2016-07-01 | 2016-07-13 | United States | ES_31912_1001654137_07252016155356_1771449 | 2273415
The Home Depot | EcoSmart | 5bHPR500STW1D18 | 1001654137 |  | PAR20 | Reflector (Flood/Spot) | E26 (Medium) | Directional | LED | 5 | 50 | 81 | 63 | 990 |  | 40 |  | 5.5 | 81.8 | No | 25000 | 3000 | 82 | 7 | 1 | -20 | Dimmable | 10% |  | None |  |  |  | 2015-12-05 | 2015-12-09 | United States | ES_31912_1001654137_12102015130645_8300924 | 2254610
The Home Depot | EcoSmart | 5bHPR500STW1D19 | 1001654138 |  | PAR20 | Reflector (Flood/Spot) | E26 (Medium) | Directional | LED | 5 | 50 | 81 | 63 | 917 |  | 40 | 470 | 5.5 | 85.4 | No | 25000 | 5000 | 82 | 6 | 1 | -20 | Dimmable | 10% | No | None | No |  |  | 2016-07-01 | 2016-07-13 | United States | ES_31912_1001654138_07252016155356_1073835 | 2273416
The Home Depot | EcoSmart | 5bHPR500STW1D19 | 1001654138 |  | PAR20 | Reflector (Flood/Spot) | E26 (Medium) | Directional | LED | 5 | 50 | 81 | 63 | 917 |  | 40 |  | 5.5 | 85.4 | No | 25000 | 5000 | 82 | 6 | 1 | -20 | Dimmable | 10% |  | None |  |  |  | 2015-12-05 | 2015-12-09 | United States | ES_31912_1001654138_12102015130645_9390063 | 2254611
The Home Depot | EcoSmart | 5bHPR650STW1D29 | 1001653667 |  | PAR30L | Reflector (Flood/Spot) | E26 (Medium) | Directional | LED | 5 | 75 | 111 | 95 | 1701 |  | 40 |  | 9.5 | 68.4 | No | 25000 | 3000 | 82 | 6 | 1 | -20 | Dimmable | 10% |  | None |  |  |  | 2015-12-05 | 2015-12-09 | United States | ES_31912_1001653667_12102015130655_2625129 | 2254608
The Home Depot | EcoSmart | 5bHPR650STW1D29 | 1001653667 |  | PAR30L | Reflector (Flood/Spot) | E26 (Medium) | Directional | LED | 5 | 75 | 111.4 | 94.6 | 1701 |  | 40 | 665 | 9.5 | 70 | No | 25000 | 3000 | 82 | 6 | 1 | -20 | Dimmable | 10% | No | None | No |  |  | 2016-07-10 | 2016-07-12 | United States | ES_31912_1001653667_07212016153647_8654697 | 2272893
The Home Depot | EcoSmart | 5bHPR650STW1D30 | 1001653675 |  | PAR30L | Reflector (Flood/Spot) | E26 (Medium) | Directional | LED | 5 | 75 | 111 | 95 | 1755 |  | 40 |  | 9.5 | 71.6 | No | 25000 | 5000 | 85 | 20 | 1 | -20 | Dimmable | 10% |  | None |  |  |  | 2015-12-05 | 2015-12-09 | United States | ES_31912_1001653675_12102015130655_8100956 | 2254609
The Home Depot | EcoSmart | 5bHPR650STW1D30 | 1001653675 |  | PAR30L | Reflector (Flood/Spot) | E26 (Medium) | Directional | LED | 5 | 75 | 111.4 | 94.6 | 1755 |  | 40 | 665 | 9.5 | 70 | No | 25000 | 5000 | 85 | 20 | 1 | -20 | Dimmable | 10% | No | None | No |  |  | 2016-07-10 | 2016-07-12 | United States | ES_31912_1001653675_07212016153647_3247034 | 2272894
The Home Depot | EcoSmart | 5bSA1100STQ1D01 | 1001653693 |  | A19 | General Purpose Replacement | E26 (Medium) | Omnidirectional | LED | 5 | 75 | 116 | 60 |  |  |  | 1100 | 11 | 100 | No | 25000 | 2700 | 81 | 3 | 1 | -20 | Dimmable | 3% | No | None | No |  |  | 2016-05-25 | 2016-06-02 | United States | ES_31912_1001653693_06132016134541_8210335 | 2269491
The Home Depot | EcoSmart | 5bSA1100STQ1D01 | 1001653693 |  | A19 | General Purpose Replacement | E26 (Medium) | Omnidirectional | LED | 5 | 75 | 116 | 60 |  |  |  | 1100 | 11 | 100 | No | 25000 | 2700 | 81 | 7 | 1 | -20 | Dimmable | 3% | No | None | No |  |  | 2016-05-25 | 2016-06-02 | United States | ES_31912_1001653693_06132016134522_1234361 | 2269493
The Home Depot | EcoSmart | 5bSA1100STQ1D01 | 1001653693 |  | A19 | General Purpose Replacement | E26 (Medium) | Omnidirectional | LED | 5 | 75 | 116 | 60 |  |  |  | 1100 | 11.4 | 96.2 | No | 25000 | 2700 | 81 | 3 | 1 | -20 | Dimmable | 10% |  | Not for Use in Enclosed Fixtures |  |  |  | 2015-12-25 | 2015-12-31 | United States | ES_31912_1001653693_01052016140309_8405644 | 2256011
The Home Depot | EcoSmart | 5bSA1100STQ1D01 | 1001653693 |  | A19 | General Purpose Replacement | E26 (Medium) | Omnidirectional | LED | 5 | 75 | 116 | 70 |  |  |  | 1100 | 11.5 | 95.8 | No | 25000 | 2700 | 81 | 1 | 1 | -20 | Dimmable | 10% |  | None |  |  |  | 2015-12-05 | 2015-12-09 | United States | ES_31912_1001653693_12102015131822_8115649 | 2254625
The Home Depot | EcoSmart | 5bSA1100STQ1D03 | 1001653683 |  | A19 | General Purpose Replacement | E26 (Medium) | Omnidirectional | LED | 5 | 75 | 116 | 60 |  |  |  | 1150 | 11 | 104.5 | No | 25000 | 5000 | 83 | 9 | 1 | -20 | Dimmable | 3% | No | None | No |  |  | 2016-05-25 | 2016-06-02 | United States | ES_31912_1001653683_06132016134522_1915542 | 2269494
The Home Depot | EcoSmart | 5bSA1100STQ1D03 | 1001653683 |  | A19 | General Purpose Replacement | E26 (Medium) | Omnidirectional | LED | 5 | 75 | 116 | 60 |  |  |  | 1150 | 11 | 104.5 | No | 25000 | 5000 | 85 | 19 | 1 | -20 | Dimmable | 3% | No | None | No |  |  | 2016-05-25 | 2016-06-02 | United States | ES_31912_1001653683_06132016134541_7572524 | 2269492
The Home Depot | EcoSmart | 5bSA1100STQ1D03 | 1001653683 |  | A19 | General Purpose Replacement | E26 (Medium) | Omnidirectional | LED | 5 | 75 | 116 | 60 |  |  |  | 1150 | 11.8 | 97.2 | No | 25000 | 5000 | 85 | 19 | 1 | -20 | Dimmable | 10% |  | Not for Use in Enclosed Fixtures |  |  |  | 2015-12-25 | 2015-12-31 | United States | ES_31912_1001653683_01052016140309_3604938 | 2256012
The Home Depot | EcoSmart | 5bSA1100STQ1D03 | 1001653683 |  | A19 | General Purpose Replacement | E26 (Medium) | Omnidirectional | LED | 5 | 75 | 116 | 70 |  |  |  | 1150 | 11.6 | 98.7 | No | 25000 | 5000 | 84 | 14 | 1 | -20 | Dimmable | 10% |  | None |  |  |  | 2015-12-05 | 2015-12-09 | United States | ES_31912_1001653683_12102015131822_3015317 | 2254626
The Home Depot | EcoSmart | 5bSA1600STQ1D01 | 1001654076 |  | A21 | General Purpose Replacement | E26 (Medium) | Omnidirectional | LED | 5 | 100 | 133.6 | 66.6 |  |  |  | 1600 | 15 | 106.7 | No | 25000 | 2700 | 81 | 2 | 1 | -20 | Dimmable | 10% | No | None | No |  |  | 2016-05-25 | 2016-06-07 | United States | ES_31912_1001654076_06132016134558_1640157 | 2269489
The Home Depot | EcoSmart | 5bSA1600STQ1D01 | 1001654076 |  | A21 | General Purpose Replacement | E26 (Medium) | Omnidirectional | LED | 5 | 100 | 134 | 67 |  |  |  | 1600 | 15.4 | 104 | No | 25000 | 2700 | 81 | 2 | 1 | -20 | Dimmable | 10% |  | Not for Use in Enclosed Fixtures |  |  |  | 2015-12-25 | 2015-12-31 | United States | ES_31912_1001654076_01052016140320_7953334 | 2256009
The Home Depot | EcoSmart | 5bSA1600STQ1D01 | 1001654076 |  | A21 | General Purpose Replacement | E26 (Medium) | Omnidirectional | LED | 5 | 100 | 134 | 67 |  |  |  | 1600 | 15.5 | 103.4 | No | 25000 | 2700 | 81 | 2 | 1 | -20 | Dimmable | 10% |  | None |  |  |  | 2015-12-05 | 2015-12-09 | United States | ES_31912_1001654076_12102015131834_4201930 | 2254623
The Home Depot | EcoSmart | 5bSA1600STQ1D03 | 1001654075 |  | A21 | General Purpose Replacement | E26 (Medium) | Omnidirectional | LED | 5 | 100 | 133.6 | 66.6 |  |  |  | 1638 | 15 | 109 | No | 25000 | 5000 | 86 | 26 | 1 | -20 | Dimmable | 10% | No | None | No |  |  | 2016-05-25 | 2016-06-07 | United States | ES_31912_1001654075_06132016134558_6310633 | 2269490
The Home Depot | EcoSmart | 5bSA1600STQ1D03 | 1001654075 |  | A21 | General Purpose Replacement | E26 (Medium) | Omnidirectional | LED | 5 | 100 | 134 | 67 |  |  |  | 1638 | 15.7 | 104.3 | No | 25000 | 5000 | 86 | 26 | 1 | -20 | Dimmable | 10% |  | Not for Use in Enclosed Fixtures |  |  |  | 2015-12-25 | 2015-12-31 | United States | ES_31912_1001654075_01052016140320_4017632 | 2256010
The Home Depot | EcoSmart | 5bSA1600STQ1D03 | 1001654075 |  | A21 | General Purpose Replacement | E26 (Medium) | Omnidirectional | LED | 5 | 100 | 134 | 67 |  |  |  | 1663 | 15.6 | 104.7 | No | 25000 | 5000 | 84 | 15 | 1 | -20 | Dimmable | 10% |  | None |  |  |  | 2015-12-05 | 2015-12-09 | United States | ES_31912_1001654075_12102015131834_1600762 | 2254624
The Home Depot | EcoSmart | 5bSA1600STQ1P01 | 1001654095 |  | A21 | General Purpose Replacement | E26 (Medium) | Omnidirectional | LED | 5 | 100 | 134 | 67 |  |  |  | 1500 | 14.5 | 103.4 | Yes | 25000 | 2700 | 81 | 3 | 1 | -20 |  |  | No | None | No |  |  | 2016-05-25 | 2016-06-02 | United States | ES_31912_1001654095_06132016134647_4580489 | 2269485
The Home Depot | EcoSmart | 5bSA1600STQ1P01 | 1001654095 |  | A21 | General Purpose Replacement | E26 (Medium) | Omnidirectional | LED | 5 | 100 | 134 | 67 |  |  |  | 1500 | 14.5 | 103.4 | Yes | 25000 | 2700 | 82 | 7 | 1 | -20 |  |  | No | None | No |  |  | 2016-05-25 | 2016-06-02 | United States | ES_31912_1001654095_06132016134618_5505656 | 2269487
The Home Depot | EcoSmart | 5bSA1600STQ1P01 | 1001654095 |  | A21 | General Purpose Replacement | E26 (Medium) | Omnidirectional | LED | 5 | 100 | 134 | 67 |  |  |  | 1617 | 14.8 | 109.6 | Yes | 25000 | 2700 | 81 | 3 | 1 | -20 |  |  |  | None |  |  |  | 2015-12-05 | 2015-12-14 | United States | ES_31912_1001654095_12222015140658_7578411 | 2255307
The Home Depot | EcoSmart | 5bSA1600STQ1P01 | 1001654095 |  | A21 | General Purpose Replacement | E26 (Medium) | Omnidirectional | LED | 5 | 100 | 134 | 67 |  |  |  | 1647 | 14.7 | 112.2 | Yes | 25000 | 2700 | 81 | 3 | 1 | -20 |  |  |  | None |  |  |  | 2015-12-25 | 2015-12-31 | United States | ES_31912_1001654095_01052016140345_3576159 | 2256007
The Home Depot | EcoSmart | 5bSA1600STQ1P03 | 1001654090 |  | A21 | General Purpose Replacement | E26 (Medium) | Omnidirectional | LED | 5 | 100 | 134 | 67 |  |  |  | 1550 | 14.5 | 106.9 | Yes | 25000 | 5000 | 83 | 7 | 1 | -20 |  |  | No | None | No |  |  | 2016-05-25 | 2016-06-02 | United States | ES_31912_1001654090_06132016134618_5776203 | 2269488
The Home Depot | EcoSmart | 5bSA1600STQ1P03 | 1001654090 |  | A21 | General Purpose Replacement | E26 (Medium) | Omnidirectional | LED | 5 | 100 | 134 | 67 |  |  |  | 1550 | 14.5 | 106.9 | Yes | 25000 | 5000 | 84 | 19 | 1 | -20 |  |  | No | None | No |  |  | 2016-05-25 | 2016-06-02 | United States | ES_31912_1001654090_06132016134647_7417732 | 2269486
The Home Depot | EcoSmart | 5bSA1600STQ1P03 | 1001654090 |  | A21 | General Purpose Replacement | E26 (Medium) | Omnidirectional | LED | 5 | 100 | 134 | 67 |  |  |  | 1653 | 14.9 | 110.9 | Yes | 25000 | 5000 | 84 | 15 | 1 | -20 |  |  |  | None |  |  |  | 2015-12-05 | 2015-12-14 | United States | ES_31912_1001654090_12222015140658_7199920 | 2255308
The Home Depot | EcoSmart | 5bSA450STQ1D01 | 1001370336 |  | A19 | General Purpose Replacement | E26 (Medium) | Omnidirectional | LED | 5 | 40 | 106 | 60 |  |  |  | 450 | 5.6 | 80.3 | No | 25000 | 2700 | 82 | 7 | 1 | -20 | Dimmable | 5% | No | None | No |  |  | 2016-05-25 | 2016-06-02 | United States | ES_31912_1001370336_06132016134432_5252282 | 2269501
The Home Depot | EcoSmart | 5bSA450STQ1D01 | 1001370336 |  | A19 | General Purpose Replacement | E26 (Medium) | Omnidirectional | LED | 5 | 40 | 106 | 60 |  |  |  | 450 | 5.6 | 80.4 | No | 25000 | 2700 | 81 | 2 | 1 | -20 | Dimmable | 5% | No | None | No |  |  | 2016-05-25 | 2016-06-02 | United States | ES_31912_1001370336_06132016134416_6291470 | 2269503
The Home Depot | EcoSmart | 5bSA450STQ1D01 | 1001370336 |  | A19 | General Purpose Replacement | E26 (Medium) | Omnidirectional | LED | 5 | 40 | 106 | 60 |  |  |  | 450 | 5.6 | 80.4 | No | 25000 | 2700 | 81 | 2 | 1 | -20 | Dimmable | 10% |  | None |  |  |  | 2015-12-25 | 2016-01-04 | United States | ES_31912_1001370336_01052016140257_3626873 | 2256013
The Home Depot | EcoSmart | 5bSA450STQ1D01 | 1001370336 |  | A19 | General Purpose Replacement | E26 (Medium) | Omnidirectional | LED | 5 | 40 | 106 | 60 |  |  |  | 450 | 6 | 74.9 | No | 25000 | 2700 | 81 | 5 | 1 | -20 | Dimmable | 10% |  | None |  |  |  | 2015-12-05 | 2015-12-09 | United States | ES_31912_1001370336_12102015131757_8426325 | 2254630
The Home Depot | EcoSmart | 5bSA450STQ1D03 | 1001370351 |  | A19 | General Purpose Replacement | E26 (Medium) | Omnidirectional | LED | 5 | 40 | 106 | 60 |  |  |  | 470 | 5.6 | 83.9 | No | 25000 | 5000 | 83 | 7 | 1 | -20 | Dimmable | 5% | No | None | No |  |  | 2016-05-25 | 2016-06-02 | United States | ES_31912_1001370351_06132016134432_5276647 | 2269502
The Home Depot | EcoSmart | 5bSA450STQ1D03 | 1001370351 |  | A19 | General Purpose Replacement | E26 (Medium) | Omnidirectional | LED | 5 | 40 | 106 | 60 |  |  |  | 470 | 5.6 | 83.9 | No | 25000 | 5000 | 84 | 13 | 1 | -20 | Dimmable | 10% |  | None |  |  |  | 2015-12-25 | 2016-01-04 | United States | ES_31912_1001370351_01052016140257_5655149 | 2256014
The Home Depot | EcoSmart | 5bSA450STQ1D03 | 1001370351 |  | A19 | General Purpose Replacement | E26 (Medium) | Omnidirectional | LED | 5 | 40 | 106 | 60 |  |  |  | 470 | 6 | 79 | No | 25000 | 5000 | 83 | 13 | 1 | -20 | Dimmable | 10% |  | None |  |  |  | 2015-12-05 | 2015-12-09 | United States | ES_31912_1001370351_12102015131757_1730935 | 2254631
The Home Depot | EcoSmart | 5bSA450STQ1D03 | 1001370351 |  | A19 | General Purpose Replacement | E26 (Medium) | Omnidirectional | LED | 5 | 40 | 106 | 60 |  |  |  | 480 | 5.6 | 85.7 | No | 25000 | 5000 | 84 | 13 | 1 | -20 | Dimmable | 5% | No | None | No |  |  | 2016-05-25 | 2016-06-02 | United States | ES_31912_1001370351_06132016134416_4074957 | 2269504
The Home Depot | EcoSmart | 5bSA800STQ1D01 | 1001370384 |  | A19 | General Purpose Replacement | E26 (Medium) | Omnidirectional | LED | 5 | 60 | 115 | 70 |  |  |  | 800 | 9.4 | 85 | No | 25000 | 2700 | 81 | 4 | 1 | -20 | Dimmable | 10% |  | None |  |  |  | 2015-12-05 | 2015-12-09 | United States | ES_31912_1001370384_12102015131807_7014811 | 2254627
The Home Depot | EcoSmart | 5bSA800STQ1D02 | 1001370396 |  | A19 | General Purpose Replacement | E26 (Medium) | Omnidirectional | LED | 5 | 60 | 115 | 70 |  |  |  | 800 | 9.3 | 85.9 | No | 25000 | 3000 | 84 | 16 | 1 | -20 | Dimmable | 10% |  | None |  |  |  | 2015-12-05 | 2015-12-09 | United States | ES_31912_1001370396_12102015131807_7688724 | 2254628
The Home Depot | EcoSmart | 5bSA800STQ1D03 | 1001370398 |  | A19 | General Purpose Replacement | E26 (Medium) | Omnidirectional | LED | 5 | 60 | 115 | 70 |  |  |  | 820 | 9.2 | 88.8 | No | 25000 | 5000 | 83 | 13 | 1 | -20 | Dimmable | 10% |  | None |  |  |  | 2015-12-05 | 2015-12-09 | United States | ES_31912_1001370398_12102015131807_8235768 | 2254629
The Home Depot | EcoSmart | 5bSAA800STQ1D01 | 1000844318 |  | A19 | General Purpose Replacement | E26 (Medium) | Omnidirectional | LED | 5 | 60 | 116 | 60 |  |  |  | 800 | 9.4 | 85 | No | 25000 | 2700 | 81 | 4 | 1 | -20 | Dimmable | 10% |  | None |  |  |  | 2015-12-20 | 2015-12-22 | Canada | ES_31912_1000844318_12232015135550_7412674 | 2255454
The Home Depot | EcoSmart | 5bSAA800STQ1D01 | 1001370384 |  | A19 | General Purpose Replacement | E26 (Medium) | Omnidirectional | LED | 5 | 60 | 116 | 60 |  |  |  | 800 | 9 | 88.8 | No | 25000 | 2700 | 80 | 1 | 1 | -20 | Dimmable | 10% | No | None | No |  |  | 2016-05-25 | 2016-06-02 | United States | ES_31912_1001370384_06132016134447_7203049 | 2269498
The Home Depot | EcoSmart | 5bSAA800STQ1D01 | 1001370384 |  | A19 | General Purpose Replacement | E26 (Medium) | Omnidirectional | LED | 5 | 60 | 116 | 60 |  |  |  | 800 | 9 | 88.8 | No | 25000 | 2700 | 81 | 6 | 1 | -20 | Dimmable | 4% | No | None | No |  |  | 2016-05-25 | 2016-06-02 | United States | ES_31912_1001370384_06132016134507_6592179 | 2269495
The Home Depot | EcoSmart | 5bSAA800STQ1D01 | 1001370384 |  | A19 | General Purpose Replacement | E26 (Medium) | Omnidirectional | LED | 5 | 60 | 117 | 60 |  |  |  | 800 | 9.6 | 83.2 | No | 25000 | 2700 | 80 | 1 | 1 | -20 | Dimmable | 10% |  | None |  |  |  | 2015-12-25 | 2015-12-31 | United States | ES_31912_1001370384_01052016140401_3501652 | 2256004
The Home Depot | EcoSmart | 5bSAA800STQ1D02 | 1000859915 |  | A19 | General Purpose Replacement | E26 (Medium) | Omnidirectional | LED | 5 | 60 | 116 | 60 |  |  |  | 800 | 9.3 | 85.9 | No | 25000 | 3000 | 84 | 16 | 1 | -20 | Dimmable | 10% |  | None |  |  |  | 2015-12-20 | 2015-12-22 | Canada | ES_31912_1000859915_12232015135550_4711989 | 2255455
The Home Depot | EcoSmart | 5bSAA800STQ1D02 | 1001370396 |  | A19 | General Purpose Replacement | E26 (Medium) | Omnidirectional | LED | 5 | 60 | 116 | 60 |  |  |  | 800 | 9 | 88.8 | No | 25000 | 3000 | 83 | 10 | 1 | -20 | Dimmable | 10% | No | None | No |  |  | 2016-05-25 | 2016-06-02 | United States | ES_31912_1001370396_06132016134447_8370027 | 2269499
The Home Depot | EcoSmart | 5bSAA800STQ1D02 | 1001370396 |  | A19 | General Purpose Replacement | E26 (Medium) | Omnidirectional | LED | 5 | 60 | 116 | 60 |  |  |  | 800 | 9 | 88.8 | No | 25000 | 3000 | 84 | 14 | 1 | -20 | Dimmable | 4% | No | None | No |  |  | 2016-05-25 | 2016-06-02 | United States | ES_31912_1001370396_06132016134507_9860639 | 2269496
The Home Depot | EcoSmart | 5bSAA800STQ1D02 | 1001370396 |  | A19 | General Purpose Replacement | E26 (Medium) | Omnidirectional | LED | 5 | 60 | 117 | 60 |  |  |  | 800 | 9.6 | 83.1 | No | 25000 | 3000 | 83 | 10 | 1 | -20 | Dimmable | 10% |  | None |  |  |  | 2015-12-25 | 2015-12-31 | United States | ES_31912_1001370396_01052016140401_1408984 | 2256005
The Home Depot | EcoSmart | 5bSAA800STQ1D03 | 1001370398 |  | A19 | General Purpose Replacement | E26 (Medium) | Omnidirectional | LED | 5 | 60 | 116 | 60 |  |  |  | 820 | 9 | 91.1 | No | 25000 | 5000 | 83 | 8 | 1 | -20 | Dimmable | 4% | No | None | No |  |  | 2016-05-25 | 2016-06-02 | United States | ES_31912_1001370398_06132016134507_6185147 | 2269497
The Home Depot | EcoSmart | 5bSAA800STQ1D03 | 1001370398 |  | A19 | General Purpose Replacement | E26 (Medium) | Omnidirectional | LED | 5 | 60 | 116 | 60 |  |  |  | 820 | 9 | 91.1 | No | 25000 | 5000 | 84 | 13 | 1 | -20 | Dimmable | 10% | No | None | No |  |  | 2016-05-25 | 2016-06-02 | United States | ES_31912_1001370398_06132016134447_6293699 | 2269500
The Home Depot | EcoSmart | 5bSAA800STQ1D03 | 1001370398 |  | A19 | General Purpose Replacement | E26 (Medium) | Omnidirectional | LED | 5 | 60 | 117 | 60 |  |  |  | 820 | 9.6 | 85.1 | No | 25000 | 5000 | 84 | 13 | 1 | -20 | Dimmable | 10% |  | None |  |  |  | 2015-12-25 | 2015-12-31 | United States | ES_31912_1001370398_01052016140401_7423318 | 2256006
The Home Depot | EcoSmart | 5bSM350STE2602 | 1001654131 |  | PAR16 | Reflector (Flood/Spot) | E26 (Medium) | Directional | LED | 5 | 40 | 73.4 | 50 | 713 |  | 40 | 350 | 4.5 | 77.8 | No | 25000 | 3000 | 83 | 12 | 1 | -20 | Dimmable | 10% | No | None | No |  |  | 2016-07-15 | 2016-07-18 | United States | ES_31912_1001654131_07212016153734_9397312 | 2272888
The Home Depot | EcoSmart | 5bSM450SGU1002 | 1000859579 |  | PAR16 | Reflector (Flood/Spot) | GU10 | Directional | LED | 5 | 50 | 53 | 50 | 831 |  | 40 |  | 5 | 76 | No | 25000 | 3000 | 83 | 10 | 1 | -20 | Dimmable | 10% |  | None |  |  |  | 2015-12-20 | 2015-12-23 | Canada | ES_31912_1000859579_01072016151453_1828765 | 2256223
The Home Depot | EcoSmart | 5bSM450SGU1002 | 1001654142 |  | PAR16 | Reflector (Flood/Spot) | GU10 | Directional | LED | 5 | 50 | 53 | 50 | 831 |  | 40 |  | 5 | 76 | No | 25000 | 3000 | 83 | 10 | 1 | -20 | Dimmable | 10% |  | None |  |  |  | 2015-12-05 | 2015-12-11 | United States | ES_31912_1001654142_01052016134707_7497867 | 2255969
The Home Depot | EcoSmart | 5bSM450SGU1002 | 1001654142 |  | PAR16 | Reflector (Flood/Spot) | GU10 | Directional | LED | 5 | 50 | 53.4 | 50 | 831 |  | 40 | 380 | 5 | 76 | No | 25000 | 3000 | 83 | 10 | 1 | -20 | Dimmable | 10% | No | None | No |  |  | 2016-07-01 | 2016-07-13 | United States | ES_31912_1001654142_07252016155411_4026970 | 2273414
The Home Depot | EcoSmart | 772-879 | 772-879 | 772-879,772-879, | CFL Bare Spiral | General Purpose Replacement | E26 (Medium) | Omnidirectional | CFL | 2 | 40 | 102 | 46 |  | 1.3 |  | 500 | 9 | 55.5 | No | 10000 | 2700 | 82 | -7 | 0.5 | -29 |  |  |  | Other,Table Lamp |  |  |  | 2006-12-26 | 2015-02-16 | United States, Canada | ES_31912_772-879_02162015134540_4340919 | 2233141
The Home Depot | EcoSmart | A19 | 50305013001 |  | A19 | General Purpose Replacement | E26 (Medium) | Omnidirectional | LED | 5 | 60 | 111.1 | 60.1 |  |  |  | 800 | 8.5 | 94.1 | No | 25000 | 3000 | 83 | 8 | 0.8 | -18 | Dimmable | 10% | No | Damp Location Rated,Use With Timers,Not for Use in Recessed Fixtures,Use With Photo and/or Motion Sensors | No |  |  | 2016-05-27 | 2016-06-01 | Canada | ES_31912_50305013001_06012016152544_2384090 | 2269648
The Home Depot | EcoSmart | A19 | 50327012706 |  | A19 | General Purpose Replacement | E26 (Medium) | Omnidirectional | LED | 5 | 60 | 111 | 60.1 |  |  |  | 800 | 8.5 | 94.1 | No | 25000 | 2700 | 82 | 7 | 0.8 | -18 | Dimmable | 10% | No | Damp Location Rated,Use With Timers,Not for Use in Recessed Fixtures,Use With Photo and/or Motion Sensors | No |  |  | 2016-05-27 | 2016-06-01 | Canada | ES_31912_50327012706_06012016152515_3849760 | 2269647
The Home Depot | EcoSmart | A19 | 50327015006 |  | A19 | General Purpose Replacement | E26 (Medium) | Omnidirectional | LED | 5 | 60 | 111.1 | 60 |  |  |  | 800 | 8.5 | 94.1 | No | 25000 | 5000 | 85 | 19 | 0.8 | -18 | Dimmable | 10% | No | Damp Location Rated,Use With Timers,Not for Use in Recessed Fixtures,Use With Photo and/or Motion Sensors | No |  |  | 2016-06-22 | 2016-06-29 | Canada | ES_31912_50327015006_06292016153612_3298409 | 2271333
The Home Depot | EcoSmart | A460ST-Q1D-01 | 1001370336 |  | A19 | General Purpose Replacement | E26 (Medium) | Omnidirectional | LED | 5 | 40 | 106 | 60 |  |  |  | 450 | 6.5 | 69.2 | No | 25000 | 2700 | 83 | 13 | 1 | -20 | Dimmable | 10% |  | None |  |  |  | 2015-09-07 | 2015-09-17 | United States | ES_31912_1001370336_09292015152546_9066548 | 2248617
The Home Depot | EcoSmart | A460ST-Q1D-04 | 1001370351 |  | A19 | General Purpose Replacement | E26 (Medium) | Omnidirectional | LED | 5 | 40 | 106 | 60 |  |  |  | 470 | 6.5 | 72.3 | No | 25000 | 5000 | 85 | 22 | 1 | -20 | Dimmable | 10% |  | None |  |  |  | 2015-09-07 | 2015-09-17 | United States | ES_31912_1001370351_09292015152546_6043190 | 2248618
The Home Depot | EcoSmart | A6A19A60WUL01 | 1001561260 |  | A19 | General Purpose Replacement | E26 (Medium) | Omnidirectional | LED | 5 | 60 | 107.3 | 60.2 |  |  |  | 800 | 9.5 | 84.2 | No | 15000 | 2700 | 81 | 3 | 0.6 | -20 |  |  | No | None | No |  |  | 2016-07-01 | 2016-07-13 | United States | ES_31912_1001561260_07252016162202_6659015 | 2273423
The Home Depot | EcoSmart | A6A19A60WUL02 | 1001561229 |  | A19 | General Purpose Replacement | E26 (Medium) | Omnidirectional | LED | 5 | 60 | 107.3 | 60.2 |  |  |  | 840 | 9.5 | 88.4 | No | 15000 | 5000 | 85 | 16 | 0.1 | -20 |  |  | No | None | No |  |  | 2016-07-01 | 2016-07-13 | United States | ES_31912_1001561229_07252016162202_1462023 | 2273424
The Home Depot | EcoSmart | A6BR30B65WESD0 | 1001012656 |  | BR30 | Reflector (Flood/Spot) | E26 (Medium) | Directional | LED | 5 | 65 | 125.9 | 90.9 |  |  |  | 700 | 9 | 77.8 | No | 25000 | 2700 | 81 | 5 | 0.9 | -20 | Dimmable | 10% | No | None | No |  |  | 2016-07-01 | 2016-07-06 | Canada | ES_31912_1001012656_07212016153615_9942015 | 2272896
The Home Depot | EcoSmart | A6GU10M50WESD02 | 1001654142 |  | PAR16 | Reflector (Flood/Spot) | GU10 | Directional | LED | 5 | 60 | 53.4 | 50.3 | 734 |  | 40 | 450 | 5.3 | 84.9 | No | 25000 | 3000 | 82 | 6 | 0.9 | -20 | Dimmable | 10% | No | None | No |  |  | 2016-07-01 | 2016-07-13 | United States | ES_31912_1001654142_07252016155514_7571623 | 2273409
The Home Depot | EcoSmart | A6GU53M50WESD02 | 1001654147 |  | MR16 | Reflector (Flood/Spot) | GU5.3 | Directional | LED | 5 | 50 | 48.4 | 50.2 | 1179 |  | 40 | 520 | 6.8 | 76.5 | No | 25000 | 3000 | 83 | 8 | 0.9 | -20 | Dimmable | 10% | No | None | No |  |  | 2016-07-01 | 2016-07-13 | United States | ES_31912_1001654147_07252016155529_8748899 | 2273408
The Home Depot | EcoSmart | A6PR20P50WESD02 | 1001654137 |  | PAR20 | Reflector (Flood/Spot) | E26 (Medium) | Directional | LED | 5 | 50 | 81.5 | 62.5 | 1053 |  | 40 | 500 | 6.5 | 76.9 | No | 25000 | 3000 | 82 | 6 | 0.9 | -20 | Dimmable | 10% | No | None | No |  |  | 2016-07-01 | 2016-07-13 | United States | ES_31912_1001654137_07252016155425_5018226 | 2273412
The Home Depot | EcoSmart | A6PR20P50WESD03 | 1001654138 |  | PAR20 | Reflector (Flood/Spot) | E26 (Medium) | Directional | LED | 5 | 50 | 81.5 | 62.5 | 1157 |  | 40 | 525 | 6.5 | 80.8 | No | 25000 | 5000 | 83 | 19 | 0.9 | -20 | Dimmable | 10% | No | None | No |  |  | 2016-07-01 | 2016-07-13 | United States | ES_31912_1001654138_07252016155425_4065866 | 2273413
The Home Depot | EcoSmart | A6PR30P75WESD02 | 1001653667 |  | PAR30L | Reflector (Flood/Spot) | E26 (Medium) | Directional | LED | 5 | 75 | 109.5 | 95 | 1483 |  | 40 | 650 | 8 | 81.3 | No | 25000 | 3000 | 81 | 3 | 0.9 | -20 | Dimmable | 10% | No | Wet Location Rated | No |  |  | 2016-07-30 | 2016-08-15 | United States | ES_31912_1001653667_08182016120001_1024058 | 2275590
The Home Depot | EcoSmart | A6PR30P75WESD03 | 1001653675 |  | PAR30L | Reflector (Flood/Spot) | E26 (Medium) | Directional | LED | 5 | 75 | 109.5 | 95 | 1483 |  | 40 | 680 | 8 | 85 | No | 25000 | 5000 | 81 | 2 | 0.9 | -20 | Dimmable | 10% | No | Wet Location Rated | No |  |  | 2016-07-30 | 2016-08-15 | United States | ES_31912_1001653675_08182016120001_1024058 | 2275591
The Home Depot | EcoSmart | A6PR38P90WESD02 | 1001653703 |  | PAR38 | Reflector (Flood/Spot) | E26 (Medium) | Directional | LED | 5 | 90 | 130 | 121 | 2292 |  | 40 | 1000 | 11 | 90.9 | No | 25000 | 3000 | 83 | 8 | 1 | -20 | Dimmable | 10% | No | None | No |  |  | 2016-09-05 | 2016-09-08 | United States | ES_31912_1001653703_09162016112937_2496762 | 2279158
The Home Depot | EcoSmart | A6PR38P90WESD03 | 1001653711 |  | PAR38 | Reflector (Flood/Spot) | E26 (Medium) | Directional | LED | 5 | 90 | 130 | 121 | 2350 |  | 40 | 1050 | 11 | 95.4 | No | 25000 | 5000 | 84 | 13 | 1 | -20 | Dimmable | 10% | No | None | No |  |  | 2016-09-05 | 2016-09-08 | United States | ES_31912_1001653711_09162016112937_8080005 | 2279159
The Home Depot | EcoSmart | A810SS-Q1D-01 | 1001370384 |  | A19 | General Purpose Replacement | E26 (Medium) | Omnidirectional | LED | 5 | 60 | 116 | 60 |  |  |  | 800 | 9 | 88.9 | No | 25000 | 2700 | 83 | 12 | 1 | -20 | Dimmable | 10% |  | None |  |  |  | 2015-09-07 | 2015-09-17 | United States | ES_31912_1001370384_09292015152532_2573835 | 2248614
The Home Depot | EcoSmart | A810SS-Q1D-02 | 1001370396 |  | A19 | General Purpose Replacement | E26 (Medium) | Omnidirectional | LED | 5 | 60 | 116 | 60 |  |  |  | 800 | 9 | 88.9 | No | 25000 | 3000 | 84 | 19 | 1 | -20 | Dimmable | 10% |  | None |  |  |  | 2015-09-07 | 2015-09-17 | United States | ES_31912_1001370396_09292015152532_4392356 | 2248615
The Home Depot | EcoSmart | A810SS-Q1D-04 | 1001370398 |  | A19 | General Purpose Replacement | E26 (Medium) | Omnidirectional | LED | 5 | 60 | 116 | 60 |  |  |  | 840 | 9 | 93.3 | No | 25000 | 5000 | 85 | 21 | 1 | -20 | Dimmable | 10% |  | None |  |  |  | 2015-09-07 | 2015-09-17 | United States | ES_31912_1001370398_09292015152532_5233714 | 2248616
The Home Depot | EcoSmart | B11 Classic Filament | ECS B11 40WE W27 FIL E12 120 3PK | ,1001 757 786, | Decorative: Other | Decorative | E12 (Candelabra) | Decorative | LED | 5 | 40 | 99.3 | 34.5 |  |  |  | 350 | 4 | 87.5 | No | 15000 | 2700 | 82 | 2 | 0.9 | -18 | Dimmable | 20% |  | Damp Location Rated |  |  |  | 2016-06-15 | 2016-06-02 | United States | ES_31912_ECS B11 40WE W27 FIL E12 120 3PK_06022016141109_6669875 | 2268726
The Home Depot | EcoSmart | BR30 | 50324012704 |  | BR30 | Reflector (Flood/Spot) | E26 (Medium) | Directional | LED | 5 | 65 | 131.7 | 94.8 |  |  |  | 650 | 8 | 81.3 | No | 25000 | 2700 | 83 | 8 | 0.9 | -18 | Dimmable | 10% | No | Damp Location Rated,Use With Timers,Use With Photo and/or Motion Sensors | No |  |  | 2016-07-12 | 2016-07-01 | Canada | ES_31912_50324012704_07052016153902_3491090 | 2272546
The Home Depot | EcoSmart | BR30 | 50324015004 |  | BR30 | Reflector (Flood/Spot) | E26 (Medium) | Directional | LED | 5 | 65 | 131.6 | 94.7 |  |  |  | 650 | 8 | 81.3 | No | 25000 | 5000 | 85 | 15 | 0.9 | -18 | Dimmable | 10% | No | Damp Location Rated,Use With Timers,Use With Photo and/or Motion Sensors | No |  |  | 2016-07-12 | 2016-07-01 | Canada | ES_31912_50324015004_07052016153935_6992043 | 2272547
The Home Depot | EcoSmart | BR30 65WE | ECS BR30 65 WE CW 120 G2 3PK |  | BR30 | Reflector (Flood/Spot) | E26 (Medium) | Directional | LED | 3 | 65 | 132 | 95 |  |  | 100 | 680 | 10.5 | 61.9 | No | 25000 | 4000 | 83 | 15 | 1 | -20 | Dimmable | 20% |  | None |  |  |  | 2015-05-15 | 2015-06-15 | United States | ES_31912_ECS BR30 65 WE CW 120 G2 3PK_06222015154144_7386978 | 2241917
The Home Depot | EcoSmart | BR30 65WE | ECS BR30 65WE CW 120 G2 BL DP |  | BR30 | Reflector (Flood/Spot) | E26 (Medium) | Directional | LED | 3 | 65 | 132 | 95 |  |  | 100 | 680 | 10.5 | 61.9 | No | 25000 | 5000 | 83 | 15 | 1 | -20 | Dimmable | 20% |  | None |  |  |  | 2015-05-15 | 2015-06-15 | United States | ES_31912_ECS BR30 65WE CW 120 G2 BL DP_06222015154144_9829892 | 2241914
The Home Depot | EcoSmart | BR30 65WE | ECS BR30 65WE W27 120 G2 3PK DP |  | BR30 | Reflector (Flood/Spot) | E26 (Medium) | Directional | LED | 3 | 65 | 132 | 95 |  |  | 100 | 650 | 10.5 | 61.9 | No | 25000 | 5000 | 82 | 11 | 0.9 | -20 | Dimmable | 20% |  | None |  |  |  | 2015-05-15 | 2015-06-15 | United States | ES_31912_ECS BR30 65WE W27 120 G2 3PK DP_06222015154144_1565030 | 2241918
The Home Depot | EcoSmart | BR30 65WE | ECS BR30 65WE W27 120 G2 G2 BL DP |  | BR30 | Reflector (Flood/Spot) | E26 (Medium) | Directional | LED | 3 | 65 | 132 | 95 |  |  | 100 | 650 | 10.5 | 61.9 | No | 25000 | 2700 | 82 | 11 | 0.9 | -20 | Dimmable | 20% |  | None |  |  |  | 2015-05-15 | 2015-06-15 | United States | ES_31912_ECS BR30 65WE W27 120 G2 G2 BL DP_06222015154144_6294840 | 2241915
The Home Depot | EcoSmart | BR30 65WE | ECS BR30 65WE WW 120 G2 BL |  | BR30 | Reflector (Flood/Spot) | E26 (Medium) | Directional | LED | 3 | 65 | 132 | 95 |  |  | 100 | 650 | 10.5 | 61.9 | No | 25000 | 3000 | 82 | 7 | 1 | -20 | Dimmable | 20% |  | None |  |  |  | 2015-05-15 | 2015-06-15 | United States | ES_31912_ECS BR30 65WE WW 120 G2 BL_06222015154144_3244774 | 2241916
The Home Depot | EcoSmart | C5A19A100WESD08 | 1001654076 |  | A19 | General Purpose Replacement | E26 (Medium) | Omnidirectional | LED | 5 | 100 | 116.9 | 60 |  |  |  | 1600 | 15 | 106.7 | No | 15000 | 2700 | 81 | 5 | 1 | -20 | Dimmable | 10% | No | None | No |  |  | 2016-07-01 | 2016-07-06 | United States | ES_31912_1001654076_07222016134434_4094442 | 2273015
The Home Depot | EcoSmart | C5A19A100WESD10 | 1001654075 |  | A19 | General Purpose Replacement | E26 (Medium) | Omnidirectional | LED | 5 | 100 | 116.9 | 60 |  |  |  | 1680 | 15 | 112 | No | 15000 | 5000 | 84 | 10 | 1 | -20 | Dimmable | 10% | No | None | No |  |  | 2016-07-01 | 2016-07-06 | United States | ES_31912_1001654075_07222016134434_6610642 | 2273016
The Home Depot | EcoSmart | C5A19A100WESP04 | 1001654095 |  | A19 | General Purpose Replacement | E26 (Medium) | Omnidirectional | LED | 5 | 100 | 117.3 | 59.9 |  |  |  | 1500 | 14.5 | 103.4 | Yes | 15000 | 2700 | 81 | 5 | 1 | -20 |  |  | No | None | No |  |  | 2016-06-25 | 2016-06-30 | United States | ES_31912_1001654095_07222016134320_3929981 | 2273022
The Home Depot | EcoSmart | C5A19A100WESP06 | 1001654090 |  | A19 | General Purpose Replacement | E26 (Medium) | Omnidirectional | LED | 5 | 100 | 117.3 | 59.9 |  |  |  | 1550 | 13.5 | 114.8 | Yes | 15000 | 5000 | 84 | 9 | 1 | -20 |  |  | No | None | No |  |  | 2016-06-25 | 2016-06-30 | United States | ES_31912_1001654090_07222016134320_9600669 | 2273023
The Home Depot | EcoSmart | C5A19A40WESD07 | 1001370336 |  | A19 | General Purpose Replacement | E26 (Medium) | Omnidirectional | LED | 5 | 40 | 106 | 60 |  |  |  | 480 | 5.6 | 85.7 | No | 15000 | 2700 | 81 | 3 | 0.9 | -20 | Dimmable | 10% | No | None | No |  |  | 2016-07-01 | 2016-07-13 | United States | ES_31912_1001370336_07252016162134_8598971 | 2273427
The Home Depot | EcoSmart | C5A19A40WESD09 | 1001370351 |  | A19 | General Purpose Replacement | E26 (Medium) | Omnidirectional | LED | 5 | 40 | 106 | 60 |  |  |  | 500 | 5.6 | 89.3 | No | 15000 | 5000 | 83 | 7 | 0.9 | -20 | Dimmable | 10% | No | None | No |  |  | 2016-07-01 | 2016-07-13 | United States | ES_31912_1001370351_07252016162134_2395485 | 2273428
The Home Depot | EcoSmart | C5A19A60WESD04 | 1001370384 |  | A19 | General Purpose Replacement | E26 (Medium) | Omnidirectional | LED | 5 | 60 | 106.8 | 59.7 |  |  |  | 800 | 8.5 | 94.1 | No | 15000 | 2700 | 81 | 2 | 0.9 | -20 | Dimmable | 10% | No | None | No |  |  | 2016-07-01 | 2016-07-06 | United States | ES_31912_1001370384_07222016134420_2415611 | 2273017
The Home Depot | EcoSmart | C5A19A60WESD05 | 1001370396 |  | A19 | General Purpose Replacement | E26 (Medium) | Omnidirectional | LED | 5 | 60 | 106.8 | 59.7 |  |  |  | 800 | 8.5 | 94.1 | No | 15000 | 3000 | 82 | 7 | 0.9 | -20 | Dimmable | 10% | No | None | No |  |  | 2016-07-01 | 2016-07-06 | United States | ES_31912_1001370396_07222016134420_6332044 | 2273018
The Home Depot | EcoSmart | C5A19A60WESD06 | 1001370398 |  | A19 | General Purpose Replacement | E26 (Medium) | Omnidirectional | LED | 5 | 60 | 106.8 | 59.7 |  |  |  | 840 | 8.5 | 98.8 | No | 15000 | 5000 | 83 | 8 | 0.9 | -20 | Dimmable | 10% | No | None | No |  |  | 2016-07-01 | 2016-07-06 | United States | ES_31912_1001370398_07222016134420_6324057 | 2273019
The Home Depot | EcoSmart | C5A19A75WESD04 | 1001653693 |  | A19 | General Purpose Replacement | E26 (Medium) | Omnidirectional | LED | 5 | 75 | 117.2 | 59.8 |  |  |  | 1100 | 12.5 | 88 | No | 15000 | 2700 | 81 | 4 | 0.9 | -20 | Dimmable | 10% | No | None | No |  |  | 2016-06-25 | 2016-07-05 | United States | ES_31912_1001653693_07222016134301_9600748 | 2273024
The Home Depot | EcoSmart | C5A19A75WESD04 | 1001653693 |  | A19 | General Purpose Replacement | E26 (Medium) | Omnidirectional | LED | 5 | 75 | 117.2 | 60 |  |  |  | 1100 | 12.5 | 88 | No | 15000 | 2700 | 81 | 5 | 0.9 | -20 | Dimmable | 10% | No | None | No |  |  | 2016-06-25 | 2016-06-28 | United States | ES_31912_1001653693_07222016134245_9754578 | 2273026
The Home Depot | EcoSmart | C5A19A75WESD04 | 1001653693 |  | A19 | General Purpose Replacement | E26 (Medium) | Omnidirectional | LED | 5 | 75 | 117.4 | 59.9 |  |  |  | 1100 | 12.5 | 88 | No | 15000 | 2700 | 81 | 3 | 1 | -20 | Dimmable | 10% | No | None | No |  |  | 2016-07-01 | 2016-07-13 | United States | ES_31912_1001653693_07252016162148_7808990 | 2273425
The Home Depot | EcoSmart | C5A19A75WESD06 | 1001653683 |  | A19 | General Purpose Replacement | E26 (Medium) | Omnidirectional | LED | 5 | 75 | 117.2 | 59.8 |  |  |  | 1155 | 12.5 | 92.4 | No | 15000 | 5000 | 84 | 16 | 0.9 | -20 | Dimmable | 10% | No | None | No |  |  | 2016-06-25 | 2016-07-05 | United States | ES_31912_1001653683_07222016134301_9582205 | 2273025
The Home Depot | EcoSmart | C5A19A75WESD06 | 1001653683 |  | A19 | General Purpose Replacement | E26 (Medium) | Omnidirectional | LED | 5 | 75 | 117.2 | 60 |  |  |  | 1155 | 12.5 | 92.4 | No | 15000 | 5000 | 84 | 8 | 0.9 | -20 | Dimmable | 10% | No | None | No |  |  | 2016-06-25 | 2016-06-28 | United States | ES_31912_1001653683_07222016134245_7028851 | 2273027
The Home Depot | EcoSmart | C5A19A75WESD06 | 1001653683 |  | A19 | General Purpose Replacement | E26 (Medium) | Omnidirectional | LED | 5 | 75 | 117.4 | 59.9 |  |  |  | 1155 | 12.5 | 92.4 | No | 15000 | 5000 | 83 | 6 | 1 | -20 | Dimmable | 10% | No | None | No |  |  | 2016-07-01 | 2016-07-13 | United States | ES_31912_1001653683_07252016162148_2461054 | 2273426
The Home Depot | EcoSmart | CFL 11R20 | 598833 | ,BPESL11R20/2/ESM, | R20 | Reflector (Flood/Spot) | E26 (Medium) | Directional | CFL | 9 | 45 | 111.5 | 62.6 |  | 1 |  | 450 | 11 | 40.9 | No | 10000 | 2700 | 81 | -20 | 0.6 | -20 |  |  |  | Damp Location Rated,Not for Use in Enclosed Fixtures |  |  |  | 2015-01-26 | 2015-04-08 | United States | ES_31912_598833_04092015021730_1023790 | 2236120
The Home Depot | EcoSmart | CFL 13W Twist | 160 678 | ,ESL13T/BW/4/ESM,retail number | CFL Bare Spiral | General Purpose Replacement | E26 (Medium) | Omnidirectional | CFL | 3 | 60 | 111.5 | 48.7 |  | 1.8 |  | 900 | 13 | 69.2 | No | 10000 | 3000 | 85 | 21 | 0.6 | -29 |  |  |  | Damp Location Rated,Not for Use in Enclosed Fixtures |  |  |  | 2015-07-06 | 2015-07-06 | United States | ES_31912_160 678_07062015023950_1023844 | 2242851
The Home Depot | EcoSmart | CFL 13W Twist | 323 430 | ,161 167,4 pack; ,ESL13T/5K/12/ESM,12 pack Retail number; ,ESL13T/5K/4/ESM,4 pack retail number | CFL Bare Spiral | General Purpose Replacement | E26 (Medium) | Omnidirectional | CFL | 3 | 60 | 111.5 | 48.7 |  | 1.8 |  | 900 | 13 | 69.2 | No | 10000 | 5000 | 85 | 29 | 0.6 | -29 |  |  |  | Damp Location Rated,Not for Use in Enclosed Fixtures |  |  |  | 2015-07-06 | 2015-07-06 | United States | ES_31912_323 430_07062015023950_1023844 | 2242852
The Home Depot | EcoSmart | CFL 13W Twist | 423 599 | ,ESL13T/4/ESM,retail number | CFL Bare Spiral | General Purpose Replacement | E26 (Medium) | Omnidirectional | CFL | 3 | 60 | 111.5 | 48.7 |  | 1.8 |  | 900 | 13 | 69.2 | No | 10000 | 2700 | 83 | -4 | 0.6 | -29 |  |  |  | Damp Location Rated,Not for Use in Enclosed Fixtures |  |  |  | 2015-07-06 | 2015-07-06 | United States | ES_31912_423 599_07062015023950_1023844 | 2242843
The Home Depot | EcoSmart | CFL 15W BR30 | 158-653 | ,791-552,; ,BPESL15BR30/2/ESM,; ,ESL15BR30/2/ESM,; ,ESL15BR30/6/ESM, | BR30 | Reflector (Flood/Spot) | E26 (Medium) | Directional | CFL | 3 | 65 | 134.8 | 94 |  | 1 |  | 650 | 15 | 43.3 | No | 10000 | 2700 | 84 | -5 | 0.6 | -20 |  |  |  | Damp Location Rated |  |  |  | 2014-02-15 | 2015-04-01 | United States, Canada | ES_31912_158-653_04012015025330_1023774 | 2235568
The Home Depot | EcoSmart | CFL 15W BR30 | 565 180 | ,324 684,6 PACK; ,ESL15BR30/5K/2/ESM,2 PACK RETAIL NUMBER; ,ESL15BR30/5K/6/ESM,6 PACK RETAIL NUMBER | BR30 | Reflector (Flood/Spot) | E26 (Medium) | Directional | CFL | 3 | 65 | 134.8 | 94 |  | 1.5 |  | 650 | 15 | 43.3 | No | 10000 | 5000 | 88 | 56 | 0.6 | -20 |  |  |  | Damp Location Rated |  |  |  | 2015-07-02 | 2015-07-06 | United States | ES_31912_565 180_07062015095330_1023843 | 2242836
The Home Depot | EcoSmart | CFL 18W BR40 | 239-073 | ,BPESL18R40/2/ESM, | CFL Reflector | Reflector (Flood/Spot) | E26 (Medium) | Directional | CFL | 9 | 75 | 159.9 | 119.5 |  | 1 |  | 950 | 18 | 52.8 | No | 10000 | 2700 | 83 | -3 | 0.6 | -29 |  |  |  | Damp Location Rated |  |  |  | 2015-02-15 | 2015-04-30 | United States, Canada | ES_31912_239-073_04302015045730_1023805 | 2238437
The Home Depot | EcoSmart | CFL 18W BR40 DIMMABLE | 343 262 | ,ESL18BR40/DM/2/ESM,RETAIL NUMBER | BR40 | Reflector (Flood/Spot) | E26 (Medium) | Directional | CFL | 3 | 75 | 152.5 | 120.1 |  | 2 |  | 950 | 19 | 50 | No | 10000 | 2700 | 83 | -19 | 0.7 | -20 | Dimmable | 10% |  | Damp Location Rated |  |  |  | 2015-07-02 | 2015-07-02 | United States | ES_31912_343 262_07022015105331_1023843 | 2242753
The Home Depot | EcoSmart | CFL 18W Twist | 191 055 | ,ESL18TM/5K/4/ESM,RETAIL NUMBER | CFL Bare Spiral | General Purpose Replacement | E26 (Medium) | Omnidirectional | CFL | 3 | 75 | 119.6 | 56.9 |  | 1.6 |  | 1170 | 18 | 65 | No | 10000 | 5000 | 86 | 38 | 0.6 | -29 |  |  |  | Damp Location Rated,Not for Use in Enclosed Fixtures |  |  |  | 2015-07-06 | 2015-07-06 | United States | ES_31912_191 055_07062015103951_1023844 | 2242849
The Home Depot | EcoSmart | CFL 18W Twist | 405 101 | ,ESL18TM/4/ESM,RETAIL NUMBER | CFL Bare Spiral | General Purpose Replacement | E26 (Medium) | Omnidirectional | CFL | 3 | 75 | 119.6 | 56.9 |  | 1.6 |  | 1170 | 18 | 65 | No | 10000 | 2700 | 83 | 0 | 0.6 | -29 |  |  |  | Damp Location Rated,Not for Use in Enclosed Fixtures |  |  |  | 2015-07-06 | 2015-07-06 | United States | ES_31912_405 101_07062015103951_1023844 | 2242841
The Home Depot | EcoSmart | CFL 23W BR40 | 567 265 | ,BPESL23R40/5K/ESM,retail number | BR40 | Reflector (Flood/Spot) | E26 (Medium) | Directional | CFL | 3 | 90 | 156.7 | 119.5 |  | 1.4 |  | 1260 | 23 | 54.8 | No | 10000 | 5000 | 85 | 40 | 0.6 | -20 |  |  |  | Damp Location Rated |  |  |  | 2015-07-02 | 2015-07-06 | United States | ES_31912_567 265_07062015100551_1023843 | 2242837
The Home Depot | EcoSmart | CFL 23W BR40 | 780-758 | ,BPESL23R40/2/ESM, | BR40 | Reflector (Flood/Spot) | E26 (Medium) | Directional | CFL | 9 | 90 | 156.7 | 119.5 |  | 1 |  | 1283 | 22.7 | 56.4 | No | 10000 | 2700 | 83 | -6 | 0.6 | -29 |  |  |  | Damp Location Rated,Not for Use in Enclosed Fixtures |  |  |  | 2014-02-15 | 2015-04-20 | United States | ES_31912_780-758_04202015015440_1023797 | 2237519
The Home Depot | EcoSmart | CFL 23W BR40 | ESL23R40/2/ESM | ,BPESL23R40/2/ESM, | BR40 | Reflector (Flood/Spot) | E26 (Medium) | Directional | CFL | 3 | 90 | 156.7 | 119.5 |  | 1 |  | 1283 | 22.7 | 56.4 | No | 10000 | 2700 | 83 | -6 | 0.6 | -29 |  |  |  | Damp Location Rated,Not for Use in Enclosed Fixtures |  |  |  | 2014-02-15 | 2015-04-20 | United States | ES_31912_ESL23R40/2/ESM_04202015015440_1023797 | 2237521
The Home Depot | EcoSmart | CFL 23W Twist | 186 353 | ,ESL23TM/BW/4/ESM,RETAIL NUMBER | CFL Bare Spiral | General Purpose Replacement | E26 (Medium) | Omnidirectional | CFL | 3 | 100 | 125.6 | 60.2 |  | 2.1 |  | 1600 | 23 | 69.6 | No | 10000 | 3500 | 85 | 17 | 0.5 | -29 |  |  |  | Damp Location Rated,Not for Use in Enclosed Fixtures |  |  |  | 2015-07-06 | 2015-07-06 | United States | ES_31912_186 353_07062015102001_1023843 | 2242846
The Home Depot | EcoSmart | CFL 23W Twist | 384 314 | ,ESL23TM/5K/4/ESM,RETAIL NUMBER | CFL Bare Spiral | General Purpose Replacement | E26 (Medium) | Omnidirectional | CFL | 3 | 100 | 125.6 | 60.2 |  | 2.1 |  | 1600 | 23 | 69.6 | No | 10000 | 5000 | 86 | 46 | 0.5 | -29 |  |  |  | Damp Location Rated,Not for Use in Enclosed Fixtures |  |  |  | 2015-07-06 | 2015-07-06 | United States | ES_31912_384 314_07062015102001_1023843 | 2242847
The Home Depot | EcoSmart | CFL 23W Twist | 475 110 | ,ESL23TM/4/ESM,RETAIL NUMBER | CFL Bare Spiral | General Purpose Replacement | E26 (Medium) | Omnidirectional | CFL | 3 | 100 | 125.6 | 60.2 |  | 2.1 |  | 1600 | 23 | 69.6 | No | 10000 | 2700 | 83 | -8 | 0.5 | -29 |  |  |  | Damp Location Rated,Not for Use in Enclosed Fixtures |  |  |  | 2015-07-06 | 2015-07-06 | United States | ES_31912_475 110_07062015102001_1023843 | 2242839
The Home Depot | EcoSmart | CFL 30W BR30 | 159 452 | ,ESL30T/BW/ESM,RETAIL NUMBER | CFL Bare Spiral | General Purpose Replacement | E26 (Medium) | Omnidirectional | CFL | 3 | 125 | 140.5 | 59 |  | 1 |  | 2000 | 30 | 66.7 | No | 10000 | 3500 | 84 | 4 | 0.6 | -20 |  |  |  | Damp Location Rated,Not for Use in Enclosed Fixtures |  |  |  | 2015-07-02 | 2015-07-02 | United States | ES_31912_159 452_07022015112951_1023843 | 2242755
The Home Depot | EcoSmart | CFL 32Watt 3-Way | 160 588 | ,ESL50/150T/ESM,RETAIL NUMBER | CFL Bare Spiral | General Purpose Replacement | E26d | Omnidirectional | CFL | 3 | 125 | 138.1 | 70.7 |  | 2 |  | 2080 | 32 | 65 | Yes | 10000 | 2700 | 81 | -20 | 0.6 | -20 |  |  |  | Damp Location Rated,Not for Use in Enclosed Fixtures |  |  |  | 2015-07-02 | 2015-07-02 | United States | ES_31912_160 588_07022015110221_1023843 | 2242754
The Home Depot | EcoSmart | CFL 7Watt Decorative | 193 458 | ,ESL7C/5K/3/ESM,RETAIL NUMBER | CFL Candle | Decorative | E12 (Candelabra) | Decorative | CFL | 3 | 40 | 121.3 | 37.7 |  | 1.1 |  | 320 | 7 | 45.7 | No | 10000 | 5000 | 83 | 22 | 0.6 | -29 |  |  |  | Damp Location Rated |  |  |  | 2015-07-06 | 2015-07-06 | United States | ES_31912_193 458_07062015025330_1023845 | 2242854
The Home Depot | EcoSmart | CFL 7Watt Decorative | 481 411 | ,ESL7C/3/ESM,RETAIL NUMBER | CFL Candle | Decorative | E12 (Candelabra) | Decorative | CFL | 3 | 40 | 121.3 | 37.7 |  | 1.1 |  | 320 | 7 | 45.7 | No | 10000 | 2700 | 82 | -17 | 0.6 | -29 |  |  |  | Damp Location Rated |  |  |  | 2015-07-06 | 2015-07-06 | United States | ES_31912_481 411_07062015025330_1023845 | 2242845
The Home Depot | EcoSmart | CFL 9W Twist | 148 545 | ,ESL9TM/4/ESM,RETAIL NUMBER | CFL Bare Spiral | General Purpose Replacement | E26 (Medium) | Omnidirectional | CFL | 3 | 40 | 105.8 | 44.2 |  | 1.5 |  | 500 | 9 | 55.6 | No | 10000 | 2700 | 82 | -10 | 0.5 | -29 |  |  |  | Damp Location Rated |  |  |  | 2015-07-06 | 2015-07-06 | United States | ES_31912_148 545_07062015103221_1023844 | 2242840
The Home Depot | EcoSmart | CFL 9W Twist | 252 763 | ,ESL9TM/5K/2/ESM,RETAIL NUMBER | CFL Bare Spiral | General Purpose Replacement | E26 (Medium) | Omnidirectional | CFL | 3 | 40 | 105.8 | 44.2 |  | 1.5 |  | 500 | 9 | 55.6 | No | 10000 | 5000 | 85 | 42 | 0.6 | -29 |  |  |  | Damp Location Rated |  |  |  | 2015-07-06 | 2015-07-06 | United States | ES_31912_252 763_07062015103221_1023844 | 2242848
The Home Depot | EcoSmart | Decorative 12W CFL Globe | 599 493 | ,ESL12GTM/5K/2/ESM,RETAIL NUMBER | G25 | Globe | E26 (Medium) | Decorative | CFL | 3 | 60 | 108.9 | 79.4 |  | 1.8 |  | 550 | 12 | 45.8 | No | 10000 | 5000 | 86 | 36 | 0.6 | -29 |  |  |  | Damp Location Rated |  |  |  | 2015-07-06 | 2015-07-06 | United States | ES_31912_599 493_07062015021440_1023844 | 2242850
The Home Depot | EcoSmart | Decorative 12W CFL Globe | 964 196 | ,ESL12GTM/2/ESM,RETAIL NUMBER | G25 | Globe | E26 (Medium) | Decorative | CFL | 3 | 60 | 108.9 | 79.4 |  | 1.8 |  | 550 | 12 | 45.8 | No | 10000 | 2700 | 83 | -20 | 0.6 | -29 |  |  |  | Damp Location Rated |  |  |  | 2015-07-06 | 2015-07-06 | United States | ES_31912_964 196_07062015021440_1023844 | 2242842
The Home Depot | EcoSmart | ECS 16 50WE WW FL TP | ECS 16 50WE WW FL TP | ECS 16 50WE WW FL TP,ECS 16 50WE WW FL TP,1000 029 039 | MR16 | Reflector (Flood/Spot) | GU5.3 | Directional | LED | 5 | 50 | 48.7 | 49.9 | 1201 |  | 38 | 500 | 8 | 62.5 | No | 25000 | 3000 | 82 | 12 | 0.7 | -18 | Dimmable | 4% |  | Damp Location Rated |  |  |  | 2013-10-10 | 2014-08-25 | United States | ES_31912_ECS 16 50WE WW FL TP_08252014160136_7483477 | 2217833
The Home Depot | EcoSmart | LED LAMP | 502090127YY |  | BR30 | Reflector (Flood/Spot) | E26 (Medium) | Directional | LED | 5 | 65 | 136 | 95 |  |  | 89 | 770 | 11 | 70 | No | 25000 | 2700 | 83 | 19 | 1 | -18 | Dimmable | 20% |  | None |  |  |  | 2015-05-10 | 2015-05-08 | Canada | ES_31912_502090127YY_05132015105654_3172196 | 2239248
The Home Depot | EcoSmart | ECS 25 40WE CW LP CL 120 3PK | ECS 25 40WE CW LP CL 120 3PK |  | G25 | Globe | E26 (Medium) | Decorative | LED | 5 | 40 | 117 | 82 |  |  |  | 350 | 4.5 | 77.8 | No | 25000 | 5000 | 88 | 34 | 0.9 | -18 | Dimmable | 10% |  | None |  |  |  | 2015-12-20 | 2015-12-23 | United States | ES_31912_ECS 25 40WE CW LP CL 120 3PK_12312015124138_1017048 | 2255725
The Home Depot | EcoSmart | ECS 25 40WE CW LP FR 120 3PK | ECS 25 40WE CW LP FR 120 3PK |  | G25 | Globe | E26 (Medium) | Decorative | LED | 5 | 40 | 117 | 82 |  |  |  | 350 | 4.5 | 77.8 | No | 25000 | 5000 | 88 | 35 | 0.9 | -18 | Dimmable | 10% |  | None |  |  |  | 2015-12-20 | 2015-12-23 | United States | ES_31912_ECS 25 40WE CW LP FR 120 3PK_12312015124125_3784182 | 2255727
The Home Depot | EcoSmart | ECS 25 40WE W27 LP CL 120 3PK | ECS 25 40WE W27 LP CL 120 3PK |  | G25 | Globe | E26 (Medium) | Decorative | LED | 5 | 40 | 117 | 82 |  |  |  | 350 | 4.5 | 77.8 | No | 25000 | 2700 | 81 | 7 | 0.9 | -18 | Dimmable | 10% |  | None |  |  |  | 2015-12-20 | 2015-12-23 | United States | ES_31912_ECS 25 40WE W27 LP CL 120 3PK_12312015124138_6137445 | 2255724
The Home Depot | EcoSmart | ECS 25 40WE W27 LP FR 120 3PK | ECS 25 40WE W27 LP FR 120 3PK |  | G25 | Globe | E26 (Medium) | Decorative | LED | 5 | 40 | 117 | 82 |  |  |  | 350 | 4.5 | 77.8 | No | 25000 | 2700 | 81 | 7 | 0.9 | -18 | Dimmable | 10% |  | None |  |  |  | 2015-12-20 | 2015-12-23 | United States | ES_31912_ECS 25 40WE W27 LP FR 120 3PK_12312015124125_7266944 | 2255726
The Home Depot | EcoSmart | ECS 25 60WE CW LP CL 120 3PK | 1001696063 |  | G25 | Globe | E26 (Medium) | Decorative | LED | 5 | 60 | 117 | 82 |  |  |  | 500 | 6 | 90 | No | 25000 | 5000 | 88 | 1 |  | 0 | Dimmable | 10% |  | Damp Location Rated,Not for Use in Enclosed Fixtures |  |  |  | 2016-02-05 | 2016-02-01 | United States | ES_31912_1001696063_02012016171052_6652758 | 2257549
The Home Depot | EcoSmart | ECS 25 60WE CW LP FR 120 3PK | 1001696054 |  | G25 | Globe | E26 (Medium) | Decorative | LED | 5 | 60 | 117 | 82 |  |  |  | 500 | 6 | 90 | No | 25000 | 5000 | 88 | 1 |  | 0 | Dimmable | 10% |  | Damp Location Rated,Not for Use in Enclosed Fixtures |  |  |  | 2016-02-05 | 2016-02-01 | United States | ES_31912_1001696054_02012016172850_7730518 | 2257554
The Home Depot | EcoSmart | ECS 25 60WE W27 LP CL 120 3PK | 1001696050 |  | G25 | Globe | E26 (Medium) | Decorative | LED | 5 | 60 | 117 | 82 |  |  |  | 500 | 6 | 90 | No | 25000 | 2700 | 80 | 1 |  | 0 | Dimmable | 10% |  | Damp Location Rated,Not for Use in Enclosed Fixtures |  |  |  | 2016-02-05 | 2016-02-01 | United States | ES_31912_1001696050_02012016171646_7006569 | 2257548
The Home Depot | EcoSmart | ECS 25 60WE W27 LP FR 120 3PK | 1001696048 |  | G25 | Globe | E26 (Medium) | Decorative | LED | 5 | 60 | 117 | 82 |  |  |  | 500 | 6 | 90 | No | 25000 | 2700 | 80 | 1 |  | 0 | Dimmable | 10% |  | Damp Location Rated,Not for Use in Enclosed Fixtures |  |  |  | 2016-02-05 | 2016-02-01 | United States | ES_31912_1001696048_02012016173118_7878985 | 2257553
The Home Depot | EcoSmart | ECS 30 75WE WW FL 120 TP | ECS 30 75WE WW FL 120 TP | ECS 30 75WE WW FL 120 TP,ECS 30 75WE WW FL 120 TP,1000 029 126 | PAR30 | Reflector (Flood/Spot) | E26 (Medium) | Directional | LED | 5 | 75 | 117.6 | 94.9 | 1648 |  | 40 | 800 | 14 | 57.1 | No | 25000 | 3000 | 83 | 3 | 0.9 | -18 | Dimmable | 4% |  | Wet Location Rated |  |  |  | 2013-10-10 | 2014-08-25 | United States | ES_31912_ECS 30 75WE WW FL 120 TP_08252014183049_9876195 | 2217862
The Home Depot | EcoSmart | ECS B11 40WE W27 FIL E26 120 3PK | 1001757392 |  | Decorative: Other | Decorative | E26 (Medium) | Decorative | LED | 5 | 40 | 89.6 | 35.3 |  |  |  | 450 | 4.5 | 100 | No | 20000 | 2700 | 83 | 14 |  | -18 | Dimmable | 20% |  | None |  |  |  | 2016-03-15 | 2016-03-29 | United States | ES_1071878_1001757392_03292016212658_6818640 | 2263450
The Home Depot | EcoSmart | ECS B11 60WE W27 120 3PK | ECS B11 60WE W27 120 3PK |  | Decorative Candle: Other | Decorative | E26 (Medium) | Decorative | LED | 5 | 60 | 101 | 38 |  |  |  | 500 | 6 | 62.5 | No | 25000 | 2700 | 81 | 6 | 0.9 | -18 | Dimmable | 10% |  | None |  |  |  | 2015-12-20 | 2015-12-23 | United States | ES_31912_ECS B11 60WE W27 120 3PK_12312015124152_8855337 | 2255723
The Home Depot | EcoSmart | ECS B11 CA 40WE W27 LP E12 120 3PK | ECS B11 CA 40WE W27 LP E12 120 3PK |  | Decorative Candle: Other | Decorative | E12 (Candelabra) | Decorative | LED | 5 | 40 | 102 | 38 |  |  |  | 350 | 4 | 87.5 | No | 25000 | 2700 | 82 | 7 | 0.9 | -18 | Dimmable | 10% |  | None |  |  |  | 2015-12-05 | 2015-12-14 | United States | ES_31912_ECS B11 CA 40WE W27 LP E12 120 3PK_12222015140757_2811494 | 2255301
The Home Depot | EcoSmart | ECS B11 CA 40WE W27 LP E26 120 3PK | ECS B11 CA 40WE W27 LP E26 120 3PK |  | Decorative Candle: Other | Decorative | E26 (Medium) | Decorative | LED | 5 | 40 | 97 | 38 |  |  |  | 350 | 4 | 87.5 | No | 25000 | 2700 | 82 | 7 | 0.9 | -18 | Dimmable | 10% |  | None |  |  |  | 2015-12-05 | 2015-12-14 | United States | ES_31912_ECS B11 CA 40WE W27 LP E26 120 3PK_12222015140757_7720811 | 2255302
The Home Depot | EcoSmart | ECSBR2050DL3PK | ECSBR2050DL3PK |  | R20 | Reflector (Flood/Spot) | E26 (Medium) | Directional | LED | 5 | 50 | 99 | 67 |  |  |  | 525 | 7 | 75 | No | 25000 | 5000 | 88 | 36 | 0.9 | -18 | Dimmable | 10% | No | None | No |  |  | 2016-05-01 | 2016-05-02 | United States | ES_31912_ECSBR2050DL3PK_05062016152059_9801207 | 2266216
The Home Depot | EcoSmart | ECSBR2050DL3PK | ECSBR2050DL3PK |  | R20 | Reflector (Flood/Spot) | E26 (Medium) | Directional | LED | 5 | 50 | 99 | 68 |  |  |  | 525 | 7 | 75 | No | 25000 | 5000 | 88 | 36 | 0.9 | -18 | Dimmable | 10% |  | None |  |  |  | 2015-12-10 | 2015-12-14 | United States | ES_31912_ECSBR2050DL3PK_12222015135959_1927908 | 2255260
The Home Depot | EcoSmart | ECSBR2050SW3PK | ECSBR2050SW3PK |  | R20 | Reflector (Flood/Spot) | E26 (Medium) | Directional | LED | 5 | 50 | 99 | 67 |  |  |  | 500 | 7 | 71.4 | No | 25000 | 2700 | 80 | 2 | 0.9 | -18 | Dimmable | 10% | No | None | No |  |  | 2016-05-01 | 2016-05-02 | United States | ES_31912_ECSBR2050SW3PK_05062016152059_1880048 | 2266215
The Home Depot | EcoSmart | ECSBR2050SW3PK | ECSBR2050SW3PK |  | R20 | Reflector (Flood/Spot) | E26 (Medium) | Directional | LED | 5 | 50 | 99 | 68 |  |  |  | 500 | 7 | 71.4 | No | 25000 | 2700 | 80 | 2 | 0.9 | -18 | Dimmable | 10% |  | None |  |  |  | 2015-12-10 | 2015-12-14 | United States | ES_31912_ECSBR2050SW3PK_12222015135959_8799432 | 2255259
The Home Depot | EcoSmart | ECSBR3065BW6PK | ECSBR3065BW6PK |  | BR30 | Reflector (Flood/Spot) | E26 (Medium) | Directional | LED | 5 | 65 | 132 | 95 |  |  |  | 650 | 10.5 | 61.9 | No | 25000 | 3000 | 83 | 14 | 0.9 | -18 | Dimmable | 10% |  | None |  |  |  | 2015-12-10 | 2015-12-14 | United States | ES_31912_ECSBR3065BW6PK_12222015135910_4932037 | 2255268
The Home Depot | EcoSmart | ECSBR3065BW6PK | ECSBR3065BW6PK |  | BR30 | Reflector (Flood/Spot) | E26 (Medium) | Directional | LED | 5 | 65 | 132 | 95 |  |  |  | 751 | 10 | 74.8 | No | 25000 | 3000 | 83 | 14 | 0.9 | -18 | Dimmable | 10% | No | None | No |  |  | 2016-05-05 | 2016-05-06 | United States | ES_31912_ECSBR3065BW6PK_05172016154001_9414678 | 2266916
The Home Depot | EcoSmart | ECSBR3065DL6PK | ECSBR3065DL6PK |  | BR30 | Reflector (Flood/Spot) | E26 (Medium) | Directional | LED | 5 | 65 | 132 | 95 |  |  |  | 682 | 10.5 | 65 | No | 25000 | 5000 | 88 | 37 | 0.9 | -18 | Dimmable | 10% |  | None |  |  |  | 2015-12-10 | 2015-12-14 | United States | ES_31912_ECSBR3065DL6PK_12222015135910_3572898 | 2255269
The Home Depot | EcoSmart | ECSBR3065DL6PK | ECSBR3065DL6PK |  | BR30 | Reflector (Flood/Spot) | E26 (Medium) | Directional | LED | 5 | 65 | 132 | 95 |  |  |  | 770 | 10.2 | 75.8 | No | 25000 | 5000 | 88 | 37 | 0.9 | -18 | Dimmable | 10% | No | None | No |  |  | 2016-05-05 | 2016-05-06 | United States | ES_31912_ECSBR3065DL6PK_05172016154001_1661233 | 2266917
The Home Depot | EcoSmart | ECSBR3065SW6PK | ECSBR3065SW6PK |  | BR30 | Reflector (Flood/Spot) | E26 (Medium) | Directional | LED | 5 | 65 | 132 | 95 |  |  |  | 650 | 10.5 | 61.9 | No | 25000 | 2700 | 81 | 7 | 0.9 | -18 | Dimmable | 10% |  | None |  |  |  | 2015-12-10 | 2015-12-14 | United States | ES_31912_ECSBR3065SW6PK_12222015135910_1996038 | 2255267
The Home Depot | EcoSmart | ECSBR3065SW6PK | ECSBR3065SW6PK |  | BR30 | Reflector (Flood/Spot) | E26 (Medium) | Directional | LED | 5 | 65 | 132 | 95 |  |  |  | 720 | 10.2 | 70.9 | No | 25000 | 2700 | 81 | 7 | 0.9 | -18 | Dimmable | 10% | No | None | No |  |  | 2016-05-05 | 2016-05-06 | United States | ES_31912_ECSBR3065SW6PK_05172016154001_1626680 | 2266915
The Home Depot | EcoSmart | ECSBR3075DL2PK | ECSBR3075DL2PK |  | BR30 | Reflector (Flood/Spot) | E26 (Medium) | Directional | LED | 5 | 75 | 131 | 94 |  |  |  | 1057 | 13 | 81.2 | No | 25000 | 5000 | 88 | 37 | 1 | -18 | Dimmable | 10% | No | None | No |  |  | 2016-05-05 | 2016-05-06 | United States | ES_31912_ECSBR3075DL2PK_05172016154020_4428240 | 2266914
The Home Depot | EcoSmart | ECSBR3075DL2PK | ECSBR3075DL2PK |  | BR30 | Reflector (Flood/Spot) | E26 (Medium) | Directional | LED | 5 | 75 | 132 | 95 |  |  |  | 985 | 13.5 | 73 | No | 25000 | 5000 | 88 | 37 | 0.9 | -18 | Dimmable | 10% |  | None |  |  |  | 2015-12-10 | 2015-12-14 | United States | ES_31912_ECSBR3075DL2PK_12222015135925_8652139 | 2255266
The Home Depot | EcoSmart | ECSBR3075SW2PK | ECSBR3075SW2PK |  | BR30 | Reflector (Flood/Spot) | E26 (Medium) | Directional | LED | 5 | 75 | 131 | 94 |  |  |  | 1000 | 12.9 | 77.8 | No | 25000 | 2700 | 80 | 2 | 1 | -18 | Dimmable | 10% | No | None | No |  |  | 2016-05-05 | 2016-05-06 | United States | ES_31912_ECSBR3075SW2PK_05172016154020_6887387 | 2266913
The Home Depot | EcoSmart | ECSBR3075SW2PK | ECSBR3075SW2PK |  | BR30 | Reflector (Flood/Spot) | E26 (Medium) | Directional | LED | 5 | 75 | 132 | 95 |  |  |  | 938 | 13.5 | 69.5 | No | 25000 | 2700 | 80 | 2 | 0.9 | -18 | Dimmable | 10% |  | None |  |  |  | 2015-12-10 | 2015-12-14 | United States | ES_31912_ECSBR3075SW2PK_12222015135925_2175525 | 2255265
The Home Depot | EcoSmart | ECSBR4075DL3PK | ECSBR4075DL3PK |  | BR40 | Reflector (Flood/Spot) | E26 (Medium) | Directional | LED | 5 | 75 | 165 | 130 |  |  |  | 985 | 14.1 | 69.8 | No | 25000 | 5000 | 88 | 37 | 0.9 | -18 | Dimmable | 10% |  | None |  |  |  | 2015-12-10 | 2015-12-14 | United States | ES_31912_ECSBR4075DL3PK_12222015135936_9558754 | 2255264
The Home Depot | EcoSmart | ECSBR4075DL3PK | ECSBR4075DL3PK |  | BR40 | Reflector (Flood/Spot) | E26 (Medium) | Directional | LED | 5 | 75 | 165 | 130 |  |  |  | 1086 | 14.5 | 75 | No | 25000 | 5000 | 88 | 37 | 0.9 | -18 | Dimmable | 10% | No | None | No |  |  | 2016-05-05 | 2016-05-06 | United States | ES_31912_ECSBR4075DL3PK_05172016154036_4059207 | 2266912
The Home Depot | EcoSmart | ECSBR4075SW3PK | ECSBR4075SW3PK |  | BR40 | Reflector (Flood/Spot) | E26 (Medium) | Directional | LED | 5 | 75 | 165 | 130 |  |  |  | 938 | 14.2 | 66.2 | No | 25000 | 2700 | 81 | 5 | 0.9 | -18 | Dimmable | 10% |  | None |  |  |  | 2015-12-10 | 2015-12-14 | United States | ES_31912_ECSBR4075SW3PK_12222015135936_4159241 | 2255263
The Home Depot | EcoSmart | ECSBR4075SW3PK | ECSBR4075SW3PK |  | BR40 | Reflector (Flood/Spot) | E26 (Medium) | Directional | LED | 5 | 75 | 165 | 130 |  |  |  | 1035 | 14.6 | 71 | No | 25000 | 2700 | 81 | 5 | 0.9 | -18 | Dimmable | 10% | No | None | No |  |  | 2016-05-05 | 2016-05-06 | United States | ES_31912_ECSBR4075SW3PK_05172016154036_2907277 | 2266911
The Home Depot | EcoSmart | ECSBR4090DL2PK | ECSBR4090DL2PK |  | BR40 | Reflector (Flood/Spot) | E26 (Medium) | Directional | LED | 5 | 90 | 165 | 130 |  |  |  | 1323 | 18 | 73.5 | No | 25000 | 5000 | 88 | 36 | 0.9 | -18 | Dimmable | 10% |  | None |  |  |  | 2015-12-10 | 2015-12-14 | United States | ES_31912_ECSBR4090DL2PK_12222015135945_6131351 | 2255262
The Home Depot | EcoSmart | ECSBR4090DL2PK | ECSBR4090DL2PK |  | BR40 | Reflector (Flood/Spot) | E26 (Medium) | Directional | LED | 5 | 90 | 165 | 130 |  |  |  | 1323 | 18 | 73.5 | No | 25000 | 5000 | 88 | 36 | 1 | -18 | Dimmable | 10% | No | None | No |  |  | 2016-05-01 | 2016-05-03 | United States | ES_31912_ECSBR4090DL2PK_05062016152112_8026325 | 2266214
The Home Depot | EcoSmart | ECSBR4090SW2PK | ECSBR4090SW2PK |  | BR40 | Reflector (Flood/Spot) | E26 (Medium) | Directional | LED | 5 | 90 | 165 | 130 |  |  |  | 1260 | 18 | 70 | No | 25000 | 2700 | 81 | 3 | 0.9 | -18 | Dimmable | 10% |  | None |  |  |  | 2015-12-10 | 2015-12-14 | United States | ES_31912_ECSBR4090SW2PK_12222015135945_8019652 | 2255261
The Home Depot | EcoSmart | ECSBR4090SW2PK | ECSBR4090SW2PK |  | BR40 | Reflector (Flood/Spot) | E26 (Medium) | Directional | LED | 5 | 90 | 165 | 130 |  |  |  | 1260 | 18 | 70 | No | 25000 | 2700 | 81 | 3 | 1 | -18 | Dimmable | 10% | No | None | No |  |  | 2016-05-01 | 2016-05-03 | United States | ES_31912_ECSBR4090SW2PK_05062016152112_1271541 | 2266213
The Home Depot | EcoSmart | ECS G16.5 60WE CW LP CL 120 3PK | ECS G16.5 60WE CW LP CL 120 3PK |  | G16.5 | Globe | E26 (Medium) | Decorative | LED | 5 | 60 | 84 | 50 |  |  |  | 500 | 6.5 | 76.9 | No | 25000 | 5000 | 88 | 35 | 0.9 | -18 | Dimmable | 10% |  | None |  |  |  | 2015-12-20 | 2015-12-23 | United States | ES_31912_ECS G16.5 60WE CW LP CL 120 3PK_12312015124213_6344641 | 2255720
The Home Depot | EcoSmart | ECS G16.5 60WE CW LP FR 120 3PK | ECS G16.5 60WE CW LP FR 120 3PK |  | G16.5 | Globe | E26 (Medium) | Decorative | LED | 5 | 60 | 84 | 50 |  |  |  | 500 | 6.5 | 76.9 | No | 25000 | 5000 | 88 | 35 | 0.9 | -18 | Dimmable | 10% |  | None |  |  |  | 2015-12-20 | 2015-12-23 | United States | ES_31912_ECS G16.5 60WE CW LP FR 120 3PK_12312015124202_7160749 | 2255722
The Home Depot | EcoSmart | ECS G16.5 60WE W27 LP CL 120 3PK | ECS G16.5 60WE W27 LP CL 120 3PK |  | G16.5 | Globe | E26 (Medium) | Decorative | LED | 5 | 60 | 84 | 50 |  |  |  | 500 | 6.5 | 76.9 | No | 25000 | 2700 | 81 | 6 | 0.9 | -18 | Dimmable | 10% |  | None |  |  |  | 2015-12-20 | 2015-12-23 | United States | ES_31912_ECS G16.5 60WE W27 LP CL 120 3PK_12312015124213_7555208 | 2255719
The Home Depot | EcoSmart | ECS G16.5 60WE W27 LP FR 120 3PK | ECS G16.5 60WE W27 LP FR 120 3PK |  | G16.5 | Globe | E26 (Medium) | Decorative | LED | 5 | 60 | 84 | 50 |  |  |  | 500 | 6.5 | 76.9 | No | 25000 | 2700 | 81 | 5 | 0.9 | -18 | Dimmable | 10% |  | None |  |  |  | 2015-12-20 | 2015-12-23 | United States | ES_31912_ECS G16.5 60WE W27 LP FR 120 3PK_12312015124202_9928496 | 2255721
The Home Depot | EcoSmart | ES5M814 | ES5M814 | ,772-869,; ES5M814,ES5M814, | CFL Bare Spiral | General Purpose Replacement | E26 (Medium) | Omnidirectional | CFL | 9 | 60 | 112 | 46 |  | 1.3 |  | 900 | 14 | 64.2 | No | 10000 | 2700 | 81 | -10 | 0.5 | -29 |  |  |  | Other,Table Lamp |  |  |  | 2014-01-13 | 2014-11-14 | United States, Canada | ES_31912_ES5M814_11142014201235_5955412 | 2225142
The Home Depot | EcoSmart | ESBG8092 | ESBG8092 |  | CFL Globe | Globe | E26 (Medium) | Decorative | CFL | 9 | 40 | 112 | 79 |  | 1.3 |  | 525 | 9.4 | 56 | No | 10000 | 2700 | 83 | -4 | 0.5 | -29 |  |  |  | Other,Vanity |  |  |  | 2014-01-13 | 2014-09-16 | United States, Canada | ES_31912_ESBG8092_09202014163735_1055750 | 2219908
The Home Depot | EcoSmart | ESBM1412 | ESBM1412 | ,ESBM8144, | CFL Bare Spiral | General Purpose Replacement | E26 (Medium) | Omnidirectional | CFL | 3 | 60 | 112 | 46 |  | 1.3 |  | 900 | 14 | 64.2 | No | 10000 | 2700 | 81 | -10 | 0.5 | -29 |  |  |  | None |  |  |  | 2014-01-13 | 2014-08-28 | United States, Canada | ES_31912_ESBM1412_08282014160210_1730316 | 2218057
The Home Depot | EcoSmart | ESBM2312 | ESBM2312 |  | CFL Bare Spiral | General Purpose Replacement | E26 (Medium) | Omnidirectional | CFL | 3 | 100 | 122 | 58 |  | 1.3 |  | 1600 | 23 | 69.5 | No | 10000 | 2700 | 83 | -10 | 0.5 | -20 |  |  |  | None |  |  |  | 2009-03-11 | 2014-08-28 | United States, Canada | ES_31912_ESBM2312_09082014131138_1898328 | 2218750
The Home Depot | EcoSmart | ESBM809250K | ESBM809250K |  | CFL Bare Spiral | General Purpose Replacement | E26 (Medium) | Omnidirectional | CFL | 9 | 40 | 102 | 46 |  | 1.3 |  | 500 | 9 | 55.5 | No | 10000 | 5000 | 84 | 35 | 0.5 | -29 |  |  |  | None |  |  |  | 2006-12-26 | 2014-08-08 | United States, Canada | ES_31912_ESBM809250K_08082014135433_6073169 | 2217172
The Home Depot | EcoSmart | ESBM8094 | ESBM8094 |  | CFL Bare Spiral | General Purpose Replacement | E26 (Medium) | Omnidirectional | CFL | 9 | 40 | 102 | 46 |  | 1.3 |  | 500 | 9 | 55.5 | No | 10000 | 2700 | 82 | -7 | 0.5 | -29 |  |  |  | None |  |  |  | 2006-12-26 | 2014-08-08 | United States, Canada | ES_31912_ESBM8094_08082014135356_6036628 | 2217171
The Home Depot | EcoSmart | ESBM814435K | ESBM814435K |  | CFL Bare Spiral | General Purpose Replacement | E26 (Medium) | Omnidirectional | CFL | 9 | 60 | 112 | 46 |  | 1.3 |  | 800 | 14 | 57 | No | 10000 | 3500 | 83 | 14 | 0.6 | -29 |  |  |  | None |  |  |  | 2014-01-13 | 2014-08-08 | United States, Canada | ES_31912_ESBM814435K_08082014135451_6091721 | 2217173
The Home Depot | EcoSmart | ESBM814450K | ESBM814450K | ,ESBM8141250K,; ,ESBM814C250K, | CFL Bare Spiral | General Purpose Replacement | E26 (Medium) | Omnidirectional | CFL | 3 | 60 | 112 | 46 |  | 1.3 |  | 800 | 14 | 57.1 | No | 10000 | 5000 | 84 | 36 | 0.6 | -29 |  |  |  | None |  |  |  | 2014-03-25 | 2014-08-28 | United States, Canada | ES_31912_ESBM814450K_09082014131203_1923240 | 2218749
The Home Depot | EcoSmart | ESBM814C2 | ESBM814C2 | ,240-916,; ESBM814C2,ESBM814C2, | CFL Bare Spiral | General Purpose Replacement | E12 (Candelabra) | Omnidirectional | CFL | 3 | 60 | 110 | 46 |  | 1.3 |  | 956 | 14 | 68.3 | No | 10000 | 2700 | 82 | -10 | 0.6 | -29 |  |  |  | Other,Table Lamp |  |  |  | 2013-10-04 | 2015-11-11 | United States, Canada | ES_31912_ESBM814C2_11122015234345_1825723 | 2252489
The Home Depot | EcoSmart | ESBM819250K | ESBM819250K |  | CFL Bare Spiral | General Purpose Replacement | E26 (Medium) | Omnidirectional | CFL | 3 | 75 | 112 | 58 |  | 1.3 |  | 1300 | 19 | 68.4 | No | 10000 | 5000 | 84 | -7 | 0.6 | -20 |  |  |  | None |  |  |  | 2008-08-12 | 2014-09-08 | United States, Canada | ES_31912_ESBM819250K_09072014135653_8213671 | 2218739
The Home Depot | EcoSmart | ESBM8194 | ESBM8194 |  | CFL Bare Spiral | General Purpose Replacement | E26 (Medium) | Omnidirectional | CFL | 3 | 75 | 112 | 58 |  | 1.3 |  | 1250 | 19 | 65.8 | No | 10000 | 2700 | 83 | -7 | 0.6 | -20 |  |  |  | None |  |  |  | 2006-12-26 | 2014-08-08 | United States, Canada | ES_31912_ESBM8194_08082014193014_6214834 | 2217187
The Home Depot | EcoSmart | ESBM8234 | ESBM8234 |  | CFL Bare Spiral | General Purpose Replacement | E26 (Medium) | Omnidirectional | CFL | 3 | 100 | 122 | 58 |  | 1.3 |  | 1600 | 23 | 69.5 | No | 10000 | 2700 | 83 | -10 | 0.5 | -29 |  |  |  | None |  |  |  | 2009-03-11 | 2014-08-12 | United States, Canada | ES_31912_ESBM8234_08122014145410_5250571 | 2217261
The Home Depot | EcoSmart | ESBM823435K | ESBM823435K |  | CFL Bare Spiral | General Purpose Replacement | E26 (Medium) | Omnidirectional | CFL | 9 | 100 | 122 | 58 |  | 1.3 |  | 1600 | 23 | 69.6 | No | 10000 | 3500 | 84 | 11 | 0.6 | -29 |  |  |  | None |  |  |  | 2008-07-19 | 2014-08-08 | United States, Canada | ES_31912_ESBM823435K_08082014135510_6110699 | 2217174
The Home Depot | EcoSmart | ESBM823450K | ESBM823450K | ,ES5M823850K, 149-508,; ESBM823450K,ESBM823450K, | CFL Bare Spiral | General Purpose Replacement | E26 (Medium) | Omnidirectional | CFL | 3 | 100 | 122 | 58 |  | 1.3 |  | 1600 | 23 | 69.5 | No | 10000 | 5000 | 85 | 39 | 0.6 | -29 |  |  |  | Other,Table lamp |  |  |  | 2008-10-31 | 2014-09-23 | United States, Canada | ES_31912_ESBM823450K_09242014014511_3111770 | 2220116
The Home Depot | EcoSmart | ESBR2142 | ESBR2142 |  | R20 | Reflector (Flood/Spot) | E26 (Medium) | Directional | CFL | 3 | 50 | 109 | 64 |  | 1.5 |  | 530 | 13.2 | 40.1 | No | 10000 | 2700 | 81 | -7 | 0.5 | -29 |  |  |  | Recessed Fixtures |  |  |  | 2010-01-01 | 2014-09-16 | United States, Canada | ES_31912_ESBR2142_09202014173742_4662847 | 2219909
The Home Depot | EcoSmart | ESBR30146 | ESBR30146 |  | R30 | Reflector (Flood/Spot) | E26 (Medium) | Directional | CFL | 2 | 65 | 137 | 93.9 |  | 1.5 |  | 724 | 14.2 | 45.7 | No | 10000 | 2700 | 82 | -9 | 0.6 | -29 |  |  |  | Recessed Fixtures |  |  |  | 2010-01-01 | 2014-09-23 | United States, Canada | ES_31912_ESBR30146_09242014023946_6386347 | 2220118
The Home Depot | EcoSmart | ESBR314650K | ESBR314650K |  | R30 | Reflector (Flood/Spot) | E26 (Medium) | Directional | CFL | 2 | 65 | 137 | 93.9 |  | 1.5 |  | 735 | 14.1 | 43 | No | 10000 | 5000 | 84 | 33 | 0.6 | -29 |  |  |  | Recessed Fixtures |  |  |  | 2010-01-01 | 2014-09-23 | United States, Canada | ES_31912_ESBR314650K_09242014024010_6410940 | 2220119
The Home Depot | EcoSmart | ESBR314IB2 | ESBR314IB2 |  | CFL Reflector | Reflector (Flood/Spot) | E26 (Medium) | Directional | CFL | 9 | 65 | 137 | 94 |  | 1.3 |  | 740 | 14.4 | 46.4 | No | 10000 | 2700 | 82 | -5 | 0.6 | -29 |  |  |  | Recessed Fixtures |  |  |  | 2014-01-13 | 2014-09-23 | United States, Canada | ES_31912_ESBR314IB2_09242014023846_6326659 | 2220310
The Home Depot | EcoSmart | ESBR316250K | ESBR316250K |  | CFL Reflector | Reflector (Flood/Spot) | E26 (Medium) | Directional | CFL | 3 | 65 | 150 | 69 |  | 1.5 |  | 700 | 16.1 | 43.4 | No | 10000 | 5000 | 84 | 33 | 0.6 | -29 |  |  |  | Recessed Fixtures |  |  |  | 2014-01-13 | 2014-09-16 | United States, Canada | ES_31912_ESBR316250K_09202014161916_9956092 | 2219905
The Home Depot | EcoSmart | G25 Classic Filament | ECS G25 40WE W27 FIL 120 3PK | ,1001 757 396, | G25 | Globe | E26 (Medium) | Decorative | LED | 5 | 40 | 112.7 | 79.5 |  |  |  | 450 | 4.5 | 100 | No | 25000 | 2700 | 81 | 5 | 0.9 | -18 | Dimmable | 20% |  | Damp Location Rated |  |  |  | 2016-05-31 | 2016-06-02 | United States | ES_31912_ECS G25 40WE W27 FIL 120 3PK_06022016135105_5465468 | 2268718
The Home Depot | EcoSmart | G25 Classic Filament | ECS G25 60WE W27 FIL 120 3PK | ,1001 757 401, | G25 | Globe | E26 (Medium) | Decorative | LED | 5 | 60 | 112.2 | 79.6 |  |  |  | 560 | 5.5 | 103.1 | No | 25000 | 2700 | 82 | 3 | 0.9 | -18 | Dimmable | 19% |  | Damp Location Rated |  |  |  | 2016-05-31 | 2016-06-02 | United States | ES_31912_ECS G25 60WE W27 FIL 120 3PK_06022016140059_6059491 | 2268721
The Home Depot | EcoSmart | LED Bulb | C35C 4.5W E12 DIM |  | Decorative: Other | Decorative | E12 (Candelabra) | Decorative | LED | 3 | 40 | 111.9 | 35.6 |  |  |  | 450 | 4.5 | 104.4 | No | 15000 | 2700 | 83 | 15 | 0.9 | -20 | Dimmable | 1% |  | Damp Location Rated,Enclosed Fixtures,Recessed Fixtures |  |  |  | 2016-06-30 | 2016-06-28 | United States, Australia, New Zealand, Switzerland, Europe, Taiwan, Japan, Canada | ES_31912_C35C 4.5W E12 DIM_06282016203217_3263640 | 2271073
The Home Depot | EcoSmart | LED Bulb | C35C 4.5W E12 DIM 5000K |  | Decorative: Other | Decorative | E12 (Candelabra) | Decorative | LED | 3 | 40 | 111.9 | 35.6 |  |  |  | 450 | 4.5 | 104.4 | No | 15000 | 5000 | 86 | 21 | 0.9 | -20 | Dimmable | 1% |  | Damp Location Rated,Enclosed Fixtures,Recessed Fixtures |  |  |  | 2016-06-30 | 2016-06-28 | United States, Australia, New Zealand, Switzerland, Europe, Taiwan, Japan, Canada | ES_31912_C35C 4.5W E12 DIM 5000K_06282016203311_6433763 | 2271075
The Home Depot | EcoSmart | LED Bulb | C35C 4.5W E26 DIM |  | Decorative: Other | Decorative | E26 (Medium) | Decorative | LED | 3 | 40 | 89.6 | 35.6 |  |  |  | 450 | 4.5 | 104.4 | No | 15000 | 2700 | 83 | 14 | 0.9 | -20 | Dimmable | 1% |  | Damp Location Rated,Enclosed Fixtures,Recessed Fixtures |  |  |  | 2016-06-30 | 2016-06-28 | United States, Australia, New Zealand, Switzerland, Europe, Taiwan, Japan, Canada | ES_31912_C35C 4.5W E26 DIM_06282016203259_9853574 | 2271074
The Home Depot | EcoSmart | LED Bulb | C35C 4.5W E26 DIM 5000K |  | Decorative: Other | Decorative | E26 (Medium) | Decorative | LED | 3 | 40 | 89.6 | 35.6 |  |  |  | 450 | 4.5 | 104.4 | No | 15000 | 5000 | 86 | 19 | 0.9 | -20 | Dimmable | 1% |  | Damp Location Rated,Enclosed Fixtures,Recessed Fixtures |  |  |  | 2016-06-30 | 2016-06-28 | United States, Australia, New Zealand, Switzerland, Europe, Taiwan, Japan, Canada | ES_31912_C35C 4.5W E26 DIM 5000K_06282016203320_1405995 | 2271076
The Home Depot | EcoSmart | LED lamp | 502000127YY | ,,502000127YY; (“YY”units in a retail package, If 1pc/pack, it will be “01”) | B10 | Decorative | E12 (Candelabra) | Decorative | LED | 5 | 40 | 103 | 36 |  |  |  | 350 | 5 | 70 | No | 25000 | 2700 | 82 | 11 | 0.9 | -18 | Dimmable | 20% | No | None | No |  |  | 2016-02-15 | 2016-02-02 | Canada | ES_31912_502000127YY_03072016131144_6470719 | 2261871
The Home Depot | EcoSmart | LED lamp | 502000150YY | ,,502000150YY; (“YY”units in a retail package, If 1pc/pack, it will be “01”) | B10 | Decorative | E12 (Candelabra) | Decorative | LED | 5 | 40 | 103 | 36 |  |  |  | 350 | 5 | 70 | No | 25000 | 5000 | 85 | 18 | 0.9 | -18 | Dimmable | 20% | No | None | No |  |  | 2016-02-15 | 2016-02-02 | Canada | ES_31912_502000150YY_03072016131313_6174621 | 2261872
The Home Depot | EcoSmart | LED lamp | 502050130YY | ,,"YY" for units in a retail package. If one piece/pack, it will be "01"" | PAR16 | Reflector (Flood/Spot) | GU10 | Directional | LED | 5 | 50 | 59 | 50 | 1031 |  | 30 |  | 6 | 66.7 | No | 25000 | 3000 | 83 | 15 | 0.9 | -18 | Dimmable | 20% |  | None |  |  |  | 2015-07-20 | 2015-07-22 | Canada | ES_31912_502050130YY_08052015142349_1106799 | 2245141
The Home Depot | EcoSmart | LED lamp | 502050150YY | ,,"YY" for units in a retail package. If one piece/pack, it will be "01"" | PAR16 | Reflector (Flood/Spot) | GU10 | Directional | LED | 5 | 50 | 59 | 50 | 1027 |  | 30 |  | 6 | 66.7 | No | 25000 | 5000 | 86 | 25 | 0.9 | -18 | Dimmable | 20% |  | None |  |  |  | 2015-07-20 | 2015-07-22 | Canada | ES_31912_502050150YY_08052015142349_2537805 | 2245142
The Home Depot | EcoSmart | LED lamp | 502050230YY | ,,"YY" for units in a retail package. If one piece/pack, it will be "01"" | PAR16 | Reflector (Flood/Spot) | E26 (Medium) | Directional | LED | 5 | 50 | 70 | 50 | 1031 |  | 30 |  | 6 | 66.7 | No | 25000 | 3000 | 83 | 15 | 0.9 | -18 | Dimmable | 20% |  | None |  |  |  | 2015-07-20 | 2015-07-22 | Canada | ES_31912_502050230YY_08052015142349_8573230 | 2245139
The Home Depot | EcoSmart | LED lamp | 502050250YY | ,,"YY" for units in a retail package. If one piece/pack, it will be "01"" | PAR16 | Reflector (Flood/Spot) | E26 (Medium) | Directional | LED | 5 | 50 | 70 | 50 | 1027 |  | 30 |  | 6 | 66.7 | No | 25000 | 5000 | 86 | 25 | 0.9 | -18 | Dimmable | 20% |  | None |  |  |  | 2015-07-20 | 2015-07-22 | Canada | ES_31912_502050250YY_08052015142349_4983221 | 2245140
The Home Depot | EcoSmart | LED lamp | 502170130YY | ,,"YY" for units in a retail package. If one piece/pack, it will be "01"" | PAR20 | Reflector (Flood/Spot) | E26 (Medium) | Directional | LED | 5 | 50 | 84 | 65 | 1456 |  | 30 |  | 7 | 64.3 | No | 25000 | 3000 | 83 | 13 | 0.9 | -18 | Dimmable | 20% |  | None |  |  |  | 2015-07-20 | 2015-07-02 | Canada | ES_31912_502170130YY_08052015142235_6143336 | 2245137
The Home Depot | EcoSmart | LED lamp | 502170150YY | ,,"YY" for units in a retail package. If one piece/pack, it will be "01"" | PAR20 | Reflector (Flood/Spot) | E26 (Medium) | Directional | LED | 5 | 50 | 84 | 65 | 1439 |  | 30 |  | 7 | 64.3 | No | 25000 | 5000 | 85 | 22 | 0.9 | -18 | Dimmable | 20% |  | None |  |  |  | 2015-07-20 | 2015-07-02 | Canada | ES_31912_502170150YY_08052015142235_5009071 | 2245138
The Home Depot | EcoSmart | LED lamp | 502460127YY | ,,502460127YY(“YY”units in a retail package, If 1pc/pack, it will be “01”) | BR30 | Reflector (Flood/Spot) | E26 (Medium) | Directional | LED | 5 | 65 | 135 | 96 |  |  |  | 650 | 9 | 72.2 | No | 25000 | 2700 | 81 | 4 | 0.9 | -18 | Dimmable | 20% | No | None | No |  |  | 2016-03-15 | 2016-03-14 | Canada | ES_31912_502460127YY_03232016130712_1945584 | 2262932
The Home Depot | EcoSmart | LED lamp | 502460150YY | ,,502460150YY(“YY”units in a retail package, If 1pc/pack, it will be “01”) | BR30 | Reflector (Flood/Spot) | E26 (Medium) | Directional | LED | 5 | 65 | 135 | 96 |  |  |  | 650 | 9 | 72.2 | No | 25000 | 5000 | 85 | 18 | 0.9 | -18 | Dimmable | 20% | No | None | No |  |  | 2016-03-15 | 2016-03-14 | Canada | ES_31912_502460150YY_03232016130753_3472747 | 2262933
The Home Depot | EcoSmart | LED lamp | 503010127YY | ,,503010127YY(“YY”units in a retail package, If 1pc/pack, it will be “01”) | B10 | Decorative | E12 (Candelabra) | Decorative | LED | 5 | 40 | 103 | 37.5 |  |  |  | 350 | 4.5 | 77.8 | No | 25000 | 2700 | 81 | 4 | 0.9 | -18 | Dimmable | 20% | No | None | No |  |  | 2016-03-15 | 2016-03-14 | Canada | ES_31912_503010127YY_03232016133538_8080873 | 2262965
The Home Depot | EcoSmart | LED lamp | 503010150YY | ,,503010150YY(“YY”units in a retail package, If 1pc/pack, it will be “01”) | B10 | Decorative | E12 (Candelabra) | Decorative | LED | 5 | 40 | 103 | 37.5 |  |  |  | 350 | 4.5 | 77.8 | No | 25000 | 5000 | 85 | 22 | 0.9 | -18 | Dimmable | 20% | No | None | No |  |  | 2016-03-15 | 2016-03-14 | Canada | ES_31912_503010150YY_03232016133608_3507488 | 2262966
The Home Depot | EcoSmart | LED lamp | 503020130YY | ,,503020130YY (“YY” for units in a retail package?If 1pc/pack,it will be“01”) | PAR20 | Reflector (Flood/Spot) | E26 (Medium) | Directional | LED | 5 | 50 | 82.5 | 63.5 | 1740 |  | 30 |  | 6.5 | 69.2 | No | 25000 | 3000 | 82 | 10 | 0.9 | -18 | Dimmable | 20% |  | Not for Use in Enclosed Fixtures |  |  |  | 2016-03-20 | 2016-03-28 | Canada | ES_31912_503020130YY_04122016110243_9098412 | 2263905
The Home Depot | EcoSmart | LED lamp | 503020150YY | ,,503020150YY (“YY” for units in a retail package?If 1pc/pack,it will be“01”) | PAR20 | Reflector (Flood/Spot) | E26 (Medium) | Directional | LED | 5 | 50 | 82.5 | 63.5 | 1669 |  | 30 |  | 6.5 | 69.2 | No | 25000 | 5000 | 84 | 20 | 0.9 | -18 | Dimmable | 20% |  | Not for Use in Enclosed Fixtures |  |  |  | 2016-03-20 | 2016-03-28 | Canada | ES_31912_503020150YY_04122016110402_7314983 | 2263906
The Home Depot | EcoSmart | LED lamp | 503040130YY | ,,503040130YY (“YY” for units in a retail package?If 1pc/pack,it will be“01”) | PAR16 | Reflector (Flood/Spot) | GU10 | Directional | LED | 5 | 50 | 59 | 50.7 | 1255 |  | 30 |  | 6 | 66.7 | No | 25000 | 3000 | 82 | 8 | 0.9 | -18 | Dimmable | 20% |  | Not for Use in Enclosed Fixtures |  |  |  | 2016-03-20 | 2016-03-28 | Canada | ES_31912_503040130YY_04122016110529_3921630 | 2263907
The Home Depot | EcoSmart | LED lamp | 503040150YY | ,,503040150YY (“YY” for units in a retail package?If 1pc/pack,it will be“01”) | PAR16 | Reflector (Flood/Spot) | GU10 | Directional | LED | 5 | 50 | 59 | 50.7 | 1097 |  | 30 |  | 6 | 66.7 | No | 25000 | 5000 | 86 | 26 | 0.9 | -18 | Dimmable | 20% |  | Not for Use in Enclosed Fixtures |  |  |  | 2016-03-20 | 2016-03-28 | Canada | ES_31912_503040150YY_04122016110705_1227419 | 2263909
The Home Depot | EcoSmart | LED lamp | 503040230YY | ,,503040230YY (“YY” for units in a retail package?If 1pc/pack,it will be“01”) | PAR16 | Reflector (Flood/Spot) | E26 (Medium) | Directional | LED | 5 | 50 | 72 | 50.7 | 1255 |  | 30 |  | 6 | 66.7 | No | 25000 | 3000 | 82 | 8 | 0.9 | -18 | Dimmable | 20% |  | Not for Use in Enclosed Fixtures |  |  |  | 2016-03-20 | 2016-03-28 | Canada | ES_31912_503040230YY_04122016110616_4142688 | 2263908
The Home Depot | EcoSmart | LED lamp | 503040250YY | ,,503040250YY (“YY” for units in a retail package?If 1pc/pack,it will be“01”) | PAR16 | Reflector (Flood/Spot) | E26 (Medium) | Directional | LED | 5 | 50 | 72 | 50.7 | 1097 |  | 30 |  | 6 | 66.7 | No | 25000 | 5000 | 86 | 26 | 0.9 | -18 | Dimmable | 20% |  | Not for Use in Enclosed Fixtures |  |  |  | 2016-03-20 | 2016-03-28 | Canada | ES_31912_503040250YY_04122016110750_9022528 | 2263910
The Home Depot | EcoSmart | LED lamp | 503050127YY | ,,503050127YY(“YY”units in a retail package, If 1pc/pack, it will be “01”) | A19 | General Purpose Replacement | E26 (Medium) | Omnidirectional | LED | 5 | 60 | 110 | 60 |  |  |  | 800 | 8.5 | 94.1 | No | 25000 | 2700 | 81 | 2 | 0.9 | -18 | Dimmable | 20% | No | None | No |  |  | 2016-03-15 | 2016-03-14 | Canada | ES_31912_503050127YY_03232016133432_9538664 | 2262963
The Home Depot | EcoSmart | LED lamp | 503050150YY | ,,503050150YY(“YY”units in a retail package, If 1pc/pack, it will be “01”) | A19 | General Purpose Replacement | E26 (Medium) | Omnidirectional | LED | 5 | 60 | 110 | 60 |  |  |  | 800 | 8.5 | 94.1 | No | 25000 | 5000 | 85 | 17 | 0.9 | -18 | Dimmable | 20% | No | None | No |  |  | 2016-03-15 | 2016-03-14 | Canada | ES_31912_503050150YY_03232016133458_8587250 | 2262964
The Home Depot | EcoSmart | LED Lamp | 50323012702 | ,,50323012702; LED Lamp,50323012704,50323012704 | B10 | Decorative | E12 (Candelabra) | Decorative | LED | 5 | 40 | 103 | 36.3 |  |  |  | 350 | 4.5 | 77.8 | No | 25000 | 2700 | 82 | 9 | 0.9 | -18 | Dimmable | 16% | No | None | No |  |  | 2016-06-25 | 2016-06-28 | Canada | ES_31912_50323012702_07222016142919_1182887 | 2273020
The Home Depot | EcoSmart | LED Lamp | 50323015002 | ,,50323015002; LED Lamp,50323015004,50323015004 | B10 | Decorative | E12 (Candelabra) | Decorative | LED | 5 | 40 | 103 | 36.3 |  |  |  | 350 | 4.5 | 77.8 | No | 25000 | 5000 | 85 | 18 | 0.9 | -18 | Dimmable | 16% | No | None | No |  |  | 2016-06-25 | 2016-06-28 | Canada | ES_31912_50323015002_07222016143118_8942151 | 2273021
The Home Depot | EcoSmart | LED Lamp | ECS B11 60WE W27 E12 120 3PK |  | Decorative Candle: Other | Decorative | E12 (Candelabra) | Decorative | LED | 5 | 60 | 102 | 38 |  |  |  | 500 | 6 | 83.3 | No | 25000 | 2700 | 81 | 6 | 0.9 | -18 | Dimmable | 10% |  | None |  |  |  | 2015-12-30 | 2015-12-31 | United States | ES_31912_ECS B11 60WE W27 E12 120 3PK_01052016140440_5195782 | 2255995
The Home Depot | EcoSmart | LED Lamp | ECS BR30 75WE CW 120 G2 BL |  | BR30 | Reflector (Flood/Spot) | E26 (Medium) | Directional | LED | 3 | 75 | 132 | 95 |  |  | 100 | 985 | 13.5 | 69.6 | No | 25000 | 2700 | 82 | 9 | 1 | -20 | Dimmable | 20% |  | None |  |  |  | 2015-05-15 | 2015-06-12 | United States | ES_31912_ECS BR30 75WE CW 120 G2 BL_06222015154233_3933871 | 2241919
The Home Depot | EcoSmart | LED Lamp | ECS BR30 75WE W27 120 G2 BL |  | BR30 | Reflector (Flood/Spot) | E26 (Medium) | Directional | LED | 3 | 75 | 132 | 95 |  |  | 100 | 985 | 13.5 | 73 | No | 25000 | 5000 | 83 | 14 | 1 | -20 | Dimmable | 20% |  | None |  |  |  | 2015-05-15 | 2015-06-12 | United States | ES_31912_ECS BR30 75WE W27 120 G2 BL_06222015154233_8626369 | 2241920
The Home Depot | EcoSmart | LED Lamp | ECS BR40 75WE CW 120 G2 BL |  | BR40 | Reflector (Flood/Spot) | E26 (Medium) | Directional | LED | 3 | 75 | 165 | 130 |  |  | 100 | 985 | 13.5 | 73 | No | 25000 | 5000 | 83 | 15 | 1 | -20 | Dimmable | 20% |  | None |  |  |  | 2015-05-15 | 2015-06-12 | United States | ES_31912_ECS BR40 75WE CW 120 G2 BL_06222015154303_7309936 | 2241922
The Home Depot | EcoSmart | LED Lamp | ECS BR40 75WE W27 120 G2 BL |  | BR40 | Reflector (Flood/Spot) | E26 (Medium) | Directional | LED | 3 | 75 | 165 | 130 |  |  | 100 | 940 | 13.5 | 69.6 | No | 25000 | 2700 | 83 | 11 | 1 | -20 | Dimmable | 20% |  | None |  |  |  | 2015-05-15 | 2015-06-12 | United States | ES_31912_ECS BR40 75WE W27 120 G2 BL_06222015154303_9275147 | 2241921
The Home Depot | EcoSmart | LED Lamp | ECS G16.5 60WE CW LP CL E12 120 3PK |  | G16.5 | Globe | E12 (Candelabra) | Decorative | LED | 5 | 60 | 74 | 50 |  |  |  | 500 | 6.5 | 76.9 | No | 25000 | 5000 | 88 | 35 | 0.9 | -18 | Dimmable | 10% |  | None |  |  |  | 2015-12-30 | 2015-12-31 | United States | ES_31912_ECS G16.5 60WE CW LP CL E12 120 3PK_01052016140502_8299063 | 2255992
The Home Depot | EcoSmart | LED Lamp | ECS G16.5 60WE CW LP FR E12 120 3PK |  | G16.5 | Globe | E12 (Candelabra) | Decorative | LED | 5 | 60 | 74 | 50 |  |  |  | 500 | 6.5 | 76.9 | No | 25000 | 5000 | 88 | 35 | 0.9 | -18 | Dimmable | 10% |  | None |  |  |  | 2015-12-30 | 2015-12-31 | United States | ES_31912_ECS G16.5 60WE CW LP FR E12 120 3PK_01052016140452_5003812 | 2255994
The Home Depot | EcoSmart | LED Lamp | ECS G16.5 60WE W27 LP 120 BL | ,,1001-543-145 | G16.5 | Globe | E12 (Candelabra) | Decorative | LED | 5 | 60 | 75 | 50 |  |  |  | 500 | 6.5 | 86.8 | No | 25000 | 2700 | 81 | 5 | 0.9 | -18 | Dimmable | 10% |  | None |  |  |  | 2015-09-15 | 2015-09-24 | United States | ES_31912_ECS G16.5 60WE W27 LP 120 BL_09242015102535_3017305 | 2248442
The Home Depot | EcoSmart | LED Lamp | ECS G16.5 60WE W27 LP CL E12 120 3PK |  | G16.5 | Globe | E12 (Candelabra) | Decorative | LED | 5 | 60 | 74 | 50 |  |  |  | 500 | 6.5 | 76.9 | No | 25000 | 2700 | 81 | 6 | 0.9 | -18 | Dimmable | 10% |  | None |  |  |  | 2015-12-30 | 2015-12-31 | United States | ES_31912_ECS G16.5 60WE W27 LP CL E12 120 3PK_01052016140502_4344821 | 2255991
The Home Depot | EcoSmart | LED Lamp | ECS G16.5 60WE W27 LP FR E12 120 3PK |  | G16.5 | Globe | E12 (Candelabra) | Decorative | LED | 5 | 60 | 74 | 50 |  |  |  | 500 | 6.5 | 76.9 | No | 25000 | 2700 | 81 | 5 | 0.9 | -18 | Dimmable | 10% |  | None |  |  |  | 2015-12-30 | 2015-12-31 | United States | ES_31912_ECS G16.5 60WE W27 LP FR E12 120 3PK_01052016140452_9559661 | 2255993
The Home Depot | EcoSmart | LED lamps | ECS 16 50WE WW FL GU10 120 FS1 BL |  | PAR16 | Reflector (Flood/Spot) | GU10 | Directional | LED | 5 | 50 | 56 | 50 | 952 |  | 40 |  | 8 | 62.5 | No | 25000 | 3000 | 92 | 58 | 0.9 | -18 | Dimmable | 20% |  | None |  |  |  | 2015-08-24 | 2015-08-21 | United States, Canada | ES_31912_ECS 16 50WE WW FL GU10 120 FS1 BL_09012015085728_1601718 | 2246803
The Home Depot | EcoSmart | LED lamps | ECS 20 50WE CW FL 120 FS1 BL |  | PAR20 | Reflector (Flood/Spot) | E26 (Medium) | Directional | LED | 5 | 50 | 81 | 63.5 | 1319 |  | 40 |  | 9 | 63.8 | No | 25000 | 5000 | 90 | 59 | 0.9 | -18 | Dimmable | 20% |  | None |  |  |  | 2015-08-24 | 2015-08-26 | United States, Canada | ES_31912_ECS 20 50WE CW FL 120 FS1 BL_09102015145128_9155723 | 2247693
The Home Depot | EcoSmart | LED lamps | ECS 20 50WE WW FL 120 FS1 BL |  | PAR20 | Reflector (Flood/Spot) | E26 (Medium) | Directional | LED | 5 | 50 | 81 | 63.5 | 1088 |  | 40 |  | 9 | 55.6 | No | 25000 | 3000 | 92 | 69 | 0.9 | -18 | Dimmable | 20% |  | None |  |  |  | 2015-08-24 | 2015-08-26 | United States, Canada | ES_31912_ECS 20 50WE WW FL 120 FS1 BL_09102015145128_5694213 | 2247692
The Home Depot | EcoSmart | LED lamps | ECS 30 75WE CW FL 120 FS1 BL |  | PAR30 | Reflector (Flood/Spot) | E26 (Medium) | Directional | LED | 5 | 75 | 112 | 95 | 2027 |  | 40 |  | 14 | 64.3 | No | 25000 | 5000 | 91 | 70 | 1 | -18 | Dimmable | 20% |  | None |  |  |  | 2015-08-24 | 2015-08-26 | United States, Canada | ES_31912_ECS 30 75WE CW FL 120 FS1 BL_09102015145208_5832858 | 2247691
The Home Depot | EcoSmart | LED lamps | ECS 30 75WE WW FL 120 FS1 BL |  | PAR30 | Reflector (Flood/Spot) | E26 (Medium) | Directional | LED | 5 | 75 | 112 | 95 | 1730 |  | 40 |  | 14 | 57.1 | No | 25000 | 3000 | 95 | 78 | 1 | -18 | Dimmable | 20% |  | None |  |  |  | 2015-08-24 | 2015-08-26 | United States, Canada | ES_31912_ECS 30 75WE WW FL 120 FS1 BL_09102015145208_3347620 | 2247690
The Home Depot | EcoSmart | LED lamps | ECS 38 90WE CW FL 120 FS1 BL |  | PAR38 | Reflector (Flood/Spot) | E26 (Medium) | Directional | LED | 5 | 90 | 133 | 120 | 2542 |  | 40 |  | 17 | 64.7 | No | 25000 | 5000 | 90 | 67 | 0.9 | -18 | Dimmable | 20% |  | None |  |  |  | 2015-08-24 | 2015-08-26 | United States, Canada | ES_31912_ECS 38 90WE CW FL 120 FS1 BL_09102015145225_8471918 | 2247689
The Home Depot | EcoSmart | LED lamps | ECS 38 90WE WW FL 120 FS1 BL |  | PAR38 | Reflector (Flood/Spot) | E26 (Medium) | Directional | LED | 5 | 90 | 133 | 120 | 2239 |  | 40 |  | 17 | 58.8 | No | 25000 | 3000 | 93 | 71 | 0.9 | -18 | Dimmable | 20% |  | None |  |  |  | 2015-08-24 | 2015-08-26 | United States, Canada | ES_31912_ECS 38 90WE WW FL 120 FS1 BL_09102015145225_3715679 | 2247688
The Home Depot | EcoSmart | LED Lamps | ECS 25 40WE W27 LP CL 120 BL | ,,1001543085 | G25 | Globe | E26 (Medium) | Omnidirectional | LED | 5 | 40 | 115 | 82 |  |  |  | 350 | 4.8 | 73.7 | No | 25000 | 2700 | 84 | 15 | 0.9 | -18 | Dimmable | 10% |  | Not for Use in Enclosed Fixtures |  |  |  | 2015-08-01 | 2015-09-10 | United States | ES_31912_ECS 25 40WE W27 LP CL 120 BL_09102015210520_9879591 | 2247721
The Home Depot | EcoSmart | LED Lamps | ECS 25 40WE W27 LP FR 120 BL | ,,1001542870 | G25 | Globe | E26 (Medium) | Omnidirectional | LED | 5 | 40 | 115 | 82 |  |  |  | 450 | 4.7 | 73.8 | No | 25000 | 2700 | 83 | 11 | 0.9 | -18 | Dimmable | 10% |  | Not for Use in Enclosed Fixtures |  |  |  | 2015-08-01 | 2015-09-10 | United States | ES_31912_ECS 25 40WE W27 LP FR 120 BL_09102015210601_3711137 | 2247722
The Home Depot | EcoSmart | MR16 | 50322013006 | ,,Retail Number: 50322013003 | MR16 | Reflector (Flood/Spot) | GU5.3 | Directional | LED | 5 | 50 | 50.4 | 50.1 | 2051 |  | 30 | 600 | 8 | 75 | No | 25000 | 3000 | 82 | 5 | 0.9 | -18 | Dimmable | 10% | No | Damp Location Rated,Use With Timers,Use With Photo and/or Motion Sensors | No |  |  | 2016-05-27 | 2016-06-02 | Canada | ES_31912_50322013006_06022016152417_3784901 | 2269645
The Home Depot | EcoSmart | MR16 | 50322015006 | ,,Retail Number: 50322015003 | MR16 | Reflector (Flood/Spot) | GU5.3 | Directional | LED | 5 | 50 | 50.3 | 50.1 | 1891 |  | 30 | 600 | 8 | 75 | No | 25000 | 5000 | 83 | 16 | 0.9 | -18 | Dimmable | 10% | No | Damp Location Rated,Use With Timers,Use With Photo and/or Motion Sensors | No |  |  | 2016-05-27 | 2016-06-02 | Canada | ES_31912_50322015006_06022016152444_6801274 | 2269646
The Home Depot | EcoSmart | PAR16 | 50325013006 |  | PAR16 | Reflector (Flood/Spot) | GU10 | Directional | LED | 5 | 50 | 57.3 | 50.4 | 1159 |  | 30 | 400 | 5 | 80 | No | 25000 | 3000 | 83 | 9 | 0.8 | -18 | Dimmable | 10% | No | Damp Location Rated,Use With Timers,Use With Photo and/or Motion Sensors | No |  |  | 2016-07-12 | 2016-07-01 | Canada | ES_31912_50325013006_07012016150249_7691909 | 2272542
The Home Depot | EcoSmart | PAR16 | 50325015006 |  | PAR16 | Reflector (Flood/Spot) | GU10 | Directional | LED | 5 | 50 | 57.3 | 50.1 | 1084 |  | 30 | 400 | 5 | 80 | No | 25000 | 5000 | 85 | 22 | 0.8 | -18 | Dimmable | 10% | No | Damp Location Rated,Use With Timers,Use With Photo and/or Motion Sensors | No |  |  | 2016-07-12 | 2016-07-01 | Canada | ES_31912_50325013006_07012016150252_6879103 | 2272543
The Home Depot | EcoSmart | PAR16 | 50325023003 | ,,Retail Number: 50325023006 | PAR16 | Reflector (Flood/Spot) | E26 (Medium) | Directional | LED | 5 | 50 | 71.8 | 50.1 | 1159 |  | 30 | 400 | 5 | 80 | No | 25000 | 3000 | 83 | 9 | 0.8 | -18 | Dimmable | 10% | No | Damp Location Rated,Use With Timers,Use With Photo and/or Motion Sensors | No |  |  | 2016-07-12 | 2016-07-01 | Canada | ES_31912_50325023003_07012016150207_2314990 | 2272540
The Home Depot | EcoSmart | PAR16 | 50325025003 | ,,Retail Number: 50325025006 | PAR16 | Reflector (Flood/Spot) | E26 (Medium) | Directional | LED | 5 | 50 | 71.8 | 50 | 1094 |  | 30 | 400 | 5 | 80 | No | 25000 | 5000 | 86 | 23 | 0.8 | -18 | Dimmable | 10% | No | Damp Location Rated,Use With Timers,Use With Photo and/or Motion Sensors | No |  |  | 2016-07-12 | 2016-07-01 | Canada | ES_31912_50325025003_07012016150233_4985014 | 2272541
The Home Depot | EcoSmart | PAR20 | 50326013006 |  | PAR20 | Reflector (Flood/Spot) | E26 (Medium) | Directional | LED | 5 | 50 | 83.7 | 63.3 | 1556 |  | 30 | 450 | 6.4 | 70.3 | No | 25000 | 3000 | 82 | 6 | 0.8 | -18 | Dimmable | 10% | No | Damp Location Rated,Use With Timers,Use With Photo and/or Motion Sensors | No |  |  | 2016-07-12 | 2016-07-01 | Canada | ES_31912_50326013006_07012016152709_3495901 | 2272544
The Home Depot | EcoSmart | PAR20 | 50326015006 |  | PAR20 | Reflector (Flood/Spot) | E26 (Medium) | Directional | LED | 5 | 50 | 83.6 | 63.4 | 1296 |  | 30 | 450 | 6.4 | 70.3 | No | 25000 | 5000 | 85 | 20 | 0.8 | -18 | Dimmable | 10% | No | Damp Location Rated,Use With Timers,Use With Photo and/or Motion Sensors | No |  |  | 2016-07-12 | 2016-07-01 | Canada | ES_31912_50326015006_07012016152732_3498919 | 2272545
The Home Depot | EcoSmart | Self-ballasted LED lamp | A460ST-Q1D-01 |  | A19 | General Purpose Replacement | E26 (Medium) | Omnidirectional | LED | 5 | 40 | 106 | 60 |  |  |  | 450 | 6.5 | 69.2 | No | 25000 | 2700 | 83 | 13 | 1 | -20 | Dimmable | 10% |  | None |  |  |  | 2015-08-30 | 2015-08-31 | United States | ES_31912_A460ST-Q1D-01_09102015150000_5467431 | 2247709
The Home Depot | EcoSmart | Self-ballasted LED lamp | A460ST-Q1D-04 |  | A19 | General Purpose Replacement | E26 (Medium) | Omnidirectional | LED | 5 | 40 | 106 | 60 |  |  |  | 470 | 6.5 | 72.3 | No | 25000 | 5000 | 85 | 22 | 1 | -20 | Dimmable | 10% |  | None |  |  |  | 2015-08-30 | 2015-08-31 | United States | ES_31912_A460ST-Q1D-04_09102015150000_4961323 | 2247710
The Home Depot | EcoSmart | Self-ballasted LED lamps | A810SS-Q1D-01 |  | A19 | General Purpose Replacement | E26 (Medium) | Omnidirectional | LED | 5 | 60 | 116 | 60 |  |  |  | 800 | 9 | 88.9 | No | 25000 | 2700 | 83 | 12 | 1 | -20 | Dimmable | 10% |  | None |  |  |  | 2015-08-30 | 2015-08-31 | United States | ES_31912_A810SS-Q1D-01_09102015150012_5771922 | 2247706
The Home Depot | EcoSmart | Self-ballasted LED lamps | A810SS-Q1D-02 |  | A19 | General Purpose Replacement | E26 (Medium) | Omnidirectional | LED | 5 | 60 | 116 | 60 |  |  |  | 800 | 9 | 88.9 | No | 25000 | 3000 | 84 | 19 | 1 | -20 | Dimmable | 10% |  | None |  |  |  | 2015-08-30 | 2015-08-31 | United States | ES_31912_A810SS-Q1D-02_09102015150012_2708794 | 2247707
The Home Depot | EcoSmart | Self-ballasted LED lamps | A810SS-Q1D-04 |  | A19 | General Purpose Replacement | E26 (Medium) | Omnidirectional | LED | 5 | 60 | 116 | 60 |  |  |  | 840 | 9 | 93.3 | No | 25000 | 5000 | 85 | 21 | 1 | -20 | Dimmable | 10% |  | None |  |  |  | 2015-08-30 | 2015-08-31 | United States | ES_31912_A810SS-Q1D-04_09102015150012_4758040 | 2247708
The Home Depot | FEIT ELECTRIC | LED Decorative | BPCFC/500/LED/ESM | LED Decorative,CFC/500/LED/ESM/CAN, | Decorative: Other | Decorative | E12 (Candelabra) | Decorative | LED | 3 | 60 | 114 | 42 |  |  |  | 500 | 7.5 | 66.7 | No | 25000 | 2700 | 82 | 5 | 1 | -25 | Dimmable | 15% |  | None |  |  |  | 2015-08-07 | 2015-08-21 | Canada | ES_31912_BPCFC/500/LED/ESM_09012015090022_4008645 | 2246859
The Home Depot | FEIT ELECTRIC | LED Decorative | BPEFC/500/LED/ESM | LED Decorative,EFC/500/LED/ESM/CAN, | Decorative: Other | Decorative | E26 (Medium) | Decorative | LED | 3 | 60 | 115.6 | 42.2 |  |  |  | 500 | 7.5 | 66.7 | No | 25000 | 2700 | 82 | 5 | 1 | -25 | Dimmable | 15% |  | None |  |  |  | 2015-08-07 | 2015-08-21 | Canada | ES_31912_BPEFC/500/LED/ESM_09012015090022_3376758 | 2246860
The Jean Coutu Group | PJC | Integral LED Bulb | 500667 |  | PAR16 | Reflector (Flood/Spot) | GU10 | Directional | LED | 3 | 50 | 52.4 | 50.2 | 1197 |  | 36 | 520 | 7 | 74.3 | No | 25000 | 3000 | 83 | 19 | 0.7 | -20 | Dimmable |  |  | Not for Use in Enclosed Fixtures |  |  |  | 2015-08-20 | 2015-07-27 | Canada | ES_1119627_500667_07282015074649_9710920 | 2245982
The Jean Coutu Group | PJC | Integral LED Bulb | 500698 |  | A19 | General Purpose Replacement | E26 (Medium) | Omnidirectional | LED | 3 | 40 | 108.8 | 59.6 |  |  |  | 450 | 7 | 64.3 | No | 25000 | 2700 | 82 | 14 | 1 | -20 | Dimmable |  |  | Other,Not for enclosed fixtures |  |  |  | 2015-08-20 | 2015-07-27 | Canada | ES_1119627_500698_07282015072802_1648593 | 2245986
The Jean Coutu Group | PJC | Integral LED Bulb | 500727 |  | A19 | General Purpose Replacement | E26 (Medium) | Omnidirectional | LED | 3 | 60 | 108.5 | 59.7 |  |  |  | 806 | 11.3 | 73.3 | No | 25000 | 2700 | 82 | 14 | 1 | -20 | Dimmable |  |  | Other,Not for enclosed fixtures |  |  |  | 2015-08-20 | 2015-07-27 | Canada | ES_1119627_500727_07282015071734_7525028 | 2246099
The Jean Coutu Group | PJC | Integral LED Bulb | 500986 |  | MR16 | Reflector (Flood/Spot) | GU5.3 | Directional | LED | 3 | 50 | 53.7 | 50.1 | 1254 |  | 36 | 450 | 6.5 | 69.2 | No | 15000 | 3000 | 82 | 13 | 1 | -20 |  |  |  | Not for Use in Enclosed Fixtures |  |  |  | 2015-08-20 | 2015-07-27 | Canada | ES_1119627_500986_07282015073647_7488505 | 2245983
Topaz Lighting | CXL TOPAZ | CF13/SMS 2700K | CF13/SMS/27-46 |  | CFL Bare Spiral | General Purpose Replacement | E26 (Medium) | Omnidirectional | CFL | 2 | 60 | 105.9 | 47.6 |  | 1.6 |  | 900 | 13 | 69.2 | No | 10000 | 2700 | 83 | -2 | 0.6 | -18 |  |  |  | None |  |  |  | 2014-07-20 | 2014-07-31 | United States | ES_1015956_CF13/SMS/27-46_07312014034620_1023648 | 2216857
Topaz Lighting | CXL TOPAZ | CF15/A21 2700K | CF15/A21/27-46 |  | A19 | General Purpose Replacement | E26 (Medium) | Omnidirectional | CFL | 2 | 60 | 117.1 | 58.2 |  | 1.6 |  | 950 | 15 | 65 | No | 10000 | 2700 | 82 | -18 | 0.6 | -18 |  |  |  | Not for Use in Enclosed Fixtures |  |  |  | 2014-09-14 | 2015-04-23 | United States | ES_1015956_CF15/A21/27-46_04232015111841_1023792 | 2237928
Topaz Lighting | CXL TOPAZ | CF15/G30 2700K | CF15/G30/27-46 |  | G30 | Globe | E26 (Medium) | Decorative | CFL | 2 | 100 | 119.4 | 87 |  | 1.6 |  | 820 | 15 | 54.7 | No | 10000 | 2700 | 84 | 0 | 0.6 | -18 |  |  |  | None |  |  |  | 2014-09-25 | 2014-12-17 | United States | ES_1015956_CF15/G30/27-46_12172014042330_1023729 | 2229571
Topaz Lighting | CXL TOPAZ | CF15/R30/GU24 2700K | CF15/R30/GU24/27-46 |  | BR30 | Reflector (Flood/Spot) | E26 (Medium) | Directional | CFL | 2 | 65 | 121.5 | 94.8 |  | 1.6 |  | 690 | 15.2 | 45.4 | No | 10000 | 2700 | 83 | -2 | 0.6 | -18 |  |  |  | Not for Use in Enclosed Fixtures |  |  |  | 2014-09-17 | 2014-12-17 | United States | ES_1015956_CF15/R30/GU24/27-46_12172014041330_1023730 | 2229569
Topaz Lighting | CXL TOPAZ | CF18/SMS 2700K | CF18/SMS/27-46 |  | CFL Bare Spiral | General Purpose Replacement | E26 (Medium) | Omnidirectional | CFL | 2 | 75 | 117.5 | 54.9 |  | 1.6 |  | 1200 | 18 | 66.7 | No | 10000 | 2700 | 83 | -3 | 0.6 | -18 |  |  |  | None |  |  |  | 2014-07-20 | 2014-07-31 | United States | ES_1015956_CF18/SMS/27-46_07312014034000_1023648 | 2216856
Topaz Lighting | CXL TOPAZ | CF23/R40 2700K | CF23/R40/27-46 |  | BR40 | Reflector (Flood/Spot) | E26 (Medium) | Directional | CFL | 2 | 85 | 162.3 | 126.5 |  | 1.6 |  | 1150 | 23 | 50 | No | 10000 | 2700 | 84 | 0 | 0.6 | -18 |  |  |  | None |  |  |  | 2014-09-17 | 2014-12-19 | United States | ES_1015956_CF23/R40/27-46_12192014032000_1023734 | 2229653
Topaz Lighting | CXL TOPAZ | CF23/SMS 2700K | CF23/SMS/27-46 |  | CFL Bare Spiral | General Purpose Replacement | E26 (Medium) | Omnidirectional | CFL | 2 | 100 | 126 | 55 |  | 1.6 |  | 1600 | 23 | 69.6 | No | 12000 | 2700 | 82 | -5 | 0.6 | -18 |  |  |  | None |  |  |  | 2014-07-20 | 2014-07-31 | United States | ES_1015956_CF23/SMS/27-46_07312014032330_1023648 | 2216799
Topaz Lighting | CXL TOPAZ | CF23/SMS/27/GU24 2700K | CF23/SMS/27/GU24-46 |  | CFL Bare Spiral | General Purpose Replacement | GU24 | Omnidirectional | CFL | 2 | 100 | 114.7 | 53.8 |  | 1.6 |  | 1600 | 23 | 69.6 | No | 10000 | 2700 | 83 | -4 | 0.6 | -18 |  |  |  | None |  |  |  | 2014-08-12 | 2014-08-18 | United States | ES_1015956_CF23/SMS/27/GU24-46_08182014033110_1023654 | 2217662
Topaz Lighting | CXL TOPAZ | LA19/10/827/D-46 | LA19/10/827/D-46 |  | A19 | General Purpose Replacement | E26 (Medium) | Omnidirectional | LED | 5 | 60 | 110.8 | 60 |  |  |  | 800 | 10 | 80 | No | 25000 | 2700 | 80 | 4 | 1 | -20 | Dimmable | 5% |  | Damp Location Rated,Enclosed Fixtures |  |  |  | 2015-03-05 | 2015-11-10 | United States | ES_1015956_LA19/10/827/D-46_11102015020220_1023925 | 2252267
Topaz Lighting | CXL TOPAZ | LA19/10/827/GU24D-46 | LA19/10/827/GU24D-46 |  | A19 | General Purpose Replacement | GU24 | Omnidirectional | LED | 5 | 60 | 110.8 | 60 |  |  |  | 800 | 10 | 80 | No | 25000 | 2700 | 80 | 4 | 1 | -20 | Dimmable | 5% |  | None |  |  |  | 2015-04-23 | 2015-04-24 | United States | ES_1015956_LA19/10/827/GU24D-46_04242015034620_1023797 | 2237954
Topaz Lighting | CXL TOPAZ | LA19/10/830/D-46 | LA19/10/830/D-46 |  | A15 | General Purpose Replacement | E26 (Medium) | Omnidirectional | LED | 5 | 60 | 110.8 | 60 |  |  |  | 830 | 10 | 83 | No | 25000 | 3000 | 81 | 4 | 1 | -20 | Dimmable | 5% |  | Damp Location Rated,Enclosed Fixtures |  |  |  | 2015-03-05 | 2015-11-10 | United States | ES_1015956_LA19/10/830/D-46_11102015020620_1023925 | 2252268
Topaz Lighting | CXL TOPAZ | LA19/12/827/D-46 | LA19/12/827/D-46 |  | A19 | General Purpose Replacement | E26 (Medium) | Omnidirectional | LED | 3 | 75 | 118.2 | 59.9 |  |  |  | 1100 | 12 | 91.6 | No | 25000 | 2700 | 82 | 7 | 1 | -20 | Dimmable | 5% |  | Damp Location Rated,Enclosed Fixtures |  |  |  | 2015-07-30 | 2015-07-30 | United States | ES_1015956_LA19/12/827/D-46_07312015055440_1023865 | 2244763
Topaz Lighting | CXL TOPAZ | LA19/12/840/D-46 | LA19/12/840/D-46 |  | A19 | General Purpose Replacement | E26 (Medium) | Omnidirectional | LED | 5 | 75 | 118.2 | 59.9 |  |  |  | 1190 | 12 | 99.2 | No | 25000 | 4000 | 85 | 20 | 1 | -20 | Dimmable | 5% |  | Damp Location Rated,Enclosed Fixtures |  |  |  | 2015-10-28 | 2015-10-28 | United States | ES_1015956_LA19/12/840/D-46_10282015121621_1023921 | 2251361
Topaz Lighting | CXL TOPAZ | LA19/12/850/D-46 | LA19/12/850/D-46 |  | A19 | General Purpose Replacement | E26 (Medium) | Omnidirectional | LED | 5 | 75 | 118.2 | 59.9 |  |  |  | 1230 | 12 | 102.5 | No | 25000 | 5000 | 84 | 14 | 1 | -20 | Dimmable | 5% |  | Damp Location Rated,Enclosed Fixtures |  |  |  | 2015-10-28 | 2015-10-28 | United States | ES_1015956_LA19/12/850/D-46_10282015122111_1023921 | 2251362
Topaz Lighting | Topaz | CFL | CF14/A19/27-33 |  | CFL A-type | General Purpose Replacement | E26 (Medium) | Decorative | CFL | 2 | 60 | 122 | 60 |  | 1.5 |  | 800 | 15.3 | 52.3 | No | 10000 | 2700 | 82 | -10 | 0.6 | -18 |  |  |  | Not for Use in Enclosed Fixtures |  |  |  | 2016-06-04 | 2016-06-29 | United States | ES_1015956_CF14/A19/27-33_07012016134935_6911785 | 2271388
Topaz Lighting | CXL TOPAZ | LA19/5/830/D-46 | LA19/5/830/D-46 |  | A19 | General Purpose Replacement | E26 (Medium) | Omnidirectional | LED | 5 | 40 | 110.5 | 59.8 |  |  |  | 470 | 5.5 | 85.5 | No | 25000 | 3000 | 84 | 15 | 0.8 | -20 | Dimmable | 10% |  | Damp Location Rated,Enclosed Fixtures |  |  |  | 2016-02-15 | 2016-02-15 | United States | ES_1015956_LA19/5/830/D-46_02172016023730_1023969 | 2260237
Topaz Lighting | CXL TOPAZ | LA19/6/827/D-46 | LA19/6/827/D-46 |  | A19 | General Purpose Replacement | E26 (Medium) | Omnidirectional | LED | 5 | 40 | 110.4 | 60 |  |  |  | 450 | 6 | 75 | No | 25000 | 2700 | 81 | 3 | 0.9 | -20 | Dimmable | 5% |  | Damp Location Rated,Enclosed Fixtures |  |  |  | 2015-03-05 | 2015-11-10 | United States | ES_1015956_LA19/6/827/D-46_11102015013110_1023925 | 2252265
Topaz Lighting | CXL TOPAZ | LA19/6/830/D-46 | LA19/6/830/D-46 |  | A19 | General Purpose Replacement | E26 (Medium) | Omnidirectional | LED | 5 | 40 | 110.4 | 60 |  |  |  | 470 | 6 | 78.3 | No | 25000 | 3000 | 82 | 6 | 0.9 | -20 | Dimmable | 5% |  | Damp Location Rated,Enclosed Fixtures |  |  |  | 2015-03-05 | 2015-11-10 | United States | ES_1015956_LA19/6/830/D-46_11102015014950_1023925 | 2252266
Topaz Lighting | CXL TOPAZ | LA19/9/827/D-46 | LA19/9/827/D-46 |  | A19 | General Purpose Replacement | E26 (Medium) | Omnidirectional | LED | 5 | 60 | 110.8 | 59.8 |  |  |  | 800 | 9 | 88.9 | No | 25000 | 2700 | 82 | 8 | 0.9 | -20 | Dimmable | 10% |  | Damp Location Rated,Enclosed Fixtures,Recessed Fixtures |  |  |  | 2016-02-02 | 2016-02-08 | United States | ES_1015956_LA19/9/827/D-46_02172016022550_1023966 | 2260236
Topaz Lighting | CXL TOPAZ | LA19/9/827/GU24D-46 | LA19/9/827/GU24D-46 |  | A19 | General Purpose Replacement | GU24 | Omnidirectional | LED | 5 | 60 | 110.8 | 59.8 |  |  |  | 800 | 9 | 88.9 | No | 25000 | 2700 | 82 | 8 | 0.9 | -20 | Dimmable | 5% |  | None |  |  |  | 2016-01-13 | 2016-01-28 | United States | ES_1015956_LA19/9/827/GU24D-46_01292016044220_1023959 | 2257529
Topaz Lighting | CXL TOPAZ | LA19/9/850/D-46 | LA19/9/850/D-46 |  | A19 | General Purpose Replacement | E26 (Medium) | Omnidirectional | LED | 5 | 60 | 110.8 | 59.8 |  |  |  | 900 | 9 | 100 | No | 25000 | 5000 | 83 | 15 | 0.9 | -20 | Dimmable | 5% |  | Enclosed Fixtures |  |  |  | 2016-02-21 | 2016-02-28 | United States | ES_1015956_LA19/9/850/D-46_03012016073620_1023975 | 2261113
Topaz Lighting | CXL TOPAZ | LA21/16/827/3W-46 | LA21/16/827/3W-46 |  | A21 | General Purpose Replacement | E26d | Omnidirectional | LED | 5 | 100 | 139.1 | 67 |  |  |  | 1600 | 16 | 100 | Yes | 25000 | 2700 | 82 | 7 | 1 | -20 |  |  |  | Enclosed Fixtures |  |  |  | 2016-03-03 | 2016-03-16 | United States | ES_1015956_LA21/16/827/3W-46_03162016041110_1023980 | 2262487
Topaz Lighting | CXL TOPAZ | LA21/16/827/D-46 | LA21/16/827/D-46 |  | A19 | General Purpose Replacement | E26 (Medium) | Omnidirectional | LED | 5 | 100 | 141.3 | 66.7 |  |  |  | 1600 | 16 | 100 | No | 25000 | 2700 | 82 | 9 | 1 | -20 | Dimmable | 5% |  | None,Enclosed Fixtures |  |  |  | 2015-11-18 | 2015-11-24 | United States | ES_1015956_LA21/16/827/D-46_11242015115841_1023933 | 2253459
Topaz Lighting | CXL TOPAZ | LA21/16/830/3W-46 | LA21/16/830/3W-46 |  | A21 | General Purpose Replacement | E26d | Omnidirectional | LED | 5 | 100 | 139.1 | 67 |  |  |  | 1650 | 16 | 103.1 | Yes | 25000 | 3000 | 83 | 11 | 1 | -20 |  |  |  | Enclosed Fixtures |  |  |  | 2016-03-03 | 2016-03-17 | United States | ES_1015956_LA21/16/830/3W-46_03182016035840_1023980 | 2262627
Topaz Lighting | CXL TOPAZ | LA21/16/830/D-46 | LA21/16/830/D-46 |  | A21 | General Purpose Replacement | E26 (Medium) | Omnidirectional | LED | 5 | 100 | 141.3 | 66.7 |  |  |  | 1650 | 16 | 103.1 | No | 25000 | 3000 | 82 | 6 | 1 | -20 | Dimmable | 10% |  | Damp Location Rated,Enclosed Fixtures |  |  |  | 2015-11-25 | 2015-12-04 | United States | ES_1015956_LA21/16/830/D-46_12042015012330_1023937 | 2254219
Topaz Lighting | CXL TOPAZ | LA21/16/840/D-46 | LA21/16/840/D-46 |  | A21 | General Purpose Replacement | E26 (Medium) | Omnidirectional | LED | 5 | 100 | 141.3 | 66.7 |  |  |  | 1720 | 16 | 107.5 | No | 25000 | 4000 | 85 | 20 | 1 | -20 | Dimmable | 10% |  | Damp Location Rated,Enclosed Fixtures |  |  |  | 2015-11-25 | 2015-12-04 | United States | ES_1015956_LA21/16/840/D-46_12042015012330_1023937 | 2254220
Topaz Lighting | CXL TOPAZ | LA21/16/850/D-46 | LA21/16/850/D-46 |  | A21 | General Purpose Replacement | E26 (Medium) | Omnidirectional | LED | 5 | 100 | 141.3 | 66.7 |  |  |  | 1800 | 16 | 112.5 | No | 25000 | 5000 | 84 | 14 | 1 | -20 | Dimmable | 10% |  | Damp Location Rated,Enclosed Fixtures |  |  |  | 2015-11-25 | 2015-12-04 | United States | ES_1015956_LA21/16/850/D-46_12042015012330_1023937 | 2254221
Topaz Lighting | CXL TOPAZ | LBR30/10/827/D-46 | LBR30/10/827/D-46 |  | BR30 | Reflector (Flood/Spot) | E26 (Medium) | Directional | LED | 5 | 65 | 130.3 | 95.1 |  |  |  | 750 | 10.3 | 72.8 | No | 25000 | 2700 | 82 | 13 | 1 | -20 | Dimmable | 10% |  | Not for Use in Enclosed Fixtures |  |  |  | 2014-12-08 | 2014-12-23 | United States | ES_1015956_LBR30/10/827/D-46_12232014014550_1023736 | 2229968
Topaz Lighting | CXL TOPAZ | LBR30/10/830/D-46 | LBR30/10/830/D-46 |  | BR30 | Reflector (Flood/Spot) | E26 (Medium) | Directional | LED | 5 | 65 | 130.3 | 95.1 |  |  |  | 770 | 10 | 77 | No | 25000 | 3000 | 83 | 17 | 1 | -20 | Dimmable | 10% |  | Not for Use in Enclosed Fixtures |  |  |  | 2014-12-08 | 2014-12-23 | United States | ES_1015956_LBR30/10/830/D-46_12232014014840_1023736 | 2229969
Topaz Lighting | CXL TOPAZ | LBR30/10/840/D-46 | LBR30/10/840/D-46 |  | BR30 | Reflector (Flood/Spot) | E26 (Medium) | Directional | LED | 5 | 65 | 130.3 | 95.1 |  |  |  | 800 | 10 | 80 | No | 35000 | 4000 | 83 | 15 | 1 | -20 | Dimmable | 5% |  | Not for Use in Enclosed Fixtures |  |  |  | 2014-11-13 | 2014-11-14 | United States | ES_1015956_LBR30/10/840/D-46_11142014103441_1023715 | 2225196
Topaz Lighting | CXL TOPAZ | LBR30/10/927/D-46 | LBR30/10/927/D-46 |  | BR30 | Reflector (Flood/Spot) | E26 (Medium) | Directional | LED | 5 | 65 | 131.8 | 94.5 |  |  | 108 | 650 | 10 | 65 | No | 25000 | 2700 | 95 | 77 | 1 | -40 | Dimmable | 5% |  | None |  |  |  | 2014-06-18 | 2014-06-20 | United States | ES_1015956_LBR30/10/927/D-46_06262014042730_1023629 | 2214148
Topaz Lighting | CXL TOPAZ | LBR30/9/827/D-46 | LBR30/9/827/D-46 |  | BR30 | Reflector (Flood/Spot) | E26 (Medium) | Directional | LED | 5 | 65 | 130.2 | 95.8 |  |  | 106 | 750 | 9.5 | 78.9 | No | 25000 | 2700 | 82 | 11 | 0.9 | -20 | Dimmable | 5% |  | Not for Use in Enclosed Fixtures |  |  |  | 2016-04-18 | 2016-04-29 | United States | ES_1015956_LBR30/9/827/D-46_05022016054840_1024004 | 2265970
Topaz Lighting | CXL TOPAZ | LBR30/9/830/D-46 | LBR30/9/830/D-46 |  | BR30 | Reflector (Flood/Spot) | E26 (Medium) | Directional | LED | 5 | 65 | 130.2 | 95.8 |  |  | 105 | 770 | 9.5 | 81.1 | No | 25000 | 3000 | 83 | 10 | 0.9 | -20 | Dimmable | 10% |  | Damp Location Rated,Not for Use in Enclosed Fixtures |  |  |  | 2016-02-03 | 2016-02-08 | United States | ES_1015956_LBR30/9/830/D-46_02172016020620_1023966 | 2260238
Topaz Lighting | CXL TOPAZ | LBR30/9/850/D-46 | LBR30/9/850/D-46 |  | BR30 | Reflector (Flood/Spot) | E26 (Medium) | Directional | LED | 5 | 65 | 130.2 | 95.8 |  |  | 107 | 830 | 9.5 | 87.4 | No | 25000 | 5000 | 81 | 3 | 0.9 | -20 | Dimmable | 5% |  | Damp Location Rated,Not for Use in Enclosed Fixtures |  |  |  | 2016-04-18 | 2016-04-29 | United States | ES_1015956_LBR30/9/850/D-46_05022016054110_1024004 | 2265969
Topaz Lighting | CXL TOPAZ | LBR40/11/827/D-46 | LBR40/11/827/D-46 |  | BR40 | Reflector (Flood/Spot) | E26 (Medium) | Directional | LED | 5 | 75 | 164.6 | 126.7 |  |  | 106 | 940 | 11.5 | 81.7 | No | 25000 | 2700 | 83 | 12 | 0.9 | -20 | Dimmable | 10% | No | Damp Location Rated | No |  |  | 2016-04-04 | 2016-05-04 | United States | ES_1015956_LBR40/11/827/D-46_05062016025000_1024006 | 2266186
Topaz Lighting | CXL TOPAZ | LBR40/11/830/D-46 | LBR40/11/830/D-46 |  | BR40 | Reflector (Flood/Spot) | E26 (Medium) | Directional | LED | 5 | 75 | 164.6 | 126.7 |  |  | 106 | 970 | 11.5 | 84.3 | No | 25000 | 3000 | 83 | 9 | 0.9 | -20 | Dimmable | 5% | No | Damp Location Rated | No |  |  | 2016-04-18 | 2016-04-29 | United States | ES_1015956_LBR40/11/830/D-46_05022016060110_1024004 | 2265964
Topaz Lighting | CXL TOPAZ | LBR40/11/830/D-46 | LBR40/11/830/D-46 |  | BR40 | Reflector (Flood/Spot) | E26 (Medium) | Directional | LED | 5 | 75 | 164.6 | 126.7 |  |  | 106 | 970 | 11.5 | 84.3 | No | 25000 | 3000 | 83 | 9 | 0.9 | -20 | Dimmable | 10% | No | Damp Location Rated | No |  |  | 2016-04-04 | 2016-05-04 | United States | ES_1015956_LBR40/11/830/D-46_05062016025000_1024006 | 2266190
Topaz Lighting | CXL TOPAZ | LBR40/11/840/D-46 | LBR40/11/840/D-46 |  | BR40 | Reflector (Flood/Spot) | E26 (Medium) | Directional | LED | 5 | 75 | 164.6 | 126.7 |  |  | 106 | 1000 | 11.5 | 87 | No | 25000 | 4000 | 82 | 8 | 0.9 | -20 | Dimmable | 5% | No | Damp Location Rated | No |  |  | 2016-04-18 | 2016-04-29 | United States | ES_1015956_LBR40/11/840/D-46_05022016055620_1024004 | 2265967
Topaz Lighting | CXL TOPAZ | LBR40/11/840/D-46 | LBR40/11/840/D-46 |  | BR40 | Reflector (Flood/Spot) | E26 (Medium) | Directional | LED | 5 | 75 | 164.6 | 126.7 |  |  | 106 | 1000 | 11.5 | 87 | No | 25000 | 4000 | 82 | 8 | 0.9 | -20 | Dimmable | 10% | No | Damp Location Rated | No |  |  | 2016-04-04 | 2016-05-04 | United States | ES_1015956_LBR40/11/840/D-46_05062016025000_1024007 | 2266191
Topaz Lighting | CXL TOPAZ | LBR40/11/850/D-46 | LBR40/11/850/D-46 |  | BR40 | Reflector (Flood/Spot) | E26 (Medium) | Directional | LED | 5 | 75 | 164.6 | 126.7 |  |  | 106 | 1050 | 11.5 | 91.3 | No | 25000 | 5000 | 84 | 17 | 0.9 | -20 | Dimmable | 10% | No | Damp Location Rated | No |  |  | 2016-04-04 | 2016-05-04 | United States | ES_1015956_LBR40/11/850/D-46_05062016025000_1024007 | 2266192
Topaz Lighting | CXL TOPAZ | LBR40/12/840/D-46 | LBR40/12/840/D-46 |  | BR40 | Reflector (Flood/Spot) | E26 (Medium) | Directional | LED | 5 | 75 | 162.3 | 127 |  |  | 103 | 970 | 12 | 80.8 | No | 25000 | 4000 | 82 | 12 | 1 | -20 | Dimmable | 5% |  | None |  |  |  | 2014-12-12 | 2014-12-17 | United States | ES_1015956_LBR40/12/840/D-46_12172014035620_1023729 | 2229567
Topaz Lighting | CXL TOPAZ | LBR40/16/827/D-46 | LBR40/16/827/D-46 |  | BR40 | Reflector (Flood/Spot) | E26 (Medium) | Directional | LED | 5 | 85 | 164 | 127 |  |  | 106 | 1200 | 16.5 | 72.7 | No | 25000 | 2700 | 82 | 10 | 0.9 | -20 | Dimmable | 5% | No | None | No |  |  | 2016-04-04 | 2016-05-03 | United States | ES_1015956_LBR40/16/827/D-46_05062016022330_1024006 | 2266185
Topaz Lighting | CXL TOPAZ | LBR40/16/830/D-46 | LBR40/16/830/D-46 |  | BR40 | Reflector (Flood/Spot) | E26 (Medium) | Directional | LED | 5 | 85 | 164 | 127 |  |  | 106 | 1230 | 16.5 | 74.5 | No | 25000 | 3000 | 82 | 8 | 0.9 | -20 | Dimmable | 5% | No | None | No |  |  | 2016-04-04 | 2016-05-03 | United States | ES_1015956_LBR40/16/830/D-46_05062016022330_1024006 | 2266188
Topaz Lighting | CXL TOPAZ | LBR40/16/840/D-46 | LBR40/16/840/D-46 |  | BR40 | Reflector (Flood/Spot) | E26 (Medium) | Directional | LED | 5 | 85 | 164 | 127 |  |  | 106 | 1280 | 16.5 | 77.6 | No | 25000 | 4000 | 82 | 8 | 0.9 | -20 | Dimmable | 5% | No | None | No |  |  | 2016-04-04 | 2016-05-03 | United States | ES_1015956_LBR40/16/840/D-46_05062016022330_1024006 | 2266189
Topaz Lighting | CXL TOPAZ | LBR40/16/850/D-46 | LBR40/16/850/D-46 |  | BR40 | Reflector (Flood/Spot) | E26 (Medium) | Directional | LED | 5 | 85 | 164 | 127 |  |  | 106 | 1320 | 16.5 | 80 | No | 25000 | 5000 | 84 | 17 | 0.9 | -20 | Dimmable | 5% | No | None | No |  |  | 2016-06-02 | 2016-07-15 | United States | ES_1015956_LBR40/16/850/D-46_07182016045440_1024044 | 2272619
Topaz Lighting | Topaz | LP20/7/940/NFL/D-33C | LP20/7/940/NFL/D-33C |  | PAR20 | Reflector (Flood/Spot) | E26 (Medium) | Directional | LED | 5 | 50 | 85 | 63 | 1444 |  | 25 | 500 | 7.1 | 70.4 | No | 25000 | 4000 | 95 | 82 | 0.9 | -20 | Dimmable | 10% | No | Damp Location Rated | No |  |  | 2015-01-01 | 2016-07-29 | United States, Canada | ES_1015956_LP20/7/940/NFL/D-33C_07212016163516_8046838 | 2273791
Topaz Lighting | Topaz | LP20/7/950/NFL/D-33C | LP20/7/950/NFL/D-33C |  | PAR20 | Reflector (Flood/Spot) | E26 (Medium) | Directional | LED | 5 | 50 | 85 | 63 | 1377 |  | 25 | 500 | 7 | 71.4 | No | 25000 | 5000 | 96 | 94 | 0.9 | -20 | Dimmable | 10% | No | Damp Location Rated | No |  |  | 2015-01-01 | 2016-07-29 | United States, Canada | ES_1015956_LP20/7/950/NFL/D-33C_07212016163736_5466729 | 2273794
Topaz Lighting | Topaz | LP30/10/27K/D-46 | LP30/10/27K/D-46 |  | PAR30S | Reflector (Flood/Spot) | E26 (Medium) | Directional | LED | 5 | 75 | 91.4 | 94.3 | 1707 |  | 40 | 810 | 10.5 | 77.1 | No | 25000 | 2700 | 81 | 5 | 1 | -20 | Dimmable | 5% | No | Wet Location Rated | No |  |  | 2016-08-02 | 2016-09-27 | United States | ES_1015956_LP30/10/27K/D-46_09272016111731_1024076 | 2280229
Topaz Lighting | Topaz | LP30/10/30K/D-46 | LP30/10/30K/D-46 |  | PAR30S | Reflector (Flood/Spot) | E26 (Medium) | Directional | LED | 5 | 75 | 91.4 | 94.3 | 1707 |  | 40 | 840 | 10.5 | 80 | No | 25000 | 3000 | 82 | 8 | 1 | -20 | Dimmable | 5% | No | Wet Location Rated | No |  |  | 2016-08-02 | 2016-09-27 | United States | ES_1015956_LP30/10/30K/D-46_09272016111731_1024076 | 2280236
Topaz Lighting | Topaz | LP30/10/40K/D-46 | LP30/10/40K/D-46 |  | PAR30S | Reflector (Flood/Spot) | E26 (Medium) | Directional | LED | 5 | 75 | 91.4 | 94.3 | 1906 |  | 40 | 880 | 10.5 | 83.8 | No | 25000 | 4000 | 82 | 7 | 1 | -20 | Dimmable | 5% | No | Wet Location Rated | No |  |  | 2016-08-02 | 2016-09-27 | United States | ES_1015956_LP30/10/40K/D-46_09272016111731_1024076 | 2280230
Topaz Lighting | Topaz | LP30/10/50K/D-46 | LP30/10/50K/D-46 |  | PAR30S | Reflector (Flood/Spot) | E26 (Medium) | Directional | LED | 5 | 75 | 91.4 | 94.3 | 1860 |  | 40 | 910 | 10.5 | 86.7 | No | 25000 | 5000 | 84 | 17 | 1 | -20 | Dimmable | 5% | No | Wet Location Rated | No |  |  | 2016-08-02 | 2016-09-27 | United States | ES_1015956_LP30/10/50K/D-46_09272016111731_1024076 | 2280231
Topaz Lighting | Topaz | LP30/10/930/FL/D-33C | LP30/10/930/FL/D-33C |  | PAR30 | Reflector (Flood/Spot) | E26 (Medium) | Directional | LED | 5 | 75 | 84 | 94 | 1499 |  | 40 | 800 | 11 | 72.7 | No | 25000 | 3000 | 92 | 64 | 0.9 | -20 | Dimmable | 10% | No | Damp Location Rated | No |  |  | 2015-01-01 | 2016-07-29 | United States, Canada | ES_1015956_LP30/10/930/FL/D-33C_07212016165334_1890985 | 2273804
Topaz Lighting | Topaz | LP30/10/940/FL/D-33C | LP30/10/940/FL/D-33C |  | PAR30 | Reflector (Flood/Spot) | E26 (Medium) | Directional | LED | 5 | 75 | 84 | 94 | 1565 |  | 40 | 800 | 11 | 72.7 | No | 25000 | 4000 | 95 | 82 | 0.9 | -20 | Dimmable | 10% | No | Damp Location Rated | No |  |  | 2015-01-01 | 2016-07-29 | United States, Canada | ES_1015956_LP30/10/940/FL/D-33C_07222016100010_4468500 | 2273805
Topaz Lighting | Topaz | LP30/10/950/FL/D-33C | LP30/10/950/FL/D-33C |  | PAR30 | Reflector (Flood/Spot) | E26 (Medium) | Directional | LED | 5 | 75 | 84 | 94 | 1544 |  | 40 | 800 | 11 | 72.7 | No | 25000 | 5000 | 96 | 95 | 0.9 | -20 | Dimmable | 10% | No | Damp Location Rated | No |  |  | 2015-01-01 | 2016-07-29 | United States, Canada | ES_1015956_LP30/10/950/FL/D-33C_07222016100402_4520685 | 2273806
Topaz Lighting | Topaz | LP30L/10/27K/D-46 | LP30L/10/27K/D-46 |  | PAR30L | Reflector (Flood/Spot) | E26 (Medium) | Directional | LED | 5 | 75 | 117.7 | 94.9 | 1732 |  | 40 | 810 | 10.5 | 77.1 | No | 25000 | 2700 | 81 | 5 | 1 | -20 | Dimmable | 5% | No | Wet Location Rated | No |  |  | 2016-08-02 | 2016-09-27 | United States | ES_1015956_LP30L/10/27K/D-46_09272016111731_1024077 | 2280232
Topaz Lighting | Topaz | LP30L/10/30K/D-46 | LP30L/10/30K/D-46 |  | PAR30L | Reflector (Flood/Spot) | E26 (Medium) | Directional | LED | 5 | 75 | 117.7 | 94.9 | 1653 |  | 40 | 840 | 10.5 | 80 | No | 25000 | 3000 | 82 | 8 | 1 | -20 | Dimmable | 5% | No | Wet Location Rated | No |  |  | 2016-08-02 | 2016-09-27 | United States | ES_1015956_LP30L/10/30K/D-46_09272016111731_1024077 | 2280233
Topaz Lighting | Topaz | LP30L/10/40K/D-46 | LP30L/10/40K/D-46 |  | PAR30L | Reflector (Flood/Spot) | E26 (Medium) | Directional | LED | 5 | 75 | 117.7 | 94.9 | 1951 |  | 40 | 880 | 10.5 | 83.8 | No | 25000 | 4000 | 82 | 7 | 1 | -20 | Dimmable | 5% | No | Wet Location Rated | No |  |  | 2016-08-02 | 2016-09-27 | United States | ES_1015956_LP30L/10/40K/D-46_09272016111731_1024077 | 2280234
Topaz Lighting | Topaz | LP30L/10/50K/D-46 | LP30L/10/50K/D-46 |  | PAR30L | Reflector (Flood/Spot) | E26 (Medium) | Directional | LED | 5 | 75 | 117.7 | 94.9 | 1945 |  | 40 | 910 | 10.5 | 86.7 | No | 25000 | 5000 | 84 | 17 | 1 | -20 | Dimmable | 5% | No | Wet Location Rated | No |  |  | 2016-08-02 | 2016-09-27 | United States | ES_1015956_LP30L/10/50K/D-46_09272016111731_1024077 | 2280235
Topaz Lighting | Topaz | LP30L/10/927FL/D-33 | LP30L/10/927FL/D-33 |  | PAR30L | Reflector (Flood/Spot) | E26 (Medium) | Directional | LED | 5 | 75 | 119 | 94 | 1468 |  | 40 | 800 | 11 | 72.7 | No | 25000 | 2700 | 91 | 53 | 0.9 | -20 | Dimmable | 10% | No | Damp Location Rated | No |  |  | 2015-01-01 | 2016-07-29 | United States, Canada | ES_1015956_LP30L/10/927FL/D-33_07222016105738_406000 | 2273830
Topaz Lighting | Topaz | LP30L/10/930FL/D-33 | LP30L/10/930FL/D-33 |  | PAR30L | Reflector (Flood/Spot) | E26 (Medium) | Directional | LED | 5 | 75 | 119 | 94 | 1438 |  | 40 | 800 | 11 | 72.7 | No | 25000 | 3000 | 93 | 65 | 0.9 | -20 | Dimmable | 10% | No | Damp Location Rated | No |  |  | 2015-01-01 | 2016-07-29 | United States, Canada | ES_1015956_LP30L/10/930FL/D-33_07222016110209_2048303 | 2273831
Topaz Lighting | Topaz | LP30L/10/940FL/D-33 | LP30L/10/940FL/D-33 |  | PAR30L | Reflector (Flood/Spot) | E26 (Medium) | Directional | LED | 5 | 75 | 119 | 94 | 1491 |  | 40 | 800 | 11 | 72.7 | No | 25000 | 4000 | 95 | 82 | 0.9 | -20 | Dimmable | 10% | No | Damp Location Rated | No |  |  | 2015-01-01 | 2016-07-29 | United States, Canada | ES_1015956_LP30L/10/940FL/D-33_07222016132338_74230 | 2273833
Topaz Lighting | Topaz | LP30L/10/950FL/D-33 | LP30L/10/950FL/D-33 |  | PAR30L | Reflector (Flood/Spot) | E26 (Medium) | Directional | LED | 5 | 75 | 119 | 94 | 1492 |  | 40 | 800 | 11 | 72.7 | No | 25000 | 5000 | 96 | 94 | 0.9 | -20 | Dimmable | 10% | No | Damp Location Rated | No |  |  | 2015-01-01 | 2016-07-29 | United States, Canada | ES_1015956_LP30L/10/950FL/D-33_07222016132530_9842340 | 2273834
Topaz Lighting | Topaz CXL | LA19/10/827/D | LA19/10/827/D-43 |  | A19 | General Purpose Replacement | E26 (Medium) | Omnidirectional | LED | 5 | 60 | 115.9 | 59.8 |  |  |  | 800 | 10 | 80 | No | 25000 | 2700 | 82 | 7 | 1 | -20 | Dimmable | 10% |  | Not for Use in Enclosed Fixtures |  |  |  | 2014-07-11 | 2014-10-02 | United States | ES_1015956_LA19/10/827/D-43_10022014030440_1023683 | 2221138
Topaz Lighting | Topaz CXL | LA19/10/830/D | LA19/10/830/D-43 |  | A19 | General Purpose Replacement | E26 (Medium) | Omnidirectional | LED | 5 | 60 | 115.9 | 59.8 |  |  |  | 820 | 10 | 82 | No | 25000 | 3000 | 83 | 12 | 1 | -20 | Dimmable | 10% |  | Not for Use in Enclosed Fixtures |  |  |  | 2014-07-11 | 2014-10-02 | United States | ES_1015956_LA19/10/830/D-43_10022014030440_1023683 | 2221144
Topaz Lighting | Topaz CXL | LA19/7/827/D | LA19/7/827/D-43 |  | A19 | General Purpose Replacement | E26 (Medium) | Omnidirectional | LED | 5 | 40 | 112.1 | 59.9 |  |  |  | 470 | 7 | 67.1 | No | 25000 | 2700 | 81 | 9 | 1 | -20 | Dimmable | 10% |  | Not for Use in Enclosed Fixtures |  |  |  | 2014-06-17 | 2014-10-02 | United States | ES_1015956_LA19/7/827/D-43_10022014022440_1023683 | 2221137
Topaz Lighting | Topaz CXL | LBR30/10/850/D-46 | LBR30/10/850/D-46 |  | BR30 | Reflector (Flood/Spot) | E26 (Medium) | Directional | LED | 5 | 65 | 130.3 | 95.1 |  |  | 108 | 830 | 10.3 | 80.6 | No | 25000 | 5000 | 85 | 17 | 1 | -20 | Dimmable | 5% |  | Not for Use in Enclosed Fixtures |  |  |  | 2014-11-13 | 2014-11-14 | United States | ES_1015956_LBR30/10/850/D-46_11142014103841_1023715 | 2225197
Topco Associates, LLC | Domestix | CF13EL/SPIRAL/DOMESTIX/HZ | 12856 |  | CFL Bare Spiral | General Purpose Replacement | E26 (Medium) | Omnidirectional | CFL | 9 | 60 | 100.2 | 38.3 |  | 1.5 |  | 850 | 13 | 65.4 | No | 10000 | 2700 | 82 | -9 | 0.6 | -18 |  |  |  | Not for Use in Enclosed Fixtures |  |  |  | 2016-04-15 | 2016-05-10 | United States, Canada | ES_1002740_12856_05162016163334_8377496 | 2269045
Topaz Lighting | CXL TOPAZ | LBR40/17/850/D-46 | LBR40/17/850/D-46 |  | BR40 | Reflector (Flood/Spot) | E26 (Medium) | Directional | LED | 5 | 90 | 163.5 | 127.3 |  |  | 103 | 1320 | 17 | 77.6 | No | 25000 | 5000 | 82 | 9 | 1 | -20 | Dimmable | 5% |  | None |  |  |  | 2014-12-08 | 2014-12-30 | United States | ES_1015956_LBR40/17/850/D-46_12302014031000_1023738 | 2230256
Topaz Lighting | CXL TOPAZ | LG25/6/827/D-46 | LG25/6/827/D-46 |  | G25 | Globe | E26 (Medium) | Decorative | LED | 3 | 40 | 108.5 | 79.7 |  |  |  | 450 | 6 | 75 | No | 25000 | 2700 | 81 | 2 | 1 | -20 | Dimmable | 10% |  | Damp Location Rated,Enclosed Fixtures |  |  |  | 2015-07-29 | 2015-07-29 | United States | ES_1015956_LG25/6/827/D-46_07312015052220_1023864 | 2244762
Topaz Lighting | CXL TOPAZ | LR20/6/827/D-46 | LR20/6/827/D-46 |  | R20 | Reflector (Flood/Spot) | E26 (Medium) | Directional | LED | 5 | 50 | 99.8 | 63.7 |  |  | 109 | 525 | 6.5 | 80.8 | No | 25000 | 2700 | 83 | 11 | 0.9 | -20 | Dimmable | 10% | Yes | None | No |  |  | 2016-04-04 | 2016-05-04 | United States | ES_1015956_LR20/6/827/D-46_05062016024950_1024007 | 2266187
Topaz Lighting | CXL TOPAZ | LR20/6/830/D-46 | LR20/6/830/D-46 |  | R20 | Reflector (Flood/Spot) | E26 (Medium) | Directional | LED | 5 | 50 | 99.8 | 63.7 |  |  | 107 | 540 | 6.5 | 83.1 | No | 25000 | 3000 | 83 | 9 | 0.9 | -20 | Dimmable | 10% | Yes | None | No |  |  | 2016-04-04 | 2016-05-04 | United States | ES_1015956_LR20/6/830/D-46_05062016024950_1024007 | 2266193
Topaz Lighting | CXL TOPAZ | LR20/6/840/D-46 | LR20/6/840/D-46 |  | R20 | Reflector (Flood/Spot) | E26 (Medium) | Directional | LED | 5 | 50 | 99.8 | 63.7 |  |  | 109 | 560 | 6.5 | 86.2 | No | 25000 | 4000 | 82 | 9 | 0.9 | -20 | Dimmable | 5% | Yes | Damp Location Rated | No |  |  | 2016-04-18 | 2016-05-02 | United States | ES_1015956_LR20/6/840/D-46_05022016061620_1024004 | 2265966
Topaz Lighting | CXL TOPAZ | LR20/6/850/D-46 | LR20/6/850/D-46 |  | R20 | Reflector (Flood/Spot) | E26 (Medium) | Directional | LED | 5 | 50 | 99.8 | 63.7 |  |  | 108 | 580 | 6.5 | 89.2 | No | 25000 | 5000 | 85 | 17 | 0.9 | -20 | Dimmable | 5% | Yes | Damp Location Rated | No |  |  | 2016-04-18 | 2016-05-02 | United States | ES_1015956_LR20/6/850/D-46_05022016061220_1024004 | 2265965
Topaz Lighting | CXL TOPAZ | LR20/7/827/D-46 | LR20/7/827/D-46 |  | R20 | Reflector (Flood/Spot) | E26 (Medium) | Directional | LED | 5 | 50 | 99.3 | 63 |  |  |  | 525 | 7 | 75 | No | 25000 | 2700 | 80 | 4 | 1 | -20 | Dimmable | 10% |  | None |  |  |  | 2014-12-07 | 2014-12-23 | United States | ES_1015956_LR20/7/827/D-46_12232014015950_1023737 | 2229972
Topaz Lighting | CXL TOPAZ | LR20/7/830/D-46 | LR20/7/830/D-46 |  | R20 | Reflector (Flood/Spot) | E26 (Medium) | Directional | LED | 5 | 50 | 99.3 | 63 |  |  | 108 | 540 | 7 | 77.1 | No | 25000 | 3000 | 80 | 1 | 1 | -20 | Dimmable | 5% |  | None |  |  |  | 2014-12-12 | 2014-12-17 | United States | ES_1015956_LR20/7/830/D-46_12172014040000_1023731 | 2229568
Topaz Lighting | CXL TOPAZ | LR20/7/840/D-46 | LR20/7/840/D-46 |  | R20 | Reflector (Flood/Spot) | E26 (Medium) | Directional | LED | 5 | 50 | 99.5 | 63.1 |  |  | 108 | 560 | 7 | 80 | No | 25000 | 4000 | 82 | 12 | 0.9 | -20 | Dimmable | 5% |  | None |  |  |  | 2014-12-12 | 2014-12-19 | United States | ES_1015956_LR20/7/840/D-46_12192014031550_1023734 | 2229652
Topaz Lighting | CXL TOPAZ | LR20/7/850/D-46 | LR20/7/850/D-46 |  | R20 | Reflector (Flood/Spot) | E26 (Medium) | Directional | LED | 5 | 50 | 99.6 | 62.3 |  |  | 108 | 580 | 7 | 82.9 | No | 25000 | 5000 | 84 | 20 | 0.9 | -20 | Dimmable | 5% |  | None |  |  |  | 2014-12-09 | 2014-12-31 | United States | ES_1015956_LR20/7/850/D-46_12302014031330_1023738 | 2230257
Topaz Lighting | Topaz | CF26/MS/GU24 2700K | CF26/MS/GU24/27-46 |  | CFL Bare Spiral | General Purpose Replacement | GU24 | Omnidirectional | CFL | 2 | 100 | 133.7 | 55.3 |  | 1.6 |  | 1750 | 26 | 67.3 | No | 10000 | 2700 | 84 | -3 | 0.6 | -18 |  |  |  | None |  |  |  | 2014-08-12 | 2014-08-25 | United States | ES_1015956_CF26/MS/GU24/27-46_08252014040840_1023658 | 2217838
Topaz Lighting | Topaz | LA19/12/27K/D-46 | LA19/12/27K/D-46 |  | A19 | General Purpose Replacement | E26 (Medium) | Omnidirectional | LED | 5 | 75 | 118 | 59.9 |  |  |  | 1100 | 11.5 | 95.7 | No | 25000 | 2700 | 82 | 6 | 0.9 | -20 | Dimmable | 5% | Yes | Damp Location Rated | No |  |  | 2016-09-01 | 2016-09-22 | United States | ES_1015956_LA19/12/27K/D-46_09222016082220_1024075 | 2279912
Topaz Lighting | Topaz | LA19/12/30K/D-46 | LA19/12/30K/D-46 |  | A19 | General Purpose Replacement | E26 (Medium) | Omnidirectional | LED | 5 | 75 | 118 | 59.9 |  |  |  | 1100 | 11.5 | 95.7 | No | 25000 | 3000 | 82 | 6 | 0.9 | -20 | Dimmable | 5% | Yes | Damp Location Rated | No |  |  | 2016-09-01 | 2016-09-22 | United States | ES_1015956_LA19/12/30K/D-46_09222016082220_1024075 | 2279920
Topaz Lighting | Topaz | LA19/12/40K/D-46 | LA19/12/40K/D-46 |  | A19 | General Purpose Replacement | E26 (Medium) | Omnidirectional | LED | 5 | 75 | 118 | 59.9 |  |  |  | 1100 | 11.5 | 95.7 | No | 25000 | 4000 | 84 | 16 | 0.9 | -20 | Dimmable | 5% | Yes | Damp Location Rated | No |  |  | 2016-09-01 | 2016-09-22 | United States | ES_1015956_LA19/12/40K/D-46_09222016082220_1024075 | 2279921
Topaz Lighting | Topaz | LA19/12/50K/D-46 | LA19/12/50K/D-46 |  | A19 | General Purpose Replacement | E26 (Medium) | Omnidirectional | LED | 5 | 75 | 118 | 59.9 |  |  |  | 1100 | 11.5 | 95.7 | No | 25000 | 5000 | 82 | 16 | 0.9 | -20 | Dimmable | 5% | Yes | Damp Location Rated | No |  |  | 2016-09-01 | 2016-09-22 | United States | ES_1015956_LA19/12/50K/D-46_09222016082220_1024075 | 2279922
Topaz Lighting | Topaz | LA19/12/830/D-46 | LA19/12/830/D-46 |  | A19 | General Purpose Replacement | E26 (Medium) | Omnidirectional | LED | 5 | 75 | 118.2 | 59.9 |  |  |  | 1140 | 12 | 95 | No | 25000 | 3000 | 83 | 10 | 1 | -20 | Dimmable | 5% |  | None,Enclosed Fixtures |  |  |  | 2015-08-02 | 2015-08-03 | United States | ES_1015956_LA19/12/830/D-46_08032015014730_1023866 | 2244937
Topaz Lighting | Topaz | LA19/5/27K/D-46 | LA19/5/27K/D-46 |  | A19 | General Purpose Replacement | E26 (Medium) | Omnidirectional | LED | 5 | 40 | 110.8 | 59.8 |  |  |  | 450 | 5 | 90 | No | 25000 | 2700 | 82 | 5 | 0.9 | -20 | Dimmable | 5% | Yes | Damp Location Rated | No |  |  | 2016-09-19 | 2016-09-20 | United States | ES_1015956_LA19/5/27K/D-46_09222016071440_1024074 | 2279909
Topaz Lighting | Topaz | LED | LP20/7/930/NFL/D-33 |  | PAR20 | Reflector (Flood/Spot) | E26 (Medium) | Directional | LED | 5 | 50 | 85 | 63 | 1358 |  | 25 | 470 | 7 | 67.1 | No | 40000 | 3000 | 91 | 50 | 0.8 | -20 | Dimmable | 10% |  | None |  |  |  | 2014-12-20 | 2014-12-30 | United States | ES_1015956_LP20/7/930/NFL/D-33_01022015140341_8257876 | 2230355
Topaz Lighting | Topaz | LED | LP20/7/940/NFL/D-33 |  | PAR20 | Reflector (Flood/Spot) | E26 (Medium) | Directional | LED | 5 | 50 | 85 | 63 | 1504 |  | 25 |  | 7 | 71.4 | No | 40000 | 4000 | 92 | 60 | 0.8 | -20 | Dimmable | 10% |  | None |  |  |  | 2015-03-15 | 2015-03-25 | United States | ES_1015956_LP20/7/940/NFL/D-33_04022015142551_1427775 | 2235665
Topaz Lighting | Topaz | LED | LP20/7/950/NFL/D-33 |  | PAR20 | Reflector (Flood/Spot) | E26 (Medium) | Directional | LED | 5 | 50 | 85 | 63 | 1358 |  | 25 | 525 | 7 | 75 | No | 40000 | 5000 | 91 | 55 | 0.8 | -20 | Dimmable | 10% |  | None |  |  |  | 2014-12-20 | 2014-12-30 | United States | ES_1015956_LP20/7/950/NFL/D-33_01022015140341_4171618 | 2230356
Topaz Lighting | Topaz | LED | LP30/10/927/FL/D-33 |  | PAR30 | Reflector (Flood/Spot) | E26 (Medium) | Directional | LED | 5 | 75 | 87 | 94 | 1594 |  | 40 | 750 | 10.5 | 71.6 | No | 40000 | 2700 | 90 | 45 | 0.9 | -20 | Dimmable | 10% |  | None |  |  |  | 2015-03-15 | 2015-03-25 | United States | ES_1015956_LP30/10/927/FL/D-33_04022015142527_7273511 | 2235659
Topaz Lighting | Topaz | LED | LP30/10/930/FL/D-33 |  | PAR30 | Reflector (Flood/Spot) | E26 (Medium) | Directional | LED | 5 | 75 | 87 | 94 | 1594 |  | 40 | 800 | 10.5 | 76.4 | No | 40000 | 3000 | 90 | 48 | 0.9 | -20 | Dimmable | 10% |  | None |  |  |  | 2014-12-20 | 2014-12-09 | United States | ES_1015956_LP30/10/930/FL/D-33_12122014164513_7322080 | 2229393
Topaz Lighting | Topaz | LED | LP30/10/940/FL/D-33 |  | PAR30 | Reflector (Flood/Spot) | E26 (Medium) | Directional | LED | 5 | 75 | 87 | 94 | 1657 |  | 40 | 820 | 10.5 | 78.2 | No | 40000 | 4000 | 93 | 61 | 0.9 | -20 | Dimmable | 10% |  | None |  |  |  | 2015-03-15 | 2015-03-25 | United States | ES_1015956_LP30/10/940/FL/D-33_04022015142527_3198506 | 2235660
Topaz Lighting | Topaz | LED | LP30/10/950/FL/D-33 |  | PAR30 | Reflector (Flood/Spot) | E26 (Medium) | Directional | LED | 5 | 75 | 87 | 94 | 1594 |  | 40 | 850 | 10.7 | 79.6 | No | 40000 | 5000 | 91 | 56 | 0.9 | -20 | Dimmable | 10% |  | None |  |  |  | 2014-12-20 | 2014-12-09 | United States | ES_1015956_LP30/10/950/FL/D-33_12122014164513_7117271 | 2229394
Topaz Lighting | Topaz | LED | LP30L/10/927/FL/D-33 |  | PAR30L | Reflector (Flood/Spot) | E26 (Medium) | Directional | LED | 5 | 75 | 119 | 94 | 1505 |  | 40 |  | 10 | 75 | No | 40000 | 2700 | 91 | 50 | 0.9 | -20 | Dimmable | 10% |  | None |  |  |  | 2014-03-15 | 2015-03-25 | United States | ES_1015956_LP30L/10/927/FL/D-33_04022015142607_6698880 | 2235666
Topaz Lighting | Topaz | LED | LP30L/10/930/FL/D-33 |  | PAR30L | Reflector (Flood/Spot) | E26 (Medium) | Directional | LED | 5 | 75 | 119 | 94 | 1564 |  | 40 | 800 | 10 | 80 | No | 40000 | 3000 | 91 | 52 | 0.9 | -20 | Dimmable | 10% |  | None |  |  |  | 2014-12-20 | 2015-01-06 | United States | ES_1015956_LP30L/10/930/FL/D-33_01062015160113_1417065 | 2230607
Topaz Lighting | Topaz | LED | LP30L/10/940/FL/D-33 |  | PAR30L | Reflector (Flood/Spot) | E26 (Medium) | Directional | LED | 5 | 75 | 119 | 94 | 1711 |  | 40 |  | 10 | 82 | No | 40000 | 4000 | 92 | 52 | 0.9 | -20 | Dimmable | 10% |  | None |  |  |  | 2014-03-15 | 2015-03-25 | United States | ES_1015956_LP30L/10/940/FL/D-33_04022015142607_9083949 | 2235667
Topaz Lighting | Topaz | LED | LP30L/10/950/FL/D-33 |  | PAR30L | Reflector (Flood/Spot) | E26 (Medium) | Directional | LED | 5 | 75 | 119 | 94 | 1753 |  | 40 | 850 | 10.4 | 81.5 | No | 40000 | 5000 | 93 | 55 | 0.9 | -20 | Dimmable | 10% |  | None |  |  |  | 2014-12-20 | 2015-01-06 | United States | ES_1015956_LP30L/10/950/FL/D-33_01062015160113_2055847 | 2230608
Topaz Lighting | Topaz | LED | LP38/17/930/FL/D-33 |  | PAR38 | Reflector (Flood/Spot) | E26 (Medium) | Directional | LED | 5 | 100 | 130 | 120 | 2449 |  | 40 | 1200 | 17 | 70.6 | No | 40000 | 3000 | 92 | 53 | 1 | -20 | Dimmable | 10% |  | Other, |  |  |  | 2014-12-20 | 2014-12-05 | United States | ES_1015956_LP38/17/930/FL/D-33_12122014164506_7091866 | 2229395
Topaz Lighting | Topaz | LED | LP38/17/950/FL/D-33 |  | PAR38 | Reflector (Flood/Spot) | E26 (Medium) | Directional | LED | 5 | 100 | 130 | 120 | 2684 |  | 40 | 1250 | 17 | 73.5 | No | 40000 | 5000 | 92 | 62 | 1 | -20 | Dimmable | 10% |  | Other, |  |  |  | 2014-12-20 | 2014-12-05 | United States | ES_1015956_LP38/17/950/FL/D-33_12122014164506_2615532 | 2229396
Topaz Lighting | Topaz | LG25/6/827/D-46 | LG25/6/827/D-46 |  | G25 | Globe | E26 (Medium) | Decorative | LED | 5 | 40 | 108.6 | 84.8 |  |  |  | 450 | 6 | 75 | No | 25000 | 2700 | 81 | 5 | 0.9 | -20 | Dimmable | 5% | Yes | Damp Location Rated | No |  |  | 2016-10-20 | 2016-10-24 | United States | ES_1015956_LG25/6/827/D-46_10242016024440_1024085 | 2282183
Topaz Lighting | Topaz | LM16/7/830/FL/D-33C | LM16/7/830/FL/D-33C |  | MR16 | Reflector (Flood/Spot) | GU5.3 | Directional | LED | 5 | 50 | 48 | 50 | 1302 |  | 35 | 500 | 6.5 | 76.9 | No | 25000 | 3000 | 82 | 7 | 0.7 | -40 | Dimmable | 10% | No | Damp Location Rated | No |  |  | 2015-01-01 | 2016-07-29 | United States, Canada | ES_1015956_LM16/7/830/FL/D-33C_07222016102830_6825067 | 2273835
Topaz Lighting | Topaz | LM16/7/840/FL/D-33C | LM16/7/840/FL/D-33C |  | MR16 | Reflector (Flood/Spot) | GU5.3 | Directional | LED | 5 | 50 | 48 | 50 | 1356 |  | 40 | 500 | 6.5 | 76.9 | No | 25000 | 4000 | 82 | 6 | 0.7 | -40 | Dimmable | 10% | No | Damp Location Rated | No |  |  | 2015-01-01 | 2016-07-29 | United States, Canada | ES_1015956_LM16/7/840/FL/D-33C_07222016103808_6645166 | 2273836
Topaz Lighting | Topaz | LP16/6/30K/D-46 | LP16/6/30K/D-46 |  | PAR16 | Reflector (Flood/Spot) | E26 (Medium) | Directional | LED | 5 | 60 | 72.5 | 50.7 | 868 |  | 40 | 500 | 6.5 | 76.9 | No | 25000 | 3000 | 83 | 10 | 1 | -20 | Dimmable | 5% | Yes | Damp Location Rated | No |  |  | 2016-09-26 | 2016-10-24 | United States | ES_1015956_LP16/6/30K/D-46_10242016023840_1024085 | 2282178
Topaz Lighting | Topaz | LP20/7/27K/D-46 | LP20/7/27K/D-46 |  | PAR20 | Reflector (Flood/Spot) | E26 (Medium) | Directional | LED | 5 | 50 | 82.2 | 62.8 | 1207 |  | 25 | 500 | 6.5 | 76.9 | No | 25000 | 2700 | 81 | 5 | 0.9 | -20 | Dimmable | 5% | Yes | Wet Location Rated | No |  |  | 2016-08-05 | 2016-08-05 | United States | ES_1015956_LP20/7/27K/D-46_08052016124001_1024053 | 2274263
Topaz Lighting | Topaz | LP20/7/30K/D-46 | LP20/7/30K/D-46 |  | PAR20 | Reflector (Flood/Spot) | E26 (Medium) | Directional | LED | 5 | 50 | 82.2 | 62.8 | 1338 |  | 25 | 515 | 6.5 | 79.2 | No | 25000 | 3000 | 83 | 11 | 0.9 | -20 | Dimmable | 5% | Yes | Wet Location Rated | No |  |  | 2016-08-05 | 2016-08-05 | United States | ES_1015956_LP20/7/30K/D-46_08052016124001_1024053 | 2274264
Topaz Lighting | Topaz | LP20/7/40K/D-46 | LP20/7/40K/D-46 |  | PAR20 | Reflector (Flood/Spot) | E26 (Medium) | Directional | LED | 5 | 50 | 82.2 | 62.8 | 1300 |  | 25 | 535 | 6.5 | 82.3 | No | 25000 | 4000 | 82 | 7 | 0.9 | -20 | Dimmable | 5% | Yes | Wet Location Rated | No |  |  | 2016-08-05 | 2016-08-05 | United States | ES_1015956_LP20/7/40K/D-46_08052016124001_1024053 | 2274265
Topaz Lighting | Topaz | LP20/7/50K/D-46 | LP20/7/50K/D-46 |  | PAR20 | Reflector (Flood/Spot) | E26 (Medium) | Directional | LED | 5 | 50 | 82.2 | 62.8 | 1353 |  | 25 | 560 | 6.5 | 86.2 | No | 25000 | 5000 | 84 | 15 | 0.9 | -20 | Dimmable | 5% | Yes | Wet Location Rated | No |  |  | 2016-08-05 | 2016-08-05 | United States | ES_1015956_LP20/7/50K/D-46_08052016124001_1024053 | 2274266
Topaz Lighting | Topaz | LP20/7/930/NFL/D-33C | LP20/7/930/NFL/D-33C |  | PAR20 | Reflector (Flood/Spot) | E26 (Medium) | Directional | LED | 5 | 50 | 85 | 63 | 1427 |  | 25 | 500 | 7 | 71.4 | No | 25000 | 3000 | 92 | 63 | 0.9 | -20 | Dimmable | 10% | No | Damp Location Rated | No |  |  | 2015-01-01 | 2016-07-26 | United States, Canada | ES_1113395_LP20/7/930/NFL/D-33C_07112016103446_6472284 | 2273333
Topco Associates, LLC | Domestix | CF13EL/SPIRAL/RP3/DOMESTIX/HZ | 12870 |  | CFL Bare Spiral | General Purpose Replacement | E26 (Medium) | Omnidirectional | CFL | 9 | 60 | 100.2 | 38.3 |  | 1.5 |  | 850 | 13 | 65.4 | No | 10000 | 2700 | 82 | -9 | 0.6 | -18 |  |  |  | Not for Use in Enclosed Fixtures |  |  |  | 2016-04-15 | 2016-05-10 | United States, Canada | ES_1002740_12870_05162016163334_3363611 | 2269046
Topco Associates, LLC | Domestix | CF23EL/SPIRAL/RP3/DOMESTIX /HZ | 12868 |  | CFL Bare Spiral | General Purpose Replacement | E26 (Medium) | Omnidirectional | CFL | 9 | 100 | 116.7 | 50.9 |  | 2.5 |  | 1600 | 23.2 | 69 | No | 10000 | 2700 | 81 | -13 | 0.6 | -18 |  |  |  | Not for Use in Enclosed Fixtures |  |  |  | 2016-02-15 | 2016-05-09 | United States, Canada | ES_1002740_12868_05162016172118_3553430 | 2269034
Topco Associates, LLC | Electrix/Domestix | CF19EL/SPIRAL/RP/ELE/YX | 7850 |  | CFL Bare Spiral | General Purpose Replacement | E26 (Medium) | Omnidirectional | CFL | 9 | 75 | 121 | 60 |  | 1.4 |  | 1250 | 19 | 65.8 | No | 10000 | 2700 | 83 | -7 | 0.6 | -18 |  |  |  | None |  |  |  | 2014-08-01 | 2014-11-14 | United States, Canada | ES_1002740_'07850_12192014121544_514337 | 2229978
Topco Associates, LLC | Electrix/Domestix | CF23EL/SPIRAL/RP/ELE/YX | 7849 |  | CFL Bare Spiral | General Purpose Replacement | E26 (Medium) | Omnidirectional | CFL | 9 | 100 | 132 | 60 |  | 1.4 |  | 1600 | 23.4 | 68.4 | No | 10000 | 2700 | 82 | -7 | 0.6 | -18 |  |  |  | Not for Use in Recessed Fixtures,Not for Use in Enclosed Fixtures |  |  |  | 2014-03-01 | 2015-01-05 | United States, Canada | ES_1002740_07849_02062015085700_6482965 | 2232758
Topco Associates, LLC | Electrix/Domestix | CF23EL/SPIRAL/RP/ELE/YX | 7849 |  | CFL Bare Spiral | General Purpose Replacement | E26 (Medium) | Omnidirectional | CFL | 9 | 100 | 132 | 60 |  | 1.4 |  | 1600 | 23.4 | 68.4 | No | 10000 | 2700 | 82 | -7 | 0.6 | -18 |  |  |  | Not for Use in Recessed Fixtures,Not for Use in Enclosed Fixtures |  |  |  | 2014-03-01 | 2015-01-05 | United States, Canada | ES_1002740_07849_02102015113437_9512140 | 2232996
Topco Associates, LLC | Topco Electrix | CF13EL/SPIRAL/RP4/ELX/YX | 6672 |  | CFL Bare Spiral | General Purpose Replacement | E26 (Medium) | Omnidirectional | CFL | 9 | 60 | 109 | 50 |  | 1.4 |  | 875 | 13 | 67.3 | No | 10000 | 2700 | 83 | -5 | 0.6 | -18 |  |  |  | Not for Use in Enclosed Fixtures |  |  |  | 2014-10-31 | 2015-02-02 | United States, Canada | ES_1002740_06672_02062015155002_9432306 | 2234342
Topco Associates, LLC | Topco Electrix | CF13EL/SPIRAL/RP/ELE/YX | 7850 |  | CFL Bare Spiral | General Purpose Replacement | E26 (Medium) | Omnidirectional | CFL | 9 | 60 | 109 | 50 |  | 1.4 |  | 875 | 13 | 67.3 | No | 10000 | 2700 | 83 | -5 | 0.6 | -18 |  |  |  | Not for Use in Enclosed Fixtures |  |  |  | 2014-10-31 | 2015-02-02 | United States, Canada | ES_1002740_07850_02062015155002_9145761 | 2234334
Topstar International | Topstar | Directional BR | L4-BR20D-7W |  | R20 | Reflector (Flood/Spot) | E26 (Medium) | Directional | LED | 3 | 50 | 98.1 | 63.1 |  |  |  | 550 | 7 | 78.6 | No | 25000 | 3000 | 83 | 9 | 0.9 | -20 | Dimmable | 10% | No | Damp Location Rated | No |  |  | 2016-08-01 | 2016-08-16 | United States, Canada | ES_1060037_L4-BR20D-7W_08162016151802_3782805 | 2275542
Topstar International | Topstar | Directional BR | L4-BR30D-11W |  | BR30 | Reflector (Flood/Spot) | E26 (Medium) | Directional | LED | 3 | 65 | 130 | 95 |  |  |  | 850 | 11 | 77.3 | No | 25000 | 3000 | 83 | 9 | 0.9 | -20 | Dimmable | 10% | No | Damp Location Rated | No |  |  | 2016-08-22 | 2016-08-31 | United States, Canada | ES_1060037_L4-BR30D-11W_08312016110304_2149902 | 2278466
Topstar International | Topstar | Directional BR | L4-BR30D-11W-5000 |  | BR30 | Reflector (Flood/Spot) | E26 (Medium) | Directional | LED | 3 | 65 | 129.9 | 94.9 |  |  |  | 850 | 11 | 77.3 | No | 25000 | 5000 | 84 | 12 | 1 | -20 | Dimmable | 10% | No | Damp Location Rated | No |  |  | 2016-08-22 | 2016-08-31 | United States, Canada | ES_1060037_L4-BR30D-11W-5000_08312016110333_2349190 | 2278467
Topstar International | Topstar | Directional BR | L4-BR40D-12W |  | BR40 | Reflector (Flood/Spot) | E26 (Medium) | Directional | LED | 3 | 75 | 160.1 | 119.9 |  |  |  | 1050 | 12 | 87.5 | No | 25000 | 3000 | 83 | 10 | 0.9 | -20 | Dimmable | 10% | No | Damp Location Rated | No |  |  | 2016-09-23 | 2016-09-29 | United States, Canada | ES_1060037_L4-BR40D-12W_09292016175401_2348991 | 2280899
Topstar International | Topstar | Directional PAR | L4-PAR20D-7W |  | PAR20 | Reflector (Flood/Spot) | E26 (Medium) | Directional | LED | 3 | 50 | 81.1 | 62.9 | 1496 |  | 40 | 500 | 7 | 71.4 | No | 25000 | 3000 | 82 | 7 | 0.9 | -20 | Dimmable | 10% | No | Damp Location Rated | No |  |  | 2016-08-01 | 2016-08-16 | United States, Canada | ES_1060037_L4-PAR20D-7W_08162016151822_3478893 | 2275544
Topstar International | Topstar | Directional PAR | L4-PAR30D-11W-3000-40 |  | PAR30L | Reflector (Flood/Spot) | E26 (Medium) | Directional | LED | 3 | 75 | 116 | 95 | 2400 |  | 40 | 850 | 11 | 77.3 | No | 25000 | 3000 | 82 | 7 | 0.9 | -20 | Dimmable | 10% | No | Damp Location Rated | No |  |  | 2016-08-01 | 2016-08-16 | United States, Canada | ES_1060037_L4-PAR30D-11W-3000-40_08162016151846_3245980 | 2275546
Topstar International | Topstar | L4-A19D30C-9W-3000K | L4-A19D30C-9W-3000K |  | A19 | General Purpose Replacement | E26 (Medium) | Omnidirectional | LED | 3 | 60 | 112.3 | 64.9 |  |  |  | 800 | 9 | 88.9 | No | 25000 | 3000 | 83 | 9 | 0.9 | -20 | Dimmable | 10% |  | Damp Location Rated,Not for Use in Enclosed Fixtures |  |  |  | 2015-06-20 | 2015-07-09 | United States | ES_1060037_L4-A19D30C-9W-3000K_07132015112841_1023850 | 2243244
Topstar International | Topstar | L4-A19D30C-9W-3000K-GU24 | L4-A19D30C-9W-3000K-GU24 |  | A19 | General Purpose Replacement | GU24 | Omnidirectional | LED | 3 | 60 | 112.3 | 64.9 |  |  |  | 800 | 9 | 88.9 | No | 25000 | 3000 | 83 | 9 | 0.9 | -20 | Dimmable | 10% |  | Damp Location Rated,Not for Use in Enclosed Fixtures |  |  |  | 2015-06-20 | 2015-07-13 | United States | ES_1060037_L4-A19D30C-9W-3000K-GU24_07132015112441_1023850 | 2243235
Topstar International | Topstar | L4-A19D30C-9W-4000K | L4-A19D30C-9W-4000K |  | A19 | General Purpose Replacement | E26 (Medium) | Omnidirectional | LED | 3 | 60 | 112.3 | 64.9 |  |  |  | 800 | 9 | 88.9 | No | 25000 | 4000 | 84 | 15 | 0.9 | -20 | Dimmable | 10% |  | Damp Location Rated,Not for Use in Enclosed Fixtures |  |  |  | 2015-08-02 | 2015-08-18 | United States | ES_1060037_L4-A19D30C-9W-4000K_08182015023000_1023874 | 2245901
Topstar International | Topstar | L4-A19D30C-9W-4000K-GU24 | L4-A19D30C-9W-4000K-GU24 |  | A19 | General Purpose Replacement | GU24 | Omnidirectional | LED | 3 | 60 | 112.3 | 64.9 |  |  |  | 800 | 9 | 88.9 | No | 25000 | 4000 | 84 | 15 | 0.9 | -20 | Dimmable | 10% |  | Damp Location Rated,Not for Use in Enclosed Fixtures |  |  |  | 2015-08-02 | 2015-08-03 | United States | ES_1060037_L4-A19D30C-9W-4000K-GU24_08042015040330_1023866 | 2245004
Topstar International | Topstar | L4-A19D30C-9W-5000K | L4-A19D30C-9W-5000K |  | A19 | General Purpose Replacement | E26 (Medium) | Omnidirectional | LED | 3 | 60 | 112.3 | 64.9 |  |  |  | 800 | 9 | 88.9 | No | 25000 | 5000 | 85 | 18 | 0.9 | -20 | Dimmable | 10% |  | Damp Location Rated,Not for Use in Enclosed Fixtures |  |  |  | 2015-06-20 | 2015-07-13 | United States | ES_1060037_L4-A19D30C-9W-5000K_07132015111441_1023851 | 2243234
Topstar International | Topstar | L4-BR20D-7W | L4-BR20D-7W |  | R20 | Reflector (Flood/Spot) | E26 (Medium) | Directional | LED | 3 | 50 | 96.2 | 63.4 |  |  |  | 550 | 7.1 | 77.5 | No | 25000 | 3000 | 82 | 6 | 0.9 | -20 | Dimmable | 10% |  | Damp Location Rated,Not for Use in Enclosed Fixtures |  |  |  | 2015-06-20 | 2015-07-13 | United States | ES_1060037_L4-BR20D-7W_07132015112951_1023851 | 2243233
Topaz Lighting | Topaz | LA19/5/30K/D-46 | LA19/5/30K/D-46 |  | A19 | General Purpose Replacement | E26 (Medium) | Omnidirectional | LED | 5 | 40 | 110.8 | 59.8 |  |  |  | 450 | 5 | 90 | No | 25000 | 3000 | 82 | 9 | 0.9 | -20 | Dimmable | 5% | Yes | Damp Location Rated | No |  |  | 2016-09-19 | 2016-09-20 | United States | ES_1015956_LA19/5/30K/D-46_09222016071440_1024074 | 2279916
Topaz Lighting | Topaz | LA19/5/40K/D-46 | LA19/5/40K/D-46 |  | A19 | General Purpose Replacement | E26 (Medium) | Omnidirectional | LED | 5 | 40 | 110.8 | 59.8 |  |  |  | 450 | 5 | 90 | No | 25000 | 4000 | 83 | 13 | 0.9 | -20 | Dimmable | 5% | Yes | Damp Location Rated | No |  |  | 2016-09-19 | 2016-09-20 | United States | ES_1015956_LA19/5/40K/D-46_09222016071440_1024074 | 2279917
Topaz Lighting | Topaz | LA19/5/50K/D-46 | LA19/5/50K/D-46 |  | A19 | General Purpose Replacement | E26 (Medium) | Omnidirectional | LED | 5 | 40 | 110.8 | 59.8 |  |  |  | 450 | 5 | 90 | No | 25000 | 5000 | 84 | 16 | 0.9 | -20 | Dimmable | 5% | Yes | Damp Location Rated | No |  |  | 2016-09-19 | 2016-09-20 | United States | ES_1015956_LA19/5/50K/D-46_09222016071440_1024074 | 2279918
Topaz Lighting | Topaz | LA19/9/27K/D-46 | LA19/9/27K/D-46 |  | A19 | General Purpose Replacement | E26 (Medium) | Omnidirectional | LED | 5 | 60 | 110.4 | 59.9 |  |  |  | 800 | 9.5 | 84.2 | No | 25000 | 2700 | 81 | 4 | 0.9 | -20 | Dimmable | 5% | Yes | Damp Location Rated | No |  |  | 2016-09-15 | 2016-09-15 | United States | ES_1015956_LA19/9/27K/D-46_09162016013620_1024072 | 2279373
Topaz Lighting | Topaz | LA19/9/27K/GU24D-46 | LA19/9/27K/GU24D-46 |  | A19 | General Purpose Replacement | GU24 | Omnidirectional | LED | 5 | 60 | 110.4 | 59.9 |  |  |  | 800 | 9.5 | 84.2 | No | 25000 | 2700 | 81 | 4 | 0.9 | -20 | Dimmable | 5% | Yes | Damp Location Rated | No |  |  | 2016-09-15 | 2016-09-15 | United States | ES_1015956_LA19/9/27K/GU24D-46_09162016013620_1024073 | 2279377
Topaz Lighting | Topaz | LA19/9/30K/D-46 | LA19/9/30K/D-46 |  | A19 | General Purpose Replacement | E26 (Medium) | Omnidirectional | LED | 5 | 60 | 110.4 | 59.9 |  |  |  | 800 | 9.5 | 84.2 | No | 25000 | 3000 | 82 | 6 | 0.9 | -20 | Dimmable | 5% | Yes | Damp Location Rated | No |  |  | 2016-09-15 | 2016-09-15 | United States | ES_1015956_LA19/9/30K/D-46_09162016013620_1024073 | 2279374
Topaz Lighting | Topaz | LA19/9/40K/D-46 | LA19/9/40K/D-46 |  | A19 | General Purpose Replacement | E26 (Medium) | Omnidirectional | LED | 5 | 60 | 110.4 | 59.9 |  |  |  | 800 | 9.5 | 84.2 | No | 25000 | 4000 | 83 | 12 | 0.9 | -20 | Dimmable | 5% | Yes | Damp Location Rated | No |  |  | 2016-09-15 | 2016-09-15 | United States | ES_1015956_LA19/9/40K/D-46_09162016013620_1024073 | 2279375
Topaz Lighting | Topaz | LA19/9/50K/D-46 | LA19/9/50K/D-46 |  | A19 | General Purpose Replacement | E26 (Medium) | Omnidirectional | LED | 5 | 60 | 110.4 | 59.9 |  |  |  | 800 | 9.5 | 84.2 | No | 25000 | 5000 | 84 | 17 | 0.9 | -20 | Dimmable | 5% | Yes | Damp Location Rated | No |  |  | 2016-09-15 | 2016-09-15 | United States | ES_1015956_LA19/9/50K/D-46_09162016013620_1024073 | 2279376
Topaz Lighting | Topaz | LA19/9/830/D-46 | LA19/9/830/D-46 |  | A19 | General Purpose Replacement | E26 (Medium) | Omnidirectional | LED | 5 | 60 | 110.8 | 59.8 |  |  |  | 830 | 9 | 92.2 | No | 25000 | 3000 | 84 | 16 | 0.9 | -20 | Dimmable | 5% |  | Damp Location Rated,Enclosed Fixtures |  |  |  | 2016-01-21 | 2016-01-25 | United States, Canada | ES_1015956_LA19/9/830/D-46_01252016042620_1023955 | 2257321
Topaz Lighting | Topaz | LBR30/9/840/D-46 | LBR30/9/840/D-46 |  | BR30 | Reflector (Flood/Spot) | E26 (Medium) | Directional | LED | 5 | 65 | 130.2 | 94.1 |  |  | 105 | 800 | 9.5 | 84.2 | No | 25000 | 4000 | 82 | 9 | 0.9 | -20 | Dimmable | 10% |  | Damp Location Rated,Not for Use in Enclosed Fixtures |  |  |  | 2016-03-16 | 2016-03-16 | United States | ES_1015956_LBR30/9/840/D-46_03182016041220_1023980 | 2262628
Topaz Lighting | Topaz | LCFC/5/830/D-33C | LCFC/5/830/D-33C |  | BA10 | Decorative | E12 (Candelabra) | Decorative | LED | 5 | 40 | 100 | 35 |  |  |  | 315 | 4.7 | 67 | No | 25000 | 3000 | 82 | 9 | 0.8 | -40 | Dimmable | 31.5% | No | Damp Location Rated,Not for Use in Recessed Fixtures | No |  |  | 2015-01-01 | 2016-08-09 | United States, Canada | ES_1015956_LCFC/5/830/D-33C_08052016132225_2548639 | 2274430
Topaz Lighting | Topaz | LCTC/5/830/D-33C | LCTC/5/830/D-33C |  | B10 | Decorative | E12 (Candelabra) | Decorative | LED | 5 | 40 | 100 | 35 |  |  |  | 315 | 4.7 | 67 | No | 25000 | 3000 | 82 | 9 | 0.8 | -40 | Dimmable | 31.5% | No | Damp Location Rated,Not for Use in Recessed Fixtures | No |  |  | 2015-01-01 | 2016-08-09 | United States, Canada | ES_1015956_LCTC/5/830/D-33C_08052016132105_7843744 | 2274428
Topaz Lighting | Topaz | LCTC/7/827/D-46 | LCTC/7/827/D-46 |  | B13 | Decorative | E12 (Candelabra) | Decorative | LED | 5 | 60 | 114.3 | 41.2 |  |  |  | 500 | 6.5 | 76.9 | No | 25000 | 2700 | 82 | 8 | 0.9 | -20 | Dimmable | 5% | Yes | None | No |  |  | 2016-07-30 | 2016-08-12 | United States | ES_1015956_LCTC/7/827/D-46_08152016091620_1024058 | 2275297
Topaz Lighting | Topaz | LCTC/7/830/D-46 | LCTC/7/830/D-46 |  | B13 | Decorative | E12 (Candelabra) | Decorative | LED | 5 | 60 | 114.3 | 41.2 |  |  |  | 515 | 6.5 | 79.2 | No | 25000 | 3000 | 83 | 12 | 0.9 | -20 | Dimmable | 5% | Yes | None | No |  |  | 2016-07-30 | 2016-08-12 | United States | ES_1015956_LCTC/7/830/D-46_08152016092440_1024058 | 2275298
Topaz Lighting | Topaz | LED | LB11/5/830/E12/D-33 |  | Decorative: Other | Decorative | E12 (Candelabra) | Decorative | LED | 3 | 40 | 116.8 | 36 |  |  |  | 315 | 5 | 64.3 | No | 40000 | 3000 | 83 | 21 |  | -40 | Dimmable | 1% |  | None |  |  |  | 2014-06-01 | 2014-05-29 | United States | ES_1015956_LB11/5/830/E12/D-33_06052014164611_5758798 | 2212492
Topaz Lighting | Topaz | LED | LB11/5/830/E12/D-33C |  | Decorative: Other | Decorative | E12 (Candelabra) | Decorative | LED | 5 | 40 | 104 | 35 |  |  |  | 315 | 4.7 | 67 | No | 25000 | 3000 | 82 | 17 | 0.6 | -20 | Dimmable | 10% |  | None |  |  |  | 2015-03-20 | 2015-03-18 | United States | ES_1015956_LB11/5/830/E12/D-33C_03272015160058_2626734 | 2235266
Topaz Lighting | Topaz | LED | LCFC/5/830/D-33 |  | Decorative: Other | Decorative | E12 (Candelabra) | Decorative | LED | 5 | 40 | 119 | 35 |  |  |  | 330 | 4.7 | 70.2 | No | 25000 | 3000 | 82 | 18 | 0.6 | -20 | Dimmable | 10% |  | None |  |  |  | 2015-04-30 | 2015-04-29 | United States | ES_1015956_LCFC/5/830/D-33_05012015144640_4898563 | 2238469
Topaz Lighting | Topaz | LED | LCTC/5/827/D-33 |  | Decorative: Other | Decorative | E12 (Candelabra) | Decorative | LED | 5 | 40 | 104 | 35 |  |  |  | 315 | 4.7 | 67 | No | 25000 | 2700 | 82 | 17 | 0.6 | -40 | Dimmable | 10% |  | None |  |  |  | 2015-05-20 | 2015-05-27 | United States | ES_1015956_LCTC/5/827/D-33_06162015150321_2056827 | 2241627
Topaz Lighting | Topaz | LED | LM16/8/830/FL/D-33 |  | MR16 | Reflector (Flood/Spot) | GU5.3 | Directional | LED | 5 | 50 | 49 | 50 | 1201 |  | 38 | 500 | 8 | 62.5 | No | 40000 | 3000 | 82 | 12 | 0.7 | -40 | Dimmable | 10% |  | None |  |  |  | 2014-04-05 | 2014-04-18 | United States | ES_1015956_LM16/8/830/FL/D-33_04232014151019_4323564 | 2209601
Topaz Lighting | Topaz | LED | LP16/6/830/FL/D-33C |  | PAR16 | Reflector (Flood/Spot) | E26 (Medium) | Directional | LED | 3 | 60 | 72 | 49 | 952 |  | 38 |  | 6.2 | 60.8 | No | 25000 | 3000 | 83 | 21 | 0.7 | -40 | Dimmable | 10% |  | Not for Use in Enclosed Fixtures |  |  |  | 2016-02-20 | 2016-02-19 | United States | ES_1015956_LP16/6/830/FL/D-33C_03032016105832_2060706 | 2261321
Topaz Lighting | Topaz | LED | LP20/7/927/NFL/D-33 |  | PAR20 | Reflector (Flood/Spot) | E26 (Medium) | Directional | LED | 5 | 50 | 85 | 63 | 1358 |  | 25 |  | 7 | 65.7 | No | 40000 | 2700 | 93 | 53 | 0.8 | -20 | Dimmable | 10% |  | None |  |  |  | 2015-03-15 | 2015-03-25 | United States | ES_1015956_LP20/7/927/NFL/D-33_04022015142551_1769380 | 2235664
Strak Holdings Inc | strak | Directional LED Lamp PAR30 | ST-PAR3012W27KD-B |  | PAR30L | Reflector (Flood/Spot) | E26 (Medium) | Directional | LED | 3 | 75 | 115.4 | 96.1 | 1584 |  | 40 | 800 | 13 | 61.5 | No | 25000 | 2700 | 82 | 2 | 0.9 | -20 | Dimmable | 10% |  | Damp Location Rated,Recessed Fixtures,Not for Use in Enclosed Fixtures |  |  |  | 2015-05-10 | 2015-05-13 | United States, Canada | ES_1126749_ST-PAR3012W27KD-B_05132015174549_3423517 | 2239839
Strak Holdings Inc | strak | Directional LED Lamp PAR30 | ST-PAR3012W30KD-B |  | PAR30L | Reflector (Flood/Spot) | E26 (Medium) | Directional | LED | 3 | 75 | 115.4 | 95.8 | 1680 |  | 40 | 800 | 13 | 61.5 | No | 25000 | 3000 | 83 | 6 | 0.9 | -20 | Dimmable | 10% |  | Damp Location Rated,Recessed Fixtures,Not for Use in Enclosed Fixtures |  |  |  | 2015-05-10 | 2015-05-13 | United States, Canada | ES_1126749_ST-PAR3012W30KD-B_05132015174557_0927301 | 2239840
Strak Holdings Inc | strak | Directional LED Lamp PAR30 | ST-PAR3012W50KD-B |  | PAR30L | Reflector (Flood/Spot) | E26 (Medium) | Directional | LED | 3 | 75 | 117.8 | 95 | 1495 |  | 40 | 800 | 13 | 61.5 | No | 25000 | 5000 | 89 | 37 | 0.9 | -20 | Dimmable | 10% |  | Damp Location Rated,Recessed Fixtures,Not for Use in Enclosed Fixtures |  |  |  | 2015-09-15 | 2015-09-16 | United States, Canada | ES_1126749_ST-PAR3012W50KD-B_09162015170221_4320988 | 2248484
Strak Holdings Inc | strak | Directional LED Lamp PAR38 | ST-PAR38W30KD-A |  | PAR38 | Reflector (Flood/Spot) | E26 (Medium) | Directional | LED | 3 | 100 | 133.2 | 124.6 | 2197 |  | 40 | 1100 | 18 | 61.1 | No | 25000 | 3000 | 83 | 6 | 1 | -20 | Dimmable | 10% |  | Damp Location Rated,Recessed Fixtures,Not for Use in Enclosed Fixtures |  |  |  | 2015-05-10 | 2015-05-13 | United States, Canada | ES_1126749_ST-PAR38W30KD-A_05132015175123_0989329 | 2239842
Strak Holdings Inc | strak | LED A19 Lamp | ST-A19OMNI27KD |  | A19 | General Purpose Replacement | E26 (Medium) | Omnidirectional | LED | 3 | 60 | 111.7 | 59.6 |  |  |  | 810 | 9.5 | 85.3 | No | 25000 | 2700 | 82 | 6 | 0.9 | -20 | Dimmable | 10% |  | Damp Location Rated,Not for Use in Enclosed Fixtures,Recessed Fixtures |  |  |  | 2015-04-05 | 2015-04-02 | United States, Canada | ES_1126749_ST-A19OMNI27KD_04022015173912_2837013 | 2236262
Strak Holdings Inc | strak | LED A19 Lamp | ST-A19OMNI30KD |  | A19 | General Purpose Replacement | E26 (Medium) | Omnidirectional | LED | 3 | 60 | 111.8 | 59.6 |  |  |  | 810 | 9.5 | 85.3 | No | 25000 | 3000 | 83 | 19 | 0.9 | -20 | Dimmable | 10% |  | Damp Location Rated,Not for Use in Enclosed Fixtures,Recessed Fixtures |  |  |  | 2015-04-05 | 2015-04-02 | United States, Canada | ES_1126749_ST-A19OMNI30KD_04022015173946_5171168 | 2236263
Strak Holdings Inc | strak | LED A19 Lamp | ST-A19OMNI40KD |  | A19 | General Purpose Replacement | E26 (Medium) | Omnidirectional | LED | 3 | 60 | 111.5 | 59.6 |  |  |  | 810 | 9.5 | 85.3 | No | 25000 | 4000 | 85 | 20 | 0.9 | -20 | Dimmable | 10% |  | Damp Location Rated,Not for Use in Enclosed Fixtures,Recessed Fixtures |  |  |  | 2015-04-05 | 2015-04-02 | United States, Canada | ES_1126749_ST-A19OMNI40KD_04022015173957_3908410 | 2236264
Strak Holdings Inc | strak | LED A19 Lamp | ST-A19OMNI50KD |  | A19 | General Purpose Replacement | E26 (Medium) | Omnidirectional | LED | 3 | 60 | 111.2 | 59.8 |  |  |  | 900 | 9.5 | 94.7 | No | 25000 | 5000 | 84 | 17 | 0.9 | -20 | Dimmable | 10% |  | Damp Location Rated,Not for Use in Enclosed Fixtures,Recessed Fixtures |  |  |  | 2015-09-15 | 2015-09-16 | United States, Canada | ES_1126749_ST-A19OMNI50KD_09162015165722_4098104 | 2248483
Strak Holdings Inc | strak | LED Lamp A21 | ST-A19OMNI27KD-75 |  | A21 | General Purpose Replacement | E26 (Medium) | Omnidirectional | LED | 3 | 75 | 133.9 | 67.6 |  |  |  | 1100 | 13 | 84.6 | No | 25000 | 2700 | 81 | 5 | 0.9 | -20 | Dimmable | 10% |  | Damp Location Rated,Not for Use in Recessed Fixtures,Not for Use in Enclosed Fixtures |  |  |  | 2015-11-30 | 2015-12-02 | United States, Canada | ES_1126749_ST-A19OMNI27KD-75_12022015150021_3489789 | 2254876
Strak Holdings Inc | strak | LED Lamp A21 | ST-A19OMNI30KD-75 |  | A21 | General Purpose Replacement | E26 (Medium) | Omnidirectional | LED | 3 | 75 | 133.4 | 67.5 |  |  |  | 1100 | 13 | 84.6 | No | 25000 | 3000 | 85 | 23 | 0.9 | -20 | Dimmable | 10% |  | Damp Location Rated,Not for Use in Recessed Fixtures,Not for Use in Enclosed Fixtures |  |  |  | 2015-11-30 | 2015-12-02 | United States, Canada | ES_1126749_ST-A19OMNI30KD-75_12022015150049_4322850 | 2254877
Sunshine Lighting | Sunlite | LED | 88063 |  | PAR38 | Reflector (Flood/Spot) | E26 (Medium) | Directional | LED | 3 | 100 | 128 | 120 | 2559 |  | 40 | 1180 | 20.6 | 62.1 | No | 40000 | 2700 | 82 | 1 | 1 | -40 | Dimmable | 10% |  | Other,Not for use in enclosed fixtures |  |  |  | 2014-08-20 | 2014-08-07 | United States | ES_1023648_88063_08292014150923_6085561 | 2218180
Strak Holdings Inc | strak | LED Lamp A21 | ST-A19OMNI50KD-75 |  | A21 | General Purpose Replacement | E26 (Medium) | Omnidirectional | LED | 3 | 75 | 133.6 | 67.2 |  |  |  | 1100 | 13 | 84.6 | No | 25000 | 5000 | 86 | 29 | 0.9 | -20 | Dimmable | 10% |  | Damp Location Rated,Not for Use in Recessed Fixtures,Not for Use in Enclosed Fixtures |  |  |  | 2015-11-30 | 2015-12-02 | United States, Canada | ES_1126749_ST-A19OMNI50KD-75_12022015150052_5819782 | 2254878
Strak Holdings Inc | strak | LED Lamp BR30 | ST-BR30-27KDB |  | BR30 | Reflector (Flood/Spot) | E26 (Medium) | Directional | LED | 3 | 85 | 131.6 | 94.8 |  |  |  | 1100 | 13.5 | 81.5 | No | 25000 | 2700 | 82 | 7 | 0.9 | -20 | Dimmable | 10% |  | Damp Location Rated,Enclosed Fixtures,Recessed Fixtures |  |  |  | 2015-11-30 | 2015-12-02 | United States, Canada | ES_1126749_ST-BR30-27KDB_12022015151311_3482361 | 2254879
Strak Holdings Inc | strak | LED Lamp BR30 | ST-BR30-30KDB |  | BR30 | Reflector (Flood/Spot) | E26 (Medium) | Directional | LED | 3 | 85 | 132.2 | 94.8 |  |  |  | 1100 | 13.5 | 81.5 | No | 25000 | 3000 | 84 | 12 | 0.9 | -20 | Dimmable | 10% |  | Damp Location Rated,Enclosed Fixtures,Recessed Fixtures |  |  |  | 2015-11-30 | 2015-12-02 | United States, Canada | ES_1126749_ST-BR30-30KDB_12022015151344_6098010 | 2254880
Strak Holdings Inc | strak | LED Lamp BR30 | ST-BR30-50KDB |  | BR30 | Reflector (Flood/Spot) | E26 (Medium) | Directional | LED | 3 | 85 | 132 | 94.7 |  |  |  | 1200 | 13.5 | 88.9 | No | 25000 | 5000 | 84 | 15 | 0.9 | -20 | Dimmable | 10% |  | Damp Location Rated,Enclosed Fixtures,Recessed Fixtures |  |  |  | 2015-11-30 | 2015-12-02 | United States, Canada | ES_1126749_ST-BR30-50KDB_12022015151357_0973814 | 2254881
Strak Holdings Inc | strak | LED Lamp BR40 | ST-BR40-27KD |  | BR40 | Reflector (Flood/Spot) | E26 (Medium) | Directional | LED | 3 | 100 | 159.6 | 126.8 |  |  |  | 1400 | 17 | 82.4 | No | 25000 | 2700 | 82 | 7 | 1 | -20 | Dimmable | 10% |  | Damp Location Rated,Enclosed Fixtures,Recessed Fixtures |  |  |  | 2015-11-30 | 2015-12-02 | United States, Canada | ES_1126749_ST-BR40-27KD_12022015153315_6798987 | 2254882
Strak Holdings Inc | strak | LED Lamp BR40 | ST-BR40-30KD |  | BR40 | Reflector (Flood/Spot) | E26 (Medium) | Directional | LED | 3 | 100 | 161 | 126.5 |  |  |  | 1500 | 17 | 88.2 | No | 25000 | 3000 | 85 | 21 | 1 | -20 | Dimmable | 10% |  | Damp Location Rated,Enclosed Fixtures,Recessed Fixtures |  |  |  | 2015-11-30 | 2015-12-02 | United States, Canada | ES_1126749_ST-BR40-30KD_12022015153344_0682953 | 2254883
Strak Holdings Inc | strak | LED Lamp BR40 | ST-BR40-50KD |  | BR40 | Reflector (Flood/Spot) | E26 (Medium) | Directional | LED | 3 | 100 | 160.2 | 126.8 |  |  |  | 1600 | 17 | 94.1 | No | 25000 | 5000 | 85 | 22 | 1 | -20 | Dimmable | 10% |  | Damp Location Rated,Enclosed Fixtures,Recessed Fixtures |  |  |  | 2015-11-30 | 2015-12-02 | United States, Canada | ES_1126749_ST-BR40-50KD_12022015153356_7998725 | 2254884
Sunshine Lighting | Sunlite | G25 | 80671 |  | G25 | Globe | E26 (Medium) | Decorative | LED | 3 | 60 | 112 | 80 |  |  |  | 500 | 7 | 71.4 | No | 25000 | 2700 | 81 | 2 | 1 | -20 | Dimmable | 5% |  | Not for Use in Enclosed Fixtures |  |  |  | 2016-05-28 | 2016-05-27 | United States | ES_1023648_80671_06022016112234_8353989 | 2268739
Sunshine Lighting | Sunlite | G25 | 80672 |  | G25 | Globe | E26 (Medium) | Decorative | LED | 3 | 60 | 112 | 80 |  |  |  | 500 | 7 | 71.4 | No | 25000 | 2700 | 81 | 4 | 1 | -20 | Dimmable | 5% |  | Not for Use in Enclosed Fixtures |  |  |  | 2016-05-28 | 2016-05-27 | United States | ES_1023648_80672_06022016112218_5053280 | 2268740
Sunshine Lighting | Sunlite | G25 | 80673 |  | G25 | Globe | E26 (Medium) | Decorative | LED | 3 | 60 | 112 | 80 |  |  |  | 500 | 7 | 71.4 | No | 25000 | 3000 | 83 | 17 | 0.9 | -20 | Dimmable | 5% |  | Not for Use in Enclosed Fixtures |  |  |  | 2016-05-28 | 2016-05-27 | United States | ES_1023648_80673_06022016112218_9670598 | 2268741
Sunshine Lighting | Sunlite | LED | 80477 |  | Decorative Candle: Other | Decorative | E26 (Medium) | Omnidirectional | LED | 3 | 60 | 113 | 41 |  |  |  | 500 | 7 | 71.4 | No | 25000 | 2700 | 82 | 10 | 1 | -20 | Dimmable | 5% |  | Not for Use in Recessed Fixtures,Not for Use in Enclosed Fixtures |  |  |  | 2016-04-25 | 2016-04-29 | United States | ES_1023648_80477_05052016114434_3537161 | 2266138
Sunshine Lighting | Sunlite | LED | 80479 |  | Decorative Candle: Other | Decorative | E26 (Medium) | Omnidirectional | LED | 3 | 40 | 97 | 36 |  |  |  | 300 | 5 | 60 | No | 25000 | 2700 | 82 | 8 | 1 | -20 | Dimmable | 5% |  | Not for Use in Recessed Fixtures,Not for Use in Enclosed Fixtures |  |  |  | 2016-04-25 | 2016-04-29 | United States | ES_1023648_80479_05052016114417_9208684 | 2266139
Sunshine Lighting | Sunlite | LED | 88048 |  | PAR30 | Reflector (Flood/Spot) | E26 (Medium) | Directional | LED | 3 | 75 | 87 | 94 | 1594 |  | 40 |  | 10.5 | 71.6 | No | 40000 | 2700 | 90 | 45 | 0.9 | -40 | Dimmable | 10% |  | None |  |  |  | 2015-07-25 | 2015-07-31 | United States | ES_1023648_88048_08052015135404_4801356 | 2245103
Sunshine Lighting | Sunlite | LED | 88049 |  | PAR30 | Reflector (Flood/Spot) | E26 (Medium) | Directional | LED | 3 | 75 | 87 | 94 | 1540 |  | 40 |  | 10.5 | 76.4 | No | 40000 | 3000 | 90 | 48 | 0.9 | -40 | Dimmable | 10% |  | None |  |  |  | 2015-07-25 | 2015-07-31 | United States | ES_1023648_88049_08052015135404_4522128 | 2245104
Sunshine Lighting | Sunlite | LED | 88053 |  | PAR30L | Reflector (Flood/Spot) | E26 (Medium) | Directional | LED | 3 | 75 | 118 | 95 | 1440 |  | 40 | 800 | 14.3 | 57.1 | No | 40000 | 2700 | 82 | 2 | 1 | -40 | Dimmable | 0% |  | Other,Not for use in enclosed fixtures |  |  |  | 2014-08-20 | 2014-08-07 | United States | ES_1023648_88053_08272014071334_1428995 | 2217988
Sunshine Lighting | Sunlite | LED | 88054 |  | PAR30 | Reflector (Flood/Spot) | E26 (Medium) | Directional | LED | 3 | 75 | 85 | 95 | 1322 |  | 40 | 800 | 14.7 | 55.2 | No | 40000 | 2700 | 82 | 1 | 0.9 | -40 | Dimmable | 10% |  | Other,Not for use in enclosed fixtures |  |  |  | 2014-08-20 | 2014-08-07 | United States | ES_1023648_88054_08272014071412_1678094 | 2217987
Sunshine Lighting | Sunlite | LED | 88057 |  | PAR30L | Reflector (Flood/Spot) | E26 (Medium) | Directional | LED | 3 | 50 | 118 | 95 | 1648 |  | 40 | 800 | 14 | 57.1 | No | 40000 | 3000 | 83 | 3 | 1 | -40 | Dimmable | 10% |  | None |  |  |  | 2014-07-20 | 2014-07-08 | United States | ES_1023648_88057_07142014164823_5873668 | 2215344
Sunshine Lighting | Sunlite | LED | 88099 |  | PAR20 | Reflector (Flood/Spot) | E26 (Medium) | Directional | LED | 3 | 50 | 85 | 62 | 1626 |  | 25 | 470 | 8 | 58.8 | No | 25000 | 3000 | 83 | 5 | 0.9 | -40 | Dimmable | 10% |  | Other,Not for use in enclosed fixtures |  |  |  | 2014-07-10 | 2014-08-07 | United States | ES_1023648_88099_08272014071250_2917053 | 2217989
Sunshine Lighting | Sunlite | LED | 89008 |  | PAR30L | Reflector (Flood/Spot) | E26 (Medium) | Directional | LED | 3 | 75 | 119 | 94 | 1564 |  | 40 |  | 10 | 80 | No | 40000 | 3000 | 91 | 52 | 0.9 | -40 | Dimmable | 10% |  | None |  |  |  | 2015-07-20 | 2015-07-31 | United States | ES_1023648_89008_08052015135356_8492573 | 2245105
Sunshine Lighting | Sunlite | LED BR LAMP | 89009 |  | BR30 | Reflector (Flood/Spot) | E26 (Medium) | Directional | LED | 3 | 65 | 126 | 95 |  |  | 120 | 750 | 12 | 62.5 | No | 25000 | 2700 | 81 | 10 | 0.9 | -20 | Dimmable | 10% |  | Damp Location Rated |  |  |  | 2014-03-01 | 2014-11-12 | United States, Canada | ES_1023648_89009_11122014171106_9913360 | 2225034
Sunshine Lighting | Sunlite | LED Bulb | 80185 |  | A19 | General Purpose Replacement | E26 (Medium) | Omnidirectional | LED | 3 | 60 | 112 | 60 |  |  |  | 800 | 8.7 | 94.1 | No | 25000 | 2700 | 81 | 5 | 0.9 | -20 | Dimmable | 10% |  | None |  |  |  | 2014-05-01 | 2014-09-11 | United States, Canada | ES_1023648_80185_09182014083933_6159372 | 2219754
Sunshine Lighting | Sunlite | LED Bulb | 80353-SU |  | G25 | Globe | E26 (Medium) | Decorative | LED | 3 | 60 | 114 | 80 |  |  |  | 500 | 8 | 62.5 | No | 25000 | 3000 | 82 | 14 | 0.9 | -20 | Dimmable | 10% |  | None |  |  |  | 2014-05-01 | 2014-07-23 | United States, Canada | ES_1023648_80353-SU_07282014162041_9727960 | 2216487
Sunshine Lighting | Sunlite | LED Lamp | 80511 |  | PAR16 | Reflector (Flood/Spot) | GU10 | Directional | LED | 3 | 75 | 56.2 | 49.6 | 1318 |  | 35 | 500 | 7 | 71.4 | No | 25000 | 2700 | 82 | 9 | 0.9 | -20 | Dimmable | 5% | No | Other,Dry Location Rated | No |  |  | 2016-09-10 | 2016-09-09 | United States | ES_1023648_80511_09162016113012_7626073 | 2279153
Sunshine Lighting | Sunlite | LED Lamp | 80512 |  | PAR16 | Reflector (Flood/Spot) | GU10 | Directional | LED | 3 | 75 | 56.2 | 49.6 | 1384 |  | 35 | 500 | 7 | 71.4 | No | 25000 | 3000 | 82 | 6 | 0.9 | -20 | Dimmable | 5% | No | Other,Dry Location Rated | No |  |  | 2016-09-10 | 2016-09-09 | United States | ES_1023648_80512_09162016113012_2417987 | 2279154
Sunshine Lighting | Sunlite | LED Lamp | 80630 |  | A21 | General Purpose Replacement | E26 (Medium) | Omnidirectional | LED | 3 | 75 | 133.9 | 67.6 |  |  |  | 1100 | 13 | 84.6 | No | 25000 | 2700 | 81 | 5 | 0.9 | -20 | Dimmable | 10% |  | Damp Location Rated,Not for Use in Recessed Fixtures,Not for Use in Enclosed Fixtures |  |  |  | 2016-02-15 | 2016-02-25 | United States, Canada | ES_1023648_80630_02252016105010_2798781 | 2262781
Sunshine Lighting | Sunlite | LED Lamp | 80637 |  | A21 | General Purpose Replacement | E26 (Medium) | Omnidirectional | LED | 3 | 75 | 133.4 | 67.5 |  |  |  | 1100 | 13 | 84.6 | No | 25000 | 3000 | 85 | 23 | 0.9 | -20 | Dimmable | 10% |  | Damp Location Rated,Not for Use in Recessed Fixtures,Not for Use in Enclosed Fixtures |  |  |  | 2016-02-15 | 2016-02-25 | United States, Canada | ES_1023648_80637_02252016105046_5678910 | 2262782
Sunshine Lighting | Sunlite | LED Lamp | 80638 |  | A21 | General Purpose Replacement | E26 (Medium) | Omnidirectional | LED | 3 | 75 | 133.6 | 67.2 |  |  |  | 1100 | 13 | 84.6 | No | 25000 | 5000 | 86 | 29 | 0.9 | -20 | Dimmable | 10% |  | Damp Location Rated,Not for Use in Recessed Fixtures,Not for Use in Enclosed Fixtures |  |  |  | 2016-02-15 | 2016-02-25 | United States, Canada | ES_1023648_80638_02252016105055_7810428 | 2262783
Sunshine Lighting | Sunlite | LED Lamp | 80746 |  | A19 | General Purpose Replacement | E26 (Medium) | Omnidirectional | LED | 3 | 60 | 106 | 59.7 |  |  |  | 800 | 10 | 80 | No | 25000 | 2700 | 81 | 3 | 0.7 | -20 | Dimmable | 20% | No | Damp Location Rated,Use With Timers,Not for Use in Recessed Fixtures,Use With Photo and/or Motion Sensors | No |  |  | 2016-07-05 | 2016-06-27 | United States, Canada | ES_1023648_80746_06272016095302_3219400 | 2271773
SunSun Lighting China Co., Ltd. | SunSun Lighting | Integral LED lamps | SI-PAR38D15-27WH/36 |  | PAR38 | Reflector (Flood/Spot) | E26 (Medium) | Directional | LED | 3 | 75 | 130.4 | 120.2 | 1676 |  | 36 | 1000 | 15 | 66.7 | No | 25000 | 2700 | 84 | 27 | 1 | -20 | Dimmable | 19% |  | None |  |  |  | 2013-09-01 | 2014-06-16 | United States, Canada | ES_1117429_SI-PAR38D15-27WH/36_07092014183613_6762939 | 2214840
Super Trend Lighting (Group) Ltd. | Luxtek | Decorative LED Lamp | C35C 4W E12 L DIM |  | Decorative Candle: Other | Decorative | E12 (Candelabra) | Decorative | LED | 3 | 40 | 99.3 | 34.5 |  |  |  | 350 | 4 | 87.5 | No | 15000 | 2700 | 81 | 2 | 0.9 | -20 | Dimmable | 20% |  | Damp Location Rated,Enclosed Fixtures,Recessed Fixtures |  |  |  | 2016-05-16 | 2016-06-01 | United States, Canada | ES_5743_C35C 4W E12 L DIM_06012016163638_5496003 | 2270256
Super Trend Lighting (Group) Ltd. | Luxtek | Decorative LED Lamp | CL35C 4.5W E12 DIM |  | Decorative Candle: Other | Decorative | E12 (Candelabra) | Decorative | LED | 3 | 40 | 131.3 | 35 |  |  |  | 470 | 4.5 | 104.4 | No | 20000 | 2700 | 82 | 6 | 0.9 | -20 | Dimmable | 20% |  | Damp Location Rated,Enclosed Fixtures,Recessed Fixtures |  |  |  | 2016-01-31 | 2016-02-17 | United States, Taiwan, Japan, Canada | ES_5743_CL35C 4.5W E12 DIM_02172016121010_2179301 | 2260629
Super Trend Lighting (Group) Ltd. | Luxtek | Decorative LED Lamp | CL35C 4.5W E12 DIM 3000K |  | Decorative Candle: Other | Decorative | E12 (Candelabra) | Decorative | LED | 3 | 40 | 128.8 | 35 |  |  |  | 470 | 4.5 | 104.4 | No | 20000 | 2700 | 84 | 14 | 0.9 | -20 | Dimmable | 20% |  | Damp Location Rated,Enclosed Fixtures,Recessed Fixtures |  |  |  | 2016-03-22 | 2016-04-20 | United States, Taiwan, Japan, Canada | ES_5743_CL35C 4.5W E12 DIM 3000K_04202016102957_5719327 | 2265236
Super Trend Lighting (Group) Ltd. | Luxtek | Decorative LED Lamp | CL35C 4.5W E26 DIM |  | Decorative Candle: Other | Decorative | E26 (Medium) | Decorative | LED | 3 | 40 | 109.8 | 35 |  |  |  | 470 | 4.5 | 104.4 | No | 20000 | 2700 | 82 | 5 | 0.9 | -20 | Dimmable | 20% |  | Damp Location Rated,Enclosed Fixtures,Recessed Fixtures |  |  |  | 2016-01-31 | 2016-02-17 | United States, Taiwan, Japan, Canada | ES_5743_CL35C 4.5W E26 DIM_02172016120912_4781090 | 2260622
Super Trend Lighting (Group) Ltd. | Luxtek | Decorative LED Lamp | CL35C 4.5W E26 DIM 3000K |  | Decorative Candle: Other | Decorative | E26 (Medium) | Decorative | LED | 3 | 40 | 108.2 | 35 |  |  |  | 470 | 4.5 | 104.4 | No | 20000 | 3000 | 84 | 14 | 0.9 | -20 | Dimmable | 20% |  | Damp Location Rated,Enclosed Fixtures,Recessed Fixtures |  |  |  | 2016-03-22 | 2016-04-20 | United States, Taiwan, Japan, Canada | ES_5743_CL35C 4.5W E26 DIM 3000K_04202016105212_4896012 | 2265237
Super Trend Lighting (Group) Ltd. | Luxtek | Decorative LED Lamp | G25 4.5W E26 DIM |  | G25 | Globe | E26 (Medium) | Decorative | LED | 3 | 40 | 114.5 | 80.1 |  |  |  | 470 | 4.5 | 104.4 | No | 25000 | 2700 | 82 | 11 | 0.9 | -20 | Dimmable | 20% |  | Damp Location Rated,Enclosed Fixtures,Recessed Fixtures |  |  |  | 2016-01-31 | 2016-02-17 | United States, Taiwan, Japan, Canada | ES_5743_G25 4.5W E26 DIM_02172016121036_1784395 | 2260630
Super Trend Lighting (Group) Ltd. | Luxtek | Decorative LED Lamp | G25 4.5W E26 DIM 2700K |  | G25 | Globe | E26 (Medium) | Decorative | LED | 3 | 40 | 112.7 | 79.5 |  |  |  | 450 | 4.5 | 100 | No | 25000 | 2700 | 81 | 5 | 0.9 | -20 | Dimmable | 20% |  | Damp Location Rated,Enclosed Fixtures,Recessed Fixtures |  |  |  | 2016-05-16 | 2016-06-08 | United States, Canada | ES_5743_G25 4.5W E26 DIM 2700K_06082016164912_3249890 | 2270267
Super Trend Lighting (Group) Ltd. | Luxtek | Decorative LED Lamp | G25 5.5W E26 DIM |  | G25 | Globe | E26 (Medium) | Decorative | LED | 3 | 100 | 113.2 | 80.1 |  |  |  | 660 | 5.5 | 120 | No | 25000 | 2700 | 83 | 11 | 0.9 | -20 | Dimmable | 20% |  | Damp Location Rated,Enclosed Fixtures,Recessed Fixtures |  |  |  | 2016-01-31 | 2016-02-19 | United States, Taiwan, Japan, Canada | ES_5743_G25 5.5W E26 DIM_02172016121057_5829901 | 2260631
Super Trend Lighting (Group) Ltd. | Luxtek | Decorative LED Lamp | G25 5.5W E26 DIM 2700K |  | G25 | Globe | E26 (Medium) | Decorative | LED | 3 | 60 | 112.2 | 79.6 |  |  |  | 550 | 5.5 | 100 | No | 25000 | 2700 | 81 | 3 | 0.9 | -20 | Dimmable | 20% |  | Damp Location Rated,Enclosed Fixtures,Recessed Fixtures |  |  |  | 2016-05-16 | 2016-06-08 | United States, Canada | ES_5743_G25 5.5W E26 DIM 2700K_06082016164933_3219840 | 2270268
Super Trend Lighting (Group) Ltd. | Luxtek | Decorative LED Lamp | G25 6.5W E26 DIM |  | G25 | Globe | E26 (Medium) | Decorative | LED | 3 | 100 | 114.5 | 80.1 |  |  |  | 810 | 6.5 | 124.6 | No | 25000 | 2700 | 82 | 12 | 0.9 | -20 | Dimmable | 20% |  | Damp Location Rated,Enclosed Fixtures,Recessed Fixtures |  |  |  | 2016-03-25 | 2016-04-15 | United States, Taiwan, Japan, Canada | ES_5743_G25 6.5W E26 DIM_04152016121052_3719953 | 2265056
Super Trend Lighting (Group) Ltd. | Luxtek | Decorative LED Lamp | G40 4.5W E26 DIM |  | G40 | Globe | E26 (Medium) | Decorative | LED | 3 | 75 | 167.7 | 122.7 |  |  |  | 575 | 4.5 | 127.8 | No | 25000 | 2700 | 82 | 7 | 0.9 | -20 | Dimmable | 20% |  | Damp Location Rated,Enclosed Fixtures,Recessed Fixtures |  |  |  | 2016-01-31 | 2016-03-14 | United States, Taiwan, Japan, Canada | ES_5743_G40 4.5W E26 DIM_03142016151821_3781934 | 2264309
Technical Consumer Products, Inc. (TCP) | TCP | 4R3014A41K | 4R3014A41K |  | CFL Reflector | Reflector (Flood/Spot) | E26 (Medium) | Directional | CFL | 9 | 50 | 137 | 94 |  | 1.3 |  | 580 | 14 | 41.4 | No | 10000 | 4100 | 83 | 21 | 0.6 | -29 |  |  |  | Recessed Fixtures |  |  |  | 2014-01-13 | 2014-09-22 | United States, Canada | ES_20570_4R3014A41K_09232014190342_9022639 | 2220076
Technical Consumer Products, Inc. (TCP) | TCP | 58014 | 58014 |  | CFL Bare Spiral | General Purpose Replacement | E26 (Medium) | Omnidirectional | CFL | 3 | 60 | 112 | 46 |  | 1.3 |  | 900 | 14 | 64.2 | No | 10000 | 2700 | 81 | -11 | 0.6 | -29 |  |  |  | None |  |  |  | 2014-01-13 | 2014-09-02 | United States, Canada | ES_20570_58014_09022014152537_1537879 | 2218460
Technical Consumer Products, Inc. (TCP) | TCP | 58023 | 58023 |  | CFL Bare Spiral | General Purpose Replacement | E26 (Medium) | Omnidirectional | CFL | 3 | 100 | 122 | 58 |  | 1.3 |  | 1600 | 23 | 70 | No | 20000 | 2700 | 84 | 39 | 0.6 | -29 |  |  |  | None |  |  |  | 2011-06-01 | 2014-07-10 | United States, Canada | ES_20570_58023_07102014193414_0854231 | 2215063
Technical Consumer Products, Inc. (TCP) | TCP | 5802330K | 5802330K |  | CFL Bare Spiral | General Purpose Replacement | E26 (Medium) | Omnidirectional | CFL | 3 | 100 | 122 | 58 |  | 1.3 |  | 1600 | 23 | 69 | No | 20000 | 3000 | 84 | 39 | 0.5 | -29 |  |  |  | None |  |  |  | 2011-06-01 | 2014-07-10 | United States, Canada | ES_20570_5802330K_07102014193617_0977397 | 2215060
Technical Consumer Products, Inc. (TCP) | TCP | 5802341k | 5802341K |  | CFL Bare Spiral | General Purpose Replacement | E26 (Medium) | Omnidirectional | CFL | 3 | 100 | 122 | 58 |  | 1.3 |  | 1600 | 23 | 69 | No | 20000 | 4100 | 84 | 39 | 0.5 | -29 |  |  |  | None |  |  |  | 2011-06-01 | 2014-08-01 | United States, Canada | ES_20570_5802341K_08062014031927_5167208 | 2217094
Technical Consumer Products, Inc. (TCP) | TCP | 5802350K | 5802350K |  | CFL Bare Spiral | General Purpose Replacement | E26 (Medium) | Omnidirectional | CFL | 9 | 100 | 122 | 58 |  | 1.3 |  | 1600 | 23.2 | 69 | No | 20000 | 5000 | 83 | 39 | 0.5 | -29 |  |  |  | Other,Table Lamp |  |  |  | 2011-06-01 | 2014-09-29 | United States, Canada | ES_20570_5802350K_10132014150634_2794432 | 2222260
Technical Consumer Products, Inc. (TCP) | TCP | 68914 | 68914 | ,689142,; ,689143,; ,689144,; ,68914B10,; ,68914B2,; ,68914B24,; ,68914B6,; ,68914B6FD,; ,68914F2,; ,CAN68914,; ,CAN689143,; ,CAN689144,; ,CAN68914B2,; 68914,68914, | CFL Bare Spiral | General Purpose Replacement | E26 (Medium) | Omnidirectional | CFL | 9 | 60 | 112 | 46 |  | 1.3 |  | 900 | 14 | 64.2 | No | 10000 | 2700 | 81 | -10 | 0.5 | -29 |  |  |  | None |  |  |  | 2014-01-13 | 2014-08-29 | United States, Canada | ES_20570_68914_08292014130011_7211152 | 2218092
Technical Consumer Products, Inc. (TCP) | TCP | 68919 | 68919 |  | CFL Bare Spiral | General Purpose Replacement | E26 (Medium) | Omnidirectional | CFL | 9 | 75 | 112 | 58 |  | 1.3 |  | 1300 | 19 | 68 | No | 10000 | 2700 | 81 | 2 | 0.6 | -29 |  |  |  | None |  |  |  | 2006-12-26 | 2014-07-10 | United States, Canada | ES_20570_68919_07102014191626_9786394 | 2215061
Technical Consumer Products, Inc. (TCP) | TCP | 689192 | 689192 |  | CFL Bare Spiral | General Purpose Replacement | E26 (Medium) | Omnidirectional | CFL | 9 | 75 | 112 | 58 |  | 1.3 |  | 1300 | 19 | 68 | No | 10000 | 2700 | 81 | 2 | 0.6 | -29 |  |  |  | None |  |  |  | 2006-12-26 | 2014-07-10 | United States, Canada | ES_20570_689192_07102014191649_9809911 | 2215077
Technical Consumer Products, Inc. (TCP) | TCP | 68919DL | 68919DL | ,68919DL2,; CAN68919DL2,CAN68919DL2, | CFL Bare Spiral | General Purpose Replacement | E26 (Medium) | Omnidirectional | CFL | 9 | 75 | 112 | 58 |  | 1.3 |  | 1300 | 19 | 64 | No | 10000 | 5000 | 84 | -7 | 0.6 | -29 |  |  |  | Other,Table lamp |  |  |  | 2008-08-12 | 2014-09-24 | United States, Canada | ES_20570_68919DL_09252014033201_5921558 | 2220180
Technical Consumer Products, Inc. (TCP) | TCP | 68923 | 68923 |  | CFL Bare Spiral | General Purpose Replacement | E26 (Medium) | Omnidirectional | CFL | 9 | 100 | 122 | 58 |  | 1.3 |  | 1600 | 23 | 70 | No | 10000 | 2700 | 83 | -10 | 0.5 | -29 |  |  |  | None |  |  |  | 2009-03-11 | 2014-08-01 | United States, Canada | ES_20570_68923_08062014031130_4690272 | 2217064
Technical Consumer Products, Inc. (TCP) | TCP | 689232 | 689232 |  | CFL Bare Spiral | General Purpose Replacement | E26 (Medium) | Omnidirectional | CFL | 9 | 100 | 122 | 58 |  | 1.3 |  | 1600 | 23 | 70 | No | 10000 | 2700 | 83 | -10 | 0.5 | -29 |  |  |  | None |  |  |  | 2009-03-11 | 2014-07-02 | United States, Canada | ES_20570_689232_07022014191259_8379399 | 2214498
Technical Consumer Products, Inc. (TCP) | TCP | 689234 | 689234 |  | CFL Bare Spiral | General Purpose Replacement | E26 (Medium) | Omnidirectional | CFL | 9 | 100 | 122 | 58 |  | 1.3 |  | 1600 | 23 | 70 | No | 10000 | 2700 | 83 | -10 | 0.5 | -29 |  |  |  | None |  |  |  | 2009-03-11 | 2014-07-02 | United States, Canada | ES_20570_689234_07022014191340_8420373 | 2214499
Technical Consumer Products, Inc. (TCP) | TCP | 68923B10 | 68923B10 |  | CFL Bare Spiral | General Purpose Replacement | E26 (Medium) | Omnidirectional | CFL | 9 | 100 | 122 | 58 |  | 1.3 |  | 1600 | 23 | 70 | No | 10000 | 2700 | 83 | -10 | 0.5 | -29 |  |  |  | None |  |  |  | 2009-03-11 | 2014-07-02 | United States, Canada | ES_20570_68923B10_07022014191403_8443587 | 2214500
Technical Consumer Products, Inc. (TCP) | TCP | 68923B2 | 68923B2 |  | CFL Bare Spiral | General Purpose Replacement | E26 (Medium) | Omnidirectional | CFL | 9 | 100 | 122 | 58 |  | 1.3 |  | 1600 | 23 | 70 | No | 10000 | 2700 | 83 | -10 | 0.5 | -29 |  |  |  | None |  |  |  | 2009-03-11 | 2014-07-02 | United States, Canada | ES_20570_68923B2_07022014191318_8398868 | 2214501
Technical Consumer Products, Inc. (TCP) | TCP | 68923B4 | 68923B4 |  | CFL Bare Spiral | General Purpose Replacement | E26 (Medium) | Omnidirectional | CFL | 9 | 100 | 122 | 58 |  | 1.3 |  | 1600 | 23 | 70 | No | 10000 | 2700 | 83 | -10 | 0.5 | -29 |  |  |  | None |  |  |  | 2009-03-11 | 2014-07-02 | United States, Canada | ES_20570_68923B4_07022014191427_8467029 | 2214502
Technical Consumer Products, Inc. (TCP) | TCP | 68923DL | 68923DL | 68923DL,68923DL, | CFL Bare Spiral | General Purpose Replacement | E26 (Medium) | Omnidirectional | CFL | 9 | 100 | 122 | 58 |  | 1.3 |  | 1600 | 23 | 70 | No | 10000 | 5000 | 85 | 39 | 0.6 | -20 |  |  |  | None |  |  |  | 2008-10-31 | 2014-09-03 | United States, Canada | ES_20570_68923DL_09042014013931_4771754 | 2218632
Technical Consumer Products, Inc. (TCP) | TCP | 68923DL2 | 68923DL2 | 68923DL2,68923DL2, | CFL Bare Spiral | General Purpose Replacement | E26 (Medium) | Omnidirectional | CFL | 9 | 100 | 122 | 58 |  | 1.3 |  | 1600 | 23 | 70 | No | 10000 | 5000 | 85 | 39 | 0.6 | -29 |  |  |  | None |  |  |  | 2008-10-31 | 2014-07-02 | United States, Canada | ES_20570_68923DL2_07022014192140_8900991 | 2214509
Technical Consumer Products, Inc. (TCP) | TCP | 69023 | 69023 |  | CFL Bare Spiral | General Purpose Replacement | E26 (Medium) | Omnidirectional | CFL | 9 | 100 | 122 | 58 |  | 1.3 |  | 1600 | 23 | 70 | No | 10000 | 3500 | 84 | 11 | 0.6 | -29 |  |  |  | None |  |  |  | 2008-07-19 | 2014-07-02 | United States, Canada | ES_20570_69023_07022014191717_8637024 | 2214504
Technical Consumer Products, Inc. (TCP) | TCP | 69027 | 69027 |  | CFL Bare Spiral | General Purpose Replacement | E26 (Medium) | Omnidirectional | CFL | 9 | 100 | 140 | 61 |  | 2.6 |  | 1850 | 27 | 68 | Yes | 10000 | 2700 | 83 | -6 | 0.6 | -29 |  |  |  | Other,Table, Vanity |  |  |  | 2011-09-25 | 2014-07-02 | United States, Canada | ES_20570_69027_07022014193230_9550717 | 2214511
Technical Consumer Products, Inc. (TCP) | TCP | 69032 | 69032 |  | CFL Bare Spiral | General Purpose Replacement | E26 (Medium) | Omnidirectional | CFL | 9 | 125 | 173 | 61 |  | 2.6 |  | 2150 | 32 | 67 | Yes | 10000 | 2700 | 83 | -9 | 0.5 | -29 |  |  |  | None |  |  |  | 2009-07-09 | 2014-07-02 | United States, Canada | ES_20570_69032_07022014193830_9910466 | 2214517
Strak Holdings Inc | strak | LED Lamp R20 | ST-R20-27KD |  | R20 | Reflector (Flood/Spot) | E26 (Medium) | Directional | LED | 3 | 50 | 97.1 | 62.8 |  |  |  | 600 | 7.5 | 80 | No | 25000 | 2700 | 82 | 4 | 0.9 | -20 | Dimmable | 10% |  | Damp Location Rated,Enclosed Fixtures,Recessed Fixtures |  |  |  | 2015-11-30 | 2015-12-02 | United States, Canada | ES_1126749_ST-R20-27KD_12022015154712_4891784 | 2254885
Strak Holdings Inc | strak | LED Lamp R20 | ST-R20-30KD |  | R20 | Reflector (Flood/Spot) | E26 (Medium) | Directional | LED | 3 | 50 | 96.9 | 63.2 |  |  |  | 600 | 7.5 | 80 | No | 25000 | 3000 | 84 | 13 | 0.9 | -20 | Dimmable | 10% |  | Damp Location Rated,Enclosed Fixtures,Recessed Fixtures |  |  |  | 2015-11-30 | 2015-12-02 | United States, Canada | ES_1126749_ST-R20-30KD_12022015154743_3081464 | 2254886
Strak Holdings Inc | strak | LED Lamp R20 | ST-R20-50KD |  | R20 | Reflector (Flood/Spot) | E26 (Medium) | Directional | LED | 3 | 50 | 96.7 | 63.6 |  |  |  | 700 | 7.5 | 93.3 | No | 25000 | 5000 | 83 | 14 | 0.9 | -20 | Dimmable | 10% |  | Damp Location Rated,Enclosed Fixtures,Recessed Fixtures |  |  |  | 2015-11-30 | 2015-12-02 | United States, Canada | ES_1126749_ST-R20-50KD_12022015154759_0198432 | 2254887
Strak Holdings Inc | strak | LED lamps | ST-A1930KD |  | A19 | General Purpose Replacement | E26 (Medium) | Omnidirectional | LED | 3 | 60 | 111.4 | 59.9 |  |  |  | 834 | 9 | 104 | No | 25000 | 3000 | 81 | 4 | 0.9 | -20 | Dimmable | 20% |  | Not for Use in Enclosed Fixtures |  |  |  | 2016-02-03 | 2016-02-03 | United States, Canada | ES_1126749_ST-A1930KD_02042016132615_5457676 | 2257847
Strak Holdings Inc | strak | LED lamps | ST-A1940KD |  | A19 | General Purpose Replacement | E26 (Medium) | Omnidirectional | LED | 3 | 60 | 111.4 | 59.9 |  |  |  | 906 | 9 | 107 | No | 25000 | 4000 | 84 | 10 | 0.9 | -20 | Dimmable | 20% |  | Not for Use in Enclosed Fixtures |  |  |  | 2016-02-03 | 2016-02-03 | United States, Canada | ES_1126749_ST-A1940KD_02042016132615_5430730 | 2257848
Strak Holdings Inc | strak | LED lamps | ST-A1950KD |  | A19 | General Purpose Replacement | E26 (Medium) | Omnidirectional | LED | 3 | 60 | 111.4 | 59.9 |  |  |  | 962 | 9 | 110 | No | 25000 | 5000 | 81 | 2 | 0.9 | -20 | Dimmable | 20% |  | Not for Use in Enclosed Fixtures |  |  |  | 2016-02-03 | 2016-02-03 | United States, Canada | ES_1126749_ST-A1950KD_02042016132615_9651670 | 2257849
Strak Holdings Inc | strak | LED lamps | ST-A21OMNI27KD-100 |  | A21 | General Purpose Replacement | E26 (Medium) | Omnidirectional | LED | 3 | 100 | 133.9 | 67.8 |  |  |  | 1697 | 15.5 | 112 | No | 25000 | 2700 | 81 | 6 | 0.9 | -20 | Dimmable | 20% |  | Not for Use in Enclosed Fixtures |  |  |  | 2016-02-03 | 2016-02-03 | United States, Canada | ES_1126749_ST-A21OMNI27KD-100_02042016132632_7280244 | 2257844
Strak Holdings Inc | strak | LED lamps | ST-A21OMNI30KD-100 |  | A21 | General Purpose Replacement | E26 (Medium) | Omnidirectional | LED | 3 | 100 | 133.9 | 67.8 |  |  |  | 1636 | 15.5 | 112 | No | 25000 | 3000 | 83 | 11 | 0.9 | -20 | Dimmable | 20% |  | Not for Use in Enclosed Fixtures |  |  |  | 2016-02-03 | 2016-02-03 | United States, Canada | ES_1126749_ST-A21OMNI30KD-100_02042016132632_4557246 | 2257845
Strak Holdings Inc | strak | LED lamps | ST-A21OMNI50KD-100 |  | A21 | General Purpose Replacement | E26 (Medium) | Omnidirectional | LED | 3 | 100 | 133.9 | 67.8 |  |  |  | 1737 | 15.5 | 112 | No | 25000 | 5000 | 81 | 6 | 0.9 | -20 | Dimmable | 20% |  | Not for Use in Enclosed Fixtures |  |  |  | 2016-02-03 | 2016-02-03 | United States, Canada | ES_1126749_ST-A21OMNI50KD-100_02042016132632_6265484 | 2257846
Strak Holdings Inc | strak | Led Spotlight | ST-MR167W30KD-ES |  | MR16 | Reflector (Flood/Spot) | GU5.3 | Directional | LED | 3 | 45 | 50 | 50 | 1198 |  | 35 |  | 7 | 73.7 | No | 25000 | 3000 | 82 | 8 | 1 | -20 | Dimmable | 5% |  | None |  |  |  | 2014-10-15 | 2014-10-21 | Canada | ES_1126749_ST-MR167W30KD-ES_10222014134043_3912250 | 2223095
Strak Holdings Inc | strak | LED Spotlight | ST-GU107W30KD |  | PAR16 | Reflector (Flood/Spot) | GU10 | Directional | LED | 3 | 50 | 56 | 50 | 1261 |  | 40 |  | 7 | 68.6 | No | 25000 | 3000 | 82 | 10 | 0.9 | -20 | Dimmable | 5% |  | Other, |  |  |  | 2014-10-01 | 2015-01-13 | Canada | ES_1126749_ST-GU107W30KD_01142015110441_7139858 | 2230966
Strak Holdings Inc | strak | ST-FLA1936027KD | ST-FLA1936027KD | ,,ST-FLA1936027KD | A19 | General Purpose Replacement | E26 (Medium) | Omnidirectional | LED | 5 | 40 | 102.2 | 59.8 |  |  |  | 600 | 6 | 100 | No | 25000 | 2700 | 91 | 56 | 0.9 | -20 | Dimmable | 16% | No | Filament Style | No |  |  | 2016-06-09 | 2016-06-16 | United States, Canada | ES_1126749_ST-FLA1936027KD_06222016102137_2411128 | 2270310
Strak Holdings Inc | strak | ST-FLA1936030KD | ST-FLA1936030KD | ,,ST-FLA1936030KD | A19 | General Purpose Replacement | E26 (Medium) | Omnidirectional | LED | 5 | 40 | 102.2 | 59.8 |  |  |  | 600 | 6 | 100 | No | 25000 | 3000 | 91 | 56 | 0.9 | -20 | Dimmable | 16% | No | Filament Style | No |  |  | 2016-06-09 | 2016-06-16 | United States, Canada | ES_1126749_ST-FLA1936030KD_06222016102137_2177864 | 2270311
Strak Holdings Inc | strak | ST-FLA1936040KD | ST-FLA1936040KD | ,,ST-FLA1936040KD | A19 | General Purpose Replacement | E26 (Medium) | Omnidirectional | LED | 5 | 40 | 102.2 | 59.8 |  |  |  | 600 | 6 | 100 | No | 25000 | 4000 | 91 | 56 | 0.9 | -20 | Dimmable | 16% | No | Filament Style | No |  |  | 2016-06-09 | 2016-06-16 | United States, Canada | ES_1126749_ST-FLA1936040KD_06222016102137_9389961 | 2270312
Strak Holdings Inc | strak | ST-FLB1036027KD | ST-FLB1036027KD |  | CA10 | Decorative | E12 (Candelabra) | Decorative | LED | 3 | 40 | 97.3 | 34.2 |  |  |  | 450 | 5 | 96.1 | No | 25000 | 2700 | 91 | 55 | 0.9 | -20 | Dimmable | 16% | No | Filament Style | No |  |  | 2016-06-15 | 2016-07-05 | United States, Canada | ES_1126749_ST-FLB1036027KD_07222016134202_4179176 | 2273033
Strak Holdings Inc | strak | ST-FLB1036027KD-6W | ST-FLB1036027KD-6W |  | B10 | Decorative | E12 (Candelabra) | Decorative | LED | 3 | 40 | 97.2 | 34.1 |  |  |  | 450 | 5 | 98.1 | No | 25000 | 2700 | 92 | 55 | 0.9 | -20 | Dimmable | 16% | No | Filament Style | No |  |  | 2016-06-15 | 2016-07-05 | United States, Canada | ES_1126749_ST-FLB1036027KD-6W_07222016134202_1951669 | 2273030
Strak Holdings Inc | strak | ST-FLB1036027KD-6W-E26 | ST-FLB1036027KD-6W-E26 |  | B10 | Decorative | E26 (Medium) | Decorative | LED | 3 | 40 | 97.2 | 34.1 |  |  |  | 450 | 5 | 98.1 | No | 25000 | 2700 | 92 | 55 | 0.9 | -20 | Dimmable | 16% | No | Filament Style | No |  |  | 2016-06-15 | 2016-07-05 | United States, Canada | ES_1126749_ST-FLB1036027KD-6W-E26_07222016134202_2599080 | 2273036
Strak Holdings Inc | strak | ST-FLB1036027KD-FT | ST-FLB1036027KD-FT |  | CA10 | Decorative | E26 (Medium) | Decorative | LED | 3 | 40 | 97.3 | 34.2 |  |  |  | 450 | 5 | 96.1 | No | 25000 | 2700 | 91 | 55 | 0.9 | -20 | Dimmable | 16% | No | Filament Style | No |  |  | 2016-06-15 | 2016-07-05 | United States, Canada | ES_1126749_ST-FLB1036027KD-FT_07222016134202_1191090 | 2273039
Strak Holdings Inc | strak | ST-FLB1036030KD | ST-FLB1036030KD |  | CA10 | Decorative | E12 (Candelabra) | Decorative | LED | 3 | 40 | 97.3 | 34.2 |  |  |  | 450 | 5 | 96.1 | No | 25000 | 3000 | 91 | 55 | 0.9 | -20 | Dimmable | 16% | No | Filament Style | No |  |  | 2016-06-15 | 2016-07-05 | United States, Canada | ES_1126749_ST-FLB1036030KD_07222016134202_9120453 | 2273034
Strak Holdings Inc | strak | ST-FLB1036030KD-6W | ST-FLB1036030KD-6W |  | B10 | Decorative | E12 (Candelabra) | Decorative | LED | 3 | 40 | 97.2 | 34.1 |  |  |  | 450 | 5 | 98.1 | No | 25000 | 3000 | 92 | 55 | 0.9 | -20 | Dimmable | 16% | No | Filament Style | No |  |  | 2016-06-15 | 2016-07-05 | United States, Canada | ES_1126749_ST-FLB1036030KD-6W_07222016134202_2564022 | 2273031
Strak Holdings Inc | strak | ST-FLB1036030KD-6W-E26 | ST-FLB1036030KD-6W-E26 |  | B10 | Decorative | E26 (Medium) | Decorative | LED | 3 | 40 | 97.2 | 34.1 |  |  |  | 450 | 5 | 98.1 | No | 25000 | 3000 | 92 | 55 | 0.9 | -20 | Dimmable | 16% | No | Filament Style | No |  |  | 2016-06-15 | 2016-07-05 | United States, Canada | ES_1126749_ST-FLB1036030KD-6W-E26_07222016134202_2692178 | 2273037
Strak Holdings Inc | strak | ST-FLB1036030KD-FT | ST-FLB1036030KD-FT |  | CA10 | Decorative | E26 (Medium) | Decorative | LED | 3 | 40 | 97.3 | 34.2 |  |  |  | 450 | 5 | 96.1 | No | 25000 | 3000 | 91 | 55 | 0.9 | -20 | Dimmable | 16% | No | Filament Style | No |  |  | 2016-06-15 | 2016-07-05 | United States, Canada | ES_1126749_ST-FLB1036030KD-FT_07222016134202_8065566 | 2273040
Sunshine Lighting | Sunlite | LED Lamp | 80747 |  | A19 | General Purpose Replacement | E26 (Medium) | Omnidirectional | LED | 3 | 60 | 106.1 | 59.2 |  |  |  | 800 | 10 | 80 | No | 25000 | 4000 | 82 | 2 | 0.7 | -20 | Dimmable | 20% | No | Damp Location Rated,Use With Timers,Not for Use in Recessed Fixtures,Use With Photo and/or Motion Sensors | No |  |  | 2016-07-05 | 2016-06-27 | United States, Canada | ES_1023648_80747_06272016095333_3499100 | 2271774
Sunshine Lighting | Sunlite | LED Lamp | 80748 |  | A19 | General Purpose Replacement | E26 (Medium) | Omnidirectional | LED | 3 | 60 | 106.1 | 59.7 |  |  |  | 800 | 10 | 80 | No | 25000 | 5000 | 83 | 3 | 0.7 | -20 | Dimmable | 20% | No | Damp Location Rated,Use With Timers,Not for Use in Recessed Fixtures,Use With Photo and/or Motion Sensors | No |  |  | 2016-07-05 | 2016-06-27 | United States, Canada | ES_1023648_80748_06272016095345_2345890 | 2271775
Sunshine Lighting | Sunlite | LED Lamp | 88301 |  | A19 | General Purpose Replacement | E26 (Medium) | Omnidirectional | LED | 3 | 60 | 105.3 | 59.8 |  |  |  | 800 | 10 | 80 | No | 25000 | 3000 | 81 | 5 | 0.7 | -20 | Dimmable | 20% | No | Damp Location Rated,Use With Timers,Not for Use in Recessed Fixtures,Use With Photo and/or Motion Sensors | No |  |  | 2016-09-20 | 2016-09-21 | United States, Canada | ES_1023648_88301_09212016121201_4389927 | 2280864
Sunshine Lighting | Sunlite | LED Lamp | 88305 |  | A19 | General Purpose Replacement | E26 (Medium) | Omnidirectional | LED | 3 | 75 | 105.7 | 59.6 |  |  |  | 1100 | 12 | 91.7 | No | 25000 | 2700 | 81 | 3 | 0.9 | -20 | Dimmable | 10% | Yes | Damp Location Rated,Use With Timers,Use With Photo and/or Motion Sensors,Recessed Fixtures | No |  |  | 2016-06-25 | 2016-06-10 | United States, Canada | ES_1023648_88305_06102016165302_4389259 | 2271536
Sunshine Lighting | Sunlite | LED Lamp | 88306 |  | A19 | General Purpose Replacement | E26 (Medium) | Omnidirectional | LED | 3 | 75 | 105.3 | 59.8 |  |  |  | 1100 | 12 | 91.7 | No | 25000 | 3000 | 83 | 11 | 0.9 | -20 | Dimmable | 10% | Yes | Damp Location Rated,Use With Timers,Use With Photo and/or Motion Sensors,Recessed Fixtures | No |  |  | 2016-06-25 | 2016-06-10 | United States, Canada | ES_1023648_88306_06102016165333_9174031 | 2271537
Sunshine Lighting | Sunlite | LED Lamp | 88307 |  | A19 | General Purpose Replacement | E26 (Medium) | Omnidirectional | LED | 3 | 75 | 105.3 | 59.9 |  |  |  | 1100 | 12 | 91.7 | No | 25000 | 4000 | 83 | 18 | 0.9 | -20 | Dimmable | 10% | Yes | Damp Location Rated,Use With Timers,Use With Photo and/or Motion Sensors,Recessed Fixtures | No |  |  | 2016-06-25 | 2016-06-10 | United States, Canada | ES_1023648_88307_06102016165343_2347859 | 2271538
Sunshine Lighting | Sunlite | LED Lamp | 88308 |  | A19 | General Purpose Replacement | E26 (Medium) | Omnidirectional | LED | 3 | 75 | 105.3 | 60 |  |  |  | 1100 | 12 | 91.7 | No | 25000 | 5000 | 81 | 7 | 0.9 | -20 | Dimmable | 10% | Yes | Damp Location Rated,Use With Timers,Use With Photo and/or Motion Sensors,Recessed Fixtures | No |  |  | 2016-06-25 | 2016-06-10 | United States, Canada | ES_1023648_88308_06102016165359_3485010 | 2271539
Sunshine Lighting | Sunlite | LED Lamp | 88330 |  | A19 | General Purpose Replacement | E26 (Medium) | Omnidirectional | LED | 3 | 40 | 105.5 | 59.6 |  |  |  | 480 | 6 | 80 | No | 25000 | 2700 | 80 | 1 | 0.8 | -20 | Dimmable | 10% | Yes | Damp Location Rated,Use With Timers,Use With Photo and/or Motion Sensors,Recessed Fixtures | No |  |  | 2016-07-15 | 2016-07-14 | United States, Canada | ES_1023648_88330_07142016105201_2348909 | 2273817
Sunshine Lighting | Sunlite | LED Lamp | 88331 |  | A19 | General Purpose Replacement | E26 (Medium) | Omnidirectional | LED | 3 | 40 | 105.6 | 59.9 |  |  |  | 480 | 6 | 80 | No | 25000 | 4000 | 82 | 3 | 0.8 | -20 | Dimmable | 10% | Yes | Use With Timers,Damp Location Rated,Use With Photo and/or Motion Sensors,Recessed Fixtures | No |  |  | 2016-07-15 | 2016-07-14 | United States, Canada | ES_1023648_88331_07142016105233_2314890 | 2273818
Sunshine Lighting | Sunlite | LED Lamp | 88332 |  | A19 | General Purpose Replacement | E26 (Medium) | Omnidirectional | LED | 3 | 40 | 105.4 | 59.9 |  |  |  | 480 | 6 | 80 | No | 25000 | 5000 | 85 | 20 | 0.8 | -20 | Dimmable | 10% | Yes | Damp Location Rated,Use With Timers,Use With Photo and/or Motion Sensors,Recessed Fixtures | No |  |  | 2016-07-15 | 2016-07-14 | United States, Canada | ES_1023648_88332_07142016105249_5481032 | 2273819
Sunshine Lighting | Sunlite | LED lamps | 80178 |  | A19 | General Purpose Replacement | E26 (Medium) | Omnidirectional | LED | 3 | 60 | 111.4 | 59.9 |  |  |  | 834 | 9 | 104 | No | 25000 | 3000 | 81 | 4 | 0.9 | -20 | Dimmable | 20% |  | Not for Use in Enclosed Fixtures |  |  |  | 2016-02-03 | 2016-02-03 | United States, Canada | ES_1023648_80178_02042016132532_2709942 | 2257853
Sunshine Lighting | Sunlite | LED lamps | 80631 |  | A21 | General Purpose Replacement | E26 (Medium) | Omnidirectional | LED | 3 | 100 | 133.9 | 67.8 |  |  |  | 1697 | 15.5 | 109 | No | 25000 | 2700 | 81 | 6 | 0.9 | -20 | Dimmable | 20% |  | Not for Use in Recessed Fixtures,Not for Use in Enclosed Fixtures |  |  |  | 2016-02-03 | 2016-02-03 | United States, Canada | ES_1023648_80631_02042016132559_1051612 | 2257850
Sunshine Lighting | Sunlite | LED lamps | 80642 |  | A19 | General Purpose Replacement | E26 (Medium) | Omnidirectional | LED | 3 | 60 | 111.4 | 59.9 |  |  |  | 906 | 9 | 107 | No | 25000 | 4000 | 84 | 10 | 0.9 | -20 | Dimmable | 20% |  | Not for Use in Enclosed Fixtures |  |  |  | 2016-02-03 | 2016-02-03 | United States, Canada | ES_1023648_80642_02042016132532_7945743 | 2257854
Sunshine Lighting | Sunlite | LED lamps | 80643 |  | A19 | General Purpose Replacement | E26 (Medium) | Omnidirectional | LED | 3 | 60 | 111.4 | 59.9 |  |  |  | 962 | 9 | 110 | No | 25000 | 5000 | 81 | 2 | 0.9 | -20 | Dimmable | 20% |  | Not for Use in Enclosed Fixtures |  |  |  | 2016-02-03 | 2016-02-03 | United States, Canada | ES_1023648_80643_02042016132532_9617949 | 2257855
Sunshine Lighting | Sunlite | LED lamps | 80655 |  | A21 | General Purpose Replacement | E26 (Medium) | Omnidirectional | LED | 3 | 100 | 133.9 | 67.8 |  |  |  | 1635 | 15.5 | 106 | No | 25000 | 3000 | 83 | 11 | 0.9 | -20 | Dimmable | 20% |  | Not for Use in Recessed Fixtures,Not for Use in Enclosed Fixtures |  |  |  | 2016-02-03 | 2016-02-03 | United States, Canada | ES_1023648_80655_02042016132559_1507281 | 2257851
Sunshine Lighting | Sunlite | LED lamps | 80656 |  | A21 | General Purpose Replacement | E26 (Medium) | Omnidirectional | LED | 3 | 100 | 133.9 | 67.8 |  |  |  | 1797 | 15.5 | 112 | No | 25000 | 5000 | 81 | 6 | 0.9 | -20 | Dimmable | 20% |  | Not for Use in Recessed Fixtures,Not for Use in Enclosed Fixtures |  |  |  | 2016-02-03 | 2016-02-03 | United States, Canada | ES_1023648_80656_02042016132559_1518891 | 2257852
Sunshine Lighting | Sunlite | LED PAR LAMP | 80004 |  | PAR20 | Reflector (Flood/Spot) | E26 (Medium) | Directional | LED | 3 | 50 | 82 | 63 | 786 |  | 40 | 400 | 7.5 | 53.3 | No | 25000 | 2700 | 82 | 9 | 0.9 | -20 | Dimmable | 10% |  | None |  |  |  | 2014-05-01 | 2014-12-22 | United States, Canada | ES_1023648_80004_12292014170803_5798483 | 2230321
Sunshine Lighting | Sunlite | LED PAR LAMP | 80009 |  | PAR20 | Reflector (Flood/Spot) | E26 (Medium) | Directional | LED | 3 | 50 | 82 | 63 | 842 |  | 40 | 400 | 7.5 | 53.3 | No | 25000 | 3000 | 83 | 12 | 0.9 | -20 | Dimmable | 10% |  | None |  |  |  | 2014-05-01 | 2014-12-22 | United States, Canada | ES_1023648_80009_12292014170803_9056183 | 2230322
Sunshine Lighting | Sunlite | LED PAR LAMP | 80038 |  | PAR20 | Reflector (Flood/Spot) | E26 (Medium) | Directional | LED | 3 | 50 | 82 | 63 | 757 |  | 40 | 400 | 7.5 | 53.3 | No | 25000 | 4000 | 83 | 14 | 0.9 | -20 | Dimmable | 10% |  | None |  |  |  | 2014-05-01 | 2015-01-09 | United States, Canada | ES_1023648_80038_01142015110453_1871827 | 2230981
Sunshine Lighting | Sunlite | LED PAR LAMP | 80047 |  | PAR38 | Reflector (Flood/Spot) | E26 (Medium) | Directional | LED | 3 | 85 | 132 | 121 | 1561 |  | 40 | 1050 | 17.5 | 60 | No | 25000 | 2700 | 83 | 21 | 1 | -20 | Dimmable | 10% |  | None |  |  |  | 2014-05-01 | 2014-12-30 | United States, Canada | ES_1023648_80047_01022015140424_4006193 | 2230341
Sunshine Lighting | Sunlite | LED PAR LAMP | 80048 |  | PAR38 | Reflector (Flood/Spot) | E26 (Medium) | Directional | LED | 3 | 85 | 132 | 121 | 1699 |  | 40 | 1050 | 17.5 | 60 | No | 25000 | 5000 | 86 | 25 | 0.9 | -20 | Dimmable | 10% |  | None |  |  |  | 2014-05-01 | 2015-01-28 | United States, Canada | ES_1023648_80048_02102015154625_7551057 | 2233293
Super Trend Lighting (Group) Ltd. | Luxtek | Decorative LED Lamp | G40 6.5W E26 DIM |  | G40 | Globe | E26 (Medium) | Decorative | LED | 3 | 100 | 164.7 | 124.3 |  |  |  | 810 | 6.5 | 124.6 | No | 25000 | 2700 | 82 | 13 | 0.9 | -20 | Dimmable | 20% |  | Damp Location Rated,Enclosed Fixtures,Recessed Fixtures |  |  |  | 2016-03-25 | 2016-04-15 | United States, Taiwan, Japan, Canada | ES_5743_G40 6.5W E26 DIM_04152016121114_3892193 | 2265057
Super Trend Lighting (Group) Ltd. | Luxtek | LED Bulb | C35C 4.5W E12 DIM |  | Decorative: Other | Decorative | E12 (Candelabra) | Decorative | LED | 3 | 40 | 111.9 | 35.6 |  |  |  | 450 | 4.5 | 104.4 | No | 20000 | 3000 | 84 | 14 |  | -20 | Dimmable | 1% |  | Damp Location Rated,Enclosed Fixtures,Recessed Fixtures |  |  |  | 2016-01-27 | 2016-01-28 | United States, Australia, New Zealand, Switzerland, Europe, Taiwan, Japan, Canada | ES_5743_C35C 4.5W E12 DIM_01082016155426_6633440 | 2256296
Super Trend Lighting (Group) Ltd. | Luxtek | LED Bulb | C35C 4.5W E12 DIM 5000K |  | Decorative: Other | Decorative | E12 (Candelabra) | Decorative | LED | 3 | 40 | 111.9 | 35.6 |  |  |  | 450 | 4.5 | 104.4 | No | 20000 | 5000 | 86 | 21 |  | -20 | Dimmable | 1% |  | Damp Location Rated,Enclosed Fixtures,Recessed Fixtures |  |  |  | 2016-06-30 | 2016-06-24 | United States, Australia, New Zealand, Switzerland, Europe, Taiwan, Japan, Canada | ES_5743_C35C 4.5W E12 DIM 5000K_06282016202501_2942761 | 2271071
Super Trend Lighting (Group) Ltd. | Luxtek | LED Bulb | C35C 4.5W E26 DIM |  | Decorative: Other | Decorative | E26 (Medium) | Decorative | LED | 3 | 40 | 89.6 | 35.6 |  |  |  | 450 | 4.5 | 104.4 | No | 20000 | 3000 | 84 | 14 |  | -20 | Dimmable | 1% |  | Damp Location Rated,Enclosed Fixtures,Recessed Fixtures |  |  |  | 2016-01-27 | 2016-01-28 | United States, Australia, New Zealand, Switzerland, Europe, Taiwan, Japan, Canada | ES_5743_C35C 4.5W E26 DIM_01082016155435_9425779 | 2256297
Super Trend Lighting (Group) Ltd. | Luxtek | LED Bulb | C35C 4.5W E26 DIM 5000K |  | Decorative: Other | Decorative | E26 (Medium) | Decorative | LED | 3 | 40 | 89.6 | 35.6 |  |  |  | 450 | 4.5 | 104.4 | No | 20000 | 5000 | 86 | 19 |  | -20 | Dimmable | 1% |  | Damp Location Rated,Enclosed Fixtures,Recessed Fixtures |  |  |  | 2016-06-30 | 2016-06-24 | United States, Australia, New Zealand, Switzerland, Europe, Taiwan, Japan, Canada | ES_5743_C35C 4.5W E26 DIM 5000K_06282016202541_2661747 | 2271072
Super Trend Lighting (Group) Ltd. | Luxtek | LED Lamp | A19 4.5W E26 DIM |  | A19 | General Purpose Replacement | E26 (Medium) | Omnidirectional | LED | 3 | 40 | 104 | 60.6 |  |  |  | 470 | 4.5 | 104.4 | No | 25000 | 2700 | 81 | 5 | 0.9 | -20 | Dimmable | 20% |  | Damp Location Rated,Enclosed Fixtures,Recessed Fixtures |  |  |  | 2016-04-15 | 2016-04-20 | United States, Taiwan, Japan, Canada | ES_5743_A19 4.5W E26 DIM_04202016105945_6719200 | 2265239
Super Trend Lighting (Group) Ltd. | Luxtek | LED Lamp | A19 6.5W E26 DIM |  | A19 | General Purpose Replacement | E26 (Medium) | Omnidirectional | LED | 3 | 60 | 105.1 | 60.1 |  |  |  | 810 | 6.5 | 124.6 | No | 25000 | 2700 | 81 | 3 | 0.9 | -20 | Dimmable | 20% |  | Damp Location Rated,Enclosed Fixtures,Recessed Fixtures |  |  |  | 2016-05-16 | 2016-06-17 | United States, Canada | ES_5743_A19 6.5W E26 DIM_06172016142602_3249090 | 2271323
SUPERVALU, Inc. | ESSENTIAL EVERYDAY | CF13EL/SPIRAL/RP1/EEVRDY/DIS/YX | 28988 |  | CFL Bare Spiral | General Purpose Replacement | E26 (Medium) | Omnidirectional | CFL | 9 | 60 | 109 | 50 |  | 1.4 |  | 875 | 13 | 67.3 | No | 10000 | 2700 | 83 | -5 | 0.6 | -18 |  |  |  | Not for Use in Enclosed Fixtures |  |  |  | 2014-10-31 | 2015-02-02 | United States, Canada | ES_21155_28988_02112015135736_7898828 | 2234340
SUPERVALU, Inc. | ESSENTIAL EVERYDAY | CF13EL/SPIRAL/RP1/EEVRDY/YX | 2212 |  | CFL Bare Spiral | General Purpose Replacement | E26 (Medium) | Omnidirectional | CFL | 9 | 60 | 109 | 50 |  | 1.4 |  | 875 | 13 | 67.3 | No | 10000 | 2700 | 83 | -5 | 0.6 | -18 |  |  |  | Not for Use in Enclosed Fixtures |  |  |  | 2014-10-31 | 2015-02-02 | United States, Canada | ES_21155_02212_02112015091321_2904893 | 2234337
SUPERVALU, Inc. | ESSENTIAL EVERYDAY | CF13EL/SPIRAL/RP/3EEVRDY/DIS/YX | 28969 |  | CFL Bare Spiral | General Purpose Replacement | E26 (Medium) | Omnidirectional | CFL | 9 | 60 | 109 | 50 |  | 1.4 |  | 875 | 13 | 67.3 | No | 10000 | 2700 | 83 | -5 | 0.6 | -18 |  |  |  | Not for Use in Enclosed Fixtures |  |  |  | 2014-10-31 | 2015-02-02 | United States, Canada | ES_21155_28969_02112015130924_284677 | 2234338
SUPERVALU, Inc. | ESSENTIAL EVERYDAY | CF13EL/SPIRAL/RP3/EEVRDY/YX | 2201 |  | CFL Bare Spiral | General Purpose Replacement | E26 (Medium) | Omnidirectional | CFL | 9 | 60 | 109 | 50 |  | 1.4 |  | 875 | 13 | 67.3 | No | 10000 | 2700 | 83 | -5 | 0.6 | -18 |  |  |  | Not for Use in Enclosed Fixtures |  |  |  | 2014-10-31 | 2015-02-02 | United States, Canada | ES_21155_02201_02112015091321_6489205 | 2234336
SUPERVALU, Inc. | ESSENTIAL EVERYDAY | CF23EL/SPIRAL/RP1/EEVRDY/YX | 2215 |  | CFL Bare Spiral | General Purpose Replacement | E26 (Medium) | Omnidirectional | CFL | 9 | 100 | 132 | 60 |  | 1.4 |  | 1600 | 23.4 | 68.4 | No | 10000 | 2700 | 82 | -7 | 0.6 | -18 |  |  |  | Not for Use in Recessed Fixtures,Not for Use in Enclosed Fixtures |  |  |  | 2014-03-01 | 2015-01-05 | United States, Canada | ES_21155_02215_02042015150427_2341708 | 2232757
SUPERVALU, Inc. | ESSENTIAL EVERYDAY | CF23EL/SPIRAL/RP3/EEVRDY/YX | 2202 |  | CFL Bare Spiral | General Purpose Replacement | E26 (Medium) | Omnidirectional | CFL | 9 | 100 | 132 | 60 |  | 1.4 |  | 1600 | 23.4 | 68.4 | No | 10000 | 2700 | 82 | -7 | 0.6 | -18 |  |  |  | Not for Use in Recessed Fixtures,Not for Use in Enclosed Fixtures |  |  |  | 2014-03-01 | 2015-01-05 | United States, Canada | ES_21155_02202_02042015150427_2905503 | 2232756
Sureway International | Surelite | 14145 | 14145 |  | CFL Bare Spiral | General Purpose Replacement | E26 (Medium) | Omnidirectional | CFL | 2 | 60 | 105.9 | 47.6 |  | 1.6 |  | 900 | 13 | 69.2 | No | 10000 | 2700 | 83 | -2 | 0.6 | -18 |  |  |  | None |  |  |  | 2015-04-28 | 2015-06-18 | United States, Canada | ES_1132649_14145_06192015044950_1023837 | 2241811
Sureway International | Surelite | 14156 | 14156 |  | CFL Bare Spiral | General Purpose Replacement | E26 (Medium) | Omnidirectional | CFL | 2 | 100 | 126 | 55 |  | 1.6 |  | 1600 | 23.5 | 68.1 | No | 10000 | 2700 | 82 | -5 | 0.6 | -18 |  |  |  | None |  |  |  | 2015-04-28 | 2015-06-18 | United States, Canada | ES_1132649_14156_06192015052950_1023838 | 2241812
Suzhou Daming Electric Co., Ltd. | Daming | CFL Lamp | BDM-15 |  | CFL Bare Spiral | General Purpose Replacement | E26 (Medium) | Omnidirectional | CFL | 3 | 60 | 124 | 46 |  | 2.5 |  | 1000 | 15 | 66.7 | No | 10000 | 2700 | 82 | -20 | 0.6 | -15 |  |  |  | Not for Use in Recessed Fixtures,Not for Use in Enclosed Fixtures |  |  |  | 2014-11-15 | 2015-01-09 | United States, Canada | ES_1088152_BDM-15_01092015175757_0351842 | 2231550
Suzhou Daming Electric Co., Ltd. | Daming | CFL Lamp | BDS-19 19W |  | CFL Bare Spiral | General Purpose Replacement | E26 (Medium) | Omnidirectional | CFL | 3 | 75 | 129 | 60 |  | 2.5 |  | 1250 | 19 | 65.8 | No | 10000 | 2700 | 82 | -21 | 0.6 | -15 |  |  |  | Not for Use in Recessed Fixtures,Not for Use in Enclosed Fixtures |  |  |  | 2015-02-10 | 2015-03-02 | United States, Canada | ES_1088152_BDS-19 19W_03022015153309_9086223 | 2234789
Technical Consumer Products, Inc. (TCP) | TCP | 6R3014 | 6R3014 | ,6R30142,; ,6R3014B2,; ,6R3014B4,; ,CAN6R3014,; ,CAN6R3014B2, | R30 | Reflector (Flood/Spot) | E26 (Medium) | Directional | CFL | 7 | 65 | 137 | 93.9 |  | 1.5 |  | 650 | 14.2 | 46 | No | 10000 | 2700 | 82 | -9 | 0.6 | -29 |  |  |  | Recessed Fixtures |  |  |  | 2010-01-01 | 2014-09-22 | United States, Canada | ES_20570_6R3014_09232014191951_9991993 | 2220093
Technical Consumer Products, Inc. (TCP) | TCP | 801009 | 801009 | ,68909, 689092, 689093, 689094,; ,CAN68909, CAN689093, CAN689094,; 801009,801009, | CFL Bare Spiral | General Purpose Replacement | E26 (Medium) | Omnidirectional | CFL | 9 | 40 | 102 | 46 |  | 1.3 |  | 500 | 9 | 55.6 | No | 10000 | 2700 | 82 | -7 | 0.5 | -29 |  |  |  | None |  |  |  | 2006-12-26 | 2014-07-22 | United States, Canada | ES_20570_801009_07232014185643_1803338 | 2216270
Technical Consumer Products, Inc. (TCP) | TCP | 80100935 | 80100935 | ,69009,; ,690093, | CFL Bare Spiral | General Purpose Replacement | E26 (Medium) | Omnidirectional | CFL | 9 | 40 | 102 | 46 |  | 1.3 |  | 550 | 9 | 61.1 | No | 10000 | 3500 | 85 | 18 | 0.5 | -29 |  |  |  | Other, |  |  |  | 2006-12-26 | 2014-09-08 | United States, Canada | ES_20570_80100935_09082014145037_7837777 | 2218756
Technical Consumer Products, Inc. (TCP) | TCP | 80100941 | 80100941 |  | CFL Bare Spiral | General Purpose Replacement | E26 (Medium) | Omnidirectional | CFL | 9 | 40 | 102 | 46 |  | 1.3 |  | 550 | 9 | 61.1 | No | 10000 | 4100 | 84 | 26 | 0.5 | -29 |  |  |  | None |  |  |  | 2006-12-26 | 2014-08-07 | United States, Canada | ES_20570_80100941_08072014155534_6934938 | 2217154
Technical Consumer Products, Inc. (TCP) | TCP | 80100950 | 80100950 | ,78909DL,; ,78909DL3, | CFL Bare Spiral | General Purpose Replacement | E26 (Medium) | Omnidirectional | CFL | 9 | 40 | 102 | 46 |  | 1.3 |  | 500 | 9 | 55.5 | No | 10000 | 5000 | 84 | -7 | 0.5 | -29 |  |  |  | None |  |  |  | 2006-12-26 | 2014-09-03 | United States, Canada | ES_20570_80100950_09042014014336_5016259 | 2218634
Technical Consumer Products, Inc. (TCP) | TCP | 801014 | 801014 | ,8010143,; ,801014PERM,; ,8011412, | CFL Bare Spiral | General Purpose Replacement | E26 (Medium) | Omnidirectional | CFL | 9 | 60 | 112 | 46 |  | 1.3 |  | 900 | 14 | 64.2 | No | 10000 | 2700 | 81 | -10 | 0.5 | -29 |  |  |  | None |  |  |  | 2014-01-13 | 2014-08-14 | United States, Canada | ES_20570_801014_08152014013318_6398111 | 2217458
Technical Consumer Products, Inc. (TCP) | TCP | 80101435 | 80101435 |  | CFL Bare Spiral | General Purpose Replacement | E26 (Medium) | Omnidirectional | CFL | 9 | 60 | 112 | 46 |  | 1.3 |  | 800 | 14 | 57 | No | 10000 | 3500 | 83 | 14 | 0.6 | -29 |  |  |  | None |  |  |  | 2014-01-13 | 2014-08-14 | United States, Canada | ES_20570_80101435_08152014031929_2769697 | 2217463
Technical Consumer Products, Inc. (TCP) | TCP | 80101441 | 80101441 | ,801014413, | CFL Bare Spiral | General Purpose Replacement | E26 (Medium) | Omnidirectional | CFL | 9 | 60 | 112 | 46 |  | 1.3 |  | 800 | 14 | 57.1 | No | 10000 | 4100 | 83 | 21 | 0.6 | -29 |  |  |  | None |  |  |  | 2014-01-13 | 2014-09-04 | United States, Canada | ES_20570_80101441_09052014005535_8535316 | 2218670
Technical Consumer Products, Inc. (TCP) | TCP | 80101450 | 80101450 | ,68914DL,; ,68914DL2,; ,68914DL3,; ,68914DLB,; ,68914DLB10,; ,68914DLB3,; ,68914DLB6,; ,CAN68914DL,; ,CAN68914DL2,; ,CAN68914DLB6, | CFL Bare Spiral | General Purpose Replacement | E26 (Medium) | Omnidirectional | CFL | 9 | 60 | 112 | 46 |  | 1.3 |  | 800 | 14 | 57 | No | 10000 | 5000 | 84 | 35 | 0.6 | -29 |  |  |  | None |  |  |  | 2014-03-25 | 2014-09-08 | United States, Canada | ES_20570_80101450_09082014135307_4387682 | 2218754
Technical Consumer Products, Inc. (TCP) | TCP | 801019 | 801019 |  | CFL Bare Spiral | General Purpose Replacement | E26 (Medium) | Omnidirectional | CFL | 9 | 75 | 112 | 58 |  | 1.3 |  | 1225 | 19 | 68 | No | 10000 | 2700 | 83 | -7 | 0.6 | -29 |  |  |  | None |  |  |  | 2006-12-26 | 2014-07-02 | United States, Canada | ES_20570_801019_07022014190436_7876354 | 2214505
Technical Consumer Products, Inc. (TCP) | TCP | 8010193 | 8010193 |  | CFL Bare Spiral | General Purpose Replacement | E26 (Medium) | Omnidirectional | CFL | 9 | 75 | 112 | 58 |  | 1.3 |  | 1225 | 19 | 68 | No | 10000 | 2700 | 83 | -7 | 0.6 | -29 |  |  |  | Other,Table lamp |  |  |  | 2006-12-26 | 2014-09-22 | United States, Canada | ES_20570_8010193_09232014014212_6532593 | 2220010
Technical Consumer Products, Inc. (TCP) | TCP | 80101935 | 80101935 |  | CFL Bare Spiral | General Purpose Replacement | E26 (Medium) | Omnidirectional | CFL | 9 | 75 | 112 | 58 |  | 1.3 |  | 1225 | 19 | 68 | No | 10000 | 3500 | 83 | -7 | 0.6 | -29 |  |  |  | None |  |  |  | 2008-08-13 | 2014-07-02 | United States, Canada | ES_20570_80101935_07022014175036_3436597 | 2214518
Technical Consumer Products, Inc. (TCP) | TCP | 80101941 | 80101941 |  | CFL Bare Spiral | General Purpose Replacement | E26 (Medium) | Omnidirectional | CFL | 9 | 75 | 112 | 58 |  | 1.3 |  | 1225 | 19 | 64 | No | 10000 | 4100 | 85 | -7 | 0.6 | -29 |  |  |  | None |  |  |  | 2010-06-14 | 2014-07-02 | United States, Canada | ES_20570_80101941_07022014190815_8095204 | 2214506
Technical Consumer Products, Inc. (TCP) | TCP | 801019413 | 801019413 |  | CFL Bare Spiral | General Purpose Replacement | E26 (Medium) | Omnidirectional | CFL | 9 | 75 | 112 | 58 |  | 1.3 |  | 1225 | 19 | 64 | No | 10000 | 4100 | 85 | -7 | 0.6 | -29 |  |  |  | Other,Table lamp |  |  |  | 2010-06-14 | 2014-09-24 | United States, Canada | ES_20570_801019413_09252014041203_8323845 | 2220179
Technical Consumer Products, Inc. (TCP) | TCP | 80101950 | 80101950 |  | CFL Bare Spiral | General Purpose Replacement | E26 (Medium) | Omnidirectional | CFL | 9 | 75 | 112 | 58 |  | 1.3 |  | 1225 | 19 | 64 | No | 10000 | 5000 | 84 | -7 | 0.6 | -29 |  |  |  | None |  |  |  | 2008-08-12 | 2014-07-02 | United States, Canada | ES_20570_80101950_07022014191054_8254877 | 2214512
Technical Consumer Products, Inc. (TCP) | TCP | 801019PERM | 801019PERM |  | CFL Bare Spiral | General Purpose Replacement | E26 (Medium) | Omnidirectional | CFL | 9 | 75 | 112 | 58 |  | 1.3 |  | 1225 | 19 | 64.4 | No | 10000 | 2700 | 83 | -7 | 0.6 | -29 |  |  |  | None |  |  |  | 2006-12-26 | 2014-08-14 | United States, Canada | ES_20570_801019PERM_08152014024855_0935877 | 2217462
Technical Consumer Products, Inc. (TCP) | TCP | 801023 | 801023 | ,8010233, | CFL Bare Spiral | General Purpose Replacement | E26 (Medium) | Omnidirectional | CFL | 9 | 100 | 122 | 58 |  | 1.3 |  | 1600 | 23 | 70 | No | 10000 | 2700 | 83 | -10 | 0.5 | -29 |  |  |  | None |  |  |  | 2009-03-11 | 2014-08-01 | United States, Canada | ES_20570_801023_08062014031226_4746901 | 2217093
Technical Consumer Products, Inc. (TCP) | TCP | 80102335 | 80102335 |  | CFL Bare Spiral | General Purpose Replacement | E26 (Medium) | Omnidirectional | CFL | 9 | 100 | 122 | 58 |  | 1.3 |  | 1600 | 23 | 70 | No | 10000 | 3500 | 84 | 11 | 0.6 | -29 |  |  |  | None |  |  |  | 2008-07-19 | 2014-08-11 | United States, Canada | ES_20570_80102335_08112014181453_0893169 | 2217323
Technical Consumer Products, Inc. (TCP) | TCP | 80102350 | 80102350 | 80102350,80102350, | CFL Bare Spiral | General Purpose Replacement | E26 (Medium) | Omnidirectional | CFL | 9 | 100 | 122 | 58 |  | 1.3 |  | 1600 | 23 | 70 | No | 10000 | 5000 | 85 | 39 | 0.6 | -29 |  |  |  | None |  |  |  | 2008-10-31 | 2014-08-01 | United States, Canada | ES_20570_80102350_08062014031957_5197540 | 2217070
Technical Consumer Products, Inc. (TCP) | TCP | 801023PERM | 801023PERM |  | CFL Bare Spiral | General Purpose Replacement | E26 (Medium) | Omnidirectional | CFL | 9 | 100 | 122 | 58 |  | 1.3 |  | 1600 | 23 | 70 | No | 10000 | 2700 | 83 | -10 | 0.5 | -29 |  |  |  | None |  |  |  | 2009-03-11 | 2014-08-01 | United States, Canada | ES_20570_801023PERM_08062014031151_4711588 | 2217065
Technical Consumer Products, Inc. (TCP) | TCP | 8010273 | 8010273 | ,801027, | CFL Bare Spiral | General Purpose Replacement | E26 (Medium) | Omnidirectional | CFL | 9 | 100 | 140 | 61 |  | 1.3 |  | 1750 | 27 | 65 | No | 10000 | 2700 | 85 | -6 | 0.6 | -29 |  |  |  | Other,Table lamp |  |  |  | 2009-11-24 | 2014-09-23 | United States, Canada | ES_20570_8010273_09232014211622_6982437 | 2220100
Technical Consumer Products, Inc. (TCP) | TCP | 80102735 | 80102735 |  | CFL Bare Spiral | General Purpose Replacement | E26 (Medium) | Omnidirectional | CFL | 9 | 100 | 140 | 61 |  | 1.3 |  | 1750 | 27 | 65 | No | 10000 | 3500 | 84 | 16 | 0.6 | -29 |  |  |  | None |  |  |  | 2008-09-17 | 2014-07-10 | United States, Canada | ES_20570_80102735_07102014205827_5907138 | 2215071
Strak Holdings Inc | strak | ST-FLB1036040KD | ST-FLB1036040KD |  | CA10 | Decorative | E12 (Candelabra) | Decorative | LED | 3 | 40 | 97.3 | 34.2 |  |  |  | 450 | 5 | 96.1 | No | 25000 | 4000 | 91 | 55 | 0.9 | -20 | Dimmable | 16% | No | Filament Style | No |  |  | 2016-06-15 | 2016-07-05 | United States, Canada | ES_1126749_ST-FLB1036040KD_07222016134202_1512447 | 2273035
Strak Holdings Inc | strak | ST-FLB1036040KD-6W | ST-FLB1036040KD-6W |  | BA10 | Decorative | E12 (Candelabra) | Decorative | LED | 3 | 40 | 97.2 | 34.1 |  |  |  | 450 | 5 | 98.1 | No | 25000 | 4000 | 92 | 55 | 0.9 | -20 | Dimmable | 16% | No | Filament Style | No |  |  | 2016-06-15 | 2016-07-05 | United States, Canada | ES_1126749_ST-FLB1036040KD-6W_07222016134202_8052836 | 2273032
Strak Holdings Inc | strak | ST-FLB1036040KD-6W-E26 | ST-FLB1036040KD-6W-E26 |  | B10 | Decorative | E26 (Medium) | Decorative | LED | 3 | 40 | 97.2 | 34.1 |  |  |  | 450 | 5 | 98.1 | No | 25000 | 4000 | 92 | 55 | 0.9 | -20 | Dimmable | 16% | No | Filament Style | No |  |  | 2016-06-15 | 2016-07-05 | United States, Canada | ES_1126749_ST-FLB1036040KD-6W-E26_07222016134202_7969549 | 2273038
Strak Holdings Inc | strak | ST-FLB1036040KD-FT | ST-FLB1036040KD-FT |  | CA10 | Decorative | E26 (Medium) | Decorative | LED | 3 | 40 | 97.3 | 34.2 |  |  |  | 450 | 5 | 96.1 | No | 25000 | 4000 | 91 | 55 | 0.9 | -20 | Dimmable | 16% | No | Filament Style | No |  |  | 2016-06-15 | 2016-07-05 | United States, Canada | ES_1126749_ST-FLB1036040KD-FT_07222016134202_9096151 | 2273041
Strak Holdings Inc | strak | ST-PAR167W30KD | ST-PAR167W30KD |  | PAR16 | Reflector (Flood/Spot) | E26 (Medium) | Directional | LED | 3 | 50 | 70 | 50 | 1165 |  | 35 |  | 7 | 69.8 | No | 25000 | 3000 | 82 | 10 | 0.9 | -20 | Dimmable | 5% |  | None |  |  |  | 2014-10-15 | 2014-10-20 | Canada | ES_1126749_ST-PAR167W30KD_10222014134010_5394169 | 2223097
Sunco Lighting | Sunco Lighting | SCBR207W3K | SCBR207W3K |  | R20 | Reflector (Flood/Spot) | E26 (Medium) | Directional | LED | 3 | 50 | 96.2 | 63.4 |  |  | 109 | 550 | 7.1 | 77.5 | No | 25000 | 3000 | 82 | 6 | 0.9 | -20 | Dimmable | 10% |  | Damp Location Rated,Not for Use in Enclosed Fixtures |  |  |  | 2015-06-10 | 2016-02-17 | United States | ES_1127217_SCBR207W3K_02192016102551_1023971 | 2260402
Sunco Lighting | Sunco Lighting | SCBR3011W27K | SCBR3011W27K |  | BR30 | Reflector (Flood/Spot) | E26 (Medium) | Directional | LED | 3 | 65 | 128.9 | 94.7 |  |  | 109 | 850 | 11 | 77.3 | No | 25000 | 2700 | 82 | 9 | 1 | -20 | Dimmable | 10% |  | Damp Location Rated,Not for Use in Enclosed Fixtures |  |  |  | 2016-05-03 | 2016-05-03 | United States | ES_1127217_SCBR3011W27K_05032016113441_1024005 | 2266029
Sunco Lighting | Sunco Lighting | SCBR3011W3K | SCBR3011W3K |  | BR30 | Reflector (Flood/Spot) | E26 (Medium) | Directional | LED | 3 | 65 | 128.9 | 94.7 |  |  | 110 | 850 | 11 | 77.3 | No | 25000 | 3000 | 82 | 9 | 1 | -20 | Dimmable | 10% |  | Damp Location Rated,Not for Use in Enclosed Fixtures |  |  |  | 2015-05-15 | 2016-02-17 | United States | ES_1127217_SCBR3011W3K_02192016102731_1023972 | 2260403
Sunco Lighting | Sunco Lighting | SCBR4017W3K | SCBR4017W3K |  | BR40 | Reflector (Flood/Spot) | E26 (Medium) | Directional | LED | 3 | 100 | 158.7 | 120 |  |  | 110 | 1400 | 17 | 82.4 | No | 25000 | 3000 | 82 | 9 | 0.9 | -20 | Dimmable | 10% |  | Damp Location Rated,Not for Use in Enclosed Fixtures |  |  |  | 2015-05-20 | 2016-02-17 | United States | ES_1127217_SCBR4017W3K_02192016103331_1023972 | 2260405
Sunco Lighting | Sunco Lighting | SCCANDLE5.5W3K6PK | SCCANDLE5.5W3K6PK | ,SCCANDLE5.5W3K8PK,8 PACK | Decorative Candle: Other | Decorative | E12 (Candelabra) | Decorative | LED | 3 | 40 | 97.2 | 35 |  |  |  | 325 | 5.5 | 59.1 | No | 25000 | 3000 | 83 | 14 | 0.9 | -20 | Dimmable | 10% |  | Damp Location Rated,Not for Use in Enclosed Fixtures |  |  |  | 2016-04-05 | 2016-05-03 | United States | ES_1127217_SCCANDLE5.5W3K6PK_05032016041550_1024006 | 2266027
Sunco Lighting | Sunco Lighting | SCCANDLE5W3K | SCCANDLE5W3K |  | Decorative Candle: Other | Decorative | E12 (Candelabra) | Decorative | LED | 3 | 40 | 97.2 | 35 |  |  |  | 325 | 5 | 65 | No | 25000 | 3000 | 83 | 14 | 0.9 | -20 | Dimmable | 10% |  | Damp Location Rated,Not for Use in Enclosed Fixtures |  |  |  | 2015-04-15 | 2016-02-18 | United States | ES_1127217_SCCANDLE5W3K_02192016105551_1023973 | 2260404
Sunco Lighting | Sunco Lighting | SCPAR207W3K | SCPAR207W3K |  | PAR20 | Reflector (Flood/Spot) | E26 (Medium) | Directional | LED | 3 | 50 | 81.1 | 63 | 1181 |  | 40 | 470 | 7 | 67.1 | No | 25000 | 3000 | 82 | 8 | 0.9 | -20 | Dimmable | 10% |  | Damp Location Rated,Not for Use in Enclosed Fixtures |  |  |  | 2015-07-25 | 2016-02-18 | United States | ES_1127217_SCPAR207W3K_02192016105111_1023973 | 2260409
Sunco Lighting | Sunco Lighting | SCPAR3011W3K | SCPAR3011W3K |  | PAR30L | Reflector (Flood/Spot) | E26 (Medium) | Directional | LED | 3 | 75 | 116.6 | 95.1 | 1825 |  | 40 | 850 | 11 | 77.3 | No | 25000 | 3000 | 81 | 3 | 1 | -20 | Dimmable | 10% |  | Damp Location Rated,Not for Use in Enclosed Fixtures |  |  |  | 2016-02-18 | 2016-02-18 | United States | ES_1127217_SCPAR3011W3K_02192016104621_1023972 | 2260408
Sunco Lighting | Sunco Lighting | self-ballasted LED Lamp | SCBR20 |  | R20 | Reflector (Flood/Spot) | E26 (Medium) | Directional | LED | 3 | 45 | 93.5 | 63.5 |  |  | 100 | 450 | 6.8 | 65.9 | No | 25000 | 3000 | 82 | 10 | 0.9 | -40 | Dimmable | 5% | Yes | None | No |  |  | 2016-02-25 | 2016-03-09 | United States, Canada | ES_1127217_SCBR20_03172016144345_4564347 | 2262548
Sunco Lighting | Sunco Lighting | self-ballasted LED Lamp | SCBR20 |  | R20 | Reflector (Flood/Spot) | E26 (Medium) | Directional | LED | 3 | 45 | 93.5 | 63.5 |  |  | 100 | 450 | 6.8 | 66.2 | No | 25000 | 3000 | 82 | 10 | 0.9 | -40 | Dimmable | 5% |  | None |  |  |  | 2015-11-10 | 2015-11-09 | United States | ES_1127217_SCBR20_11102015153049_7576284 | 2252355
Sunco Lighting | Sunco Lighting | self-ballasted LED Lamp | SCBR30 |  | BR30 | Reflector (Flood/Spot) | E26 (Medium) | Directional | LED | 3 | 65 | 131 | 95 |  |  | 100 | 650 | 9 | 72.2 | No | 25000 | 3000 | 82 | 11 | 0.9 | -40 | Dimmable | 5% | Yes | None | No |  |  | 2016-02-25 | 2016-02-24 | United States, Canada | ES_1127217_SCBR30_03072016121605_1549710 | 2261822
Sunco Lighting | Sunco Lighting | self-ballasted LED Lamp | SCBR30 |  | BR30 | Reflector (Flood/Spot) | E26 (Medium) | Directional | LED | 3 | 65 | 131 | 95 |  |  | 100 | 650 | 9 | 72.2 | No | 25000 | 3000 | 82 | 11 | 0.9 | -40 | Dimmable | 5% |  | None |  |  |  | 2015-11-10 | 2015-11-09 | United States | ES_1127217_SCBR30_11102015153039_4627092 | 2252356
Sunco Lighting | Sunco Lighting | self-ballasted LED Lamp | SCBR40 |  | BR40 | Reflector (Flood/Spot) | E26 (Medium) | Directional | LED | 3 | 65 | 162 | 127 |  |  | 100 | 850 | 10.5 | 80.2 | No | 25000 | 3000 | 83 | 10 | 1 | -40 | Dimmable | 5% |  | None |  |  |  | 2015-11-10 | 2015-11-09 | United States | ES_1127217_SCBR40_11102015153023_4624138 | 2252357
Sunco Lighting | Sunco Lighting | self-ballasted LED Lamp | SCBR40 |  | BR40 | Reflector (Flood/Spot) | E26 (Medium) | Directional | LED | 3 | 65 | 162 | 127 |  |  | 100 | 850 | 10.6 | 80.6 | No | 25000 | 3000 | 83 | 10 | 1 | -40 | Dimmable | 5% | Yes | Damp Location Rated | No |  |  | 2016-02-25 | 2016-02-24 | United States, Canada | ES_1127217_SCBR40_03072016121552_8852978 | 2261823
Sunshine Lighting | Sunlite | LED PAR LAMP | 80049 |  | PAR38 | Reflector (Flood/Spot) | E26 (Medium) | Directional | LED | 3 | 85 | 132 | 121 | 1760 |  | 40 | 1050 | 17.5 | 60 | No | 25000 | 4000 | 84 | 25 | 0.9 | -20 | Dimmable | 10% |  | None |  |  |  | 2014-05-01 | 2014-12-30 | United States, Canada | ES_1023648_80049_01022015140424_6502741 | 2230342
Sunshine Lighting | Sunlite | LED PAR LAMP | 89017 |  | PAR38 | Reflector (Flood/Spot) | E26 (Medium) | Directional | LED | 3 | 85 | 132 | 121 | 1566 |  | 40 |  | 17.5 | 60 | No | 25000 | 3000 | 84 | 23 | 0.9 | -20 | Dimmable | 10% |  | None |  |  |  | 2015-05-14 | 2014-09-30 | United States, Canada | ES_1023648_89017_10012014162117_5271935 | 2221016
Sunshine Lighting | Sunlite | LED PAR LAMP | 89023 |  | PAR30 | Reflector (Flood/Spot) | E26 (Medium) | Directional | LED | 3 | 50 | 94 | 90 | 1452 |  | 40 | 600 | 10.5 | 57.1 | No | 25000 | 2700 | 83 | 20 | 0.9 | -20 | Dimmable | 10% |  | None |  |  |  | 2014-05-01 | 2014-12-22 | United States, Canada | ES_1023648_89023_12292014170811_2950912 | 2230319
Sunshine Lighting | Sunlite | LED PAR LAMP | 89024 |  | PAR30 | Reflector (Flood/Spot) | E26 (Medium) | Directional | LED | 3 | 50 | 94 | 90 | 1388 |  | 40 | 600 | 10.5 | 57.1 | No | 25000 | 3000 | 84 | 25 | 0.9 | -20 | Dimmable | 10% |  | None |  |  |  | 2014-05-01 | 2014-12-22 | United States, Canada | ES_1023648_89024_12292014170811_2893637 | 2230320
Sunshine Lighting | Sunlite | LED PAR LAMP | 89025 |  | PAR30 | Reflector (Flood/Spot) | E26 (Medium) | Directional | LED | 3 | 60 | 94 | 90 | 1519 |  | 40 | 600 | 10.5 | 57.1 | No | 25000 | 4000 | 84 | 17 | 0.9 | -20 | Dimmable | 10% |  | None |  |  |  | 2014-05-01 | 2015-01-09 | United States, Canada | ES_1023648_89025_01132015165002_7826802 | 2244641
Sunshine Lighting | Sunlite | LED R LAMP | 80036 |  | R20 | Reflector (Flood/Spot) | E26 (Medium) | Directional | LED | 3 | 45 | 93 | 63 |  |  | 120 | 450 | 8 | 56.3 | No | 25000 | 2700 | 81 | 10 | 0.9 | -20 | Dimmable | 10% |  | None |  |  |  | 2014-03-01 | 2014-10-01 | United States, Canada | ES_1023648_80036_10012014162143_3450749 | 2221014
Sunshine Lighting | Sunlite | MR16-GU5.3 | 80072 |  | MR16 | Reflector (Flood/Spot) | GU5.3 | Directional | LED | 3 | 50 | 50 | 50 | 1347 |  | 35 | 500 | 7 | 71.4 | No | 25000 | 3000 | 82 | 13 | 1 | -20 | Dimmable | 10% |  | None |  |  |  | 2014-01-01 | 2014-11-12 | United States, Canada | ES_1023648_80072_01212015114652_7834429 | 2231336
Sunshine Lighting | Sunlite | MR16-GU5.3 | 80072 |  | MR16 | Reflector (Flood/Spot) | GU5.3 | Directional | LED | 3 | 50 | 50 | 50 | 1347 |  | 35 |  | 7 | 71.4 | No | 25000 | 3000 | 82 | 13 | 1 | -20 | Dimmable | 10% |  | None |  |  |  | 2014-01-01 | 2014-11-12 | United States, Canada | ES_1023648_80072_11122014170952_8348830 | 2225042
Sunshine Lighting | Sunlite | MR16-GU5.3 | 80081 |  | MR16 | Reflector (Flood/Spot) | GU5.3 | Directional | LED | 3 | 50 | 50 | 50 | 1340 |  | 35 | 500 | 7 | 71.4 | No | 25000 | 2700 | 80 | 2 | 1 | -20 | Dimmable | 10% |  | None |  |  |  | 2014-01-01 | 2014-12-30 | United States, Canada | ES_1023648_80081_01022015140903_9629967 | 2230315
Sunshine Lighting | Sunlite | MR16-GU5.3 | 80082 |  | MR16 | Reflector (Flood/Spot) | GU5.3 | Directional | LED | 3 | 50 | 50 | 50 | 1351 |  | 35 | 500 | 7 | 71.4 | No | 25000 | 4000 | 83 | 13 | 1 | -20 | Dimmable | 10% |  | None |  |  |  | 2014-01-01 | 2015-01-19 | United States, Canada | ES_1023648_80082_01212015114652_2150717 | 2231335
Sunshine Lighting | Sunlite | PAR16 | 80122 | ,,80122 | PAR16 | Reflector (Flood/Spot) | E26 (Medium) | Directional | LED | 3 | 75 | 75 | 50 | 1340 |  | 35 | 500 | 7 | 71.4 | No | 25000 | 2700 | 81 | 10 | 1 | -20 | Dimmable | 5% | No | None | No |  |  | 2016-06-30 | 2016-06-28 | United States | ES_1023648_80122_07212016161441_2832667 | 2272897
Sunshine Lighting | Sunlite | PAR16 | 80249 |  | PAR16 | Reflector (Flood/Spot) | GU10 | Directional | LED | 3 | 50 | 59 | 50 | 1477 |  | 35 | 500 | 6.5 | 76.9 | No | 25000 | 3000 | 83 | 15 | 0.9 | -20 | Dimmable | 10% |  | None |  |  |  | 2014-07-01 | 2015-01-07 | United States, Canada | ES_1023648_80249_01132015164906_5877405 | 2230955
Sunshine Lighting | Sunlite | PAR16/GU10 | 80300 |  | PAR16 | Reflector (Flood/Spot) | GU10 | Directional | LED | 3 | 75 | 57 | 50 | 1265 |  | 38 |  | 7 | 71.4 | No | 25000 | 2700 | 81 | 10 | 1 | -20 | Dimmable | 5% |  | None |  |  |  | 2015-07-30 | 2015-07-31 | United States | ES_1023648_80300_08052015135340_8844679 | 2245106
Sunshine Lighting | Sunlite | PAR20 | 80018 |  | PAR20 | Reflector (Flood/Spot) | E26 (Medium) | Directional | LED | 3 | 50 | 85.1 | 63.6 | 1151 |  | 35 | 450 | 6 | 75 | No | 25000 | 2700 | 82 | 12 | 1 | -20 | Dimmable | 5% | No | None | No |  |  | 2016-07-26 | 2016-07-28 | United States | ES_1023648_80018_08052016153033_4464466 | 2274269
Sunshine Lighting | Sunlite | PAR30L | 89230 |  | PAR30L | Reflector (Flood/Spot) | E26 (Medium) | Directional | LED | 3 | 75 | 115 | 94 | 1751 |  | 40 |  | 13.5 | 55.6 | No | 25000 | 2700 | 83 | 21 | 0.9 | -20 | Dimmable | 10% |  | None |  |  |  | 2015-11-01 | 2015-11-03 | United States, Canada | ES_1023648_89230_11062015132853_8137043 | 2252018
Sunshine Lighting | Sunlite | PAR30L | 89231 |  | PAR30L | Reflector (Flood/Spot) | E26 (Medium) | Directional | LED | 3 | 75 | 115 | 94 | 1754 |  | 40 |  | 13.5 | 55.6 | No | 25000 | 3000 | 84 | 23 | 0.9 | -20 | Dimmable | 10% |  | None |  |  |  | 2015-11-01 | 2015-11-03 | United States, Canada | ES_1023648_89231_11062015132853_6907046 | 2252019
Sunshine Lighting | Sunlite | PAR30L | 89232 |  | PAR30L | Reflector (Flood/Spot) | E26 (Medium) | Directional | LED | 3 | 75 | 115 | 94 | 1933 |  | 40 |  | 13.5 | 55.6 | No | 25000 | 4000 | 85 | 25 | 0.9 | -20 | Dimmable | 10% |  | None |  |  |  | 2015-11-01 | 2015-11-03 | United States, Canada | ES_1023648_89232_11062015132853_5132438 | 2252020
Sunshine Lighting | Sunlite | PAR30L | 89233 |  | PAR30L | Reflector (Flood/Spot) | E26 (Medium) | Directional | LED | 3 | 75 | 115 | 94 | 2003 |  | 40 |  | 13.5 | 55.6 | No | 25000 | 5000 | 86 | 25 | 0.9 | -20 | Dimmable | 10% |  | None |  |  |  | 2015-11-01 | 2015-11-03 | United States, Canada | ES_1023648_89233_11062015132853_2095333 | 2252021
Sunshine Lighting | Sunlite | R20 | 80051 |  | R20 | Reflector (Flood/Spot) | E26 (Medium) | Directional | LED | 3 | 50 | 100 | 63 |  |  | 105 | 550 | 8 | 68.8 | No | 25000 | 2700 | 82 | 7 | 1 | -20 | Dimmable | 5% |  | None |  |  |  | 2015-01-10 | 2015-01-12 | United States | ES_1023648_80051_01142015110530_6647432 | 2230943
Sunshine Lighting | Sunlite | R20 | 80052 |  | R20 | Reflector (Flood/Spot) | E26 (Medium) | Directional | LED | 3 | 50 | 100 | 63 |  |  | 105 | 550 | 8 | 68.8 | No | 25000 | 3000 | 83 | 7 | 1 | -20 | Dimmable | 5% |  | None |  |  |  | 2015-01-10 | 2015-01-12 | United States | ES_1023648_80052_01142015110530_9831395 | 2230944
Sunshine Lighting | Sunlite | R20 | 80053 |  | R20 | Reflector (Flood/Spot) | E26 (Medium) | Directional | LED | 3 | 50 | 100 | 63 |  |  | 105 | 580 | 8 | 72.5 | No | 25000 | 4000 | 83 | 18 | 1 | -20 | Dimmable | 5% |  | None |  |  |  | 2015-01-10 | 2015-01-12 | United States | ES_1023648_80053_01142015110530_7244715 | 2230945
Suzhou Daming Electric Co., Ltd. | Daming | CFL Lamp | BDS-26 26W |  | CFL Bare Spiral | General Purpose Replacement | E26 (Medium) | Omnidirectional | CFL | 3 | 100 | 145 | 60 |  | 2.5 |  | 1750 | 26 | 67.3 | No | 10000 | 2700 | 81 | -20 | 0.6 | -15 |  |  |  | Not for Use in Recessed Fixtures,Not for Use in Enclosed Fixtures |  |  |  | 2015-02-08 | 2015-03-02 | United States, Canada | ES_1088152_BDS-26 26W_03022015153327_9086342 | 2234790
Suzhou Daming Electric Co., Ltd. | Daming | CFL Lamp | BDTS-14W |  | CFL Bare Spiral | General Purpose Replacement | E26 (Medium) | Omnidirectional | CFL | 3 | 60 | 105 | 46 |  | 2.5 |  | 850 | 14 | 60.7 | No | 10000 | 2700 | 81 | -21 | 0.6 | -15 |  |  |  | Not for Use in Recessed Fixtures,Not for Use in Enclosed Fixtures |  |  |  | 2014-11-15 | 2015-01-09 | United States, Canada | ES_1088152_BDTS-14W_01092015180859_3989871 | 2231551
Suzhou Daming Electric Co., Ltd. | Daming | CFL Lamp | BDTS-23W |  | CFL Bare Spiral | General Purpose Replacement | E26 (Medium) | Omnidirectional | CFL | 3 | 100 | 124 | 60 |  | 2.5 |  | 1600 | 23 | 69.6 | No | 10000 | 2700 | 81 | -23 | 0.6 | -15 |  |  |  | Not for Use in Recessed Fixtures,Not for Use in Enclosed Fixtures |  |  |  | 2014-11-15 | 2015-01-15 | United States, Canada | ES_1088152_BDTS-23W_01152015181454_4031252 | 2231552
Suzhou Daming Electric Co., Ltd. | Daming | CFL Lamp | DGL-14W |  | CFL Covered Other | Other | E26 (Medium) | Omnidirectional | CFL | 3 | 60 | 120.9 | 59.5 |  | 2.5 |  | 800 | 14 | 57.1 | No | 10000 | 2700 | 83 | -23 | 0.6 | -15 |  |  |  | Not for Use in Recessed Fixtures,Not for Use in Enclosed Fixtures |  |  |  | 2014-11-15 | 2015-01-15 | United States, Canada | ES_1088152_DGL-14W_01152015181810_9828734 | 2231553
Suzhou RUNLUX Electric Ltd. | RUNLUX | LED Lamp | R2-11BR30D27K |  | BR30 | Reflector (Flood/Spot) | E26 (Medium) | Directional | LED | 3 | 65 | 129 | 95.1 |  |  |  | 750 | 11 | 68.2 | No | 25000 | 2700 | 93 | 65 | 1 | -20 | Dimmable | 10% |  | Damp Location Rated,Recessed Fixtures,Not for Use in Enclosed Fixtures,Shatter Resistant,Vibration Service |  |  |  | 2015-11-19 | 2015-12-15 | United States, Canada | ES_1134769_R2-11BR30D27K_12152015184625_3882913 | 2255375
Suzhou RUNLUX Electric Ltd. | RUNLUX | LED Lamp | R2-11BR30D30K |  | BR30 | Reflector (Flood/Spot) | E26 (Medium) | Directional | LED | 3 | 65 | 129.1 | 95.1 |  |  |  | 750 | 11 | 68.2 | No | 25000 | 3000 | 94 | 71 | 1 | -20 | Dimmable | 10% |  | Damp Location Rated,Recessed Fixtures,Not for Use in Enclosed Fixtures,Shatter Resistant,Vibration Service |  |  |  | 2015-11-19 | 2015-12-15 | United States, Canada | ES_1134769_R2-11BR30D30K_12152015184644_3918932 | 2255377
Suzhou RUNLUX Electric Ltd. | RUNLUX | LED Lamp | R2-11BR30D40K |  | BR30 | Reflector (Flood/Spot) | E26 (Medium) | Directional | LED | 3 | 65 | 129 | 95 |  |  |  | 750 | 11 | 68.2 | No | 25000 | 4000 | 94 | 85 | 1 | -20 | Dimmable | 10% |  | Damp Location Rated,Recessed Fixtures,Not for Use in Enclosed Fixtures,Shatter Resistant,Vibration Service |  |  |  | 2015-11-19 | 2015-12-15 | United States, Canada | ES_1134769_R2-11BR30D40K_12152015184648_3919095 | 2255378
Suzhou RUNLUX Electric Ltd. | RUNLUX | LED Lamp | R2-11BR30D50K |  | BR30 | Reflector (Flood/Spot) | E26 (Medium) | Directional | LED | 3 | 65 | 129 | 95 |  |  |  | 780 | 11 | 70.9 | No | 25000 | 5000 | 94 | 89 | 1 | -20 | Dimmable | 10% |  | Damp Location Rated,Recessed Fixtures,Not for Use in Enclosed Fixtures,Shatter Resistant,Vibration Service |  |  |  | 2015-11-19 | 2015-12-15 | United States, Canada | ES_1134769_R2-11BR30D50K_12152015184656_0287385 | 2255379
Suzhou RUNLUX Electric Ltd. | RUNLUX | LED Lamp | R2-12PAR30SD27K |  | PAR30L | Reflector (Flood/Spot) | E26 (Medium) | Directional | LED | 3 | 75 | 115 | 95 | 1965 |  | 40 | 800 | 12 | 66.7 | No | 25000 | 2700 | 93 | 64 | 1 | -20 | Dimmable | 10% |  | Damp Location Rated,Recessed Fixtures,Not for Use in Enclosed Fixtures,Shatter Resistant,Vibration Service |  |  |  | 2015-11-19 | 2015-12-08 | United States, Canada | ES_1134769_R2-12PAR30SD27K_12082015183012_3998183 | 2255371
Suzhou RUNLUX Electric Ltd. | RUNLUX | LED Lamp | R2-12PAR30SD30K |  | PAR30L | Reflector (Flood/Spot) | E26 (Medium) | Directional | LED | 3 | 75 | 115.1 | 95.1 | 1992 |  | 40 | 800 | 12 | 66.7 | No | 25000 | 3000 | 93 | 70 | 1 | -20 | Dimmable | 10% |  | Damp Location Rated,Recessed Fixtures,Not for Use in Enclosed Fixtures,Shatter Resistant,Vibration Service |  |  |  | 2015-11-19 | 2015-12-08 | United States, Canada | ES_1134769_R2-12PAR30SD30K_12082015183042_3818904 | 2255372
Suzhou RUNLUX Electric Ltd. | RUNLUX | LED Lamp | R2-12PAR30SD40K |  | PAR30L | Reflector (Flood/Spot) | E26 (Medium) | Directional | LED | 3 | 75 | 115.1 | 95 | 1989 |  | 40 | 830 | 12 | 69.2 | No | 25000 | 4000 | 94 | 84 | 1 | -20 | Dimmable | 10% |  | Damp Location Rated,Recessed Fixtures,Not for Use in Enclosed Fixtures,Shatter Resistant,Vibration Service |  |  |  | 2015-11-19 | 2015-12-08 | United States, Canada | ES_1134769_R2-12PAR30SD40K_12082015183049_3882909 | 2255373
Suzhou RUNLUX Electric Ltd. | RUNLUX | LED Lamp | R2-12PAR30SD50K |  | PAR30L | Reflector (Flood/Spot) | E26 (Medium) | Directional | LED | 3 | 75 | 115.1 | 95.1 | 2003 |  | 40 | 860 | 12 | 71.7 | No | 25000 | 5000 | 94 | 88 | 1 | -20 | Dimmable | 10% |  | Damp Location Rated,Recessed Fixtures,Not for Use in Enclosed Fixtures,Shatter Resistant,Vibration Service |  |  |  | 2015-11-19 | 2015-12-08 | United States, Canada | ES_1134769_R2-12PAR30SD50K_12082015183055_4981093 | 2255374
Suzhou RUNLUX Electric Ltd. | RUNLUX | LED Lamp | R2-7.5PAR20SD27K |  | PAR20 | Reflector (Flood/Spot) | E26 (Medium) | Directional | LED | 3 | 50 | 79.2 | 63.1 | 996 |  | 40 | 500 | 7.5 | 66.7 | No | 25000 | 2700 | 92 | 63 | 0.9 | -20 | Dimmable | 10% |  | Damp Location Rated,Recessed Fixtures,Not for Use in Enclosed Fixtures,Shatter Resistant,Vibration Service |  |  |  | 2015-11-19 | 2015-12-07 | United States, Canada | ES_1134769_R2-7.5PAR20SD27K_12072015172512_4781899 | 2255345
Suzhou RUNLUX Electric Ltd. | RUNLUX | LED Lamp | R2-7.5PAR20SD30K |  | PAR20 | Reflector (Flood/Spot) | E26 (Medium) | Directional | LED | 3 | 50 | 78.9 | 63.2 | 1063 |  | 40 | 500 | 7.5 | 66.7 | No | 25000 | 3000 | 93 | 70 | 1 | -20 | Dimmable | 10% |  | Damp Location Rated,Not for Use in Enclosed Fixtures,Shatter Resistant,Recessed Fixtures,Vibration Service |  |  |  | 2015-11-19 | 2015-12-07 | United States, Canada | ES_1134769_R2-7.5PAR20SD30K_12072015172547_3881934 | 2255346
Suzhou RUNLUX Electric Ltd. | RUNLUX | LED Lamp | R2-7.5PAR20SD40K |  | PAR20 | Reflector (Flood/Spot) | E26 (Medium) | Directional | LED | 3 | 50 | 79.1 | 63.1 | 1099 |  | 40 | 500 | 7.5 | 66.7 | No | 25000 | 4000 | 94 | 83 | 1 | -20 | Dimmable | 10% |  | Damp Location Rated,Recessed Fixtures,Not for Use in Enclosed Fixtures,Shatter Resistant,Vibration Service |  |  |  | 2015-11-19 | 2015-12-07 | United States, Canada | ES_1134769_R2-7.5PAR20SD40K_12072015172549_9389819 | 2255347
Suzhou RUNLUX Electric Ltd. | RUNLUX | LED Lamp | R2-7.5PAR20SD50K |  | PAR20 | Reflector (Flood/Spot) | E26 (Medium) | Directional | LED | 3 | 50 | 79.1 | 63.2 | 1046 |  | 40 | 530 | 7.5 | 70.7 | No | 25000 | 5000 | 94 | 89 | 1 | -20 | Dimmable | 10% |  | Damp Location Rated,Recessed Fixtures,Not for Use in Enclosed Fixtures,Shatter Resistant,Vibration Service |  |  |  | 2015-11-19 | 2015-12-07 | United States, Canada | ES_1134769_R2-7.5PAR20SD50K_12072015172553_2883899 | 2255348
Swiss LED USA Inc. | Swiss LED | LED | B11 4W 40WE 827 DIM E12 LT |  | B10 | Decorative | E12 (Candelabra) | Decorative | LED | 3 | 40 | 101.2 | 38 |  |  |  | 300 | 4 | 75 | No | 25000 | 2700 | 82 | 7 | 0.9 | -20 | Dimmable | 6% | No | Not for Use in Recessed Fixtures | No |  |  | 2016-09-10 | 2016-09-14 | United States | ES_1137114_B11 4W 40WE 827 DIM E12 LT_09162016113727_4544197 | 2279161
Technical Consumer Products, Inc. (TCP) | TCP | 80102741 | 80102741 |  | CFL Bare Spiral | General Purpose Replacement | E26 (Medium) | Omnidirectional | CFL | 9 | 100 | 140 | 61 |  | 1.3 |  | 1700 | 27 | 65 | No | 10000 | 4100 | 84 | 16 | 0.6 | -29 |  |  |  | None |  |  |  | 2008-09-17 | 2014-07-10 | United States, Canada | ES_20570_80102741_07102014210227_6147224 | 2215076
Technical Consumer Products, Inc. (TCP) | TCP | 801027413 | 801027413 |  | CFL Bare Spiral | General Purpose Replacement | E26 (Medium) | Omnidirectional | CFL | 9 | 100 | 140 | 61 |  | 1.3 |  | 1700 | 27 | 65 | No | 10000 | 4100 | 84 | 16 | 0.6 | -29 |  |  |  | None |  |  |  | 2008-09-17 | 2014-07-10 | United States, Canada | ES_20570_801027413_07102014210310_6190758 | 2215080
Technical Consumer Products, Inc. (TCP) | TCP | 80102750 | 80102750 |  | CFL Bare Spiral | General Purpose Replacement | E26 (Medium) | Omnidirectional | CFL | 9 | 100 | 140 | 61 |  | 1.3 |  | 1750 | 27 | 65 | No | 10000 | 5000 | 83 | 33 | 0.6 | -29 |  |  |  | None |  |  |  | 2008-09-17 | 2014-07-10 | United States, Canada | ES_20570_80102750_07102014193913_1153116 | 2215072
Technical Consumer Products, Inc. (TCP) | TCP | CANRLAO7W27K | CANRLAO7W27K |  | A19 | General Purpose Replacement | E26 (Medium) | Omnidirectional | LED | 3 | 40 | 112 | 61 |  |  |  | 450 | 7 | 65 | No | 25000 | 2700 | 83 | 22 | 0.9 | -29 | Dimmable | 5% |  | Other,Table, Vanity |  |  |  | 2013-06-04 | 2014-06-20 | United States, Canada | ES_20570_CANRLAO7W27K_06202014143540_4940897 | 2213492
Technical Consumer Products, Inc. (TCP) | TCP | CANRLAO7W50K | CANRLAO7W50K |  | A19 | General Purpose Replacement | E26 (Medium) | Omnidirectional | LED | 5 | 40 | 112 | 61 |  |  |  | 550 | 7 | 79 | No | 25000 | 5000 | 83 | 9 | 0.9 | -29 | Dimmable | 5% |  | Other,table, vanity |  |  |  | 2014-06-02 | 2014-10-15 | United States, Canada | ES_20570_CANRLAO7W50K_10152014194026_2026819 | 2222423
Technical Consumer Products, Inc. (TCP) | TCP | CRLBR3010W27KD | CRLBR3010W27KD |  | BR30 | Reflector (Flood/Spot) | E26 (Medium) | Directional | LED | 5 | 65 | 135 | 122 |  |  |  | 650 | 10 | 65 | No | 25000 | 2700 | 82 | 17 | 0.9 | -30 | Dimmable | 5% |  | Recessed Fixtures |  |  |  | 2013-06-21 | 2014-09-17 | United States, Canada | ES_20570_CRLBR3010W27KD_09272014210459_1899497 | 2220604
Technical Consumer Products, Inc. (TCP) | TCP | L14P38D30KFLW | L14P38D30KFLW |  | PAR38 | Reflector (Flood/Spot) | E26 (Medium) | Directional | LED | 5 | 90 | 132 | 122 | 2112 |  | 40 | 1000 | 14 | 71.4 | No | 25000 | 3000 | 83 | 15 | 0.9 | -30 | Dimmable | 20% | Yes | Wet Location Rated | No |  |  | 2016-04-01 | 2016-10-12 | United States, Canada | ES_20570_L14P38D30KFLW_10122016140210_0930447 | 2281185
Technical Consumer Products, Inc. (TCP) | TCP | L14P38D50KFLW | L14P38D50KFLW |  | PAR38 | Reflector (Flood/Spot) | E26 (Medium) | Directional | LED | 5 | 90 | 132 | 122 | 2369 |  | 40 | 1100 | 14 | 78.6 | No | 25000 | 5000 | 83 | 11 | 0.9 | -30 | Dimmable | 20% | Yes | Wet Location Rated | No |  |  | 2016-04-01 | 2016-10-07 | United States, Canada | ES_20570_L14P38D50KFLW_10072016170148_9708986 | 2280914
Technical Consumer Products, Inc. (TCP) | TCP | L9ADO27K | L9ADO27K | ,RL9ADO27K, | A19 | General Purpose Replacement | E26 (Medium) | Omnidirectional | LED | 3 | 60 | 114.8 | 60.8 |  |  |  | 800 | 9.7 | 82.5 | No | 25000 | 2700 | 82 | 9 | 0.7 | -29 | Dimmable | 5% |  | Recessed Fixtures |  |  |  | 2015-03-01 | 2015-02-13 | United States | ES_20570_L9ADO27K_02132015133829_4709346 | 2233059
Technical Consumer Products, Inc. (TCP) | TCP | L9BR30D27K | L9BR30D27K | ,RL9BR30D27K, | BR30 | Reflector (Flood/Spot) | E26 (Medium) | Directional | LED | 3 | 65 | 133 | 95 |  |  |  | 650 | 9 | 72 | No | 25000 | 2700 | 81 | 3 | 0.7 | -29 | Dimmable | 5% |  | Recessed Fixtures |  |  |  | 2015-03-01 | 2015-02-12 | United States, Canada | ES_20570_L9BR30D27K_02132015011451_0091868 | 2233044
Technical Consumer Products, Inc. (TCP) | TCP | L9BR30D27KP | L9BR30D27KP |  | BR30 | Reflector (Flood/Spot) | E26 (Medium) | Directional | LED | 3 | 65 | 133.5 | 95.1 |  |  | 110 | 650 | 9 | 72.2 | No | 25000 | 2700 | 81 | 3 | 0.7 | -29 | Dimmable | 4% | Yes | Damp Location Rated | No |  |  | 2015-04-01 | 2016-06-17 | United States | ES_20570_L9BR30D27KP_06172016220313_0993876 | 2270044
Technical Consumer Products, Inc. (TCP) | TCP | LA6027KND6ES | LA6027KND6ES |  | A19 | General Purpose Replacement | E26 (Medium) | Omnidirectional | LED | 3 | 60 | 115.6 | 60.5 |  |  |  | 800 | 9 | 88.9 | No | 15000 | 2700 | 82 | 6 | 0.6 | -29 |  |  | Yes | Damp Location Rated | No |  |  | 2016-06-07 | 2016-06-29 | United States | ES_20570_LA6027KND6ES_06292016160934_6574748 | 2271180
Technical Consumer Products, Inc. (TCP) | TCP | LA6050KND6ES | LA6050KND6ES |  | A19 | General Purpose Replacement | E26 (Medium) | Omnidirectional | LED | 3 | 60 | 115.6 | 60.5 |  |  |  | 800 | 9 | 88.9 | No | 15000 | 5000 | 83 | 7 | 0.6 | -29 |  |  | Yes | Damp Location Rated | No |  |  | 2016-06-07 | 2016-06-29 | United States | ES_20570_LA6050KND6ES_06292016160947_6587662 | 2271181
Technical Consumer Products, Inc. (TCP) | TCP | LA927KND12 | LA927KND12 |  | A19 | General Purpose Replacement | E26 (Medium) | Omnidirectional | LED | 3 | 60 | 111.8 | 66 |  |  |  | 800 | 9 | 88.9 | No | 15000 | 2700 | 82 | 6 | 0.6 | -29 |  |  | Yes | Damp Location Rated | No |  |  | 2016-06-01 | 2016-07-28 | United States | ES_20570_LA927KND12_07282016214027_2027152 | 2273727
Technical Consumer Products, Inc. (TCP) | TCP | LA950KND12 | LA950KND12 |  | A19 | General Purpose Replacement | E26 (Medium) | Omnidirectional | LED | 3 | 60 | 111.8 | 66 |  |  |  | 800 | 9 | 88.9 | No | 15000 | 5000 | 83 | 7 | 0.6 | -29 |  |  | Yes | Damp Location Rated | No |  |  | 2016-06-01 | 2016-07-28 | United States | ES_20570_LA950KND12_07282016214104_2064055 | 2273728
Technical Consumer Products, Inc. (TCP) | TCP | LAO1127UTB | LAO1127UTB |  | A19 | General Purpose Replacement | E26 (Medium) | Omnidirectional | LED | 5 | 60 | 113.5 | 61 |  |  |  | 800 | 11 | 72.7 | No | 25000 | 2700 | 83 | 18 | 0.9 | -30 | Dimmable | 10% |  | None |  |  |  | 2013-12-01 | 2014-08-05 | United States, Canada | ES_20570_LAO1127UTB_08052014135014_6614953 | 2217060
Technical Consumer Products, Inc. (TCP) | TCP | LAO1141UTB | LAO1141UTB |  | A19 | General Purpose Replacement | E26 (Medium) | Omnidirectional | LED | 5 | 60 | 113.5 | 61 |  |  |  | 850 | 11 | 77.3 | No | 25000 | 4000 | 84 | 27 | 0.9 | -30 | Dimmable | 5% |  | Other,Table, Vanity |  |  |  | 2013-12-01 | 2014-11-18 | United States, Canada | ES_20570_LAO1141UTB_11182014133127_7487547 | 2225280
Technical Consumer Products, Inc. (TCP) | TCP | LBR301027DUTB | LBR301027DUTB |  | BR30 | Reflector (Flood/Spot) | E26 (Medium) | Directional | LED | 3 | 65 | 135 | 122 |  |  |  | 750 | 10 | 65 | No | 25000 | 2700 | 82 | 17 | 0.9 | -29 | Dimmable | 5% |  | Recessed Fixtures |  |  |  | 2013-06-21 | 2014-06-23 | United States, Canada | ES_20570_LBR301027UTB_06232014124841_7721823 | 2213687
Technical Consumer Products, Inc. (TCP) | TCP | LED10A19D27K | LED10A19D27K |  | A19 | General Purpose Replacement | E26 (Medium) | Omnidirectional | LED | 5 | 60 | 109 | 61 |  |  |  | 800 | 9.5 | 84.2 | No | 25000 | 2700 | 81 | 7 | 0.8 | -30 | Dimmable | 20% | Yes | Damp Location Rated | No |  |  | 2013-12-01 | 2016-09-01 | United States, Canada | ES_20570_LED10A19D27K_09012016211248_4368328 | 2277995
Sunco Lighting | Sunco Lighting | Self-ballasted LED Lamp | SCPAR20 |  | PAR20 | Reflector (Flood/Spot) | E26 (Medium) | Directional | LED | 3 | 50 | 79 | 63.5 | 1085 |  | 40 |  | 6.7 | 78.6 | No | 25000 | 3000 | 84 | 14 | 0.9 | -40 | Dimmable | 5% |  | None |  |  |  | 2015-10-23 | 2015-10-22 | United States | ES_1127217_SCPAR20_10282015134408_3945269 | 2251373
Sunco Lighting | Sunco Lighting | Self-ballasted LED Lamp | SCPAR30 |  | PAR30L | Reflector (Flood/Spot) | E26 (Medium) | Directional | LED | 3 | 75 | 113 | 95 | 2235 |  | 40 |  | 14.2 | 80 | No | 25000 | 3000 | 84 | 13 | 1 | -40 | Dimmable | 10% |  | None |  |  |  | 2015-10-23 | 2015-10-22 | United States | ES_1127217_SCPAR30_10282015134418_3639833 | 2251372
Sunco Lighting | Sunco Lighting | Self-ballasted LED Lamp | SCPAR38 |  | PAR38 | Reflector (Flood/Spot) | E26 (Medium) | Directional | LED | 3 | 100 | 130 | 120 | 3344 |  | 40 |  | 18.1 | 82.9 | No | 25000 | 3000 | 84 | 12 | 1 | -40 | Dimmable | 10% |  | None |  |  |  | 2015-10-23 | 2015-10-22 | United States | ES_1127217_SCPAR38_10282015134435_7153815 | 2251371
Sunpark Electronics Corporation | Sunpark | A19 12W 3000K | A19-D12W-30K |  | A19 | General Purpose Replacement | E26 (Medium) | Omnidirectional | LED | 3 | 60 | 112 | 60 |  |  |  | 800 | 12 | 66.7 | No | 25000 | 3000 | 81 | 3 | 0.9 | -20 | Dimmable | 10% |  | None |  |  |  | 2015-02-15 | 2015-02-18 | United States | ES_43668_A19-D12W-30K_02192015132030_1246657 | 2233480
Sunpark Electronics Corporation | Sunpark | A19 12W 4000K | A19-D12W-40K |  | A19 | General Purpose Replacement | E26 (Medium) | Omnidirectional | LED | 3 | 60 | 112 | 60 |  |  |  | 800 | 12 | 66.7 | No | 25000 | 4000 | 83 | 9 | 0.9 | -20 | Dimmable | 10% |  | None |  |  |  | 2015-02-15 | 2015-02-18 | United States | ES_43668_A19-D12W-40K_02192015132030_6009544 | 2233481
Sunpark Electronics Corporation | Sunpark | CFL GU24 13W 4100K | GU13W 4100K |  | CFL Bare Spiral | General Purpose Replacement | GU24 | Omnidirectional | CFL | 3 | 60 | 98 | 45 |  | 2 |  | 900 | 13.4 | 67.2 | No | 10000 | 4100 | 83 | -5 | 0.6 | -18 |  |  |  | None |  |  |  | 2015-08-20 | 2015-08-14 | United States | ES_43668_GU13W 4100K_09012015090110_8734323 | 2246854
Sunpark Electronics Corporation | Sunpark | CFL GU24 18W 4100K | GU18W 4100K |  | CFL Bare Spiral | General Purpose Replacement | GU24 | Omnidirectional | CFL | 3 | 75 | 102 | 60 |  | 2.5 |  | 1215 | 18.3 | 66.4 | No | 10000 | 4100 | 83 | 11 | 0.5 | -18 |  |  |  | Not for Use in Enclosed Fixtures |  |  |  | 2015-08-20 | 2015-08-14 | United States | ES_43668_GU18W 4100K_09012015090058_2323139 | 2246855
Sunpark Electronics Corporation | Sunpark | CFL GU24 26W 4100K | GU26W 4100K |  | CFL Bare Spiral | General Purpose Replacement | GU24 | Omnidirectional | CFL | 3 | 100 | 126 | 60 |  | 2.5 |  | 1700 | 26 | 65.4 | No | 10000 | 4100 | 85 | 10 | 0.6 | -18 |  |  |  | Not for Use in Enclosed Fixtures |  |  |  | 2015-08-20 | 2015-08-14 | United States | ES_43668_GU26W 4100K_09012015090047_2107503 | 2246856
Sunpark Electronics Corporation | Sunpark | GU24 A19 12W 3000K | GU24-D12W |  | A19 | General Purpose Replacement | GU24 | Omnidirectional | LED | 3 | 60 | 108 | 56 |  |  |  | 800 | 12 | 66.7 | No | 50000 | 3000 | 81 | 7 | 0.8 | -20 | Dimmable | 10% |  | None |  |  |  | 2015-02-15 | 2015-02-19 | United States | ES_43668_GU24-D12W_02232015112509_8876073 | 2233811
Sunrise Lighting | Sunrise | DES-25 | DES-25 |  | BR40 | Reflector (Flood/Spot) | E26 (Medium) | Directional | CFL | 2 | 85 | 160.2 | 119.8 |  | 1.8 |  | 1200 | 23.6 | 50.8 | No | 10000 | 2700 | 82 | -5 | 0.6 | -18 |  |  |  | None |  |  |  | 2014-08-10 | 2015-01-23 | United States, Canada | ES_31003_DES-25_01232015104221_1023750 | 2231741
Sunrise Lighting | Sunrise | LED Lamp | SLED-9A60 |  | A19 | General Purpose Replacement | E26 (Medium) | Omnidirectional | LED | 3 | 60 | 109.4 | 59.7 |  |  |  | 810 | 8.5 | 95.3 | No | 25000 | 3000 | 81 | 1 | 0.9 | -20 | Dimmable | 20% |  | Damp Location Rated,Not for Use in Recessed Fixtures,Not for Use in Enclosed Fixtures,Shatter Resistant |  |  |  | 2015-12-05 | 2015-12-03 | United States | ES_31003_SLED-9A60_12032015155823_6598782 | 2254888
Sunrise Lighting | Sunrise | SGF-20 | SGF-20 |  | CFL A-type | General Purpose Replacement | E26 (Medium) | Decorative | CFL | 2 | 75 | 128.8 | 65.7 |  | 1.8 |  | 1150 | 18 | 63.9 | No | 10000 | 2700 | 82 | -6 | 0.6 | -18 |  |  |  | Damp Location Rated,Not for Use in Enclosed Fixtures |  |  |  | 2014-08-10 | 2015-01-26 | United States, Canada | ES_31003_SGF-20_01262015044950_1023752 | 2231831
Sunrise Lighting | Sunrise Lighting | Bare Spiral CFL | SSE-20/T-2 |  | CFL Bare Spiral | General Purpose Replacement | E26 (Medium) | Omnidirectional | CFL | 2 | 75 | 105.2 | 50.4 |  | 2.5 |  | 1255 | 20 | 62.8 | No | 12000 | 2700 | 81 | -13 | 0.6 | -18 |  |  |  | Not for Use in Enclosed Fixtures |  |  |  | 2015-04-01 | 2014-12-05 | United States | ES_31003_SSE-20/T-2_12122014164112_4511362 | 2229451
Sunrise Lighting | Sunrise Lighting | Bare Spiral CFL | SSE-23/T-2 |  | CFL Bare Spiral | General Purpose Replacement | E26 (Medium) | Omnidirectional | CFL | 2 | 100 | 114.8 | 50.2 |  | 2.5 |  | 1600 | 23.7 | 67.5 | Yes | 12000 | 2700 | 80 | -9 | 0.6 | -18 |  |  |  | Not for Use in Recessed Fixtures |  |  |  | 2015-04-01 | 2014-12-05 | United States | ES_31003_SSE-23/T-2_12122014164118_1055285 | 2229450
Sunrise Lighting | Sunrise Lighting | BR30 lamp | SLED-14/BR | ,,SLED-14/BR | BR30 | Reflector (Flood/Spot) | E26 (Medium) | Directional | LED | 5 | 65 | 136 | 95 | 356 |  | 93 | 662 | 13 | 51 | No | 30000 | 3000 | 92 | 73 | 0.9 | -24 | Dimmable | 10% |  | Recessed Fixtures |  |  |  | 2015-04-01 | 2014-05-28 | United States | ES_31003_SLED-14/BR_06062014152057_3023465 | 2212485
Sunrise Lighting | Sunrise Lighting | BR30 lamp | SLED-14BR |  | BR30 | Reflector (Flood/Spot) | E26 (Medium) | Directional | LED | 5 | 60 | 136.2 | 95.2 |  |  | 94 | 660 | 13 | 51 | No | 30000 | 3000 | 81 | 10 | 0.8 | -24 | Dimmable | 10% |  | None |  |  |  | 2015-04-01 | 2014-11-14 | United States | ES_31003_SLED-14BR_11212014164624_1804958 | 2226344
Sunrise Lighting | Sunrise Lighting | BR40 lamp | SLED-18BR |  | BR40 | Reflector (Flood/Spot) | E26 (Medium) | Directional | LED | 5 | 90 | 160 | 124.8 |  |  | 95 | 1065 | 18 | 59.2 | No | 30000 | 3000 | 92 | 71 | 0.9 | -24 | Dimmable | 10% |  | None |  |  |  | 2015-04-01 | 2014-11-14 | United States | ES_31003_SLED-18BR_11212014164631_6639660 | 2226343
Sunrise Lighting | Sunrise Lighting | Covered CFLs | SGF-14 |  | CFL A-type | General Purpose Replacement | E26 (Medium) | Omnidirectional | CFL | 2 | 60 | 115.4 | 65.9 |  | 2.5 |  | 855 | 14.2 | 61.1 | No | 10000 | 2700 | 83 | 5 | 0.6 | -20 |  |  |  | None |  |  |  | 2015-04-01 | 2014-12-12 | United States | ES_31003_SGF-14_12222014103511_4091745 | 2229903
Sunrise Lighting | Sunrise Lighting | Covered CFLs | SGF-14 |  | CFL A-type | General Purpose Replacement | E26 (Medium) | Omnidirectional | CFL | 2 | 60 | 115.4 | 65.9 |  | 2.5 |  | 855 | 14.2 | 61.1 | No | 10000 | 2700 | 83 | 5 | 0.6 | -20 |  |  |  | None |  |  |  | 2015-04-01 | 2014-12-12 | United States | ES_31003_SGF-14_12222014103511_5389424 | 2229904
Sunrise Lighting | Sunrise Lighting | LED Lamp | SLED-10/SD-2700K |  | A19 | General Purpose Replacement | E26 (Medium) | Omnidirectional | LED | 5 | 60 | 111.4 | 64.9 |  |  |  | 810 | 11 | 74 | No | 25000 | 2700 | 90 | 61 | 0.9 | -18 | Dimmable |  |  | None |  |  |  | 2015-12-20 | 2016-02-26 | United States | ES_31003_SLED-10/SD-2700K_03032016110321_7513893 | 2261333
Sunrise Lighting | Sunrise Lighting | LED Lamp | SLED-10/SD-3000K |  | A19 | General Purpose Replacement | E26 (Medium) | Omnidirectional | LED | 5 | 60 | 111.4 | 64.9 |  |  |  | 810 | 11 | 74 | No | 25000 | 3000 | 90 | 51 | 0.9 | -18 | Dimmable |  |  | None |  |  |  | 2015-12-20 | 2016-02-26 | United States | ES_31003_SLED-10/SD-3000K_03032016110321_8880768 | 2261334
Sunrise Lighting | Sunrise Lighting | LED Lamp | SLED-13/SD-2700K |  | A19 | General Purpose Replacement | E26 (Medium) | Omnidirectional | LED | 5 | 75 | 112.2 | 64.7 |  |  |  | 1100 | 14 | 78 | No | 25000 | 2700 | 93 | 61 | 0.9 | -18 | Dimmable |  |  | None |  |  |  | 2015-12-20 | 2016-02-26 | United States | ES_31003_SLED-13/SD-2700K_03032016110340_3156864 | 2261331
Sunshine Lighting | Sunlite | R20 | 80069 |  | R20 | Reflector (Flood/Spot) | E26 (Medium) | Directional | LED | 3 | 50 | 99 | 63 |  |  |  | 560 | 8 | 70 | No | 25000 | 3000 | 82 | 9 | 1 | -20 | Dimmable | 41% | No | None | No |  |  | 2016-08-25 | 2016-08-30 | United States | ES_1023648_80069_09092016143212_2164210 | 2278663
Sun & Stars Lighting, Inc. | Sun & Stars | LED LAMP | SUNLED12BR30DIM/40 |  | BR30 | Reflector (Flood/Spot) | E26 (Medium) | Directional | LED | 3 | 65 | 128.9 | 95.7 |  |  | 120 | 850 | 12 | 70.8 | No | 25000 | 4000 | 84 | 16 | 1 | -30 | Dimmable | 10% |  | Damp Location Rated,Not for Use in Enclosed Fixtures |  |  |  | 2015-05-15 | 2015-06-04 | United States, Canada | ES_1035839_SUNLED12BR30DIM/40_06042015022000_1023826 | 2241085
Sun & Stars Lighting, Inc. | Sun & Stars | LED LAMP | SUNLED12BR30DIM/50 |  | BR30 | Reflector (Flood/Spot) | E26 (Medium) | Directional | LED | 3 | 65 | 129.7 | 94.2 | 324 |  | 120 | 850 | 12 | 70.8 | No | 25000 | 5000 | 85 | 16 | 1 | -30 | Dimmable | 10% |  | Damp Location Rated,Not for Use in Enclosed Fixtures |  |  |  | 2015-05-15 | 2015-06-04 | United States, Canada | ES_1035839_SUNLED12BR30DIM/50_06052015020330_1023827 | 2246371
Sun & Stars Lighting, Inc. | Sun & Stars | LED LAMP | SUNLED19BR40DIM/50 |  | BR40 | Reflector (Flood/Spot) | E26 (Medium) | Directional | LED | 3 | 100 | 158.7 | 120 |  |  | 120 | 1400 | 19 | 73.7 | No | 25000 | 5000 | 85 | 17 | 0.9 | -30 | Dimmable | 10% |  | Damp Location Rated,Not for Use in Enclosed Fixtures |  |  |  | 2015-05-15 | 2015-05-29 | United States, Canada | ES_1035839_SUNLED19BR40DIM/50_06012015030730_1023821 | 2240569
Sun & Stars Lighting, Inc. | Sun & Stars | SSL23-R40/SW | SSL23-R40/SW |  | BR40 | Reflector (Flood/Spot) | E26 (Medium) | Directional | CFL | 2 | 85 | 160.2 | 119.8 |  | 1.8 |  | 1200 | 23.6 | 50.9 | No | 10000 | 2700 | 82 | -5 | 0.6 | -21 |  |  |  | Not for Use in Enclosed Fixtures |  |  |  | 2015-04-10 | 2015-04-10 | United States, Canada | ES_1035839_SSL23-R40/SW_04132015015000_1023791 | 2236215
Sun & Stars Lighting, Inc. | Sun & Stars | SUNLED11A19DIM/30ECO | SUNLED11A19DIM/30ECO |  | A19 | General Purpose Replacement | E26 (Medium) | Omnidirectional | LED | 3 | 60 | 112.3 | 60.9 |  |  |  | 800 | 11 | 72.7 | No | 25000 | 3000 | 81 | 3 | 0.9 | -30 | Dimmable | 10% |  | Damp Location Rated,Not for Use in Enclosed Fixtures |  |  |  | 2015-04-10 | 2015-04-10 | United States, Canada | ES_1035839_SUNLED11A19DIM/30ECO_04102015124111_1023791 | 2236147
Sun & Stars Lighting, Inc. | Sun & Stars | SUNLED11A19DIM/40ECO | SUNLED11A19DIM/40ECO |  | A19 | General Purpose Replacement | E26 (Medium) | Omnidirectional | LED | 3 | 60 | 112.3 | 60.9 |  |  |  | 800 | 11 | 72.7 | No | 25000 | 4000 | 84 | 20 | 0.9 | -30 | Dimmable | 10% |  | Damp Location Rated,Not for Use in Enclosed Fixtures |  |  |  | 2015-04-10 | 2015-04-10 | United States, Canada | ES_1035839_SUNLED11A19DIM/40ECO_04102015125551_1023791 | 2236148
Sun & Stars Lighting, Inc. | Sun & Stars | SUNLED11A19DIM/50ECO | SUNLED11A19DIM/50ECO |  | A19 | General Purpose Replacement | E26 (Medium) | Omnidirectional | LED | 3 | 60 | 112.3 | 60.9 |  |  |  | 800 | 11 | 72.7 | No | 25000 | 5000 | 85 | 21 | 0.9 | -30 | Dimmable | 10% |  | Damp Location Rated,Not for Use in Enclosed Fixtures |  |  |  | 2015-04-10 | 2015-04-10 | United States, Canada | ES_1035839_SUNLED11A19DIM/50ECO_04102015010110_1023791 | 2236149
Sun & Stars Lighting, Inc. | Sun & Stars | SUNLED12BR30DIM/30 | SUNLED12BR30DIM/30 |  | BR30 | Reflector (Flood/Spot) | E26 (Medium) | Directional | LED | 3 | 65 | 128.9 | 94.7 |  |  |  | 850 | 12 | 70.8 | No | 25000 | 3000 | 82 | 9 | 1 | -30 | Dimmable | 10% |  | Damp Location Rated,Not for Use in Enclosed Fixtures |  |  |  | 2015-05-15 | 2015-06-15 | United States | ES_1035839_SUNLED12BR30DIM/30_06152015011330_1023831 | 2241563
Sun & Stars Lighting, Inc. | Sun & Stars | SUNLED12BR30DIMG/30 | SUNLED12BR30DIMG/30 |  | BR30 | Reflector (Flood/Spot) | E26 (Medium) | Directional | LED | 3 | 65 | 129 | 94.7 |  |  | 120 | 800 | 12 | 66.7 | No | 25000 | 3000 | 94 | 70 | 1 | -30 | Dimmable | 10% |  | Damp Location Rated,Not for Use in Enclosed Fixtures |  |  |  | 2015-05-25 | 2015-05-29 | United States, Canada | ES_1035839_SUNLED12BR30DIMG/30_06012015032330_1023821 | 2240552
Sun & Stars Lighting, Inc. | Sun & Stars | SUNLED13PAR30DIM/30 | SUNLED13PAR30DIM/30 |  | PAR30L | Reflector (Flood/Spot) | E26 (Medium) | Directional | LED | 3 | 75 | 116 | 94.7 | 2337 |  | 40 | 850 | 13 | 65.4 | No | 25000 | 3000 | 83 | 12 | 1 | -30 | Dimmable | 10% |  | Damp Location Rated,Not for Use in Enclosed Fixtures |  |  |  | 2015-05-15 | 2015-05-29 | United States, Canada | ES_1035839_SUNLED13PAR30DIM/30_06012015021840_1023820 | 2240545
Sun & Stars Lighting, Inc. | Sun & Stars | SUNLED13PAR30DIM/40 | SUNLED13PAR30DIM/40 |  | PAR30 | Reflector (Flood/Spot) | E26 (Medium) | Directional | LED | 3 | 75 | 116 | 94.7 | 2197 |  | 40 | 850 | 13 | 65.4 | No | 25000 | 4000 | 84 | 15 | 0.9 | -30 | Dimmable | 10% |  | Damp Location Rated,Not for Use in Enclosed Fixtures |  |  |  | 2015-05-15 | 2015-05-29 | United States, Canada | ES_1035839_SUNLED13PAR30DIM/40_06012015022620_1023820 | 2240544
Sun & Stars Lighting, Inc. | Sun & Stars | SUNLED13PAR30DIM/50 | SUNLED13PAR30DIM/50 |  | PAR30 | Reflector (Flood/Spot) | E26 (Medium) | Directional | LED | 3 | 75 | 116 | 94.7 | 2258 |  | 40 | 850 | 13 | 65.4 | No | 25000 | 5000 | 85 | 17 | 0.9 | -30 | Dimmable | 10% |  | Damp Location Rated,Not for Use in Enclosed Fixtures |  |  |  | 2015-05-15 | 2015-05-29 | United States, Canada | ES_1035839_SUNLED13PAR30DIM/50_06012015024000_1023820 | 2240543
Sun & Stars Lighting, Inc. | Sun & Stars | SUNLED14BR40DIMG/30 | SUNLED14BR40DIMG/30 |  | BR40 | Reflector (Flood/Spot) | E26 (Medium) | Directional | LED | 3 | 75 | 158.3 | 119.9 |  |  | 120 | 1000 | 14 | 71.4 | No | 25000 | 3000 | 93 | 70 | 1 | -30 | Dimmable | 10% |  | Damp Location Rated,Not for Use in Enclosed Fixtures |  |  |  | 2015-06-04 | 2015-06-30 | United States, Canada | ES_1035839_SUNLED14BR40DIMG/30_06302015095730_1023826 | 2242424
Sun & Stars Lighting, Inc. | Sun & Stars | SUNLED19BR40DIM/30 | SUNLED19BR40DIM/30 |  | BR40 | Reflector (Flood/Spot) | E26 (Medium) | Directional | LED | 3 | 100 | 158.7 | 120 |  |  | 120 | 1400 | 19 | 73.7 | No | 25000 | 3000 | 82 | 9 | 0.9 | -30 | Dimmable | 10% |  | Damp Location Rated,Not for Use in Enclosed Fixtures |  |  |  | 2015-05-15 | 2015-05-29 | United States, Canada | ES_1035839_SUNLED19BR40DIM/30_06012015025110_1023820 | 2240546
Swiss LED USA Inc. | Swiss LED | LED | B11 6W 60WE 827 DIM E12 LT |  | B10 | Decorative | E12 (Candelabra) | Decorative | LED | 3 | 60 | 102.2 | 37.8 |  |  |  | 500 | 6 | 83.3 | No | 25000 | 2700 | 81 | 6 | 0.9 | -20 | Dimmable | 4% | No | Not for Use in Recessed Fixtures | No |  |  | 2016-09-10 | 2016-09-14 | United States | ES_1137114_B11 6W 60WE 827 DIM E12 LT_09162016113747_4149968 | 2279160
Swiss LED USA Inc. | Swiss LED | LED | BR20 7.5W 50WE 927 E26 DIM CEC |  | R20 | Reflector (Flood/Spot) | E26 (Medium) | Directional | LED | 3 | 50 | 97.4 | 67.1 |  |  | 107 | 525 | 7.5 | 70 | No | 35000 | 2700 | 91 | 53 | 1 | -20 | Dimmable | 4% | No | None | No |  |  | 2016-09-05 | 2016-09-14 | United States | ES_1137114_BR20 7.5W 50WE 927 E26 DIM CEC_09162016113044_5780433 | 2279150
Swiss LED USA Inc. | Swiss LED | LED | BR30 10W 65WE 927 E26 DIM CEC |  | BR30 | Reflector (Flood/Spot) | E26 (Medium) | Directional | LED | 3 | 65 | 131.2 | 95 |  |  |  | 650 | 10.5 | 61.9 | No | 35000 | 2700 | 91 | 54 | 1 | -20 | Dimmable | 4% | No | None | No |  |  | 2016-09-05 | 2016-09-14 | United States | ES_1137114_BR30 10W 65WE 927 E26 DIM CEC_09162016113058_3805352 | 2279149
Swiss LED USA Inc. | Swiss LED | LED | BR30 14W 75WE 927 E26 DIM CEC |  | BR30 | Reflector (Flood/Spot) | E26 (Medium) | Directional | LED | 3 | 75 | 131.5 | 95.2 |  |  | 96 | 940 | 14.5 | 64.8 | No | 35000 | 2700 | 91 | 53 | 1 | -20 | Dimmable | 4% | No | None | No |  |  | 2016-09-05 | 2016-09-14 | United States | ES_1137114_BR30 14W 75WE 927 E26 DIM CEC_09162016113114_3065286 | 2279148
Swiss LED USA Inc. | Swiss LED | LED | BR40 14W 75WE 927 E26 DIM CEC |  | BR40 | Reflector (Flood/Spot) | E26 (Medium) | Directional | LED | 3 | 75 | 165.2 | 129.8 |  |  | 101 | 940 | 14.5 | 64.8 | No | 35000 | 2700 | 91 | 54 | 1 | -20 | Dimmable | 4% | No | None | No |  |  | 2016-09-10 | 2016-09-14 | United States | ES_1137114_BR40 14W 75WE 927 E26 DIM CEC_09162016113131_2315384 | 2279147
Swiss LED USA Inc. | Swiss LED | LED | BR40 20W 90WE 927 E26 DIM CEC |  | BR40 | Reflector (Flood/Spot) | E26 (Medium) | Directional | LED | 3 | 90 | 165.5 | 129.9 |  |  | 102 | 1260 | 20 | 63 | No | 35000 | 2700 | 91 | 54 | 1 | -20 | Dimmable | 4% | No | None | No |  |  | 2016-09-10 | 2016-09-14 | United States | ES_1137114_BR40 20W 90WE 927 E26 DIM CEC_09162016113148_2698635 | 2279146
Taizhou JiaoGuang Lighting Co. Ltd. | LIGHT THE FUTURE | A122 2700K | A122 |  | A19 | General Purpose Replacement | E26 (Medium) | Omnidirectional | LED | 3 | 40 | 102.8 | 59.6 |  |  |  | 700 | 9.9 | 70.7 | No | 25000 | 2700 | 81 | 4 | 1 | -20 | Dimmable | 5% |  | None |  |  |  | 2015-10-01 | 2015-09-18 | United States | ES_1122253_A122 2700K_11022015115345_7004594 | 2251560
Taizhou JiaoGuang Lighting Co. Ltd. | LIGHT THE FUTURE | A122 3000K | A122 |  | A19 | General Purpose Replacement | E26 (Medium) | Omnidirectional | LED | 3 | 40 | 112.1 | 62.5 |  |  |  | 700 | 9.9 | 70.7 | No | 25000 | 3000 | 81 | 6 | 1 | -20 | Dimmable | 5% |  | None |  |  |  | 2015-10-01 | 2015-09-18 | United States | ES_1122253_A122 3000K_11022015115345_7004594 | 2251561
Taizhou JiaoGuang Lighting Co. Ltd. | LIGHT THE FUTURE | A122 4000K | A122 |  | A19 | General Purpose Replacement | E26 (Medium) | Omnidirectional | LED | 3 | 40 | 102.8 | 59.6 |  |  |  | 700 | 9.9 | 70.7 | No | 25000 | 4000 | 83 | 14 | 1 | -20 | Dimmable | 5% |  | None |  |  |  | 2015-10-01 | 2015-09-18 | United States | ES_1122253_A122 4000K_11022015115345_7004594 | 2251562
Taizhou JiaoGuang Lighting Co. Ltd. | LIGHT THE FUTURE | A122 5000K | A122 |  | A19 | General Purpose Replacement | E26 (Medium) | Omnidirectional | LED | 3 | 40 | 111.2 | 62.6 |  |  |  | 800 | 9.9 | 81.8 | No | 25000 | 5000 | 82 | 2 | 1 | -20 | Dimmable | 5% |  | None |  |  |  | 2015-10-01 | 2015-09-18 | United States | ES_1122253_A122 5000K_11022015115345_7004594 | 2251563
Taizhou JiaoGuang Lighting Co. Ltd. | LIGHT THE FUTURE | A124 2700K | A124 |  | A19 | General Purpose Replacement | E26 (Medium) | Omnidirectional | LED | 3 | 40 | 107.7 | 61.6 |  |  |  | 500 | 7 | 71.4 | No | 25000 | 2700 | 82 | 13 | 0.9 | -20 | Dimmable | 5% |  | None |  |  |  | 2015-10-01 | 2015-09-18 | United States | ES_1122253_A124 2700K_11022015115345_7004594 | 2251564
Taizhou JiaoGuang Lighting Co. Ltd. | LIGHT THE FUTURE | A124 3000K | A124 |  | A19 | General Purpose Replacement | E26 (Medium) | Omnidirectional | LED | 3 | 40 | 107.6 | 61.6 |  |  |  | 510 | 7 | 72.9 | No | 25000 | 3000 | 81 | 3 | 0.9 | -20 | Dimmable | 5% |  | None |  |  |  | 2015-10-01 | 2015-09-18 | United States | ES_1122253_A124 3000K_11022015115345_7004594 | 2251565
Taizhou JiaoGuang Lighting Co. Ltd. | LIGHT THE FUTURE | A124 4000K | A124 |  | A19 | General Purpose Replacement | E26 (Medium) | Omnidirectional | LED | 3 | 40 | 107.7 | 62.1 |  |  |  | 560 | 7 | 80 | No | 25000 | 4000 | 82 | 5 | 0.9 | -20 | Dimmable | 5% |  | None |  |  |  | 2015-10-01 | 2015-09-18 | United States | ES_1122253_A124 4000K_11022015115345_7004594 | 2251566
Taizhou JiaoGuang Lighting Co. Ltd. | LIGHT THE FUTURE | A124 5000K | A124 |  | A19 | General Purpose Replacement | E26 (Medium) | Omnidirectional | LED | 3 | 40 | 107.5 | 62.6 |  |  |  | 580 | 7 | 82.9 | No | 25000 | 5000 | 82 | 0 | 0.9 | -20 | Dimmable | 5% |  | None |  |  |  | 2015-10-01 | 2015-09-18 | United States | ES_1122253_A124 5000K_11022015115345_7004594 | 2251567
Taizhou JiaoGuang Lighting Co. Ltd. | LIGHT THE FUTURE | BR102-3000K | BR102-3000K | ,BR102-3000K,3000K; ,BR102-4000K,4000K; ,BR102-5000K,5000K | BR30 | Reflector (Flood/Spot) | E26 (Medium) | Directional | LED | 3 | 75 | 133.9 | 95.1 |  |  | 110 | 800 | 11 | 72.7 | No | 25000 | 3000 | 83 | 16 | 0.9 | -20 | Dimmable | 10% |  | Recessed Fixtures |  |  |  | 2014-01-01 | 2014-10-17 | United States | ES_1122253_BR102-3000K_10162014164512_1316186 | 2223525
Taizhou JiaoGuang Lighting Co. Ltd. | LIGHT THE FUTURE | LED Lamps | CD101 |  | Decorative: Other | Decorative | E12 (Candelabra) | Decorative | LED | 3 | 40 | 117.4 | 36.5 |  |  |  | 350 | 5 | 70 | No | 25000 | 2700 | 81 | 3 | 0.9 | -25 | Dimmable | 20% |  | None |  |  |  | 2014-11-20 | 2015-02-18 | United States, Canada | ES_1122253_CD101_02192015131821_7279742 | 2233495
Taizhou JiaoGuang Lighting Co. Ltd. | LIGHT THE FUTURE | LED Lamps | CD101 |  | Decorative: Other | Decorative | E12 (Candelabra) | Decorative | LED | 3 | 40 | 117.4 | 36.5 |  |  |  | 350 | 5 | 70 | No | 25000 | 3000 | 82 | 8 | 0.9 | -25 | Dimmable | 20% |  | None |  |  |  | 2014-11-20 | 2015-02-18 | United States, Canada | ES_1122253_CD101_02192015131821_3119278 | 2233496
Taizhou JiaoGuang Lighting Co. Ltd. | LIGHT THE FUTURE | LED Lamps | CD101 |  | Decorative: Other | Decorative | E12 (Candelabra) | Decorative | LED | 3 | 40 | 117.4 | 36.5 |  |  |  | 350 | 5 | 70 | No | 25000 | 4000 | 84 | 21 | 0.9 | -25 | Dimmable | 20% |  | None |  |  |  | 2014-11-20 | 2015-02-18 | United States, Canada | ES_1122253_CD101_02192015131821_3065090 | 2233497
Taizhou JiaoGuang Lighting Co. Ltd. | LIGHT THE FUTURE | LED Lamps | CD101 |  | Decorative: Other | Decorative | E12 (Candelabra) | Decorative | LED | 3 | 40 | 117.4 | 36.5 |  |  |  | 400 | 5 | 80 | No | 25000 | 5000 | 84 | 13 | 0.9 | -25 | Dimmable | 20% |  | None |  |  |  | 2014-11-20 | 2015-02-18 | United States, Canada | ES_1122253_CD101_02192015131821_1337039 | 2233498
Taizhou JiaoGuang Lighting Co. Ltd. | LIGHT THE FUTURE | LED Lamps | PAR401 |  | PAR20 | Reflector (Flood/Spot) | E26 (Medium) | Directional | LED | 3 | 50 | 87.2 | 64.5 | 783 |  | 35 |  | 7 | 78.6 | No | 25000 | 4000 | 82 | 18 | 0.9 | -25 | Dimmable | 20% |  | None |  |  |  | 2014-10-11 | 2015-01-26 | United States, Canada | ES_1122253_PAR401_01262015162622_5998187 | 2232525
Taizhou JiaoGuang Lighting Co. Ltd. | LIGHT THE FUTURE | LED Lamps | PAR401 |  | PAR20 | Reflector (Flood/Spot) | E26 (Medium) | Directional | LED | 3 | 50 | 87.2 | 64.5 | 816 |  | 35 |  | 7 | 70 | No | 25000 | 2700 | 82 | 18 | 0.9 | -25 | Dimmable | 20% |  | None |  |  |  | 2014-10-11 | 2015-01-26 | United States, Canada | ES_1122253_PAR401_01262015162622_2015817 | 2232523
Taizhou JiaoGuang Lighting Co. Ltd. | LIGHT THE FUTURE | LED Lamps | PAR401 |  | PAR20 | Reflector (Flood/Spot) | E26 (Medium) | Directional | LED | 3 | 50 | 87.2 | 64.5 | 833 |  | 35 |  | 7 | 74.3 | No | 25000 | 3000 | 83 | 21 | 0.9 | -25 | Dimmable | 20% |  | None |  |  |  | 2014-10-11 | 2015-01-26 | United States, Canada | ES_1122253_PAR401_01262015162622_2334041 | 2232524
Taizhou JiaoGuang Lighting Co. Ltd. | LIGHT THE FUTURE | LED Lamps | PAR401 |  | PAR20 | Reflector (Flood/Spot) | E26 (Medium) | Directional | LED | 3 | 50 | 87.2 | 64.5 | 1027 |  | 35 |  | 7 | 90 | No | 25000 | 5000 | 83 | 7 | 1 | -25 | Dimmable | 20% |  | None |  |  |  | 2014-10-11 | 2015-01-26 | United States, Canada | ES_1122253_PAR401_01262015162622_1501202 | 2232526
Technical Consumer Products, Inc. (TCP) | TCP | LED10A19D30K | LED10A19D30K |  | A19 | General Purpose Replacement | E26 (Medium) | Omnidirectional | LED | 5 | 60 | 109 | 61 |  |  |  | 825 | 9.5 | 86.8 | No | 25000 | 3000 | 83 | 11 | 0.8 | -30 | Dimmable | 20% | Yes | Damp Location Rated | No |  |  | 2013-12-01 | 2016-10-13 | United States, Canada | ES_20570_LED10A19D30K_10132016135716_7036299 | 2281333
Technical Consumer Products, Inc. (TCP) | TCP | LED10A19D41K | LED10A19D41K |  | A19 | General Purpose Replacement | E26 (Medium) | Omnidirectional | LED | 5 | 60 | 109 | 61 |  |  |  | 850 | 9.5 | 89.5 | No | 25000 | 4000 | 83 | 5 | 0.8 | -30 | Dimmable | 20% | Yes | Damp Location Rated | No |  |  | 2013-12-01 | 2016-10-13 | United States, Canada | ES_20570_LED10A19D41K_10132016141056_7856176 | 2281336
Technical Consumer Products, Inc. (TCP) | TCP | LED10A19D50K | LED10A19D50K |  | A19 | General Purpose Replacement | E26 (Medium) | Omnidirectional | LED | 5 | 60 | 109 | 61 |  |  |  | 875 | 9.5 | 84.2 | No | 25000 | 5000 | 83 | 7 | 0.8 | -30 | Dimmable | 20% | Yes | Damp Location Rated | No |  |  | 2013-12-01 | 2016-09-02 | United States, Canada | ES_20570_LED10A19D50K_09022016183622_1382276 | 2278340
Technical Consumer Products, Inc. (TCP) | TCP | LED10A19DOD27K | LED10A19DOD27K | ,LED10A19DOD27KAPS,; ,LED10A19DOD27KDPL, | A19 | General Purpose Replacement | E26 (Medium) | Omnidirectional | LED | 5 | 60 | 115.7 | 60.6 |  |  |  | 800 | 10 | 80 | No | 25000 | 2700 | 82 | 11 | 0.7 | -30 | Dimmable | 20% | Yes | Damp Location Rated | No |  |  | 2013-12-01 | 2016-06-29 | United States, Canada | ES_20570_LED10A19DOD27K_06292016155933_5973133 | 2271177
Technical Consumer Products, Inc. (TCP) | TCP | LED10A19DOD27K48PK | LED10A19DOD27K48PK |  | A19 | General Purpose Replacement | E26 (Medium) | Omnidirectional | LED | 5 | 60 | 115.7 | 60.6 |  |  |  | 800 | 10 | 80 | No | 25000 | 2700 | 82 | 11 | 0.7 | -30 | Dimmable | 20% | Yes | Damp Location Rated | No |  |  | 2016-03-01 | 2016-06-29 | United States, Canada | ES_20570_LED10A19DOD27K48PK_06292016155958_5998255 | 2271178
Technical Consumer Products, Inc. (TCP) | TCP | LED10A19DOD27KCAMO | LED10A19DOD27KCAMO |  | A19 | General Purpose Replacement | E26 (Medium) | Omnidirectional | LED | 5 | 60 | 115.7 | 60.6 |  |  |  | 800 | 9.6 | 83.3 | No | 25000 | 2700 | 82 | 11 | 0.7 | -30 | Dimmable | 20% | Yes | Damp Location Rated | No |  |  | 2016-05-06 | 2016-06-14 | United States | ES_20570_LED10A19DOD27KCAMO_06142016162440_1480929 | 2269708
Technical Consumer Products, Inc. (TCP) | TCP | LED10A19DOD27KUTB | LED10A19DOD27KUTB | LED10A19DOD27KUTB,LED10A19DOD27KUTB, | A19 | General Purpose Replacement | E26 (Medium) | Omnidirectional | LED | 5 | 60 | 113.5 | 61 |  |  |  | 800 | 10.2 | 78.4 | No | 25000 | 2700 | 83 | 18 | 0.9 | -30 | Dimmable | 5% |  | Other,Table Lamp |  |  |  | 2013-12-01 | 2015-02-13 | United States, Canada | ES_20570_LED10A19DOD27KUTB_02132015134643_5203165 | 2233992
Technical Consumer Products, Inc. (TCP) | TCP | LED10A19DOD27KW | LED10A19DOD27KW |  | A19 | General Purpose Replacement | E26 (Medium) | Omnidirectional | LED | 5 | 60 | 116.2 | 61 |  |  |  | 800 | 9.5 | 84.2 | No | 25000 | 2700 | 82 | 8 | 0.8 | -30 | Dimmable | 19% | Yes | Wet Location Rated | No |  |  | 2016-03-04 | 2016-08-31 | United States, Canada | ES_20570_LED10A19DOD27KW_08312016155901_9141984 | 2277276
Technical Consumer Products, Inc. (TCP) | TCP | LED10A19DOD30K | LED10A19DOD30K |  | A19 | General Purpose Replacement | E26 (Medium) | Omnidirectional | LED | 5 | 60 | 115.7 | 60.6 |  |  |  | 825 | 10 | 82.5 | No | 25000 | 3000 | 82 | 9 | 0.7 | -30 | Dimmable | 20% | Yes | Damp Location Rated | No |  |  | 2013-12-01 | 2016-06-27 | United States, Canada | ES_20570_LED10A19DOD30K_06282016004035_4435271 | 2270981
Technical Consumer Products, Inc. (TCP) | TCP | LED10A19DOD30KW | LED10A19DOD30KW |  | A19 | General Purpose Replacement | E26 (Medium) | Omnidirectional | LED | 5 | 60 | 116.2 | 61 |  |  |  | 825 | 9.5 | 86.8 | No | 25000 | 3000 | 82 | 8 | 0.8 | -30 | Dimmable | 19% | Yes | Wet Location Rated | No |  |  | 2016-03-04 | 2016-08-09 | United States, Canada | ES_20570_LED10A19DOD30KW_08092016112605_1965290 | 2274423
Technical Consumer Products, Inc. (TCP) | TCP | LED10A19DOD41K | LED10A19DOD41K |  | A19 | General Purpose Replacement | E26 (Medium) | Omnidirectional | LED | 5 | 60 | 115.7 | 60.6 |  |  |  | 850 | 10 | 85 | No | 25000 | 4000 | 84 | 18 | 0.7 | -30 | Dimmable | 20% | Yes | Damp Location Rated | No |  |  | 2013-12-01 | 2016-06-27 | United States, Canada | ES_20570_LED10A19DOD41K_06282016004055_4455252 | 2270982
Technical Consumer Products, Inc. (TCP) | TCP | LED10A19DOD41KW | LED10A19DOD41KW |  | A19 | General Purpose Replacement | E26 (Medium) | Omnidirectional | LED | 5 | 60 | 116.2 | 61 |  |  |  | 850 | 9.5 | 89.5 | No | 25000 | 4000 | 82 | 10 | 0.8 | -30 | Dimmable | 19% | Yes | Wet Location Rated | No |  |  | 2016-03-04 | 2016-08-17 | United States, Canada | ES_20570_LED10A19DOD41KW_08172016172623_4783223 | 2275472
Technical Consumer Products, Inc. (TCP) | TCP | LED10A19DOD50K | LED10A19DOD50K |  | A19 | General Purpose Replacement | E26 (Medium) | Omnidirectional | LED | 5 | 60 | 115.6 | 60.7 |  |  |  | 850 | 10 | 85 | No | 25000 | 5000 | 84 | 15 | 0.7 | -30 | Dimmable | 20% | Yes | Damp Location Rated | No |  |  | 2013-12-01 | 2016-07-19 | United States, Canada | ES_20570_LED10A19DOD50K_07192016135532_6532212 | 2272675
Technical Consumer Products, Inc. (TCP) | TCP | LED10A19DOD50KW | LED10A19DOD50KW |  | A19 | General Purpose Replacement | E26 (Medium) | Omnidirectional | LED | 5 | 60 | 116.2 | 61 |  |  |  | 850 | 9.7 | 87.6 | No | 25000 | 5000 | 83 | 12 | 0.8 | -30 | Dimmable | 19% | Yes | Wet Location Rated | No |  |  | 2016-03-04 | 2016-08-31 | United States, Canada | ES_20570_LED10A19DOD50KW_08312016155950_9190770 | 2277277
Technical Consumer Products, Inc. (TCP) | TCP | LED10A19GUDOD27K | LED10A19GUDOD27K |  | A19 | General Purpose Replacement | GU24 | Omnidirectional | LED | 5 | 60 | 116 | 61 |  |  |  | 860 | 10.3 | 84 | No | 25000 | 2700 | 81 | 6 | 0.9 | -30 | Dimmable | 20% | Yes | Damp Location Rated | No |  |  | 2014-04-01 | 2016-08-08 | United States, Canada | ES_20570_LED10A19GUDOD27K_08082016133201_3121708 | 2274350
Technical Consumer Products, Inc. (TCP) | TCP | LED10A19GUDOD30K | LED10A19GUDOD30K |  | A19 | General Purpose Replacement | GU24 | Omnidirectional | LED | 5 | 60 | 110 | 61 |  |  |  | 825 | 10.3 | 80.1 | No | 25000 | 3000 | 83 | 13 | 0.9 | -30 | Dimmable | 20% | Yes | Damp Location Rated | No |  |  | 2014-04-01 | 2016-08-26 | United States, Canada | ES_20570_LED10A19GUDOD30K_10122015232632_2392741 | 2276571
Technical Consumer Products, Inc. (TCP) | TCP | LED10A19GUDOD41K | LED10A19GUDOD41K |  | A19 | General Purpose Replacement | GU24 | Omnidirectional | LED | 5 | 60 | 114.8 | 60.8 |  |  |  | 850 | 10.2 | 83.3 | No | 25000 | 4000 | 84 | 13 | 0.9 | -30 | Dimmable | 5% |  | Damp Location Rated,Recessed Fixtures |  |  |  | 2015-07-01 | 2015-11-19 | United States | ES_20570_LED10A19GUDOD41K_11192015170620_2780733 | 2252939
Technical Consumer Products, Inc. (TCP) | TCP | LED10A19GUDOD41K | LED10A19GUDOD41K |  | A19 | General Purpose Replacement | GU24 | Omnidirectional | LED | 5 | 60 | 116 | 61 |  |  |  | 850 | 10.3 | 82.5 | No | 25000 | 4000 | 84 | 14 | 0.9 | -30 | Dimmable | 20% | Yes | Damp Location Rated | No |  |  | 2014-04-01 | 2016-09-09 | United States, Canada | ES_20570_LED10A19GUDOD41K_09092016214314_7394032 | 2278922
Technical Consumer Products, Inc. (TCP) | TCP | LED10A19HPDOD27K | LED10A19HPDOD27K |  | A19 | General Purpose Replacement | E26 (Medium) | Omnidirectional | LED | 5 | 60 | 112 | 61 |  |  |  | 800 | 10 | 80 | No | 25000 | 2700 | 81 | 5 | 0.9 | -30 | Dimmable | 5% |  | Damp Location Rated,Recessed Fixtures |  |  |  | 2015-03-13 | 2015-11-19 | United States, Canada | ES_20570_LED10A19HPDOD27K_11192015212550_8350375 | 2252989
Technical Consumer Products, Inc. (TCP) | TCP | LED10A19OD27K | LED10A19OD27K |  | A19 | General Purpose Replacement | E26 (Medium) | Omnidirectional | LED | 5 | 60 | 112 | 61 |  |  |  | 800 | 10 | 80 | No | 25000 | 2700 | 83 | 21 | 0.9 | -30 |  |  |  | Other,Table, Vanity |  |  |  | 2013-06-10 | 2014-06-11 | United States, Canada | ES_20570_LED10A19OD27K_06182014125411_6051836 | 2213349
Sunrise Lighting | Sunrise Lighting | LED Lamp | SLED-13/SD-3000K |  | A19 | General Purpose Replacement | E26 (Medium) | Omnidirectional | LED | 5 | 75 | 112.2 | 64.7 |  |  |  | 1100 | 14 | 78 | No | 25000 | 3000 | 90 | 53 | 0.9 | -18 | Dimmable |  |  | None |  |  |  | 2015-12-20 | 2016-02-26 | United States | ES_31003_SLED-13/SD-3000K_03032016110340_5278286 | 2261332
Sunrise Lighting | Sunrise Lighting | MAR16 lamp | SLED-7MD |  | MR16 | Reflector (Flood/Spot) | GU5.3 | Directional | LED | 5 | 45 | 50 | 50 | 2011 |  | 35 | 478 | 9.8 | 49 | No | 30000 | 3000 | 85 | 22 | 0.9 | -24 | Dimmable | 10% |  | None |  |  |  | 2015-04-01 | 2014-11-21 | United States | ES_31003_SLED-7MD_11242014135406_2265309 | 2226346
Sunrise Lighting | Sunrise Lighting | PAR20 lamp | SLED-10PD |  | PAR20 | Reflector (Flood/Spot) | E26 (Medium) | Directional | LED | 5 | 40 | 85.6 | 62 | 554 |  | 40 | 450 | 10 | 45 | No | 30000 | 3000 | 83 | 20 | 0.9 | -24 | Dimmable | 10% |  | None |  |  |  | 2015-04-01 | 2014-11-17 | United States | ES_31003_SLED-10PD_11212014164608_8032561 | 2226345
Sunrise Lighting | Sunrise Lighting | PAR30 lamp | SLED-14/PD |  | PAR30L | Reflector (Flood/Spot) | E26 (Medium) | Directional | LED | 5 | 60 | 116 | 94.5 | 1835 |  | 33 | 660 | 13 | 51 | No | 30000 | 3000 | 92 | 67 | 0.9 | -24 | Dimmable | 10% |  | None |  |  |  | 2015-04-01 | 2014-11-14 | United States | ES_31003_SLED-14/PD_11212014164551_9145656 | 2226348
Sunrise Lighting | Sunrise Lighting | PAR38 lamp | SLED-18/PD |  | PAR38 | Reflector (Flood/Spot) | E26 (Medium) | Directional | LED | 5 | 90 | 135 | 119.7 | 2946 |  | 35 | 1065 | 18 | 59.2 | No | 30000 | 3000 | 92 | 68 | 0.9 | -24 | Dimmable | 10% |  | None |  |  |  | 2015-04-01 | 2014-11-14 | United States | ES_31003_SLED-18/PD_11212014164600_8051515 | 2226347
Sunshine Lighting | Sunlite | 80090-SU | 80090-SU | ,,Retail Number: MR16/7W/E/D/FL40/27K/CD | MR16 | Reflector (Flood/Spot) | GU5.3 | Directional | LED | 5 | 50 | 50.3 | 50.2 | 1202 |  | 40 | 450 | 7 | 64.3 | No | 25000 | 2700 | 82 | 6 | 0.7 | -20 | Dimmable | 15% |  | Damp Location Rated,Recessed Fixtures,Shatter Resistant |  |  |  | 2014-07-31 | 2014-08-04 | United States, Canada | ES_1023648_80090-SU_08052014101700_7180843 | 2217316
Sunshine Lighting | Sunlite | 80106 | 80106 |  | A19 | General Purpose Replacement | E26 (Medium) | Omnidirectional | LED | 3 | 60 | 113 | 60 |  |  |  | 800 | 9.7 | 82.5 | No | 25000 | 2700 | 83 | 12 | 0.9 | -20 | Dimmable | 10% |  | Damp Location Rated,Not for Use in Enclosed Fixtures |  |  |  | 2015-01-01 | 2015-09-04 | United States | ES_1023648_80106_09012015104014_3879663 | 2247364
Sunshine Lighting | Sunlite | 80107 | 80107 |  | A19 | General Purpose Replacement | E26 (Medium) | Omnidirectional | LED | 3 | 60 | 113 | 60 |  |  |  | 800 | 9 | 88.9 | No | 25000 | 3000 | 83 | 13 | 0.9 | -20 | Dimmable | 10% |  | Damp Location Rated,Not for Use in Enclosed Fixtures |  |  |  | 2015-01-01 | 2015-09-04 | United States | ES_1023648_80107_09012015104132_8350183 | 2247365
Sunshine Lighting | Sunlite | 80108 | 80108 |  | A19 | General Purpose Replacement | E26 (Medium) | Omnidirectional | LED | 3 | 60 | 113 | 60 |  |  |  | 800 | 9.1 | 87.9 | No | 25000 | 4000 | 83 | 10 | 0.9 | -20 | Dimmable | 10% |  | Damp Location Rated,Not for Use in Enclosed Fixtures |  |  |  | 2015-01-01 | 2015-09-04 | United States | ES_1023648_80108_09012015104315_6697961 | 2247366
Sunshine Lighting | Sunlite | 80109 | 80109 |  | A19 | General Purpose Replacement | E26 (Medium) | Omnidirectional | LED | 3 | 60 | 113 | 60 |  |  |  | 800 | 9.1 | 87.9 | No | 25000 | 5000 | 85 | 23 | 0.9 | -20 | Dimmable | 10% |  | Damp Location Rated,Not for Use in Enclosed Fixtures |  |  |  | 2015-01-01 | 2015-09-04 | United States | ES_1023648_80109_09012015104435_2619897 | 2247367
Sunshine Lighting | Sunlite | 80110 | 80110 |  | PAR16 | Reflector (Flood/Spot) | GU10 | Directional | LED | 3 | 75 | 72 | 50 | 1176 |  | 38 | 500 | 6.5 | 76.9 | No | 25000 | 3000 | 84 | 17 | 0.9 | -20 | Dimmable | 10% |  | Damp Location Rated,Not for Use in Enclosed Fixtures |  |  |  | 2015-01-01 | 2015-09-04 | United States | ES_1023648_80110_09012015105406_861017 | 2247371
Sunshine Lighting | Sunlite | 80111 | 80111 |  | A19 | General Purpose Replacement | E26 (Medium) | Omnidirectional | LED | 3 | 75 | 110 | 60 |  |  |  | 1100 | 13 | 84.6 | No | 25000 | 2700 | 82 | 9 | 0.9 | -20 | Dimmable | 10% |  | Damp Location Rated,Not for Use in Enclosed Fixtures |  |  |  | 2015-01-01 | 2015-09-04 | United States | ES_1023648_80111_09012015104647_1309015 | 2247368
Sunshine Lighting | Sunlite | 80112 | 80112 |  | A19 | General Purpose Replacement | E26 (Medium) | Omnidirectional | LED | 3 | 75 | 110 | 60 |  |  |  | 1100 | 13 | 84.6 | No | 25000 | 4000 | 85 | 30 | 0.9 | -20 | Dimmable | 10% |  | Damp Location Rated,Not for Use in Enclosed Fixtures |  |  |  | 2015-01-01 | 2015-09-04 | United States | ES_1023648_80112_09012015105048_4926874 | 2247369
Sunshine Lighting | Sunlite | 80113 | 80113 |  | A19 | General Purpose Replacement | E26 (Medium) | Omnidirectional | LED | 3 | 75 | 110 | 60 |  |  |  | 1100 | 13 | 90.3 | No | 25000 | 5000 | 84 | 14 | 0.9 | -20 | Dimmable | 10% |  | Damp Location Rated,Not for Use in Enclosed Fixtures |  |  |  | 2015-01-01 | 2015-09-04 | United States | ES_1023648_80113_09012015105222_6356775 | 2247370
Sunshine Lighting | Sunlite | 88082-SU | 88082-SU |  | PAR38 | Reflector (Flood/Spot) | E26 (Medium) | Directional | LED | 3 | 90 | 130 | 120 | 2523 |  | 40 | 1200 | 17 | 70.6 | No | 40000 | 2700 | 91 | 48 | 0.9 | -40 | Dimmable | 10% |  | Wet Location Rated,Not for Use in Enclosed Fixtures |  |  |  | 2015-01-01 | 2015-08-03 | United States | ES_1023648_88082-SU_07312015111635_4474756 | 2244916
Sunshine Lighting | Sunlite | 88083-SU | 88083-SU | ,88083-SU,3000K | PAR38 | Reflector (Flood/Spot) | E26 (Medium) | Directional | LED | 3 | 90 | 130 | 120 | 2523 |  | 40 | 1200 | 17 | 70.6 | No | 40000 | 2700 | 91 | 48 | 0.9 | -40 | Dimmable | 10% |  | Wet Location Rated,Not for Use in Enclosed Fixtures |  |  |  | 2015-01-01 | 2015-08-03 | United States | ES_1023648_88083-SU_07312015111635_1656610 | 2244917
Sunshine Lighting | Sunlite | 88900 | 88900 |  | BR30 | Reflector (Flood/Spot) | E26 (Medium) | Directional | LED | 3 | 65 | 133 | 95 |  |  |  | 650 | 8.8 | 73.9 | No | 25000 | 2700 | 82 | 9 | 0.9 | -20 | Dimmable | 10% |  | Wet Location Rated,Not for Use in Enclosed Fixtures |  |  |  | 2015-01-01 | 2015-09-09 | United States | ES_1023648_88900_09012015103813_2839624 | 2247469
Sunshine Lighting | Sunlite | 88905 | 88905 | ,88905,3000K | BR30 | Reflector (Flood/Spot) | E26 (Medium) | Directional | LED | 3 | 65 | 133 | 95 |  |  |  | 650 | 8.8 | 73.9 | No | 25000 | 2700 | 82 | 9 | 0.9 | -20 | Dimmable | 10% |  | Wet Location Rated,Not for Use in Enclosed Fixtures |  |  |  | 2015-01-01 | 2015-09-09 | United States | ES_1023648_88905_09012015103813_9532129 | 2247470
Sunshine Lighting | Sunlite | 88910 | 88910 | ,88910,4000K | BR30 | Reflector (Flood/Spot) | E26 (Medium) | Directional | LED | 3 | 65 | 133 | 95 |  |  |  | 650 | 8.8 | 73.9 | No | 25000 | 2700 | 82 | 9 | 0.9 | -20 | Dimmable | 10% |  | Wet Location Rated,Not for Use in Enclosed Fixtures |  |  |  | 2015-01-01 | 2015-09-09 | United States | ES_1023648_88910_09012015103813_9624734 | 2247471
Sunshine Lighting | Sunlite | 88915 | 88915 | ,88915,5000K | BR30 | Reflector (Flood/Spot) | E26 (Medium) | Directional | LED | 3 | 65 | 133 | 95 |  |  |  | 650 | 8.8 | 73.9 | No | 25000 | 2700 | 82 | 9 | 0.9 | -20 | Dimmable | 10% |  | Wet Location Rated,Not for Use in Enclosed Fixtures |  |  |  | 2015-01-01 | 2015-09-09 | United States | ES_1023648_88915_09012015103813_7583695 | 2247472
Sunshine Lighting | Sunlite | A19 | 80740 |  | A19 | General Purpose Replacement | E26 (Medium) | Omnidirectional | LED | 3 | 75 | 115.5 | 62 |  |  |  | 1100 | 12 | 91.7 | No | 25000 | 2700 | 81 | 5 | 1 | -20 | Dimmable | 5% |  | Not for Use in Enclosed Fixtures |  |  |  | 2016-04-15 | 2016-05-12 | United States | ES_1023648_80740_05202016111927_5560084 | 2267505
Sunshine Lighting | Sunlite | A19 | 80741 |  | A19 | General Purpose Replacement | E26 (Medium) | Omnidirectional | LED | 3 | 75 | 115.5 | 62 |  |  |  | 1100 | 12 | 91.7 | No | 25000 | 4000 | 83 | 12 | 1 | -20 | Dimmable | 5% |  | Not for Use in Enclosed Fixtures |  |  |  | 2016-04-15 | 2016-05-12 | United States | ES_1023648_80741_05202016111927_7119527 | 2267507
Sun & Stars Lighting, Inc. | Sun & Stars | SUNLED19BR40DIM/40 | SUNLED19BR40DIM/40 |  | BR40 | Reflector (Flood/Spot) | E26 (Medium) | Directional | LED | 3 | 100 | 158.7 | 120 |  |  | 120 | 1400 | 19 | 73.7 | No | 25000 | 4000 | 84 | 15 | 0.9 | -30 | Dimmable | 10% |  | Damp Location Rated,Not for Use in Enclosed Fixtures |  |  |  | 2015-05-15 | 2015-05-29 | United States, Canada | ES_1035839_SUNLED19BR40DIM/40_06012015030550_1023820 | 2240551
Sun & Stars Lighting, Inc. | Sun & Stars | SUNLED7A19DIM/30ECO | SUNLED7A19DIM/30ECO |  | A19 | General Purpose Replacement | E26 (Medium) | Omnidirectional | LED | 3 | 40 | 112.4 | 61 |  |  |  | 470 | 7 | 67.1 | No | 25000 | 3000 | 83 | 15 | 0.9 | -30 | Dimmable | 10% |  | Damp Location Rated,Not for Use in Enclosed Fixtures |  |  |  | 2015-07-30 | 2015-08-03 | United States, Canada | ES_1035839_SUNLED7A19DIM/30ECO_08032015105621_1023864 | 2244931
Sun & Stars Lighting, Inc. | Sun & Stars | SUNLED7A19DIM/50ECO | SUNLED7A19DIM/50ECO |  | A19 | General Purpose Replacement | E26 (Medium) | Omnidirectional | LED | 3 | 40 | 112.4 | 61 |  |  |  | 470 | 7 | 67.1 | No | 25000 | 5000 | 85 | 20 | 0.9 | -30 | Dimmable | 10% |  | Damp Location Rated,Not for Use in Enclosed Fixtures |  |  |  | 2015-07-30 | 2015-08-03 | United States, Canada | ES_1035839_SUNLED7A19DIM/50ECO_08032015113111_1023864 | 2244936
Sun & Stars Lighting, Inc. | Sun & Stars | SUNLED7PAR20DIM/30 | SUNLED7PAR20DIM/30 |  | PAR20 | Reflector (Flood/Spot) | E26 (Medium) | Directional | LED | 3 | 50 | 81.1 | 63 | 1181 |  | 40 | 470 | 7 | 67.1 | No | 25000 | 3000 | 82 | 8 | 0.9 | -30 | Dimmable | 10% |  | Damp Location Rated,Not for Use in Enclosed Fixtures |  |  |  | 2015-07-30 | 2015-08-03 | United States, Canada | ES_1035839_SUNLED7PAR20DIM/30_08032015115841_1023865 | 2244932
Sun & Stars Lighting, Inc. | Sun & Stars | SUNLED7PAR20DIM/50 | SUNLED7PAR20DIM/50 |  | PAR20 | Reflector (Flood/Spot) | E26 (Medium) | Directional | LED | 3 | 50 | 81.1 | 63 | 1421 |  | 40 | 470 | 7 | 67.1 | No | 25000 | 5000 | 85 | 16 | 0.9 | -30 | Dimmable | 10% |  | Damp Location Rated,Not for Use in Enclosed Fixtures |  |  |  | 2015-07-30 | 2015-08-03 | United States, Canada | ES_1035839_SUNLED7PAR20DIM/50_08032015120551_1023865 | 2244935
Sun & Stars Lighting, Inc. | SUN&STARS | A19 12W | SUNLED-12A19DIM/30KOS |  | A19 | General Purpose Replacement | E26 (Medium) | Omnidirectional | LED | 3 | 60 | 112 | 60 |  |  |  | 800 | 12 | 66.7 | No | 25000 | 3000 | 81 | 3 | 0.9 | -20 | Dimmable | 10% |  | None |  |  |  | 2015-01-30 | 2015-02-02 | United States | ES_1035839_SUNLED-12A19DIM/30KOS_02192015145403_7757659 | 2233546
Sun & Stars Lighting, Inc. | SUN&STARS | A19 12W | SUNLED-12A19DIM/40KOS |  | A19 | General Purpose Replacement | E26 (Medium) | Omnidirectional | LED | 3 | 60 | 112 | 60 |  |  |  | 800 | 12 | 66.7 | No | 25000 | 4000 | 83 | 9 | 0.9 | -20 | Dimmable | 10% |  | None |  |  |  | 2015-01-30 | 2015-02-02 | United States | ES_1035839_SUNLED-12A19DIM/40KOS_02192015145403_3008018 | 2233547
Sun & Stars Lighting, Inc. | SUN&STARS | A 19W | SSL19/A-SW |  | CFL A-type | General Purpose Replacement | E26 (Medium) | Decorative | CFL | 2 | 75 | 149 | 70 |  | 2.5 |  | 1200 | 20.2 | 59.3 | No | 10000 | 2700 | 82 | 13 | 0.6 | -20 |  |  |  | None |  |  |  | 2015-02-08 | 2015-02-06 | United States | ES_1035839_SSL19/A-SW_02182015135728_3806241 | 2233532
Sun & Stars Lighting, Inc. | SUN&STARS | BR30 15W | SUNLED-15BR30DIM/30K |  | BR30 | Reflector (Flood/Spot) | E26 (Medium) | Directional | LED | 3 | 75 | 134.6 | 96.5 |  |  | 110 | 1000 | 15 | 66.7 | No | 30000 | 3000 | 83 | 18 | 1 | -20 | Dimmable | 10% |  | None |  |  |  | 2015-02-10 | 2015-02-06 | United States | ES_1035839_SUNLED-15BR30DIM/30K_02182015135544_7002382 | 2233448
Sun & Stars Lighting, Inc. | SUN&STARS | BR40 16W | SUNLED-16BR40DIM/30K |  | BR40 | Reflector (Flood/Spot) | E26 (Medium) | Directional | LED | 3 | 90 | 162.6 | 129.5 |  |  | 110 | 1300 | 16 | 81 | No | 30000 | 3000 | 83 | 19 | 1 | -20 | Dimmable | 10% |  | None |  |  |  | 2015-02-10 | 2015-02-06 | United States | ES_1035839_SUNLED-16BR40DIM/30K_02182015135553_5654804 | 2233447
Sun & Stars Lighting, Inc. | SUN&STARS | CFL 13W 2700K | SSL13/T3 |  | CFL Bare Spiral | General Purpose Replacement | E26 (Medium) | Omnidirectional | CFL | 2 | 60 | 119 | 46 |  | 2 |  | 900 | 13.2 | 68.4 | No | 10000 | 2700 | 82 | -7 | 0.6 | -20 |  |  |  | None |  |  |  | 2015-03-30 | 2015-04-03 | United States | ES_1035839_SSL13/T3_04162015140232_9912660 | 2237418
Sun & Stars Lighting, Inc. | SUN&STARS | PAR20 8W | SUNLED-8PAR20DIM/30K |  | PAR20 | Reflector (Flood/Spot) | E26 (Medium) | Directional | LED | 3 | 50 | 85 | 62 | 669 |  | 60 |  | 8 | 62.5 | No | 30000 | 3000 | 86 | 30 | 1 | -20 | Dimmable | 10% |  | None |  |  |  | 2015-02-10 | 2015-02-11 | United States | ES_1035839_SUNLED-8PAR20DIM/30K_02182015135608_3829873 | 2233445
Sun & Stars Lighting, Inc. | SUN&STARS | PAR30 15W | SUNLED-15PAR30DIM/30K |  | PAR30L | Reflector (Flood/Spot) | E26 (Medium) | Directional | LED | 3 | 75 | 114.3 | 96.5 | 1231 |  | 60 | 800 | 15.3 | 52.2 | No | 30000 | 3000 | 86 | 28 | 1 | -20 | Dimmable | 10% |  | None |  |  |  | 2015-02-08 | 2015-02-06 | United States | ES_1035839_SUNLED-15PAR30DIM/30K_02182015135536_9113843 | 2233449
Sun & Stars Lighting, Inc. | SUN&STARS | PAR30 15W | SUNLED-15PAR30DIM/40K |  | PAR30L | Reflector (Flood/Spot) | E26 (Medium) | Directional | LED | 3 | 75 | 114.3 | 96.5 | 1231 |  | 60 | 800 | 15 | 53.3 | No | 30000 | 4000 | 85 | 20 | 1 | -20 | Dimmable | 10% |  | None |  |  |  | 2015-02-08 | 2015-02-06 | United States | ES_1035839_SUNLED-15PAR30DIM/40K_02182015135536_5739894 | 2233450
Sun & Stars Lighting, Inc. | SUN&STARS | PAR38 16W | SUNLED-16PAR38DIM/30K |  | PAR38 | Reflector (Flood/Spot) | E26 (Medium) | Directional | LED | 3 | 90 | 129.5 | 121.9 | 1287 |  | 60 |  | 16 | 59.4 | No | 30000 | 3000 | 87 | 32 | 1 | -20 | Dimmable | 10% |  | None |  |  |  | 2015-02-10 | 2015-02-11 | United States | ES_1035839_SUNLED-16PAR38DIM/30K_02182015135623_8606950 | 2233441
Sun & Stars Lighting, Inc. | SUN&STARS | R30 14W | SSL14/R30-AW |  | CFL Reflector | Reflector (Flood/Spot) | E26 (Medium) | Directional | CFL | 2 | 60 | 135 | 94 |  | 2 |  | 700 | 14.8 | 47.4 | No | 10000 | 2700 | 83 | -7 | 0.6 | -20 |  |  |  | None |  |  |  | 2015-02-07 | 2015-02-06 | United States | ES_1035839_SSL14/R30-AW_02182015135529_8982126 | 2233452
Sun & Stars Lighting, Inc. | SUN&STARS | R30 14W | SSL14/R30-CW |  | CFL Reflector | Reflector (Flood/Spot) | E26 (Medium) | Directional | CFL | 2 | 60 | 135 | 94 |  | 2 |  | 700 | 14.7 | 47.5 | No | 10000 | 4100 | 86 | 2 | 0.6 | -20 |  |  |  | None |  |  |  | 2015-02-07 | 2015-02-06 | United States | ES_1035839_SSL14/R30-CW_02182015135529_4066778 | 2233451
Sun & Stars Lighting, Inc. | SUN&STARS | R40 23W | SSL23/R40-SW |  | CFL Reflector | Reflector (Flood/Spot) | E26 (Medium) | Directional | CFL | 2 | 85 | 160 | 120 |  | 2.5 |  | 1200 | 23 | 52.2 | No | 10000 | 2700 | 82 | -4 | 0.6 | -20 |  |  |  | None |  |  |  | 2015-02-08 | 2015-02-19 | United States | ES_1035839_SSL23/R40-SW_02192015144053_3229739 | 2233446
Sun & Stars Lighting, Inc. | SUN&STARS | T3 GU24 13W | SSL-GU13/27K |  | CFL Bare Spiral | General Purpose Replacement | GU24 | Omnidirectional | CFL | 2 | 60 | 98 | 45 |  | 2 |  | 900 | 13.2 | 68.4 | No | 10000 | 2700 | 82 | -7 | 0.6 | -20 |  |  |  | None |  |  |  | 2015-02-08 | 2015-02-06 | United States | ES_1035839_SSL-GU13/27K_02182015135735_9745389 | 2233531
Sun & Stars Lighting, Inc. | SUN&STARS | T3 GU24 18W | SSL-GU18/27K |  | CFL Bare Spiral | General Purpose Replacement | GU24 | Omnidirectional | CFL | 2 | 75 | 102 | 60 |  | 2.5 |  | 1250 | 18.5 | 67.7 | No | 10000 | 2700 | 82 | -5 | 0.6 | -20 |  |  |  | Not for Use in Enclosed Fixtures |  |  |  | 2015-02-10 | 2015-02-18 | United States | ES_1035839_SSL-GU18/27K_02192015131912_9336016 | 2233491
Taizhou JiaoGuang Lighting Co. Ltd. | LIGHT THE FUTURE | LED Lamps | PAR402 |  | PAR30 | Reflector (Flood/Spot) | E26 (Medium) | Directional | LED | 3 | 75 | 119.5 | 95 | 1690 |  | 35 |  | 10 | 80 | No | 25000 | 2700 | 82 | 17 | 1 | -25 | Dimmable | 20% |  | None |  |  |  | 2014-10-11 | 2015-02-13 | United States, Canada | ES_1122253_PAR402_04142015152334_2410164 | 2237296
Taizhou JiaoGuang Lighting Co. Ltd. | LIGHT THE FUTURE | LED Lamps | PAR402 |  | PAR30 | Reflector (Flood/Spot) | E26 (Medium) | Directional | LED | 3 | 75 | 119.5 | 95 | 1722 |  | 35 |  | 10 | 80 | No | 25000 | 3000 | 83 | 20 | 1 | -25 | Dimmable | 20% |  | None |  |  |  | 2014-10-11 | 2015-02-13 | United States, Canada | ES_1122253_PAR402_04142015152334_2708566 | 2237297
Taizhou JiaoGuang Lighting Co. Ltd. | LIGHT THE FUTURE | LED Lamps | PAR402 |  | PAR30 | Reflector (Flood/Spot) | E26 (Medium) | Directional | LED | 3 | 75 | 119.5 | 95 | 1799 |  | 35 |  | 10 | 90 | No | 25000 | 4000 | 82 | 18 | 1 | -25 | Dimmable | 20% |  | None |  |  |  | 2014-10-11 | 2015-02-13 | United States, Canada | ES_1122253_PAR402_04142015152334_8007762 | 2237298
Taizhou JiaoGuang Lighting Co. Ltd. | LIGHT THE FUTURE | LED Lamps | PAR402 |  | PAR30 | Reflector (Flood/Spot) | E26 (Medium) | Directional | LED | 3 | 75 | 119.5 | 95 | 2016 |  | 35 |  | 10 | 100 | No | 25000 | 5000 | 82 | 6 | 1 | -25 | Dimmable | 20% |  | None |  |  |  | 2014-10-11 | 2015-02-13 | United States, Canada | ES_1122253_PAR402_04142015152334_9277615 | 2237299
Taizhou JiaoGuang Lighting Co. Ltd. | LIGHT THE FUTURE | LED Lamps | PAR403 |  | PAR38 | Reflector (Flood/Spot) | E26 (Medium) | Directional | LED | 3 | 100 | 132.5 | 122.4 | 1674 |  | 45 | 1100 | 14 | 78.6 | No | 25000 | 2700 | 82 | 16 | 1 | -25 | Dimmable | 20% |  | None |  |  |  | 2014-10-11 | 2015-01-23 | United States, Canada | ES_1122253_PAR403_04142015152345_8921910 | 2237292
Taizhou JiaoGuang Lighting Co. Ltd. | LIGHT THE FUTURE | LED Lamps | PAR403 |  | PAR38 | Reflector (Flood/Spot) | E26 (Medium) | Directional | LED | 3 | 100 | 132.5 | 122.4 | 1722 |  | 45 | 1100 | 14 | 78.6 | No | 25000 | 4000 | 81 | 16 | 1 | -25 | Dimmable | 20% |  | None |  |  |  | 2014-10-11 | 2015-01-23 | United States, Canada | ES_1122253_PAR403_04142015152345_6096070 | 2237294
Taizhou JiaoGuang Lighting Co. Ltd. | LIGHT THE FUTURE | LED Lamps | PAR403 |  | PAR38 | Reflector (Flood/Spot) | E26 (Medium) | Directional | LED | 3 | 100 | 132.5 | 122.4 | 1731 |  | 45 | 1100 | 14 | 78.6 | No | 25000 | 3000 | 83 | 21 | 1 | -25 | Dimmable | 20% |  | None |  |  |  | 2014-10-11 | 2015-01-23 | United States, Canada | ES_1122253_PAR403_04142015152345_2315148 | 2237293
Taizhou JiaoGuang Lighting Co. Ltd. | LIGHT THE FUTURE | LED Lamps | PAR403 |  | PAR38 | Reflector (Flood/Spot) | E26 (Medium) | Directional | LED | 3 | 100 | 132.5 | 122.4 | 1924 |  | 45 | 1300 | 14 | 92.8 | No | 25000 | 5000 | 83 | 10 | 1 | -25 | Dimmable | 20% |  | None |  |  |  | 2014-10-11 | 2015-01-23 | United States, Canada | ES_1122253_PAR403_04142015152345_2259107 | 2237295
Taizhou JiaoGuang Lighting Co. Ltd. | LIGHT THE FUTURE | LED Lamps | PAR502 |  | PAR30 | Reflector (Flood/Spot) | E26 (Medium) | Directional | LED | 3 | 75 | 119.5 | 95 | 1730 |  | 35 |  | 10 | 80 | No | 25000 | 2700 | 83 | 18 | 1 | -25 |  | 20% |  | None |  |  |  | 2014-10-11 | 2015-02-13 | United States, Canada | ES_1122253_PAR502_02182015135359_9917945 | 2233464
Taizhou JiaoGuang Lighting Co. Ltd. | LIGHT THE FUTURE | LED Lamps | PAR502 |  | PAR30 | Reflector (Flood/Spot) | E26 (Medium) | Directional | LED | 3 | 75 | 119.5 | 95 | 1846 |  | 35 |  | 10 | 80 | No | 25000 | 3000 | 83 | 19 | 1 | -25 |  | 20% |  | None |  |  |  | 2014-10-11 | 2015-02-13 | United States, Canada | ES_1122253_PAR502_02182015135359_8438470 | 2233465
Taizhou JiaoGuang Lighting Co. Ltd. | LIGHT THE FUTURE | LED Lamps | PAR502 |  | PAR30 | Reflector (Flood/Spot) | E26 (Medium) | Directional | LED | 3 | 75 | 119.5 | 95 | 1926 |  | 35 |  | 10 | 95 | No | 25000 | 4000 | 84 | 27 | 1 | -25 |  | 20% |  | None |  |  |  | 2014-10-11 | 2015-02-13 | United States, Canada | ES_1122253_PAR502_02182015135359_4518186 | 2233466
Taizhou JiaoGuang Lighting Co. Ltd. | LIGHT THE FUTURE | LED Lamps | PAR502 |  | PAR30 | Reflector (Flood/Spot) | E26 (Medium) | Directional | LED | 3 | 75 | 119.5 | 95 | 2098 |  | 35 |  | 10 | 100 | No | 25000 | 5000 | 83 | 8 | 1 | -25 |  | 20% |  | None |  |  |  | 2014-10-11 | 2015-02-13 | United States, Canada | ES_1122253_PAR502_02182015135359_1215192 | 2233467
Taizhou JiaoGuang Lighting Co. Ltd. | LIGHT THE FUTURE | LED Lamps | PAR503 |  | PAR38 | Reflector (Flood/Spot) | E26 (Medium) | Directional | LED | 3 | 100 | 132.5 | 122.4 | 1727 |  | 45 |  | 14 | 78.6 | No | 25000 | 3000 | 83 | 22 | 1 | -25 |  | 20% |  | None |  |  |  | 2014-10-11 | 2015-02-13 | United States, Canada | ES_1122253_PAR503_02182015135407_8686043 | 2233461
Taizhou JiaoGuang Lighting Co. Ltd. | LIGHT THE FUTURE | LED Lamps | PAR503 |  | PAR38 | Reflector (Flood/Spot) | E26 (Medium) | Directional | LED | 3 | 100 | 132.5 | 122.4 | 1752 |  | 45 |  | 14 | 71.4 | No | 25000 | 2700 | 82 | 16 | 1 | -25 |  | 20% |  | None |  |  |  | 2014-10-11 | 2015-02-13 | United States, Canada | ES_1122253_PAR503_02182015135407_3307667 | 2233460
Taizhou JiaoGuang Lighting Co. Ltd. | LIGHT THE FUTURE | LED Lamps | PAR503 |  | PAR38 | Reflector (Flood/Spot) | E26 (Medium) | Directional | LED | 3 | 100 | 132.5 | 122.4 | 1823 |  | 45 |  | 14 | 85.7 | No | 25000 | 4000 | 82 | 19 | 1 | -25 |  | 20% |  | None |  |  |  | 2014-10-11 | 2015-02-13 | United States, Canada | ES_1122253_PAR503_02182015135407_3131325 | 2233462
Taizhou JiaoGuang Lighting Co. Ltd. | LIGHT THE FUTURE | LED Lamps | PAR503 |  | PAR38 | Reflector (Flood/Spot) | E26 (Medium) | Directional | LED | 3 | 100 | 132.5 | 122.4 | 2075 |  | 45 |  | 14 | 100 | No | 25000 | 5000 | 82 | 6 | 1 | -25 |  | 20% |  | None |  |  |  | 2014-10-11 | 2015-02-13 | United States, Canada | ES_1122253_PAR503_02182015135407_2310419 | 2233463
Target Corporation | up&up | Directional BR30 | BPBR30/DM/LED/TAR(C1) | ,,085 02 0148 | BR30 | Reflector (Flood/Spot) | E26 (Medium) | Directional | LED | 3 | 65 | 128 | 95 |  |  | 110 | 650 | 10 | 65 | No | 25000 | 2700 | 82 | 10 | 0.9 | -25 | Dimmable | 5% |  | Damp Location Rated |  |  |  | 2016-04-25 | 2016-04-27 | United States | ES_1019587_BPBR30/DM/LED/TAR(C1)_05062016153357_6211527 | 2266380
Target Corporation | up&up | OMNI 1100 LED | 085-02-0155 | ,,BPAGOM1100/LED/TAR | A21 | General Purpose Replacement | E26 (Medium) | Omnidirectional | LED | 3 | 75 | 125.5 | 67.9 |  |  |  | 1100 | 11.1 | 100 | No | 25000 | 3000 | 83 | 17 | 1 | -13 | Dimmable | 5% |  | None |  |  |  | 2014-10-01 | 2014-10-29 | United States | ES_1019587_085-02-0155; BPAGOM1100/LED/TAR_10292014164155_7380757 | 2224097
Target Corporation | up&up | Omni 1600 LED | BPAGOM1600/LED/TAR |  | A21 | General Purpose Replacement | E26 (Medium) | Omnidirectional | LED | 3 | 100 | 135.2 | 78 |  |  |  | 1600 | 16 | 100 | No | 25000 | 3000 | 82 | 13 | 0.9 | -25 | Dimmable | 5% |  | None |  |  |  | 2014-09-01 | 2014-10-07 | United States | ES_1019587_BPAGOM1600/LED/TAR_10072014164758_7719771 | 2222051
Target Corporation | up&up | OMNI 450 LED | 085-02-0135 | ,,BPAGOM450/LED/TAR | A19 | General Purpose Replacement | E26 (Medium) | Omnidirectional | LED | 3 | 40 | 115.5 | 59.8 |  |  |  | 500 | 7.5 | 66 | No | 25000 | 3000 | 83 | 17 | 0.9 | -13 | Dimmable | 5% |  | None |  |  |  | 2014-10-01 | 2014-10-29 | United States | ES_1019587_085-02-0135_11032014123046_4053785 | 2224099
Technical Consumer Products, Inc. (TCP) | TCP | LED10A19OD30K | LED10A19OD30K |  | A19 | General Purpose Replacement | E26 (Medium) | Omnidirectional | LED | 5 | 60 | 112 | 61 |  |  |  | 825 | 10 | 80 | No | 25000 | 3000 | 84 | 24 | 0.9 | -30 |  |  |  | Other,Table, Vanity |  |  |  | 2013-06-10 | 2014-06-11 | United States, Canada | ES_20570_LED10A19OD30K_06182014125202_5922472 | 2213350
Technical Consumer Products, Inc. (TCP) | TCP | LED10BR3027K | LED10BR3027K |  | BR30 | Reflector (Flood/Spot) | E26 (Medium) | Directional | LED | 5 | 65 | 132 | 94 |  |  | 110 | 701 | 9.4 | 74.4 | No | 25000 | 2700 | 82 | 18 | 0.8 | -30 |  |  | Yes | Damp Location Rated | No |  |  | 2013-06-10 | 2016-10-13 | United States, Canada | ES_20570_LED10BR3027K_08042014195908_2348325 | 2281325
Technical Consumer Products, Inc. (TCP) | TCP | LED10BR3030K | LED10BR3030K |  | BR30 | Reflector (Flood/Spot) | E26 (Medium) | Directional | LED | 5 | 65 | 132 | 94 |  |  | 110 | 675 | 9 | 75 | No | 25000 | 3000 | 82 | 9 | 0.7 | -30 |  |  | Yes | Damp Location Rated | No |  |  | 2013-06-10 | 2016-10-13 | United States, Canada | ES_20570_LED10BR3030K_08042014195309_1989366 | 2281326
Technical Consumer Products, Inc. (TCP) | TCP | LED10BR3041K | LED10BR3041K |  | BR30 | Reflector (Flood/Spot) | E26 (Medium) | Directional | LED | 5 | 65 | 132 | 94 |  |  | 110 | 700 | 9 | 77.8 | No | 25000 | 4000 | 83 | 15 | 0.7 | -30 |  |  | Yes | Damp Location Rated | No |  |  | 2013-06-10 | 2016-10-13 | United States, Canada | ES_20570_LED10BR3041K_08042014195330_2010109 | 2281327
Technical Consumer Products, Inc. (TCP) | TCP | LED10BR3050K | LED10BR3050K |  | BR30 | Reflector (Flood/Spot) | E26 (Medium) | Directional | LED | 5 | 65 | 132 | 94 |  |  | 110 | 725 | 9.5 | 76.3 | No | 25000 | 5000 | 83 | 10 | 0.8 | -30 |  |  | Yes | Damp Location Rated | No |  |  | 2013-06-10 | 2016-10-13 | United States, Canada | ES_20570_LED10BR3050K_06092015165340_8820114 | 2281328
Technical Consumer Products, Inc. (TCP) | TCP | LED10BR30D27K | LED10BR30D27K |  | BR30 | Reflector (Flood/Spot) | E26 (Medium) | Directional | LED | 5 | 65 | 135 | 122 |  |  |  | 650 | 10 | 65 | No | 25000 | 2700 | 84 | 23 | 0.9 | -30 | Dimmable | 5% |  | Recessed Fixtures |  |  |  | 2013-06-21 | 2014-06-25 | United States, Canada | ES_20570_LED10BR30D27K_06252014140024_4824222 | 2213846
Technical Consumer Products, Inc. (TCP) | TCP | LED10BR30D27K2UTB | LED10BR30D27K2UTB |  | BR30 | Reflector (Flood/Spot) | E26 (Medium) | Directional | LED | 5 | 65 | 133.5 | 95.1 |  |  | 110 | 700 | 10 | 70 | No | 25000 | 2700 | 81 | 3 | 0.7 | -30 | Dimmable | 4% | Yes | Damp Location Rated | No |  |  | 2015-04-01 | 2016-10-05 | United States | ES_20570_LED10BR30D27K2UTB_10052016163607_5367312 | 2280696
Technical Consumer Products, Inc. (TCP) | TCP | LED10BR30D27K2UTB | LED10BR30D27K2UTB |  | BR30 | Reflector (Flood/Spot) | E26 (Medium) | Directional | LED | 5 | 65 | 135 | 122 |  |  |  | 650 | 10.3 | 63 | No | 25000 | 2700 | 84 | 23 | 0.9 | -29 | Dimmable | 5% |  | Recessed Fixtures |  |  |  | 2013-06-21 | 2014-10-31 | United States, Canada | ES_20570_LED10BR30D27K2UTB_11042014150958_3798549 | 2224208
Technical Consumer Products, Inc. (TCP) | TCP | LED10BR30D27K95 | LED10BR30D27K95 |  | BR30 | Reflector (Flood/Spot) | E26 (Medium) | Directional | LED | 5 | 65 | 135 | 122 |  |  |  | 650 | 10 | 65 | No | 25000 | 2700 | 95 | 61 | 0.9 | -29 | Dimmable | 5% |  | Recessed Fixtures |  |  |  | 2013-06-21 | 2014-08-29 | United States, Canada | ES_20570_LED10BR30D27K95_08292014144042_3242339 | 2218099
Technical Consumer Products, Inc. (TCP) | TCP | LED10BR30D30K | LED10BR30D30K |  | BR30 | Reflector (Flood/Spot) | E26 (Medium) | Directional | LED | 5 | 65 | 135 | 122 |  |  |  | 675 | 10 | 77.8 | No | 25000 | 3000 | 83 | 22 | 0.9 | -30 | Dimmable | 5% |  | Recessed Fixtures |  |  |  | 2013-06-21 | 2014-06-25 | United States, Canada | ES_20570_LED10BR30D30K_06252014140315_4995414 | 2213847
Technical Consumer Products, Inc. (TCP) | TCP | LED10BR30D30K6PK | LED10BR30D30K6PK |  | BR30 | Reflector (Flood/Spot) | E26 (Medium) | Directional | LED | 5 | 65 | 135 | 122 |  |  |  | 675 | 10 | 67.5 | No | 25000 | 3000 | 83 | 22 | 0.9 | -30 | Dimmable | 5% |  | Recessed Fixtures |  |  |  | 2013-06-21 | 2014-12-18 | United States, Canada | ES_20570_LED10BR30D30K6PK_12182014193512_1312569 | 2229589
Technical Consumer Products, Inc. (TCP) | TCP | LED10BR30D41K | LED10BR30D41K |  | BR30 | Reflector (Flood/Spot) | E26 (Medium) | Directional | LED | 5 | 65 | 133.5 | 95.1 |  |  | 110 | 700 | 10 | 70 | No | 25000 | 4000 | 84 | 16 | 0.7 | -30 | Dimmable | 4% | Yes | Damp Location Rated | No |  |  | 2013-06-21 | 2016-06-07 | United States | ES_20570_LED10BR30D41K_06072016110637_7597484 | 2269103
Technical Consumer Products, Inc. (TCP) | TCP | LED10BR30D41K | LED10BR30D41K |  | BR30 | Reflector (Flood/Spot) | E26 (Medium) | Directional | LED | 5 | 65 | 135 | 122 |  |  |  | 700 | 10 | 70 | No | 25000 | 4000 | 84 | 24 | 0.9 | -30 | Dimmable | 5% |  | Recessed Fixtures |  |  |  | 2013-06-21 | 2014-06-11 | United States, Canada | ES_20570_LED10BR30D41K_06172014194911_4551377 | 2213289
Technical Consumer Products, Inc. (TCP) | TCP | LED10BR30D50K | LED10BR30D50K |  | BR30 | Reflector (Flood/Spot) | E26 (Medium) | Directional | LED | 5 | 65 | 133.5 | 95.1 |  |  | 110 | 725 | 10 | 72.5 | No | 25000 | 5000 | 84 | 15 | 0.7 | -30 | Dimmable | 4% | Yes | Damp Location Rated | No |  |  | 2013-06-21 | 2016-06-17 | United States | ES_20570_LED10BR30D50K_06172016220600_1160682 | 2270045
Technical Consumer Products, Inc. (TCP) | TCP | LED10P30S27KFL | LED10P30S27KFL |  | PAR30 | Reflector (Flood/Spot) | E26 (Medium) | Directional | LED | 5 | 60 | 88.9 | 96.5 | 1647 |  | 40 | 600 | 10 | 60 | No | 25000 | 2700 | 82 | 3 | 0.7 | -29 |  |  |  | Recessed Fixtures |  |  |  | 2013-08-02 | 2014-08-07 | United States, Canada | ES_20570_LED10P30S27KFL_08072014184158_6918774 | 2217155
Technical Consumer Products, Inc. (TCP) | TCP | LED10P30S27KNFL | LED10P30S27KNFL |  | PAR30 | Reflector (Flood/Spot) | E26 (Medium) | Directional | LED | 5 | 60 | 89 | 97 | 2610 |  | 25 | 600 | 10 | 60 | No | 25000 | 2700 | 82 | 4 | 0.7 | -30 |  | 5% |  | Recessed Fixtures |  |  |  | 2013-08-02 | 2014-06-04 | United States, Canada | ES_20570_LED10P30S27KNFL_06042014193001_0201520 | 2212356
Technical Consumer Products, Inc. (TCP) | TCP | LED10P30S30KFL | LED10P30S30KFL |  | PAR30 | Reflector (Flood/Spot) | E26 (Medium) | Directional | LED | 5 | 60 | 89 | 97 | 1679 |  | 40 | 650 | 10 | 65 | No | 25000 | 3000 | 84 | 10 | 0.7 | -30 |  |  |  | Recessed Fixtures |  |  |  | 2013-12-11 | 2014-06-23 | United States, Canada | ES_20570_LED10P30S30KFL_06232014133422_0462013 | 2213688
Technical Consumer Products, Inc. (TCP) | TCP | LED10P30S30KNFL | LED10P30S30KNFL |  | PAR30 | Reflector (Flood/Spot) | E26 (Medium) | Directional | LED | 5 | 60 | 89 | 97 | 3261 |  | 25 | 650 | 10 | 65 | No | 25000 | 3000 | 84 | 12 | 0.7 | -30 |  |  |  | Recessed Fixtures |  |  |  | 2013-12-11 | 2014-06-23 | United States, Canada | ES_20570_LED10P30S30KNFL_06232014132939_0179180 | 2213689
Technical Consumer Products, Inc. (TCP) | TCP | LED10P30S30KSP | LED10P30S30KSP |  | PAR30 | Reflector (Flood/Spot) | E26 (Medium) | Directional | LED | 5 | 60 | 89 | 97 | 6647 |  | 15 | 800 | 10 | 80 | No | 25000 | 3000 | 81 | 3 | 0.7 | -30 |  | 5% |  | Recessed Fixtures |  |  |  | 2013-08-02 | 2014-06-04 | United States, Canada | ES_20570_LED10P30S30KSP_06042014193023_0223299 | 2212330
Technical Consumer Products, Inc. (TCP) | TCP | LED10P30S35KFL | LED10P30S35KFL |  | PAR30 | Reflector (Flood/Spot) | E26 (Medium) | Directional | LED | 5 | 60 | 89 | 97 | 1922 |  | 40 | 790 | 10 | 75 | No | 25000 | 3500 | 83 | 10 | 0.7 | -30 |  |  |  | Recessed Fixtures |  |  |  | 2013-08-02 | 2014-06-23 | United States, Canada | ES_20570_LED10P30S35KFL_06232014133713_0633704 | 2213690
Technical Consumer Products, Inc. (TCP) | TCP | LED10P30S35KNFL | LED10P30S35KNFL |  | PAR30 | Reflector (Flood/Spot) | E26 (Medium) | Directional | LED | 5 | 60 | 89 | 97 | 5811 |  | 25 | 850 | 10 | 85 | No | 25000 | 3500 | 82 | 8 | 0.7 | -30 |  | 5% |  | Recessed Fixtures |  |  |  | 2013-08-02 | 2014-06-04 | United States, Canada | ES_20570_LED10P30S35KNFL_06042014192929_0169493 | 2212354
Technical Consumer Products, Inc. (TCP) | TCP | LED10P30S35KSP | LED10P30S35KSP |  | PAR30 | Reflector (Flood/Spot) | E26 (Medium) | Directional | LED | 5 | 60 | 89 | 97 | 6360 |  | 15 | 725 | 10 | 72.5 | No | 25000 | 3500 | 83 | 10 | 0.7 | -30 |  | 5% |  | Recessed Fixtures |  |  |  | 2013-08-02 | 2014-06-04 | United States, Canada | ES_20570_LED10P30S35KSP_06042014193154_0314958 | 2212353
Sunshine Lighting | Sunlite | A19 | 80742 |  | A19 | General Purpose Replacement | E26 (Medium) | Omnidirectional | LED | 3 | 75 | 115.5 | 62 |  |  |  | 1100 | 12 | 91.7 | No | 25000 | 6500 | 84 | 17 | 1 | -20 | Dimmable | 5% |  | Not for Use in Enclosed Fixtures |  |  |  | 2016-04-15 | 2016-05-12 | United States | ES_1023648_80742_05202016111927_7862739 | 2267509
Sunshine Lighting | Sunlite | A19 | 80743 |  | A19 | General Purpose Replacement | E26 (Medium) | Omnidirectional | LED | 3 | 75 | 115.5 | 62 |  |  |  | 1100 | 12 | 91.7 | No | 25000 | 5000 | 85 | 20 | 1 | -20 | Dimmable | 5% |  | Not for Use in Enclosed Fixtures |  |  |  | 2016-04-15 | 2016-05-12 | United States | ES_1023648_80743_05202016111927_5551007 | 2267508
Sunshine Lighting | Sunlite | A19 | 80744 |  | A19 | General Purpose Replacement | E26 (Medium) | Omnidirectional | LED | 3 | 75 | 115.5 | 62 |  |  |  | 1100 | 12 | 91.7 | No | 25000 | 3000 | 84 | 18 | 1 | -20 | Dimmable | 5% |  | Not for Use in Enclosed Fixtures |  |  |  | 2016-04-15 | 2016-05-12 | United States | ES_1023648_80744_05202016111927_1557885 | 2267506
Sunshine Lighting | Sunlite | A19 | 88320 |  | A19 | General Purpose Replacement | GU24 | Omnidirectional | LED | 3 | 60 | 112.5 | 60.8 |  |  |  | 800 | 10 | 80 | No | 25000 | 2700 | 80 | 2 | 1 | -20 | Dimmable | 4% | No | None | No |  |  | 2016-05-30 | 2016-06-09 | United States | ES_1023648_88320_06132016134704_2051344 | 2269484
Sunshine Lighting | Sunlite | A19 LED LAMP | 80100 |  | A19 | General Purpose Replacement | E26 (Medium) | Omnidirectional | LED | 3 | 40 | 109.4 | 60.1 |  |  |  | 470 | 5.7 | 82.5 | No | 25000 | 2700 | 82 | 7 | 0.9 | -20 | Dimmable | 20% |  | Damp Location Rated,Shatter Resistant,Not for Use in Enclosed Fixtures |  |  |  | 2015-08-15 | 2015-08-13 | United States, Canada | ES_1023648_80100_08132015164803_9108304 | 2245874
Sunshine Lighting | Sunlite | A19 LED LAMP | 80105 |  | A19 | General Purpose Replacement | E26 (Medium) | Omnidirectional | LED | 3 | 60 | 116.3 | 65.4 |  |  |  | 800 | 9.5 | 84.2 | No | 25000 | 2700 | 82 | 6 | 1 | -20 | Dimmable | 20% |  | Damp Location Rated,Shatter Resistant,Not for Use in Enclosed Fixtures |  |  |  | 2015-08-15 | 2015-08-13 | United States, Canada | ES_1023648_80105_081320151648327_6512458 | 2245875
Sunshine Lighting | Sunlite | A21 | 80199 |  | A21 | General Purpose Replacement | E26 (Medium) | Omnidirectional | LED | 3 | 100 | 120 | 65 |  |  |  | 1600 | 17.5 | 91.4 | No | 25000 | 2700 | 81 | 7 | 0.9 | -20 | Dimmable | 10% |  | None |  |  |  | 2015-10-10 | 2015-10-06 | United States, Canada | ES_1023648_80199_10082015133616_3155676 | 2249815
Sunshine Lighting | Sunlite | Bare Mini Spiral CFL | SMS13/27K | ,,Retail Number: 00805 | CFL Bare Spiral | General Purpose Replacement | E26 (Medium) | Omnidirectional | CFL | 3 | 60 | 100.3 | 47.6 |  | 2.5 |  | 900 | 13 | 69.2 | No | 12000 | 2700 | 82 | -7 | 0.6 | -15 |  |  |  | Not for Use in Recessed Fixtures,Not for Use in Enclosed Fixtures |  |  |  | 2015-02-15 | 2015-02-24 | United States, Canada | ES_1023648_SMS13/27K_02242015101910_0837785 | 2234766
Sunshine Lighting | Sunlite | Bare Spiral CFL | SMS23/27K | ,,Retail Number: 00820 | CFL Bare Spiral | General Purpose Replacement | E26 (Medium) | Omnidirectional | CFL | 3 | 100 | 117.1 | 60.4 |  | 2.5 |  | 1600 | 23 | 69.6 | No | 12000 | 2700 | 80 | -7 | 0.6 | -15 |  |  |  | Not for Use in Recessed Fixtures,Not for Use in Enclosed Fixtures |  |  |  | 2015-02-15 | 2015-02-24 | United States, Canada | ES_1023648_SMS23/27K_02242015102022_3099854 | 2234767
Sunshine Lighting | Sunlite | BR30 | 81150 |  | BR30 | Reflector (Flood/Spot) | E26 (Medium) | Directional | LED | 3 | 65 | 135 | 94.6 |  |  |  | 750 | 10 | 75 | No | 25000 | 4000 | 82 | 6 | 0.9 | -20 | Dimmable | 5% | No | None | No |  |  | 2016-08-25 | 2016-08-30 | United States | ES_1023648_81150_09092016143228_9207226 | 2278662
Sunshine Lighting | Sunlite | BR30 | 89020 |  | BR30 | Reflector (Flood/Spot) | E26 (Medium) | Directional | LED | 3 | 65 | 135 | 95 |  |  | 118 | 750 | 12 | 62.5 | No | 25000 | 2700 | 82 | 6 | 1 | -20 | Dimmable | 5% |  | None |  |  |  | 2015-01-10 | 2015-01-12 | United States | ES_1023648_89020_01142015110538_2346241 | 2230940
Sunshine Lighting | Sunlite | BR30 | 89021 |  | BR30 | Reflector (Flood/Spot) | E26 (Medium) | Directional | LED | 3 | 65 | 135 | 95 |  |  | 118 | 750 | 12 | 62.5 | No | 25000 | 3000 | 83 | 7 | 1 | -20 | Dimmable | 5% |  | None |  |  |  | 2015-01-10 | 2015-01-12 | United States | ES_1023648_89021_01142015110538_3358696 | 2230941
Sunshine Lighting | Sunlite | BR30 | 89022 |  | BR30 | Reflector (Flood/Spot) | E26 (Medium) | Directional | LED | 3 | 65 | 135 | 95 |  |  | 121 | 820 | 12 | 68.3 | No | 25000 | 4000 | 84 | 7 | 1 | -20 | Dimmable | 5% |  | None |  |  |  | 2015-01-10 | 2015-01-12 | United States | ES_1023648_89022_01142015110538_1728174 | 2230942
Sunshine Lighting | Sunlite | BR30 | 89223 |  | BR30 | Reflector (Flood/Spot) | E26 (Medium) | Directional | LED | 3 | 65 | 135 | 108.5 |  |  |  | 750 | 12 | 62.5 | No | 25000 | 2700 | 82 | 5 | 1 | -20 | Dimmable | 5% |  | None |  |  |  | 2016-04-15 | 2016-05-12 | United States | ES_1023648_89223_05202016111205_8997932 | 2267493
Sunshine Lighting | Sunlite | BR30 | 89224 |  | BR30 | Reflector (Flood/Spot) | E26 (Medium) | Directional | LED | 3 | 65 | 135 | 108.5 |  |  |  | 750 | 12 | 62.5 | No | 25000 | 3000 | 83 | 7 | 1 | -20 | Dimmable | 5% |  | None |  |  |  | 2016-04-15 | 2016-05-12 | United States | ES_1023648_89224_05202016111205_2076176 | 2267494
Sunshine Lighting | Sunlite | BR40 | 81152 |  | BR40 | Reflector (Flood/Spot) | E26 (Medium) | Directional | LED | 3 | 75 | 163 | 125 |  |  |  | 950 | 13 | 73.1 | No | 25000 | 4000 | 83 | 8 | 1 | -20 | Dimmable | 4% | No | None | No |  |  | 2016-08-25 | 2016-08-30 | United States | ES_1023648_81152_09092016143245_6054826 | 2278661
Sunshine Lighting | Sunlite | BR40 | 88064 |  | BR40 | Reflector (Flood/Spot) | E26 (Medium) | Directional | LED | 3 | 75 | 163 | 125 |  |  |  | 950 | 14 | 67.8 | No | 25000 | 2700 | 82 | 8 | 1 | -20 | Dimmable | 5% |  | None |  |  |  | 2015-07-25 | 2015-07-31 | United States | ES_1023648_88064_10022015155632_4377007 | 2249220
Sunshine Lighting | Sunlite | BR40 | 88067 |  | BR40 | Reflector (Flood/Spot) | E26 (Medium) | Directional | LED | 3 | 75 | 163 | 125 |  |  |  | 950 | 14 | 67.8 | No | 25000 | 3000 | 83 | 8 | 1 | -20 | Dimmable | 5% |  | None |  |  |  | 2015-07-25 | 2015-07-31 | United States | ES_1023648_88067_10022015155632_9496770 | 2249221
Sunshine Lighting | Sunlite | BR40 | 88070 |  | BR40 | Reflector (Flood/Spot) | E26 (Medium) | Directional | LED | 3 | 75 | 163 | 125 |  |  |  |  | 14 | 67.9 | No | 25000 | 3000 | 83 | 8 | 1 | -20 | Dimmable | 5% |  | Not for Use in Enclosed Fixtures |  |  |  | 2016-04-15 | 2016-05-12 | United States | ES_1023648_88070_05202016111148_8361701 | 2267496
Sunshine Lighting | Sunlite | BR40 | 88080 |  | BR40 | Reflector (Flood/Spot) | E26 (Medium) | Directional | LED | 3 | 75 | 163 | 125 |  |  |  | 950 | 13 | 73.1 | No | 25000 | 2700 | 82 | 10 | 0.9 | -20 | Dimmable | 4% | No | None | No |  |  | 2016-08-25 | 2016-08-30 | United States | ES_1023648_88080_09092016143245_8880275 | 2278660
Sunshine Lighting | Sunlite | BR40 | 88080 |  | BR40 | Reflector (Flood/Spot) | E26 (Medium) | Directional | LED | 3 | 75 | 163 | 125 |  |  |  |  | 14 | 67.9 | No | 25000 | 2700 | 82 | 8 | 1 | -20 | Dimmable | 5% |  | Not for Use in Enclosed Fixtures |  |  |  | 2016-04-15 | 2016-05-12 | United States | ES_1023648_88080_05202016111148_4934212 | 2267495
Sunshine Lighting | Sunlite | BR40 | 89026 |  | BR40 | Reflector (Flood/Spot) | E26 (Medium) | Directional | LED | 3 | 75 | 163 | 125 |  |  |  | 1060 | 14 | 75.7 | No | 25000 | 4000 | 84 | 8 | 1 | -20 | Dimmable | 5% |  | None |  |  |  | 2015-10-02 | 2015-01-12 | United States | ES_1023648_89026_01142015110546_8454028 | 2230939
Sunshine Lighting | Sunlite | C16A2 | 80336 |  | Decorative: Other | Decorative | E12 (Candelabra) | Decorative | LED | 3 | 60 | 108 | 41 |  |  |  | 500 | 7 | 71.4 | No | 25000 | 2700 | 81 | 5 | 1 | -20 | Dimmable | 5% |  | Not for Use in Recessed Fixtures,Not for Use in Enclosed Fixtures |  |  |  | 2015-07-30 | 2015-08-19 | United States | ES_1023648_80336_09012015085854_7300493 | 2247723
Sunshine Lighting | Sunlite | C16A2 | 80411 |  | Decorative: Other | Decorative | E12 (Candelabra) | Decorative | LED | 3 | 60 | 114 | 41 |  |  |  | 500 | 7 | 71.4 | No | 25000 | 2700 | 81 | 5 | 1 | -20 | Dimmable | 5% |  | Not for Use in Recessed Fixtures,Not for Use in Enclosed Fixtures |  |  |  | 2015-07-30 | 2015-08-19 | United States | ES_1023648_80411_09012015085854_6861388 | 2247724
Sun & Stars Lighting, Inc. | SUN&STARS | T3 GU24 18W | SSL-GU18/50K |  | CFL Bare Spiral | General Purpose Replacement | GU24 | Omnidirectional | CFL | 2 | 75 | 102 | 60 |  | 2.5 |  | 1250 | 19 | 65.6 | No | 10000 | 5000 | 86 | 34 | 0.6 | -20 |  |  |  | Not for Use in Enclosed Fixtures |  |  |  | 2015-02-10 | 2015-02-18 | United States | ES_1035839_SSL-GU18/50K_02192015131912_4118458 | 2233490
Sun & Stars Lighting, Inc. | SUN&STARS | T3 GU24 23W | SSL-GU23/27K |  | CFL Bare Spiral | General Purpose Replacement | GU24 | Omnidirectional | CFL | 2 | 100 | 120 | 60 |  | 2.5 |  | 1600 | 23 | 69.6 | No | 10000 | 2700 | 83 | -6 | 0.5 | -20 |  |  |  | None |  |  |  | 2015-02-10 | 2015-02-19 | United States | ES_1035839_SSL-GU23/27K_02192015144017_5519025 | 2233500
Sun & Stars Lighting, Inc. | SUN&STARS | T3 GU24 23W | SSL-GU23/50K |  | CFL Bare Spiral | General Purpose Replacement | GU24 | Omnidirectional | CFL | 2 | 100 | 120 | 60 |  | 2.5 |  | 1600 | 23.6 | 67.7 | No | 10000 | 5000 | 84 | 5 | 0.6 | -20 |  |  |  | None |  |  |  | 2015-02-10 | 2015-02-19 | United States | ES_1035839_SSL-GU23/50K_02192015144017_3972693 | 2233501
Sun & Stars Lighting, Inc. | Sun & Stars Lighting | self-ballasted LED Lamps | SSL-11A19DIM/30 | ,,SSL-11A19DIM/30 | A19 | General Purpose Replacement | E26 (Medium) | Omnidirectional | LED | 3 | 60 | 116 | 60 |  |  |  | 838 | 11 | 76.2 | No | 25000 | 3000 | 83 | 10 | 1 | -20 | Dimmable | 10% |  | None |  |  |  | 2015-11-05 | 2015-11-03 | United States | ES_1035839_SSL-11A19DIM/30_11062015150500_4389309 | 2252065
Sun & Stars Lighting, Inc. | Sun & Stars Lighting | self-ballasted LED Lamps | SSL-11A19DIM/40 | ,,SSL-11A19DIM/40 | A19 | General Purpose Replacement | E26 (Medium) | Omnidirectional | LED | 3 | 60 | 116 | 60 |  |  |  | 862 | 11 | 78.4 | No | 25000 | 4000 | 83 | 10 | 1 | -20 | Dimmable | 10% |  | None |  |  |  | 2015-11-05 | 2015-11-03 | United States | ES_1035839_SSL-11A19DIM/40_11062015150528_4219827 | 2252066
Sun & Stars Lighting, Inc. | Sun & Stars Lighting | self-ballasted LED Lamps | SSL-11A19DIM/40 | ,,SSL-11A19DIM/40 | A19 | General Purpose Replacement | E26 (Medium) | Omnidirectional | LED | 3 | 60 | 116 | 60 |  |  |  | 900 | 11 | 81.8 | No | 25000 | 4000 | 83 | 7 | 1 | -20 | Dimmable | 10% |  | None |  |  |  | 2016-10-01 | 2015-09-30 | United States | ES_1035839_SSL-11A19DIM/40_10092015112115_6884002 | 2249827
Sun & Stars Lighting, Inc. | Sun & Stars Lighting | self-ballasted LED Lamps | SSL-11A19DIM/50 | ,,SSL-11A19DIM/50 | A19 | General Purpose Replacement | E26 (Medium) | Omnidirectional | LED | 3 | 60 | 116 | 60 |  |  |  | 892 | 11 | 81.1 | No | 25000 | 5000 | 84 | 13 | 1 | -20 | Dimmable | 10% |  | None |  |  |  | 2015-11-05 | 2015-11-03 | United States | ES_1035839_SSL-11A19DIM/50_11062015150559_5334938 | 2252067
Sun & Stars Lighting, Inc. | Sun & Stars Lighting | self-ballasted LED Lamps | SSL-7A19DIM/30 | ,,SSL-7A19DIM/30 | A19 | General Purpose Replacement | E26 (Medium) | Omnidirectional | LED | 3 | 40 | 106 | 60 |  |  |  | 480 | 7 | 68.6 | No | 25000 | 3000 | 83 | 11 | 1 | -20 | Dimmable | 10% |  | None |  |  |  | 2015-11-05 | 2015-11-03 | United States | ES_1035839_SSL-7A19DIM/30_11062015150326_5095977 | 2252062
Sun & Stars Lighting, Inc. | Sun & Stars Lighting | self-ballasted LED Lamps | SSL-7A19DIM/30 | ,,SSL-7A19DIM/30 | A19 | General Purpose Replacement | E26 (Medium) | Omnidirectional | LED | 3 | 40 | 106 | 60 |  |  |  | 498 | 7 | 71.1 | No | 25000 | 3000 | 84 | 14 | 1 | -20 | Dimmable | 10% |  | Not for Use in Enclosed Fixtures |  |  |  | 2016-10-01 | 2015-09-30 | United States | ES_1035839_SSL-7A19DIM/30_10092015111830_2158995 | 2249824
Sun & Stars Lighting, Inc. | Sun & Stars Lighting | self-ballasted LED Lamps | SSL-7A19DIM/40 | ,,SSL-7A19DIM/40 | A19 | General Purpose Replacement | E26 (Medium) | Omnidirectional | LED | 3 | 40 | 106 | 60 |  |  |  | 491 | 7 | 70.1 | No | 25000 | 4000 | 83 | 11 | 1 | -20 | Dimmable | 10% |  | None |  |  |  | 2015-11-05 | 2015-11-03 | United States | ES_1035839_SSL-7A19DIM/40_11062015150351_9230771 | 2252063
Sun & Stars Lighting, Inc. | Sun & Stars Lighting | self-ballasted LED Lamps | SSL-7A19DIM/40 | ,,SSL-7A19DIM/40 | A19 | General Purpose Replacement | E26 (Medium) | Omnidirectional | LED | 3 | 40 | 106 | 60 |  |  |  | 500 | 7 | 71.4 | No | 25000 | 4000 | 83 | 6 | 1 | -20 | Dimmable | 10% |  | Not for Use in Enclosed Fixtures |  |  |  | 2016-10-01 | 2015-09-30 | United States | ES_1035839_SSL-7A19DIM/40_10092015111938_4798835 | 2249825
Sun & Stars Lighting, Inc. | Sun & Stars Lighting | self-ballasted LED Lamps | SSL-7A19DIM/50 | ,,SSL-7A19DIM/50 | A19 | General Purpose Replacement | E26 (Medium) | Omnidirectional | LED | 3 | 40 | 106 | 60 |  |  |  | 500 | 7 | 71.4 | No | 25000 | 5000 | 84 | 13 | 1 | -20 | Dimmable | 10% |  | None |  |  |  | 2015-11-05 | 2015-11-03 | United States | ES_1035839_SSL-7A19DIM/50_11062015150417_9462949 | 2252064
Sun & Stars Lighting, Inc. | Sun & Stars Lighting | self-ballasted LED Lamps | SSL-7A19DIM/50 | ,,SSL-7A19DIM/50 | A19 | General Purpose Replacement | E26 (Medium) | Omnidirectional | LED | 3 | 40 | 106 | 60 |  |  |  | 500 | 7 | 71.4 | No | 25000 | 5000 | 84 | 16 | 1 | -20 | Dimmable | 10% |  | Not for Use in Enclosed Fixtures |  |  |  | 2016-10-01 | 2015-09-30 | United States | ES_1035839_SSL-7A19DIM/50_10092015112019_9541058 | 2249826
Sun & Stars Lighting, Inc. | Sun & Stars Lighting | self-ballasted LED Lamps | SSL-7MR16NOND/30 | ,,SSL-7MR16NOND/30 | MR16 | Reflector (Flood/Spot) | GU5.3 | Directional | LED | 3 | 50 | 49 | 50 | 1262 |  | 40 | 550 | 7 | 78.6 | No | 25000 | 3000 | 81 | 6 | 0.7 | -20 |  |  | No | None | No |  |  | 2015-11-08 | 2016-05-02 | United States | ES_1035839_SSL-7MR16NOND/30_05062016162639_6352651 | 2266217
Sun & Stars Lighting, Inc. | Sun & Stars Lighting | self-ballasted LED Lamps | SSL-7MR16NOND/30 | ,,SSL-7MR16NOND/30 | MR16 | Reflector (Flood/Spot) | GU5.3 | Directional | LED | 3 | 50 | 49 | 50 | 1330 |  | 40 | 546 | 7 | 78 | No | 25000 | 3000 | 81 | 6 | 1 | -20 |  |  | No | None | No |  |  | 2015-11-08 | 2016-05-02 | United States | ES_1035839_SSL-7MR16NOND/30_05062016162759_2418866 | 2266220
Sun & Stars Lighting, Inc. | Sun & Stars Lighting | self-ballasted LED Lamps | SSL-7MR16NOND/30 | ,,SSL-7MR16NOND/30 | MR16 | Reflector (Flood/Spot) | GU5.3 | Directional | LED | 3 | 75 | 49 | 50 | 1262 |  | 40 |  | 7 | 78.6 | No | 25000 | 3000 | 81 | 6 | 0.7 | -20 |  |  |  | None |  |  |  | 2015-11-08 | 2015-11-12 | United States | ES_1035839_SSL-7MR16NOND/30_11242015135322_5548281 | 2253282
Sun & Stars Lighting, Inc. | Sun & Stars Lighting | self-ballasted LED Lamps | SSL-7MR16NOND/30 | ,,SSL-7MR16NOND/30 | MR16 | Reflector (Flood/Spot) | GU5.3 | Directional | LED | 3 | 75 | 49 | 50 | 1330 |  | 40 |  | 7 | 78 | No | 25000 | 3000 | 81 | 6 | 1 | -20 |  |  |  | None |  |  |  | 2015-11-08 | 2015-11-12 | United States | ES_1035839_SSL-7MR16NOND/30_11242015135739_7264120 | 2253285
Sun & Stars Lighting, Inc. | Sun & Stars Lighting | self-ballasted LED Lamps | SSL-7MR16NOND/40 | ,,SSL-7MR16NOND/40 | MR16 | Reflector (Flood/Spot) | GU5.3 | Directional | LED | 3 | 50 | 49 | 50 | 1280 |  | 40 | 550 | 7 | 78.6 | No | 25000 | 4000 | 83 | 12 | 0.7 | -20 |  |  | No | None | No |  |  | 2015-11-08 | 2016-05-02 | United States | ES_1035839_SSL-7MR16NOND/40_05062016162705_2984532 | 2266218
Sun & Stars Lighting, Inc. | Sun & Stars Lighting | self-ballasted LED Lamps | SSL-7MR16NOND/40 | ,,SSL-7MR16NOND/40 | MR16 | Reflector (Flood/Spot) | GU5.3 | Directional | LED | 3 | 50 | 49 | 50 | 1319 |  | 40 | 550 | 7 | 78.6 | No | 25000 | 4000 | 83 | 11 | 1 | -20 |  |  | No | None | No |  |  | 2015-11-08 | 2016-05-02 | United States | ES_1035839_SSL-7MR16NOND/40_05062016162824_6120118 | 2266221
Sun & Stars Lighting, Inc. | Sun & Stars Lighting | self-ballasted LED Lamps | SSL-7MR16NOND/40 | ,,SSL-7MR16NOND/40 | MR16 | Reflector (Flood/Spot) | GU5.3 | Directional | LED | 3 | 75 | 49 | 50 | 1280 |  | 40 |  | 7 | 78.6 | No | 25000 | 4000 | 83 | 12 | 0.7 | -20 |  |  |  | None |  |  |  | 2015-11-08 | 2015-11-12 | United States | ES_1035839_SSL-7MR16NOND/40_11242015135431_2796667 | 2253283
Target Corporation | up&up | OMNI 800 LED | 085-02-0146 | ,,BPAGOM800/LED/TAR | A19 | General Purpose Replacement | E26 (Medium) | Omnidirectional | LED | 3 | 60 | 115.5 | 59.8 |  |  |  | 800 | 9.5 | 84 | No | 25000 | 3000 | 83 | 19 | 0.9 | -13 | Dimmable | 5% |  | None |  |  |  | 2014-10-01 | 2014-10-29 | United States | ES_1019587_085-02-0146_11032014122942_9080247 | 2224098
Target Corporation | Up & Up | CFL Lamp | ESL13T2/2/TAR |  | CFL Bare Spiral | General Purpose Replacement | E26 (Medium) | Omnidirectional | CFL | 2 | 60 | 105 | 50 |  | 1.3 |  | 825 | 13 | 63.5 | No | 10000 | 2700 | 83 | 0 | 0.6 | -20 |  |  |  | Damp Location Rated,Not for Use in Enclosed Fixtures |  |  |  | 2014-10-24 | 2014-10-24 | United States | ES_1019587_ESL13T2/2/TAR_10242014113841_1023703 | 2223508
Target Corporation | Up & Up | CFL Lamp | ESL18T2/2/TAR |  | CFL Bare Spiral | General Purpose Replacement | E26 (Medium) | Omnidirectional | CFL | 2 | 75 | 106 | 55.7 |  | 0.2 |  | 1170 | 18 | 65 | No | 10000 | 2700 | 81 | 3 | 0.6 | -20 |  |  |  | Damp Location Rated,Not for Use in Recessed Fixtures,Not for Use in Enclosed Fixtures |  |  |  | 2014-10-23 | 2014-10-24 | United States, Canada | ES_1019587_ESL18T2/2/TAR_10242014114441_1023703 | 2223509
Target Corporation | Up & Up | CFL Lamp | ESL23T2/2/TAR |  | CFL Bare Spiral | General Purpose Replacement | E26 (Medium) | Omnidirectional | CFL | 2 | 100 | 110.8 | 60.5 |  | 0.2 |  | 1600 | 23 | 69.6 | No | 10000 | 2700 | 81 | -19 | 0.6 | -20 |  |  |  | Damp Location Rated,Not for Use in Recessed Fixtures,Not for Use in Enclosed Fixtures |  |  |  | 2014-10-20 | 2014-10-24 | United States | ES_1019587_ESL23T2/2/TAR_10242014113221_1023703 | 2223507
Target Corporation | Up & Up | CFL Lamp | ESL9T2/2/TAR |  | CFL Bare Spiral | General Purpose Replacement | E26 (Medium) | Omnidirectional | CFL | 2 | 40 | 83 | 45.3 |  | 0.2 |  | 525 | 9 | 58.3 | No | 10000 | 2700 | 82 | -22 | 0.6 | -20 |  |  |  | Damp Location Rated,Not for Use in Recessed Fixtures,Not for Use in Enclosed Fixtures |  |  |  | 2014-10-28 | 2014-10-28 | United States | ES_1019587_ESL9T2/2/TAR_10282014050840_1023703 | 2223835
Target Corporation | Up & Up | Directional LED Lamp | BPBR30/DM/LED/TAR |  | BR30 | Reflector (Flood/Spot) | E26 (Medium) | Directional | LED | 3 | 65 | 128.9 | 94.7 |  |  | 110 | 650 | 10 | 65 | No | 25000 | 2700 | 82 | 17 | 1 | -25 | Dimmable | 5% |  | Damp Location Rated |  |  |  | 2015-02-02 | 2015-02-05 | United States | ES_1019587_BPBR30/DM/LED/TAR_02052015032000_1023760 | 2232732
Technical Consumer Products, Inc. (TCP) | TCP | 10709 | 10709 | ,10709C,; ,69709,; ,69709C, | CFL Candle | Decorative | E26 (Medium) | Decorative | CFL | 2 | 40 | 122 | 43 |  | 1.2 |  | 450 | 9 | 50 | No | 10000 | 2700 | 82 | -10 | 0.6 | -29 |  |  |  | None |  |  |  | 2012-01-01 | 2014-09-02 | United States, Canada | ES_20570_10709_09022014152103_1263762 | 2218461
Technical Consumer Products, Inc. (TCP) | TCP | 11309 | 11309 | ,694092,; ,69409B2,; ,69409C2,; ,8070092,; ,CAN694092, | CFL A-type | General Purpose Replacement | E26 (Medium) | Omnidirectional | CFL | 2 | 40 | 97 | 48 |  | 1.3 |  | 450 | 9 | 50 | No | 10000 | 2700 | 82 | -9 | 0.6 | -29 |  |  |  | None |  |  |  | 2014-01-13 | 2014-08-12 | United States, Canada | ES_20570_11309_08122014141526_2926075 | 2217260
Technical Consumer Products, Inc. (TCP) | TCP | 11319 | 11319 |  | CFL A-type | General Purpose Replacement | E26 (Medium) | Omnidirectional | CFL | 9 | 75 | 150 | 69 |  | 1.3 |  | 1100 | 19.9 | 58 | No | 10000 | 2700 | 83 | -11 | 0.5 | -29 |  |  |  | Other,Vanity |  |  |  | 2014-01-13 | 2014-09-16 | United States, Canada | ES_20570_11319_09272014133848_5128068 | 2220596
Technical Consumer Products, Inc. (TCP) | TCP | 19027 | 19027 |  | CFL Bare Spiral | General Purpose Replacement | E26 (Medium) | Omnidirectional | CFL | 2 | 100 | 140 | 61 |  | 2.6 |  | 1850 | 27 | 68 | Yes | 10000 | 2700 | 83 | -6 | 0.6 | -29 |  |  |  | Other,Table, Vanity |  |  |  | 2011-09-25 | 2014-07-10 | United States, Canada | ES_20570_19027_07102014211334_6814380 | 2215059
Technical Consumer Products, Inc. (TCP) | TCP | 19032 | 19032 |  | CFL Bare Spiral | General Purpose Replacement | E26 (Medium) | Omnidirectional | CFL | 2 | 125 | 173 | 61 |  | 2.6 |  | 2250 | 32.5 | 70.3 | No | 10000 | 2700 | 83 | -9 | 0.5 | -29 |  |  |  | Other,Table lamp |  |  |  | 2009-07-09 | 2014-09-22 | United States, Canada | ES_20570_19032_09232014013437_6077363 | 2220009
Technical Consumer Products, Inc. (TCP) | TCP | 1903235K | 1903235K |  | CFL Bare Spiral | General Purpose Replacement | E26 (Medium) | Omnidirectional | CFL | 2 | 125 | 173 | 71 |  | 2.6 |  | 2250 | 33.4 | 67.3 | Yes | 10000 | 3500 | 83 | -9 | 0.6 | -29 |  |  |  | Other,Table Lamp |  |  |  | 2008-06-10 | 2014-09-24 | United States, Canada | ES_20570_1903235K_09252014041132_8292637 | 2220178
Technical Consumer Products, Inc. (TCP) | TCP | 1ES13 | 1ES13 | ,1ES13260,; ,1ES133,; ,1ES13360,; ,1ES134, | CFL Bare Spiral | General Purpose Replacement | E26 (Medium) | Omnidirectional | CFL | 9 | 60 | 112 | 46 |  | 1.3 |  | 800 | 13.7 | 58.4 | No | 10000 | 2700 | 81 | -10 | 0.5 | -29 |  |  |  | Other,Table lamp |  |  |  | 2014-01-13 | 2014-09-16 | United States, Canada | ES_20570_1ES13_09272014131750_3870816 | 2220591
Technical Consumer Products, Inc. (TCP) | TCP | 1ES1348 | 1ES1348 | ,1ES134DPL,; ,1ES134PEP,; ,1ES13DPL, | CFL Bare Spiral | General Purpose Replacement | E26 (Medium) | Omnidirectional | CFL | 9 | 60 | 112 | 46 |  | 1.3 |  | 800 | 13.7 | 58.4 | No | 10000 | 2700 | 81 | -10 | 0.5 | -29 |  |  |  | Other,Table lamp |  |  |  | 2012-01-01 | 2014-10-22 | United States, Canada | ES_20570_1ES1348_10232014145210_5930084 | 2223194
Technical Consumer Products, Inc. (TCP) | TCP | 1ES134AMO | 1ES134AMO | 1ES134AMO,1ES134AMO, | CFL Bare Spiral | General Purpose Replacement | E26 (Medium) | Omnidirectional | CFL | 2 | 60 | 112 | 46 |  | 1.3 |  | 800 | 13.8 | 58 | No | 10000 | 2700 | 82 | -10 | 0.5 | -29 |  |  |  | Other,Table Lamp |  |  |  | 2014-01-13 | 2015-09-10 | United States, Canada | ES_20570_1ES134AMO_09102015162216_2136290 | 2247589
Technical Consumer Products, Inc. (TCP) | TCP | 1ES134DEL | 1ES134DEL | 1ES134DEL,1ES134DEL, | CFL Bare Spiral | General Purpose Replacement | E26 (Medium) | Omnidirectional | CFL | 2 | 60 | 112 | 46 |  | 1.3 |  | 800 | 13.8 | 58 | No | 10000 | 2700 | 82 | -10 | 0.6 | -29 |  |  |  | Other,Table Lamp |  |  |  | 2014-01-13 | 2015-06-02 | United States, Canada | ES_20570_1ES134DEL_06032015145904_3544892 | 2240889
Technical Consumer Products, Inc. (TCP) | TCP | 1ES134ETS | 1ES134ETS | 1ES134ETS,1ES134ETS, | CFL Bare Spiral | General Purpose Replacement | E26 (Medium) | Omnidirectional | CFL | 2 | 60 | 112 | 46 |  | 1.3 |  | 800 | 13.8 | 58 | No | 10000 | 2700 | 82 | -10 | 0.6 | -29 |  |  |  | Other,Table Lamp |  |  |  | 2014-01-13 | 2015-06-17 | United States, Canada | ES_20570_1ES134ETS_06172015145231_2751593 | 2241688
Technical Consumer Products, Inc. (TCP) | TCP | 1ES134OGE | 1ES134OGE | 1ES134OGE,1ES134OGE, | CFL Bare Spiral | General Purpose Replacement | E26 (Medium) | Omnidirectional | CFL | 2 | 60 | 112 | 46 |  | 1.3 |  | 800 | 13.8 | 58 | No | 10000 | 2700 | 82 | -10 | 0.6 | -29 |  |  |  | Other,Table lamp |  |  |  | 2014-01-13 | 2015-06-01 | United States, Canada | ES_20570_1ES134OGE_06012015161123_5083783 | 2240516
Technical Consumer Products, Inc. (TCP) | TCP | 1ES134PSO | 1ES134PSO |  | CFL Bare Spiral | General Purpose Replacement | E26 (Medium) | Omnidirectional | CFL | 2 | 60 | 112 | 46 |  | 1.3 |  | 800 | 13.7 | 58.4 | No | 10000 | 2700 | 81 | -10 | 0.5 | -29 |  |  |  | Other,Table Lamp |  |  |  | 2014-01-13 | 2015-02-04 | United States, Canada | ES_20570_1ES134PSO_02042015130920_5360684 | 2232614
Technical Consumer Products, Inc. (TCP) | TCP | 1ES13AP | 1ES13AP | ,1ES134KCPL,; ,1ES134SMEC, | CFL Bare Spiral | General Purpose Replacement | E26 (Medium) | Omnidirectional | CFL | 9 | 60 | 112 | 46 |  | 1.3 |  | 800 | 13.7 | 58.4 | No | 10000 | 2700 | 81 | -10 | 0.5 | -29 |  |  |  | Other,Table lamp |  |  |  | 2014-01-13 | 2014-09-16 | United States, Canada | ES_20570_1ES13AP_09272014133300_4780519 | 2220592
Technical Consumer Products, Inc. (TCP) | TCP | 1ES13DLB3 | 1ES13DLB3 |  | CFL Bare Spiral | General Purpose Replacement | E26 (Medium) | Omnidirectional | CFL | 9 | 60 | 112 | 46 |  | 1.3 |  | 800 | 13.5 | 59.2 | No | 10000 | 5000 | 84 | 36 | 0.6 | -29 |  |  |  | Other,Table lamp |  |  |  | 2014-03-25 | 2014-09-16 | United States, Canada | ES_20570_1ES13DLB3_09272014133639_4999608 | 2220593
Technical Consumer Products, Inc. (TCP) | TCP | LED10P30S41KNFL | LED10P30S41KNFL |  | PAR30 | Reflector (Flood/Spot) | E26 (Medium) | Directional | LED | 5 | 60 | 89 | 97 | 5527 |  | 25 | 700 | 10 | 70 | No | 25000 | 4000 | 87 | 25 | 0.7 | -30 |  |  |  | Recessed Fixtures |  |  |  | 2013-08-02 | 2014-06-23 | United States, Canada | ES_20570_LED10P30S41KNFL_06232014133916_0756558 | 2213681
Technical Consumer Products, Inc. (TCP) | TCP | LED10P30S41KSP | LED10P30S41KSP |  | PAR30 | Reflector (Flood/Spot) | E26 (Medium) | Directional | LED | 5 | 60 | 89 | 97 | 5558 |  | 15 | 700 | 10 | 70 | No | 25000 | 4000 | 86 | 24 | 0.7 | -30 |  |  |  | Recessed Fixtures |  |  |  | 2014-05-02 | 2014-07-28 | United States, Canada | ES_20570_LED10P30S41KSP_08042014195252_1972231 | 2217039
Technical Consumer Products, Inc. (TCP) | TCP | LED10P30SD27KFL | LED10P30SD27KFL |  | PAR30 | Reflector (Flood/Spot) | E26 (Medium) | Directional | LED | 5 | 60 | 89 | 97 | 1555 |  | 40 | 600 | 10.3 | 60 | No | 25000 | 2700 | 81 | 2 | 0.9 | -30 | Dimmable | 5% |  | Recessed Fixtures |  |  |  | 2013-01-01 | 2014-09-25 | United States, Canada | ES_20570_LED10P30SD27KFL_09262014023529_8929306 | 2220340
Technical Consumer Products, Inc. (TCP) | TCP | LED10P30SD27KFL | LED10P30SD27KFL |  | PAR30S | Reflector (Flood/Spot) | E26 (Medium) | Directional | LED | 5 | 60 | 89 | 97 | 2060 |  | 40 | 700 | 10 | 70 | No | 25000 | 2700 | 83 | 9 | 0.9 | -30 | Dimmable | 20% | Yes | Damp Location Rated | No |  |  | 2013-03-01 | 2016-10-11 | United States, Canada | ES_20570_LED10P30SD27KFL_10112016225045_6245783 | 2281138
Technical Consumer Products, Inc. (TCP) | TCP | LED10P30SD27KNFL | LED10P30SD27KNFL |  | PAR30 | Reflector (Flood/Spot) | E26 (Medium) | Directional | LED | 5 | 60 | 89 | 97 | 4109 |  | 40 | 600 | 10 | 60 | No | 25000 | 2700 | 82 | 3 | 0.9 | -30 | Dimmable | 5% |  | Recessed Fixtures |  |  |  | 2013-01-01 | 2014-08-29 | United States, Canada | ES_20570_LED10P30SD27KNFL_08292014144100_3260937 | 2218101
Technical Consumer Products, Inc. (TCP) | TCP | LED10P30SD27KNFL | LED10P30SD27KNFL |  | PAR30S | Reflector (Flood/Spot) | E26 (Medium) | Directional | LED | 5 | 60 | 90 | 97 | 4427 |  | 25 | 700 | 10 | 70 | No | 25000 | 2700 | 83 | 9 | 0.9 | -30 | Dimmable | 20% | Yes | Damp Location Rated | No |  |  | 2013-03-01 | 2016-10-25 | United States, Canada | ES_20570_LED10P30SD27KNFL_10252016214219_1739623 | 2282228
Technical Consumer Products, Inc. (TCP) | TCP | LED10P30SD27KSP | LED10P30SD27KSP |  | PAR30 | Reflector (Flood/Spot) | E26 (Medium) | Directional | LED | 5 | 60 | 89 | 97 | 5056 |  | 15 | 600 | 10.3 | 58.2 | No | 25000 | 2700 | 81 | 2 | 0.9 | -30 | Dimmable | 5% |  | Recessed Fixtures |  |  |  | 2013-01-01 | 2014-09-17 | United States, Canada | ES_20570_LED10P30SD27KSP_09272014210540_1940264 | 2220605
Technical Consumer Products, Inc. (TCP) | TCP | LED10P30SD30KFL | LED10P30SD30KFL |  | PAR30S | Reflector (Flood/Spot) | E26 (Medium) | Directional | LED | 5 | 60 | 89 | 97 | 2173 |  | 40 | 750 | 10 | 75 | No | 25000 | 3000 | 83 | 10 | 0.9 | -30 | Dimmable | 20% | Yes | Damp Location Rated | No |  |  | 2013-01-01 | 2016-09-07 | United States, Canada | ES_20570_LED10P30SD30KFL_08292014144122_3282639 | 2278447
Technical Consumer Products, Inc. (TCP) | TCP | LED10P30SD30KNFL | LED10P30SD30KNFL |  | PAR30 | Reflector (Flood/Spot) | E26 (Medium) | Directional | LED | 5 | 60 | 89 | 97 | 2894 |  | 25 | 650 | 10 | 65 | No | 25000 | 3000 | 81 | 2 | 0.9 | -30 | Dimmable | 5% |  | Recessed Fixtures |  |  |  | 2013-01-01 | 2014-08-29 | United States, Canada | ES_20570_LED10P30SD30KNFL_08292014144147_3307374 | 2218103
Technical Consumer Products, Inc. (TCP) | TCP | LED10P30SD30KSP | LED10P30SD30KSP |  | PAR30 | Reflector (Flood/Spot) | E26 (Medium) | Directional | LED | 5 | 60 | 89 | 97 | 5695 |  | 15 | 800 | 10 | 80 | No | 25000 | 3000 | 82 | 4 | 0.9 | -30 | Dimmable | 5% |  | Recessed Fixtures |  |  |  | 2013-01-01 | 2014-09-17 | United States, Canada | ES_20570_LED10P30SD30KSP_09272014214104_4064912 | 2220607
Technical Consumer Products, Inc. (TCP) | TCP | LED10P30SD35KSP | LED10P30SD35KSP |  | PAR30 | Reflector (Flood/Spot) | E26 (Medium) | Directional | LED | 5 | 60 | 89 | 97 | 5474 |  | 15 | 675 | 10.1 | 66.8 | No | 25000 | 3500 | 82 | 9 | 0.9 | -30 | Dimmable | 5% |  | Recessed Fixtures |  |  |  | 2013-01-01 | 2014-09-17 | United States, Canada | ES_20570_LED10P30SD35KSP_09272014210637_1997453 | 2220606
Technical Consumer Products, Inc. (TCP) | TCP | LED10P30SD41KFL | LED10P30SD41KFL |  | PAR30 | Reflector (Flood/Spot) | E26 (Medium) | Directional | LED | 5 | 60 | 89 | 97 | 1894 |  | 40 | 700 | 10 | 70 | No | 25000 | 4000 | 82 | 9 | 0.9 | -30 | Dimmable | 5% |  | Recessed Fixtures |  |  |  | 2013-01-01 | 2014-09-25 | United States, Canada | ES_20570_LED10P30SD41KFL_09262014023553_8953197 | 2220341
Technical Consumer Products, Inc. (TCP) | TCP | LED10P30SD41KSP | LED10P30SD41KSP |  | PAR30 | Reflector (Flood/Spot) | E26 (Medium) | Directional | LED | 5 | 60 | 89 | 97 | 7127 |  | 15 | 800 | 10 | 80 | No | 25000 | 4000 | 82 | 9 | 0.9 | -30 | Dimmable | 5% |  | Recessed Fixtures |  |  |  | 2013-01-01 | 2014-09-17 | United States, Canada | ES_20570_LED10P30SD41KSP_09272014210658_2018768 | 2220608
Technical Consumer Products, Inc. (TCP) | TCP | LED10R2027K | LED10R2027K |  | R20 | Reflector (Flood/Spot) | E26 (Medium) | Directional | LED | 5 | 60 | 95 | 64 |  |  | 110 | 700 | 10 | 70 | No | 25000 | 2700 | 82 | 8 | 0.8 | -30 |  |  | Yes | Damp Location Rated | No |  |  | 2013-09-01 | 2016-10-14 | United States, Canada | ES_20570_LED10R2027K-2_08042014200237_2557520 | 2281460
Technical Consumer Products, Inc. (TCP) | TCP | LED10R2030K | LED10R2030K |  | R20 | Reflector (Flood/Spot) | E26 (Medium) | Directional | LED | 5 | 60 | 95 | 64 |  |  | 110 | 725 | 10 | 72.5 | No | 25000 | 3000 | 82 | 11 | 0.8 | -30 |  |  | Yes | Damp Location Rated | No |  |  | 2013-09-01 | 2016-10-14 | United States, Canada | ES_20570_LED10R2030K_07152014162404_1444537 | 2281461
Technical Consumer Products, Inc. (TCP) | TCP | LED10R2041K | LED10R2041K |  | R20 | Reflector (Flood/Spot) | E26 (Medium) | Directional | LED | 5 | 60 | 95 | 64 |  |  | 110 | 750 | 10 | 75 | No | 25000 | 4000 | 83 | 19 | 0.8 | -30 |  |  | Yes | Damp Location Rated | No |  |  | 2013-09-01 | 2016-10-14 | United States, Canada | ES_20570_LED10R2041K_10132014002631_9991489 | 2281462
Technical Consumer Products, Inc. (TCP) | TCP | LED10R20D27K | LED10R20D27K |  | R20 | Reflector (Flood/Spot) | E26 (Medium) | Directional | LED | 5 | 65 | 89 | 64 |  |  |  | 720 | 10 | 65 | No | 25000 | 2700 | 82 | 17 | 0.8 | -30 | Dimmable | 5% |  | Recessed Fixtures |  |  |  | 2013-08-02 | 2014-06-23 | United States, Canada | ES_20570_LED10R20D27K_06232014130703_8823220 | 2213682
Technical Consumer Products, Inc. (TCP) | TCP | LED10R20D27K95 | LED10R20D27K95 |  | R20 | Reflector (Flood/Spot) | E26 (Medium) | Directional | LED | 5 | 50 | 89 | 64 |  |  |  | 600 | 10.1 | 60 | No | 25000 | 2700 | 94 | 68 | 0.9 | -30 | Dimmable | 5% |  | Recessed Fixtures |  |  |  | 2013-08-02 | 2014-09-18 | United States, Canada | ES_20570_LED10R20D27K95_09282014024601_2361071 | 2220680
Technical Consumer Products, Inc. (TCP) | TCP | LED10R20D30K | LED10R20D30K |  | R20 | Reflector (Flood/Spot) | E26 (Medium) | Directional | LED | 5 | 65 | 89 | 64 |  |  |  | 800 | 10 | 80 | No | 25000 | 3000 | 82 | 21 | 0.9 | -30 | Dimmable | 5% |  | Recessed Fixtures |  |  |  | 2013-08-02 | 2014-06-23 | United States, Canada | ES_20570_LED10R20D30K_06232014131029_9029627 | 2213677
Technical Consumer Products, Inc. (TCP) | TCP | LED10R20D41K | LED10R20D41K |  | R20 | Reflector (Flood/Spot) | E26 (Medium) | Directional | LED | 5 | 60 | 95 | 63 |  |  |  | 700 | 10.3 | 68 | No | 25000 | 4000 | 84 | 25 | 0.9 | -30 | Dimmable | 5% |  | Recessed Fixtures |  |  |  | 2013-01-01 | 2015-01-27 | United States, Canada | ES_20570_LED10R20D41K_01272015215446_5686856 | 2231850
Technical Consumer Products, Inc. (TCP) | TCP | LED11A19DOD27K95 | LED11A19DOD27K95 | ,LAO1127KD95,; ,RLAO11W2795HD,; RLAO10W27K95,RLAO10W27K95, | A19 | General Purpose Replacement | E26 (Medium) | Omnidirectional | LED | 5 | 60 | 112 | 61 |  |  |  | 800 | 11 | 72.7 | No | 25000 | 2700 | 93 | 59 | 0.9 | -30 | Dimmable | 5% |  | None |  |  |  | 2014-09-01 | 2014-09-11 | United States, Canada | ES_20570_LED11A19DOD27K95_09112014173950_7190197 | 2219504
Sunshine Lighting | Sunlite | C16A2 | 80475 |  | Decorative: Other | Decorative | E26 (Medium) | Decorative | LED | 3 | 60 | 113 | 41 |  |  |  | 500 | 7 | 71.4 | No | 25000 | 2700 | 81 | 5 | 1 | -20 | Dimmable | 5% |  | Not for Use in Recessed Fixtures,Not for Use in Enclosed Fixtures |  |  |  | 2015-07-30 | 2015-08-19 | United States | ES_1023648_80475_09012015085854_9347568 | 2247726
Sunshine Lighting | Sunlite | C16A2 | 80476 |  | Decorative: Other | Decorative | E26 (Medium) | Decorative | LED | 3 | 60 | 113 | 41 |  |  |  | 500 | 7 | 71.4 | No | 25000 | 3000 | 81 | 5 | 1 | -20 | Dimmable | 5% |  | Not for Use in Recessed Fixtures,Not for Use in Enclosed Fixtures |  |  |  | 2015-07-30 | 2015-08-19 | United States | ES_1023648_80476_09012015085854_1398713 | 2247730
Sunshine Lighting | Sunlite | CFC | 80417 |  | Decorative: Other | Decorative | E12 (Candelabra) | Decorative | LED | 3 | 40 | 101 | 36 |  |  |  | 300 | 4.9 | 61.5 | No | 25000 | 2700 | 82 | 7 | 1 | -20 | Dimmable | 5% |  | None |  |  |  | 2015-01-10 | 2015-01-12 | United States | ES_1023648_80417_01142015110717_8634075 | 2230986
Sunshine Lighting | Sunlite | CFC | 80433 |  | Decorative: Other | Decorative | E12 (Candelabra) | Decorative | LED | 3 | 40 | 101 | 36 |  |  |  | 300 | 4.7 | 63.8 | No | 25000 | 3000 | 82 | 9 | 1 | -20 | Dimmable | 5% |  | None |  |  |  | 2015-01-10 | 2015-01-12 | United States | ES_1023648_80433_01142015110717_9375346 | 2230989
Sunshine Lighting | Sunlite | CFC | 80772 |  | Decorative Candle: Other | Decorative | E12 (Candelabra) | Omnidirectional | LED | 3 | 40 | 101 | 36 |  |  |  | 300 | 5 | 60 | No | 25000 | 2700 | 82 | 8 | 1 | -20 | Dimmable | 5% |  | Not for Use in Recessed Fixtures,Not for Use in Enclosed Fixtures |  |  |  | 2016-04-15 | 2016-05-12 | United States | ES_1023648_80772_05202016111820_2644837 | 2267528
Sunshine Lighting | Sunlite | CFC | 80776 |  | Decorative Candle: Other | Decorative | E12 (Candelabra) | Omnidirectional | LED | 3 | 60 | 114 | 41 |  |  |  | 500 | 7 | 71.4 | No | 25000 | 2700 | 81 | 5 | 1 | -20 | Dimmable | 5% |  | Not for Use in Recessed Fixtures,Not for Use in Enclosed Fixtures |  |  |  | 2016-04-25 | 2016-04-29 | United States | ES_1023648_80776_05052016114356_3707722 | 2266142
Sunshine Lighting | Sunlite | CFC | 80777 |  | Decorative Candle: Other | Decorative | E12 (Candelabra) | Omnidirectional | LED | 3 | 40 | 101 | 36 |  |  |  | 300 | 5 | 60 | No | 25000 | 3000 | 82 | 11 | 1 | -20 | Dimmable | 5% |  | Not for Use in Recessed Fixtures,Not for Use in Enclosed Fixtures |  |  |  | 2016-04-15 | 2016-05-12 | United States | ES_1023648_80777_05202016111820_4188187 | 2267532
Sunshine Lighting | Sunlite | CFC | 80792 |  | Decorative Candle: Other | Decorative | E12 (Candelabra) | Omnidirectional | LED | 3 | 60 | 114 | 41 |  |  |  | 500 | 7 | 71.4 | No | 25000 | 3000 | 81 | 5 | 1 | -20 | Dimmable | 5% |  | Not for Use in Recessed Fixtures,Not for Use in Enclosed Fixtures |  |  |  | 2016-04-25 | 2016-04-29 | United States | ES_1023648_80792_05052016114356_2446793 | 2266146
Sunshine Lighting | Sunlite | CFF | 80412 |  | Decorative: Other | Decorative | E12 (Candelabra) | Decorative | LED | 3 | 40 | 99 | 36 |  |  |  | 300 | 4.5 | 66.7 | No | 25000 | 2700 | 82 | 9 | 0.6 | -20 | Dimmable | 5% |  | None |  |  |  | 2015-01-10 | 2015-01-12 | United States | ES_1023648_80412_01142015110612_3663292 | 2231024
Sunshine Lighting | Sunlite | CFF | 80412 |  | Decorative: Other | Decorative | E17 | Decorative | LED | 3 | 40 | 102 | 36 |  |  |  | 300 | 4.5 | 66.7 | No | 25000 | 2700 | 82 | 9 | 0.6 | -20 | Dimmable | 5% |  | None |  |  |  | 2015-01-10 | 2015-01-12 | United States | ES_1023648_80412_01142015110612_9043389 | 2231025
Sunshine Lighting | Sunlite | CFF | 80412 |  | Decorative: Other | Decorative | E26 (Medium) | Decorative | LED | 3 | 40 | 98 | 36 |  |  |  | 300 | 4.5 | 66.7 | No | 25000 | 2700 | 82 | 9 | 0.6 | -20 | Dimmable | 5% |  | None |  |  |  | 2015-01-10 | 2015-01-12 | United States | ES_1023648_80412_01142015110612_5298617 | 2231026
Sunshine Lighting | Sunlite | CFF | 80413 |  | Decorative: Other | Decorative | E12 (Candelabra) | Decorative | LED | 3 | 40 | 114 | 36 |  |  |  | 300 | 4.5 | 66.7 | No | 25000 | 2700 | 82 | 9 | 0.6 | -20 | Dimmable | 5% |  | None |  |  |  | 2015-01-10 | 2015-01-12 | United States | ES_1023648_80413_01142015110612_5017956 | 2231021
Sunshine Lighting | Sunlite | CFF | 80413 |  | Decorative: Other | Decorative | E26 (Medium) | Decorative | LED | 3 | 40 | 113 | 36 |  |  |  | 300 | 4.5 | 66.7 | No | 25000 | 2700 | 82 | 9 | 0.6 | -20 | Dimmable | 5% |  | None |  |  |  | 2015-01-10 | 2015-01-12 | United States | ES_1023648_80413_01142015110612_4846760 | 2231023
Sunshine Lighting | Sunlite | CFF | 80424 |  | Decorative Candle: Other | Decorative | E12 (Candelabra) | Omnidirectional | LED | 3 | 60 | 114 | 41 |  |  |  | 500 | 7 | 71.4 | No | 25000 | 2700 | 82 | 10 | 1 | -20 | Dimmable | 5% |  | Not for Use in Recessed Fixtures,Not for Use in Enclosed Fixtures |  |  |  | 2016-04-15 | 2016-05-12 | United States | ES_1023648_80424_05202016111904_5449790 | 2267512
Sunshine Lighting | Sunlite | CFF | 80425 |  | Decorative Candle: Other | Decorative | E12 (Candelabra) | Omnidirectional | LED | 3 | 60 | 114 | 41 |  |  |  | 500 | 7 | 71.4 | No | 25000 | 3000 | 82 | 10 | 1 | -20 | Dimmable | 5% |  | Not for Use in Recessed Fixtures,Not for Use in Enclosed Fixtures |  |  |  | 2016-04-15 | 2016-05-12 | United States | ES_1023648_80425_05202016111904_1110724 | 2267516
Sunshine Lighting | Sunlite | CFF | 80773 |  | Decorative Candle: Other | Decorative | E12 (Candelabra) | Omnidirectional | LED | 3 | 40 | 101 | 36 |  |  |  | 300 | 5 | 60 | No | 25000 | 2700 | 82 | 10 | 1 | -20 | Dimmable | 5% |  | Not for Use in Recessed Fixtures,Not for Use in Enclosed Fixtures |  |  |  | 2016-04-15 | 2016-05-12 | United States | ES_1023648_80773_05202016111842_6320096 | 2267520
Sunshine Lighting | Sunlite | CFF | 80775 |  | Decorative Candle: Other | Decorative | E12 (Candelabra) | Omnidirectional | LED | 3 | 40 | 101 | 36 |  |  |  | 300 | 5 | 60 | No | 25000 | 3000 | 82 | 11 | 1 | -20 | Dimmable | 5% |  | Not for Use in Recessed Fixtures,Not for Use in Enclosed Fixtures |  |  |  | 2016-04-15 | 2016-05-12 | United States | ES_1023648_80775_05202016111842_8053171 | 2267524
Sunshine Lighting | Sunlite | CFL | SL13/E/GU24/27K | ,,00655 | CFL Bare Spiral | General Purpose Replacement | GU24 | Omnidirectional | CFL | 3 | 60 | 97 | 50 |  | 2 |  | 900 | 13 | 69.2 | No | 10000 | 2700 | 82 | -6 | 0.5 | -18 |  |  |  | Not for Use in Recessed Fixtures,Not for Use in Enclosed Fixtures |  |  |  | 2016-04-04 | 2016-04-17 | United States, Canada | ES_1023648_SL13/E/GU24/27K_05022016121021_1560484 | 2265696
Sunshine Lighting | Sunlite | CFL | SL18/E/GU24/27K | ,,00660 | CFL Bare Spiral | General Purpose Replacement | GU24 | Omnidirectional | CFL | 3 | 75 | 115 | 60 |  | 2 |  | 1200 | 18 | 66.7 | No | 10000 | 2700 | 82 | -9 | 0.5 | -18 |  |  |  | Not for Use in Recessed Fixtures,Not for Use in Enclosed Fixtures |  |  |  | 2016-04-04 | 2016-04-17 | United States, Canada | ES_1023648_SL18/E/GU24/27K_05022016120947_8604100 | 2265695
Sunshine Lighting | Sunlite | CFL | SL23/E/GU24/27K | ,,00665 | CFL Bare Spiral | General Purpose Replacement | GU24 | Omnidirectional | CFL | 2 | 100 | 115 | 60 |  | 2 |  | 1600 | 23 | 69.6 | No | 10000 | 2700 | 81 | -8 | 0.6 | -18 |  |  |  | Not for Use in Recessed Fixtures,Not for Use in Enclosed Fixtures |  |  |  | 2016-04-04 | 2016-04-17 | United States, Canada | ES_1023648_SL23/E/GU24/27K_05022016120912_1731291 | 2265694
Sunshine Lighting | Sunlite | CTC | 80416 |  | Decorative: Other | Decorative | E12 (Candelabra) | Decorative | LED | 3 | 40 | 98 | 36 |  |  |  | 300 | 4.9 | 61.5 | No | 25000 | 2700 | 82 | 7 | 1 | -20 | Dimmable | 5% |  | None |  |  |  | 2015-01-10 | 2015-01-12 | United States | ES_1023648_80416_01142015110717_8929580 | 2230984
Sunshine Lighting | Sunlite | CTC | 80430 |  | Decorative: Other | Decorative | E12 (Candelabra) | Decorative | LED | 3 | 40 | 98 | 36 |  |  |  | 300 | 4.7 | 63.8 | No | 25000 | 3000 | 82 | 9 | 1 | -20 | Dimmable | 5% |  | None |  |  |  | 2015-01-10 | 2015-01-12 | United States | ES_1023648_80430_01142015110717_6826014 | 2230987
Sunshine Lighting | Sunlite | CTC | 80769 |  | Decorative Candle: Other | Decorative | E12 (Candelabra) | Omnidirectional | LED | 3 | 40 | 98 | 36 |  |  |  | 300 | 5 | 60 | No | 25000 | 3000 | 82 | 11 | 1 | -20 | Dimmable | 5% |  | Not for Use in Recessed Fixtures,Not for Use in Enclosed Fixtures |  |  |  | 2016-04-15 | 2016-05-12 | United States | ES_1023648_80769_05202016111820_2681284 | 2267530
Sunshine Lighting | Sunlite | CTF | 80413 |  | Decorative: Other | Decorative | E17 | Decorative | LED | 3 | 40 | 117 | 36 |  |  |  | 300 | 4.5 | 66.7 | No | 25000 | 2700 | 82 | 9 | 0.6 | -20 | Dimmable | 5% |  | None |  |  |  | 2015-01-10 | 2015-01-12 | United States | ES_1023648_80413_01142015110612_2779882 | 2231022
Sun & Stars Lighting, Inc. | Sun & Stars Lighting | self-ballasted LED Lamps | SSL-7MR16NOND/40 | ,,SSL-7MR16NOND/40 | MR16 | Reflector (Flood/Spot) | GU5.3 | Directional | LED | 3 | 75 | 49 | 50 | 1318 |  | 40 |  | 7 | 78.6 | No | 25000 | 4000 | 83 | 11 | 1 | -20 |  |  |  | None |  |  |  | 2015-11-08 | 2015-11-12 | United States | ES_1035839_SSL-7MR16NOND/40_11242015135813_7444431 | 2253286
Sun & Stars Lighting, Inc. | Sun & Stars Lighting | self-ballasted LED Lamps | SSL-7MR16NOND/50 | ,,SSL-7MR16NOND/50 | MR16 | Reflector (Flood/Spot) | GU5.3 | Directional | LED | 3 | 50 | 49 | 50 | 1325 |  | 40 | 550 | 7 | 78.6 | No | 25000 | 5000 | 83 | 13 | 1 | -20 |  |  | No | None | No |  |  | 2015-11-08 | 2016-05-02 | United States | ES_1035839_SSL-7MR16NOND/50_05062016162851_9631771 | 2266222
Sun & Stars Lighting, Inc. | Sun & Stars Lighting | self-ballasted LED Lamps | SSL-7MR16NOND/50 | ,,SSL-7MR16NOND/50 | MR16 | Reflector (Flood/Spot) | GU5.3 | Directional | LED | 3 | 50 | 49 | 50 | 1328 |  | 40 | 550 | 7 | 78.6 | No | 25000 | 5000 | 83 | 13 | 0.7 | -20 |  |  | No | None | No |  |  | 2015-11-08 | 2016-05-02 | United States | ES_1035839_SSL-7MR16NOND/50_05062016162733_5110653 | 2266219
Sun & Stars Lighting, Inc. | Sun & Stars Lighting | self-ballasted LED Lamps | SSL-7MR16NOND/50 | ,,SSL-7MR16NOND/50 | MR16 | Reflector (Flood/Spot) | GU5.3 | Directional | LED | 3 | 75 | 49 | 50 | 1325 |  | 40 |  | 7 | 78.6 | No | 25000 | 5000 | 83 | 13 | 1 | -20 |  |  |  | None |  |  |  | 2015-11-08 | 2015-11-12 | United States | ES_1035839_SSL-7MR16NOND/50;SSL-7MR16NOND/50_11242015125507_3654813 | 2253287
Sun & Stars Lighting, Inc. | Sun & Stars Lighting | self-ballasted LED Lamps | SSL-7MR16NOND/50 | ,,SSL-7MR16NOND/50 | MR16 | Reflector (Flood/Spot) | GU5.3 | Directional | LED | 3 | 75 | 49 | 50 | 1328 |  | 40 |  | 7 | 78.6 | No | 25000 | 5000 | 83 | 13 | 0.7 | -20 |  |  |  | None |  |  |  | 2015-11-08 | 2015-11-12 | United States | ES_1035839_SSL-7MR16NOND/50_11242015135708_9983067 | 2253284
Sun & Stars Lighting, Inc. | Sun & Stars Lighting | Self-ballasted LED Lamps | SSL-11A19GUDIM/30 | ,,SSL-11A19GUDIM/30 | A19 | General Purpose Replacement | GU24 | Omnidirectional | LED | 3 | 60 | 116 | 60 |  |  |  | 829 | 8.7 | 75.4 | No | 25000 | 3000 | 84 | 19 | 1 | -20 | Dimmable | 10% |  | Not for Use in Enclosed Fixtures |  |  |  | 2015-10-19 | 2015-10-15 | United States | ES_1035839_SSL-11A19GUDIM/30_10212015145101_9222667 | 2251004
Sun & Stars Lighting, Inc. | Sun & Stars Lighting | Self-ballasted LED Lamps | SSL-11A19GUDIM/40 | ,,SSL-11A19GUDIM/40 | A19 | General Purpose Replacement | GU24 | Omnidirectional | LED | 3 | 60 | 116 | 60 |  |  |  | 843 | 8.5 | 76.6 | No | 25000 | 4000 | 83 | 9 | 1 | -20 | Dimmable | 10% |  | Not for Use in Enclosed Fixtures |  |  |  | 2015-10-19 | 2015-10-15 | United States | ES_1035839_SSL-11A19GUDIM/40_10212015145133_3578880 | 2251005
Sun & Stars Lighting, Inc. | Sun & Stars Lighting | Self-ballasted LED Lamps | SSL-11A19GUDIM/50 | ,,SSL-11A19GUDIM/50 | A19 | General Purpose Replacement | GU24 | Omnidirectional | LED | 3 | 60 | 116 | 60 |  |  |  | 869 | 8.5 | 79 | No | 25000 | 5000 | 85 | 21 | 1 | -20 | Dimmable | 10% |  | Not for Use in Enclosed Fixtures |  |  |  | 2015-10-19 | 2015-10-15 | United States | ES_1035839_SSL-11A19GUDIM/50_10212015145201_6490034 | 2251006
Sun & Stars Lighting, Inc. | Sun & Stars Lighting | Self-ballasted LED Lamps | SSL-12BR30DIM/30 | ,,SSL-12BR30DIM/30 | BR30 | Reflector (Flood/Spot) | E26 (Medium) | Directional | LED | 3 | 75 | 126 | 91 |  |  | 120 | 1015 | 12 | 84.6 | No | 25000 | 3000 | 83 | 10 | 1 | -20 | Dimmable | 10% | No | None | No |  |  | 2016-04-25 | 2016-04-26 | United States | ES_1035839_SSL-12BR30DIM/30_05062016162930_7843389 | 2266223
Sun & Stars Lighting, Inc. | Sun & Stars Lighting | Self-ballasted LED Lamps | SSL-12BR30DIM/30 | ,,SSL-12BR30DIM/30 | BR30 | Reflector (Flood/Spot) | E26 (Medium) | Directional | LED | 3 | 75 | 126 | 91 |  |  | 120 | 1015 | 12 | 84.6 | No | 25000 | 3000 | 83 | 10 | 1 | -20 | Dimmable | 10% |  | None |  |  |  | 2015-10-19 | 2015-10-15 | United States | ES_1035839_SSL-12BR30DIM/30_10212015143503_3214519 | 2250987
Sun & Stars Lighting, Inc. | Sun & Stars Lighting | Self-ballasted LED Lamps | SSL-12BR30DIM/40 | ,,SSL-12BR30DIM/40 | BR30 | Reflector (Flood/Spot) | E26 (Medium) | Directional | LED | 3 | 75 | 126 | 91 |  |  | 120 | 1059 | 12 | 88.2 | No | 25000 | 4000 | 82 | 6 | 1 | -20 | Dimmable | 10% | No | None | No |  |  | 2016-04-25 | 2016-04-26 | United States | ES_1035839_SSL-12BR30DIM/40_05062016162955_6442207 | 2266224
Sun & Stars Lighting, Inc. | Sun & Stars Lighting | Self-ballasted LED Lamps | SSL-12BR30DIM/40 | ,,SSL-12BR30DIM/40 | BR30 | Reflector (Flood/Spot) | E26 (Medium) | Directional | LED | 3 | 75 | 126 | 91 |  |  | 120 | 1059 | 12 | 88.2 | No | 25000 | 4000 | 82 | 6 | 1 | -20 | Dimmable | 10% |  | None |  |  |  | 2015-10-19 | 2015-10-15 | United States | ES_1035839_SSL-12BR30DIM/40_10212015143533_5619776 | 2250988
Sun & Stars Lighting, Inc. | Sun & Stars Lighting | Self-ballasted LED Lamps | SSL-12BR30DIM/50 | ,,SSL-12BR30DIM/50 | BR30 | Reflector (Flood/Spot) | E26 (Medium) | Directional | LED | 3 | 75 | 126 | 91 |  |  | 120 | 1038 | 12 | 86.5 | No | 25000 | 5000 | 83 | 14 | 1 | -20 | Dimmable | 10% | No | None | No |  |  | 2016-04-25 | 2016-04-26 | United States | ES_1035839_SSL-12BR30DIM/50_05062016163019_1725090 | 2266225
Sun & Stars Lighting, Inc. | Sun & Stars Lighting | Self-ballasted LED Lamps | SSL-12BR30DIM/50 | ,,SSL-12BR30DIM/50 | BR30 | Reflector (Flood/Spot) | E26 (Medium) | Directional | LED | 3 | 75 | 126 | 91 |  |  | 120 | 1038 | 12 | 86.5 | No | 25000 | 5000 | 83 | 14 | 1 | -20 | Dimmable | 10% |  | None |  |  |  | 2015-10-19 | 2015-10-15 | United States | ES_1035839_SSL-12BR30DIM/50_10212015143604_1147814 | 2250989
Sun & Stars Lighting, Inc. | Sun & Stars Lighting | Self-ballasted LED Lamps | SSL-13PAR30DIM/30 | ,,SSL-13PAR30DIM/30 | PAR30L | Reflector (Flood/Spot) | E26 (Medium) | Directional | LED | 3 | 75 | 117 | 95 | 2534 |  | 40 |  | 9 | 67.7 | No | 25000 | 3000 | 83 | 11 | 1 | -20 | Dimmable | 10% |  | None |  |  |  | 2015-10-19 | 2015-10-15 | United States | ES_1035839_SSL-13PAR30DIM/30_10212015143642_2463785 | 2250990
Sun & Stars Lighting, Inc. | Sun & Stars Lighting | Self-ballasted LED Lamps | SSL-13PAR30DIM/40 | ,,SSL-13PAR30DIM/40 | PAR30L | Reflector (Flood/Spot) | E26 (Medium) | Directional | LED | 3 | 75 | 117 | 95 | 2485 |  | 40 |  | 9 | 69.2 | No | 25000 | 4000 | 82 | 11 | 1 | -20 | Dimmable | 10% |  | None |  |  |  | 2015-10-19 | 2015-10-15 | United States | ES_1035839_SSL-13PAR30DIM/40_10212015143711_2678637 | 2250991
Sun & Stars Lighting, Inc. | Sun & Stars Lighting | Self-ballasted LED Lamps | SSL-13PAR30DIM/50 | ,,SSL-13PAR30DIM/50 | PAR30L | Reflector (Flood/Spot) | E26 (Medium) | Directional | LED | 3 | 75 | 117 | 95 | 2461 |  | 40 |  | 9 | 69.2 | No | 25000 | 5000 | 82 | 13 | 1 | -20 | Dimmable | 10% |  | None |  |  |  | 2015-10-19 | 2015-10-15 | United States | ES_1035839_SSL-13PAR30DIM/50_10212015143740_3194207 | 2250992
Sun & Stars Lighting, Inc. | Sun & Stars Lighting | Self-ballasted LED Lamps | SSL-17PAR38DIM/30 | ,,SSL-17PAR38DIM/30 | PAR38 | Reflector (Flood/Spot) | E26 (Medium) | Directional | LED | 3 | 90 | 133 | 120 | 2762 |  | 40 |  | 14.1 | 61.8 | No | 25000 | 3000 | 82 | 8 | 1 | -20 | Dimmable | 10% |  | None |  |  |  | 2015-10-19 | 2015-10-15 | United States | ES_1035839_SSL-17PAR38DIM/30_10212015143828_5539008 | 2250993
Sun & Stars Lighting, Inc. | Sun & Stars Lighting | Self-ballasted LED Lamps | SSL-17PAR38DIM/40 | ,,SSL-17PAR38DIM/40 | PAR38 | Reflector (Flood/Spot) | E26 (Medium) | Directional | LED | 3 | 90 | 133 | 120 | 3111 |  | 40 |  | 14 | 61.8 | No | 25000 | 4000 | 82 | 10 | 1 | -20 | Dimmable | 10% |  | None |  |  |  | 2015-10-19 | 2015-10-15 | United States | ES_1035839_SSL-17PAR38DIM/40_10212015143907_4277136 | 2250994
Sun & Stars Lighting, Inc. | Sun & Stars Lighting | Self-ballasted LED Lamps | SSL-17PAR38DIM/50 | ,,SSL-17PAR38DIM/50 | PAR38 | Reflector (Flood/Spot) | E26 (Medium) | Directional | LED | 3 | 90 | 133 | 120 | 3168 |  | 40 |  | 14 | 61.8 | No | 25000 | 5000 | 82 | 11 | 1 | -20 | Dimmable | 10% |  | None |  |  |  | 2015-10-19 | 2015-10-15 | United States | ES_1035839_SSL-17PAR38DIM/50_10212015143942_3118348 | 2250995
Technical Consumer Products, Inc. (TCP) | TCP | 1ES13KCPL | 1ES13KCPL | 1ES13KCPL,1ES13KCPL, | CFL Bare Spiral | General Purpose Replacement | E26 (Medium) | Omnidirectional | CFL | 2 | 60 | 112 | 46 |  | 1.3 |  | 800 | 13.8 | 58 | No | 10000 | 2700 | 82 | -10 | 0.6 | -29 |  |  |  | Other,Table lamp |  |  |  | 2014-01-13 | 2015-06-01 | United States, Canada | ES_20570_1ES13KCPL_06012015154930_3770753 | 2240517
Technical Consumer Products, Inc. (TCP) | TCP | 1ES13TC | 1ES13TC |  | CFL Bare Spiral | General Purpose Replacement | E26 (Medium) | Omnidirectional | CFL | 2 | 60 | 112 | 46 |  | 1.3 |  | 800 | 13.7 | 58.4 | No | 10000 | 2700 | 81 | -10 | 0.5 | -29 |  |  |  | Other,Table lamp |  |  |  | 2014-01-13 | 2015-01-09 | United States, Canada | ES_20570_1ES13TC_01092015181522_7322691 | 2230838
Technical Consumer Products, Inc. (TCP) | TCP | 1ES20 | 1ES20 | ,1ES2048, | CFL Bare Spiral | General Purpose Replacement | E26 (Medium) | Omnidirectional | CFL | 2 | 75 | 112 | 58 |  | 1.3 |  | 1200 | 20 | 60 | No | 10000 | 2700 | 82 | -9 | 0.6 | -29 |  |  |  | None |  |  |  | 2006-12-26 | 2014-09-24 | United States, Canada | ES_20570_1ES20_09252014033054_5854233 | 2220171
Technical Consumer Products, Inc. (TCP) | TCP | 1ES20APS | 1ES20APS |  | CFL Bare Spiral | General Purpose Replacement | E26 (Medium) | Omnidirectional | CFL | 2 | 75 | 112 | 58 |  | 1.3 |  | 1235 | 19 | 65 | No | 10000 | 2700 | 82 | -9 | 0.6 | -29 |  |  |  | Other,Table, Vanity |  |  |  | 2006-12-26 | 2015-02-04 | United States, Canada | ES_20570_1ES20APS_02042015130536_5136064 | 2232793
Technical Consumer Products, Inc. (TCP) | TCP | 1ES23 | 1ES23 | ,1ES2348, | CFL Bare Spiral | General Purpose Replacement | E26 (Medium) | Omnidirectional | CFL | 2 | 100 | 122 | 58 |  | 1.3 |  | 1600 | 23 | 69.5 | No | 10000 | 2700 | 83 | -10 | 0.5 | -29 |  |  |  | Other, |  |  |  | 2009-03-11 | 2014-09-02 | United States, Canada | ES_20570_1ES23_09022014194021_6821281 | 2218484
Technical Consumer Products, Inc. (TCP) | TCP | 1ES234AMO | 1ES234AMO |  | CFL Bare Spiral | General Purpose Replacement | E26 (Medium) | Omnidirectional | CFL | 2 | 100 | 122 | 58 |  | 1.3 |  | 1600 | 23 | 69.5 | No | 10000 | 2700 | 83 | -10 | 0.5 | -29 |  |  |  | Other,Table Lamp, Vanity |  |  |  | 2009-03-11 | 2015-09-10 | United States, Canada | ES_20570_1ES234AMO_09102015164657_3617323 | 2247592
Technical Consumer Products, Inc. (TCP) | TCP | 1ES23DLB2 | 1ES23DLB2 | 1ES23DLB2,1ES23DLB2, | CFL Bare Spiral | General Purpose Replacement | E26 (Medium) | Omnidirectional | CFL | 9 | 100 | 122 | 58 |  | 1.3 |  | 1600 | 23 | 70 | No | 10000 | 5000 | 85 | 39 | 0.6 | -29 |  |  |  | None |  |  |  | 2008-10-31 | 2014-08-01 | United States, Canada | ES_20570_1ES23DLB2_08062014032025_5225547 | 2217069
Technical Consumer Products, Inc. (TCP) | TCP | 1G2509 | 1G2509 | ,1G2509C,; ,69109,; ,691092,; ,806009,; ,8060092,; ,CAN691092, | CFL Globe | Globe | E26 (Medium) | Omnidirectional | CFL | 9 | 60 | 112 | 79 |  | 1.3 |  | 520 | 9 | 57.7 | No | 10000 | 2700 | 83 | -4 | 0.5 | -29 |  |  |  | None |  |  |  | 2014-01-13 | 2014-08-11 | United States, Canada | ES_20570_1G2509_08112014172934_8174078 | 2217258
Technical Consumer Products, Inc. (TCP) | TCP | 1G250941K | 1G250941K |  | CFL Globe | Globe | E26 (Medium) | Decorative | CFL | 9 | 60 | 112 | 79 |  | 1.3 |  | 520 | 9.1 | 57.7 | No | 10000 | 4100 | 84 | 27 | 0.5 | -29 |  |  |  | Other,Vanity |  |  |  | 2014-01-13 | 2014-09-16 | United States, Canada | ES_20570_1G250941K_09272014133709_5029588 | 2220594
Technical Consumer Products, Inc. (TCP) | TCP | 1G250951K | 1G250951K |  | CFL Globe | Globe | E26 (Medium) | Omnidirectional | CFL | 9 | 40 | 112 | 79 |  | 1.3 |  | 525 | 9.4 | 58.3 | No | 10000 | 2700 | 83 | -4 | 0.5 | -29 |  |  |  | Other,Vanity |  |  |  | 2014-01-13 | 2014-09-16 | United States, Canada | ES_20570_1G250951K_09272014133735_5055112 | 2220595
Technical Consumer Products, Inc. (TCP) | TCP | 1R2014 | 1R2014 | 1R2014,1R2014PERM,; 1R2014,802014, | R20 | Reflector (Flood/Spot) | E26 (Medium) | Directional | CFL | 2 | 50 | 109 | 64 |  | 1.5 |  | 530 | 13.2 | 40.1 | No | 10000 | 2700 | 81 | -7 | 0.5 | -29 |  |  |  | Recessed Fixtures |  |  |  | 2010-01-01 | 2014-09-26 | United States, Canada | ES_20570_1R2014_10072014123119_5079719 | 2221726
Technical Consumer Products, Inc. (TCP) | TCP | 1R4023 | 1R4023 | ,7R4023,; ,7R4023B2,; ,804023,; ,CAN7R40232, | R40 | Reflector (Flood/Spot) | E26 (Medium) | Directional | CFL | 2 | 85 | 150 | 119 |  | 1.5 |  | 1150 | 23.1 | 50 | No | 10000 | 2700 | 82 | -12 | 0.6 | -29 |  |  |  | Recessed Fixtures |  |  |  | 2008-01-01 | 2014-09-17 | United States, Canada | ES_20570_1R4023_09272014181040_1440821 | 2220598
Technical Consumer Products, Inc. (TCP) | TCP | 21314 | 21314 | ,21314PERM,; ,69414,; ,694142,; ,69414B2,; ,8070142,; ,CAN694142,; ,CAN69414B2, | CFL A-type | General Purpose Replacement | E26 (Medium) | Omnidirectional | CFL | 2 | 60 | 112 | 61 |  | 1.5 |  | 800 | 14.3 | 56 | No | 10000 | 2700 | 82 | -7 | 0.6 | -29 |  |  |  | Other,Table lamp |  |  |  | 2013-12-24 | 2014-09-22 | United States, Canada | ES_20570_21314_09232014013511_6111289 | 2220011
Technical Consumer Products, Inc. (TCP) | TCP | 2131451K | 2131451K | ,CAN69414DL2, | CFL A-type | General Purpose Replacement | E26 (Medium) | Decorative | CFL | 2 | 60 | 112 | 61 |  | 1.5 |  | 750 | 14.1 | 53 | No | 10000 | 5000 | 82 | 30 | 0.6 | -29 |  |  |  | Other,Table lamp |  |  |  | 2013-12-24 | 2014-09-16 | United States, Canada | ES_20570_2131451K_09272014133912_5152691 | 2220597
Technical Consumer Products, Inc. (TCP) | TCP | 28913U | 28913U |  | CFL Bare Spiral | General Purpose Replacement | E26 (Medium) | Omnidirectional | CFL | 2 | 60 | 112 | 46 |  | 1.3 |  | 850 | 13.7 | 62 | No | 12000 | 2700 | 81 | -6 | 0.6 | -20 |  |  |  | Other,Table Lamp |  |  |  | 2012-01-01 | 2014-09-19 | United States, Canada | ES_20570_28913U_09202014025348_1628805 | 2219899
Technical Consumer Products, Inc. (TCP) | TCP | 28918U | 28918U |  | CFL Bare Spiral | General Purpose Replacement | E26 (Medium) | Omnidirectional | CFL | 2 | 75 | 112 | 58 |  | 1.3 |  | 1200 | 18.2 | 66 | No | 12000 | 2700 | 83 | -7 | 0.6 | -20 |  |  |  | Other,Table Lamp |  |  |  | 2012-01-01 | 2014-09-19 | United States, Canada | ES_20570_28918U_09202014025321_1601322 | 2219900
Technical Consumer Products, Inc. (TCP) | TCP | 2G2514 | 2G2514 | ,2G2514PERM,; ,69114,; ,691142,; ,8060142,; ,CAN691142, | CFL Globe | Globe | E26 (Medium) | Omnidirectional | CFL | 2 | 60 | 112 | 79 |  | 1.3 |  | 800 | 15 | 53.3 | No | 10000 | 2700 | 82 | -8 | 0.5 | -29 |  |  |  | None |  |  |  | 2014-01-13 | 2014-08-08 | United States, Canada | ES_20570_2G2514_08082014155551_3351467 | 2217176
Technical Consumer Products, Inc. (TCP) | TCP | 2G251451K | 2G251451K |  | CFL Globe | Globe | E26 (Medium) | Omnidirectional | CFL | 2 | 60 | 112 | 79 |  | 1.3 |  | 800 | 14 | 57.1 | No | 10000 | 5000 | 83 | 34 | 0.5 | -29 |  |  |  | None |  |  |  | 2014-01-13 | 2014-08-07 | United States, Canada | ES_20570_2G251451K_08072014155512_6912059 | 2217156
Technical Consumer Products, Inc. (TCP) | TCP | 2R3014 | 2R3014 | ,801R30146,; ,803014,; ,8030142, | R30 | Reflector (Flood/Spot) | E26 (Medium) | Directional | CFL | 2 | 65 | 137 | 93.9 |  | 1.5 |  | 724 | 14.2 | 46.4 | No | 10000 | 2700 | 82 | -9 | 0.6 | -29 |  |  |  | Recessed Fixtures |  |  |  | 2010-01-01 | 2014-09-17 | United States, Canada | ES_20570_2R3014_09272014183004_2604953 | 2220599
Technical Consumer Products, Inc. (TCP) | TCP | 2R301451K | 2R301451K | ,6R3014DL, | R30 | Reflector (Flood/Spot) | E26 (Medium) | Directional | CFL | 2 | 65 | 137 | 93.9 |  | 1.5 |  | 735 | 14.1 | 46.4 | No | 10000 | 5000 | 84 | 33 | 0.6 | -29 |  |  |  | Recessed Fixtures |  |  |  | 2010-01-01 | 2014-09-22 | United States, Canada | ES_20570_2R301451K_09232014030318_1398380 | 2220015
Technical Consumer Products, Inc. (TCP) | TCP | 2R3016 | 2R3016 | ,2R3016PERM, | CFL Reflector | Reflector (Flood/Spot) | E26 (Medium) | Directional | CFL | 2 | 65 | 150 | 69 |  | 1.5 |  | 850 | 16.4 | 46 | No | 10000 | 2700 | 82 | -7 | 0.6 | -29 |  |  |  | Recessed Fixtures |  |  |  | 2014-01-13 | 2014-09-17 | United States, Canada | ES_20570_2R3016_09272014183532_2932186 | 2220600
Technical Consumer Products, Inc. (TCP) | TCP | 2R301631K | 2R301631K |  | CFL Reflector | Reflector (Flood/Spot) | E26 (Medium) | Directional | CFL | 2 | 65 | 150 | 69 |  | 1.5 |  | 750 | 16 | 46.8 | No | 10000 | 3000 | 83 | 1 | 0.6 | -29 |  |  |  | Recessed Fixtures |  |  |  | 2014-01-13 | 2014-09-26 | United States, Canada | ES_20570_2R301631K_12302014002928_9368098 | 2230149
Technical Consumer Products, Inc. (TCP) | TCP | LED121P30SD30KNFL | LED12P30SD30KNFL | ,LED12P30SD30KNFLB, | PAR30 | Reflector (Flood/Spot) | E26 (Medium) | Directional | LED | 3 | 75 | 89 | 97 | 2862 |  | 25 | 800 | 12.1 | 66.1 | No | 25000 | 3000 | 82 | 3 | 0.9 | -30 | Dimmable | 5% |  | Recessed Fixtures |  |  |  | 2013-08-02 | 2014-09-08 | United States, Canada | ES_20570_LED12P30SD30KNFL_09112014023011_2611831 | 2219022
Technical Consumer Products, Inc. (TCP) | TCP | LED12BR3027K | LED12BR3027K |  | BR30 | Reflector (Flood/Spot) | E26 (Medium) | Directional | LED | 5 | 65 | 135 | 122 |  |  |  | 850 | 12 | 70.8 | No | 25000 | 2700 | 83 | 18 | 0.7 | -30 |  |  |  | Recessed Fixtures |  |  |  | 2013-03-08 | 2014-06-11 | United States, Canada | ES_20570_LED12BR3027K_06172014194510_4310079 | 2213291
Technical Consumer Products, Inc. (TCP) | TCP | LED12P3027KFL | LED12P3027KFL |  | PAR30 | Reflector (Flood/Spot) | E26 (Medium) | Directional | LED | 5 | 75 | 121.9 | 96.5 | 4941 |  | 40 | 825 | 12 | 72.8 | No | 25000 | 2700 | 81 | 2 | 0.8 | -20 |  |  |  | Recessed Fixtures |  |  |  | 2013-07-27 | 2014-04-22 | United States, Canada | ES_20570_LED12P3027KFL_04252014202046_7246431 | 2209461
Technical Consumer Products, Inc. (TCP) | TCP | LED12P3027KNFL | LED12P3027KNFL |  | PAR30 | Reflector (Flood/Spot) | E26 (Medium) | Directional | LED | 5 | 75 | 121.9 | 96.5 | 4941 |  | 25 | 750 | 12 | 62.5 | No | 25000 | 2700 | 82 | 4 | 0.8 | -20 |  |  |  | Recessed Fixtures |  |  |  | 2013-07-27 | 2014-04-18 | United States, Canada | ES_20570_LED12P3027KNFL_04252014144838_7318408 | 2209388
Technical Consumer Products, Inc. (TCP) | TCP | LED12P3030KFL | LED12P3030KFL |  | PAR30 | Reflector (Flood/Spot) | E26 (Medium) | Directional | LED | 5 | 75 | 121.9 | 96.5 | 1923 |  | 40 | 825 | 12 | 73.7 | No | 25000 | 3000 | 81 | 4 | 0.8 | -20 |  |  |  | Recessed Fixtures |  |  |  | 2013-06-28 | 2014-04-18 | United States, Canada | ES_20570_LED12P3030KFL_04252014144928_7368160 | 2209389
Technical Consumer Products, Inc. (TCP) | TCP | LED12P3030KNFL | LED12P3030KNFL |  | PAR30 | Reflector (Flood/Spot) | E26 (Medium) | Directional | LED | 5 | 75 | 121.9 | 96.5 | 5817 |  | 25 | 825 | 12 | 75.6 | No | 25000 | 3000 | 81 | 2 | 0.8 | -20 |  |  |  | Recessed Fixtures |  |  |  | 2013-06-28 | 2014-04-18 | United States, Canada | ES_20570_LED12P3030KNFL_04252014144957_7397851 | 2209390
Technical Consumer Products, Inc. (TCP) | TCP | LED12P3030KSP | LED12P3030KSP |  | PAR30 | Reflector (Flood/Spot) | E26 (Medium) | Directional | LED | 5 | 75 | 121.9 | 96.5 | 6546 |  | 15 | 935 | 12 | 85.3 | No | 25000 | 3000 | 82 | 3 | 0.8 | -20 |  |  |  | Recessed Fixtures |  |  |  | 2013-06-28 | 2014-04-22 | United States, Canada | ES_20570_LED12P3030KSP_04252014202027_7227305 | 2209462
Technical Consumer Products, Inc. (TCP) | TCP | LED12P3035KFL | LED12P3035KFL |  | PAR30 | Reflector (Flood/Spot) | E26 (Medium) | Directional | LED | 5 | 75 | 121.9 | 96.5 | 7615 |  | 40 | 950 | 12 | 79.2 | No | 25000 | 3500 | 82 | 8 | 0.8 | -20 |  |  |  | Recessed Fixtures |  |  |  | 2013-06-28 | 2014-04-18 | United States, Canada | ES_20570_LED12P3035KFL_04252014145019_7419665 | 2209391
Technical Consumer Products, Inc. (TCP) | TCP | LED12P3035KNFL | LED12P3035KNFL |  | PAR30 | Reflector (Flood/Spot) | E26 (Medium) | Directional | LED | 5 | 75 | 121.9 | 96.5 | 6769 |  | 25 | 1000 | 12 | 82.9 | No | 25000 | 3500 | 82 | 8 | 0.8 | -20 |  |  |  | Recessed Fixtures |  |  |  | 2013-06-28 | 2014-04-18 | United States, Canada | ES_20570_LED12P3035KNFL_04252014150420_8260181 | 2209392
Technical Consumer Products, Inc. (TCP) | TCP | LED12P3035KSP | LED12P3035KSP |  | PAR30 | Reflector (Flood/Spot) | E26 (Medium) | Directional | LED | 5 | 75 | 121.9 | 96.5 | 7318 |  | 15 | 900 | 12 | 75 | No | 25000 | 3500 | 83 | 10 | 0.8 | -20 |  |  |  | Recessed Fixtures |  |  |  | 2013-06-28 | 2014-04-18 | United States, Canada | ES_20570_LED12P3035KSP_04252014150249_8169614 | 2209381
Technical Consumer Products, Inc. (TCP) | TCP | LED12P3041KFL | LED12P3041KFL |  | PAR30 | Reflector (Flood/Spot) | E26 (Medium) | Directional | LED | 5 | 75 | 121.9 | 96.5 | 2138 |  | 40 | 1000 | 12 | 85.6 | No | 25000 | 4000 | 84 | 14 | 0.8 | -20 |  |  |  | Recessed Fixtures |  |  |  | 2013-06-28 | 2014-04-18 | United States, Canada | ES_20570_LED12P3041KFL_04252014150337_8217231 | 2209382
Technical Consumer Products, Inc. (TCP) | TCP | LED12P3041KNFL | LED12P3041KNFL |  | PAR30 | Reflector (Flood/Spot) | E26 (Medium) | Directional | LED | 5 | 75 | 121.9 | 96.5 | 6680 |  | 25 | 1000 | 12 | 83.3 | No | 25000 | 4000 | 84 | 14 | 0.8 | -29 |  |  |  | Recessed Fixtures |  |  |  | 2013-06-28 | 2014-08-07 | United States, Canada | ES_20570_LED12P3041KNFL_08072014184257_6977364 | 2217159
Sunshine Lighting | Sunlite | CTC | 80770 |  | Decorative Candle: Other | Decorative | E12 (Candelabra) | Omnidirectional | LED | 3 | 40 | 98 | 36 |  |  |  | 300 | 5 | 60 | No | 25000 | 2700 | 82 | 8 | 1 | -20 | Dimmable | 5% |  | Not for Use in Recessed Fixtures,Not for Use in Enclosed Fixtures |  |  |  | 2016-04-15 | 2016-05-12 | United States | ES_1023648_80770_05202016111820_6893919 | 2267526
Sunshine Lighting | Sunlite | CTC | 80774 |  | Decorative Candle: Other | Decorative | E12 (Candelabra) | Omnidirectional | LED | 3 | 60 | 108 | 41 |  |  |  | 500 | 7 | 71.4 | No | 25000 | 2700 | 81 | 5 | 1 | -20 | Dimmable | 5% |  | Not for Use in Recessed Fixtures,Not for Use in Enclosed Fixtures |  |  |  | 2016-04-25 | 2016-04-29 | United States | ES_1023648_80774_05052016114356_5801044 | 2266140
Sunshine Lighting | Sunlite | CTF | 80405 |  | Decorative Candle: Other | Decorative | E12 (Candelabra) | Omnidirectional | LED | 3 | 60 | 108 | 41 |  |  |  | 500 | 7 | 71.4 | No | 25000 | 2700 | 82 | 10 | 1 | -20 | Dimmable | 5% |  | Not for Use in Recessed Fixtures,Not for Use in Enclosed Fixtures |  |  |  | 2016-04-15 | 2016-05-12 | United States | ES_1023648_80405_05202016111904_4493129 | 2267510
Sunshine Lighting | Sunlite | CTF | 80406 |  | Decorative Candle: Other | Decorative | E12 (Candelabra) | Omnidirectional | LED | 3 | 60 | 108 | 41 |  |  |  | 500 | 7 | 71.4 | No | 25000 | 3000 | 82 | 10 | 1 | -20 | Dimmable | 5% |  | Not for Use in Recessed Fixtures,Not for Use in Enclosed Fixtures |  |  |  | 2016-04-15 | 2016-05-12 | United States | ES_1023648_80406_05202016111904_4284787 | 2267514
Sunshine Lighting | Sunlite | CTF | 80771 |  | Decorative Candle: Other | Decorative | E12 (Candelabra) | Omnidirectional | LED | 3 | 40 | 98 | 36 |  |  |  | 300 | 5 | 60 | No | 25000 | 2700 | 82 | 10 | 1 | -20 | Dimmable | 5% |  | Not for Use in Recessed Fixtures,Not for Use in Enclosed Fixtures |  |  |  | 2016-04-15 | 2016-05-12 | United States | ES_1023648_80771_05202016111842_9602663 | 2267518
Sunshine Lighting | Sunlite | CTF | 80778 |  | Decorative Candle: Other | Decorative | E12 (Candelabra) | Omnidirectional | LED | 3 | 40 | 98 | 36 |  |  |  | 300 | 5 | 60 | No | 25000 | 3000 | 82 | 11 | 1 | -20 | Dimmable | 5% |  | Not for Use in Recessed Fixtures,Not for Use in Enclosed Fixtures |  |  |  | 2016-04-15 | 2016-05-12 | United States | ES_1023648_80778_05202016111842_9129752 | 2267522
Sunshine Lighting | Sunlite | EFC | 80782 |  | Decorative Candle: Other | Decorative | E26 (Medium) | Omnidirectional | LED | 3 | 40 | 100 | 36 |  |  |  | 300 | 5 | 60 | No | 25000 | 2700 | 82 | 8 | 1 | -20 | Dimmable | 5% |  | Not for Use in Recessed Fixtures,Not for Use in Enclosed Fixtures |  |  |  | 2016-04-15 | 2016-05-12 | United States | ES_1023648_80782_05202016111820_8983957 | 2267529
Sunshine Lighting | Sunlite | EFC | 80784 |  | Decorative Candle: Other | Decorative | E26 (Medium) | Omnidirectional | LED | 3 | 60 | 113 | 41 |  |  |  | 500 | 7 | 71.4 | No | 25000 | 2700 | 81 | 5 | 1 | -20 | Dimmable | 5% |  | Not for Use in Recessed Fixtures,Not for Use in Enclosed Fixtures |  |  |  | 2016-04-25 | 2016-04-29 | United States | ES_1023648_80784_05052016114356_1732124 | 2266143
Sunshine Lighting | Sunlite | EFC | 80785 |  | Decorative Candle: Other | Decorative | E26 (Medium) | Omnidirectional | LED | 3 | 40 | 100 | 36 |  |  |  | 300 | 5 | 60 | No | 25000 | 3000 | 82 | 11 | 1 | -20 | Dimmable | 5% |  | Not for Use in Recessed Fixtures,Not for Use in Enclosed Fixtures |  |  |  | 2016-04-15 | 2016-05-12 | United States | ES_1023648_80785_05202016111820_9646120 | 2267533
Sunshine Lighting | Sunlite | EFC | 80793 |  | Decorative Candle: Other | Decorative | E26 (Medium) | Omnidirectional | LED | 3 | 60 | 113 | 41 |  |  |  | 500 | 7 | 71.4 | No | 25000 | 3000 | 81 | 5 | 1 | -20 | Dimmable | 5% |  | Not for Use in Recessed Fixtures,Not for Use in Enclosed Fixtures |  |  |  | 2016-04-25 | 2016-04-29 | United States | ES_1023648_80793_05052016114356_6656881 | 2266147
Sunshine Lighting | Sunlite | EFF | 80476 |  | Decorative Candle: Other | Decorative | E26 (Medium) | Omnidirectional | LED | 3 | 60 | 113 | 41 |  |  |  | 500 | 7 | 71.4 | No | 25000 | 2700 | 82 | 10 | 1 | -20 | Dimmable | 5% |  | Not for Use in Recessed Fixtures,Not for Use in Enclosed Fixtures |  |  |  | 2016-04-15 | 2016-05-12 | United States | ES_1023648_80476_05202016111904_8911765 | 2267513
Sunshine Lighting | Sunlite | EFF | 80478 |  | Decorative Candle: Other | Decorative | E26 (Medium) | Omnidirectional | LED | 3 | 60 | 113 | 41 |  |  |  | 500 | 7 | 71.4 | No | 25000 | 3000 | 82 | 10 | 1 | -20 | Dimmable | 5% |  | Not for Use in Recessed Fixtures,Not for Use in Enclosed Fixtures |  |  |  | 2016-04-15 | 2016-05-12 | United States | ES_1023648_80478_05202016111904_1927163 | 2267517
Sunshine Lighting | Sunlite | EFF | 80783 |  | Decorative Candle: Other | Decorative | E26 (Medium) | Omnidirectional | LED | 3 | 40 | 100 | 36 |  |  |  | 300 | 5 | 60 | No | 25000 | 2700 | 82 | 10 | 1 | -20 | Dimmable | 5% |  | Not for Use in Recessed Fixtures,Not for Use in Enclosed Fixtures |  |  |  | 2016-04-15 | 2016-05-12 | United States | ES_1023648_80783_05202016111842_8355968 | 2267521
Sunshine Lighting | Sunlite | EFF | 80788 |  | Decorative Candle: Other | Decorative | E26 (Medium) | Omnidirectional | LED | 3 | 40 | 100 | 36 |  |  |  | 300 | 5 | 60 | No | 25000 | 3000 | 82 | 11 | 1 | -20 | Dimmable | 5% |  | Not for Use in Recessed Fixtures,Not for Use in Enclosed Fixtures |  |  |  | 2016-04-15 | 2016-05-12 | United States | ES_1023648_80788_05202016111842_4121312 | 2267525
Sunshine Lighting | Sunlite | ETC | 80419 |  | Decorative: Other | Decorative | E26 (Medium) | Decorative | LED | 3 | 40 | 97 | 36 |  |  |  | 300 | 4.9 | 61.5 | No | 25000 | 2700 | 82 | 7 | 1 | -20 | Dimmable | 5% |  | None |  |  |  | 2015-01-10 | 2015-01-12 | United States | ES_1023648_80419_01142015110717_7587130 | 2230985
Sunshine Lighting | Sunlite | ETC | 80779 |  | Decorative Candle: Other | Decorative | E26 (Medium) | Omnidirectional | LED | 3 | 40 | 97 | 36 |  |  |  | 300 | 5 | 60 | No | 25000 | 3000 | 82 | 11 | 1 | -20 | Dimmable | 5% |  | Not for Use in Recessed Fixtures,Not for Use in Enclosed Fixtures |  |  |  | 2016-04-15 | 2016-05-12 | United States | ES_1023648_80779_05202016111820_2150246 | 2267531
Sunshine Lighting | Sunlite | ETC | 80780 |  | Decorative Candle: Other | Decorative | E26 (Medium) | Omnidirectional | LED | 3 | 40 | 97 | 36 |  |  |  | 300 | 5 | 60 | No | 25000 | 2700 | 82 | 8 | 1 | -20 | Dimmable | 5% |  | Not for Use in Recessed Fixtures,Not for Use in Enclosed Fixtures |  |  |  | 2016-04-15 | 2016-05-12 | United States | ES_1023648_80780_05202016111820_3927490 | 2267527
Sunshine Lighting | Sunlite | ETC | 80790 |  | Decorative Candle: Other | Decorative | E26 (Medium) | Omnidirectional | LED | 3 | 60 | 107 | 41 |  |  |  | 500 | 7 | 71.4 | No | 25000 | 2700 | 81 | 5 | 1 | -20 | Dimmable | 5% |  | Not for Use in Recessed Fixtures,Not for Use in Enclosed Fixtures |  |  |  | 2016-04-25 | 2016-04-29 | United States | ES_1023648_80790_05052016114356_9660501 | 2266141
Sunshine Lighting | Sunlite | ETC | 80791 |  | Decorative Candle: Other | Decorative | E26 (Medium) | Omnidirectional | LED | 3 | 60 | 107 | 41 |  |  |  | 500 | 7 | 71.4 | No | 25000 | 3000 | 81 | 5 | 1 | -20 | Dimmable | 5% |  | Not for Use in Recessed Fixtures,Not for Use in Enclosed Fixtures |  |  |  | 2016-04-25 | 2016-04-29 | United States | ES_1023648_80791_05052016114356_3716588 | 2266145
Sunshine Lighting | Sunlite | ETF | 80343 |  | Decorative: Other | Decorative | E26 (Medium) | Decorative | LED | 3 | 40 | 97 | 36 |  |  |  | 300 | 4.5 | 66.7 | No | 25000 | 2700 | 82 | 10 | 1 | -20 | Dimmable | 5% |  | None |  |  |  | 2015-01-10 | 2015-01-12 | United States | ES_1023648_80343_01142015110710_3596724 | 2230991

## Energy Star EISA Compliant 3007
ENERGY STAR Partner | Brand Name | Model Name | Model Number | Additional Model Information | Bulb Type | Product Finder Bulb Type | Base Type | Lamp Category | Technology | Warranty (years) | Wattage Equivalency (watts) | Maximum Overall Length (mm) | Maximum Overall Diameter (mm) | CBCP | Hg (mg) | Beam Angle | Brightness (lumens) | Energy Used (watts) | Efficacy (lumens/watt) | Three Way | Life (hrs) | Light Appearance (Kelvin) | Color Quality (CRI) | R9 | Power Factor | Min Operating Temp (C) | Dimmable | Dims Down to % | Lamp rated for use in enclosed fixtures? | Special Features | Connected Lamp? | Communication Method/Connected Protocol | Standby Power Consumption (W) | Date Available on Market | Date Qualified | Markets | CB Model Identifier | ENERGY STAR Unique ID
AFFINITY LED LIGHT LLC | Affinity LED Lighting | BR30 15W | B301530KD |  | BR30 | Reflector (Flood/Spot) | E26 (Medium) | Directional | LED | 5 | 75 | 134.6 | 96.5 |  |  | 110 | 1000 | 15 | 66.7 | No | 30000 | 3000 | 83 | 18 | 1 | -20 | Dimmable | 10% |  | Enclosed Fixtures,Recessed Fixtures |  |  |  | 2014-03-10 | 2014-03-05 | United States | ES_1125407_B301530KD_03112014111258_2010623 | 2206145
AFFINITY LED LIGHT LLC | Affinity LED Lighting | BR40 16W | B401630KD |  | BR40 | Reflector (Flood/Spot) | E26 (Medium) | Directional | LED | 5 | 90 | 162.6 | 129.5 |  |  | 110 | 1300 | 16 | 81.3 | No | 30000 | 3000 | 83 | 19 | 1 | -20 | Dimmable | 10% |  | Enclosed Fixtures,Recessed Fixtures |  |  |  | 2014-03-10 | 2014-03-05 | United States | ES_1125407_B401630KD_03112014111426_5815533 | 2206137
AFFINITY LED LIGHT LLC | Affinity LED Lighting | R20 8W | R200830KD |  | R20 | Reflector (Flood/Spot) | E26 (Medium) | Directional | LED | 5 | 50 | 99.1 | 63.5 |  |  | 110 | 500 | 8 | 62.5 | No | 30000 | 3000 | 85 | 21 | 1 | -20 | Dimmable | 1% |  | Enclosed Fixtures,Recessed Fixtures |  |  |  | 2014-03-15 | 2014-02-07 | United States | ES_1125407_R200830KD_03112014111456_4800559 | 2206135
ALDI Inc. | Lightway | LED BULBS | M-11BR30-827-120-D-2 |  | BR30 | Reflector (Flood/Spot) | E26 (Medium) | Directional | LED | 3 | 75 | 126.8 | 90.2 |  |  |  | 940 | 11 | 85.4 | No | 25000 | 2700 | 81 | 2 | 1 | -20 | Dimmable | 10% | No | None | No |  |  | 2016-06-10 | 2016-07-14 | United States, Canada | ES_1096445_M-11BR30-827-120-D-2_07272016151815_4110301 | 2273640
Allstar Lighting Supplies, Inc. DBA Luxrite | luxrite | BR40 | LR31820 |  | BR40 | Reflector (Flood/Spot) | E26 (Medium) | Directional | LED | 3 | 85 | 162 | 121 |  |  |  | 1100 | 14 | 78.6 | No | 25000 | 2700 | 82 | 13 | 0.9 | -20 | Dimmable | 10% |  | None |  |  |  | 2015-07-01 | 2015-07-16 | United States, Canada | ES_1122254_LR31820_07222015093232_4005556 | 2243960
Allstar Lighting Supplies, Inc. DBA Luxrite | luxrite | BR40 | LR31821 |  | BR40 | Reflector (Flood/Spot) | E26 (Medium) | Directional | LED | 3 | 85 | 162 | 121 |  |  |  | 1100 | 14 | 78.6 | No | 25000 | 3000 | 82 | 8 | 0.9 | -20 | Dimmable | 10% |  | None |  |  |  | 2015-07-01 | 2015-07-16 | United States, Canada | ES_1122254_LR31821_07222015093232_9814970 | 2243961
American Bright Lighting | IngeniLED | ABL-B30W-11E6W-A-LD | ABL-B30W-11E6W-A-LD | ,854859005808, | BR30 | Reflector (Flood/Spot) | E26 (Medium) | Directional | LED | 3 | 60 | 130 | 95 |  |  | 120 | 850 | 11.1 | 76.6 | No | 25000 | 3000 | 83 | 17 | 0.9 | -20 | Dimmable | 10% |  | Damp Location Rated |  |  |  | 2015-01-27 | 2015-01-28 | United States | ES_1125372_ABL-B30W-11E6W-A-LD_01282015052840_1023754 | 2231902
American Lighting Inc. | American Lighting | LED Lamp | 2790-12BR30 |  | BR30 | Reflector (Flood/Spot) | E26 (Medium) | Directional | LED | 5 | 60 | 127.9 | 90.6 |  |  | 110 | 780 | 12.6 | 62.2 | No | 25000 | 2700 | 92 | 57 | 1 | -20 | Dimmable |  |  | None |  |  |  | 2015-06-20 | 2015-06-25 | United States, Canada | ES_1104931_2790-12BR30_07012015140549_9467876 | 2242456
American Lighting Inc. | American Lighting | LED Lamp | 2790-16BR40 |  | BR40 | Reflector (Flood/Spot) | E26 (Medium) | Directional | LED | 5 | 75 | 166.5 | 121.7 |  |  | 110 | 950 | 16 | 59.4 | No | 25000 | 2700 | 92 | 58 | 1 | -20 | Dimmable |  |  | None |  |  |  | 2015-06-20 | 2015-06-26 | United States, Canada | ES_1104931_2790-16BR40_07012015140456_3935066 | 2242450
American Lighting Inc. | American Lighting | LED Lamp | 4090-12BR30 |  | BR30 | Reflector (Flood/Spot) | E26 (Medium) | Directional | LED | 5 | 60 | 127.9 | 90.6 |  |  | 110 | 800 | 12.4 | 64.4 | No | 25000 | 4000 | 92 | 71 | 1 | -20 | Dimmable |  |  | None |  |  |  | 2015-06-20 | 2015-06-25 | United States, Canada | ES_1104931_4090-12BR30_07012015140549_8573361 | 2242457
American Lighting Inc. | American Lighting | LED Lamp | 4090-16BR40 |  | BR40 | Reflector (Flood/Spot) | E26 (Medium) | Directional | LED | 5 | 75 | 166.5 | 121.7 |  |  | 110 | 1100 | 16 | 68.8 | No | 25000 | 4000 | 96 | 81 | 1 | -20 | Dimmable |  |  | None |  |  |  | 2015-06-20 | 2015-06-26 | United States, Canada | ES_1104931_4090-16BR40_07012015140456_1721769 | 2242451
AndA Bridge Enterprise Inc. | Digitron | BR40 LED Lamp | DGLED-BR40-13W-3KSW |  | BR40 | Reflector (Flood/Spot) | E26 (Medium) | Directional | LED | 3 | 75 | 151.7 | 121.7 |  |  | 106 | 1200 | 13 | 92.3 | No | 25000 | 3000 | 83 | 17 | 0.7 | 18 | Dimmable | 10% |  | Not for Use in Enclosed Fixtures |  |  |  | 2015-09-15 | 2015-09-16 | United States | ES_1133613_DGLED-BR40-13W-3KSW_09172015121111_1023896 | 2248120
Arlee Lighting | Arlee Lighting | 15BR4027K-D | 15BR4027K-D | ,15BR4027K-D,2700K; ,15BR4030K-D,3000K; ,15BR4040K-D,4000K | BR40 | Reflector (Flood/Spot) | E26 (Medium) | Directional | LED | 3 | 75 | 158 | 124 |  |  | 120 | 1100 | 15.3 | 71.9 | No | 25000 | 2700 | 81 | 6 | 0.9 | -40 | Dimmable | 110% | No | Damp Location Rated | No |  |  | 2015-01-01 | 2016-08-19 | United States, Canada | ES_1136529_15BR4027K-D_08112016095248_5945093 | 2276147
Arlee Lighting | Arlee Lighting | 7R2027K-D | 7R2027K-D | ,7R2027K-D,2700K; ,7R2030K-D,3000K; ,7R2040K-D,4000K | R20 | Reflector (Flood/Spot) | E26 (Medium) | Directional | LED | 3 | 50 | 95 | 63 |  |  |  | 616 | 8.8 | 70 | No | 25000 | 2700 | 82 | 9 | 0.9 | -40 | Dimmable | 61.6% | No | Damp Location Rated | No |  |  | 2015-01-01 | 2016-08-19 | United States, Canada | ES_1136529_7R2027K-D_08112016095248_5945093 | 2276141
Ascent Battery Supply | Duracell | LED11366B | LED11366B |  | R20 | Reflector (Flood/Spot) | E26 (Medium) | Directional | LED | 5 | 50 | 94.5 | 63.4 |  |  |  | 525 | 7.5 | 70 | No | 25000 | 2700 | 82 | 5 | 0.9 | -20 | Dimmable | 10% |  | Not for Use in Enclosed Fixtures |  |  |  | 2014-11-11 | 2014-11-20 | United States | ES_1099414_LED11366B_11202014233441_6481103 | 2225560
Ascent Battery Supply | Duracell | LED11372B | LED11372B |  | R40 | Reflector (Flood/Spot) | E26 (Medium) | Directional | LED | 5 | 85 | 157 | 125 |  |  |  | 1070 | 17 | 62.9 | No | 25000 | 2700 | 82 | 4 | 0.9 | -20 | Dimmable | 15% |  | Not for Use in Enclosed Fixtures |  |  |  | 2014-11-11 | 2014-11-20 | United States | ES_1099414_LED11372B_11202014233506_6506089 | 2225561
Ascent Battery Supply | Duracell | LED11373B | LED11373B |  | R40 | Reflector (Flood/Spot) | E26 (Medium) | Directional | LED | 5 | 85 | 157 | 125 |  |  |  | 1140 | 17 | 67 | No | 25000 | 4000 | 85 | 14 | 0.9 | -20 | Dimmable | 15% |  | Not for Use in Enclosed Fixtures |  |  |  | 2014-12-18 | 2015-02-09 | United States | ES_1099414_LED11373B_02092015120752_3672961 | 2232875
Ascent Battery Supply | Duracell | LED11374B | LED11374B |  | R40 | Reflector (Flood/Spot) | E26 (Medium) | Directional | LED | 5 | 85 | 157 | 125 |  |  |  | 1120 | 17 | 65.8 | No | 25000 | 5000 | 86 | 18 | 0.9 | -20 | Dimmable | 15% |  | Not for Use in Enclosed Fixtures |  |  |  | 2014-12-18 | 2015-02-09 | United States | ES_1099414_LED11374B_02092015121133_3893483 | 2232874
Ascent Battery Supply | Duracell | LED lamp | LED11366C |  | R20 | Reflector (Flood/Spot) | E26 (Medium) | Directional | LED | 5 | 50 | 96.2 | 63.3 | 198 |  | 109 | 560 | 7.2 | 77.8 | No | 25000 | 2700 | 82 | 8 | 0.9 | -20 | Dimmable | 8% |  | Damp Location Rated,Not for Use in Enclosed Fixtures |  |  |  | 2015-09-15 | 2016-03-02 | United States | ES_1099414_LED11366C_08272015073417_9352479 | 2247546
Ascent Battery Supply | Duracell | LED lamp | LED11367C |  | R20 | Reflector (Flood/Spot) | E26 (Medium) | Directional | LED | 5 | 50 | 96.8 | 63 | 212 |  | 108 | 560 | 7 | 80 | No | 25000 | 4000 | 84 | 16 | 0.9 | -20 | Dimmable | 8% |  | Damp Location Rated,Not for Use in Enclosed Fixtures |  |  |  | 2015-09-15 | 2016-03-02 | United States | ES_1099414_LED11367C_09132015051822_1458927 | 2248014
Ascent Battery Supply | Duracell | LED lamp | LED11368C |  | R20 | Reflector (Flood/Spot) | E26 (Medium) | Directional | LED | 5 | 50 | 96.8 | 63.3 | 205 |  | 108 | 560 | 7 | 80 | No | 25000 | 5000 | 85 | 18 | 0.9 | -20 | Dimmable | 8% |  | Damp Location Rated,Not for Use in Enclosed Fixtures |  |  |  | 2015-09-15 | 2016-03-02 | United States | ES_1099414_LED11368C_08272015073417_9352479 | 2248015
Ascent Battery Supply | Duracell | LED lamp | LED11372C |  | R40 | Reflector (Flood/Spot) | E26 (Medium) | Directional | LED | 5 | 85 | 158.1 | 119.7 | 348 |  | 108 | 1100 | 12 | 91.7 | No | 25000 | 2700 | 82 | 10 | 1 | -20 | Dimmable | 9% |  | Damp Location Rated,Not for Use in Enclosed Fixtures |  |  |  | 2015-09-15 | 2016-03-02 | United States | ES_1099414_LED11372C_09132015053858_6867604 | 2248010
Ascent Battery Supply | Duracell | LED lamp | LED11373C |  | R40 | Reflector (Flood/Spot) | E26 (Medium) | Directional | LED | 5 | 85 | 158.6 | 119.5 | 382 |  | 108 | 1100 | 12 | 91.7 | No | 25000 | 4000 | 84 | 15 | 0.9 | -20 | Dimmable | 9% |  | Damp Location Rated,Not for Use in Enclosed Fixtures |  |  |  | 2015-09-15 | 2016-03-02 | United States | ES_1099414_LED11373C_09132015054531_8059529 | 2248009
Ascent Battery Supply | Duracell | LED lamp | LED11374C |  | R40 | Reflector (Flood/Spot) | E26 (Medium) | Directional | LED | 5 | 85 | 159.1 | 120 | 401 |  | 108 | 1100 | 12 | 91.7 | No | 25000 | 5000 | 85 | 17 | 0.9 | -20 | Dimmable | 9% |  | Damp Location Rated,Not for Use in Enclosed Fixtures |  |  |  | 2015-09-15 | 2016-03-02 | United States | ES_1099414_LED11374C_09132015054921_4214127 | 2248008
Arani Systems Corp. | Arani | BR30 | BBR30-30K-V5 |  | BR30 | Reflector (Flood/Spot) | E26 (Medium) | Directional | LED | 5 | 85 | 133 | 95 | 402 |  | 120 | 1130 | 14 | 81.1 | No | 25000 | 3000 | 82 | 11 | 0.9 | -20 | Dimmable | 10% |  | Damp Location Rated,Enclosed Fixtures,Recessed Fixtures,Shatter Resistant |  |  |  | 2015-01-21 | 2015-09-14 | United States, Canada | ES_1100659_BBR30-30K-V5_09142015201846_1927013 | 2248034
Beautiful Light Technology | bltc | BLM2026D120-NCW81H1DM2 | BLM2026D120-NCW81H1DM2 |  | R20 | Reflector (Flood/Spot) | E26 (Medium) | Directional | LED | 3 | 50 | 93 | 65 |  |  | 100 | 700 | 8 | 93.5 | No | 25000 | 5000 | 81 | 4 | 0.9 | -20 | Dimmable | 10% |  | Damp Location Rated,Enclosed Fixtures,Recessed Fixtures |  |  |  | 2015-07-31 | 2015-09-04 | United States | ES_1131512_BLM2026D120-NCW81H1DM2_09112015060654_1614487 | 2247790
Beautiful Light Technology | bltc | BLM2026D120-NNW81H1DM2 | BLM2026D120-NNW81H1DM2 |  | R20 | Reflector (Flood/Spot) | E26 (Medium) | Directional | LED | 3 | 50 | 93 | 65 |  |  | 100 | 605 | 8 | 79.2 | No | 25000 | 4000 | 85 | 30 | 0.9 | -20 | Dimmable | 10% |  | Damp Location Rated,Enclosed Fixtures,Recessed Fixtures |  |  |  | 2015-07-31 | 2015-07-28 | United States | ES_1131512_BLM2026D120-NNW81H1DM2_08052015033557_5757963 | 2245037
Beautiful Light Technology | bltc | BLM2026D120-NVW81H1DM2 | BLM2026D120-NVW81H1DM2 |  | R20 | Reflector (Flood/Spot) | E26 (Medium) | Directional | LED | 3 | 50 | 93 | 65 |  |  | 100 | 575 | 8 | 75 | No | 25000 | 2700 | 82 | 11 | 0.9 | -20 | Dimmable | 10% |  | Damp Location Rated,Enclosed Fixtures,Recessed Fixtures |  |  |  | 2015-07-31 | 2015-07-28 | United States | ES_1131512_BLM2026D120-NVW81H1DM2_08052015033517_5717311 | 2245038
Beautiful Light Technology | bltc | BLM2026D120-NWW81H1DM2 | BLM2026D120-NWW81H1DM2 |  | R20 | Reflector (Flood/Spot) | E26 (Medium) | Directional | LED | 3 | 50 | 93 | 65 |  |  | 100 | 557 | 8 | 72.6 | No | 25000 | 3000 | 83 | 21 | 0.9 | -20 | Dimmable | 10% |  | Damp Location Rated,Enclosed Fixtures,Recessed Fixtures |  |  |  | 2015-07-31 | 2015-07-28 | United States | ES_1131512_BLM2026D120-NWW81H1DM2_08052015033540_5740114 | 2245039
Beautiful Light Technology | bltc | BLM4026D120-NCW121H1DM2 | BLM4026D120-NCW121H1DM2 |  | BR40 | Reflector (Flood/Spot) | E26 (Medium) | Directional | LED | 3 | 75 | 150 | 128 |  |  | 120 | 1200 | 16 | 74.5 | No | 25000 | 5000 | 82 | 9 | 0.9 | -20 | Dimmable | 10% |  | Damp Location Rated,Enclosed Fixtures,Recessed Fixtures |  |  |  | 2015-07-31 | 2015-07-28 | United States | ES_1131512_BLM4026D120-NCW121H1DM2_08052015031952_4792121 | 2245029
Beautiful Light Technology | bltc | BLM4026D120-NCW181H1DM2 | BLM4026D120-NCW181H1DM2 |  | BR40 | Reflector (Flood/Spot) | E26 (Medium) | Directional | LED | 3 | 90 | 150 | 128 |  |  | 120 | 1395 | 18 | 80.2 | No | 25000 | 5000 | 83 | 10 | 0.9 | -20 | Dimmable | 10% |  | Damp Location Rated,Enclosed Fixtures,Recessed Fixtures |  |  |  | 2015-07-31 | 2015-07-28 | United States | ES_1131512_BLM4026D120-NCW181H1DM2_08052015032606_5166779 | 2245033
Beautiful Light Technology | bltc | BLM4026D120-NNW121H1DM2 | BLM4026D120-NNW121H1DM2 |  | BR40 | Reflector (Flood/Spot) | E26 (Medium) | Directional | LED | 3 | 75 | 150 | 128 |  |  | 120 | 988 | 16 | 60.1 | No | 25000 | 4000 | 83 | 24 | 0.9 | -20 | Dimmable | 10% |  | Damp Location Rated,Enclosed Fixtures,Recessed Fixtures |  |  |  | 2015-07-31 | 2015-07-28 | United States | ES_1131512_BLM4026D120-NNW121H1DM2_08052015031932_4772671 | 2245030
Beautiful Light Technology | bltc | BLM4026D120-NNW181H1DM2 | BLM4026D120-NNW181H1DM2 |  | BR40 | Reflector (Flood/Spot) | E26 (Medium) | Directional | LED | 3 | 90 | 150 | 128 |  |  | 120 | 1315 | 18 | 75.7 | No | 25000 | 4000 | 83 | 24 | 0.9 | -20 | Dimmable | 10% |  | Damp Location Rated,Enclosed Fixtures,Recessed Fixtures |  |  |  | 2015-07-31 | 2015-07-28 | United States | ES_1131512_BLM4026D120-NNW181H1DM2_08052015032550_5150098 | 2245034
Beautiful Light Technology | bltc | BLM4026D120-NVW121H1DM2 | BLM4026D120-NVW121H1DM2 |  | BR40 | Reflector (Flood/Spot) | E26 (Medium) | Directional | LED | 3 | 75 | 150 | 128 |  |  | 120 | 1160 | 16 | 74.1 | No | 25000 | 2700 | 82 | 10 | 0.9 | -20 | Dimmable | 10% |  | Damp Location Rated,Enclosed Fixtures,Recessed Fixtures |  |  |  | 2015-07-31 | 2015-07-28 | United States | ES_1131512_BLM4026D120-NVW121H1DM2_08052015031851_4731647 | 2245031
Aspirasia Group Inc. | AspirAsia | BR LED LAMP | BR20L6W27KDM |  | R20 | Reflector (Flood/Spot) | E26 (Medium) | Directional | LED | 10 | 50 | 88.1 | 63.9 |  |  |  | 580 | 6.5 | 89.2 | No | 25000 | 2700 | 82 | 9 | 0.8 | -25 | Dimmable | 10% |  | Enclosed Fixtures |  |  |  | 2015-12-05 | 2016-04-08 | United States, Canada | ES_1130695_BR20L6W27KDM_12222015081039_1839591 | 2255609
Aspirasia Group Inc. | AspirAsia | BR LED LAMP | BR20L6W50KDM |  | R20 | Reflector (Flood/Spot) | E26 (Medium) | Directional | LED | 10 | 50 | 88.1 | 63.9 |  |  |  | 620 | 6.5 | 95.4 | No | 25000 | 5000 | 82 | 13 | 0.8 | -25 | Dimmable | 10% |  | Enclosed Fixtures |  |  |  | 2015-12-05 | 2016-04-08 | United States, Canada | ES_1130695_BR20L6W50KDM_12222015081112_1872000 | 2255610
Aspirasia Group Inc. | AspirAsia | BR LED LAMP | BR40L14W27KDM |  | BR40 | Reflector (Flood/Spot) | E26 (Medium) | Directional | LED | 10 | 85 | 136.1 | 122.2 |  |  |  | 1100 | 14 | 78.6 | No | 25000 | 2700 | 81 | 6 |  | -25 | Dimmable | 10% |  | Enclosed Fixtures |  |  |  | 2015-12-05 | 2016-04-08 | United States, Canada | ES_1130695_BR40L14W27KDM_12222015081131_1891928 | 2255367
Aspirasia Group Inc. | AspirAsia | BR LED LAMP | BR40L14W50KDM |  | BR40 | Reflector (Flood/Spot) | E26 (Medium) | Directional | LED | 10 | 85 | 136.1 | 122.2 |  |  |  | 1200 | 14 | 85.7 | No | 25000 | 5000 | 85 | 18 |  | -25 | Dimmable | 10% |  | Enclosed Fixtures |  |  |  | 2015-12-05 | 2016-04-08 | United States, Canada | ES_1130695_BR40L14W50KDM_12222015081204_1924096 | 2255368
Aurio Lighting, Inc. | Aurio | BR40 | AL-BR40BBH-T2 |  | BR40 | Reflector (Flood/Spot) | E26 (Medium) | Directional | LED | 3 | 90 | 152.1 | 130.5 | 441 |  | 120 | 1300 | 17.5 | 74.3 | No | 25000 | 3000 | 81 | 8 | 1 | -20 | Dimmable | 10% |  | None |  |  |  | 2014-01-01 | 2015-02-06 | United States, Canada | ES_1131197_AL-BR40BBH-T2_02102015154641_1978820 | 2233457
Beautiful Light Technology | bltc | BLM4026D120-NVW181H1DM2 | BLM4026D120-NVW181H1DM2 |  | BR40 | Reflector (Flood/Spot) | E26 (Medium) | Directional | LED | 3 | 90 | 150 | 128 |  |  | 120 | 1345 | 18 | 80.5 | No | 25000 | 2700 | 82 | 10 | 0.9 | -20 | Dimmable | 10% |  | Damp Location Rated,Enclosed Fixtures,Recessed Fixtures |  |  |  | 2015-07-31 | 2015-07-28 | United States | ES_1131512_BLM4026D120-NVW181H1DM2_08052015032429_5069935 | 2245035
Beautiful Light Technology | bltc | BLM4026D120-NWW121H1DM2 | BLM4026D120-NWW121H1DM2 |  | BR40 | Reflector (Flood/Spot) | E26 (Medium) | Directional | LED | 3 | 75 | 150 | 128 |  |  | 120 | 1115 | 16 | 71.4 | No | 25000 | 3000 | 82 | 19 | 0.9 | -20 | Dimmable | 10% |  | Damp Location Rated,Enclosed Fixtures,Recessed Fixtures |  |  |  | 2015-07-31 | 2015-07-28 | United States | ES_1131512_BLM4026D120-NWW121H1DM2_08052015031912_4752054 | 2245032
Beautiful Light Technology | bltc | BLM4026D120-NWW181H1DM2 | BLM4026D120-NWW181H1DM2 |  | BR40 | Reflector (Flood/Spot) | E26 (Medium) | Directional | LED | 3 | 90 | 150 | 128 |  |  | 120 | 1310 | 18 | 78.3 | No | 25000 | 3000 | 83 | 20 | 0.9 | -20 | Dimmable | 10% |  | Damp Location Rated,Enclosed Fixtures,Recessed Fixtures |  |  |  | 2015-07-31 | 2015-07-28 | United States | ES_1131512_BLM4026D120-NWW181H1DM2_08052015032525_5125514 | 2245036
Best Lighting Products | Best | LEDBR40-15W-27K | LEDBR40-15W-27K | ,LEDBR40-15W-27K,2700K; ,LEDBR40-15W-4K, | BR40 | Reflector (Flood/Spot) | E26 (Medium) | Directional | LED | 5 | 85 | 152 | 122 | 335 |  | 112 | 1100 | 15 | 73.3 | No | 25000 | 2700 | 82 | 10 | 1 | 0 | Dimmable | 10% | Yes | Damp Location Rated | No |  |  | 2016-07-11 | 2016-07-19 | United States | ES_1136532_LEDBR40-15W-27K_07112016150557_9538690 | 2272724
Best Lighting Products | Best | LEDR20-7W-27K | LEDR20-7W-27K | ,LEDR20-7W-27K,2700K; ,LEDR20-7W-4K,4000K | R20 | Reflector (Flood/Spot) | E26 (Medium) | Directional | LED | 5 | 50 | 94.5 | 64 | 152 |  | 109 | 525 | 7 | 75 | No | 25000 | 2700 | 81 | 5 | 1 | 0 | Dimmable | 10% | Yes | Damp Location Rated | No |  |  | 2016-07-11 | 2016-07-19 | United States | ES_1136532_LEDR20-7W-27K_07112016151823_8016321 | 2272722
Beyond LED Technology | BEYOND | Directional LED Lamp BR30 | 105304 |  | BR30 | Reflector (Flood/Spot) | E26 (Medium) | Directional | LED | 5 | 85 | 131.7 | 94.7 |  |  |  | 1200 | 15 | 80 | No | 25000 | 5000 | 83 | 10 | 1 | -20 | Dimmable | 5% |  | Damp Location Rated,Recessed Fixtures,Not for Use in Enclosed Fixtures |  |  |  | 2015-09-09 | 2015-09-23 | United States | ES_1133472_105304_09232015155424_9878135 | 2249157
Bravoled Lighting Manufacturing Co., Ltd | Bravoled | BL-R30-11YYZZ | BL-R30-11YYZZ (2700K) |  | R30 | Reflector (Flood/Spot) | E26 (Medium) | Directional | LED | 3 | 60 | 132 | 95 |  |  |  | 800 | 11 | 72.7 | No | 25000 | 2700 | 84 | 18 | 0.9 | -20 | Dimmable | 20% |  | Damp Location Rated,Recessed Fixtures |  |  |  | 2015-04-01 | 2015-08-07 | United States, Canada | ES_1124137_BL-R30-11YYZZ (2700K)_05132015111240_5560218 | 2239216
Bravoled Lighting Manufacturing Co., Ltd | Bravoled | BL-R30-11YYZZ | BL-R30-11YYZZ (3000K) |  | R30 | Reflector (Flood/Spot) | E26 (Medium) | Directional | LED | 3 | 60 | 132 | 95 |  |  |  | 800 | 11 | 72.7 | No | 25000 | 3000 | 84 | 18 | 0.9 | -20 | Dimmable | 20% |  | Damp Location Rated,Recessed Fixtures |  |  |  | 2015-04-01 | 2015-08-07 | United States, Canada | ES_1124137_BL-R30-11YYZZ (3000K)_05132015111251_5571898 | 2239217
Bravoled Lighting Manufacturing Co., Ltd | Bravoled | BL-R30-11YYZZ | BL-R30-11YYZZ (4000K) |  | R30 | Reflector (Flood/Spot) | E26 (Medium) | Directional | LED | 3 | 60 | 132 | 95 |  |  |  | 800 | 11 | 72.7 | No | 25000 | 4000 | 84 | 18 | 0.9 | -20 | Dimmable | 20% |  | Damp Location Rated,Recessed Fixtures |  |  |  | 2015-04-01 | 2015-08-07 | United States, Canada | ES_1124137_BL-R30-11YYZZ (4000K)_05132015111304_5584606 | 2239218
Bravoled Lighting Manufacturing Co., Ltd | Bravoled | BL-R30-11YYZZ | BL-R30-11YYZZ (5000K) |  | R30 | Reflector (Flood/Spot) | E26 (Medium) | Directional | LED | 3 | 60 | 132 | 95 |  |  |  | 800 | 11 | 72.7 | No | 25000 | 5000 | 84 | 18 | 0.9 | -20 | Dimmable | 20% |  | Damp Location Rated,Recessed Fixtures |  |  |  | 2015-04-01 | 2015-08-07 | United States, Canada | ES_1124137_BL-R30-11YYZZ (5000K)_05132015111315_5595352 | 2239219
Bravoled Lighting Manufacturing Co., Ltd | Bravoled | LED Lamp | BL-DBR40-15YYZZCC27P |  | BR40 | Reflector (Flood/Spot) | E26 (Medium) | Directional | LED | 5 | 75 | 161.2 | 127.1 |  |  |  | 1050 | 15 | 70 | No | 25000 | 2700 | 82 | 6 | 0.9 | -20 | Dimmable | 20% | No | Damp Location Rated,Use With Timers,Use With Photo and/or Motion Sensors | No |  |  | 2016-10-02 | 2016-10-07 | United States, Canada | ES_1124137_BL-DBR40-15YYZZCC27P_10072016160909_5898349 | 2281711
Bravoled Lighting Manufacturing Co., Ltd | Bravoled | LED Lamp | BL-DBR40-15YYZZCC30P |  | BR40 | Reflector (Flood/Spot) | E26 (Medium) | Directional | LED | 5 | 75 | 161.2 | 127.1 |  |  |  | 1050 | 15 | 70 | No | 25000 | 3000 | 82 | 7 | 0.9 | -20 | Dimmable | 20% | No | Damp Location Rated,Use With Timers,Use With Photo and/or Motion Sensors | No |  |  | 2016-10-02 | 2016-10-07 | United States, Canada | ES_1124137_BL-DBR40-15YYZZCC30P_10072016160935_3219491 | 2281712
Bravoled Lighting Manufacturing Co., Ltd | Bravoled | LED Lamp | BL-DBR40-15YYZZCC40P |  | BR40 | Reflector (Flood/Spot) | E26 (Medium) | Directional | LED | 5 | 75 | 161.2 | 127.1 |  |  |  | 1050 | 15 | 70 | No | 25000 | 4000 | 82 | 5 | 0.9 | -20 | Dimmable | 20% | No | Damp Location Rated,Use With Timers,Use With Photo and/or Motion Sensors | No |  |  | 2016-10-02 | 2016-10-07 | United States, Canada | ES_1124137_BL-DBR40-15YYZZCC40P_10072016160943_3218492 | 2281714
Bravoled Lighting Manufacturing Co., Ltd | Bravoled | LED Lamp | BL-DBR40-15YYZZCC50P |  | BR40 | Reflector (Flood/Spot) | E26 (Medium) | Directional | LED | 5 | 75 | 161.2 | 127.1 |  |  |  | 1050 | 15 | 70 | No | 25000 | 5000 | 83 | 5 | 0.9 | -20 | Dimmable | 20% | No | Damp Location Rated,Use With Timers,Use With Photo and/or Motion Sensors | No |  |  | 2016-10-02 | 2016-10-07 | United States, Canada | ES_1124137_BL-DBR40-15YYZZCC50P_10072016160955_2348792 | 2281713
Conglom, Inc. | Luminus | PLYC3622 | PLYC3622 |  | R20 | Reflector (Flood/Spot) | E26 (Medium) | Directional | LED | 3 | 50 | 98.9 | 64 |  |  | 107 | 500 | 7 | 71.4 | No | 25000 | 2700 | 82 | 13 | 0.9 | -40 | Dimmable | 9% |  | None |  |  |  | 2014-07-20 | 2014-07-28 | United States, Canada | ES_98337_PLYC3622_07292014105551_1023644 | 2216605
Bluegrass Evergreen LLC. | BGLighting | BR40 LED Lamp | BGLED-BR40-13W |  | BR40 | Reflector (Flood/Spot) | E26 (Medium) | Directional | LED | 3 | 75 | 151.1 | 121.7 |  |  | 106 | 1200 | 13 | 92.3 | No | 25000 | 3000 | 83 | 17 | 0.7 | -18 | Dimmable | 10% |  | Not for Use in Enclosed Fixtures |  |  |  | 2015-09-15 | 2015-09-17 | United States | ES_1133647_BGLED-BR40-13W_09172015074550_1023896 | 2248149
Bulb Star | BulbStar | BR30 Lamp | 3GLB1527K |  | BR30 | Reflector (Flood/Spot) | E26 (Medium) | Directional | LED | 3 | 75 | 133 | 95 |  |  |  | 1000 | 15.5 | 64.5 | No | 30000 | 2700 | 82 | 11 | 1 | -20 | Dimmable | 10% |  | None |  |  |  | 2014-09-20 | 2014-10-14 | United States | ES_1033346_3GLB1527K_10172014154427_2202968 | 2222716
Bulb Star | BulbStar | BR30 Lamp | 3GLB1530K |  | BR30 | Reflector (Flood/Spot) | E26 (Medium) | Directional | LED | 3 | 75 | 134.6 | 96.5 |  |  |  | 1000 | 15 | 66.7 | No | 30000 | 3000 | 83 | 18 | 1 | -20 | Dimmable | 10% |  | None |  |  |  | 2014-09-20 | 2014-10-14 | United States | ES_1033346_3GLB1530K_10172014154427_6203810 | 2222715
Canadian Tire | Noma | BR40-23W | 052-5365-8 |  | BR40 | Reflector (Flood/Spot) | E26 (Medium) | Directional | CFL | 5 | 90 | 160.3 | 119.3 |  | 2.5 |  | 1200 | 23 | 52.2 | No | 10000 | 2700 | 82 | -4 | 0.6 | -15 |  |  |  | None |  |  |  | 2015-02-09 | 2015-02-13 | Canada | ES_0031577_052-5365-8_03102015042521_7002320 | 2234474
Canadian Tire | Noma | CFL 18W BR38 | 052-5134-8 | ,ESL18BR38/41K/2/CAN, | BR38 | Reflector (Flood/Spot) | E26 (Medium) | Directional | CFL | 2 | 75 | 151.1 | 119.6 |  | 1 |  | 950 | 18.5 | 51.4 | No | 10000 | 4100 | 86 | 23 | 0.6 | -29 |  |  |  | Wet Location Rated |  |  |  | 2015-02-09 | 2015-02-11 | Canada | ES_1025242_052-5134-8_02112015115841_1023764 | 2233001
Canadian Tire | Noma | CFL 18W BR38 | 052-5357-8 | ,ESL18BR38/2/ECO/CAN, | BR38 | Reflector (Flood/Spot) | E26 (Medium) | Directional | CFL | 2 | 75 | 151.1 | 119.6 |  | 1 |  | 950 | 18.8 | 51.3 | No | 10000 | 2700 | 83 | -16 | 0.6 | -29 |  |  |  | Wet Location Rated |  |  |  | 2015-02-10 | 2015-02-11 | Canada | ES_1025242_052-5357-8_02112015115841_1023765 | 2233003
Bulbrite Industries | BULBRITE | BR40 | LED12BR40/827/4PK | ,,773450 | BR40 | Reflector (Flood/Spot) | E26 (Medium) | Directional | LED | 3 | 75 | 156.5 | 123.7 |  |  |  | 940 | 12 | 78.3 | No | 25000 | 2700 | 81 | 6 | 1 | -20 | Dimmable | 10% | No | None | No |  |  | 2016-07-05 | 2016-07-14 | United States | ES_44171_LED12BR40/827/4PK_07272016162000_9956954 | 2273641
Bulbrite Industries | BULBRITE | BR40 | LED12BR40/830/4PK | ,,773451 | BR40 | Reflector (Flood/Spot) | E26 (Medium) | Directional | LED | 3 | 75 | 156.5 | 123.7 |  |  |  | 940 | 12 | 78.3 | No | 25000 | 3000 | 83 | 8 | 0.9 | -20 | Dimmable | 10% | No | None | No |  |  | 2016-07-05 | 2016-07-14 | United States | ES_44171_LED12BR40/830/4PK_07272016162024_1499768 | 2273642
Bulbrite Industries | BULBRITE | CFL | CF16R30CW/E | 5.1162e+17 | R30 | Reflector (Flood/Spot) | E26 (Medium) | Directional | CFL | 2 | 65 | 147 | 94 |  | 2 |  | 750 | 16 | 46.9 | No | 10000 | 4100 | 86 | -6 | 0.6 | -18 |  |  |  | None |  |  |  | 2014-04-30 | 2014-05-22 | United States | ES_44171_CF16R30CW/E_02182015145853_3914136 | 2233287
Bulbrite Industries | BULBRITE | CFL | CF16R30CW/E | 5.1162e+17 | R30 | Reflector (Flood/Spot) | E26 (Medium) | Directional | CFL | 2 | 65 | 147 | 94 |  | 2 |  | 750 | 16 | 46.9 | No | 10000 | 4100 | 86 | -6 | 0.6 | -18 |  |  |  | None |  |  |  | 2014-04-30 | 2014-05-22 | United States | ES_44171_CF16R30CW/E;511619_06052014152818_4871076 | 2212467
Bulbrite Industries | BULBRITE | LED15BR40/827/4PK | LED15BR40/827/4PK |  | BR40 | Reflector (Flood/Spot) | E26 (Medium) | Directional | LED | 3 | 85 | 158 | 124 |  |  |  | 1100 | 15.3 | 71.9 | No | 25000 | 2700 | 81 | 6 | 0.9 | -20 | Dimmable | 105% | No | Damp Location Rated | No |  |  | 2016-01-01 | 2016-08-09 | United States, Canada | ES_44171_LED15BR40/827/4PK_03012016095356_4106256 | 2274432
Bulbrite Industries | BULBRITE | LED15BR40/830/4PK | LED15BR40/830/4PK |  | BR40 | Reflector (Flood/Spot) | E26 (Medium) | Directional | LED | 3 | 85 | 158 | 124 |  |  |  | 1100 | 15 | 70 | No | 25000 | 3000 | 83 | 11 | 0.9 | -20 | Dimmable | 105% | No | Damp Location Rated | No |  |  | 2016-01-01 | 2016-08-09 | United States, Canada | ES_44171_LED15BR40/830/4PK_03012016095356_4106256 | 2274433
Bulbrite Industries | BULBRITE | LED16BR40/827/D/2 | 773452 |  | BR40 | Reflector (Flood/Spot) | E26 (Medium) | Directional | LED | 5 | 85 | 158.8 | 119.8 |  |  |  | 1050 | 16 | 65.6 | No | 25000 | 2700 | 82 | 7 |  | -20 | Dimmable | 10% |  | Damp Location Rated,Not for Use in Enclosed Fixtures |  |  |  | 2015-09-15 | 2015-10-05 | United States, Canada | ES_44171_773452_10062015063550_1023907 | 2249654
Bulbrite Industries | BULBRITE | LED16BR40/830/D/2 | 773453 |  | BR40 | Reflector (Flood/Spot) | E26 (Medium) | Directional | LED | 5 | 85 | 158.8 | 119.8 |  |  |  | 1050 | 16 | 65.6 | No | 25000 | 3000 | 81 | 8 |  | -20 | Dimmable | 10% |  | Damp Location Rated,Not for Use in Enclosed Fixtures |  |  |  | 2015-09-15 | 2015-10-05 | United States, Canada | ES_44171_773453_10062015063550_1023907 | 2249660
Conglom, Inc. | Luminus | PLYC3625 | PLYC3625 |  | R20 | Reflector (Flood/Spot) | E26 (Medium) | Directional | LED | 3 | 50 | 98 | 64 |  |  |  | 616 | 7.3 | 84.2 | No | 25000 | 5000 | 85 | 24 | 0.9 | -40 | Dimmable | 10% |  | None |  |  |  | 2014-09-18 | 2014-09-18 | United States, Canada | ES_98337_PLYC3625_09182014030330_1023672 | 2219854
Bulbrite Industries | BULBRITE | LED8R20/827/D/2 | 773255 |  | R20 | Reflector (Flood/Spot) | E26 (Medium) | Directional | LED | 5 | 50 | 102.1 | 62.7 |  |  | 105 | 535 | 8 | 66.9 | No | 25000 | 2700 | 81 | 13 | 1 | -20 | Dimmable | 10% |  | Not for Use in Enclosed Fixtures |  |  |  | 2015-09-15 | 2016-03-18 | United States, Canada | ES_44171_773255_03302016070550_1023921 | 2263481
Bulbrite Industries | BULBRITE | LED8R20/830/D/2 | 773256 |  | R20 | Reflector (Flood/Spot) | E26 (Medium) | Directional | LED | 5 | 50 | 102.1 | 62.7 |  |  | 105 | 550 | 8 | 68.8 | No | 25000 | 3000 | 82 | 11 | 1 | -20 | Dimmable | 10% |  | Not for Use in Enclosed Fixtures |  |  |  | 2015-09-15 | 2016-03-18 | United States, Canada | ES_44171_773256_03302016070550_1023921 | 2263482
Bulbrite Industries | BULBRITE | LED Lamp | LED8R20/830/D | ,,773257; LED Lamp,LED8R20/827/D,773258 | R20 | Reflector (Flood/Spot) | E26 (Medium) | Directional | LED | 5 | 50 | 99.1 | 63.5 |  |  | 110 | 500 | 8 | 62.5 | No | 30000 | 3000 | 85 | 21 | 1 | -20 | Dimmable | 1% |  | None |  |  |  | 2014-03-15 | 2014-02-07 | United States | ES_44171_LED8R20/830/D; 773257_03112014111549_2122934 | 2206130
Bulbrite Industries | BULBRITE | LED Lamps | LED20BR40/27K/D | ,772456, | BR40 | Reflector (Flood/Spot) | E26 (Medium) | Directional | LED | 3 | 90 | 160 | 125 |  |  | 119 | 1300 | 20 | 65 | No | 50000 | 2700 | 82 | 3 | 0.8 | -20 | Dimmable | 10% |  | Not for Use in Enclosed Fixtures |  |  |  | 2015-03-22 | 2015-03-26 | United States | ES_44171_LED20BR40/27K/D_03302015141315_7109933 | 2235454
Bulbrite Industries | BULBRITE | LED Lamps | LED20BR40/30K/D | ,772455, | BR40 | Reflector (Flood/Spot) | E26 (Medium) | Directional | LED | 3 | 90 | 160 | 125 |  |  | 119 | 1300 | 20 | 65 | No | 50000 | 3000 | 84 | 10 | 0.8 | -20 | Dimmable | 10% |  | Not for Use in Enclosed Fixtures |  |  |  | 2015-03-22 | 2015-03-26 | United States | ES_44171_LED20BR40/30K/D_03302015141315_7926452 | 2235455
Bulbrite Industries | BULBRITE | LED Lamps | LED8R20/27K/D | ,772256, | R20 | Reflector (Flood/Spot) | E26 (Medium) | Directional | LED | 3 | 50 | 98 | 65 |  |  | 104 | 500 | 8 | 62.5 | No | 50000 | 2700 | 83 | 15 | 0.8 | -20 | Dimmable | 10% |  | Not for Use in Recessed Fixtures,Not for Use in Enclosed Fixtures |  |  |  | 2015-03-22 | 2015-03-26 | United States | ES_44171_LED8R20/27K/D_03302015141252_8069957 | 2235450
Canadian Tire | Noma | R30-15W | 052-5117-0 |  | R30 | Reflector (Flood/Spot) | E26 (Medium) | Directional | CFL | 6 | 65 | 140 | 93 |  | 2.5 |  | 680 | 15 | 45.4 | No | 10000 | 2700 | 82 | -8 | 0.9 | -15 | Dimmable | 20% |  | None |  |  |  | 2015-02-09 | 2015-02-13 | Canada | ES_0031577_052-5117-0_03102015042521_7002320 | 2234471
Chain Drug Consortium | Premier Value | 6R3014CDC | 6R3014CDC |  | R30 | Reflector (Flood/Spot) | E26 (Medium) | Directional | CFL | 2 | 65 | 137 | 93.9 |  | 1.5 |  | 724 | 14.2 | 46.4 | No | 10000 | 2700 | 82 | -9 | 0.6 | -29 |  |  |  | Recessed Fixtures |  |  |  | 2010-01-01 | 2014-09-16 | United States, Canada | ES_1104511_6R3014CDC_09202014131502_8902369 | 2219903
City Electric Supply DBA Fusion Lamps | fusion | BR40 | FCF23BR40/827 |  | BR40 | Reflector (Flood/Spot) | E26 (Medium) | Directional | CFL | 2 | 75 | 151 | 119.1 |  | 2.5 |  | 1200 | 23 | 52.2 | No | 10000 | 2700 | 83 | -8 | 0.6 | -15 |  |  |  | Damp Location Rated,Enclosed Fixtures,Not for Use in Recessed Fixtures,Wet Location Rated |  |  |  | 2015-08-13 | 2015-08-20 | United States, Canada | ES_1130940_FCF23BR40/827_08202015155735_4898101 | 2246447
City Electric Supply DBA Fusion Lamps | fusion | LED | FLED17BR40D827 |  | BR40 | Reflector (Flood/Spot) | E26 (Medium) | Directional | LED | 5 | 85 | 152 | 125 |  |  | 110 | 1200 | 17.1 | 70.1 | No | 40000 | 2700 | 83 | 19 | 1 | -40 | Dimmable | 10% |  | None |  |  |  | 2014-11-30 | 2015-01-15 | United States | ES_1130940_FLED17BR40D827_01212015114913_6404952 | 2231309
City Electric Supply DBA Fusion Lamps | Fusion Lamps | LED | FLED13BR40D830 |  | BR40 | Reflector (Flood/Spot) | E26 (Medium) | Directional | LED | 5 | 75 | 156 | 124 |  |  | 120 | 1000 | 13.9 | 72 | No | 40000 | 3000 | 83 | 19 | 1 | -40 | Dimmable | 10% |  | None |  |  |  | 2014-11-30 | 2015-01-15 | United States | ES_1130940_FLED13BR40D830_01212015114808_4094987 | 2231319
City Electric Supply DBA Fusion Lamps | Fusion Lamps | LED | FLED17BR40D830 |  | BR40 | Reflector (Flood/Spot) | E26 (Medium) | Directional | LED | 5 | 75 | 157 | 125 |  |  | 120 | 1200 | 17.1 | 70.3 | No | 40000 | 3000 | 83 | 19 | 1 | -40 | Dimmable | 10% |  | None |  |  |  | 2014-11-30 | 2015-01-15 | United States | ES_1130940_FLED17BR40D830_01212015114815_3808457 | 2231293
Conglom, Inc. | Luminus | LED | PLYC5032A |  | BR30 | Reflector (Flood/Spot) | E26 (Medium) | Directional | LED | 3 | 75 | 132 | 95 |  |  | 112 | 900 | 13 | 69.2 | No | 25000 | 3000 | 85 | 33 | 0.9 | -40 | Dimmable | 10% |  | None |  |  |  | 2015-05-15 | 2015-05-15 | United States, Canada | ES_98337_PLYC5032A_05192015164446_7126772 | 2240009
Conglom, Inc. | Luminus | LED | PLYC5533 |  | BR40 | Reflector (Flood/Spot) | E26 (Medium) | Directional | LED | 4 | 75 | 157 | 125 |  |  |  | 1200 | 17 | 70 | No | 40000 | 3000 | 83 | 19 | 1 | -40 | Dimmable | 10% |  | Enclosed Fixtures |  |  |  | 2014-06-08 | 2014-05-30 | Canada | ES_98337_PLYC5533_06122014144005_9060176 | 2213569
Conglom, Inc. | Luminus | LED R20 | PLYC37232UM |  | R20 | Reflector (Flood/Spot) | E26 (Medium) | Directional | LED | 3 | 50 | 98.1 | 63.1 |  |  |  | 550 | 7 | 78.6 | No | 25000 | 3000 | 83 | 9 | 0.9 | -20 | Dimmable | 10% | No | Damp Location Rated,Use With Timers,Use With Photo and/or Motion Sensors | No |  |  | 2016-06-30 | 2016-08-01 | United States, Canada | ES_98337_PLYC37232UM_08012016154102_2830901 | 2274335
Cnlight Co., Ltd. | Cnlight | LED Lamp | BQBR120/15 RD E26.12D81B |  | BR40 | Reflector (Flood/Spot) | E26 (Medium) | Directional | LED | 3 | 75 | 154 | 125 |  |  | 112 | 1100 | 15 | 73.3 | No | 25000 | 2700 | 82 | 3 | 1 | -20 | Dimmable | 10% |  | None |  |  |  | 2015-06-20 | 2015-06-29 | United States, Canada | ES_1090690_BQBR120/15 RD E26.12D81B_07012015140349_6347495 | 2242443
Cnlight Co., Ltd. | Cnlight | LED Lamp | BQBR120/15 RL E26.12D81B |  | BR40 | Reflector (Flood/Spot) | E26 (Medium) | Directional | LED | 3 | 75 | 154 | 125 |  |  | 114 | 1200 | 15 | 80 | No | 25000 | 4000 | 82 | 6 | 1 | -20 | Dimmable | 10% |  | None |  |  |  | 2015-06-20 | 2015-06-29 | United States, Canada | ES_1090690_BQBR120/15 RL E26.12D81B_07012015140349_6934170 | 2242444
Cnlight Co., Ltd. | Cnlight | LED Lamp | BQBR120/15 RZ E26.12D81B |  | BR40 | Reflector (Flood/Spot) | E26 (Medium) | Directional | LED | 3 | 75 | 154 | 125 |  |  | 115 | 1100 | 15 | 73.3 | No | 25000 | 5000 | 83 | 12 | 1 | -20 | Dimmable | 10% |  | None |  |  |  | 2015-06-20 | 2015-06-29 | United States, Canada | ES_1090690_BQBR120/15 RZ E26.12D81B_07012015140349_3634918 | 2242445
Conglom, Inc. | Luminus | PLYC3722 | PLYC3722 |  | R20 | Reflector (Flood/Spot) | E26 (Medium) | Directional | LED | 3 | 50 | 96.2 | 63.3 |  |  | 110 | 575 | 7.2 | 79.7 | No | 25000 | 2700 | 82 | 8 | 0.9 | -40 | Dimmable | 10% |  | Damp Location Rated,Not for Use in Enclosed Fixtures |  |  |  | 2015-07-16 | 2015-07-16 | United States, Canada | ES_98337_PLYC3722_07172015010550_1023855 | 2243440
Conglom, Inc. | Luminus | PLYC3725 | PLYC3725 |  | R20 | Reflector (Flood/Spot) | E26 (Medium) | Directional | LED | 3 | 50 | 96.2 | 63.3 |  |  | 110 | 575 | 7 | 82.1 | No | 25000 | 5000 | 85 | 18 | 0.9 | -40 | Dimmable | 10% |  | Damp Location Rated,Not for Use in Enclosed Fixtures |  |  |  | 2015-07-16 | 2015-07-16 | United States, Canada | ES_98337_PLYC3725_07172015011330_1023855 | 2243441
Conglom, Inc. | Luminus | PLYC5632 | PLYC5632 |  | BR40 | Reflector (Flood/Spot) | E26 (Medium) | Directional | LED | 3 | 100 | 160.1 | 119.8 |  |  | 111 | 1400 | 17 | 82.4 | No | 25000 | 2700 | 82 | 12 | 0.9 | -40 | Dimmable | 10% |  | None |  |  |  | 2014-07-20 | 2014-07-28 | United States, Canada | ES_98337_PLYC5632_07292014111001_1023644 | 2216609
Conglom, Inc. | Luminus | PLYC5635 | PLYC5635 |  | BR40 | Reflector (Flood/Spot) | E26 (Medium) | Directional | LED | 3 | 100 | 160.1 | 119.9 |  |  |  | 1400 | 17 | 82.4 | No | 25000 | 5000 | 84 | 24 |  | -40 | Dimmable | 10% |  | Damp Location Rated |  |  |  | 2014-09-19 | 2014-09-19 | United States, Canada | ES_98337_PLYC5635_09192014014620_1023674 | 2219862
Conglom, Inc. | Luminus | PLYC5732 | PLYC5732 |  | BR40 | Reflector (Flood/Spot) | E26 (Medium) | Directional | LED | 3 | 100 | 158.7 | 120 |  |  | 110 | 1450 | 17 | 85.3 | No | 25000 | 2700 | 82 | 9 | 0.9 | -40 | Dimmable | 10% |  | Damp Location Rated,Not for Use in Enclosed Fixtures |  |  |  | 2015-07-10 | 2015-07-20 | United States, Canada | ES_98337_PLYC5732_07212015100111_1023857 | 2243840
Conglom, Inc. | Luminus | PLYC5735 | PLYC5735 |  | BR40 | Reflector (Flood/Spot) | E26 (Medium) | Directional | LED | 3 | 100 | 158.7 | 120 |  |  | 110 | 1550 | 17 | 91.2 | No | 25000 | 5000 | 85 | 17 | 0.9 | -40 | Dimmable | 10% |  | Damp Location Rated,Not for Use in Enclosed Fixtures |  |  |  | 2015-07-10 | 2015-07-20 | United States, Canada | ES_98337_PLYC5735_07212015102731_1023858 | 2243842
Conglom, Inc. | Luminus | RRZ3722 | RRZ3722 |  | R20 | Reflector (Flood/Spot) | E26 (Medium) | Directional | LED | 3 | 50 | 96.8 | 63.5 |  |  | 104 | 525 | 7 | 75 | No | 25000 | 2700 | 91 | 51 | 0.9 | -40 | Dimmable | 10% |  | Damp Location Rated,Not for Use in Enclosed Fixtures |  |  |  | 2016-02-17 | 2016-02-17 | United States, Canada | ES_98337_RRZ3722_02182016045000_1023972 | 2260329
Curtis Mathes Inc | Curtis Mathes | CMBR20-2504-827 | CMBR20-2504-827 |  | R20 | Reflector (Flood/Spot) | E26 (Medium) | Directional | LED | 10 | 50 | 96.2 | 63.3 |  |  | 120 | 550 | 7.2 | 76.4 | No | 25000 | 2700 | 82 | 8 | 0.9 | -18 | Dimmable | 10% |  | Damp Location Rated,Not for Use in Enclosed Fixtures |  |  |  | 2016-04-26 | 2016-04-26 | United States | ES_1129318_CMBR20-2504-827_04272016123331_1024001 | 2265343
Curtis Mathes Inc | Curtis Mathes | CMBR40-2506-827 | CMBR40-2506-827 |  | BR40 | Reflector (Flood/Spot) | E26 (Medium) | Directional | LED | 10 | 75 | 158.1 | 120.2 |  |  | 108 | 1050 | 12 | 87.5 | No | 25000 | 2700 | 82 | 10 | 1 | -18 | Dimmable | 10% |  | Damp Location Rated,Not for Use in Enclosed Fixtures |  |  |  | 2015-05-20 | 2016-04-25 | United States | ES_1129318_CMBR40-2506-827_04272016122221_1024000 | 2265341
Curtis Mathes Inc | Curtis Mathes | CMBR40-2507-827 | CMBR40-2507-827 |  | BR40 | Reflector (Flood/Spot) | E26 (Medium) | Directional | LED | 10 | 100 | 158.7 | 120 |  |  | 120 | 1400 | 17 | 82.4 | No | 25000 | 2700 | 82 | 9 | 0.9 | -18 | Dimmable | 10% |  | Damp Location Rated,Not for Use in Enclosed Fixtures |  |  |  | 2015-05-20 | 2016-04-25 | United States | ES_1129318_CMBR40-2507-827_04272016121441_1024000 | 2265340
Curtis Mathes Inc | Curtis Mathes | CMC90-2101-827 | CMC90-2101-827 |  | R20 | Reflector (Flood/Spot) | E26 (Medium) | Directional | LED | 10 | 50 | 97.3 | 63.5 |  |  | 106 | 550 | 8 | 68.8 | No | 25000 | 2700 | 82 | 8 | 0.9 | -18 | Dimmable | 10% |  | Damp Location Rated,Not for Use in Enclosed Fixtures |  |  |  | 2015-02-10 | 2015-04-14 | United States | ES_1129318_CMC90-2101-827_04142015044950_1023793 | 2237341
Curtis Mathes Inc | Curtis Mathes | CMC90-2503-827 | CMC90-2503-827 |  | BR40 | Reflector (Flood/Spot) | E26 (Medium) | Directional | LED | 10 | 100 | 160.1 | 119.8 |  |  | 111 | 1400 | 17.4 | 80.5 | No | 25000 | 2700 | 82 | 12 | 0.9 | -18 | Dimmable | 10% |  | Damp Location Rated,Not for Use in Enclosed Fixtures |  |  |  | 2015-04-04 | 2015-04-14 | United States | ES_1129318_CMC90-2503-827_04152015084730_1023794 | 2237339
Curtis Mathes Inc | Curtis Mathes | CMC90-2503-840 | CMC90-2503-840 |  | BR40 | Reflector (Flood/Spot) | E26 (Medium) | Directional | LED | 10 | 100 | 160.1 | 119.9 |  |  | 110 | 1400 | 17 | 82.4 | No | 25000 | 4000 | 84 | 13 | 0.9 | -18 | Dimmable | 10% |  | Damp Location Rated,Not for Use in Enclosed Fixtures |  |  |  | 2014-09-05 | 2015-04-14 | United States | ES_1129318_CMC90-2503-840_04152015092550_1023794 | 2237340
Cree, Inc. | Cree | LED LAMP | SBR40-11027FLFD-12DE26-1 | LED LAMP,SBR40-11027FLFD-12DE26-1-11,Single Pack, for US market; LED LAMP,SBR40-11027FLFD-12DE26-1-21,Single Pack, for Canada market | BR40 | Reflector (Flood/Spot) | E26 (Medium) | Directional | LED | 10 | 85 | 160 | 127 | 360 |  | 110 | 1120 | 12.5 | 89.6 | No | 25000 | 2700 | 84 | 20 | 1 | -25 | Dimmable | 10% | Yes | Damp Location Rated | No |  |  | 2016-06-30 | 2016-07-12 | United States, Canada | ES_1115079_SBR40-11027FLFD-12DE26-1_07102016002645_4440060 | 2272287
Cree, Inc. | Cree | LED LAMP | SBR40-11050FLFD-12DE26-1 | LED LAMP,SBR40-11050FLFD-12DE26-1-11,Single Pack, for US market; LED LAMP,SBR40-11050FLFD-12DE26-1-21,Single Pack, for Canada market | BR40 | Reflector (Flood/Spot) | E26 (Medium) | Directional | LED | 10 | 85 | 160 | 127 | 396 |  | 110 | 1120 | 12 | 93.3 | No | 25000 | 5000 | 85 | 19 | 0.9 | -25 | Dimmable | 10% | Yes | Damp Location Rated | No |  |  | 2016-06-30 | 2016-07-12 | United States, Canada | ES_1115079_SBR40-11050FLFD-12DE26-1_07102016003747_1834172 | 2272286
Cyber Tech Lighting Inc. | Eco Star | LB13R40/D/WW | LB13R40/D/WW |  | BR40 | Reflector (Flood/Spot) | E26 (Medium) | Directional | LED | 3 | 75 | 160 | 120 |  |  | 120 | 1050 | 13 | 80.7 | No | 25000 | 2700 | 82 | 14 | 0.9 | -20 | Dimmable | 10% |  | Not for Use in Enclosed Fixtures |  |  |  | 2014-10-22 | 2015-03-06 | United States | ES_1044586_LB13R40/D/WW_03062015042950_1023701 | 2234375
Dauer Manufacturing | DauerLED | LED BR Bulb | LED-BR30-14PL-27K-120 |  | BR30 | Reflector (Flood/Spot) | E26 (Medium) | Directional | LED | 5 | 85 | 133 | 95 |  |  |  | 1070 | 14 | 76.4 | No | 25000 | 2700 | 82 | 15 | 1 | -20 | Dimmable | 10% |  | Damp Location Rated,Recessed Fixtures,Shatter Resistant,Not for Use in Enclosed Fixtures |  |  |  | 2015-07-20 | 2015-07-24 | United States | ES_1117251_LED-BR30-14PL-27K-120_07242015174042_2098482 | 2245214
e3light Group A/S | e3light | R63-8.5W | R63-8.5W |  | R20 | Reflector (Flood/Spot) | E26 (Medium) | Directional | LED | 3 | 60 | 93.5 | 63.3 |  |  | 118 | 750 | 8.5 | 92.8 | No | 25000 | 2700 | 83 | 8 | 0.9 | -1 |  |  | No | Damp Location Rated | No |  |  | 2015-10-15 | 2016-07-26 | United States, Canada | ES_1135634_R63-8.5W_05262016085525_2925195 | 2267952
EarthTronics, Inc. | EarthBulb | CFL | ET16MRLS | ,,R316SW1B | R30 | Reflector (Flood/Spot) | E26 (Medium) | Directional | CFL | 2 | 60 | 139 | 94 |  | 1.5 |  | 750 | 16 | 46.9 | No | 10000 | 2700 | 82 | -6 | 0.6 | -18 |  |  |  | None |  |  |  | 2014-10-30 | 2014-11-11 | United States | ES_1056945_HEB16MRL/S_11132014162418_1973487 | 2225039
Do It Best Corporation | Do It | FE-R38-20W/2700K | FE-R38-20W/2700K | ,500226,1-pack; ,500227,2-pack | BR40 | Reflector (Flood/Spot) | E26 (Medium) | Directional | CFL | 7 | 75 | 158.2 | 119.9 |  | 1.8 |  | 1000 | 20 | 50 | No | 10000 | 2700 | 84 | -17 | 0.6 | -15 |  |  |  | Not for Use in Enclosed Fixtures |  |  |  | 2015-04-30 | 2015-05-18 | United States | ES_45665_FE-R38-20W/2700K_05182015023220_1023811 | 2239691
EarthTronics, Inc. | Meijer | LED | LR2727D | ,,3479691 | R20 | Reflector (Flood/Spot) | E26 (Medium) | Directional | LED | 10 | 50 | 95 | 64 |  |  | 120 | 500 | 7.5 | 66.7 | No | 25000 | 2700 | 82 | 5 | 0.9 | -20 | Dimmable | 10% |  | None |  |  |  | 2015-02-20 | 2015-02-19 | United States | ES_1056945_LR2727D_02232015115533_3894748 | 2233795
EarthTronics, Inc. | Meijer | LR2727D5 | LR2727D5 | ,LR2727D5,3479691 | R20 | Reflector (Flood/Spot) | E26 (Medium) | Directional | LED | 10 | 50 | 95 | 63 |  |  |  | 500 | 8.8 | 56.8 | No | 25000 | 2700 | 82 | 9 | 0.9 | -20 | Dimmable | 10% |  | Damp Location Rated,Not for Use in Enclosed Fixtures |  |  |  | 2016-01-01 | 2016-05-25 | United States, Canada | ES_1056945_LR2727D5_05242016140618_4242975 | 2268067
Eco LED Bright, Inc. | Eco bright | BR40D-17W-27K-050 | BR40D-17W-27K-050 |  | BR40 | Reflector (Flood/Spot) | E26 (Medium) | Directional | LED | 3 | 100 | 158.7 | 120 |  |  | 120 | 1400 | 17 | 82.4 | No | 25000 | 2700 | 82 | 9 | 0.9 | -20 | Dimmable | 10% |  | Damp Location Rated,Not for Use in Enclosed Fixtures |  |  |  | 2015-04-01 | 2015-12-08 | United States, Canada | ES_1126283_BR40D-17W-27K-050_12102015043550_1023938 | 2254724
Eco LED Bright, Inc. | Eco bright | BR40D-17W-3K-051 | BR40D-17W-3K-051 |  | BR40 | Reflector (Flood/Spot) | E26 (Medium) | Directional | LED | 3 | 100 | 158.7 | 120 |  |  | 110 | 1400 | 17 | 82.4 | No | 25000 | 3000 | 82 | 9 | 0.9 | -20 | Dimmable | 10% |  | Damp Location Rated,Not for Use in Enclosed Fixtures |  |  |  | 2015-04-01 | 2015-12-07 | United States, Canada | ES_1126283_BR40D-17W-3K-051_12072015065730_1023938 | 2254390
Eco LED Bright, Inc. | Eco bright | BR40D-17W-5K-047 | BR40D-17W-5K-047 |  | BR40 | Reflector (Flood/Spot) | E26 (Medium) | Directional | LED | 3 | 100 | 158.7 | 120 | 505 |  | 120 | 1400 | 17 | 82.4 | No | 25000 | 5000 | 85 | 17 | 0.9 | -20 | Dimmable | 10% |  | Damp Location Rated,Not for Use in Enclosed Fixtures |  |  |  | 2015-04-01 | 2015-12-08 | United States, Canada | ES_1126283_BR40D-17W-5K-047_12102015042840_1023938 | 2254723
EarthTronics, Inc. | EarthBulb | LBR41527D5 | LBR41527D5 | ,LBR41527D5,10300,10301 | BR40 | Reflector (Flood/Spot) | E26 (Medium) | Directional | LED | 10 | 85 | 158 | 124 |  |  |  | 1100 | 15.3 | 71.9 | No | 25000 | 2700 | 81 | 6 | 0.9 | -20 | Dimmable | 10% | No | Damp Location Rated | No |  |  | 2016-01-01 | 2016-10-19 | United States, Canada | ES_1056945_LBR41527D5_07272016094435_3852389 | 2281749
EarthTronics, Inc. | EarthBulb | LBR41727D | LBR41727D | ,LBR41727D,10218 | BR40 | Reflector (Flood/Spot) | E26 (Medium) | Directional | LED | 10 | 85 | 157 | 125 |  |  | 120 | 1100 | 17 | 64.7 | No | 40000 | 2700 | 82 | 4 | 0.9 | -20 | Dimmable | 10% |  | Damp Location Rated,Not for Use in Enclosed Fixtures |  |  |  | 2014-01-01 | 2015-10-13 | United States, Canada | ES_1056945_LBR41727D_10102015100115_5586358 | 2250099
EarthTronics, Inc. | EarthBulb | LED | L3BR2727D | ,,L3BR27271BD; ,L3BR2727D,19306 | R20 | Reflector (Flood/Spot) | E26 (Medium) | Directional | LED | 3 | 50 | 95 | 64 |  |  | 116 | 500 | 7.8 | 64.4 | No | 40000 | 2700 | 82 | 16 | 0.9 | -20 | Dimmable | 10% |  | None |  |  |  | 2015-03-30 | 2015-04-03 | United States, Canada | ES_1056945_L3BR2727D_04032015142633_8361796 | 2235769
EarthTronics, Inc. | EarthBulb | LED | L3BR41727D | ,,L3BR417271BD | BR40 | Reflector (Flood/Spot) | E26 (Medium) | Directional | LED | 3 | 75 | 152 | 125 |  |  |  | 1200 | 17 | 70.6 | No | 40000 | 2700 | 83 | 19 | 1 | -20 | Dimmable | 10% |  | Other,not for use in enclosed fixtures |  |  |  | 2014-06-30 | 2014-07-23 | United States | ES_1056945_L3BR41727D; L3BR417271BD_07252014180118_2781910 | 2216425
Globe Electric Inc. | Globe | R30-15W | 1147 |  | R30 | Reflector (Flood/Spot) | E26 (Medium) | Directional | CFL | 9 | 65 | 132.9 | 94.6 |  | 2.5 |  | 700 | 15 | 46.7 | No | 10000 | 2700 | 83 | -7 | 0.6 | -15 |  |  |  | None |  |  |  | 2014-11-19 | 2014-11-21 | Canada | ES_0031577_01147_02032015114806_2772829 | 2232764
EarthTronics, Inc. | EarthBulb | LR2727D | LR2727D | ,LR2727D,10077,10080 | R20 | Reflector (Flood/Spot) | E26 (Medium) | Directional | LED | 10 | 50 | 95 | 64 |  |  | 120 | 525 | 7.5 | 66.7 | No | 25000 | 2700 | 82 | 5 | 0.9 | -20 | Dimmable | 10% |  | Wet Location Rated,Not for Use in Enclosed Fixtures |  |  |  | 2014-01-01 | 2015-12-15 | United States, Canada | ES_1056945_LR2727D_12112015152102_4533960 | 2254997
EarthTronics, Inc. | EarthBulb | LR2727D5 | LR2727D5 | ,LR2727D5,10293 | R20 | Reflector (Flood/Spot) | E26 (Medium) | Directional | LED | 10 | 50 | 95 | 63 |  |  |  | 616 | 8.8 | 70 | No | 25000 | 2700 | 82 | 9 | 0.9 | -20 | Dimmable | 10% | No | Damp Location Rated | No |  |  | 2016-01-01 | 2016-09-02 | United States, Canada | ES_1056945_LR2727D5_08232016160817_3703424 | 2278018
EarthTronics, Inc. | EarthBulb | LR2750D5 | LR2750D5 | ,LR2750D5,10365 | R20 | Reflector (Flood/Spot) | E26 (Medium) | Directional | LED | 10 | 50 | 95 | 63 |  |  |  | 500 | 7 | 71.4 | No | 25000 | 5000 | 83 | 8 | 0.9 | -20 | Dimmable | 10% | No | Damp Location Rated | No |  |  | 2016-01-01 | 2016-09-02 | United States, Canada | ES_1056945_LR2750D5_08312016111934_1041528 | 2278019
EarthTronics, Inc. | H.E.B | CFL | HEB16MRL/S | ,,101311; ,HEB16MRL/S,102237 | R30 | Reflector (Flood/Spot) | E26 (Medium) | Directional | CFL | 2 | 60 | 139 | 94 |  | 1.5 |  | 750 | 16 | 46.9 | No | 10000 | 2700 | 82 | -6 | 0.6 | -18 |  |  |  | None |  |  |  | 2014-10-30 | 2014-11-11 | United States | ES_1056945_HEB16MRL/S_11132014162314_1973301 | 2225038
Eco LED Bright, Inc. | Eco bright | LED BR LAMP | BR20D-7W-27K-018 |  | R20 | Reflector (Flood/Spot) | E26 (Medium) | Directional | LED | 3 | 50 | 98 | 64 |  |  | 107 | 550 | 7.3 | 75.3 | No | 25000 | 2700 | 82 | 13 | 0.9 | -20 | Dimmable | 9% |  | None |  |  |  | 2014-04-01 | 2014-12-29 | United States, Canada | ES_1126283_BR20D-7W-27K-018_12292014034550_1023737 | 2230139
Eco LED Bright, Inc. | Eco bright | LED BR LAMP | BR40D-13W-3K-003 |  | BR40 | Reflector (Flood/Spot) | E26 (Medium) | Directional | LED | 3 | 75 | 160 | 120 |  |  | 140 | 1050 | 13 | 80.8 | No | 25000 | 3000 | 83 | 17 | 0.9 | -20 | Dimmable | 10% |  | None |  |  |  | 2014-04-14 | 2014-10-03 | United States, Canada | ES_1126283_BR40D-13W-3K-003_10032014095110_1023684 | 2221660
Eco LED Bright, Inc. | Eco bright | LED BR LAMP | BR40D-17W-5K-004 |  | BR40 | Reflector (Flood/Spot) | E26 (Medium) | Directional | LED | 3 | 100 | 160.1 | 119.9 |  |  | 140 | 1400 | 17 | 82.4 | No | 25000 | 5000 | 84 | 24 | 0.9 | -20 | Dimmable | 10% |  | None |  |  |  | 2014-09-20 | 2014-10-03 | United States, Canada | ES_1126283_BR40D-17W-5K-004_10032014094550_1023684 | 2221659
EiKO Global, LLC | EiKO | LED | LED12WBR40/830K-DIM-G5 |  | BR40 | Reflector (Flood/Spot) | E26 (Medium) | Directional | LED | 5 | 75 | 158.1 | 120.2 |  |  |  | 1050 | 12 | 87.5 | No | 25000 | 3000 | 82 | 10 | 1 | -20 | Dimmable | 10% |  | Damp Location Rated,Not for Use in Enclosed Fixtures |  |  |  | 2015-05-13 | 2015-05-13 | United States, Canada | ES_1004593_LED12WBR40/830K-DIM-G5_05142015125441_1023810 | 2239374
EiKO Global, LLC | EiKO | LED | LED12WBR40/840K-DIM-G5 |  | BR40 | Reflector (Flood/Spot) | E26 (Medium) | Directional | LED | 5 | 75 | 158.1 | 119.7 |  |  | 110 | 1050 | 12 | 87.5 | No | 25000 | 4000 | 84 | 15 | 0.9 | -20 | Dimmable | 10% |  | Damp Location Rated,Not for Use in Enclosed Fixtures |  |  |  | 2015-06-30 | 2015-07-01 | United States, Canada | ES_1004593_LED12WBR40/840K-DIM-G5_07012015020110_1023842 | 2242691
EiKO Global, LLC | EiKO | LED | LED13WBR40/827K-DIM-G4 |  | BR40 | Reflector (Flood/Spot) | E26 (Medium) | Directional | LED | 5 | 75 | 160 | 120 |  |  | 110 | 1050 | 13 | 80.8 | No | 25000 | 2700 | 82 | 14 | 0.9 | -20 | Dimmable | 10% |  | None |  |  |  | 2014-06-24 | 2014-06-24 | United States, Canada | ES_1004593_LED13WBR40/827K-DIM-G4_06252014025220_1023632 | 2214140
EiKO Global, LLC | EiKO | LED | LED13WBR40/830-DIM |  | BR40 | Reflector (Flood/Spot) | E26 (Medium) | Directional | LED | 5 | 75 | 156 | 124 |  |  |  | 1000 | 14 | 71.4 | No | 40000 | 3000 | 83 | 19 | 1 | -40 | Dimmable | 10% |  | Other,Not for use in enclosed fixtures |  |  |  | 2014-08-30 | 2014-09-11 | United States, Canada | ES_1004593_LED13WBR40/830-DIM_09182014080431_1171589 | 2219729
EiKO Global, LLC | EiKO | LED | LED16WBR40/930K-DIM-G4 |  | BR40 | Reflector (Flood/Spot) | E26 (Medium) | Directional | LED | 5 | 75 | 159.1 | 118.8 |  |  | 110 | 1000 | 16 | 62.5 | No | 25000 | 3000 | 95 | 65 | 0.9 | -20 | Dimmable | 10% |  | Damp Location Rated |  |  |  | 2014-07-22 | 2014-07-22 | United States, Canada | ES_1004593_LED16WBR40/930K-DIM-G4_07232014094730_1023641 | 2216259
EiKO Global, LLC | EiKO | LED | LED17WBR40/827-DIM |  | BR40 | Reflector (Flood/Spot) | E26 (Medium) | Directional | LED | 3 | 75 | 152 | 125 |  |  |  | 1200 | 17 | 70.6 | No | 40000 | 2700 | 83 | 19 | 1 | -40 | Dimmable | 10% |  | Other,not for use in enclosed fixture |  |  |  | 2014-06-30 | 2014-07-23 | United States, Canada | ES_1004593_LED17WBR40/827-DIM_07252014180129_1567367 | 2216449
EiKO Global, LLC | EiKO | LED | LED17WBR40/827K-DIM-G4 |  | BR40 | Reflector (Flood/Spot) | E26 (Medium) | Directional | LED | 5 | 100 | 160.1 | 119.8 |  |  | 111 | 1400 | 17 | 82.4 | No | 25000 | 2700 | 82 | 12 | 0.9 | -20 | Dimmable | 10% |  | None |  |  |  | 2014-06-25 | 2014-06-25 | United States, Canada | ES_1004593_LED17WBR40/827K-DIM-G4_06252014031110_1023632 | 2214142
EiKO Global, LLC | EiKO | LED | LED17WBR40/827K-DIM-G5 |  | BR40 | Reflector (Flood/Spot) | E26 (Medium) | Directional | LED | 5 | 100 | 158.7 | 120 |  |  | 109 | 1400 | 17 | 82.4 | No | 25000 | 2700 | 82 | 9 | 0.9 | -20 | Dimmable | 10% |  | Damp Location Rated,Not for Use in Enclosed Fixtures |  |  |  | 2015-06-30 | 2015-07-01 | United States, Canada | ES_1004593_LED17WBR40/827K-DIM-G5_07012015030550_1023842 | 2242694
EiKO Global, LLC | EiKO | LED | LED17WBR40/830-DIM |  | BR40 | Reflector (Flood/Spot) | E26 (Medium) | Directional | LED | 5 | 75 | 157 | 125 |  |  |  | 1200 | 17 | 70.6 | No | 40000 | 3000 | 83 | 19 | 1 | -40 | Dimmable | 10% |  | Enclosed Fixtures |  |  |  | 2014-06-08 | 2014-06-24 | United States, Canada | ES_1004593_LED17WBR40/830-DIM_07092014183147_6769748 | 2214861
EiKO Global, LLC | EiKO | LED | LED17WBR40/830K-DIM-G5 |  | BR40 | Reflector (Flood/Spot) | E26 (Medium) | Directional | LED | 5 | 100 | 158.7 | 120 |  |  |  | 1400 | 17 | 82.4 | No | 25000 | 3000 | 82 | 9 | 0.9 | -20 | Dimmable | 10% |  | Damp Location Rated,Not for Use in Enclosed Fixtures |  |  |  | 2015-05-13 | 2015-05-13 | United States, Canada | ES_1004593_LED17WBR40/830K-DIM-G5_05142015124731_1023810 | 2239373
EiKO Global, LLC | EiKO | LED | LED17WBR40/840K-DIM-G4 |  | BR40 | Reflector (Flood/Spot) | E26 (Medium) | Directional | LED | 5 | 100 | 160.1 | 119.9 |  |  |  | 1400 | 17 | 82.4 | No | 25000 | 4000 | 84 | 13 | 0.9 | -40 | Dimmable | 10% |  | None |  |  |  | 2014-07-31 | 2014-09-18 | United States, Canada | ES_1004593_LED17WBR40/840K-DIM-G4_09182014031550_1023672 | 2219857
EiKO Global, LLC | EiKO | LED | LED17WBR40/840K-DIM-G5 |  | BR40 | Reflector (Flood/Spot) | E26 (Medium) | Directional | LED | 5 | 100 | 158.7 | 120 |  |  | 110 | 1400 | 17 | 82.4 | No | 25000 | 4000 | 84 | 15 | 0.9 | -20 | Dimmable | 10% |  | Damp Location Rated,Not for Use in Enclosed Fixtures |  |  |  | 2015-06-30 | 2015-07-01 | United States, Canada | ES_1004593_LED17WBR40/840K-DIM-G5_07012015030840_1023842 | 2242695
EiKO Global, LLC | EiKO | SP23/R40/27K | SP23/R40/27K |  | BR40 | Reflector (Flood/Spot) | E26 (Medium) | Directional | CFL | 2 | 85 | 162.3 | 126.5 |  | 1.6 |  | 1150 | 23 | 50 | No | 10000 | 2700 | 84 | 0 | 0.6 | -18 |  |  |  | None |  |  |  | 2014-09-17 | 2014-10-03 | United States, Canada | ES_1004593_SP23/R40/27K_10032014093840_1023684 | 2221655
EiKO Global, LLC | EiKO | LED | LED7.5WBR20/827-DIM |  | R20 | Reflector (Flood/Spot) | E26 (Medium) | Directional | LED | 5 | 50 | 95 | 64 |  |  | 120 | 500 | 7.8 | 64.4 | No | 40000 | 2700 | 82 | 16 | 0.9 | -40 | Dimmable | 10% |  | None |  |  |  | 2014-11-20 | 2014-11-14 | United States | ES_1004593_LED7.5WBR20/827-DIM_11212014164714_5155341 | 2226324
EiKO Global, LLC | EiKO | LED | LED7.5WBR20/830-DIM |  | R20 | Reflector (Flood/Spot) | E26 (Medium) | Directional | LED | 5 | 50 | 96 | 64 |  |  | 120 | 480 | 7.7 | 62.2 | No | 40000 | 3000 | 82 | 18 | 0.9 | -40 | Dimmable | 10% |  | None |  |  |  | 2014-11-20 | 2014-11-14 | United States | ES_1004593_LED7.5WBR20/830-DIM_11212014164721_7798987 | 2226323
EiKO Global, LLC | EiKO | LED | LED7WBR20/827K-DIM-G5 |  | R20 | Reflector (Flood/Spot) | E26 (Medium) | Directional | LED | 5 | 50 | 96.2 | 63.3 |  |  | 109 | 550 | 7.2 | 76.4 | No | 25000 | 2700 | 82 | 8 | 0.9 | -20 | Dimmable | 10% |  | Damp Location Rated,Not for Use in Enclosed Fixtures |  |  |  | 2015-06-30 | 2015-07-01 | United States, Canada | ES_1004593_LED7WBR20/827K-DIM-G5_07012015015730_1023842 | 2242690
EiKO Global, LLC | EiKO | LED | LED7WBR20/830K-DIM-G5 |  | R20 | Reflector (Flood/Spot) | E26 (Medium) | Directional | LED | 5 | 50 | 96.2 | 63.4 |  |  |  | 550 | 7.1 | 77.5 | No | 25000 | 3000 | 82 | 6 | 0.9 | -20 | Dimmable | 10% |  | Damp Location Rated,Not for Use in Enclosed Fixtures |  |  |  | 2015-06-12 | 2015-06-12 | United States, Canada | ES_1004593_LED7WBR20/830K-DIM-G5_06122015054220_1023831 | 2241539
EiKO Global, LLC | EiKO | LED | LED7WBR20/840K-DIM-G5 |  | R20 | Reflector (Flood/Spot) | E26 (Medium) | Directional | LED | 5 | 50 | 96.2 | 63.3 |  |  | 109 | 550 | 7 | 78.6 | No | 25000 | 4000 | 84 | 16 | 0.9 | -20 | Dimmable | 10% |  | Damp Location Rated,Not for Use in Enclosed Fixtures |  |  |  | 2015-06-30 | 2015-07-01 | United States, Canada | ES_1004593_LED7WBR20/840K-DIM-G5_07012015015330_1023842 | 2242689
EiKO Global, LLC | EiKO | LED BR40 BULB | LED13WBR40/927K-DIM-G5 |  | BR40 | Reflector (Flood/Spot) | E26 (Medium) | Directional | LED | 5 | 75 | 158.2 | 120.3 |  |  |  | 1000 | 13 | 76.9 | No | 25000 | 2700 | 91 | 56 | 0.9 | -20 | Dimmable | 10% | No | Damp Location Rated | No |  |  | 2016-07-15 | 2016-07-11 | United States, Canada | ES_1004593_LED13WBR40/927K-DIM-G5_07112016163245_8320014 | 2273617
EiKO Global, LLC | EiKO | LED BR40 BULB | LED13WBR40/930K-DIM-G5 |  | BR40 | Reflector (Flood/Spot) | E26 (Medium) | Directional | LED | 5 | 75 | 160 | 120 |  |  |  | 1000 | 13 | 76.9 | No | 25000 | 3000 | 92 | 62 | 0.9 | -20 | Dimmable | 10% | No | Damp Location Rated | No |  |  | 2016-07-15 | 2016-07-11 | United States, Canada | ES_1004593_LED13WBR40/930K-DIM-G5_07112016163302_3249801 | 2273618
Emergy, LLC | Emergy | 15W BR30 3000K | EBR30-15-3 |  | BR30 | Reflector (Flood/Spot) | E26 (Medium) | Directional | LED | 5 | 75 | 134.6 | 96.5 |  |  | 102 | 1050 | 15 | 70 | No | 30000 | 3000 | 83 | 18 | 1 | -20 | Dimmable | 10% |  | None |  |  |  | 2015-08-01 | 2015-07-31 | United States | ES_1131959_EBR30-15-3_08052015135256_4747594 | 2245115
Emergy, LLC | Emergy | 16W BR40 3000K | EBR40-16-3 |  | BR40 | Reflector (Flood/Spot) | E26 (Medium) | Directional | LED | 5 | 90 | 162.6 | 129.5 |  |  |  | 1300 | 16 | 81 | No | 30000 | 3000 | 83 | 19 | 1 | -20 | Dimmable | 10% |  | None |  |  |  | 2015-08-01 | 2015-07-31 | United States | ES_1131959_EBR40-16-3_08052015135310_2840544 | 2245114
Emergy, LLC | Emergy | 8W BR20 3000K | EBR20-8-3 |  | R20 | Reflector (Flood/Spot) | E26 (Medium) | Directional | LED | 5 | 50 | 99 | 64 |  |  | 101 | 500 | 8 | 62.5 | No | 30000 | 3000 | 85 | 21 | 1 | -20 | Dimmable | 10% |  | None |  |  |  | 2015-08-01 | 2015-07-31 | United States | ES_1131959_EBR20-8-3_08052015135246_1465790 | 2245116
Emergy, LLC | Emergy | G4 13W BR40 3000K | EBR40-13-3 |  | BR40 | Reflector (Flood/Spot) | E26 (Medium) | Directional | LED | 5 | 75 | 157 | 124 |  |  | 110 | 940 | 13 | 72.3 | No | 25000 | 3000 | 83 | 8 | 0.9 | -20 | Dimmable | 10% |  | None |  |  |  | 2015-12-20 | 2015-12-22 | United States | ES_1131959_EBR40-13-3_12312015123346_2547485 | 2255713
Energetic Lighting Inc. | Energetic | BR40 | E3B414D-827 |  | BR40 | Reflector (Flood/Spot) | E26 (Medium) | Directional | LED | 3 | 85 | 162 | 121 |  |  | 121 | 1100 | 14 | 78.6 | No | 25000 | 2700 | 83 | 13 | 0.9 | -20 | Dimmable | 10% |  | None |  |  |  | 2015-06-10 | 2015-06-10 | United States, Canada | ES_32673_E3B414D-827_06222015154733_7955339 | 2241929
Energetic Lighting Inc. | Energetic | BR40 | E3B414D-830 |  | BR40 | Reflector (Flood/Spot) | E26 (Medium) | Directional | LED | 3 | 85 | 162 | 121 |  |  | 122 | 1100 | 14 | 78.6 | No | 25000 | 3000 | 83 | 8 | 0.9 | -20 | Dimmable | 10% |  | None |  |  |  | 2015-06-10 | 2015-06-10 | United States, Canada | ES_32673_E3B414D-830_06222015154733_6592444 | 2241930
Energetic Lighting Inc. | Energetic | BR40 | L3B414D-827 |  | BR40 | Reflector (Flood/Spot) | E26 (Medium) | Directional | LED | 3 | 85 | 162 | 121 |  |  | 122 | 1100 | 14 | 78.6 | No | 25000 | 2700 | 83 | 13 | 0.9 | -20 | Dimmable | 10% |  | None |  |  |  | 2015-06-10 | 2015-06-10 | United States, Canada | ES_32673_L3B414D-827_06222015154913_1804173 | 2241931
Energetic Lighting Inc. | Energetic | BR40 | L3B414D-830 |  | BR40 | Reflector (Flood/Spot) | E26 (Medium) | Directional | LED | 3 | 85 | 162 | 121 |  |  | 122 | 1100 | 14 | 78.6 | No | 25000 | 3000 | 83 | 8 | 0.9 | -20 | Dimmable | 10% |  | None |  |  |  | 2015-06-10 | 2015-06-10 | United States, Canada | ES_32673_L3B414D-830_06222015154913_5852297 | 2241932
Energetic Lighting Inc. | Energetic | LED BR LAMP | ELY17D-BRW-VB |  | BR40 | Reflector (Flood/Spot) | E26 (Medium) | Directional | LED | 3 | 85 | 162 | 128 | 608 |  |  | 1100 | 17.5 | 62.8 | No | 25000 | 3000 | 82 | 17 | 1 | -20 | Dimmable | 10% |  | None |  |  |  | 2014-01-01 | 2014-10-31 | United States, Canada | ES_32673_ELY17D-BRW-VB_10312014154818_7768369 | 2224046
Energetic Lighting Inc. | Energetic | LED BR LAMP | ELY17D-2BRS9-VB |  | BR40 | Reflector (Flood/Spot) | E26 (Medium) | Directional | LED | 5 | 85 | 160 | 121 | 381 |  |  | 1065 | 17.5 | 60.9 | No | 25000 | 3000 | 95 | 75 | 1 | -20 | Dimmable | 10% |  | None |  |  |  | 2014-06-01 | 2014-10-07 | United States, Canada | ES_32673_ELY17D-2BRS9-VB_10092014142553_5371733 | 2222004
Energetic Lighting Inc. | Energetic | LED BR LAMP | ELY17D-2BRS-VB |  | BR40 | Reflector (Flood/Spot) | E26 (Medium) | Directional | LED | 3 | 85 | 160 | 121 |  |  | 120 | 1100 | 17.5 | 62.9 | No | 25000 | 3000 | 82 | 17 | 0.9 | -20 | Dimmable | 10% |  | Damp Location Rated |  |  |  | 2014-03-01 | 2014-05-23 | United States, Canada | ES_32673_ELY17D-2BRS-VB_06052014152944_9284142 | 2212453
Energetic Lighting Inc. | Energetic | LED BR LAMP | ELY17D-2BRW9-VB |  | BR40 | Reflector (Flood/Spot) | E26 (Medium) | Directional | LED | 5 | 85 | 160 | 121 | 347 |  |  | 1065 | 17.5 | 60.9 | No | 25000 | 2700 | 93 | 62 | 0.9 | -20 | Dimmable | 10% |  | None |  |  |  | 2014-06-01 | 2014-10-07 | United States, Canada | ES_32673_ELY17D-2BRW9-VB_10092014142553_7731759 | 2222003
Energetic Lighting Inc. | Energetic | LED BR LAMP | ELY17D-2BRW-VB |  | BR40 | Reflector (Flood/Spot) | E26 (Medium) | Directional | LED | 3 | 85 | 160 | 121 |  |  | 120 | 1100 | 17.5 | 62.9 | No | 25000 | 2700 | 82 | 11 | 0.9 | -20 | Dimmable | 10% |  | Damp Location Rated |  |  |  | 2014-03-01 | 2014-05-23 | United States, Canada | ES_32673_ELY17D-2BRW-VB_06052014152944_4870152 | 2212452
Energetic Lighting Inc. | Energetic | LED BR LAMP | ELYL17D-2BRW-VB |  | BR40 | Reflector (Flood/Spot) | E26 (Medium) | Directional | LED | 3 | 85 | 160 | 121 |  |  | 110 | 1100 | 17.5 | 62.9 | No | 25000 | 2700 | 82 | 12 | 0.9 | -20 | Dimmable | 10% |  | Damp Location Rated |  |  |  | 2014-03-01 | 2014-05-23 | United States | ES_32673_ELYL17D-2BRW-VB_06052014152917_4271188 | 2212456
ESL Vision LLC | ESL Vision | Dimmable R20 | ESL-BR20-8W-227 |  | R20 | Reflector (Flood/Spot) | E26 (Medium) | Directional | LED | 5 | 50 | 96.6 | 63.1 |  |  |  | 550 | 8 | 68.8 | No | 25000 | 2700 | 82 | 11 | 1 | -20 | Dimmable | 10% |  | Damp Location Rated,Use With Timers,Recessed Fixtures,Shatter Resistant,Not for Use in Enclosed Fixtures,Use With Photo And/Or Motion Sensors |  |  |  | 2015-12-15 | 2016-01-22 | United States, Canada | ES_1120936_ESL-BR20-8W-227_01222016115403_3214556 | 2257358
ESL Vision LLC | ESL Vision | Dimmable R20 | ESL-BR20-8W-230 |  | R20 | Reflector (Flood/Spot) | E26 (Medium) | Directional | LED | 5 | 50 | 96.7 | 63 |  |  |  | 620 | 8 | 77.5 | No | 25000 | 4000 | 83 | 7 | 1 | -20 | Dimmable | 10% |  | Damp Location Rated,Use With Timers,Recessed Fixtures,Shatter Resistant,Not for Use in Enclosed Fixtures,Use With Photo And/Or Motion Sensors |  |  |  | 2015-12-15 | 2016-01-22 | United States, Canada | ES_1120936_ESL-BR20-8W-240_01222016115449_4288201 | 2257360
ESL Vision LLC | ESL Vision | Dimmable R20 | ESL-BR20-8W-230 |  | R20 | Reflector (Flood/Spot) | E26 (Medium) | Directional | LED | 5 | 50 | 96.8 | 62.9 |  |  |  | 580 | 8 | 72.5 | No | 25000 | 3000 | 82 | 12 | 1 | -20 | Dimmable | 10% |  | Damp Location Rated,Use With Timers,Recessed Fixtures,Shatter Resistant,Not for Use in Enclosed Fixtures,Use With Photo And/Or Motion Sensors |  |  |  | 2015-12-15 | 2016-01-22 | United States, Canada | ES_1120936_ESL-BR20-8W-230_01222016115434_5894391 | 2257359
ESL Vision LLC | ESL Vision | ESL-BR20-7W-327 | ESL-BR20-7W-327 | ,ESL-BR20-7W-327,2700K; ,ESL-BR20-7W-330,3000K; ,ESL-BR20-7W-340,4000K; ,ESL-BR20-7W-350,5000K | R20 | Reflector (Flood/Spot) | E26 (Medium) | Directional | LED | 5 | 50 | 95 | 63 |  |  |  | 650 | 8.8 | 73.9 | No | 25000 | 2700 | 82 | 9 | 0.9 | -20 | Dimmable | 10% | No | Damp Location Rated | No |  |  | 2016-01-01 | 2016-10-26 | United States, Canada | ES_1120936_ESL-BR20-7W-327_09272016142514_4177226 | 2282454
ESL Vision LLC | ESL Vision | ESL-BR40-15W-327 | ESL-BR40-15W-327 | ,ESL-BR40-15W-327,2700K; ,ESL-BR40-15W-330,3000K | BR40 | Reflector (Flood/Spot) | E26 (Medium) | Directional | LED | 5 | 75 | 158 | 124 |  |  | 120 | 1100 | 15.3 | 71.9 | No | 25000 | 2700 | 81 | 6 | 0.9 | -20 | Dimmable | 10% | No | Damp Location Rated | No |  |  | 2016-01-01 | 2016-10-26 | United States, Canada | ES_1120936_ESL-BR40-15W-327_09272016142514_7635226 | 2282460
Euri Lighting | Euri lighting | EB40-2020e | EB40-2020e | ,EB40-2000e,; ,EB40-2020e,3000K; ,EB40-2050e,5000K | BR40 | Reflector (Flood/Spot) | E26 (Medium) | Directional | LED | 3 | 85 | 157 | 125 |  |  |  | 1100 | 17 | 64.7 | No | 25000 | 2700 | 82 | 4 | 0.9 | -25 | Dimmable | 10% |  | Damp Location Rated,Not for Use in Enclosed Fixtures |  |  |  | 2015-01-01 | 2016-05-13 | United States, Canada | ES_1132791_EB40-2020e_05052016161610_9976159 | 2266650
Euri Lighting | Euri lighting | ER20-2020e | ER20-2020e | ,ER20-2000e,3000K; ,ER20-2020e,2700K; ,ER20-2050e,5000K | R20 | Reflector (Flood/Spot) | E26 (Medium) | Directional | LED | 3 | 50 | 95 | 54 |  |  |  | 500 | 7.5 | 66.7 | No | 25000 | 2700 | 82 | 5 | 0.9 | -25 | Dimmable | 10% |  | Damp Location Rated,Not for Use in Enclosed Fixtures |  |  |  | 2015-01-01 | 2016-05-13 | United States, Canada | ES_1132791_ER20-2020e_05052016160522_9297143 | 2266646
ESL Vision LLC | ESL Vision | BR30 | ESL-BR30-14W-227 |  | BR30 | Reflector (Flood/Spot) | E26 (Medium) | Directional | LED | 5 | 85 | 133 | 95 |  |  | 105 | 1070 | 14 | 76.4 | No | 25000 | 2700 | 82 | 15 | 1 | -20 | Dimmable | 10% |  | None |  |  |  | 2015-07-01 | 2015-07-27 | United States | ES_1120936_ESL-BR30-14W-227_07272015011840_1023862 | 2244522
ESL Vision LLC | ESL Vision | BR30 | ESL-BR30-14W-230 |  | BR30 | Reflector (Flood/Spot) | E26 (Medium) | Directional | LED | 5 | 85 | 133 | 95 |  |  | 105 | 1070 | 14 | 76.4 | No | 25000 | 3000 | 82 | 11 | 1 | -20 | Dimmable | 10% |  | None |  |  |  | 2015-07-01 | 2015-07-23 | United States | ES_1120936_ESL-BR30-14W-230_07272015012550_1023862 | 2244523
ESL Vision LLC | ESL Vision | BR30 | ESL-BR30-14W-240 |  | BR30 | Reflector (Flood/Spot) | E26 (Medium) | Directional | LED | 5 | 85 | 133 | 95 |  |  | 100 | 1070 | 14 | 76.4 | No | 25000 | 4000 | 83 | 9 | 1 | -20 | Dimmable | 10% |  | None |  |  |  | 2015-07-01 | 2015-07-27 | United States | ES_1120936_ESL-BR30-14W-240_07272015013620_1023862 | 2244524
GreenTech Environmental | purePower | LED BR40 Lamp | LEDBR40E26D2700K17W |  | BR40 | Reflector (Flood/Spot) | E26 (Medium) | Directional | LED | 3 | 100 | 159.3 | 120 |  |  | 111 | 1400 | 17 | 82.4 | No | 25000 | 2700 | 81 | 8 | 0.9 | -20 | Dimmable | 10% | No | Damp Location Rated | No |  |  | 2016-05-05 | 2016-05-05 | United States, Canada | ES_1131090_LEDBR40E26D2700K17W_05062016020620_1024008 | 2266184
Hangzhou Junction Imp. and Exp. Co., Ltd | THINKLUX LIGHTING | LED Lamp | TKBR2050927D |  | R20 | Reflector (Flood/Spot) | E26 (Medium) | Directional | LED | 3 | 50 | 97.8 | 63.5 |  |  |  | 525 | 7 | 75 | No | 25000 | 2700 | 91 | 53 | 0.9 | -20 | Dimmable | 10% | No | Damp Location Rated,Use With Timers,Use With Photo and/or Motion Sensors | No |  |  | 2016-07-10 | 2016-08-11 | United States, Canada | ES_1130334_TKBR2050927D_08112016184902_3182747 | 2275210
Hangzhou Junction Imp. and Exp. Co., Ltd | THINKLUX LIGHTING | LED Lamp | TKBR4080927D |  | BR40 | Reflector (Flood/Spot) | E26 (Medium) | Directional | LED | 3 | 75 | 158.2 | 120.3 |  |  |  | 1000 | 13 | 76.9 | No | 25000 | 2700 | 91 | 56 | 0.9 | -20 | Dimmable | 10% | No | Damp Location Rated,Use With Timers,Use With Photo and/or Motion Sensors | No |  |  | 2016-07-10 | 2016-08-11 | United States, Canada | ES_1130334_TKBR4080927D_08112016185629_2318493 | 2275212
Hengdian Group Tospo Lighting Co., Ltd. | Tospo | 712948 | 712948 | ,712948,2700K | R20 | Reflector (Flood/Spot) | E26 (Medium) | Directional | LED | 3 | 50 | 94.7 | 63.1 |  |  |  | 525 | 7.5 | 70 | Yes | 25000 | 2700 | 92 | 58 | 0.9 | 92 | Dimmable | 8% | Yes | Damp Location Rated | No |  |  | 2016-01-01 | 2016-09-09 | United States, Canada | ES_1020320_712948_09012016144458_5581242 | 2278629
Hengdian Group Tospo Lighting Co., Ltd. | Tospo | CFL | 147075 |  | R30 | Reflector (Flood/Spot) | E26 (Medium) | Directional | CFL | 2 | 60 | 138 | 94 |  | 1.5 |  | 650 | 16 | 40.6 | No | 12000 | 2700 | 87 | -4 | 0.6 | -18 |  |  |  | None |  |  |  | 2014-06-10 | 2014-06-24 | United States | ES_1020320_147075_07092014183326_8592004 | 2214855
Hengdian Group Tospo Lighting Co., Ltd. | Tospo | CFL | 152221 |  | R30 | Reflector (Flood/Spot) | E26 (Medium) | Directional | CFL | 2 | 60 | 139 | 94 |  | 1.5 |  | 750 | 16 | 46.9 | No | 10000 | 2700 | 82 | -6 | 0.6 | -18 |  |  |  | None |  |  |  | 2014-06-10 | 2014-06-04 | United States | ES_1020320_152221_07092014183316_9739897 | 2214856
Hengdian Group Tospo Lighting Co., Ltd. | Tospo | LED | 663870 |  | BR40 | Reflector (Flood/Spot) | E26 (Medium) | Directional | LED | 3 | 75 | 157 | 125 |  |  |  | 1200 | 17 | 70.6 | No | 40000 | 3000 | 83 | 19 | 1 | -40 | Dimmable | 10% |  | Enclosed Fixtures |  |  |  | 2014-06-05 | 2014-05-29 | United States | ES_1020320_663870_06052014164415_5952278 | 2212479
Hengdian Group Tospo Lighting Co., Ltd. | Tospo | LED | 663874 |  | R20 | Reflector (Flood/Spot) | E26 (Medium) | Directional | LED | 3 | 50 | 96 | 64 |  |  |  | 480 | 7.7 | 64 | No | 40000 | 3000 | 82 | 18 | 0.9 | -40 | Dimmable | 10% |  | None |  |  |  | 2014-10-30 | 2014-10-23 | United States | ES_1020320_663874_10242014164707_1134446 | 2223585
Hengdian Group Tospo Lighting Co., Ltd. | Tospo | LED | 668450 |  | BR40 | Reflector (Flood/Spot) | E26 (Medium) | Directional | LED | 3 | 75 | 156 | 124 |  |  | 120 | 1000 | 13 | 75 | No | 40000 | 3000 | 83 | 19 | 1 | -40 | Dimmable | 10% |  | Other,Not for use in enclosed fixtures |  |  |  | 2014-07-20 | 2014-07-17 | United States | ES_1020320_668450_07182014155937_3511323 | 2215772
Hengdian Group Tospo Lighting Co., Ltd. | Tospo | LED | 670709 |  | R20 | Reflector (Flood/Spot) | E26 (Medium) | Directional | LED | 3 | 50 | 95 | 64 |  |  |  | 500 | 7.5 | 66.7 | No | 40000 | 2700 | 82 | 16 | 0.9 | -40 | Dimmable | 10% |  | None |  |  |  | 2014-07-20 | 2014-07-08 | United States | ES_1020320_670709_07142014164806_7020863 | 2215347
Hengdian Group Tospo Lighting Co., Ltd. | Tospo | LED | 670711 |  | BR40 | Reflector (Flood/Spot) | E26 (Medium) | Directional | LED | 3 | 75 | 152 | 125 |  |  |  | 1200 | 17 | 70.6 | No | 40000 | 2700 | 83 | 19 | 1 | -40 | Dimmable | 10% |  | None |  |  |  | 2014-06-28 | 2014-06-20 | United States | ES_1020320_670711_07092014184200_5462346 | 2214811
Hengdian Group Tospo Lighting Co., Ltd. | Tospo | LED | 682062 |  | R20 | Reflector (Flood/Spot) | E26 (Medium) | Directional | LED | 3 | 50 | 95 | 64 |  |  | 114 | 500 | 7.5 | 66.7 | No | 40000 | 2700 | 82 | 5 | 0.9 | -40 | Dimmable | 10% |  | None |  |  |  | 2015-02-12 | 2015-02-18 | United States | ES_1020320_682062_02192015132056_5990208 | 2233424
Hengdian Group Tospo Lighting Co., Ltd. | Tospo | LED | 682063 |  | R20 | Reflector (Flood/Spot) | E26 (Medium) | Directional | LED | 3 | 50 | 95 | 64 |  |  | 114 | 500 | 7.5 | 66.7 | No | 40000 | 3000 | 83 | 6 | 0.9 | -40 | Dimmable | 10% |  | None |  |  |  | 2015-02-12 | 2015-02-18 | United States | ES_1020320_682063_02192015132056_8751749 | 2233425
Hengdian Group Tospo Lighting Co., Ltd. | Tospo | LED | 682064 |  | R20 | Reflector (Flood/Spot) | E26 (Medium) | Directional | LED | 3 | 50 | 95 | 64 |  |  | 115 | 500 | 7.5 | 66.7 | No | 40000 | 4000 | 85 | 14 | 0.9 | -40 | Dimmable | 10% |  | None |  |  |  | 2015-02-12 | 2015-02-18 | United States | ES_1020320_682064_02192015132056_4098120 | 2233426
Hengdian Group Tospo Lighting Co., Ltd. | Tospo | LED | 682068 |  | BR40 | Reflector (Flood/Spot) | E26 (Medium) | Directional | LED | 3 | 85 | 157 | 125 |  |  |  | 1100 | 17 | 64.7 | No | 40000 | 2700 | 82 | 4 | 1 | -40 | Dimmable | 15% |  | None |  |  |  | 2015-06-10 | 2015-06-09 | United States | ES_1020320_682068_06102015080716_9084138 | 2241345
Hengdian Group Tospo Lighting Co., Ltd. | Tospo | LED | 682069 |  | BR40 | Reflector (Flood/Spot) | E26 (Medium) | Directional | LED | 3 | 85 | 157 | 125 |  |  |  | 1100 | 17 | 64.7 | No | 40000 | 3000 | 83 | 8 | 1 | -40 | Dimmable | 15% |  | None |  |  |  | 2015-06-10 | 2015-06-09 | United States | ES_1020320_682069_06102015080716_1779158 | 2241346
Hengdian Group Tospo Lighting Co., Ltd. | Tospo | LED | 682070 |  | BR40 | Reflector (Flood/Spot) | E26 (Medium) | Directional | LED | 3 | 85 | 157 | 125 |  |  |  | 1100 | 17 | 64.7 | No | 40000 | 4000 | 85 | 14 | 1 | -40 | Dimmable | 15% |  | None |  |  |  | 2015-06-10 | 2015-06-09 | United States | ES_1020320_682070_06102015080716_7502280 | 2241347
Hengdian Group Tospo Lighting Co., Ltd. | Tospo | LED | 689083 |  | R20 | Reflector (Flood/Spot) | E26 (Medium) | Directional | LED | 3 | 50 | 95 | 64 |  |  | 115 | 500 | 7.5 | 66.7 | No | 40000 | 5000 | 85 | 17 | 0.9 | -40 | Dimmable | 10% |  | None |  |  |  | 2015-02-12 | 2015-02-18 | United States | ES_1020320_689083_02192015132056_8716420 | 2233427
Hengdian Group Tospo Lighting Co., Ltd. | Tospo | LED | 696063 |  | BR40 | Reflector (Flood/Spot) | E26 (Medium) | Directional | LED | 3 | 85 | 157 | 125 |  |  |  | 1100 | 17 | 64.7 | No | 40000 | 5000 | 86 | 18 | 1 | -40 | Dimmable | 15% |  | None |  |  |  | 2015-06-10 | 2015-06-09 | United States | ES_1020320_696063_06102015080716_9576456 | 2241348
Homelite Technology Co. Ltd | Homelite | BR30 Lamp | HTRD1503 | BR30 Lamp,HTRD1503/27K, | BR30 | Reflector (Flood/Spot) | E26 (Medium) | Directional | LED | 3 | 75 | 134.6 | 96.5 |  |  | 110 | 1000 | 15 | 66.7 | No | 30000 | 3000 | 83 | 18 | 1 | -20 | Dimmable | 10% |  | Enclosed Fixtures,Recessed Fixtures |  |  |  | 2014-03-10 | 2014-03-05 | United States | ES_1070287_HTRD1503_03112014111246_9476720 | 2206146
Homelite Technology Co. Ltd | Homelite | BR30 Lamp | HTRD1503-C27K |  | BR30 | Reflector (Flood/Spot) | E26 (Medium) | Directional | LED | 3 | 75 | 134.6 | 96.5 |  |  | 110 | 1000 | 15 | 66.7 | No | 30000 | 2700 | 95 | 57 | 1 | -20 | Dimmable | 15% |  | None |  |  |  | 2014-03-05 | 2014-02-26 | United States | ES_1070287_HTRD1503-C27K_03032014091016_2470035 | 2205615
Homelite Technology Co. Ltd | Homelite | BR30 Lamp | HTRDH3004/90 |  | BR30 | Reflector (Flood/Spot) | E26 (Medium) | Directional | LED | 5 | 75 | 132.7 | 95.3 |  |  | 110 | 900 | 12 | 75 | No | 25000 | 3000 | 92 | 58 | 1 | -22 | Dimmable | 5% | Yes | None | No |  |  | 2016-08-05 | 2016-08-04 | United States | ES_1070287_HTRDH3004/90_08162016170941_5669190 | 2275384
Homelite Technology Co. Ltd | Homelite | BR30 Lamp | HTRDH3004/9050 |  | BR30 | Reflector (Flood/Spot) | E26 (Medium) | Directional | LED | 5 | 75 | 132.7 | 95.3 |  |  | 110 | 900 | 12.5 | 72 | No | 25000 | 5000 | 95 | 93 | 1 | -22 | Dimmable | 5% | Yes | None | No |  |  | 2016-08-05 | 2016-08-04 | United States | ES_1070287_HTRDH3004/9050_08162016170941_4974107 | 2275385
Homelite Technology Co. Ltd | Homelite | BR40 Lamp | HTRD1603 | BR40 Lamp,HTRD1603/27K, | BR40 | Reflector (Flood/Spot) | E26 (Medium) | Directional | LED | 3 | 90 | 162.6 | 129.5 |  |  | 110 | 1300 | 16 | 81.3 | No | 30000 | 3000 | 83 | 19 | 1 | -20 | Dimmable | 10% |  | Enclosed Fixtures,Recessed Fixtures |  |  |  | 2014-03-10 | 2014-03-05 | United States | ES_1070287_HTRD1603_03112014111415_7079107 | 2206138
Homelite Technology Co. Ltd | Homelite | BR40 Lamp | HTRD4004/30K |  | BR40 | Reflector (Flood/Spot) | E26 (Medium) | Directional | LED | 5 | 75 | 157 | 124 |  |  | 110 | 950 | 12 | 79.2 | No | 25000 | 3000 | 83 | 8 | 0.9 | -30 | Dimmable | 10% |  | None |  |  |  | 2015-11-20 | 2015-11-13 | United States | ES_1070287_HTRD4004/30K_11242015125538_4196423 | 2253277
Homelite Technology Co. Ltd | Homelite | BR40 Lamp | HTRD4004/40K |  | BR40 | Reflector (Flood/Spot) | E26 (Medium) | Directional | LED | 5 | 75 | 157 | 124 |  |  | 110 | 950 | 12 | 79.2 | No | 25000 | 4000 | 85 | 14 | 0.9 | -30 | Dimmable | 10% |  | None |  |  |  | 2015-11-20 | 2015-11-13 | United States | ES_1070287_HTRD4004/40K_11242015125538_4995479 | 2253278
Homelite Technology Co. Ltd | Homelite | BR40 Lamp | HTRD4004/50K |  | BR40 | Reflector (Flood/Spot) | E26 (Medium) | Directional | LED | 5 | 75 | 157 | 124 |  |  | 110 | 950 | 12 | 79.2 | No | 25000 | 5000 | 85 | 18 | 0.9 | -30 | Dimmable | 10% |  | None |  |  |  | 2015-11-20 | 2015-11-13 | United States | ES_1070287_HTRD4004/50K_11242015125538_8581660 | 2253279
Homelite Technology Co. Ltd | Homelite | BR40 Lamp | HTRDH4004/90 |  | BR40 | Reflector (Flood/Spot) | E26 (Medium) | Directional | LED | 5 | 85 | 156.8 | 123.7 |  |  | 110 | 1300 | 15 | 86.7 | No | 25000 | 3000 | 92 | 59 | 1 | -22 | Dimmable | 9% | Yes | None | No |  |  | 2016-08-05 | 2016-08-04 | United States | ES_1070287_HTRDH4004/90_08162016170956_3393194 | 2275382
Homelite Technology Co. Ltd | Homelite | BR40 Lamp | HTRDH4004/9050 |  | BR40 | Reflector (Flood/Spot) | E26 (Medium) | Directional | LED | 5 | 85 | 156.8 | 123.7 |  |  | 110 | 1300 | 15 | 86.7 | No | 25000 | 5000 | 96 | 94 | 1 | -22 | Dimmable | 9% | Yes | None | No |  |  | 2016-08-05 | 2016-08-04 | United States | ES_1070287_HTRDH4004/9050_08162016170956_2605760 | 2275383
Homelite Technology Co. Ltd | Homelite | Covered- reflector R30 | HLT3R16W/F2700K |  | R30 | Reflector (Flood/Spot) | E26 (Medium) | Directional | CFL | 3 | 65 | 147 | 94 |  | 2 |  | 750 | 16 | 46.9 | No | 10000 | 2700 | 81 | -9 | 0.6 | -18 |  |  |  | None |  |  |  | 2014-04-30 | 2014-05-28 | United States | ES_1070287_HLT3R16W/F2700K_06122014143352_8685966 | 2213609
Homelite Technology Co. Ltd | Homelite | R20 Lamp | HTRD0803 | R20 Lamp,HTR0803/27K, | R20 | Reflector (Flood/Spot) | E26 (Medium) | Directional | LED | 3 | 50 | 99.1 | 63.5 |  |  | 110 | 500 | 8 | 62.5 | No | 30000 | 3000 | 85 | 21 | 1 | -20 | Dimmable | 1% |  | Enclosed Fixtures,Recessed Fixtures |  |  |  | 2014-03-15 | 2014-02-07 | United States | ES_1070287_HTRD0803_03112014111140_4331584 | 2206153
Hui Zhou TCL Light Electrical Appliances Co., Ltd | TCL | LED BR LAMP | BR30 12-A/RD |  | BR30 | Reflector (Flood/Spot) | E26 (Medium) | Directional | LED | 3 | 75 | 132 | 95 |  |  |  | 940 | 12 | 78.3 | No | 25000 | 2700 | 83 | 17 | 1 | -20 | Dimmable | 20% |  | None |  |  |  | 2015-08-31 | 2014-12-04 | United States | ES_31798_BR30 12-A/RD_12122014164346_1682070 | 2229419
Hui Zhou TCL Light Electrical Appliances Co., Ltd | TCL | LED BR LAMP | BR40 15-A/RD |  | BR40 | Reflector (Flood/Spot) | E26 (Medium) | Directional | LED | 3 | 90 | 155 | 120 |  |  |  |  | 15 | 84 | No | 25000 | 2700 | 83 | 18 | 1 | -20 | Dimmable | 13% |  | None |  |  |  | 2015-08-31 | 2014-12-04 | United States | ES_31798_BR40 15-A/RD_12122014164339_5102485 | 2229421
Hyperikon Inc. | Hyperikon | LED | HyperBR30-501 | ,,302010404 | BR30 | Reflector (Flood/Spot) | E26 (Medium) | Directional | LED | 5 | 75 | 135 | 95 |  |  | 110 | 960 | 15 | 64 | No | 25000 | 5000 | 85 | 16 | 1 | -30 | Dimmable | 10% |  | None |  |  |  | 2015-11-01 | 2015-10-30 | United States | ES_1130573_HyperBR30-501_11062015144911_8042787 | 2252055
Hyperikon Inc. | Hyperikon | LED | HyperBR30-503 | ,,302010404 | BR30 | Reflector (Flood/Spot) | E26 (Medium) | Directional | LED | 5 | 75 | 133 | 95 |  |  | 110 | 960 | 12.1 | 79.3 | No | 25000 | 5000 | 95 | 93 | 1 | -30 | Dimmable | 10% |  | None |  |  |  | 2015-12-20 | 2015-12-22 | United States | ES_1130573_HyperBR30-503_12312015132753_5583320 | 2255718
Hyperikon Inc. | Hyperikon | LED | HyperBR40-271 | ,,402000401 | BR40 | Reflector (Flood/Spot) | E26 (Medium) | Directional | LED | 5 | 90 | 162 | 129 |  |  | 110 | 1260 | 16 | 78.8 | No | 25000 | 2700 | 82 | 4 | 1 | -30 | Dimmable | 10% |  | None |  |  |  | 2015-11-01 | 2015-10-30 | United States | ES_1130573_HyperBR40-271_11062015144611_5140366 | 2252049
Hyperikon Inc. | Hyperikon | LED | HyperBR40-272 | ,,402000401 | BR40 | Reflector (Flood/Spot) | E26 (Medium) | Directional | LED | 5 | 85 | 157 | 124 |  |  | 110 | 1245 | 16 | 77.8 | No | 25000 | 2700 | 93 | 59 | 1 | -30 | Dimmable | 10% |  | None |  |  |  | 2015-11-06 | 2015-11-04 | United States | ES_1130573_HyperBR40-272_11062015142401_1843705 | 2252010
Hyperikon Inc. | Hyperikon | LED | HyperBR40-301 | ,,402000402 | BR40 | Reflector (Flood/Spot) | E26 (Medium) | Directional | LED | 5 | 90 | 162 | 129 |  |  | 110 | 1340 | 16 | 83.8 | No | 25000 | 3000 | 81 | 5 | 1 | -30 | Dimmable | 10% |  | None |  |  |  | 2015-11-01 | 2015-10-30 | United States | ES_1130573_HyperBR40-301_11062015144536_7517895 | 2252048
Hyperikon Inc. | Hyperikon | LED | HyperBR40-302 | ,,402000402 | BR40 | Reflector (Flood/Spot) | E26 (Medium) | Directional | LED | 5 | 90 | 157 | 124 |  |  | 110 | 1300 | 16 | 81.3 | No | 25000 | 3000 | 92 | 59 | 1 | -30 | Dimmable | 10% |  | None |  |  |  | 2015-11-06 | 2015-11-04 | United States | ES_1130573_HyperBR40-302_11062015142304_7864308 | 2252009
Hyperikon Inc. | Hyperikon | LED | HyperBR40-401 | ,,402000403 | BR40 | Reflector (Flood/Spot) | E26 (Medium) | Directional | LED | 5 | 90 | 162 | 129 |  |  | 110 | 1360 | 16 | 85 | No | 25000 | 4000 | 85 | 14 | 1 | -30 | Dimmable | 10% |  | None |  |  |  | 2015-11-01 | 2015-10-30 | United States | ES_1130573_HyperBR40-401_11062015144648_8239409 | 2252050
Hyperikon Inc. | Hyperikon | LED | HyperBR40-402 | ,,402000403 | BR40 | Reflector (Flood/Spot) | E26 (Medium) | Directional | LED | 5 | 90 | 157 | 124 |  |  | 110 | 1340 | 16 | 83.8 | No | 25000 | 4000 | 94 | 74 | 1 | -30 | Dimmable | 10% |  | None |  |  |  | 2015-11-06 | 2015-11-04 | United States | ES_1130573_HyperBR40-402_11062015142435_6736620 | 2252011
Hyperikon Inc. | Hyperikon | LED | HyperBR40-501 | ,,402000404 | BR40 | Reflector (Flood/Spot) | E26 (Medium) | Directional | LED | 5 | 90 | 162 | 129 |  |  | 110 | 1300 | 16.2 | 80.2 | No | 25000 | 5000 | 86 | 18 | 1 | -30 | Dimmable | 10% |  | None |  |  |  | 2015-11-01 | 2015-10-30 | United States | ES_1130573_HyperBR40-501_11062015144718_6839187 | 2252051
Hyperikon Inc. | Hyperikon | LED | HyperBR40-502 | ,,402000404 | BR40 | Reflector (Flood/Spot) | E26 (Medium) | Directional | LED | 5 | 90 | 157 | 124 |  |  | 110 | 1355 | 15 | 90.3 | No | 25000 | 5000 | 96 | 94 | 1 | -30 | Dimmable | 10% |  | None |  |  |  | 2015-12-16 | 2015-12-22 | United States | ES_1130573_HyperBR40-502_01052016131754_4023545 | 2255956
HYD Lighting, Limited | HYD Lighting | R30-12120-27 | R30-12120-27 |  | BR30 | Reflector (Flood/Spot) | E26 (Medium) | Directional | LED | 3 | 75 | 132 | 96 |  |  |  | 950 | 12.7 | 80 | No | 25000 | 2700 | 81 | 14 | 1 | -20 | Dimmable | 20% |  | Enclosed Fixtures,Recessed Fixtures |  |  |  | 2014-06-14 | 2016-02-29 | United States | ES_1128916_R30-12120-27_07142014022707_4827411 | 2216285
HYD Lighting, Limited | HYD Lighting | R40-16120-27 | R40-16120-27 |  | BR40 | Reflector (Flood/Spot) | E26 (Medium) | Directional | LED | 3 | 85 | 158 | 125 |  |  | 120 | 1200 | 16 | 75 | No | 25000 | 2700 | 82 | 18 | 1 | -20 | Dimmable | 20% |  | Enclosed Fixtures,Wet Location Rated,Recessed Fixtures |  |  |  | 2014-07-01 | 2016-02-29 | United States | ES_1128916_R40-16120-27_09122014065915_5155033 | 2219138
Hyperikon Inc. | Hyperikon | LED | HyperBR20-271 | ,,202000401 | R20 | Reflector (Flood/Spot) | E26 (Medium) | Directional | LED | 5 | 50 | 99 | 64 |  |  | 110 | 500 | 8 | 62.5 | No | 30000 | 2700 | 82 | 13 | 1 | -30 | Dimmable | 10% |  | None |  |  |  | 2015-11-01 | 2015-10-30 | United States | ES_1130573_HyperBR20-271_11062015145024_9730698 | 2252057
Hyperikon Inc. | Hyperikon | LED | HyperBR20-272 | ,,202000401 | R20 | Reflector (Flood/Spot) | E26 (Medium) | Directional | LED | 5 | 50 | 99 | 64 |  |  | 110 | 500 | 8 | 62.5 | No | 25000 | 2700 | 92 | 56 | 0.9 | -30 | Dimmable | 10% |  | None |  |  |  | 2015-11-06 | 2015-11-04 | United States | ES_1130573_HyperBR20-272_11062015142914_4550062 | 2252016
Hyperikon Inc. | Hyperikon | LED | HyperBR20-301 | ,,202000402 | R20 | Reflector (Flood/Spot) | E26 (Medium) | Directional | LED | 5 | 50 | 99 | 64 |  |  | 110 | 520 | 8 | 65 | No | 30000 | 3000 | 85 | 21 | 1 | -30 | Dimmable | 10% |  | None |  |  |  | 2015-11-01 | 2015-10-30 | United States | ES_1130573_HyperBR20-301_11062015144957_7712572 | 2252056
Hyperikon Inc. | Hyperikon | LED | HyperBR20-302 | ,,202000402 | R20 | Reflector (Flood/Spot) | E26 (Medium) | Directional | LED | 5 | 50 | 99 | 64 |  |  | 110 | 520 | 8 | 65 | No | 25000 | 3000 | 91 | 57 | 0.9 | -30 | Dimmable | 10% |  | None |  |  |  | 2015-11-06 | 2015-11-04 | United States | ES_1130573_HyperBR20-302_11062015142842_9838687 | 2252015
Hyperikon Inc. | Hyperikon | LED | HyperBR20-401 | ,,202000403 | R20 | Reflector (Flood/Spot) | E26 (Medium) | Directional | LED | 5 | 50 | 99 | 64 |  |  | 110 | 540 | 8.1 | 66.7 | No | 30000 | 4000 | 87 | 23 | 0.9 | -30 | Dimmable | 10% |  | None |  |  |  | 2015-11-01 | 2015-10-30 | United States | ES_1130573_HyperBR20-401_11062015145051_6976397 | 2252058
Hyperikon Inc. | Hyperikon | LED | HyperBR20-402 | ,,202000403 | R20 | Reflector (Flood/Spot) | E26 (Medium) | Directional | LED | 5 | 50 | 99 | 64 |  |  | 110 | 540 | 8 | 67.5 | No | 25000 | 4000 | 95 | 74 | 0.9 | -30 | Dimmable | 10% |  | None |  |  |  | 2015-11-06 | 2015-11-04 | United States | ES_1130573_HyperBR20-402_11062015142951_6884790 | 2252017
Hyperikon Inc. | Hyperikon | LED | HyperBR20-501 | ,,202000404 | R20 | Reflector (Flood/Spot) | E26 (Medium) | Directional | LED | 5 | 50 | 99 | 64 |  |  | 110 | 560 | 8.1 | 69.1 | No | 30000 | 5000 | 87 | 34 | 0.9 | -30 | Dimmable | 10% |  | None |  |  |  | 2015-11-01 | 2015-10-30 | United States | ES_1130573_HyperBR20-501_11062015145128_2499755 | 2252059
Hyperikon Inc. | Hyperikon | LED | HyperBR20-502 | ,,202000404 | R20 | Reflector (Flood/Spot) | E26 (Medium) | Directional | LED | 5 | 50 | 99 | 64 |  |  | 110 | 560 | 8 | 70 | No | 25000 | 5000 | 96 | 93 | 0.9 | -30 | Dimmable | 10% |  | None |  |  |  | 2015-12-16 | 2015-12-28 | United States | ES_1130573_HyperBR20-502_01052016131351_1405359 | 2255955
Hyperikon Inc. | Hyperikon | LED | HyperBR30-271 | ,,302010401 | BR30 | Reflector (Flood/Spot) | E26 (Medium) | Directional | LED | 5 | 75 | 135 | 95 |  |  | 110 | 900 | 15 | 60 | No | 25000 | 2700 | 82 | 8 | 1 | -30 | Dimmable | 10% |  | None |  |  |  | 2015-11-01 | 2015-10-30 | United States | ES_1130573_HyperBR30-271_11062015144821_2403269 | 2252053
Hyperikon Inc. | Hyperikon | LED | HyperBR30-273 | ,,302010401 | BR30 | Reflector (Flood/Spot) | E26 (Medium) | Directional | LED | 5 | 75 | 133 | 95 |  |  | 110 | 920 | 12 | 76.7 | No | 25000 | 2700 | 92 | 58 | 1 | -30 | Dimmable | 10% |  | None |  |  |  | 2015-12-20 | 2015-12-22 | United States | ES_1130573_HyperBR30-273_12312015132640_6947983 | 2255716
Hyperikon Inc. | Hyperikon | LED | HyperBR30-301 | ,,302010402 | BR30 | Reflector (Flood/Spot) | E26 (Medium) | Directional | LED | 5 | 75 | 135 | 95 |  |  | 110 | 920 | 15 | 61.3 | No | 25000 | 3000 | 82 | 8 | 1 | -30 | Dimmable | 10% |  | None |  |  |  | 2015-11-01 | 2015-10-30 | United States | ES_1130573_HyperBR30-301_11062015144753_3588459 | 2252052
Hyperikon Inc. | Hyperikon | LED | HyperBR30-303 | ,,302010402 | BR30 | Reflector (Flood/Spot) | E26 (Medium) | Directional | LED | 5 | 75 | 133 | 95 |  |  | 110 | 900 | 12 | 75 | No | 25000 | 3000 | 92 | 58 | 1 | -30 | Dimmable | 10% |  | None |  |  |  | 2015-12-20 | 2015-12-22 | United States | ES_1130573_HyperBR30-303_12312015132559_5340562 | 2255715
Hyperikon Inc. | Hyperikon | LED | HyperBR30-401 | ,,302010403 | BR30 | Reflector (Flood/Spot) | E26 (Medium) | Directional | LED | 5 | 75 | 135 | 95 |  |  | 110 | 940 | 15 | 62.7 | No | 25000 | 4000 | 82 | 6 | 1 | -30 | Dimmable | 10% |  | None |  |  |  | 2015-11-01 | 2015-10-30 | United States | ES_1130573_HyperBR30-401_11062015144846_5291307 | 2252054
Hyperikon Inc. | Hyperikon | LED | HyperBR30-403 | ,,302010403 | BR30 | Reflector (Flood/Spot) | E26 (Medium) | Directional | LED | 5 | 75 | 133 | 95 |  |  | 110 | 940 | 12 | 78.3 | No | 25000 | 4000 | 94 | 78 | 1 | -30 | Dimmable | 10% |  | None |  |  |  | 2015-12-20 | 2015-12-22 | United States | ES_1130573_HyperBR30-403_12312015132727_4562214 | 2255717
Greenlite Lighting Corporation | Greenlite | 12W/LED/BR30/WD 30K | 12W/LED/BR30/WD |  | BR30 | Reflector (Flood/Spot) | E26 (Medium) | Directional | LED | 3 | 75 | 132 | 95.1 |  |  |  | 950 | 12.4 | 76.6 | No | 25000 | 3000 | 85 | 33 |  | -20 | Dimmable | 10% |  | Damp Location Rated,Not for Use in Enclosed Fixtures |  |  |  | 2015-09-08 | 2015-09-21 | United States, Canada | ES_31571_12W/LED/BR30/WD_09212015031950_1023888 | 2248271
Greenlite Lighting Corporation | Greenlite | 14W/LED/BR40-D/S 30K | 14W/LED/BR40-D/S |  | BR40 | Reflector (Flood/Spot) | E26 (Medium) | Directional | LED | 3 | 85 | 156.9 | 125.2 |  |  |  | 1100 | 14 | 78.6 | No | 25000 | 3000 | 85 | 18 | 1 | -20 | Dimmable | 10% |  | Damp Location Rated,Not for Use in Enclosed Fixtures |  |  |  | 2015-06-16 | 2015-06-16 | United States, Canada | ES_31571_14W/LED/BR40-D/S_06172015020220_1023832 | 2241749
Green Creative | Green Creative | LED Lamp | 14BR40G4DIM/827 |  | BR40 | Reflector (Flood/Spot) | E26 (Medium) | Directional | LED | 3 | 85 | 156.9 | 125.2 |  |  |  | 1065 | 14 | 76.1 | No | 25000 | 2700 | 83 | 11 | 0.9 | -20 | Dimmable | 10% |  | Damp Location Rated,Enclosed Fixtures,Recessed Fixtures |  |  |  | 2015-04-25 | 2016-03-08 | United States, Canada | ES_1111662_14BR40G4DIM/827_05132015111150_5510853 | 2239222
Green Creative | Green Creative | LED Lamp | 14BR40G4DIM/830 |  | BR40 | Reflector (Flood/Spot) | E26 (Medium) | Directional | LED | 3 | 85 | 156.9 | 125.2 |  |  |  | 1100 | 14 | 78.6 | No | 25000 | 3000 | 83 | 11 | 0.9 | -20 | Dimmable | 10% |  | Damp Location Rated,Enclosed Fixtures,Recessed Fixtures |  |  |  | 2015-04-25 | 2016-03-08 | United States, Canada | ES_1111662_14BR40G4DIM/830_05132015111204_5524332 | 2239223
Greenlite Lighting Corporation | Greenlite | 17W/LED/BR40D | 17W/LED/BR40D |  | BR40 | Reflector (Flood/Spot) | E26 (Medium) | Directional | LED | 3 | 100 | 160.1 | 119.9 |  |  | 120 | 1400 | 17 | 82.4 | No | 25000 | 3000 | 83 | 17 | 0.9 | -20 | Dimmable | 10% |  | Damp Location Rated |  |  |  | 2014-06-24 | 2014-06-24 | United States, Canada | ES_31571_17W/LED/BR40D_06242014015730_1023631 | 2214138
Green Creative | Green Creative | LED Lamp | 17BR40G3DIM/830 | ,,40610 | BR40 | Reflector (Flood/Spot) | E26 (Medium) | Directional | LED | 5 | 75 | 157 | 125 |  |  |  | 1200 | 17 | 71 | No | 40000 | 3000 | 83 | 19 | 1 | -20 | Dimmable | 10% |  | None |  |  |  | 2014-06-18 | 2014-06-19 | United States | ES_1111662_17BR40G3DIM/830_07102014105306_6149434 | 2214819
Greenlite Lighting Corporation | Greenlite | 7W/LED/BR20D | 7W/LED/BR20D |  | R20 | Reflector (Flood/Spot) | E26 (Medium) | Directional | LED | 3 | 50 | 98 | 63.2 |  |  | 109 | 550 | 7 | 78.6 | No | 25000 | 3000 | 82 | 6 | 0.9 | -20 | Dimmable | 10% |  | Damp Location Rated,Not for Use in Enclosed Fixtures |  |  |  | 2015-09-24 | 2015-09-24 | United States, Canada | ES_31571_7W/LED/BR20D_09242015110001_1023903 | 2248489
Greenlite Lighting Corporation | Greenlite | 7W/LED/BR20D | 7W/LED/BR20D |  | R20 | Reflector (Flood/Spot) | E26 (Medium) | Directional | LED | 3 | 50 | 98 | 64 |  |  |  | 550 | 7.4 | 74.3 | No | 25000 | 3000 | 83 | 17 | 0.9 | -20 | Dimmable | 9% |  | Damp Location Rated |  |  |  | 2014-09-17 | 2014-09-17 | United States, Canada | ES_31571_7W/LED/BR20D_09172014032330_1023671 | 2219679
Greenlite Lighting Corporation | Greenlite | 7W/LED/BR20D/27K | 7W/LED/BR20D/27K |  | R20 | Reflector (Flood/Spot) | E26 (Medium) | Directional | LED | 3 | 50 | 96.2 | 63.3 |  |  | 109 | 550 | 7.2 | 76.4 | No | 25000 | 2700 | 82 | 8 | 0.9 | -20 | Dimmable | 10% |  | Damp Location Rated,Not for Use in Enclosed Fixtures |  |  |  | 2015-09-24 | 2015-09-24 | United States, Canada | ES_31571_7W/LED/BR20D/27K_09242015111221_1023903 | 2248490
Greenlite Lighting Corporation | Greenlite | 7W/LED/BR20D/27K | 7W/LED/BR20D/27K |  | R20 | Reflector (Flood/Spot) | E26 (Medium) | Directional | LED | 3 | 50 | 98 | 64 |  |  | 107 | 550 | 7 | 78.6 | No | 25000 | 2700 | 82 | 13 | 0.9 | -20 | Dimmable | 9% |  | Damp Location Rated |  |  |  | 2014-06-19 | 2014-06-19 | United States, Canada | ES_31571_7W/LED/BR20D/27K_06202014083000_1023629 | 2213486
Halco Lighting Technologies | ProLED | R20FL6/827/LED | R20FL6/827/LED | ,80989,retail number | R20 | Reflector (Flood/Spot) | E26 (Medium) | Directional | LED | 5 | 50 | 99.8 | 63.7 |  |  | 107 | 525 | 6.5 | 80.8 | No | 25000 | 2700 | 83 | 11 | 0.9 | -20 | Dimmable | 5% | Yes | Damp Location Rated | No |  |  | 2016-03-22 | 2016-04-11 | United States, Canada | ES_1020184_R20FL6/827/LED_04132016031110_1023992 | 2264044
Halco Lighting Technologies | ProLED | R20FL6/830/LED | R20FL6/830/LED | ,80986,retail number | R20 | Reflector (Flood/Spot) | E26 (Medium) | Directional | LED | 5 | 50 | 99.8 | 63.7 |  |  | 107 | 540 | 6.5 | 83.1 | No | 25000 | 3000 | 83 | 9 | 0.9 | -20 | Dimmable | 5% | Yes | Damp Location Rated | No |  |  | 2016-03-22 | 2016-04-11 | United States, Canada | ES_1020184_R20FL6/830/LED_04132016030220_1023992 | 2264050
Halco Lighting Technologies | ProLED | R20FL6/850/LED | R20FL6/850/LED | ,80987,retail number | R20 | Reflector (Flood/Spot) | E26 (Medium) | Directional | LED | 5 | 50 | 99.8 | 63.7 |  |  | 107 | 580 | 6.5 | 89.2 | No | 25000 | 5000 | 85 | 17 | 0.9 | -20 | Dimmable | 5% | Yes | Damp Location Rated | No |  |  | 2016-03-22 | 2016-04-11 | United States, Canada | ES_1020184_R20FL6/850/LED_04132016030840_1023992 | 2264043
Halco Lighting Technologies | ProLED | R20FL6/POOL/LED | R20FL6/POOL/LED |  | R20 | Reflector (Flood/Spot) | E26 (Medium) | Directional | LED | 5 | 50 | 99.8 | 63.7 |  |  | 109 | 600 | 6.5 | 92.3 | No | 25000 | 6500 | 85 | 21 | 0.9 | -20 | Dimmable | 5% | Yes | None | No |  |  | 2016-07-09 | 2016-08-12 | United States | ES_1020184_R20FL6/POOL/LED_08152016085330_1024058 | 2275300
Halco Lighting Technologies | ProLED | R20FL8/827/LED | 80818 |  | R20 | Reflector (Flood/Spot) | E26 (Medium) | Directional | LED | 5 | 50 | 99.3 | 63 |  |  |  | 525 | 7 | 75 | No | 25000 | 2700 | 80 | 4 | 1 | -20 | Dimmable | 5% |  | None |  |  |  | 2014-05-14 | 2014-09-26 | United States | ES_1020184_80818_09262014105551_1023679 | 2220574
Green Creative | Green Creative | LED Lamp | 7.5R20G3DIM/827 | ,,40601 | R20 | Reflector (Flood/Spot) | E26 (Medium) | Directional | LED | 5 | 50 | 95 | 64 |  |  |  | 500 | 7.8 | 66.7 | No | 40000 | 2700 | 82 | 16 | 0.9 | -20 | Dimmable | 10% |  | Other,not for use in enclosed fixture |  |  |  | 2014-08-30 | 2014-09-11 | United States | ES_1111662_7.5R20G3DIM/827; 40601_09182014080000_8940623 | 2219732
Greenlite Lighting Corporation | Greenlite | 7W/LED/R20-D/S | 7W/LED/R20-D/S | ,7W/LED/R20-D/S/2, | R20 | Reflector (Flood/Spot) | E26 (Medium) | Directional | LED | 3 | 50 | 99.4 | 62.8 |  |  |  | 550 | 7 | 78.6 | No | 25000 | 3000 | 84 | 14 | 0.9 | -20 | Dimmable | 10% |  | Damp Location Rated,Not for Use in Enclosed Fixtures |  |  |  | 2015-05-22 | 2015-05-22 | United States, Canada | ES_31571_7W/LED/R20-D/S_05262015012840_1023817 | 2240183
Greenlite Lighting Corporation | Greenlite | 7W/LED/R20/D/S 30K | 7W/LED/R20/D/S | ,7W/LED/R20/D/S/2,2 PACK | R20 | Reflector (Flood/Spot) | E26 (Medium) | Directional | LED | 3 | 50 | 97.5 | 63.5 |  |  | 116 | 550 | 7 | 78.6 | No | 25000 | 3000 | 83 | 9 | 0.8 | -20 | Dimmable | 10% | No | Damp Location Rated | No |  |  | 2016-09-29 | 2016-09-29 | United States, Canada | ES_31571_7W/LED/R20/D/S_09292016044730_1024078 | 2280467
Greenlite Lighting Corporation | Greenlite | 8W/LED/BR20/D | 8W/LED/BR20/D |  | R20 | Reflector (Flood/Spot) | E26 (Medium) | Directional | LED | 3 | 50 | 99.3 | 63.2 |  |  |  | 540 | 8 | 67.5 | No | 25000 | 3000 | 82 | 15 | 0.7 | -20 | Dimmable | 5% |  | Damp Location Rated |  |  |  | 2014-06-02 | 2014-06-10 | United States | ES_31571_8W/LED/BR20/D_06102014032950_1023622 | 2212738
Halco Lighting Technologies | ProLED | R20FL8/830/LED | 80112 |  | R20 | Reflector (Flood/Spot) | E26 (Medium) | Directional | LED | 5 | 50 | 99.3 | 63 |  |  | 108 | 540 | 7 | 77.1 | No | 25000 | 3000 | 80 | 1 | 1 | -20 | Dimmable | 5% |  | Damp Location Rated |  |  |  | 2014-12-12 | 2014-12-22 | United States | ES_1020184_80112_10022014111441_1023683 | 2221148
Halco Lighting Technologies | ProLED | R20FL8/850/LED | 80114 |  | R20 | Reflector (Flood/Spot) | E26 (Medium) | Directional | LED | 5 | 50 | 99.6 | 62.3 |  |  | 108 | 580 | 7 | 82.9 | No | 25000 | 5000 | 84 | 20 | 0.9 | -20 | Dimmable | 5% |  | Damp Location Rated |  |  |  | 2014-12-09 | 2014-12-22 | United States | ES_1020184_80114_12222014022950_1023735 | 2229789
Halco Lighting Technologies | ProLED | R40FL16/POOL/LED | R40FL16/POOL/LED |  | BR40 | Reflector (Flood/Spot) | E26 (Medium) | Directional | LED | 5 | 85 | 164 | 127 |  |  | 106 | 1400 | 16.5 | 84.8 | No | 25000 | 6500 | 85 | 82 | 0.9 | -20 | Dimmable | 5% | No | Other, | No |  |  | 2016-07-09 | 2016-08-12 | United States | ES_1020184_R40FL16/POOL/LED_08152016084110_1024058 | 2275299
Halco Lighting Technologies | ProLED | BR40FL11/827/LED | BR40FL11/827/LED | ,80981,RETAIL NUMBER | BR40 | Reflector (Flood/Spot) | E26 (Medium) | Directional | LED | 5 | 75 | 164.6 | 126.7 |  |  | 103 | 940 | 11.5 | 81.7 | No | 25000 | 2700 | 83 | 12 | 0.9 | -20 | Dimmable | 5% | No | Damp Location Rated | No |  |  | 2016-03-22 | 2016-04-11 | United States, Canada | ES_1020184_BR40FL11/827/LED_04132016022220_1023992 | 2264039
Halco Lighting Technologies | ProLED | BR40FL11/830/LED | BR40FL11/830/LED | ,80980,retail number | BR40 | Reflector (Flood/Spot) | E26 (Medium) | Directional | LED | 5 | 75 | 164.6 | 126.7 |  |  | 103 | 970 | 11.5 | 84.4 | No | 25000 | 3000 | 83 | 9 | 0.9 | -20 | Dimmable | 5% | No | Damp Location Rated | No |  |  | 2016-03-22 | 2016-04-08 | United States | ES_1020184_BR40FL11/830/LED_04132016113221_1023992 | 2264038
Halco Lighting Technologies | ProLED | BR40FL16/827/LED | BR40FL16/827/LED | ,80983,RETAIL NUMBER | BR40 | Reflector (Flood/Spot) | E26 (Medium) | Directional | LED | 5 | 85 | 164 | 127 |  |  | 103 | 1200 | 16.5 | 72.7 | No | 25000 | 2700 | 82 | 10 | 0.9 | -20 | Dimmable | 5% | No | Damp Location Rated | No |  |  | 2016-03-22 | 2016-04-11 | United States, Canada | ES_1020184_BR40FL16/827/LED_04132016024620_1023992 | 2264041
Halco Lighting Technologies | ProLED | BR40FL16/830/LED | BR40FL16/830/LED | ,80982,retail number | BR40 | Reflector (Flood/Spot) | E26 (Medium) | Directional | LED | 5 | 85 | 164 | 127 |  |  | 103 | 1230 | 16.5 | 74.5 | No | 25000 | 3000 | 82 | 8 | 0.9 | -20 | Dimmable | 5% | No | Damp Location Rated | No |  |  | 2016-03-22 | 2016-04-11 | United States, Canada | ES_1020184_BR40FL16/830/LED_04132016023730_1023992 | 2264040
Halco Lighting Technologies | ProLED | BR40FL16/840/LED | BR40FL16/840/LED | ,80984,retail number | BR40 | Reflector (Flood/Spot) | E26 (Medium) | Directional | LED | 5 | 85 | 164 | 127 |  |  | 103 | 1280 | 16.5 | 77.6 | No | 25000 | 4000 | 82 | 8 | 0.9 | -20 | Dimmable | 5% | No | Damp Location Rated | No |  |  | 2016-03-22 | 2016-04-11 | United States, Canada | ES_1020184_BR40FL16/840/LED_04132016025220_1023992 | 2264051
Halco Lighting Technologies | ProLED | BR40FL16/850/LED | BR40FL16/850/LED | ,80985,retail number | BR40 | Reflector (Flood/Spot) | E26 (Medium) | Directional | LED | 5 | 85 | 164 | 127 |  |  | 103 | 1320 | 16.5 | 80 | No | 25000 | 5000 | 84 | 17 | 0.9 | -20 | Dimmable | 5% | No | Damp Location Rated | No |  |  | 2016-03-22 | 2016-04-11 | United States, Canada | ES_1020184_BR40FL16/850/LED_04132016025620_1023992 | 2264042
Halco Lighting Technologies | ProLED | BR40FL18/827/LED | 80124 |  | BR40 | Reflector (Flood/Spot) | E26 (Medium) | Directional | LED | 5 | 85 | 163.5 | 127.3 |  |  | 105 | 1200 | 17 | 70.6 | No | 25000 | 2700 | 81 | 2 | 1 | -20 | Dimmable | 10% |  | Not for Use in Recessed Fixtures |  |  |  | 2014-04-29 | 2014-09-23 | United States | ES_1020184_80124_09232014043730_1023676 | 2220098
Halco Lighting Technologies | ProLED | BR40FL18/830/LED | 80126 |  | BR40 | Reflector (Flood/Spot) | E26 (Medium) | Directional | LED | 5 | 85 | 163.5 | 127.3 |  |  | 103 | 1230 | 17 | 72.4 | No | 25000 | 3000 | 81 | 5 | 0.9 | -20 | Dimmable | 10% |  | Damp Location Rated,Not for Use in Enclosed Fixtures,Recessed Fixtures |  |  |  | 2014-12-12 | 2014-12-16 | United States | ES_1020184_80126_09252014043220_1023678 | 2220360
Halco Lighting Technologies | ProLED | BR40FL18/830/LED | 80182 |  | BR40 | Reflector (Flood/Spot) | E26 (Medium) | Directional | LED | 5 | 85 | 163.5 | 127.3 |  |  |  | 1230 | 17 | 72.4 | No | 25000 | 3000 | 81 | 5 | 1 | -20 | Dimmable | 10% |  | Not for Use in Enclosed Fixtures |  |  |  | 2015-01-26 | 2015-01-28 | United States, Canada | ES_1020184_80182_01282015031330_1023753 | 2231895
Halco Lighting Technologies | ProLED | BR40FL18/840/LED | 80128 |  | BR40 | Reflector (Flood/Spot) | E26 (Medium) | Directional | LED | 5 | 85 | 163.5 | 127.3 |  |  | 105 | 1280 | 17 | 75.3 | No | 25000 | 4000 | 82 | 12 | 1 | -20 | Dimmable | 10% |  | Damp Location Rated |  |  |  | 2014-12-12 | 2014-12-16 | United States | ES_1020184_80128_12162014094840_1023728 | 2229497
Greenlite Lighting Corporation | Greenlite | Directional LED Lamp | 7W/LED/R20D |  | R20 | Reflector (Flood/Spot) | E26 (Medium) | Directional | LED | 3 | 50 | 98.1 | 63.1 |  |  |  | 550 | 7 | 78.6 | No | 25000 | 3000 | 83 | 9 | 0.9 | -20 | Dimmable | 10% | No | Damp Location Rated | No |  |  | 2016-07-21 | 2016-07-22 | United States, Canada | ES_31571_7W/LED/R20D_07222016172305_2349790 | 2273624
Halco Lighting Technologies | ProLED | BR40FL18/850/LED | 80130 |  | BR40 | Reflector (Flood/Spot) | E26 (Medium) | Directional | LED | 5 | 85 | 163.5 | 127.3 |  |  | 105 | 1320 | 17 | 77.6 | No | 25000 | 5000 | 82 | 9 | 1 | -20 | Dimmable | 5% |  | Not for Use in Enclosed Fixtures |  |  |  | 2014-12-08 | 2014-12-16 | United States | ES_1020184_80130_12162014095330_1023729 | 2229491
GE Lighting | GE Lighting | LED13DBR40/5KCDN | 98597 |  | BR40 | Reflector (Flood/Spot) | E26 (Medium) | Directional | LED | 5 | 85 | 161 | 126 |  |  |  | 1070 | 13.3 | 80.5 | No | 25000 | 5000 | 83 | 4 | 0.9 | -20 | Dimmable | 10% |  | Damp Location Rated,Use With Timers,Enclosed Fixtures,Recessed Fixtures,Use With Photo And/Or Motion Sensors |  |  |  | 2014-07-30 | 2014-08-06 | Canada | ES_1120172_98597_09042015182152_0912564 | 2247378
GE Lighting | GE Lighting | LED13DBR40/5K/TP | 20445 | ,98610,; ,LED13BR40/DAYLT BX, | BR40 | Reflector (Flood/Spot) | E26 (Medium) | Directional | LED | 5 | 85 | 161 | 126 |  |  |  | 1070 | 13.3 | 80.5 | No | 25000 | 5000 | 83 | 4 | 0.9 | -20 | Dimmable | 10% |  | Damp Location Rated,Use With Timers,Enclosed Fixtures,Recessed Fixtures,Use With Photo And/Or Motion Sensors |  |  |  | 2014-07-30 | 2014-08-06 | United States, Canada | ES_1120172_20445_08062014201305_5985920 | 2217098
GE Lighting | GE Lighting | LED13DBR40/827 | 64176 |  | BR40 | Reflector (Flood/Spot) | E26 (Medium) | Directional | LED | 3 | 85 | 161 | 126 |  |  |  | 1070 | 13 | 70 | No | 25000 | 2700 | 81 | 14 | 0.9 | -20 | Dimmable | 10% |  | Damp Location Rated,Use With Timers,Enclosed Fixtures,Recessed Fixtures,Use With Photo And/Or Motion Sensors |  |  |  | 2014-06-30 | 2014-07-23 | United States, Canada | ES_1120172_64176_07232014150153_7713248 | 2216266
GE Lighting | GE Lighting | LED13DBR40/830 | 14708 |  | BR40 | Reflector (Flood/Spot) | E26 (Medium) | Directional | LED | 3 | 85 | 161 | 126 |  |  |  | 1070 | 13 | 70 | No | 25000 | 3000 | 81 | 14 | 0.9 | -20 | Dimmable | 10% |  | Damp Location Rated,Use With Timers,Enclosed Fixtures,Recessed Fixtures,Use With Photo And/Or Motion Sensors |  |  |  | 2014-06-30 | 2014-07-23 | United States, Canada | ES_1120172_14708_07232014150219_7739839 | 2216264
GE Lighting | GE Lighting | LED13DBR40/S6 | 35655 | ,40010,; ,98611,; ,LED13BR40/SW BX,; LED13DBR40/S,93843,; LED13DBR40/TP,89941, | BR40 | Reflector (Flood/Spot) | E26 (Medium) | Directional | LED | 3 | 85 | 161 | 126 |  |  |  | 1070 | 13 | 70 | No | 25000 | 2700 | 81 | 14 | 0.9 | -20 | Dimmable | 10% |  | Damp Location Rated,Use With Timers,Enclosed Fixtures,Recessed Fixtures,Use With Photo And/Or Motion Sensors |  |  |  | 2014-07-30 | 2014-08-06 | United States, Canada | ES_1120172_35655_08062014201400_6040703 | 2217099
Torchstar Corporation | TORCHSTAR | LED | DBBR40-17W30D |  | BR40 | Reflector (Flood/Spot) | E26 (Medium) | Directional | LED | 3 | 85 | 157 | 125 |  |  |  | 1100 | 17 | 64.7 | No | 40000 | 3000 | 83 | 8 | 1 | -20 | Dimmable | 15% |  | None |  |  |  | 2015-11-20 | 2015-11-24 | United States | ES_1127338_DBBR40-17W30D_11252015145849_3560258 | 2253595
Torchstar Corporation | TORCHSTAR | LED | DBBR40-17W40D |  | BR40 | Reflector (Flood/Spot) | E26 (Medium) | Directional | LED | 3 | 85 | 157 | 125 |  |  |  | 1100 | 17 | 64.7 | No | 40000 | 4000 | 85 | 14 | 1 | -20 | Dimmable | 15% |  | None |  |  |  | 2015-11-20 | 2015-11-24 | United States | ES_1127338_DBBR40-17W40D_11252015145849_3783941 | 2253596
Global Consumer Products, Inc. | Overdrive | 23W/ODR40 2700K | 129 |  | BR40 | Reflector (Flood/Spot) | E26 (Medium) | Directional | CFL | 2 | 85 | 162.3 | 126.5 |  | 1.6 |  | 1150 | 23 | 50 | No | 10000 | 2700 | 84 | 0 | 0.6 | -18 |  |  |  | None |  |  |  | 2014-09-17 | 2014-09-24 | United States | ES_1041291_129_09242014035620_1023677 | 2220198
Globe Electric Inc. | Globe | R30-15W | 1110 |  | R30 | Reflector (Flood/Spot) | E26 (Medium) | Directional | CFL | 9 | 65 | 132.9 | 94.6 |  | 2.5 |  | 700 | 15 | 46.7 | No | 10000 | 2700 | 83 | -7 | 0.6 | -23 |  |  |  | None |  |  |  | 2014-11-19 | 2014-11-21 | Canada | ES_0031577_01110_02032015114806_2772829 | 2232763
Goodlite Products Inc | GOODLITE | BR40/19/E/LED/30K | G-83302 |  | BR40 | Reflector (Flood/Spot) | E26 (Medium) | Directional | LED | 3 | 100 | 162.4 | 126.6 |  |  | 117 | 1600 | 19.1 | 83.8 | No | 25000 | 3000 | 83 | 8 | 1 | -20 | Dimmable | 10% |  | Damp Location Rated,Not for Use in Enclosed Fixtures |  |  |  | 2015-02-01 | 2015-05-13 | United States | ES_1121523_G-83302_05132015111331_1023808 | 2239255
Goodlite Products Inc | GOODLITE | LED Lamp | G-83396 |  | BR40 | Reflector (Flood/Spot) | E26 (Medium) | Directional | LED | 3 | 100 | 158.9 | 120 |  |  |  | 1400 | 17 | 82.4 | No | 25000 | 3000 | 83 | 9 | 0.9 | -20 | Dimmable | 10% | No | Damp Location Rated,Use With Timers,Use With Photo and/or Motion Sensors | No |  |  | 2016-06-20 | 2016-07-22 | United States, Canada | ES_1121523_G-83396_07222016162004_3214980 | 2273855
Grainger Industrial Supply | LUMAPRO | 2CUV9 | 2CUV9 |  | BR40 | Reflector (Flood/Spot) | E26 (Medium) | Directional | CFL | 2 | 85 | 162.3 | 126.5 |  | 1.6 |  | 1150 | 23 | 50 | No | 10000 | 2700 | 84 | 0 | 0.6 | -18 |  |  |  | None |  |  |  | 2014-09-17 | 2014-09-25 | United States | ES_1018394_2CUV9_09252014044950_1023678 | 2220362
Great Eagle Lighting Corporation | Great Eagle Lighting | B30ED11271DB | B30ED11271DB |  | R30 | Reflector (Flood/Spot) | E26 (Medium) | Directional | LED | 3 | 60 | 132 | 95 |  |  |  | 800 | 11 | 72.7 | No | 25000 | 2700 | 84 | 18 | 0.9 | -20 | Dimmable | 20% |  | Damp Location Rated,Recessed Fixtures |  |  |  | 2014-11-10 | 2016-03-01 | United States, Canada | ES_1130571_B30ED11271DB_06052015115424_5264186 | 2241115
Euri Lighting | Euri lighting | LED Lamp | ER30-1000E |  | BR30 | Reflector (Flood/Spot) | E26 (Medium) | Directional | LED | 3 | 85 | 134.6 | 94 |  |  | 120 | 1100 | 13 | 84.6 | No | 25000 | 3000 | 84 | 13 | 1 | -25 | Dimmable | 10% |  | None |  |  |  | 2015-09-03 | 2015-09-01 | United States | ES_1132791_ER30-1000E_09102015145550_8644388 | 2247678
Euri Lighting | Euri lighting | LED Lamp | ER30-1020E |  | BR30 | Reflector (Flood/Spot) | E26 (Medium) | Directional | LED | 3 | 85 | 134.6 | 94 |  |  | 120 | 1100 | 13 | 84.6 | No | 25000 | 2700 | 80 | 1 | 1 | -25 | Dimmable | 10% |  | None |  |  |  | 2015-09-03 | 2015-09-01 | United States | ES_1132791_ER30-1020E_09102015145550_3496900 | 2247679
Euri Lighting | Euri lighting | LED Lamp | ER30-1050E |  | BR30 | Reflector (Flood/Spot) | E26 (Medium) | Directional | LED | 3 | 85 | 134.6 | 94 |  |  | 120 | 1100 | 13 | 84.6 | No | 25000 | 5000 | 85 | 27 | 1 | -25 | Dimmable | 10% |  | None |  |  |  | 2015-09-03 | 2015-09-01 | United States | ES_1132791_ER30-1050E_09102015145550_3989750 | 2247680
Euri Lighting | Euri lighting | LED Lamp | ER40-1000E |  | BR40 | Reflector (Flood/Spot) | E26 (Medium) | Directional | LED | 3 | 100 | 161 | 124.5 |  |  | 120 | 1650 | 18.5 | 89.2 | No | 25000 | 3000 | 84 | 12 | 1 | -25 | Dimmable | 10% |  | None |  |  |  | 2015-09-03 | 2015-09-01 | United States | ES_1132791_ER40-1000E_09102015145607_9018353 | 2247675
Euri Lighting | Euri lighting | LED Lamp | ER40-1020E |  | BR40 | Reflector (Flood/Spot) | E26 (Medium) | Directional | LED | 3 | 100 | 161 | 124.5 |  |  | 120 | 1650 | 18.5 | 89.2 | No | 25000 | 2700 | 80 | 1 | 1 | -25 | Dimmable | 10% |  | None |  |  |  | 2015-09-03 | 2015-09-01 | United States | ES_1132791_ER40-1020E_09102015145607_9532220 | 2247676
Euri Lighting | Euri lighting | LED Lamp | ER40-1050E |  | BR40 | Reflector (Flood/Spot) | E26 (Medium) | Directional | LED | 3 | 100 | 161 | 124.5 |  |  | 120 | 1650 | 18.8 | 87.8 | No | 25000 | 5000 | 85 | 32 | 1 | -25 | Dimmable | 10% |  | None |  |  |  | 2015-09-03 | 2015-09-01 | United States | ES_1132791_ER40-1050E_09102015145607_2293559 | 2247677
Feit Electric | FEIT ELECTRIC | Directional BR40 | CEBR40/927/2 (L) |  | BR40 | Reflector (Flood/Spot) | E26 (Medium) | Directional | LED | 5 | 75 | 161.3 | 127.1 |  |  | 110 | 1065 | 15.5 | 68 | No | 25000 | 2700 | 91 | 55 | 0.9 | -25 | Dimmable | 5% |  | None |  |  |  | 2015-12-05 | 2015-12-07 | United States | ES_1018130_CEBR40/927/2 (L)_12102015130538_9891396 | 2254578
Feit Electric | FEIT ELECTRIC | Directional LED LAMP | BR40/DM/5K/LED |  | BR40 | Reflector (Flood/Spot) | E26 (Medium) | Directional | LED | 3 | 75 | 161.2 | 120.5 |  |  |  | 1000 | 13 | 76.9 | No | 25000 | 5000 | 84 | 13 | 1 | -25 | Dimmable | 10% |  | Damp Location Rated,Use With Timers,Enclosed Fixtures,Recessed Fixtures,Use With Photo And/Or Motion Sensors |  |  |  | 2015-08-31 | 2015-08-31 | United States, Canada | ES_1018130_BR40/DM/5K/LED_08312015143521_9027895 | 2247664
Feit Electric | FEIT ELECTRIC | BR40 Flood | BR40DM/927/LEDG2 | ,,Retail Number: BPCE75BR40/927/LED; ,,Retail Number: BR40/927/LED; ,,Retail Number: BR40/927/LED/SCE; ,,Retail Number: CEBR40/927/LED | BR40 | Reflector (Flood/Spot) | E26 (Medium) | Directional | LED | 5 | 75 | 162.3 | 120.1 |  |  | 110 | 1065 | 16 | 66.6 | No | 25000 | 2700 | 95 | 62 | 1 | -25 | Dimmable | 5% |  | Damp Location Rated,Use With Timers,Enclosed Fixtures,Recessed Fixtures,Use With Photo And/Or Motion Sensors |  |  |  | 2014-09-10 | 2014-11-06 | United States | ES_1018130_BR40DM/927/LEDG2_11062014164602_3769941 | 2226458
Feit Electric | FEIT ELECTRIC | CFL 18W BR38 | ESL18BR38/ECO | ,BPESL18BR38T, | BR38 | Reflector (Flood/Spot) | E26 (Medium) | Directional | CFL | 2 | 75 | 151.1 | 119.6 |  | 1 |  | 950 | 18.8 | 52.8 | No | 10000 | 2700 | 83 | -16 | 0.6 | -20 |  |  |  | Wet Location Rated |  |  |  | 2015-02-10 | 2015-02-11 | United States | ES_1018130_ESL18BR38/ECO_02112015113841_1023765 | 2232998
Feit Electric | FEIT ELECTRIC | LED BR40 | BR4075/927/LED | ,,Retail Number: BR40/927/LED(C1) | BR40 | Reflector (Flood/Spot) | E26 (Medium) | Directional | LED | 5 | 75 | 161.5 | 120.2 |  |  |  | 1065 | 15.5 | 68.7 | No | 25000 | 2700 | 92 | 57 | 0.9 | -25 | Dimmable | 5% | Yes | Damp Location Rated,Use With Timers,Use With Photo and/or Motion Sensors | No |  |  | 2016-07-20 | 2016-08-01 | United States | ES_1018130_BR4075/927/LED_08012016111544_5689719 | 2281132
Feit Electric | FEIT ELECTRIC | LED BR40 | BR40/927 | ,,Retail Number: CEBR40/927/2 | BR40 | Reflector (Flood/Spot) | E26 (Medium) | Directional | LED | 5 | 75 | 159.8 | 119.8 |  |  |  | 1065 | 15.5 | 68.7 | No | 25000 | 2700 | 92 | 60 | 0.9 | -25 | Dimmable | 5% |  | Damp Location Rated,Use With Timers,Enclosed Fixtures,Recessed Fixtures,Use With Photo And/Or Motion Sensors |  |  |  | 2016-01-15 | 2016-01-22 | United States | ES_1018130_BR40/927_01222016113444_6342465 | 2257361
Feit Electric | FEIT ELECTRIC | LED BR40 | BR40DM75/850/LED | ,,Retail Number: BR40DM75/850/LED/2 | BR40 | Reflector (Flood/Spot) | E26 (Medium) | Directional | LED | 3 | 75 | 162.1 | 119.9 |  |  |  | 1000 | 13 | 76.9 | No | 25000 | 5000 | 84 | 13 | 1 | -25 | Dimmable | 5% | Yes | Damp Location Rated,Use With Timers,Use With Photo and/or Motion Sensors | No |  |  | 2016-06-01 | 2016-06-14 | United States | ES_1018130_BR40DM75/850/LED_06142016154301_4398594 | 2281136
Feit Electric | FEIT ELECTRIC | LED BR40 | BR40DM75/LED | ,,Retail Number: BR40DM75/LED/2 | BR40 | Reflector (Flood/Spot) | E26 (Medium) | Directional | LED | 3 | 75 | 162.3 | 120 |  |  |  | 1050 | 15 | 70 | No | 25000 | 2700 | 81 | 3 | 0.9 | -25 | Dimmable | 5% | Yes | Damp Location Rated,Use With Timers,Use With Photo and/or Motion Sensors | No |  |  | 2016-06-30 | 2016-08-05 | United States | ES_1018130_BR40DM75/LED_08052016171022_3298492 | 2281144
Feit Electric | FEIT ELECTRIC | LED BR40 | CEBR40/927/2 (L) |  | BR40 | Reflector (Flood/Spot) | E26 (Medium) | Directional | LED | 5 | 75 | 161.3 | 127.1 |  |  | 110 | 1065 | 15.5 | 68.7 | No | 25000 | 2700 | 91 | 55 | 0.9 | -25 | Dimmable | 5% | Yes | None | No |  |  | 2016-10-15 | 2016-10-17 | United States | ES_1018130_CEBR40/927/2 (L)_10212016144955_4499583 | 2282048
Feit Electric | FEIT ELECTRIC | LED BR40 Dimmable | BR40/DM/LEDG2 | ,,Retail Number: BR40/DM/LED/4; ,,Retail Number: BR40/DM/LEDG2/4 | BR40 | Reflector (Flood/Spot) | E26 (Medium) | Directional | LED | 3 | 75 | 162.6 | 120.3 |  |  |  | 1065 | 16 | 66.6 | No | 25000 | 2700 | 83 | 11 | 1 | -25 | Dimmable | 10% |  | Damp Location Rated,Use With Timers,Enclosed Fixtures,Recessed Fixtures,Use With Photo And/Or Motion Sensors |  |  |  | 2014-11-14 | 2014-11-13 | United States, Canada | ES_1018130_BR40/DM/LEDG2_11132014165214_8885232 | 2226492
FUDAKINLED LIGHTING LTD. | FUDAKINLED | FDK-BR20-07-27K-D | FDK-BR20-07-27K-D |  | R20 | Reflector (Flood/Spot) | E26 (Medium) | Directional | LED | 3 | 50 | 98 | 64 |  |  | 107 | 550 | 7.3 | 75.3 | No | 25000 | 2700 | 82 | 13 | 0.9 | -20 | Dimmable | 9% |  | Damp Location Rated,Not for Use in Enclosed Fixtures |  |  |  | 2014-12-25 | 2015-04-29 | United States, Canada | ES_1126393_FDK-BR20-07-27K-D_04292015112111_1023802 | 2238278
FUDAKINLED LIGHTING LTD. | FUDAKINLED | FDK-BR20-07-30K-D | FDK-BR20-07-30K-D |  | R20 | Reflector (Flood/Spot) | E26 (Medium) | Directional | LED | 3 | 50 | 98 | 64 |  |  | 106 | 550 | 7.4 | 74.3 | No | 25000 | 3000 | 83 | 17 | 0.9 | -20 | Dimmable | 9% |  | Damp Location Rated,Not for Use in Enclosed Fixtures |  |  |  | 2014-12-25 | 2015-04-29 | United States, Canada | ES_1126393_FDK-BR20-07-30K-D_04292015113951_1023802 | 2238279
FUDAKINLED LIGHTING LTD. | FUDAKINLED | FDK-BR40-17-30K-D | FDK-BR40-17-30K-D |  | BR40 | Reflector (Flood/Spot) | E26 (Medium) | Directional | LED | 3 | 100 | 160.1 | 119.9 |  |  | 109 | 1400 | 17 | 82.4 | No | 25000 | 3000 | 83 | 17 | 0.9 | -20 | Dimmable | 10% |  | Damp Location Rated,Not for Use in Enclosed Fixtures |  |  |  | 2014-04-04 | 2015-04-29 | United States, Canada | ES_1126393_FDK-BR40-17-30K-D_04292015123331_1023802 | 2238269
Feit Electric | FEIT ELECTRIC | CFL Lamp | ESL18BR40 | ,,Retail Number: BPESL18R40T; ,,Retail Number: ESL18BR40/2/ECO; ,,Retail Number: ESL18BR40/ECO | BR40 | Reflector (Flood/Spot) | E26 (Medium) | Directional | CFL | 2 | 75 | 159.9 | 119.5 |  | 2.5 |  | 950 | 18 | 52.8 | No | 10000 | 2700 | 83 | -3 | 0.6 | -28 |  |  |  | Damp Location Rated,Enclosed Fixtures,Recessed Fixtures |  |  |  | 2015-03-15 | 2015-03-20 | United States, Canada | ES_1018130_ESL18BR40_03202015182721_0917643 | 2235062
Feit Electric | FEIT ELECTRIC | CFL Lamp | ESL18BR40/35K | ,,Retail Number: ESL18BR40/BW; ,,Retail Number: ESL18BR40/BW/2 | BR40 | Reflector (Flood/Spot) | E26 (Medium) | Directional | CFL | 2 | 75 | 149.2 | 119.5 |  | 2.5 |  | 950 | 18 | 52.8 | No | 10000 | 3500 | 85 | 9 | 0.6 | -28 |  |  |  | Damp Location Rated,Enclosed Fixtures,Recessed Fixtures |  |  |  | 2015-02-25 | 2015-03-24 | United States, Canada | ES_1018130_ESL18BR40/35K_03242015184612_3589213 | 2235823
Feit Electric | FEIT ELECTRIC | CFL Lamp | ESL18BR40/5K |  | BR40 | Reflector (Flood/Spot) | E26 (Medium) | Directional | CFL | 2 | 75 | 151 | 119.3 |  | 2.5 |  | 950 | 18 | 52.8 | No | 10000 | 5000 | 84 | 26 | 0.6 | -28 |  |  |  | Damp Location Rated,Enclosed Fixtures,Recessed Fixtures |  |  |  | 2015-02-25 | 2015-03-24 | United States, Canada | ES_1018130_ESL18BR40/5K_03242015184623_1154865 | 2235824
Feit Electric | FEIT ELECTRIC | CFL Lamp | ESL18BR40/65K | ,,Retail Number: ESL18BR40/D; ,,Retail Number: ESL18BR40/D/2 | BR40 | Reflector (Flood/Spot) | E26 (Medium) | Directional | CFL | 2 | 75 | 151.6 | 119.2 |  | 2.5 |  | 950 | 18 | 52.8 | No | 10000 | 6500 | 86 | 49 | 0.5 | -28 |  |  |  | Damp Location Rated,Enclosed Fixtures,Recessed Fixtures |  |  |  | 2015-02-25 | 2015-03-24 | United States, Canada | ES_1018130_ESL18BR40/65K_03242015184532_0029942 | 2235822
Feit Electric | FEIT ELECTRIC | CFL Lamp | ESL23BR40 | ,,Retail Number: BPESL23BR40; ,,Retail Number: ESL23R40H/2/ECO; ,,Retail Number: ESL23R40H/ECO; ,,Retail Number: ESL23R40H/ECO/12 | BR40 | Reflector (Flood/Spot) | E26 (Medium) | Directional | CFL | 2 | 90 | 156.2 | 119.4 |  | 2.5 |  | 1260 | 23 | 54.8 | No | 10000 | 2700 | 83 | -6 | 0.6 | -28 |  |  |  | Damp Location Rated,Not for Use in Enclosed Fixtures,Recessed Fixtures |  |  |  | 2015-01-14 | 2015-01-14 | United States | ES_1018130_ESL23BR40_01142015143122_0297485 | 2235045
Feit Electric | FEIT ELECTRIC | CFL Lamp | ESL23BR40/41K | ,,Retail Number: ESL23R40H/ECO/41K | BR40 | Reflector (Flood/Spot) | E26 (Medium) | Directional | CFL | 2 | 90 | 156.3 | 119.5 |  | 2.5 |  | 1260 | 23 | 54.8 | No | 10000 | 4100 | 85 | 34 | 0.6 | -28 |  |  |  | Damp Location Rated,Not for Use in Enclosed Fixtures,Recessed Fixtures |  |  |  | 2015-07-30 | 2015-08-04 | United States | ES_1018130_ESL23BR40/41K_08042015145643_3098251 | 2245298
Feit Electric | FEIT ELECTRIC | CFL Lamp | ESL23BR40/65K |  | BR40 | Reflector (Flood/Spot) | E26 (Medium) | Directional | CFL | 2 | 90 | 156.7 | 119.5 |  | 2.5 |  | 1260 | 23 | 54.8 | No | 10000 | 6500 | 86 | 58 | 0.6 | -28 |  |  |  | Damp Location Rated,Not for Use in Enclosed Fixtures,Recessed Fixtures |  |  |  | 2015-01-14 | 2015-01-14 | United States | ES_1018130_ESL23BR40/65K_01142015143030_2087530 | 2235044
Lowe's Home Improvement | Utilitech | CFL 18W BR40 | 19125 | ,LBP18R402/27K/CAN,RETAIL NUMBER | BR40 | Reflector (Flood/Spot) | E26 (Medium) | Directional | CFL | 2 | 75 | 159.9 | 119.5 |  | 1 |  | 950 | 18 | 52.8 | No | 10000 | 2700 | 83 | -3 | 0.6 | -20 |  |  |  | Damp Location Rated |  |  |  | 2015-02-15 | 2015-07-07 | Canada | ES_1114486_0019125_07082015043620_1023846 | 2242932
lGI Technology | LGI | DMP23 | FE-R38-23W |  | BR40 | Reflector (Flood/Spot) | E26 (Medium) | Directional | CFL | 3 | 85 | 156.3 | 119.8 |  | 2.5 |  | 1200 | 23.3 | 51.5 | No | 10000 | 2700 | 82 | -2 | 0.6 | -24 |  |  |  | None |  |  |  | 2015-04-01 | 2015-03-20 | United States | ES_1130144_FE-R38-23W_03272015161031_8297060 | 2235274
Lowe's Home Improvement | Utilitech | CFL 18W BR40 | 22519 | ,LBP18R402/27K,RETAIL NUMBER | BR40 | Reflector (Flood/Spot) | E26 (Medium) | Directional | CFL | 2 | 75 | 159.9 | 119.5 |  | 1 |  | 950 | 18 | 52.8 | No | 10000 | 2700 | 83 | -3 | 0.6 | -20 |  |  |  | Damp Location Rated |  |  |  | 2015-02-15 | 2015-07-07 | United States, Canada | ES_1114486_0022519_07082015043620_1023845 | 2242929
Lowe's Home Improvement | Utilitech | CFL 18W BR40 3500K | 19153 | ,LBP18R40/35K/CAN,RETAIL NUMBER | BR40 | Reflector (Flood/Spot) | E26 (Medium) | Directional | CFL | 2 | 75 | 151.6 | 119.2 |  | 1 |  | 950 | 18 | 52.8 | No | 10000 | 3500 | 85 | 9 | 0.6 | -20 |  |  |  | Damp Location Rated |  |  |  | 2015-02-15 | 2015-07-07 | Canada | ES_1114486_0019153_07082015031950_1023846 | 2242930
Lowe's Home Improvement | Utilitech | CFL 18W BR40 3500K | 296863 | ,LBP18R40/35K,RETAIL NUMBER | BR40 | Reflector (Flood/Spot) | E26 (Medium) | Directional | CFL | 2 | 75 | 151.6 | 119.2 |  | 1 |  | 950 | 18 | 52.8 | No | 10000 | 3500 | 85 | 9 | 0.6 | -20 |  |  |  | Damp Location Rated |  |  |  | 2015-02-15 | 2015-07-07 | United States, Canada | ES_1114486_0296863_07082015031950_1023845 | 2242928
Lowe's Home Improvement | Utilitech | CFL 18W BR40 6500K | 19170 | ,LBP18R40/65K/CAN,RETAIL NUMBER | BR40 | Reflector (Flood/Spot) | E26 (Medium) | Directional | CFL | 2 | 75 | 151.6 | 119.2 |  | 1 |  | 950 | 18 | 52.8 | No | 10000 | 6500 | 86 | 49 | 0.6 | -20 |  |  |  | Damp Location Rated |  |  |  | 2015-02-15 | 2015-07-07 | Canada | ES_1114486_0019170_07082015031950_1023845 | 2242931
LUX Technology Group | LUX Technology Group | LED BR40 Lamp | LBR40TSE26D17-27K |  | BR40 | Reflector (Flood/Spot) | E26 (Medium) | Directional | LED | 5 | 100 | 158.7 | 120 |  |  | 109 | 1400 | 17 | 82.4 | No | 25000 | 2700 | 82 | 9 | 0.9 | -20 | Dimmable | 10% |  | Damp Location Rated,Not for Use in Enclosed Fixtures |  |  |  | 2015-08-10 | 2015-08-10 | United States, Canada | ES_1130823_LBR40TSE26D17-27K_08122015034730_1023871 | 2245484
LUX Technology Group | LUX Technology Group | LED BR40 Lamp | LBR40TSE26D17-30K |  | BR40 | Reflector (Flood/Spot) | E26 (Medium) | Directional | LED | 5 | 100 | 158.7 | 120 |  |  | 110 | 1400 | 17 | 82.4 | No | 25000 | 3000 | 82 | 9 | 0.9 | -20 | Dimmable | 10% |  | Damp Location Rated,Not for Use in Enclosed Fixtures |  |  |  | 2015-08-10 | 2015-08-10 | United States, Canada | ES_1130823_LBR40TSE26D17-30K_08122015034950_1023871 | 2245485
LUX Technology Group | LUX Technology Group | LED BR40 Lamp | LBR40TSE26D17-40K |  | BR40 | Reflector (Flood/Spot) | E26 (Medium) | Directional | LED | 5 | 100 | 158.7 | 120 |  |  | 110 | 1450 | 17 | 85.3 | No | 25000 | 4000 | 84 | 15 | 0.9 | -20 | Dimmable | 10% |  | Damp Location Rated,Not for Use in Enclosed Fixtures |  |  |  | 2015-08-11 | 2015-08-11 | United States, Canada | ES_1130823_LBR40TSE26D17-40K_08122015035000_1023871 | 2245486
LUX Technology Group | LUX Technology Group | LED BR40 Lamp | LBR40TSE26D17-50K |  | BR40 | Reflector (Flood/Spot) | E26 (Medium) | Directional | LED | 3 | 100 | 158.7 | 120 | 505 |  | 111 | 1450 | 17 | 85.3 | No | 25000 | 5000 | 85 | 17 | 0.9 | -20 | Dimmable | 10% |  | Damp Location Rated |  |  |  | 2015-08-11 | 2015-08-11 | United States, Canada | ES_1130823_LBR40TSE26D17-50K_08122015040330_1023871 | 2245487
LUX Technology Group | LUX Technology Group | LED Lamp BR40 | LBR40JTE26D17-30K |  | BR40 | Reflector (Flood/Spot) | E26 (Medium) | Directional | LED | 5 | 85 | 157 | 125 |  |  |  | 1100 | 17 | 64.7 | No | 25000 | 3000 | 83 | 8 | 1 | -20 | Dimmable | 20% |  | Not for Use in Enclosed Fixtures |  |  |  | 2014-12-20 | 2014-12-23 | United States, Canada | ES_1130823_LBR40JTE26D17-30K_12232014012840_1023735 | 2229964
LUX Technology Group | LUX Technology Group | LED R20 Lamp | LBR20TSE26D07-27K |  | R20 | Reflector (Flood/Spot) | E26 (Medium) | Directional | LED | 5 | 50 | 96.2 | 63.3 |  |  | 109 | 550 | 7.2 | 76.4 | No | 25000 | 2700 | 82 | 8 | 0.9 | -20 | Dimmable | 10% |  | Damp Location Rated,Not for Use in Enclosed Fixtures |  |  |  | 2015-08-06 | 2015-08-10 | United States, Canada | ES_1130823_LBR20TSE26D07-27K_08102015125001_1023868 | 2245402
LUX Technology Group | LUX Technology Group | LED R20 Lamp | LBR20TSE26D07-30K |  | R20 | Reflector (Flood/Spot) | E26 (Medium) | Directional | LED | 5 | 50 | 96.2 | 63.4 |  |  | 109 | 550 | 7.1 | 77.5 | No | 25000 | 3000 | 82 | 6 | 0.9 | -20 | Dimmable | 10% |  | Damp Location Rated,Not for Use in Enclosed Fixtures |  |  |  | 2015-08-06 | 2015-08-10 | United States, Canada | ES_1130823_LBR20TSE26D07-30K_08102015125551_1023869 | 2245403
LUX Technology Group | LUX Technology Group | LED R20 Lamp | LBR20TSE26D07-40K |  | R20 | Reflector (Flood/Spot) | E26 (Medium) | Directional | LED | 5 | 50 | 96.2 | 63.3 |  |  | 109 | 600 | 7 | 85.7 | No | 25000 | 4000 | 84 | 16 | 0.9 | -20 | Dimmable | 10% |  | Damp Location Rated,Not for Use in Enclosed Fixtures |  |  |  | 2015-08-06 | 2015-08-10 | United States, Canada | ES_1130823_LBR20TSE26D07-40K_08102015011550_1023869 | 2245404
LUX Technology Group | LUX Technology Group | LED R20 Lamp | LBR20TSE26D07-50K |  | R20 | Reflector (Flood/Spot) | E26 (Medium) | Directional | LED | 5 | 50 | 96.2 | 63.3 |  |  | 108 | 600 | 7 | 85.7 | No | 25000 | 5000 | 85 | 18 | 0.9 | -20 | Dimmable | 10% |  | Damp Location Rated,Not for Use in Enclosed Fixtures |  |  |  | 2015-08-06 | 2015-08-10 | United States, Canada | ES_1130823_LBR20TSE26D07-50K_08102015011110_1023869 | 2245405
MAKENA ELECTRONIC (SHEN ZHEN) CO., LT | Makena | LRR40A012AA | LRR40A012AA |  | BR40 | Reflector (Flood/Spot) | E26 (Medium) | Directional | LED | 5 | 75 | 158.1 | 120.2 |  |  | 100 | 1050 | 12 | 87.5 | No | 25000 | 2700 | 82 | 10 | 1 | -33 | Dimmable | 10% |  | Damp Location Rated,Not for Use in Enclosed Fixtures |  |  |  | 2015-08-30 | 2015-11-10 | United States, Canada | ES_1134491_LRR40A012AA_11102015011330_1023924 | 2252270
Maxlite | MaxLED | 14BR40DLED930 | 14BR40DLED930 |  | BR40 | Reflector (Flood/Spot) | E26 (Medium) | Directional | LED | 5 | 75 | 159.2 | 119.9 | 353 |  | 107 | 1000 | 14 | 71.4 | No | 25000 | 3000 | 93 | 73 | 0.9 | -20 | Dimmable | 10% |  | Damp Location Rated,Not for Use in Enclosed Fixtures |  |  |  | 2015-06-12 | 2015-09-16 | United States | ES_1018391_14BR40DLED930_09162015213904_9544480 | 2248079
Maxlite | MaxLED | 14BR40DLED930/G2 | 14BR40DLED930/G2 |  | BR40 | Reflector (Flood/Spot) | E26 (Medium) | Directional | LED | 5 | 75 | 158.3 | 119.9 |  |  | 110 | 1000 | 14 | 71.4 | No | 25000 | 3000 | 93 | 70 | 0.9 | -20 | Dimmable | 10% |  | Damp Location Rated,Not for Use in Enclosed Fixtures |  |  |  | 2016-03-25 | 2016-04-20 | United States | ES_1018391_14BR40DLED930/G2_04202016223313_1593152 | 2265082
Maxlite | MaxLED | 17BR40DLED27 | 17BR40DLED27 |  | BR40 | Reflector (Flood/Spot) | E26 (Medium) | Directional | LED | 5 | 100 | 160.1 | 119.9 |  |  | 111 | 1400 | 17 | 82.4 | No | 25000 | 2700 | 82 | 12 | 0.9 | -20 | Dimmable | 10% |  | Damp Location Rated |  |  |  | 2014-08-01 | 2014-07-17 | United States | ES_1018391_17BR40DLED27_07172014140306_5786984 | 2215679
Maxlite | MaxLED | 17BR40DLED27/G2 | 17BR40DLED27/G2 |  | BR40 | Reflector (Flood/Spot) | E26 (Medium) | Directional | LED | 5 | 100 | 158.7 | 120 | 491 |  | 110 | 1400 | 17 | 82.4 | No | 25000 | 2700 | 82 | 9 | 0.9 | -20 | Dimmable | 10% |  | Damp Location Rated,Not for Use in Enclosed Fixtures |  |  |  | 2015-12-24 | 2016-01-29 | United States | ES_1018391_17BR40DLED27/G2_01292016205008_0608253 | 2257518
Maxlite | MaxLED | 17BR40DLED30 | 17BR40DLED30 |  | BR40 | Reflector (Flood/Spot) | E26 (Medium) | Directional | LED | 5 | 100 | 158.2 | 120 |  |  | 108 | 1400 | 17 | 82.4 | No | 25000 | 3000 | 83 | 17 | 0.9 | -20 | Dimmable | 10% |  | Damp Location Rated |  |  |  | 2014-08-01 | 2014-07-17 | United States | ES_1018391_17BR40DLED30_07172014140326_5806385 | 2215680
Maxlite | MaxLED | ﻿17BR40DLED30/G2 | ﻿17BR40DLED30/G2 |  | BR40 | Reflector (Flood/Spot) | E26 (Medium) | Directional | LED | 5 | 100 | 159.4 | 120.2 | 512 |  | 110 | 1400 | 17 | 82.4 | No | 25000 | 3000 | 82 | 9 | 0.9 | -20 | Dimmable | 10% |  | Damp Location Rated,Not for Use in Enclosed Fixtures |  |  |  | 2015-12-24 | 2016-01-29 | United States | ES_1018391_﻿17BR40DLED30/G2_01292016205022_0622296 | 2257519
Maxlite | MaxLED | ﻿17BR40DLED40/G2 | ﻿17BR40DLED40/G2 |  | BR40 | Reflector (Flood/Spot) | E26 (Medium) | Directional | LED | 5 | 100 | 158.8 | 119.8 | 512 |  | 110 | 1400 | 17 | 82.4 | No | 25000 | 4000 | 84 | 15 | 0.9 | -20 | Dimmable | 10% |  | Damp Location Rated,Not for Use in Enclosed Fixtures |  |  |  | 2015-12-24 | 2016-01-29 | United States | ES_1018391_﻿17BR40DLED40/G2_01292016205036_0636332 | 2257520
Maxlite | MaxLED | 17BR40DLED41 | 17BR40DLED41 |  | BR40 | Reflector (Flood/Spot) | E26 (Medium) | Directional | LED | 5 | 100 | 162.5 | 119.9 | 567 |  | 110 | 1400 | 17 | 82.4 | No | 25000 | 4000 | 84 | 13 | 0.9 | -20 | Dimmable | 10% |  | Damp Location Rated,Not for Use in Enclosed Fixtures |  |  |  | 2015-06-01 | 2015-09-16 | United States | ES_1018391_17BR40DLED41_09162015214850_0130816 | 2248080
Maxlite | MaxLED | 7BR20DLED27 | 7BR20DLED27 |  | R20 | Reflector (Flood/Spot) | E26 (Medium) | Directional | LED | 5 | 50 | 98 | 64 |  |  | 107 | 550 | 7 | 78.6 | No | 25000 | 2700 | 82 | 13 | 0.9 | -20 | Dimmable | 10% |  | Damp Location Rated |  |  |  | 2014-08-01 | 2014-07-17 | United States | ES_1018391_7BR20DLED27_07172014140250_5770127 | 2215681
Maxlite | MaxLED | ﻿7BR20DLED27/G2 | ﻿7BR20DLED27/G2 |  | R20 | Reflector (Flood/Spot) | E26 (Medium) | Directional | LED | 5 | 50 | 96.2 | 63.3 | 198 |  | 110 | 550 | 7.2 | 76.4 | No | 25000 | 2700 | 82 | 8 | 0.9 | -20 | Dimmable | 10% |  | Damp Location Rated,Not for Use in Enclosed Fixtures |  |  |  | 2015-11-03 | 2015-11-16 | United States | ES_1018391_﻿7BR20DLED27/G2_11162015205818_7498484 | 2252680
Maxlite | MaxLED | 7BR20DLED30 | 7BR20DLED30 |  | R20 | Reflector (Flood/Spot) | E26 (Medium) | Directional | LED | 5 | 50 | 98 | 64 |  |  | 110 | 550 | 7.4 | 78.7 | No | 25000 | 3000 | 83 | 17 | 0.9 | -20 | Dimmable | 10% |  | Damp Location Rated |  |  |  | 2014-09-22 | 2014-10-21 | United States | ES_1018391_7BR20DLED30_10212014173411_2851905 | 2222915
Maxlite | MaxLED | ﻿7BR20DLED30/G2 | ﻿7BR20DLED30/G2 |  | R20 | Reflector (Flood/Spot) | E26 (Medium) | Directional | LED | 5 | 50 | 96.1 | 63.7 | 213 |  | 110 | 550 | 7.1 | 77.5 | No | 25000 | 3000 | 82 | 6 | 0.9 | -20 | Dimmable | 10% |  | Damp Location Rated,Not for Use in Enclosed Fixtures |  |  |  | 2015-11-03 | 2015-11-16 | United States | ES_1018391_﻿7BR20DLED30/G2_11162015205843_7523045 | 2252681
Maxlite | MaxLED | ﻿7BR20DLED40/G2 | ﻿7BR20DLED40/G2 |  | R20 | Reflector (Flood/Spot) | E26 (Medium) | Directional | LED | 5 | 50 | 96.8 | 63 | 212 |  | 110 | 550 | 7 | 78.6 | No | 25000 | 4000 | 84 | 16 | 0.9 | -20 | Dimmable | 10% |  | Damp Location Rated,Not for Use in Enclosed Fixtures |  |  |  | 2015-11-03 | 2015-11-16 | United States | ES_1018391_﻿7BR20DLED40/G2_11162015205907_7547570 | 2252682
Maxxima | MAXXIMA | LED | MLB-BR2070W |  | R20 | Reflector (Flood/Spot) | E26 (Medium) | Directional | LED | 3 | 50 | 96.2 | 63.4 |  |  | 109 | 600 | 7.1 | 84.5 | No | 25000 | 3000 | 82 | 6 | 0.9 | -20 | Dimmable | 10% |  | Damp Location Rated,Not for Use in Enclosed Fixtures |  |  |  | 2015-05-20 | 2016-01-04 | United States, Canada | ES_1061198_MLB-BR2070W_01042016022000_1023947 | 2255795
Maxxima | MAXXIMA | LED | MLB-BR30120NW |  | BR30 | Reflector (Flood/Spot) | E26 (Medium) | Directional | LED | 3 | 75 | 128.9 | 95.7 |  |  | 110 | 950 | 11 | 86.4 | No | 25000 | 4000 | 84 | 16 | 1 | -20 | Dimmable | 10% |  | Damp Location Rated,Not for Use in Enclosed Fixtures |  |  |  | 2015-05-15 | 2016-01-04 | United States, Canada | ES_1061198_MLB-BR30120NW_01042016022730_1023948 | 2255796
Maxxima | MAXXIMA | LED | MLB-BR30120W |  | BR30 | Reflector (Flood/Spot) | E26 (Medium) | Directional | LED | 3 | 75 | 128.9 | 94.7 |  |  | 110 | 950 | 11 | 86.4 | No | 25000 | 3000 | 82 | 9 | 1 | -20 | Dimmable | 10% |  | Damp Location Rated,Not for Use in Enclosed Fixtures |  |  |  | 2015-04-28 | 2015-07-22 | United States, Canada | ES_1061198_MLB-BR30120W_04282015064840_1023802 | 2238142
Maxxima | MAXXIMA | LED | MLB-BR40140NW |  | BR40 | Reflector (Flood/Spot) | E26 (Medium) | Directional | LED | 3 | 75 | 158.1 | 119.7 |  |  | 110 | 1100 | 12 | 91.7 | No | 25000 | 4000 | 84 | 15 | 0.9 | -20 | Dimmable | 10% |  | Damp Location Rated,Not for Use in Enclosed Fixtures |  |  |  | 2015-05-20 | 2016-01-04 | United States, Canada | ES_1061198_MLB-BR40140NW_01042016023950_1023948 | 2255797
Maxxima | MAXXIMA | LED | MLB-BR40140W |  | BR40 | Reflector (Flood/Spot) | E26 (Medium) | Directional | LED | 3 | 75 | 158.1 | 120.2 |  |  | 110 | 1100 | 12 | 91.7 | No | 25000 | 3000 | 82 | 10 | 1 | -20 | Dimmable | 10% |  | Damp Location Rated,Not for Use in Enclosed Fixtures |  |  |  | 2015-04-28 | 2015-07-22 | United States, Canada | ES_1061198_MLB-BR40140W_04282015070550_1023802 | 2238143
Maxxima | MAXXIMA | LED | MLB-BR40200NW |  | BR40 | Reflector (Flood/Spot) | E26 (Medium) | Directional | LED | 3 | 100 | 158.7 | 120 |  |  | 110 | 1500 | 17 | 88.2 | No | 25000 | 4000 | 84 | 15 | 0.9 | -20 | Dimmable | 10% |  | Damp Location Rated,Not for Use in Enclosed Fixtures |  |  |  | 2015-05-20 | 2016-01-04 | United States, Canada | ES_1061198_MLB-BR40200NW_01042016024330_1023948 | 2255798
Maxxima | MAXXIMA | LED | MLB-BR40200W |  | BR40 | Reflector (Flood/Spot) | E26 (Medium) | Directional | LED | 3 | 100 | 158.7 | 120 |  |  | 110 | 1500 | 17 | 88.2 | No | 25000 | 3000 | 82 | 9 | 0.9 | -20 | Dimmable | 10% |  | Damp Location Rated,Not for Use in Enclosed Fixtures |  |  |  | 2015-04-28 | 2015-07-22 | United States, Canada | ES_1061198_MLB-BR40200W_04282015071440_1023803 | 2238144
Megalight Inc. | MegaLight | LED | LBR2000830 |  | R20 | Reflector (Flood/Spot) | E26 (Medium) | Directional | LED | 5 | 50 | 95 | 64 |  |  |  | 500 | 7.5 | 66.7 | No | 25000 | 2700 | 82 | 5 | 0.9 | -40 | Dimmable | 10% |  | None |  |  |  | 2014-10-30 | 2014-11-12 | United States | ES_1041489_LBR2000830_11132014140726_5543937 | 2225040
Megalight Inc. | MegaLight | self-ballasted LED Lamp | LBR3001330 |  | BR30 | Reflector (Flood/Spot) | E26 (Medium) | Directional | LED | 3 | 85 | 135 | 95 |  |  | 120 | 1100 | 13 | 84.6 | No | 25000 | 3000 | 84 | 13 | 1 | -40 | Dimmable | 10% |  | None |  |  |  | 2015-02-12 | 2015-02-18 | United States | ES_1041489_LBR3001330_02192015132256_3274377 | 2233423
Meijer Distribution, Inc. | Meijer | CFL | ET16MRL-IS | ,,2884975 | R30 | Reflector (Flood/Spot) | E26 (Medium) | Directional | CFL | 3 | 60 | 139 | 94 |  | 1.5 |  | 750 | 16.4 | 46.9 | No | 10000 | 2700 | 82 | -6 | 0.6 | -18 |  |  |  | None |  |  |  | 2014-10-30 | 2014-11-05 | United States | ES_21964_ET16MRL-IS_11072014135120_1293487 | 2224389
Mester LED Limited | Mester | LED Spotlight | BR08E2627KAWH |  | R20 | Reflector (Flood/Spot) | E26 (Medium) | Directional | LED | 5 | 50 | 96.6 | 63.1 |  |  |  | 550 | 8 | 68.8 | No | 25000 | 2700 | 82 | 11 | 1 | -20 | Dimmable | 10% |  | Damp Location Rated,Use With Timers,Recessed Fixtures,Shatter Resistant,Not for Use in Enclosed Fixtures,Use With Photo And/Or Motion Sensors |  |  |  | 2015-02-27 | 2015-08-06 | United States, Canada | ES_1122203_BR08E2627KAWH_08062015102402_3997510 | 2245843
Mester LED Limited | Mester | LED Spotlight | BR08E2630KAWH |  | R20 | Reflector (Flood/Spot) | E26 (Medium) | Directional | LED | 5 | 50 | 96.8 | 62.9 |  |  |  | 580 | 8 | 72.5 | No | 25000 | 3000 | 82 | 12 | 1 | -20 | Dimmable | 10% |  | Damp Location Rated,Use With Timers,Recessed Fixtures,Shatter Resistant,Not for Use in Enclosed Fixtures,Use With Photo And/Or Motion Sensors |  |  |  | 2015-02-27 | 2015-08-06 | United States, Canada | ES_1122203_BR08E2630KAWH_08062015102435_0985872 | 2245844
Mester LED Limited | Mester | LED Spotlight | BR08E2640KAWH |  | R20 | Reflector (Flood/Spot) | E26 (Medium) | Directional | LED | 5 | 50 | 96.7 | 63 |  |  |  | 620 | 8 | 77.5 | No | 25000 | 4000 | 83 | 7 | 1 | -20 | Dimmable | 10% |  | Damp Location Rated,Use With Timers,Recessed Fixtures,Shatter Resistant,Not for Use in Enclosed Fixtures,Use With Photo And/Or Motion Sensors |  |  |  | 2015-02-27 | 2015-08-06 | United States, Canada | ES_1122203_BR08E26340KAWH_08062015102447_5221198 | 2245845
Mester LED Limited | Mester | LED Spotlight | BR13E2627KAWH |  | BR30 | Reflector (Flood/Spot) | E26 (Medium) | Directional | LED | 5 | 85 | 133 | 95 |  |  |  | 1070 | 14 | 76.4 | No | 25000 | 2700 | 82 | 15 | 1 | -20 | Dimmable | 10% |  | Damp Location Rated,Recessed Fixtures,Shatter Resistant,Not for Use in Enclosed Fixtures |  |  |  | 2015-02-27 | 2015-03-31 | United States, Canada | ES_1122203_BR13E2627KAWH_03312015165810_2874589 | 2236256
Mester LED Limited | Mester | LED Spotlight | BR13E2630KAWH |  | BR30 | Reflector (Flood/Spot) | E26 (Medium) | Directional | LED | 5 | 85 | 132.9 | 95.2 |  |  |  | 1070 | 14 | 76.4 | No | 25000 | 3000 | 82 | 11 | 1 | -20 | Dimmable | 10% |  | Damp Location Rated,Recessed Fixtures,Shatter Resistant,Not for Use in Enclosed Fixtures |  |  |  | 2015-02-27 | 2015-03-31 | United States, Canada | ES_1122203_BR13E2630KAWH_03312015165845_8751013 | 2236257
Mester LED Limited | Mester | LED Spotlight | BR13E2640KAWH |  | BR30 | Reflector (Flood/Spot) | E26 (Medium) | Directional | LED | 5 | 85 | 133.3 | 95.5 |  |  |  | 1070 | 14 | 76.4 | No | 25000 | 4000 | 83 | 9 | 1 | -20 | Dimmable | 10% |  | Damp Location Rated,Recessed Fixtures,Shatter Resistant,Not for Use in Enclosed Fixtures |  |  |  | 2015-02-27 | 2015-03-31 | United States, Canada | ES_1122203_BR13E2640KAWH_03312015165851_8716790 | 2236258
Mester LED Limited | Mester | LED Spotlight | BR15E2627KAWH |  | BR40 | Reflector (Flood/Spot) | E26 (Medium) | Directional | LED | 5 | 75 | 156.3 | 120 |  |  |  | 1050 | 15 | 70 | No | 25000 | 2700 | 83 | 11 | 1 | -20 | Dimmable | 10% |  | Damp Location Rated,Use With Timers,Recessed Fixtures,Shatter Resistant,Not for Use in Enclosed Fixtures,Use With Photo And/Or Motion Sensors |  |  |  | 2015-02-27 | 2015-08-06 | United States, Canada | ES_1122203_BR15E2627KAWH_08062015102617_4928801 | 2245865
Mester LED Limited | Mester | LED Spotlight | BR15E2627KSP |  | BR40 | Reflector (Flood/Spot) | E26 (Medium) | Directional | LED | 5 | 85 | 161.5 | 126.9 |  |  | 108 | 1100 | 16.4 | 67.1 | No | 25000 | 2700 | 80 | 4 | 1 | -20 | Dimmable | 10% |  | Not for Use in Recessed Fixtures,Not for Use in Enclosed Fixtures |  |  |  | 2014-12-23 | 2014-12-23 | United States, Canada | ES_1122203_BR15E2627KSP_12232014020950_1023736 | 2229973
Mester LED Limited | Mester | LED Spotlight | BR15E2630KAWH |  | BR40 | Reflector (Flood/Spot) | E26 (Medium) | Directional | LED | 5 | 75 | 156.2 | 119.8 |  |  |  | 1080 | 15 | 72 | No | 25000 | 3000 | 82 | 10 | 1 | -20 | Dimmable | 10% |  | Damp Location Rated,Use With Timers,Recessed Fixtures,Shatter Resistant,Not for Use in Enclosed Fixtures,Use With Photo And/Or Motion Sensors |  |  |  | 2015-02-27 | 2015-08-06 | United States, Canada | ES_1122203_BR15E2630KAWH_08062015102646_7897123 | 2245866
Mester LED Limited | Mester | LED Spotlight | BR15E2640KAWH |  | BR40 | Reflector (Flood/Spot) | E26 (Medium) | Directional | LED | 5 | 75 | 156.3 | 119.9 |  |  |  | 1150 | 15 | 76.7 | No | 25000 | 4000 | 83 | 7 | 1 | -20 | Dimmable | 10% |  | Damp Location Rated,Use With Timers,Recessed Fixtures,Shatter Resistant,Not for Use in Enclosed Fixtures,Use With Photo And/Or Motion Sensors |  |  |  | 2015-02-27 | 2015-08-06 | United States, Canada | ES_1122203_BR15E2640KAWH_08062015102659_8310984 | 2245867
Metro LED Sign & Light | Metro LED | ML-BR102-3000K | ML-BR102-3000K | ,ML-BR102-3000K,3000K; ,ML-BR102-4000K,4000K; ,ML-BR102-5000K,5000K | BR30 | Reflector (Flood/Spot) | E26 (Medium) | Directional | LED | 3 | 75 | 133.9 | 95.1 |  |  | 110 | 800 | 11 | 72.7 | No | 25000 | 3000 | 83 | 16 | 0.9 | -20 | Dimmable | 10% |  | Recessed Fixtures |  |  |  | 2014-01-01 | 2014-10-17 | United States | ES_1129864_ML-BR102-3000K_03052015142453_2770044 | 2234355
Metro LED Sign & Light | Metro LED | ML-BR103-3000K | ML-BR103-3000K | ,ML-BR103-3000K,3000K; ,ML-BR103-4000K,4000K; ,ML-BR103-5000K,5000K | BR40 | Reflector (Flood/Spot) | E26 (Medium) | Directional | LED | 3 | 85 | 159.5 | 121.8 |  |  | 110 | 1150 | 15 | 76.7 | No | 25000 | 3000 | 83 | 16 | 0.9 | -20 | Dimmable | 10% |  | Recessed Fixtures |  |  |  | 2014-01-01 | 2014-10-17 | United States | ES_1129864_ML-BR103-3000K_03052015142754_6939203 | 2234356
Metrosphere Light Corp. | Metrosphere | LED | MET-BR20-H8W30K |  | R20 | Reflector (Flood/Spot) | E26 (Medium) | Directional | LED | 3 | 50 | 99 | 64 |  |  | 110 | 500 | 8 | 62.5 | No | 25000 | 3000 | 91 | 57 | 0.9 | -20 | Dimmable | 10% | No | None | No |  |  | 2016-02-25 | 2016-01-27 | United States, Canada | ES_1125332_MET-BR20-H8W30K_03072016121317_8961871 | 2261839
Metrosphere Light Corp. | Metrosphere | LED | MET-BR40-H15W30K |  | BR40 | Reflector (Flood/Spot) | E26 (Medium) | Directional | LED | 3 | 90 | 157 | 124 |  |  | 110 | 1300 | 15 | 86.7 | No | 25000 | 3000 | 92 | 59 | 1 | -20 | Dimmable | 10% | No | None | No |  |  | 2016-02-25 | 2016-01-27 | United States, Canada | ES_1125332_MET-BR40-H15W30K_03072016121405_2739737 | 2261837
MLS CO., LTD | FOREST LIGHTING | LED BR LAMP | BR30-10W27KD-ES-BR30D-10W |  | BR30 | Reflector (Flood/Spot) | E26 (Medium) | Directional | LED | 3 | 60 | 132.1 | 95 |  |  | 120 | 660 | 10 | 74 | No | 25000 | 2700 | 82 | 7 | 1 | -18 | Dimmable | 14% | Yes | None | No |  |  | 2016-06-01 | 2016-03-28 | United States, Canada | ES_1127332_BR30-10W27KD-ES-BR30D-10W_04122016102243_4723817 | 2263938
MLS CO., LTD | FOREST LIGHTING | LED BR LAMP | BR30-10W30KD-ES-BR30S-10W |  | BR30 | Reflector (Flood/Spot) | E26 (Medium) | Directional | LED | 3 | 60 | 132.1 | 95 |  |  | 120 | 660 | 10 | 85 | No | 25000 | 3000 | 83 | 13 | 1 | -18 | Dimmable | 14% | Yes | None | No |  |  | 2016-06-01 | 2016-03-28 | United States, Canada | ES_1127332_BR30-10W30KD-ES-BR30S-10W_04122016102243_2284347 | 2263939
MLS CO., LTD | FOREST LIGHTING | LED BR LAMP | BR30-10W40KD-ES-BR30N-10W |  | BR30 | Reflector (Flood/Spot) | E26 (Medium) | Directional | LED | 3 | 60 | 132.1 | 95 |  |  | 120 | 660 | 10 | 77 | No | 25000 | 4000 | 86 | 27 | 1 | -18 | Dimmable | 14% | Yes | None | No |  |  | 2016-06-01 | 2016-03-28 | United States, Canada | ES_1127332_BR30-10W40KD-ES-BR30N-10W_04122016102243_1466468 | 2263940
MLS CO., LTD | FOREST LIGHTING | LED BR LAMP | BR30-10W50KD-ES-BR30W-10W |  | BR30 | Reflector (Flood/Spot) | E26 (Medium) | Directional | LED | 3 | 60 | 132.1 | 95 |  |  | 120 | 660 | 10 | 76 | No | 25000 | 5000 | 86 | 24 | 1 | -18 | Dimmable | 14% | Yes | None | No |  |  | 2016-06-01 | 2016-03-28 | United States, Canada | ES_1127332_BR30-10W50KD-ES-BR30W-10W_04122016102243_1695582 | 2263941
MLS CO., LTD | FOREST LIGHTING | LED BR LAMP | BR30D |  | BR30 | Reflector (Flood/Spot) | E26 (Medium) | Directional | LED | 3 | 60 | 132.1 | 95 |  |  | 120 | 660 | 10 | 74 | No | 25000 | 2700 | 82 | 7 | 1 | -18 | Dimmable | 14% | Yes | None | No |  |  | 2016-06-01 | 2016-03-28 | United States, Canada | ES_1127332_BR30D_04122016102243_6441812 | 2263934
MLS CO., LTD | FOREST LIGHTING | LED BR LAMP | BR30N |  | BR30 | Reflector (Flood/Spot) | E26 (Medium) | Directional | LED | 3 | 60 | 132.1 | 95 |  |  | 120 | 660 | 10 | 77 | No | 25000 | 4000 | 86 | 27 | 1 | -18 | Dimmable | 14% | Yes | None | No |  |  | 2016-06-01 | 2016-03-28 | United States, Canada | ES_1127332_BR30N_04122016102243_9428467 | 2263936
MLS CO., LTD | FOREST LIGHTING | LED BR LAMP | BR30S |  | BR30 | Reflector (Flood/Spot) | E26 (Medium) | Directional | LED | 3 | 60 | 132.1 | 95 |  |  | 120 | 660 | 10 | 85 | No | 25000 | 3000 | 83 | 13 | 1 | -18 | Dimmable | 14% | Yes | None | No |  |  | 2016-06-01 | 2016-03-28 | United States, Canada | ES_1127332_BR30S_04122016102243_9638353 | 2263935
MLS CO., LTD | FOREST LIGHTING | LED BR LAMP | BR30Z |  | BR30 | Reflector (Flood/Spot) | E26 (Medium) | Directional | LED | 3 | 60 | 132.1 | 95 |  |  | 120 | 660 | 10 | 76 | No | 25000 | 5000 | 86 | 24 | 1 | -18 | Dimmable | 14% | Yes | None | No |  |  | 2016-06-01 | 2016-03-28 | United States, Canada | ES_1127332_BR30Z_04122016102243_8579938 | 2263937
MLS CO., LTD | FOREST LIGHTING | LED BR LAMP | BR38-14W27KD-ES-BR38D-14W |  | BR38 | Reflector (Flood/Spot) | E26 (Medium) | Directional | LED | 3 | 75 | 142 | 121 |  |  | 120 | 900 | 14 | 64 | No | 25000 | 2700 | 80 | 1 | 1 | -18 | Dimmable | 14% | Yes | None | No |  |  | 2016-06-01 | 2016-04-29 | United States, Canada | ES_1127332_BR38-14W27KD-ES-BR38D-14W_05062016151740_9009419 | 2266258
MLS CO., LTD | FOREST LIGHTING | LED BR LAMP | BR38-14W30KD-ES-BR38S-14W |  | BR38 | Reflector (Flood/Spot) | E26 (Medium) | Directional | LED | 3 | 75 | 142 | 121 |  |  | 120 | 900 | 14 | 64 | No | 25000 | 3000 | 83 | 11 | 1 | -18 | Dimmable | 14% | Yes | None | No |  |  | 2016-06-01 | 2016-04-29 | United States, Canada | ES_1127332_BR38-14W30KD-ES-BR38S-14W_05062016151740_2693417 | 2266259
MLS CO., LTD | FOREST LIGHTING | LED BR LAMP | BR38-14W40KD-ES-BR38N-14W |  | BR38 | Reflector (Flood/Spot) | E26 (Medium) | Directional | LED | 3 | 75 | 142 | 121 |  |  | 120 | 900 | 14 | 64 | No | 25000 | 4000 | 85 | 22 | 1 | -18 | Dimmable | 14% | Yes | None | No |  |  | 2016-06-01 | 2016-04-29 | United States, Canada | ES_1127332_BR38-14W40KD-ES-BR38N-14W_05062016151740_2760559 | 2266260
MLS CO., LTD | FOREST LIGHTING | LED BR LAMP | BR38-14W50KD-ES-BR38Z-14W |  | BR38 | Reflector (Flood/Spot) | E26 (Medium) | Directional | LED | 3 | 75 | 142 | 121 |  |  | 120 | 900 | 14 | 64 | No | 25000 | 5000 | 87 | 35 | 1 | -18 | Dimmable | 14% | Yes | None | No |  |  | 2016-06-01 | 2016-04-29 | United States, Canada | ES_1127332_BR38-14W50KD-ES-BR38Z-14W_05062016151740_8450264 | 2266261
MLS CO., LTD | FOREST LIGHTING | LED BR LAMP | BR38D |  | BR38 | Reflector (Flood/Spot) | E26 (Medium) | Directional | LED | 3 | 75 | 142 | 121 |  |  | 120 | 900 | 14 | 64 | No | 25000 | 2700 | 80 | 1 | 1 | -18 | Dimmable | 14% | Yes | None | No |  |  | 2016-06-01 | 2016-04-29 | United States, Canada | ES_1127332_BR38D_05062016151740_5502153 | 2266254
MLS CO., LTD | FOREST LIGHTING | LED BR LAMP | BR38N |  | BR38 | Reflector (Flood/Spot) | E26 (Medium) | Directional | LED | 3 | 75 | 142 | 121 |  |  | 120 | 900 | 14 | 64 | No | 25000 | 4000 | 85 | 22 | 1 | -18 | Dimmable | 14% | Yes | None | No |  |  | 2016-06-01 | 2016-04-29 | United States, Canada | ES_1127332_BR38N_05062016151740_2016186 | 2266256
MLS CO., LTD | FOREST LIGHTING | LED BR LAMP | BR38S |  | BR38 | Reflector (Flood/Spot) | E26 (Medium) | Directional | LED | 3 | 75 | 142 | 121 |  |  | 120 | 900 | 14 | 64 | No | 25000 | 3000 | 83 | 11 | 1 | -18 | Dimmable | 14% | Yes | None | No |  |  | 2016-06-01 | 2016-04-29 | United States, Canada | ES_1127332_BR38S_05062016151740_4532114 | 2266255
MLS CO., LTD | FOREST LIGHTING | LED BR LAMP | BR38Z |  | BR38 | Reflector (Flood/Spot) | E26 (Medium) | Directional | LED | 3 | 75 | 142 | 121 |  |  | 120 | 900 | 14 | 64 | No | 25000 | 5000 | 87 | 35 | 1 | -18 | Dimmable | 14% | Yes | None | No |  |  | 2016-06-01 | 2016-04-29 | United States, Canada | ES_1127332_BR38Z_05062016151740_7416309 | 2266257
Morstar Inc | morstar | LED lamps | V-BR30-1427KWH |  | BR30 | Reflector (Flood/Spot) | E26 (Medium) | Directional | LED | 5 | 85 | 133 | 95 |  |  |  | 1070 | 14 | 76.4 | No | 25000 | 2700 | 82 | 15 | 1 | -20 | Dimmable | 20% |  | None |  |  |  | 2015-06-22 | 2015-07-08 | United States, Canada | ES_1125111_V-BR30-1427KWH_07102015164549_8663042 | 2243166
Lowe's Home Improvement | Utilitech | Directional LED lamp | YGA08A48-BR40-14W-827-1 |  | BR40 | Reflector (Flood/Spot) | E26 (Medium) | Directional | LED | 3 | 85 | 161.3 | 120.1 |  |  |  | 1100 | 14 | 78.6 | No | 25000 | 2700 | 83 | 11 | 0.9 | -20 | Dimmable | 5% |  | Damp Location Rated |  |  |  | 2016-04-12 | 2016-04-12 | United States, Canada | ES_1114486_YGA08A48-BR40-14W-827-1_04132016083330_1023993 | 2263980
Lowe's Home Improvement | Utilitech | Directional LED lamp | YGA08A48-BR40-14W-850-1 |  | BR40 | Reflector (Flood/Spot) | E26 (Medium) | Directional | LED | 3 | 85 | 161.8 | 120.1 |  |  |  | 1100 | 14 | 78.6 | No | 25000 | 5000 | 84 | 14 | 0.9 | -20 | Dimmable | 5% |  | Damp Location Rated |  |  |  | 2016-04-12 | 2016-04-12 | United States, Canada | ES_1114486_YGA08A48-BR40-14W-850-1_04132016083330_1023993 | 2263981
Lowe's Home Improvement | UTILITECH Pro | BR30 LED | 599130 | ,,LBR30HO/LEDG2 | BR30 | Reflector (Flood/Spot) | E26 (Medium) | Directional | LED | 3 | 85 | 131 | 95 |  |  | 110 | 1150 | 15 | 76 | No | 25000 | 2700 | 80 | 1 | 1 | -25 | Dimmable | 0% |  | None |  |  |  | 2015-09-25 | 2015-09-28 | United States | ES_1114486_0599130_10052015104452_2801736 | 2249395
Lowe's Home Improvement | UTILITECH Pro | LED BR LAMP | YGA08A35-17.5W-827 |  | BR40 | Reflector (Flood/Spot) | E26 (Medium) | Directional | LED | 5 | 85 | 160 | 121 |  |  | 110 |  | 17.5 | 62.9 | No | 25000 | 2700 | 82 | 12 | 0.9 | -20 | Dimmable | 10% |  | None |  |  |  | 2014-03-01 | 2014-09-29 | United States, Canada | ES_1114486_YGA08A35-17.5W-827_10012014161615_8483469 | 2221035
LTF Lighting LLC | LTF Lighting | LED Spotlight | LTF20BR8W30K |  | R20 | Reflector (Flood/Spot) | E26 (Medium) | Directional | LED | 5 | 50 | 96.8 | 62.9 |  |  |  | 580 | 8 | 72.5 | No | 25000 | 3000 | 82 | 12 | 1 | -20 | Dimmable | 10% |  | Damp Location Rated,Recessed Fixtures,Shatter Resistant,Not for Use in Enclosed Fixtures |  |  |  | 2015-08-30 | 2015-09-16 | United States | ES_1133032_LTF20BR8W30K_09162015155822_4010341 | 2248481
LTF Lighting LLC | LTF Lighting | LED Spotlight | LTF30BR14W30K |  | BR30 | Reflector (Flood/Spot) | E26 (Medium) | Directional | LED | 5 | 85 | 132.9 | 95.2 |  |  |  | 1070 | 14 | 76.4 | No | 25000 | 3000 | 82 | 11 | 1 | -20 | Dimmable | 10% |  | Damp Location Rated,Recessed Fixtures,Shatter Resistant,Not for Use in Enclosed Fixtures |  |  |  | 2015-08-30 | 2015-08-26 | United States | ES_1133032_LTF30BR14W30K_08262015105923_3829741 | 2247637
LEDVANCE, formerly OSRAM SYLVANIA | Sylvania [Osram] | LED7R20/DIM/HO/827/G4 | 79172 | LED7R20/DIM/HO/827/G4,79172,2700K; LED7R20/DIM/HO/827/G4/RP,79173,2700K; LED7R20/DIM/HO/827/G4/RP,79174,2700K; LED7R20/DIM/HO/835/G4/RP,79180,3500K; LED7R20/DIM/HO/850/G4/RP,79181,5000K | R20 | Reflector (Flood/Spot) | E26 (Medium) | Directional | LED | 5 | 50 | 94.5 | 64 | 152 |  | 109 | 525 | 7 | 75 | No | 25000 | 2700 | 81 | 5 | 1 | 0 | Dimmable | 10% |  | Recessed Fixtures |  |  |  | 2015-09-01 | 2015-10-08 | United States | ES_1018393_79172_10112015154223_4103204 | 2250106
Litetronics International Inc. | Litetronics | 8W BR20 2700K | LP08547FL2D |  | R20 | Reflector (Flood/Spot) | E26 (Medium) | Directional | LED | 5 | 50 | 98 | 65 |  |  | 110 |  | 8 | 62.3 | No | 50000 | 2700 | 83 | 15 | 0.8 | -20 | Dimmable | 10% |  | Other,Not for use in Recessed Fixture |  |  |  | 2014-09-20 | 2014-09-30 | United States | ES_21060_LP08547FL2D_10012014162049_3299673 | 2221020
Litetronics International Inc. | Litetronics | 8W BR20 4000K | LP08547FL6D |  | R20 | Reflector (Flood/Spot) | E26 (Medium) | Directional | LED | 5 | 50 | 98 | 65 |  |  | 110 |  | 8 | 62.3 | No | 50000 | 4000 | 87 | 24 | 0.8 | -20 | Dimmable | 10% |  | Other,Not for use in Recessed Fixture |  |  |  | 2014-09-20 | 2014-09-30 | United States | ES_21060_LP08547FL6D_10012014162049_3776846 | 2221022
LumenPros | LumenPros | LP BR30 15W 27K | LP-BR30-D-15-27K |  | BR30 | Reflector (Flood/Spot) | E26 (Medium) | Directional | LED | 3 | 75 | 133 | 95 |  |  | 110 | 1000 | 15.2 | 65.6 | No | 30000 | 2700 | 82 | 11 | 1 | -20 | Dimmable | 10% |  | None |  |  |  | 2015-04-15 | 2015-04-20 | United States | ES_1131022_LP-BR30-D-15-27K_04222015140652_6591140 | 2237661
LumenPros | LumenPros | LP BR30 15W 30K | LP-BR30-D-15-30K |  | BR30 | Reflector (Flood/Spot) | E26 (Medium) | Directional | LED | 3 | 75 | 134.6 | 96.5 |  |  | 110 | 1000 | 15 | 66.7 | No | 30000 | 3000 | 83 | 18 | 1 | -20 | Dimmable | 10% |  | None |  |  |  | 2015-04-15 | 2015-04-20 | United States | ES_1131022_LP-BR30-D-15-30K_04222015140652_3489888 | 2237660
LumenPros | LumenPros | LP BR40 16W 27K | LP-BR40-D-16-27K |  | BR40 | Reflector (Flood/Spot) | E26 (Medium) | Directional | LED | 3 | 90 | 160 | 126 |  |  | 110 | 1300 | 16.3 | 79.8 | No | 30000 | 2700 | 81 | 10 | 1 | -20 | Dimmable | 10% |  | None |  |  |  | 2015-04-15 | 2015-04-20 | United States | ES_1131022_LP-BR40-D-16-27K_04222015140732_4379762 | 2237659
LumenPros | LumenPros | LP BR40 16W 30K | LP-BR40-D-16-30K |  | BR40 | Reflector (Flood/Spot) | E26 (Medium) | Directional | LED | 3 | 90 | 162.6 | 129.5 |  |  | 110 | 1300 | 16 | 81 | No | 30000 | 3000 | 83 | 19 | 1 | -20 | Dimmable | 10% |  | None |  |  |  | 2015-04-15 | 2015-04-20 | United States | ES_1131022_LP-BR40-D-16-30K_04222015140732_3872300 | 2237658
Luminance | LUMIN | L7522-1 | L7522-1 |  | BR40 | Reflector (Flood/Spot) | E26 (Medium) | Directional | LED | 5 | 100 | 158.7 | 120 |  |  | 109 | 1400 | 17 | 82.4 | No | 25000 | 2700 | 82 | 9 | 0.9 | -20 | Dimmable | 10% |  | Damp Location Rated,Not for Use in Enclosed Fixtures |  |  |  | 2015-11-24 | 2015-11-24 | United States | ES_1122933_L7522-1_11242015050000_1023933 | 2253457
Lighting Science Group, Corp | Lighting Science | LED lamps | LSPro BR30 75WE CW 120 FS1 BX |  | BR30 | Reflector (Flood/Spot) | E26 (Medium) | Directional | LED | 5 | 75 | 130 | 95 |  |  |  | 1006 | 15 | 67 | No | 25000 | 5000 | 96 | 91 | 1 | -18 | Dimmable | 20% |  | None |  |  |  | 2015-12-08 | 2015-12-11 | United States, Canada | ES_1071878_LSPro BR30 75WE CW 120 FS1 BX_12222015135725_3059091 | 2255283
Lighting Science Group, Corp | Lighting Science | LED lamps | LSPro BR30 75WE NW 120 FS1 BX |  | BR30 | Reflector (Flood/Spot) | E26 (Medium) | Directional | LED | 5 | 75 | 130 | 95 |  |  |  | 1082 | 15 | 75.7 | No | 25000 | 4000 | 93 | 68 | 1 | -18 | Dimmable | 20% |  | None |  |  |  | 2015-12-08 | 2015-12-11 | United States, Canada | ES_1071878_LSPro BR30 75WE NW 120 FS1 BX_12222015135725_5850826 | 2255282
Lighting Science Group, Corp | Lighting Science | LED lamps | LSPro BR30 75WE W27 120 FS1 BX |  | BR30 | Reflector (Flood/Spot) | E26 (Medium) | Directional | LED | 5 | 75 | 130 | 95 |  |  |  | 947 | 15 | 65 | No | 25000 | 2700 | 92 | 62 | 1 | -18 | Dimmable | 20% |  | None |  |  |  | 2015-12-08 | 2015-12-11 | United States, Canada | ES_1071878_LSPro BR30 75WE W27 120 FS1 BX_12222015135725_4016411 | 2255280
Lighting Science Group, Corp | Lighting Science | LED lamps | LSPro BR30 75WE WW 120 FS1 BX |  | BR30 | Reflector (Flood/Spot) | E26 (Medium) | Directional | LED | 5 | 75 | 130 | 95 |  |  |  | 1042 | 15 | 71 | No | 25000 | 3000 | 94 | 69 | 1 | -18 | Dimmable | 20% |  | None |  |  |  | 2015-12-08 | 2015-12-11 | United States, Canada | ES_1071878_LSPro BR30 75WE WW 120 FS1 BX_12222015135725_9185358 | 2255281
Lighting Science Group, Corp | Lighting Science | LED lamps | LSPro BR40 75WE CW 120 FS1 BX |  | BR40 | Reflector (Flood/Spot) | E26 (Medium) | Directional | LED | 5 | 75 | 165 | 125 |  |  |  | 1088 | 15 | 74 | No | 25000 | 5000 | 96 | 88 | 1 | -18 | Dimmable | 20% |  | None |  |  |  | 2015-12-08 | 2015-12-09 | United States, Canada | ES_1071878_LSPro BR40 75WE CW 120 FS1 BX_12102015130600_7482590 | 2254577
Lighting Science Group, Corp | Lighting Science | LED lamps | LSPro BR40 75WE NW 120 FS1 BX |  | BR40 | Reflector (Flood/Spot) | E26 (Medium) | Directional | LED | 5 | 75 | 165 | 125 |  |  |  | 1105 | 15 | 77 | No | 25000 | 4000 | 93 | 72 | 1 | -18 | Dimmable | 20% |  | None |  |  |  | 2015-12-08 | 2015-12-09 | United States, Canada | ES_1071878_LSPro BR40 75WE NW 120 FS1 BX_12102015130600_3852229 | 2254576
Lighting Science Group, Corp | Lighting Science | LED lamps | LSPro BR40 75WE W27 120 FS1 BX |  | BR40 | Reflector (Flood/Spot) | E26 (Medium) | Directional | LED | 5 | 75 | 165 | 125 |  |  |  | 984 | 15 | 65 | No | 25000 | 2700 | 95 | 64 | 1 | -18 | Dimmable | 20% |  | None |  |  |  | 2015-12-08 | 2015-12-09 | United States, Canada | ES_1071878_LSPro BR40 75WE W27 120 FS1 BX_12102015130600_3337099 | 2254620
Lighting Science Group, Corp | Lighting Science | LED lamps | LSPro BR40 75WE WW 120 FS1 BX |  | BR40 | Reflector (Flood/Spot) | E26 (Medium) | Directional | LED | 5 | 75 | 165 | 125 |  |  |  | 1118 | 15 | 77 | No | 25000 | 3000 | 92 | 61 | 1 | -18 | Dimmable | 20% |  | None |  |  |  | 2015-12-08 | 2015-12-09 | United States, Canada | ES_1071878_LSPro BR40 75WE WW 120 FS1 BX_12102015130600_3631199 | 2254621
Lighting Science Group, Corp | Lighting Science | LED lamps | LSPro BR40 90WE CW 120 FS1 BX |  | BR40 | Reflector (Flood/Spot) | E26 (Medium) | Directional | LED | 5 | 90 | 165 | 125 |  |  |  | 1335 | 20 | 68 | No | 25000 | 5000 | 96 | 89 | 1 | -18 | Dimmable | 20% |  | None |  |  |  | 2015-12-08 | 2015-12-09 | United States, Canada | ES_1071878_LSPro BR40 90WE CW 120 FS1 BX_12102015130611_3267228 | 2254619
Lighting Science Group, Corp | Lighting Science | LED lamps | LSPro BR40 90WE NW 120 FS1 BX |  | BR40 | Reflector (Flood/Spot) | E26 (Medium) | Directional | LED | 5 | 90 | 165 | 125 |  |  |  | 1408 | 20 | 76 | No | 25000 | 4000 | 94 | 74 | 1 | -18 | Dimmable | 20% |  | None |  |  |  | 2015-12-08 | 2015-12-09 | United States, Canada | ES_1071878_LSPro BR40 90WE NW 120 FS1 BX_12102015130611_4365584 | 2254618
Lighting Science Group, Corp | Lighting Science | LED lamps | LSPro BR40 90WE W27 120 FS1 BX |  | BR40 | Reflector (Flood/Spot) | E26 (Medium) | Directional | LED | 5 | 90 | 165 | 125 |  |  |  | 1276 | 20 | 65 | No | 25000 | 2700 | 94 | 63 | 1 | -18 | Dimmable | 20% |  | None |  |  |  | 2015-12-08 | 2015-12-09 | United States, Canada | ES_1071878_LSPro BR40 90WE W27 120 FS1 BX_12102015130611_2722218 | 2254616
Lighting Science Group, Corp | Lighting Science | LED lamps | LSPro BR40 90WE WW 120 FS1 BX |  | BR40 | Reflector (Flood/Spot) | E26 (Medium) | Directional | LED | 5 | 90 | 165 | 125 |  |  |  | 1343 | 20 | 71 | No | 25000 | 3000 | 94 | 67 | 1 | -18 | Dimmable | 20% |  | None |  |  |  | 2015-12-08 | 2015-12-09 | United States, Canada | ES_1071878_LSPro BR40 90WE WW 120 FS1 BX_12102015130611_5436396 | 2254617
Lighting Science Group, Corp | Lighting Science | LED lamps | LSPro R20 50WE CW 120 FS1 BX |  | R20 | Reflector (Flood/Spot) | E26 (Medium) | Directional | LED | 5 | 50 | 95 | 62 |  |  |  | 541 | 8 | 69 | No | 25000 | 5000 | 96 | 87 | 0.9 | -18 | Dimmable | 20% |  | None |  |  |  | 2015-12-08 | 2015-12-09 | United States, Canada | ES_1071878_LSPro R20 50WE CW 120 FS1 BX_12102015130631_7870152 | 2254615
Lighting Science Group, Corp | Lighting Science | LED lamps | LSPro R20 50WE NW 120 FS1 BX |  | R20 | Reflector (Flood/Spot) | E26 (Medium) | Directional | LED | 5 | 50 | 95 | 62 |  |  |  | 675 | 8 | 88 | No | 25000 | 4000 | 93 | 71 | 0.9 | -18 | Dimmable | 20% |  | None |  |  |  | 2015-12-08 | 2015-12-09 | United States, Canada | ES_1071878_LSPro R20 50WE NW 120 FS1 BX_12102015130631_8968333 | 2254614
Lighting Science Group, Corp | Lighting Science | LED lamps | LSPro R20 50WE W27 120 FS1 BX |  | R20 | Reflector (Flood/Spot) | E26 (Medium) | Directional | LED | 5 | 50 | 95 | 62 |  |  |  | 527 | 8 | 67 | No | 25000 | 2700 | 94 | 62 | 0.9 | -18 | Dimmable | 20% |  | None |  |  |  | 2015-12-08 | 2015-12-09 | United States, Canada | ES_1071878_LSPro R20 50WE W27 120 FS1 BX_12102015130631_1869780 | 2254612
Lighting Science Group, Corp | Lighting Science | LED lamps | LSPro R20 50WE WW 120 FS1 BX |  | R20 | Reflector (Flood/Spot) | E26 (Medium) | Directional | LED | 5 | 50 | 95 | 62 |  |  |  | 536 | 8 | 68 | No | 25000 | 3000 | 95 | 69 | 0.9 | -18 | Dimmable | 20% |  | None |  |  |  | 2015-12-08 | 2015-12-09 | United States, Canada | ES_1071878_LSPro R20 50WE WW 120 FS1 BX_12102015130631_5108478 | 2254613
Litetronics International Inc. | Litetronics | Directional LED Lamp | LP16552FL2D |  | BR40 | Reflector (Flood/Spot) | E26 (Medium) | Directional | LED | 3 | 85 | 164.5 | 121.3 |  |  |  | 1200 | 17 | 70.6 | No | 25000 | 2700 | 82 | 16 | 0.9 | -20 | Dimmable | 10% |  | Damp Location Rated,Recessed Fixtures,Shatter Resistant |  |  |  | 2014-08-20 | 2014-08-19 | United States, Canada | ES_21060_LP16552FL2D_08252014144743_9427035 | 2217854
Luminance | LUMIN | LED | L7520-1 |  | R20 | Reflector (Flood/Spot) | E26 (Medium) | Directional | LED | 5 | 50 | 95 | 64 |  |  | 120 | 500 | 7.5 | 66.6 | No | 25000 | 2700 | 82 | 5 | 0.9 | -40 | Dimmable | 10% |  | None |  |  |  | 2014-12-20 | 2015-01-06 | United States, Canada | ES_1122933_L7520-1_01062015160127_3371784 | 2230604
Luminance | Luminance LED | Directional LED Lamp | L7520-2 |  | R20 | Reflector (Flood/Spot) | E26 (Medium) | Directional | LED | 3 | 50 | 97.5 | 63.5 |  |  |  | 550 | 7 | 78.6 | No | 25000 | 2700 | 83 | 10 | 1 | -20 | Dimmable | 10% | No | Damp Location Rated,Use With Timers,Use With Photo and/or Motion Sensors | No |  |  | 2016-10-10 | 2016-10-19 | United States, Canada | ES_1122933_L7520-2_10192016173144_2199133 | 2282256
Luminance | Luminance LED | LED BR Lamp | L7522-1 |  | BR40 | Reflector (Flood/Spot) | E26 (Medium) | Directional | LED | 5 | 100 | 159.6 | 119.8 |  |  |  | 1400 | 17 | 82.4 | No | 25000 | 2700 | 82 | 9 | 0.9 | -20 | Dimmable | 10% | No | Damp Location Rated,Use With Timers,Use With Photo and/or Motion Sensors | No |  |  | 2016-10-10 | 2016-10-19 | United States, Canada | ES_1122933_L7522-1_10192016173124_2314989 | 2282255
Litetronics International Inc. | Litetronics | LP08546FL2D-1 | LP08546FL2D-1 |  | R20 | Reflector (Flood/Spot) | E26 (Medium) | Directional | LED | 3 | 50 | 98 | 64 |  |  | 110 | 550 | 8 | 68.8 | No | 25000 | 2700 | 82 | 13 | 0.9 | -20 | Dimmable | 9% |  | Damp Location Rated,Not for Use in Enclosed Fixtures |  |  |  | 2015-01-25 | 2015-01-29 | United States | ES_21060_LP08546FL2D-1_01292015034840_1023758 | 2231973
LEDVANCE, formerly OSRAM SYLVANIA | SYLVANIA;OSRAM | 79656 LED7R20/DIM/SE/830/G3 | 79656 LED7R20/DIM/SE/830/G3 | ,79653 LED7R20/DIM/SE/830/G3/RP,; ,79659 LED7R20/DIM/SE/830/G3/RP, | R20 | Reflector (Flood/Spot) | E26 (Medium) | Directional | LED | 5 | 50 | 94.5 | 64 | 160 |  | 105 | 525 | 7 | 75 | No | 25000 | 3000 | 85 | 24 | 1 | 0 | Dimmable | 10% |  | Recessed Fixtures |  |  |  | 2015-10-01 | 2015-07-15 | United States | ES_1018393_79656 LED7R20/DIM/SE/830/G3_07132015132447_3383600 | 2243346
LEDVANCE, formerly OSRAM SYLVANIA | SYLVANIA;OSRAM | 79658 LED15BR40/DIM/SE/830/G3 | 79658 LED15BR40/DIM/SE/830/G3 | ,79655 LED15BR40/DIM/SE/830/G3/RP,; ,79661 LED15BR40/DIM/SE/830/G3/RP, | BR40 | Reflector (Flood/Spot) | E26 (Medium) | Directional | LED | 5 | 85 | 152 | 122 | 290 |  | 117 | 1100 | 15 | 73.3 | No | 25000 | 3000 | 84 | 20 | 1 | 0 | Dimmable | 10% |  | Recessed Fixtures |  |  |  | 2015-10-01 | 2015-07-15 | United States | ES_1018393_79658 LED15BR40/DIM/SE/830/G3_07132015131856_7519494 | 2243348
JDI Sales USA Inc dba Triangle Bulbs | Triangle Bulbs | T99005 | T99005 |  | R20 | Reflector (Flood/Spot) | E26 (Medium) | Directional | LED | 3 | 50 | 96.2 | 63.4 |  |  | 110 | 550 | 7.1 | 77.5 | No | 25000 | 3000 | 82 | 6 | 0.9 | -20 | Dimmable | 10% |  | Damp Location Rated,Not for Use in Enclosed Fixtures |  |  |  | 2015-08-30 | 2015-10-05 | United States, Canada | ES_1129609_T99005_10062015070330_1023907 | 2249655
Jiawei Technology (USA), Ltd | Maximus | Integral LED Lamp | 13BR40-827-WFL-D | ,,Retail Number: M-13BR40-827-WFL-D, M-BR40A | BR40 | Reflector (Flood/Spot) | E26 (Medium) | Directional | LED | 5 | 75 | 165.6 | 125.5 |  |  |  | 950 | 13 | 73.1 | No | 25000 | 2700 | 84 | 21 | 1 | -20 | Dimmable | 10% |  | Damp Location Rated,Not for Use in Enclosed Fixtures,Recessed Fixtures,Shatter Resistant |  |  |  | 2014-12-04 | 2014-12-08 | United States, Canada | ES_1119003_13BR40-827-WFL-D_12082014112241_8004331 | 2229072
Kobi Electric | KOBI ELECTRIC | LED Lamps | R20-50-XX | ,,Where "XX" denotes color temperature and could be 30,40 and 50 which refers 3000K,4000K and 5000K | R20 | Reflector (Flood/Spot) | E26 (Medium) | Directional | LED | 5 | 50 | 93.5 | 64.8 |  |  | 120 | 550 | 7 | 78.6 | No | 25000 | 3000 | 83 | 15 | 0.9 | -20 | Dimmable | 20% | No | None | No |  |  | 2016-07-20 | 2016-07-25 | United States, Canada | ES_1130465_R20-50-XX_08052016161812_9094507 | 2274276
Kobi Electric | KOBI ELECTRIC | LED Lamps | R20-50-XX | ,,Where "XX" denotes color temperature and could be 30,40 and 50 which refers 3000K,4000K and 5000K | R20 | Reflector (Flood/Spot) | E26 (Medium) | Directional | LED | 5 | 50 | 93.5 | 64.8 |  |  | 120 | 550 | 7 | 78.6 | No | 25000 | 4000 | 84 | 13 | 0.9 | -20 | Dimmable | 20% | No | None | No |  |  | 2016-07-20 | 2016-07-25 | United States, Canada | ES_1130465_R20-50-XX_08052016161841_2966688 | 2274277
Kobi Electric | KOBI ELECTRIC | LED Lamps | R20-50-XX | ,,Where "XX" denotes color temperature and could be 30,40 and 50 which refers 3000K,4000K and 5000K | R20 | Reflector (Flood/Spot) | E26 (Medium) | Directional | LED | 5 | 50 | 93.5 | 64.8 |  |  | 120 | 550 | 7 | 78.6 | No | 25000 | 5000 | 86 | 21 | 0.9 | -20 | Dimmable | 20% | No | None | No |  |  | 2016-07-20 | 2016-07-25 | United States, Canada | ES_1130465_R20-50-XX_08052016161901_4541233 | 2274278
Kobi Electric | KOBI ELECTRIC | LED Lamps | R20-50-XX-MV | ,,Where "XX" denotes color temperature and could be 40 and 50 which refers 4000K and 5000K | R20 | Reflector (Flood/Spot) | E26 (Medium) | Directional | LED | 5 | 50 | 93.8 | 64.9 |  |  | 120 | 550 | 7 | 78.6 | No | 25000 | 4000 | 83 | 12 | 1 | -20 |  |  | No | None | No |  |  | 2016-08-01 | 2016-07-28 | United States, Canada | ES_1130465_R20-50-XX-MV_08162016175243_8797403 | 2275402
Kobi Electric | KOBI ELECTRIC | LED Lamps | R20-50-XX-MV | ,,Where "XX" denotes color temperature and could be 40 and 50 which refers 4000K and 5000K | R20 | Reflector (Flood/Spot) | E26 (Medium) | Directional | LED | 5 | 50 | 93.8 | 64.9 |  |  | 120 | 550 | 7 | 78.6 | No | 25000 | 5000 | 85 | 21 | 1 | -20 |  |  | No | None | No |  |  | 2016-08-01 | 2016-07-28 | United States, Canada | ES_1130465_R20-50-XX-MV_08162016175307_1893559 | 2275403
Kobi Electric | KOBI ELECTRIC | LED Lamps | R30-85-XX | ,,Where "XX" denotes color temperature and could be 30, 40, and 50 which refers to 3000K, 4000K and 5000K | BR30 | Reflector (Flood/Spot) | E26 (Medium) | Directional | LED | 5 | 85 | 127.5 | 93.8 |  |  | 105 | 1150 | 16 | 71.9 | No | 25000 | 3000 | 83 | 11 | 1 | -20 | Dimmable | 5% | No | None | No |  |  | 2016-06-20 | 2016-06-24 | United States, Canada | ES_1130465_R30-85-XX_06272016122659_6992624 | 2270778
Kobi Electric | KOBI ELECTRIC | LED Lamps | R30-85-XX | ,,Where "XX" denotes color temperature and could be 30, 40, and 50 which refers to 3000K, 4000K and 5000K | BR30 | Reflector (Flood/Spot) | E26 (Medium) | Directional | LED | 5 | 85 | 127.5 | 93.8 |  |  | 105 | 1150 | 16 | 71.9 | No | 25000 | 4000 | 84 | 14 | 1 | -20 | Dimmable | 5% | No | None | No |  |  | 2016-06-20 | 2016-06-24 | United States, Canada | ES_1130465_R30-85-XX_06272016122734_5974013 | 2270779
Kobi Electric | KOBI ELECTRIC | LED Lamps | R30-85-XX | ,,Where "XX" denotes color temperature and could be 30, 40, and 50 which refers to 3000K, 4000K and 5000K | BR30 | Reflector (Flood/Spot) | E26 (Medium) | Directional | LED | 5 | 85 | 127.5 | 93.8 |  |  | 105 | 1150 | 16 | 71.9 | No | 25000 | 5000 | 87 | 25 | 1 | -20 | Dimmable | 5% | No | None | No |  |  | 2016-06-20 | 2016-06-24 | United States, Canada | ES_1130465_R30-85-XX_06272016122807_6780526 | 2270780
Kobi Electric | KOBI ELECTRIC | LED Lamps | R30-85-XX-MV | ,,Where "XX" denotes color temperature and could be 40 and 50 which refers 4000K and 5000K | BR30 | Reflector (Flood/Spot) | E26 (Medium) | Directional | LED | 5 | 85 | 127.5 | 93.8 |  |  | 105 | 1150 | 16 | 71.9 | No | 25000 | 4000 | 84 | 13 | 1 | -20 |  |  | No | None | No |  |  | 2016-08-01 | 2016-07-28 | United States, Canada | ES_1130465_R30-85-XX-MV_08162016175152_1369089 | 2275400
Kobi Electric | KOBI ELECTRIC | LED Lamps | R30-85-XX-MV | ,,Where "XX" denotes color temperature and could be 40 and 50 which refers 4000K and 5000K | BR30 | Reflector (Flood/Spot) | E26 (Medium) | Directional | LED | 5 | 85 | 127.5 | 93.8 |  |  | 105 | 1150 | 16 | 71.9 | No | 25000 | 5000 | 87 | 26 | 1 | -20 |  |  | No | None | No |  |  | 2016-08-01 | 2016-07-28 | United States, Canada | ES_1130465_R30-85-XX-MV_08162016175213_2067640 | 2275401
Kobi Electric | KOBI ELECTRIC | LED Lamps | R40-85-XX | ,,Where "XX" denotes color temperature and could be 30, 40, and 50 which refers to 3000K, 4000K and 5000K | BR40 | Reflector (Flood/Spot) | E26 (Medium) | Directional | LED | 5 | 85 | 159 | 127.5 |  |  |  | 1150 | 16 | 71.9 | No | 25000 | 3000 | 83 | 11 | 1 | -20 | Dimmable | 5% | No | None | No |  | 0 | 2016-06-10 | 2016-06-17 | United States, Canada | ES_1130465_R40-85-XX_06222016111008_7429393 | 2270307
Kobi Electric | KOBI ELECTRIC | LED Lamps | R40-85-XX | ,,Where "XX" denotes color temperature and could be 30, 40, and 50 which refers to 3000K, 4000K and 5000K | BR40 | Reflector (Flood/Spot) | E26 (Medium) | Directional | LED | 5 | 85 | 159 | 127.5 |  |  |  | 1150 | 16 | 71.9 | No | 25000 | 4000 | 83 | 13 | 1 | -20 | Dimmable | 5% | No | None | No |  | 0 | 2016-06-10 | 2016-06-17 | United States, Canada | ES_1130465_R40-85-XX_06222016111033_5883272 | 2270308
Kobi Electric | KOBI ELECTRIC | LED Lamps | R40-85-XX | ,,Where "XX" denotes color temperature and could be 30, 40, and 50 which refers to 3000K, 4000K and 5000K | BR40 | Reflector (Flood/Spot) | E26 (Medium) | Directional | LED | 5 | 85 | 159 | 127.5 |  |  |  | 1150 | 16 | 71.9 | No | 25000 | 5000 | 86 | 23 | 1 | -20 | Dimmable | 5% | No | None | No |  | 0 | 2016-06-10 | 2016-06-17 | United States, Canada | ES_1130465_R40-85-XX_06222016111100_7543496 | 2270309
Kobi Electric | KOBI ELECTRIC | LED Lamps | R40-85-XX-MV | ,,Where "XX" denotes color temperature and could be 40 and 50 which refers 4000K and 5000K | BR40 | Reflector (Flood/Spot) | E26 (Medium) | Directional | LED | 5 | 85 | 160.5 | 125.4 |  |  | 105 | 1150 | 16 | 71.9 | No | 25000 | 4000 | 83 | 13 | 1 | -20 |  |  | No | None | No |  |  | 2016-08-01 | 2016-07-28 | United States, Canada | ES_1130465_R40-85-XX-MV_08162016175001_6428959 | 2275396
Kobi Electric | KOBI ELECTRIC | LED Lamps | R40-85-XX-MV | ,,Where "XX" denotes color temperature and could be 40 and 50 which refers 4000K and 5000K | BR40 | Reflector (Flood/Spot) | E26 (Medium) | Directional | LED | 5 | 85 | 160.5 | 125.4 |  |  | 105 | 1150 | 16 | 71.9 | No | 25000 | 5000 | 86 | 25 | 1 | -20 |  |  | No | None | No |  |  | 2016-08-01 | 2016-07-28 | United States, Canada | ES_1130465_R40-85-XX-MV_08162016175027_8735775 | 2275397
LED One Distribution, Inc | LEDone | LED Lamp | BR30-75WE-13.5WD50K |  | BR30 | Reflector (Flood/Spot) | E26 (Medium) | Directional | LED | 5 | 75 | 132 | 95 |  |  | 100 | 938 | 13.5 | 69.5 | No | 25000 | 5000 | 83 | 14 | 1 | -20 | Dimmable | 20% |  | None |  |  |  | 2015-05-15 | 2015-05-15 | United States | ES_1128019_BR30-75WE-13.5WD50K_05192015164209_1730974 | 2239636
Krut Systems LLC | Krutled | KL-BR40-15YYZZCC27P | KL-BR40-15YYZZCC27P |  | BR40 | Reflector (Flood/Spot) | E26 (Medium) | Directional | LED | 3 | 75 | 161.2 | 127.1 | 368 |  | 110 | 1050 | 15 | 70 | No | 25000 | 2700 | 82 | 6 | 0.9 | -20 | Dimmable | 19% | Yes | Damp Location Rated | No |  |  | 2016-10-19 | 2016-10-25 | United States, Canada | ES_1127271_KL-BR40-15YYZZCC27P_10252016085534_5734467 | 2282188
Krut Systems LLC | Krutled | KL-BR40-15YYZZCC30P | KL-BR40-15YYZZCC30P |  | BR40 | Reflector (Flood/Spot) | E26 (Medium) | Directional | LED | 3 | 75 | 161.2 | 127.1 | 382 |  | 110 | 1050 | 15 | 70 | No | 25000 | 3000 | 82 | 7 | 0.9 | -20 | Dimmable | 20% | Yes | Damp Location Rated | No |  |  | 2016-10-19 | 2016-10-25 | United States, Canada | ES_1127271_KL-BR40-15YYZZCC30P_10252016085626_5786279 | 2282189
Krut Systems LLC | Krutled | KL-BR40-15YYZZCC40P | KL-BR40-15YYZZCC40P |  | BR40 | Reflector (Flood/Spot) | E26 (Medium) | Directional | LED | 3 | 75 | 161.2 | 127.1 | 398 |  | 110 | 1050 | 15 | 70 | No | 25000 | 4000 | 83 | 5 | 0.9 | -20 | Dimmable | 20% | Yes | Damp Location Rated | No |  |  | 2016-10-19 | 2016-10-25 | United States, Canada | ES_1127271_KL-BR40-15YYZZCC40P_10252016085809_5889926 | 2282190
Krut Systems LLC | Krutled | KL-BR40-15YYZZCC50P | KL-BR40-15YYZZCC50P |  | BR40 | Reflector (Flood/Spot) | E26 (Medium) | Directional | LED | 3 | 75 | 161.2 | 127.1 | 401 |  | 110 | 1050 | 15 | 70 | No | 25000 | 5000 | 83 | 5 | 0.9 | -20 | Dimmable | 20% | Yes | Damp Location Rated | No |  |  | 2016-10-19 | 2016-10-25 | United States, Canada | ES_1127271_KL-BR40-15YYZZCC50P_10252016085847_5927381 | 2282191
LEDi2 Inc | LEDi2 | Self-ballasted LED lamp | I2-LBR40D19.5-27K |  | BR40 | Reflector (Flood/Spot) | E26 (Medium) | Directional | LED | 3 | 100 | 162 | 127 |  |  | 120 | 1400 | 19.5 | 71.8 | No | 25000 | 2700 | 82 | 7 | 1 | -20 | Dimmable | 10% |  | None |  |  |  | 2016-05-01 | 2016-04-29 | United States | ES_1134488_I2-LBR40D19.5-27K_05052016114557_9965477 | 2266153
LEDi2 Inc | LEDi2 | Self-ballasted LED lamp | I2-LBR40D19.5-40K |  | BR40 | Reflector (Flood/Spot) | E26 (Medium) | Directional | LED | 3 | 100 | 162 | 127 |  |  | 120 | 1500 | 19.5 | 76.9 | No | 25000 | 4000 | 83 | 8 | 1 | -20 | Dimmable | 10% |  | None |  |  |  | 2016-05-01 | 2016-04-29 | United States | ES_1134488_I2-LBR40D19.5-40K_05052016114557_9640871 | 2266154
LEDi2 Inc | LEDi2 | Self-ballasted LED lamp | I2-LBR40D19.5-50K |  | BR40 | Reflector (Flood/Spot) | E26 (Medium) | Directional | LED | 3 | 100 | 162 | 127 |  |  | 120 | 1600 | 19.6 | 81.6 | No | 25000 | 5000 | 82 | 6 | 1 | -20 | Dimmable | 10% |  | None |  |  |  | 2016-05-01 | 2016-04-29 | United States | ES_1134488_I2-LBR40D19.5-50K_05052016114557_8284992 | 2266155
LED One Distribution, Inc | LEDone | LED Lamp | BR20-50WE-7WD27K |  | R20 | Reflector (Flood/Spot) | E26 (Medium) | Directional | LED | 5 | 50 | 99 | 68 |  |  | 100 | 500 | 7.2 | 69 | No | 25000 | 2700 | 82 | 10 | 1 | -20 | Dimmable | 20% |  | None |  |  |  | 2015-05-15 | 2015-05-15 | United States | ES_1128019_BR20-50WE-7WD27K_05192015164415_2116032 | 2239610
LED One Distribution, Inc | LEDone | LED Lamp | BR20-50WE-7WD40K |  | R20 | Reflector (Flood/Spot) | E26 (Medium) | Directional | LED | 5 | 50 | 99 | 68 |  |  | 100 | 500 | 7.1 | 70.3 | No | 25000 | 4000 | 85 | 19 | 0.9 | -20 | Dimmable | 20% |  | None |  |  |  | 2015-05-15 | 2015-05-15 | United States | ES_1128019_BR20-50WE-7WD40K_05192015164415_2273875 | 2239611
LED One Distribution, Inc | LEDone | LED Lamp | BR20-50WE-7WD50K |  | R20 | Reflector (Flood/Spot) | E26 (Medium) | Directional | LED | 5 | 50 | 99 | 68 |  |  | 100 | 500 | 7 | 71.4 | No | 25000 | 5000 | 83 | 15 | 1 | -20 | Dimmable | 20% |  | None |  |  |  | 2015-05-15 | 2015-05-15 | United States | ES_1128019_BR20-50WE-7WD50K_05192015164415_2598211 | 2239612
LED One Distribution, Inc | LEDone | LED Lamp | BR30-75WE-13.5WD27K |  | BR30 | Reflector (Flood/Spot) | E26 (Medium) | Directional | LED | 5 | 75 | 132 | 95 |  |  | 100 | 938 | 13.5 | 69.5 | No | 25000 | 2700 | 82 | 9 | 1 | -20 | Dimmable | 20% |  | None |  |  |  | 2015-05-15 | 2015-05-15 | United States | ES_1128019_BR30-75WE-13.5WD27K_05192015164209_4242731 | 2239634
LED One Distribution, Inc | LEDone | LED Lamp | BR30-75WE-13.5WD40K |  | BR30 | Reflector (Flood/Spot) | E26 (Medium) | Directional | LED | 5 | 75 | 132 | 95 |  |  | 100 | 938 | 13.5 | 69.5 | No | 25000 | 4000 | 85 | 18 | 1 | -20 | Dimmable | 20% |  | None |  |  |  | 2015-05-15 | 2015-05-15 | United States | ES_1128019_BR30-75WE-13.5WD40K_05192015164209_1743713 | 2239635
LED One Distribution, Inc | LEDone | LED Lamp | BR40-90WE-17WD27K |  | BR40 | Reflector (Flood/Spot) | E26 (Medium) | Directional | LED | 5 | 90 | 165 | 130 |  |  | 100 | 1260 | 17.2 | 73.4 | No | 25000 | 2700 | 83 | 11 | 1 | -20 | Dimmable | 20% |  | None |  |  |  | 2015-05-15 | 2015-05-15 | United States | ES_1128019_BR40-90WE-17WD27K_05192015164318_8001767 | 2239637
LED One Distribution, Inc | LEDone | LED Lamp | BR40-90WE-17WD40K |  | BR40 | Reflector (Flood/Spot) | E26 (Medium) | Directional | LED | 5 | 90 | 165 | 130 |  |  | 100 | 1260 | 17.4 | 72.4 | No | 25000 | 4000 | 85 | 20 | 1 | -20 | Dimmable | 20% |  | None |  |  |  | 2015-05-15 | 2015-05-15 | United States | ES_1128019_BR40-90WE-17WD40K_05192015164318_9606644 | 2239638
LED One Distribution, Inc | LEDone | LED Lamp | BR40-90WE-17WD50K |  | BR40 | Reflector (Flood/Spot) | E26 (Medium) | Directional | LED | 5 | 90 | 165 | 130 |  |  | 100 | 1260 | 17 | 74.1 | No | 25000 | 5000 | 83 | 16 | 1 | -20 | Dimmable | 20% |  | None |  |  |  | 2015-05-15 | 2015-05-15 | United States | ES_1128019_BR40-90WE-17WD50K_05192015164318_8140441 | 2239609
LED One Distribution, Inc | LED ONE | BR40 | BR40-75WE-15WD27K |  | BR40 | Reflector (Flood/Spot) | E26 (Medium) | Directional | LED | 5 | 75 | 161.5 | 120 |  |  |  | 950 | 15 | 63.3 | No | 25000 | 2700 | 81 | 9 | 1 | -20 | Dimmable | 20% |  | Damp Location Rated,Not for Use in Enclosed Fixtures |  |  |  | 2015-06-01 | 2015-06-02 | United States | ES_1128019_BR40-75WE-15WD27K_06022015051110_1023823 | 2240834
LEDseed Inc. | LEDseed Inc. | self-ballasted LED Lamps | BR30-13-27D-2-0 |  | BR30 | Reflector (Flood/Spot) | E26 (Medium) | Directional | LED | 5 | 60 | 135 | 95 |  |  | 120 | 800 | 13 | 61.5 | No | 25000 | 2700 | 81 | 5 | 1 | -20 | Dimmable | 10% |  | None |  |  |  | 2015-03-13 | 2015-03-11 | United States | ES_1131171_BR30-13-27D-2-0_03122015155746_5929724 | 2234681
LEDseed Inc. | LEDseed Inc. | self-ballasted LED Lamps | BR30-13-30D-2-0 |  | BR30 | Reflector (Flood/Spot) | E26 (Medium) | Directional | LED | 5 | 60 | 135 | 95 |  |  | 120 | 800 | 13 | 61.5 | No | 25000 | 3000 | 82 | 8 | 1 | -20 | Dimmable | 10% |  | None |  |  |  | 2015-03-13 | 2015-03-11 | United States | ES_1131171_BR30-13-30D-2-0_03122015155746_7968471 | 2234682
LEDseed Inc. | LEDseed Inc. | self-ballasted LED Lamps | BR30-13-40D-2-0 |  | BR30 | Reflector (Flood/Spot) | E26 (Medium) | Directional | LED | 5 | 60 | 135 | 95 |  |  | 120 | 850 | 13 | 65.4 | No | 25000 | 4000 | 82 | 5 | 1 | -20 | Dimmable | 10% |  | None |  |  |  | 2015-03-13 | 2015-03-11 | United States | ES_1131171_BR30-13-40D-2-0_03122015155746_7940137 | 2234683
LEDseed Inc. | LEDseed Inc. | self-ballasted LED Lamps | BR30-13-50D-2-0 |  | BR30 | Reflector (Flood/Spot) | E26 (Medium) | Directional | LED | 5 | 60 | 135 | 95 |  |  | 120 | 850 | 13 | 65.4 | No | 25000 | 5000 | 85 | 16 | 1 | -20 | Dimmable | 10% |  | None |  |  |  | 2015-03-13 | 2015-03-11 | United States | ES_1131171_BR30-13-50D-2-0_03122015155746_7340143 | 2234684
LEDUX LEDS LLC | LUZTRA | BR LED Lamp | L-BR20-7W-DIM-27K |  | R20 | Reflector (Flood/Spot) | E26 (Medium) | Directional | LED | 3 | 50 | 88.1 | 63.9 |  |  | 100 | 550 | 7 | 78.6 | No | 25000 | 2700 | 82 | 12 | 0.8 | -25 | Dimmable | 20% |  | Damp Location Rated,Enclosed Fixtures,Recessed Fixtures |  |  |  | 2015-05-13 | 2015-12-14 | United States, Canada | ES_1133437_L-BR20-7W-DIM-27K_01072016065441_9681462 | 2256196
LEDUX LEDS LLC | LUZTRA | BR LED Lamp | L-BR30-12W-DIM-27K |  | BR30 | Reflector (Flood/Spot) | E26 (Medium) | Directional | LED | 3 | 75 | 117.9 | 96.1 |  |  | 100 | 1000 | 12 | 83.3 | No | 25000 | 2700 | 82 | 10 | 0.9 | -25 | Dimmable | 20% |  | Damp Location Rated,Enclosed Fixtures,Recessed Fixtures |  |  |  | 2015-05-13 | 2015-12-14 | United States, Canada | ES_1133437_L-BR30-12W-DIM-27K_01072016065455_9695709 | 2256197
LEDVANCE, formerly OSRAM SYLVANIA | Sylvania | 79656 LED7R20/DIM/SE/830/G3 | 79656 LED7R20/DIM/SE/830/G3 | ,79653 LED7R20/DIM/SE/830/G3/RP,; ,79659 LED7R20/DIM/SE/830/G3/RP, | R20 | Reflector (Flood/Spot) | E26 (Medium) | Directional | LED | 5 | 50 | 94.5 | 64 | 160 |  | 105 | 525 | 7 | 75 | No | 25000 | 3000 | 85 | 24 | 1 | 0 | Dimmable | 10% | Yes | Damp Location Rated | No |  |  | 2015-10-01 | 2015-07-13 | United States | ES_1018393_79656 LED7R20/DIM/SE/830/G3_07132015132447_3383600 | 2272111
LEDVANCE, formerly OSRAM SYLVANIA | Sylvania | LED15BR40/DIM/HO/827/G4 | 79175 | LED15BR40/DIM/HO/827/G4,79175,2700K; LED15BR40/DIM/HO/827/G4/RP,79176,2700K; LED15BR40/DIM/HO/827/G4/RP,79177,2700K; LED15BR40/DIM/HO/835/G4/RP,79183,3500K; LED15BR40/DIM/HO/850/G4/RP,79332,5000K; LED15BR40/DIM/HO/850/G4/RP,79514,5000K; LED15BR40/DIMHO/835/G4/RP,79512,3500K | BR40 | Reflector (Flood/Spot) | E26 (Medium) | Directional | LED | 5 | 85 | 152 | 122 | 335 |  | 112 | 1100 | 15 | 73.3 | No | 25000 | 2700 | 82 | 10 | 1 | 0 | Dimmable | 10% | Yes | Damp Location Rated | No |  |  | 2015-09-01 | 2015-10-08 | United States | ES_1018393_79175_10112015154725_4711877 | 2272110
LEDVANCE, formerly OSRAM SYLVANIA | Sylvania | LED7R20/DIM/HO/827/G4 | 79172 | LED7R20/DIM/HO/827/G4,79172,2700K; LED7R20/DIM/HO/827/G4/RP,79173,2700K; LED7R20/DIM/HO/827/G4/RP,79174,2700K; LED7R20/DIM/HO/835/G4/RP,79180,3500K; LED7R20/DIM/HO/850/G4/RP,79181,5000K | R20 | Reflector (Flood/Spot) | E26 (Medium) | Directional | LED | 5 | 50 | 94.5 | 64 | 152 |  | 109 | 525 | 7 | 75 | No | 25000 | 2700 | 81 | 5 | 1 | 0 | Dimmable | 10% | Yes | Damp Location Rated | No |  |  | 2015-09-01 | 2015-10-08 | United States | ES_1018393_79172_02232016145420_9856836 | 2272106
LEDVANCE, formerly OSRAM SYLVANIA | SYLVANIA and OSRAM | CF16EL/BR30/827/RP/DIS/CDN/YX | 27809 | CF16EL/BR30/827/BL/YX,29440,CF16EL/BR30/827/BL/YX; CF16EL/BR30/827/CVP/YX,29573,CF16EL/BR30/827/CVP/YX; CF16EL/BR30/827/RP/DIS/CDN/YX,27809,CF16EL/BR30/827/RP/DIS/CDN/YX; CF16EL/BR30/827/RP/YX,28972,CF16EL/BR30/827/RP/YX; CF16EL/BR30/827/RP/YX,29566,CF16EL/BR30/827/RP/YX | BR30 | Reflector (Flood/Spot) | E26 (Medium) | Directional | CFL | 9 | 75 | 135.8 | 93.2 |  | 1.9 |  | 750 | 16 | 46.9 | No | 10000 | 2700 | 82 | -3 | 0.6 | 0 |  |  |  | Damp Location Rated |  |  |  | 2014-02-01 | 2014-10-03 | United States, Canada | ES_1018393_27809_09222014155310_8241693 | 2221205
LEDVANCE, formerly OSRAM SYLVANIA | SYLVANIA and OSRAM | LED15BR40/DIM/HO/827/G3 | 78416 |  | BR40 | Reflector (Flood/Spot) | E26 (Medium) | Directional | LED | 5 | 85 | 147.3 | 119.4 |  |  |  | 1100 | 15.1 | 72.8 | No | 25000 | 2700 | 82 | 18 | 1 | -20 | Dimmable |  |  | Damp Location Rated,Recessed Fixtures |  |  |  | 2014-04-01 | 2014-09-17 | United States, Canada | ES_1018393_78416_09172014143356_6424829 | 2220203
LEDVANCE, formerly OSRAM SYLVANIA | SYLVANIA and OSRAM | LED15BR40/DIM/HO/827/G3/RP | 78484 |  | BR40 | Reflector (Flood/Spot) | E26 (Medium) | Directional | LED | 5 | 85 | 147.3 | 119.4 |  |  |  | 1100 | 15.1 | 72.8 | No | 25000 | 2700 | 82 | 18 | 1 | -20 | Dimmable |  |  | Damp Location Rated,Recessed Fixtures |  |  |  | 2014-04-01 | 2014-09-17 | United States, Canada | ES_1018393_78484_01222015091658_221826 | 2232425
LEDVANCE, formerly OSRAM SYLVANIA | SYLVANIA and OSRAM | LED15BR40/DIM/HO/827/G3/RP | 79122 |  | BR40 | Reflector (Flood/Spot) | E26 (Medium) | Directional | LED | 5 | 85 | 147.3 | 119.4 |  |  |  | 1100 | 15.1 | 72.8 | No | 25000 | 2700 | 82 | 18 | 1 | -20 | Dimmable |  |  | Damp Location Rated,Recessed Fixtures |  |  |  | 2014-04-01 | 2014-09-17 | United States, Canada | ES_1018393_79122_01222015093435_5535089 | 2232426
LEDVANCE, formerly OSRAM SYLVANIA | SYLVANIA and OSRAM | LED8R20/DIM/SE/830 | 72890 |  | R20 | Reflector (Flood/Spot) | E26 (Medium) | Directional | LED | 5 | 50 | 96.8 | 63 |  |  |  | 520 | 8.6 | 60.5 | No | 25000 | 3000 | 83 | 19 | 1 | -20 | Dimmable |  |  | Damp Location Rated,Recessed Fixtures |  |  |  | 2013-12-01 | 2014-08-27 | United States, Canada | ES_1018393_72890_12292014160648_2591821 | 2230264
LEDVANCE, formerly OSRAM SYLVANIA | SYLVANIA and OSRAM | LED8R20/DIM/SE/830/RP | 78390 |  | R20 | Reflector (Flood/Spot) | E26 (Medium) | Directional | LED | 5 | 50 | 96.8 | 63 |  |  |  | 520 | 8.6 | 60.5 | No | 25000 | 3000 | 83 | 19 | 1 | -20 | Dimmable |  |  | Damp Location Rated,Recessed Fixtures |  |  |  | 2013-12-01 | 2014-08-27 | United States, Canada | ES_1018393_78390_08272014090414_3505975 | 2218070
LEDVANCE, formerly OSRAM SYLVANIA | Sylvania [Osram] | CF14ELR20/827/BL4/ZJ | 29457 |  | R20 | Reflector (Flood/Spot) | E26 (Medium) | Directional | CFL | 9 | 50 | 110 | 63 |  | 1.5 |  | 500 | 14 | 40 | No | 10000 | 2700 | 81 | -7 | 0.5 | 0 |  |  |  | None |  |  |  | 2013-11-01 | 2014-10-07 | United States, Canada | ES_1018393_29457_01202015115639_2700158 | 2232144
LEDVANCE, formerly OSRAM SYLVANIA | Sylvania [Osram] | CF14EL/R20/827/BL/ZJ | 29562 | CF14EL/R20/827/BL/ZJ,29562,CF14EL/R20/827/BL/ZJ | R20 | Reflector (Flood/Spot) | E26 (Medium) | Directional | CFL | 9 | 50 | 110 | 63 |  | 1.5 |  | 500 | 14 | 40 | No | 10000 | 2700 | 81 | -7 | 0.5 | 0 |  |  |  | None |  |  |  | 2013-11-01 | 2014-10-07 | United States, Canada | ES_1018393_29562_10072014165141_1991998 | 2222446
LEDVANCE, formerly OSRAM SYLVANIA | Sylvania [Osram] | CF14EL/R20/827/RP/ZJ | 27807 |  | R20 | Reflector (Flood/Spot) | E26 (Medium) | Directional | CFL | 9 | 50 | 110 | 63 |  | 1.5 |  | 500 | 14 | 40 | No | 10000 | 2700 | 81 | -7 | 0.5 | 0 |  |  |  | None |  |  |  | 2013-11-01 | 2014-10-07 | United States, Canada | ES_1018393_27807_01302015120718_9779474 | 2232146
LEDVANCE, formerly OSRAM SYLVANIA | Sylvania [Osram] | CF14EL/R20/827/RP/ZJ | 29760 |  | R20 | Reflector (Flood/Spot) | E26 (Medium) | Directional | CFL | 9 | 50 | 110 | 63 |  | 1.5 |  | 500 | 14 | 40 | No | 10000 | 2700 | 81 | -7 | 0.5 | 0 |  |  |  | None |  |  |  | 2013-11-01 | 2014-10-07 | United States, Canada | ES_1018393_29760_01302015120718_9941827 | 2232145
LEDVANCE, formerly OSRAM SYLVANIA | Sylvania [Osram] | LED15BR40/DIM/HO/827/G4 | 79175 | LED15BR40/DIM/HO/827/G4,79175,2700K; LED15BR40/DIM/HO/827/G4/RP,79176,2700K; LED15BR40/DIM/HO/827/G4/RP,79177,2700K; LED15BR40/DIM/HO/835/G4/RP,79183,3500K; LED15BR40/DIM/HO/850/G4RP,79332,5000K | BR40 | Reflector (Flood/Spot) | E26 (Medium) | Directional | LED | 5 | 85 | 152 | 122 | 335 |  | 112 | 1100 | 15 | 73.3 | No | 25000 | 2700 | 82 | 10 | 1 | 0 | Dimmable | 10% |  | Recessed Fixtures |  |  |  | 2015-09-01 | 2015-10-08 | United States | ES_1018393_79175_10112015154725_4711877 | 2250108
IGT Lighting, Inc | IGT | LED Lamp | IGTBLB-60013-BR3027 |  | BR30 | Reflector (Flood/Spot) | E26 (Medium) | Directional | LED | 5 | 75 | 132.1 | 94 |  |  |  | 938 | 13.5 | 69.5 | No | 25000 | 2700 | 82 | 9 | 1 | -20 | Dimmable | 20% |  | Not for Use in Enclosed Fixtures |  |  |  | 2015-09-30 | 2015-09-30 | United States | ES_1133091_IGTBLB-60013-BR3027_10082015132235_5182492 | 2249755
IGT Lighting, Inc | IGT | LED Lamp | IGTBLB-60013-BR3050 |  | BR30 | Reflector (Flood/Spot) | E26 (Medium) | Directional | LED | 5 | 75 | 132.1 | 94 |  |  |  | 938 | 13.5 | 69.5 | No | 25000 | 5000 | 83 | 14 | 1 | -20 | Dimmable | 20% |  | Not for Use in Enclosed Fixtures |  |  |  | 2015-09-30 | 2015-09-30 | United States | ES_1133091_IGTBLB-60013-BR3050_10082015132235_7380022 | 2249756
IGT Lighting, Inc | IGT | LED Lamp | IGTBLB-60017-BR4027 |  | BR40 | Reflector (Flood/Spot) | E26 (Medium) | Directional | LED | 5 | 90 | 165.1 | 129.5 |  |  |  | 1260 | 17.2 | 73.3 | No | 25000 | 2700 | 83 | 11 | 1 | -20 | Dimmable | 20% |  | Not for Use in Enclosed Fixtures |  |  |  | 2015-09-30 | 2015-09-30 | United States | ES_1133091_IGTBLB-60017-BR4027_10082015132221_8198451 | 2249757
IGT Lighting, Inc | IGT | LED Lamp | IGTBLB-60017-BR4050 |  | BR40 | Reflector (Flood/Spot) | E26 (Medium) | Directional | LED | 5 | 90 | 165.1 | 129.5 |  |  |  | 1260 | 17 | 74.1 | No | 25000 | 5000 | 83 | 16 | 1 | -20 | Dimmable | 20% |  | Not for Use in Enclosed Fixtures |  |  |  | 2015-09-30 | 2015-09-30 | United States | ES_1133091_IGTBLB-60017-BR4050_10082015132221_1734705 | 2249758
Jiawei Technology (USA), Ltd | Maximus | self-ballasted LED Lamps | DL-15BR40-827-110-D | self-ballasted LED Lamps,ML-15BR40-827-110-D, | BR40 | Reflector (Flood/Spot) | E26 (Medium) | Directional | LED | 5 | 75 | 163 | 127 |  |  | 120 | 1000 | 15 | 66.7 | No | 25000 | 2700 | 82 | 7 | 1 | -20 | Dimmable | 10% |  | None |  |  |  | 2015-06-30 | 2015-07-13 | United States, Canada | ES_1119003_DL-15BR40-827-110-D_07222015091707_7808771 | 2243916
IKIO LED LIGHTING LLC | IKIO | Directional LED Lamp BR30 | IKB30201-1530-26LD |  | BR30 | Reflector (Flood/Spot) | E26 (Medium) | Directional | LED | 3 | 85 | 131.7 | 94.7 |  |  |  | 1200 | 15 | 80 | No | 25000 | 3000 | 83 | 10 | 1 | -20 | Dimmable | 5% |  | Damp Location Rated,Recessed Fixtures,Not for Use in Enclosed Fixtures |  |  |  | 2015-08-20 | 2015-09-22 | United States, Canada | ES_1133411_IKB30201-1530-26LD_09222015135622_5781901 | 2249037
IKIO LED LIGHTING LLC | IKIO | Directional LED Lamp BR30 | IKB30201-1550-26LD |  | BR30 | Reflector (Flood/Spot) | E26 (Medium) | Directional | LED | 3 | 85 | 131.7 | 94.7 |  |  |  | 1200 | 15 | 80 | No | 25000 | 5000 | 83 | 10 | 1 | -20 | Dimmable | 5% |  | Damp Location Rated,Recessed Fixtures,Not for Use in Enclosed Fixtures |  |  |  | 2015-08-20 | 2015-09-22 | United States, Canada | ES_1133411_IKB30201-1550-26LD_09222015135657_7083912 | 2249049
IKIO LED LIGHTING LLC | IKIO | Directional LED Lamp BR40 | IKB40201-1830-26LD |  | BR40 | Reflector (Flood/Spot) | E26 (Medium) | Directional | LED | 3 | 100 | 160.3 | 126.4 |  |  |  | 1400 | 18 | 77.8 | No | 25000 | 3000 | 83 | 11 | 1 | -20 | Dimmable | 5% |  | Damp Location Rated,Recessed Fixtures,Not for Use in Enclosed Fixtures |  |  |  | 2015-08-20 | 2015-09-22 | United States, Canada | ES_1133411_IKB40201-1830-26LD_09222015140533_0820241 | 2249050
IKIO LED LIGHTING LLC | IKIO | Directional LED Lamp BR40 | IKB40201-1850-26LD |  | BR40 | Reflector (Flood/Spot) | E26 (Medium) | Directional | LED | 3 | 100 | 160.8 | 126.5 |  |  |  | 1400 | 18 | 77.8 | No | 25000 | 5000 | 83 | 8 | 1 | -20 | Dimmable | 5% |  | Damp Location Rated,Recessed Fixtures,Not for Use in Enclosed Fixtures |  |  |  | 2015-08-20 | 2015-09-22 | United States, Canada | ES_1133411_IKB40201-1850-26LD_09222015140527_5456810 | 2249051
Jessar | Xtricity | LED Lamp | 1-60088 |  | R20 | Reflector (Flood/Spot) | E26 (Medium) | Directional | LED | 3 | 50 | 99.7 | 62.3 |  |  |  | 525 | 7.5 | 70 | No | 25000 | 3000 | 81 | 2 | 0.9 | -20 | Dimmable | 5% | No | Damp Location Rated | No |  |  | 2016-08-12 | 2016-08-30 | Canada | ES_1110120_1-60088_08302016151300_2137849 | 2277214
Jiaxing Ledux Lighting Co., LTD | Greenlux | BR LED Lamp | LDX-BR20-7W-DIM-27K |  | R20 | Reflector (Flood/Spot) | E26 (Medium) | Directional | LED | 3 | 50 | 88.1 | 63.9 |  |  |  | 550 | 7 | 78.6 | No | 25000 | 2700 | 82 | 12 | 0.8 | -25 | Dimmable |  |  | Damp Location Rated,Enclosed Fixtures,Recessed Fixtures |  |  |  | 2015-05-11 | 2016-03-02 | United States, Canada | ES_1131547_LDX-BR20-7W-DIM-27K_05132015110913_5353755 | 2239238
Jiaxing Ledux Lighting Co., LTD | Greenlux | BR LED Lamp | LDX-BR30-12W-DIM-27K |  | BR30 | Reflector (Flood/Spot) | E26 (Medium) | Directional | LED | 3 | 75 | 117.9 | 96.1 |  |  |  | 1000 | 12 | 83.3 | No | 25000 | 2700 | 82 | 10 | 0.9 | -25 | Dimmable |  |  | Damp Location Rated,Enclosed Fixtures,Recessed Fixtures |  |  |  | 2015-05-11 | 2016-03-02 | United States, Canada | ES_1131547_LDX-BR30-12W-DIM-27K_05132015110925_5365027 | 2239239
Jiaxing Ledux Lighting Co., LTD | Greenlux | BR LED Lamp | LDX-BR40-15W-DIM-27K |  | BR40 | Reflector (Flood/Spot) | E26 (Medium) | Directional | LED | 3 | 85 | 136.1 | 122.2 |  |  |  | 1200 | 15 | 80 | No | 25000 | 2700 | 82 | 14 | 0.9 | -25 | Dimmable |  |  | Damp Location Rated,Enclosed Fixtures,Recessed Fixtures |  |  |  | 2015-05-11 | 2016-03-02 | United States, Canada | ES_1131547_LDX-BR40-15W-DIM-27K_05132015110955_5395437 | 2239236
Jiaxing Ledux Lighting Co., LTD | Greenlux | BR LED LAMP | BR20E65W6DIM27K |  | R20 | Reflector (Flood/Spot) | E26 (Medium) | Directional | LED | 3 | 50 | 88.1 | 63.9 |  |  | 100 | 550 | 6.5 | 85 | No | 25000 | 2700 | 82 | 9 | 0.7 | -25 | Dimmable | 7% | Yes | Damp Location Rated | No |  |  | 2015-10-30 | 2016-03-15 | United States, Canada | ES_1131547_BR20E65W6DIM27K_04072016103421_5261480 | 2263968
Jiaxing Ledux Lighting Co., LTD | Greenlux | BR LED LAMP | BR20E65W6DIM30K |  | R20 | Reflector (Flood/Spot) | E26 (Medium) | Directional | LED | 3 | 50 | 88.1 | 63.9 |  |  | 100 | 550 | 6.5 | 85 | No | 25000 | 3000 | 82 | 5 | 0.8 | -25 | Dimmable | 7% | Yes | Damp Location Rated | No |  |  | 2015-10-30 | 2016-04-29 | United States, Canada | ES_1131547_BR20E65W6DIM30K_04292016074314_5794816 | 2265575
Jiaxing Ledux Lighting Co., LTD | Greenlux | BR LED LAMP | BR20E65W6DIM50K |  | R20 | Reflector (Flood/Spot) | E26 (Medium) | Directional | LED | 3 | 50 | 88.1 | 63.9 |  |  | 100 | 550 | 6.5 | 85 | No | 25000 | 5000 | 83 | 13 | 0.7 | -25 | Dimmable | 7% | Yes | Damp Location Rated | No |  |  | 2015-10-30 | 2016-03-15 | United States, Canada | ES_1131547_BR20E65W6DIM50K_04072016103441_5281520 | 2263969
Jiaxing Ledux Lighting Co., LTD | Greenlux | BR LED LAMP | BR40E14W11DIM27K |  | BR40 | Reflector (Flood/Spot) | E26 (Medium) | Directional | LED | 3 | 85 | 136.1 | 122.2 |  |  | 100 | 1100 | 14 | 79 | No | 25000 | 2700 | 81 | 6 | 0.8 | -25 | Dimmable | 5% | Yes | Damp Location Rated | No |  |  | 2015-10-30 | 2016-03-15 | United States, Canada | ES_1131547_BR40E14W11DIM27K_04072016104342_5822823 | 2263972
Jiaxing Ledux Lighting Co., LTD | Greenlux | BR LED LAMP | BR40E14W11DIM50K |  | BR40 | Reflector (Flood/Spot) | E26 (Medium) | Directional | LED | 3 | 85 | 136.1 | 122.2 |  |  | 100 | 1100 | 14 | 79 | No | 25000 | 5000 | 85 | 18 | 0.8 | -25 | Dimmable | 5% | Yes | Damp Location Rated | No |  |  | 2015-10-30 | 2016-03-15 | United States, Canada | ES_1131547_BR40E14W11DIM50K_04072016104420_5860615 | 2263973
Jiangxi Midea Guiya Lighting Co., Ltd. | Midea | LED LAMP | MLBR2008W3-27W0 |  | R20 | Reflector (Flood/Spot) | E26 (Medium) | Directional | LED | 3 | 50 | 99.5 | 62.5 |  |  |  | 550 | 8 | 68.8 | No | 25000 | 2700 | 81 | 6 | 0.9 | -20 | Dimmable | 10% |  | Damp Location Rated,Enclosed Fixtures,Recessed Fixtures,Shatter Resistant |  |  |  | 2015-11-30 | 2015-12-11 | United States, Canada | ES_1058360_MLBR2008W3-27W0_12112015094912_2881994 | 2255945
Jiangxi Midea Guiya Lighting Co., Ltd. | Midea | LED LAMP | MLBR2008W3-30W0 |  | R20 | Reflector (Flood/Spot) | E26 (Medium) | Directional | LED | 3 | 50 | 99.6 | 63 |  |  |  | 550 | 8 | 68.8 | No | 25000 | 3000 | 83 | 10 | 0.9 | -20 | Dimmable | 10% |  | Damp Location Rated,Enclosed Fixtures,Recessed Fixtures,Shatter Resistant |  |  |  | 2015-11-30 | 2015-12-11 | United States, Canada | ES_1058360_MLBR2008W3-30W0_12112015094944_4978193 | 2255946
Jiangxi Midea Guiya Lighting Co., Ltd. | Midea | LED LAMP | MLBR2008W3-40N0 |  | R20 | Reflector (Flood/Spot) | E26 (Medium) | Directional | LED | 3 | 50 | 99.6 | 62.9 |  |  |  | 550 | 8 | 68.8 | No | 25000 | 4000 | 85 | 20 | 0.9 | -20 | Dimmable | 10% |  | Damp Location Rated,Enclosed Fixtures,Recessed Fixtures,Shatter Resistant |  |  |  | 2015-11-30 | 2015-12-11 | United States, Canada | ES_1058360_MLBR2008W3-40N0_12112015094947_4819893 | 2255947
Jiangxi Midea Guiya Lighting Co., Ltd. | Midea | LED LAMP | MLBR2008W3-50C0 |  | R20 | Reflector (Flood/Spot) | E26 (Medium) | Directional | LED | 3 | 50 | 99.6 | 62.4 |  |  |  | 550 | 8 | 68.8 | No | 25000 | 5000 | 83 | 12 | 0.9 | -20 | Dimmable | 10% |  | Damp Location Rated,Enclosed Fixtures,Recessed Fixtures,Shatter Resistant |  |  |  | 2015-11-30 | 2015-12-11 | United States, Canada | ES_1058360_MLBR2008W3-50C0_12112015094952_3971982 | 2255948
Jiangxi Midea Guiya Lighting Co., Ltd. | Midea | LED LAMP | MLBR4018W3-27W0 |  | BR40 | Reflector (Flood/Spot) | E26 (Medium) | Directional | LED | 3 | 100 | 160.6 | 126.8 |  |  |  | 1400 | 18 | 77.8 | No | 25000 | 2700 | 81 | 6 | 1 | -20 | Dimmable | 10% |  | Damp Location Rated,Enclosed Fixtures,Recessed Fixtures,Shatter Resistant |  |  |  | 2015-11-30 | 2015-12-11 | United States, Canada | ES_1058360_MLBR4018W3-27W0_12112015100312_2878481 | 2255949
Jiangxi Midea Guiya Lighting Co., Ltd. | Midea | LED LAMP | MLBR4018W3-30W0 |  | BR40 | Reflector (Flood/Spot) | E26 (Medium) | Directional | LED | 3 | 100 | 160.3 | 126.8 |  |  |  | 1400 | 18 | 77.8 | No | 25000 | 3000 | 83 | 9 | 1 | -20 | Dimmable | 10% |  | Damp Location Rated,Enclosed Fixtures,Recessed Fixtures,Shatter Resistant |  |  |  | 2015-11-30 | 2015-12-11 | United States, Canada | ES_1058360_MLBR4018W3-30W0_12112015100332_9172394 | 2255951
Jiangxi Midea Guiya Lighting Co., Ltd. | Midea | LED LAMP | MLBR4018W3-40N0 |  | BR40 | Reflector (Flood/Spot) | E26 (Medium) | Directional | LED | 3 | 100 | 161.3 | 126 |  |  |  | 1400 | 18 | 77.8 | No | 25000 | 4000 | 85 | 20 | 1 | -20 | Dimmable | 10% |  | Damp Location Rated,Enclosed Fixtures,Recessed Fixtures,Shatter Resistant |  |  |  | 2015-11-30 | 2015-12-11 | United States, Canada | ES_1058360_MLBR4018W3-40N0_12112015100345_6762199 | 2255953
Jiaxing Ledux Lighting Co., LTD | Greenlux | Directional LED Bulb | BR20N75W8DIM9027K |  | R20 | Reflector (Flood/Spot) | E26 (Medium) | Directional | LED | 3 | 50 | 90.1 | 60.1 |  |  | 100 | 525 | 7.5 | 70 | No | 25000 | 2700 | 92 | 56 | 0.9 | -25 | Dimmable | 20% | Yes | Damp Location Rated | No |  |  | 2016-05-20 | 2016-10-24 | United States, Canada | ES_1131547_BR20N75W8DIM9027K_06222016110726_3646478 | 2270281
Jiaxing Ledux Lighting Co., LTD | Greenlux | Directional LED Bulb | BR20N75W8DIM9050K |  | R20 | Reflector (Flood/Spot) | E26 (Medium) | Directional | LED | 3 | 50 | 90.1 | 60.1 |  |  | 100 | 525 | 7.5 | 70 | No | 25000 | 5000 | 96 | 92 | 0.9 | -25 | Dimmable | 20% | Yes | Damp Location Rated | No |  |  | 2016-05-20 | 2016-10-24 | United States, Canada | ES_1131547_BR20N75W8DIM9050K_06222016110757_3677621 | 2270282
Jiaxing Ledux Lighting Co., LTD | Greenlux | Directional LED Bulb | BR20N7W7DIM8027K |  | R20 | Reflector (Flood/Spot) | E26 (Medium) | Directional | LED | 3 | 50 | 90.5 | 60 |  |  | 100 | 550 | 7 | 78.6 | No | 25000 | 2700 | 81 | 6 | 0.8 | -25 | Dimmable | 20% | Yes | Damp Location Rated | No |  |  | 2016-08-30 | 2016-07-29 | United States, Canada | ES_1131547_BR20N7W7DIM8027K_07012016073916_8756597 | 2271348
Jiaxing Ledux Lighting Co., LTD | Greenlux | Directional LED Bulb | BR20N7W7DIM8050K |  | R20 | Reflector (Flood/Spot) | E26 (Medium) | Directional | LED | 3 | 50 | 90.5 | 60 |  |  | 100 | 550 | 7 | 78.6 | No | 25000 | 5000 | 83 | 16 | 0.8 | -25 | Dimmable | 20% | Yes | Damp Location Rated | No |  |  | 2016-08-30 | 2016-07-29 | United States, Canada | ES_1131547_BR20N7W7DIM8050K_07012016073955_8795760 | 2271349
Jiaxing Ledux Lighting Co., LTD | Greenlux | Directional LED Bulb | BR40N15W12DIM8027K |  | BR40 | Reflector (Flood/Spot) | E26 (Medium) | Directional | LED | 3 | 85 | 152.9 | 138.6 |  |  | 100 | 1100 | 15.3 | 73 | No | 25000 | 2700 | 81 | 6 | 0.9 | -25 | Dimmable | 20% | Yes | Damp Location Rated | No |  |  | 2016-05-20 | 2016-10-23 | United States, Canada | ES_1131547_BR40N15W12DIM8027K_06222016120539_7139645 | 2270430
Jiaxing Ledux Lighting Co., LTD | Greenlux | Directional LED Bulb | BR40N15W12DIM8050K |  | BR40 | Reflector (Flood/Spot) | E26 (Medium) | Directional | LED | 3 | 85 | 152.9 | 138.6 |  |  | 100 | 1100 | 15 | 73 | No | 25000 | 5000 | 83 | 16 | 0.9 | -25 | Dimmable | 20% | Yes | Damp Location Rated | No |  |  | 2016-05-20 | 2016-10-23 | United States, Canada | ES_1131547_BR40N15W12DIM8050K_06222016120551_7151364 | 2270431
Jiaxing Ledux Lighting Co., LTD | Greenlux | Directional LED Bulb | BR40N16W16DIM9027K |  | BR40 | Reflector (Flood/Spot) | E26 (Medium) | Directional | LED | 3 | 85 | 152.3 | 138.4 |  |  | 100 | 1100 | 16 | 69 | No | 25000 | 2700 | 92 | 56 | 0.9 | -25 | Dimmable | 20% | Yes | Damp Location Rated | No |  |  | 2016-05-20 | 2016-10-24 | United States, Canada | ES_1131547_BR40N16W16DIM9027K_06222016120609_7169897 | 2270432
Jiaxing Ledux Lighting Co., LTD | Greenlux | Directional LED Bulb | BR40N16W16DIM9050K |  | BR40 | Reflector (Flood/Spot) | E26 (Medium) | Directional | LED | 3 | 85 | 152.3 | 138.4 |  |  | 100 | 1100 | 16 | 69 | No | 25000 | 5000 | 96 | 93 | 0.9 | -25 | Dimmable | 20% | Yes | Damp Location Rated | No |  |  | 2016-05-20 | 2016-10-24 | United States, Canada | ES_1131547_BR40N16W16DIM9050K_06222016120625_7185701 | 2270433
Jiangxi Midea Guiya Lighting Co., Ltd. | Midea | LED LAMP | MLBR4018W3-50C0 |  | BR40 | Reflector (Flood/Spot) | E26 (Medium) | Directional | LED | 3 | 100 | 160.3 | 126.3 |  |  |  | 1400 | 18 | 77.8 | No | 25000 | 5000 | 84 | 14 | 1 | -20 | Dimmable | 10% |  | Damp Location Rated,Enclosed Fixtures,Recessed Fixtures,Shatter Resistant |  |  |  | 2015-11-30 | 2015-12-11 | United States, Canada | ES_1058360_MLBR4018W3-50C0_12112015100359_3718926 | 2255954
Kobi Electric | KOBI | LED-1100-R30-27 | LED-1100-R30-27 |  | R30 | Reflector (Flood/Spot) | E26 (Medium) | Directional | LED | 5 | 75 | 132.3 | 95 |  |  |  | 1100 | 17 | 64.7 | No | 25000 | 2700 | 81 | 5 | 0.9 | -20 | Dimmable | 10% |  | Not for Use in Enclosed Fixtures |  |  |  | 2015-06-25 | 2015-07-07 | United States, Canada | ES_1130465_LED-1100-R30-27_07222015015325_7003809 | 2244288
Kobi Electric | KOBI | LED-1100-R30-50 | LED-1100-R30-50 |  | R30 | Reflector (Flood/Spot) | E26 (Medium) | Directional | LED | 5 | 75 | 139.5 | 94.7 |  |  |  | 1100 | 17 | 64.7 | No | 25000 | 5000 | 83 | 6 | 0.9 | -20 | Dimmable | 10% |  | Not for Use in Enclosed Fixtures |  |  |  | 2015-06-25 | 2015-07-07 | United States, Canada | ES_1130465_LED-1100-R30-50_07222015015325_7003809 | 2244289
Kobi Electric | KOBI | LED-700-R30-27 | LED-700-R30-27 |  | R30 | Reflector (Flood/Spot) | E26 (Medium) | Directional | LED | 5 | 60 | 132.1 | 94.9 |  |  |  | 700 | 12 | 58.3 | No | 25000 | 2700 | 82 | 7 | 0.9 | -20 | Dimmable | 10% |  | Not for Use in Enclosed Fixtures |  |  |  | 2015-06-25 | 2015-07-07 | United States, Canada | ES_1130465_LED-700-R30-27_07222015015325_7003809 | 2244286
Kobi Electric | KOBI | LED-700-R30-50 | LED-700-R30-50 |  | R30 | Reflector (Flood/Spot) | E26 (Medium) | Directional | LED | 5 | 60 | 130.4 | 94.9 |  |  |  | 700 | 12 | 58.3 | No | 25000 | 5000 | 84 | 12 | 0.9 | -20 | Dimmable | 10% |  | Not for Use in Enclosed Fixtures |  |  |  | 2015-06-25 | 2015-07-07 | United States, Canada | ES_1130465_LED-700-R30-50_07222015015325_7003809 | 2244287
Kobi Electric | KOBI | LED Lamps | LED-1100-R40-27 |  | BR40 | Reflector (Flood/Spot) | E26 (Medium) | Directional | LED | 5 | 85 | 159 | 126.5 |  |  | 110 |  | 18.1 | 60.9 | No | 25000 | 2700 | 82 | 6 | 1 | -20 | Dimmable | 20% |  | Not for Use in Enclosed Fixtures |  |  |  | 2015-05-01 | 2015-04-30 | United States, Canada | ES_1130465_LED-1100-R40-27_05042015095058_8110481 | 2238506
Kobi Electric | KOBI | LED Lamps | LED-1100-R40-50 |  | BR40 | Reflector (Flood/Spot) | E26 (Medium) | Directional | LED | 5 | 85 | 159 | 126.5 |  |  | 110 |  | 17.8 | 62 | No | 25000 | 5000 | 85 | 17 | 1 | -20 | Dimmable | 20% |  | Not for Use in Enclosed Fixtures |  |  |  | 2015-05-01 | 2015-04-30 | United States, Canada | ES_1130465_LED-1100-R40-50_05042015095058_4767970 | 2238507
Jiawei Technology (USA), Ltd | Duracell | Integral LED Lamp | 13BR40-827-WFL-D | ,,Retail Number: D-13BR40-827-WFL-D, D-BR40A | BR40 | Reflector (Flood/Spot) | E26 (Medium) | Directional | LED | 5 | 75 | 165.6 | 125.5 |  |  |  | 950 | 13 | 73.1 | No | 25000 | 2700 | 84 | 21 | 1 | -20 | Dimmable | 10% |  | Damp Location Rated,Not for Use in Enclosed Fixtures,Recessed Fixtures,Shatter Resistant |  |  |  | 2014-12-04 | 2014-12-08 | United States, Canada | ES_1119003_13BR40-827-WFL-D_12082014112149_5628564 | 2229071
Jiawei Technology (USA), Ltd | Duracell | self-ballasted LED Lamps | DL-15BR40-827-110-D | self-ballasted LED Lamps,ML-15BR40-827-110-D, | BR40 | Reflector (Flood/Spot) | E26 (Medium) | Directional | LED | 5 | 75 | 163 | 127 |  |  | 120 | 1000 | 15 | 66.7 | No | 25000 | 2700 | 82 | 7 | 1 | -20 | Dimmable | 10% |  | None |  |  |  | 2015-06-30 | 2015-07-13 | United States, Canada | ES_1119003_DL-15BR40-827-110-D_07222015091707_9090275 | 2243915
International Development Corp. | Honeywell | B3065XXHBYZZ | B3065XXHBYZZ |  | R30 | Reflector (Flood/Spot) | E26 (Medium) | Directional | LED | 3 | 65 | 132 | 95 |  |  |  | 800 | 11 | 72.7 | No | 25000 | 2700 | 84 | 18 | 0.9 | -20 | Dimmable | 20% |  | Damp Location Rated,Recessed Fixtures |  |  |  | 2015-08-27 | 2015-09-02 | United States, Canada | ES_30250_B3065XXHBYZZ_09162015110009_1209968 | 2248108
International Development Corp. | Honeywell | B3065XXHBYZZ | B3065XXHBYZZ |  | R30 | Reflector (Flood/Spot) | E26 (Medium) | Directional | LED | 3 | 65 | 132 | 95 |  |  |  | 800 | 11 | 72.7 | No | 25000 | 3000 | 84 | 18 | 0.9 | -20 | Dimmable | 20% |  | Damp Location Rated,Recessed Fixtures |  |  |  | 2015-08-27 | 2015-09-02 | United States, Canada | ES_30250_B3065XXHBYZZ_09162015110034_1234177 | 2248109
International Development Corp. | Honeywell | B3065XXHBYZZ | B3065XXHBYZZ |  | R30 | Reflector (Flood/Spot) | E26 (Medium) | Directional | LED | 3 | 65 | 132 | 95 |  |  |  | 800 | 11 | 72.7 | No | 25000 | 4000 | 84 | 18 | 0.9 | -20 | Dimmable | 20% |  | Damp Location Rated,Recessed Fixtures |  |  |  | 2015-08-27 | 2015-09-02 | United States, Canada | ES_30250_B3065XXHBYZZ_09162015110050_1250085 | 2248110
International Development Corp. | Honeywell | B3065XXHBYZZ | B3065XXHBYZZ |  | R30 | Reflector (Flood/Spot) | E26 (Medium) | Directional | LED | 3 | 65 | 132 | 95 |  |  |  | 800 | 11 | 72.7 | No | 25000 | 5000 | 84 | 18 | 0.9 | -20 | Dimmable | 20% |  | Damp Location Rated,Recessed Fixtures |  |  |  | 2015-08-27 | 2015-09-02 | United States, Canada | ES_30250_B3065XXHBYZZ_09162015110104_1264776 | 2248111
International Development Corp. | Honeywell | B407527HB### | B407527HB### |  | BR40 | Reflector (Flood/Spot) | E26 (Medium) | Directional | LED | 5 | 75 | 161.2 | 127.2 |  |  | 110 | 1050 | 15 | 70 | No | 25000 | 2700 | 82 | 9 | 0.9 | -20 | Dimmable | 10% | Yes | Damp Location Rated | No |  |  | 2016-10-10 | 2016-10-14 | United States, Canada | ES_30350_B407527HB###_10142016083032_3832579 | 2281427
iPAN LED Inc. | IPAN | BR40 | iPAN-BR40-14W-D |  | BR40 | Reflector (Flood/Spot) | E26 (Medium) | Directional | LED | 3 | 85 | 162 | 121 |  |  |  | 1100 | 14 | 78.6 | No | 25000 | 3000 | 83 | 9 | 0.9 | -20 | Dimmable | 10% |  | None |  |  |  | 2015-10-18 | 2015-10-15 | United States, Canada | ES_1080990_iPAN-BR40-14W-D_10212015134623_7615893 | 2250996
iPAN LED Inc. | IPAN | LED BR LAMP | iPAN-BR40-17.5W |  | BR40 | Reflector (Flood/Spot) | E26 (Medium) | Directional | LED | 5 | 85 | 160 | 121 | 347 |  |  | 1065 | 17.5 | 60.9 | No | 25000 | 2700 | 93 | 62 | 0.9 | -20 | Dimmable | 10% |  | None |  |  |  | 2014-06-01 | 2014-10-07 | United States, Canada | ES_1080990_iPAN-BR40-17.5W_10092014142733_1047790 | 2222001
iPAN LED Inc. | IPAN | LED BR LAMP | iPAN-BR40-17.5W |  | BR40 | Reflector (Flood/Spot) | E26 (Medium) | Directional | LED | 5 | 85 | 160 | 121 | 381 |  |  | 1065 | 17.5 | 60.9 | No | 25000 | 3000 | 95 | 75 | 1 | -20 | Dimmable | 10% |  | None |  |  |  | 2014-06-01 | 2014-10-07 | United States, Canada | ES_1080990_iPAN-BR40-17.5W_10092014142733_8792684 | 2222002
SATCO/NUVO | KolourOne | R40-016UW-W21 | S9101 |  | BR40 | Reflector (Flood/Spot) | E26 (Medium) | Directional | LED | 3 | 85 | 152.4 | 119.4 |  |  |  | 1193 | 15.8 | 75.5 | No | 40000 | 2700 | 81 | 7 | 1 | -20 | Dimmable | 20% |  | Not for Use in Enclosed Fixtures |  |  |  | 2014-10-10 | 2014-10-10 | United States, Canada | ES_31858_S9101_10102014035620_1023692 | 2222121
Sleek Lighting | SLEEK LIGHTING | LED R20 Lamp | SL-R20D-30 |  | R20 | Reflector (Flood/Spot) | E26 (Medium) | Directional | LED | 3 | 50 | 96.9 | 63.2 |  |  |  | 600 | 7.5 | 80 | No | 25000 | 3000 | 84 | 13 | 0.9 | -20 | Dimmable | 10% |  | Damp Location Rated,Enclosed Fixtures,Recessed Fixtures |  |  |  | 2016-06-10 | 2016-06-01 | United States | ES_1136290_SL-R20D-30_06012016153002_3214890 | 2270249
Standard Products, Inc. | Standard | CFL | 61081 | ,,CF16/27K/R30/E26/STD | R30 | Reflector (Flood/Spot) | E26 (Medium) | Directional | CFL | 2 | 60 | 139 | 94 |  | 1.5 |  | 750 | 16 | 46.9 | No | 10000 | 2700 | 82 | -6 | 0.6 | -23 |  |  |  | None |  |  |  | 2014-09-30 | 2014-10-24 | Canada | ES_1026018_61081; CF16/27K/R30/E26/STD_10272014141921_4841815 | 2223593
Standard Products, Inc. | Standard | LED | 62784 | ,,LED/R20/7.5W/27K/D/STD | R20 | Reflector (Flood/Spot) | E26 (Medium) | Directional | LED | 3 | 50 | 95 | 64 |  |  |  | 500 | 7.8 | 66.6 | No | 25000 | 2700 | 82 | 16 | 0.9 | -25 | Dimmable | 10% |  | None |  |  |  | 2014-10-10 | 2014-10-21 | Canada | ES_1026018_62784_10222014200730_2537783 | 2223088
Standard Products, Inc. | Standard | LED | 63084 | ,,LED/BR40/17W/27K/STD | BR40 | Reflector (Flood/Spot) | E26 (Medium) | Directional | LED | 5 | 85 | 157 | 125 |  |  | 103 | 1100 | 17 | 64.7 | No | 25000 | 2700 | 82 | 4 | 1 | -40 | Dimmable | 15% |  | None |  |  |  | 2015-01-10 | 2015-01-12 | Canada | ES_1026018_63084_01142015123933_2888845 | 2230946
Shenzhen H&T Lighting Technology Co., Ltd. | H&T | R30 | CX-R30-H-B |  | BR30 | Reflector (Flood/Spot) | GU24 | Directional | LED | 3 | 75 | 123.9 | 87.1 |  |  |  | 950 | 13.1 | 72.5 | No | 25000 | 3000 | 83 | 15 | 0.7 | -10 | Dimmable | 10% |  | Damp Location Rated |  |  |  | 2014-11-01 | 2014-11-19 | United States, Canada | ES_1113776_CX-R30-H-B_11192014040840_1023717 | 2225404
Revolution Lighting Technologies, Inc. | SEESMART | 183600-001 | 183600-001 |  | R20 | Reflector (Flood/Spot) | E26 (Medium) | Directional | LED | 3 | 50 | 98 | 64 |  |  |  | 550 | 7.4 | 74.3 | No | 25000 | 3000 | 83 | 17 | 0.9 | -20 | Dimmable | 9% |  | None |  |  |  | 2014-04-15 | 2014-10-20 | United States, Canada | ES_1126369_183600-001_10202014103551_1023698 | 2222904
SATCO/NUVO | Satco | Dimmable BR40 11.5W 2700K | S9634 |  | BR40 | Reflector (Flood/Spot) | E26 (Medium) | Directional | LED | 3 | 75 | 164.6 | 126.7 |  |  | 103 | 940 | 11.5 | 81.7 | No | 25000 | 2700 | 83 | 12 | 0.9 | -20 | Dimmable | 5% | No | Damp Location Rated | No |  |  | 2016-03-22 | 2016-04-08 | United States | ES_31858_S9634_04112016092440_1023991 | 2263891
SATCO/NUVO | Satco | Dimmable BR40 11.5W 3000K | S9635 |  | BR40 | Reflector (Flood/Spot) | E26 (Medium) | Directional | LED | 3 | 75 | 164.6 | 126.7 |  |  | 103 | 970 | 11.5 | 84.3 | No | 25000 | 3000 | 83 | 9 | 0.9 | -20 | Dimmable | 5% | No | Damp Location Rated | No |  |  | 2016-03-22 | 2016-04-07 | United States | ES_31858_S9635_04072016050620_1023990 | 2263800
SATCO/NUVO | Satco | Dimmable BR40 11.5W 4000K | S9636 |  | BR40 | Reflector (Flood/Spot) | E26 (Medium) | Directional | LED | 3 | 75 | 164.6 | 126.7 |  |  | 103 | 1000 | 11.5 | 87 | No | 25000 | 4000 | 82 | 8 | 0.9 | -20 | Dimmable | 5% | No | Damp Location Rated | No |  |  | 2016-03-22 | 2016-04-08 | United States | ES_31858_S9636_04112016093110_1023991 | 2263892
SATCO/NUVO | Satco | Dimmable BR40 11.5W 5000K | S9637 |  | BR40 | Reflector (Flood/Spot) | E26 (Medium) | Directional | LED | 3 | 75 | 164.6 | 126.7 |  |  | 103 | 1050 | 11.5 | 91.3 | No | 25000 | 5000 | 84 | 17 | 0.9 | -20 | Dimmable | 5% | No | Damp Location Rated | No |  |  | 2016-03-22 | 2016-04-08 | United States | ES_31858_S9637_04112016094840_1023991 | 2263893
SATCO/NUVO | Satco | Dimmable BR40 16.5W 2700K | S9638 |  | BR40 | Reflector (Flood/Spot) | E26 (Medium) | Directional | LED | 3 | 85 | 164 | 127 |  |  | 103 | 1200 | 16.5 | 72.7 | No | 25000 | 2700 | 82 | 10 | 0.9 | -20 | Dimmable | 5% | No | Damp Location Rated | No |  |  | 2016-03-22 | 2016-04-08 | United States | ES_31858_S9638_04122016033950_1023991 | 2263894
SATCO/NUVO | Satco | Dimmable BR40 16.5W 2700K CRI>90 | S9615 |  | BR40 | Reflector (Flood/Spot) | E26 (Medium) | Directional | LED | 5 | 85 | 165 | 126.3 |  |  | 103 | 1075 | 16.5 | 65.2 | No | 25000 | 2700 | 91 | 51 | 0.9 | -20 | Dimmable | 5% | No | Damp Location Rated | No |  |  | 2016-06-20 | 2016-06-29 | United States, Canada | ES_31858_S9615_06302016111111_1024036 | 2271309
SATCO/NUVO | Satco | Dimmable BR40 16.5W 3000K | S9639 |  | BR40 | Reflector (Flood/Spot) | E26 (Medium) | Directional | LED | 3 | 85 | 164 | 127 |  |  | 103 | 1230 | 16.5 | 74.5 | No | 25000 | 3000 | 82 | 8 | 0.9 | -20 | Dimmable | 5% | No | Damp Location Rated | No |  |  | 2016-03-22 | 2016-04-08 | United States | ES_31858_S9639_04122016034840_1023991 | 2263895
SATCO/NUVO | Satco | Dimmable BR40 16.5W 4000K | S9640 |  | BR40 | Reflector (Flood/Spot) | E26 (Medium) | Directional | LED | 3 | 85 | 164 | 127 |  |  | 103 | 1280 | 16.5 | 77.6 | No | 25000 | 4000 | 82 | 8 | 0.9 | -20 | Dimmable | 5% | No | Damp Location Rated | No |  |  | 2016-03-22 | 2016-04-08 | United States | ES_31858_S9640_04122016035730_1023991 | 2263896
SATCO/NUVO | Satco | Dimmable BR40 16.5W 5000K | S9641 |  | BR40 | Reflector (Flood/Spot) | E26 (Medium) | Directional | LED | 3 | 85 | 164 | 127 |  |  | 103 | 1320 | 16.5 | 80 | No | 25000 | 5000 | 84 | 17 | 0.9 | -20 | Dimmable | 5% | No | Damp Location Rated | No |  |  | 2016-03-22 | 2016-04-08 | United States | ES_31858_S9641_04122016040620_1023991 | 2263897
SATCO/NUVO | Satco | Dimmable BR40 17W 2700K | S9180 |  | BR40 | Reflector (Flood/Spot) | E26 (Medium) | Directional | LED | 3 | 85 | 163.5 | 127.3 |  |  | 103 | 1200 | 17 | 70.6 | No | 25000 | 2700 | 81 | 2 | 1 | -20 | Dimmable | 10% |  | Not for Use in Enclosed Fixtures |  |  |  | 2014-12-07 | 2014-12-18 | United States | ES_31858_S9180_12182014112331_1023731 | 2229620
SATCO/NUVO | Satco | Dimmable BR40 17W 3000K | S9181 |  | BR40 | Reflector (Flood/Spot) | E26 (Medium) | Directional | LED | 3 | 85 | 163.5 | 127.3 |  |  | 103 | 1230 | 17 | 72.4 | No | 25000 | 3000 | 81 | 5 | 1 | -20 | Dimmable | 10% |  | Not for Use in Enclosed Fixtures |  |  |  | 2014-12-08 | 2014-12-18 | United States | ES_31858_S9181_12182014112731_1023731 | 2229621
SATCO/NUVO | Satco | Dimmable BR40 17W 4000K | S9182 |  | BR40 | Reflector (Flood/Spot) | E26 (Medium) | Directional | LED | 3 | 85 | 163.5 | 127.3 |  |  | 103 | 1280 | 17 | 75.3 | No | 25000 | 4000 | 82 | 12 | 1 | -20 | Dimmable | 10% |  | Damp Location Rated,Not for Use in Enclosed Fixtures |  |  |  | 2014-12-08 | 2014-12-18 | United States | ES_31858_S9182_12182014114221_1023731 | 2229622
SATCO/NUVO | Satco | Dimmable BR40 17W 5000K | S9183 |  | BR40 | Reflector (Flood/Spot) | E26 (Medium) | Directional | LED | 3 | 85 | 163.5 | 127.3 |  |  | 103 | 1320 | 17 | 77.6 | No | 25000 | 5000 | 82 | 9 | 1 | -20 | Dimmable | 5% |  | Not for Use in Enclosed Fixtures |  |  |  | 2014-12-08 | 2014-12-18 | United States | ES_31858_S9183_12182014114621_1023731 | 2229623
SATCO/NUVO | Satco | Dimmable BR40 18W 2700K | S9049 |  | BR40 | Reflector (Flood/Spot) | E26 (Medium) | Directional | LED | 3 | 85 | 164.2 | 126.2 |  |  | 105 | 1200 | 18 | 66.7 | No | 25000 | 2700 | 82 | 14 | 0.9 | -20 | Dimmable | 3% |  | None |  |  |  | 2014-04-29 | 2014-06-24 | United States | ES_31858_S9049_06242014044550_1023632 | 2214139
Shanghai Dangoo Electronics Co., Ltd | BALENO | LED Lamp | BR40 120V 18W 90WE 850 E26 DIM G3 |  | BR40 | Reflector (Flood/Spot) | E26 (Medium) | Directional | LED | 3 | 90 | 165 | 130 |  |  |  | 1323 | 18 | 73.5 | No | 25000 | 5000 | 88 | 36 | 0.9 | -20 | Dimmable | 10% |  | None |  |  |  | 2015-11-30 | 2015-12-07 | United States | ES_1059377_BR40 120V 18W 90WE 850 E26 DIM G3_12102015130516_8950884 | 2254582
Shenzhen MTC Optronics Co., Ltd | BMTC | LED Lamp | DBR20-007T012UB-01 |  | R20 | Reflector (Flood/Spot) | E26 (Medium) | Directional | LED | 3 | 50 | 97 | 62.9 |  |  |  | 525 | 7 | 75 | No | 25000 | 3000 | 82 | 6 | 0.9 | -20 | Dimmable | 20% | No | Damp Location Rated,Use With Timers,Use With Photo and/or Motion Sensors | No |  |  | 2016-07-01 | 2016-07-11 | United States, Canada | ES_1136242_DBR20-007T012UB-01_07112016130635_4358790 | 2273578
Shenzhen MTC Optronics Co., Ltd | BMTC | LED Lamp | DBR20-007T012UD-01 |  | R20 | Reflector (Flood/Spot) | E26 (Medium) | Directional | LED | 3 | 50 | 96.8 | 63 |  |  |  | 525 | 7 | 75 | No | 25000 | 5000 | 83 | 6 | 0.9 | -20 | Dimmable | 20% | No | Damp Location Rated,Use With Timers,Use With Photo and/or Motion Sensors | No |  |  | 2016-07-01 | 2016-07-11 | United States, Canada | ES_1136242_DBR20-007T012UD-01_07112016130649_5687129 | 2273579
Shenzhen MTC Optronics Co., Ltd | BMTC | LED Lamp | DBR20-007T012UW-01 |  | R20 | Reflector (Flood/Spot) | E26 (Medium) | Directional | LED | 3 | 50 | 96.8 | 62.7 |  |  |  | 525 | 7 | 75 | No | 25000 | 2700 | 81 | 3 | 0.9 | -20 | Dimmable | 20% | No | Damp Location Rated,Use With Timers,Use With Photo and/or Motion Sensors | No |  |  | 2016-07-01 | 2016-07-11 | United States, Canada | ES_1136242_DBR20-007T012UW-01_07112016130602_3489017 | 2273577
Shenzhen MTC Optronics Co., Ltd | BMTC | LED Lamp | DBR40-017T030UB-01 |  | BR40 | Reflector (Flood/Spot) | E26 (Medium) | Directional | LED | 3 | 75 | 160.6 | 126.5 |  |  |  | 1320 | 17 | 77.6 | No | 25000 | 3000 | 83 | 8 | 0.9 | -20 | Dimmable | 20% | No | Damp Location Rated,Use With Timers,Use With Photo and/or Motion Sensors | No |  |  | 2016-07-01 | 2016-07-12 | United States, Canada | ES_1136242_DBR40-017T030UB-01_07122016132437_4591003 | 2273581
Shenzhen MTC Optronics Co., Ltd | BMTC | LED Lamp | DBR40-017T030UD-01 |  | BR40 | Reflector (Flood/Spot) | E26 (Medium) | Directional | LED | 3 | 75 | 160.6 | 126.7 |  |  |  | 1320 | 17 | 77.6 | No | 25000 | 5000 | 84 | 7 | 0.9 | -20 | Dimmable | 20% | No | Damp Location Rated,Use With Timers,Use With Photo and/or Motion Sensors | No |  |  | 2016-07-01 | 2016-07-12 | United States, Canada | ES_1136242_DBR40-017T030UD-01_07122016132445_5919883 | 2273582
Shenzhen MTC Optronics Co., Ltd | BMTC | LED Lamp | DBR40-017T030UW-01 |  | BR40 | Reflector (Flood/Spot) | E26 (Medium) | Directional | LED | 3 | 75 | 160.5 | 126.3 |  |  |  | 1320 | 17 | 77.6 | No | 25000 | 2700 | 82 | 4 | 0.9 | -20 | Dimmable | 20% | No | Damp Location Rated,Use With Timers,Use With Photo and/or Motion Sensors | No |  |  | 2016-07-01 | 2016-07-12 | United States, Canada | ES_1136242_DBR40-017T030UW-01_07122016132405_3241903 | 2273580
Shenzhen Topband Co., Ltd | TOPBAND | LED BR light | TPBR20DJA-8WCS-A(27) |  | R20 | Reflector (Flood/Spot) | E26 (Medium) | Directional | LED | 5 | 50 | 99.9 | 63.7 |  |  | 120 | 550 | 8 | 68.8 | No | 25000 | 2700 | 81 | 9 | 1 | -20 | Dimmable | 10% |  | Damp Location Rated,Enclosed Fixtures |  |  |  | 2014-11-13 | 2014-11-13 | United States | ES_1129430_TPBR20DJA-8WCS-(27)_11132014034220_1023706 | 2225090
Shenzhen Topband Co., Ltd | TOPBAND | LED BR light | TPBR20DJA-8WCS-A(40) |  | R20 | Reflector (Flood/Spot) | E26 (Medium) | Directional | LED | 5 | 50 | 99.9 | 63.7 |  |  | 120 | 621 | 8 | 77.6 | No | 25000 | 4000 | 82 | 4 | 1 | -20 | Dimmable | 10% |  | Damp Location Rated,Enclosed Fixtures |  |  |  | 2014-11-13 | 2014-11-13 | United States, Canada | ES_1129430_TPBR20DJA-8WCS-A(40)_11132014034220_1023713 | 2225095
SATCO/NUVO | Satco | Dimmable R20 6.5W 2700K | S9630 |  | R20 | Reflector (Flood/Spot) | E26 (Medium) | Directional | LED | 3 | 50 | 99.8 | 63.7 |  |  | 107 | 525 | 6.5 | 80.8 | No | 25000 | 2700 | 83 | 11 | 0.9 | -20 | Dimmable | 5% | Yes | Damp Location Rated | No |  |  | 2016-03-22 | 2016-04-08 | United States | ES_31858_S9630_04112016075950_1023991 | 2263888
SATCO/NUVO | Satco | Dimmable R20 6.5W 3000K | S9631 |  | R20 | Reflector (Flood/Spot) | E26 (Medium) | Directional | LED | 3 | 50 | 99.8 | 63.7 |  |  | 107 | 540 | 6.5 | 83.1 | No | 25000 | 3000 | 83 | 9 | 0.9 | -20 | Dimmable | 5% | Yes | Damp Location Rated | No |  |  | 2016-03-22 | 2016-04-07 | United States | ES_31858_S9631_04072016044330_1023990 | 2263799
SATCO/NUVO | Satco | Dimmable R20 6.5W 4000K | S9632 |  | R20 | Reflector (Flood/Spot) | E26 (Medium) | Directional | LED | 3 | 50 | 99.8 | 63.7 |  |  | 107 | 560 | 6.5 | 86.2 | No | 25000 | 4000 | 82 | 9 | 0.9 | -20 | Dimmable | 5% | Yes | Damp Location Rated | No |  |  | 2016-03-22 | 2016-04-08 | United States | ES_31858_S9632_04112016083550_1023991 | 2263889
SATCO/NUVO | Satco | Dimmable R20 6.5W 5000K | S9633 |  | R20 | Reflector (Flood/Spot) | E26 (Medium) | Directional | LED | 3 | 50 | 99.8 | 89.2 |  |  | 107 | 580 | 6.5 | 89.2 | No | 25000 | 5000 | 85 | 17 | 0.9 | -20 | Dimmable | 5% | Yes | Damp Location Rated | No |  |  | 2016-03-22 | 2016-04-08 | United States | ES_31858_S9633_04112016084840_1023991 | 2263890
SATCO/NUVO | Satco | Dimmable R20 7W 2700K | S9140 |  | R20 | Reflector (Flood/Spot) | E26 (Medium) | Directional | LED | 3 | 50 | 99.3 | 63 |  |  |  | 525 | 7 | 75 | No | 25000 | 2700 | 80 | 4 | 1 | -20 | Dimmable | 5% |  | Damp Location Rated |  |  |  | 2014-12-07 | 2014-12-18 | United States | ES_31858_S9140_12182014111731_1023730 | 2229618
SATCO/NUVO | Satco | Dimmable R20 7W 3000K | S9141 |  | R20 | Reflector (Flood/Spot) | E26 (Medium) | Directional | LED | 3 | 50 | 99.3 | 63 |  |  | 106 | 540 | 7 | 77.1 | No | 25000 | 3000 | 80 | 1 | 1 | -20 | Dimmable | 5% |  | None |  |  |  | 2014-12-17 | 2014-12-18 | United States | ES_31858_S9141_12182014115221_1023732 | 2229625
SATCO/NUVO | Satco | Dimmable R20 7W 4000K | S9142 |  | R20 | Reflector (Flood/Spot) | E26 (Medium) | Directional | LED | 3 | 50 | 99.5 | 63.1 |  |  | 108 | 560 | 7 | 80 | No | 25000 | 4000 | 82 | 12 | 1 | -20 | Dimmable | 5% |  | Damp Location Rated |  |  |  | 2014-12-12 | 2014-12-18 | United States | ES_31858_S9142_12182014115551_1023732 | 2229626
SATCO/NUVO | Satco | Dimmable R20 7W 5000K | S9143 |  | R20 | Reflector (Flood/Spot) | E26 (Medium) | Directional | LED | 3 | 50 | 99.6 | 62.3 |  |  | 108 | 580 | 7 | 82.9 | No | 25000 | 5000 | 84 | 20 | 0.9 | -20 | Dimmable | 5% |  | Damp Location Rated |  |  |  | 2014-12-09 | 2014-12-18 | United States | ES_31858_S9143_12182014021220_1023732 | 2229627
SATCO/NUVO | Satco | Dimmable R20 8W 2700K | S9040 |  | R20 | Reflector (Flood/Spot) | E26 (Medium) | Directional | LED | 3 | 50 | 99.3 | 63.2 |  |  | 107 | 525 | 8 | 65.6 | No | 25000 | 2700 | 82 | 13 | 0.7 | -20 | Dimmable | 5% |  | Damp Location Rated |  |  |  | 2014-05-14 | 2014-06-03 | United States | ES_31858_S9040_06032014094550_1023618 | 2212427
SATCO/NUVO | Satco | Dimmable R20 8W 3000K | S9002 |  | R20 | Reflector (Flood/Spot) | E26 (Medium) | Directional | LED | 3 | 50 | 99.3 | 63.2 |  |  |  | 540 | 8 | 67.5 | No | 25000 | 3000 | 82 | 15 | 0.7 | -20 | Dimmable | 5% |  | Damp Location Rated |  |  |  | 2014-06-02 | 2014-06-13 | United States | ES_31858_S9002_06132014093620_1023624 | 2212892
Shenzhen Topband Co., Ltd | TOPBAND | LED BR light | TPBR30DJA-13WCS-A(27) |  | BR30 | Reflector (Flood/Spot) | E26 (Medium) | Directional | LED | 5 | 75 | 136.3 | 95.3 |  |  | 120 | 991 | 13 | 77 | No | 25000 | 2700 | 81 | 8 | 1 | -20 | Dimmable | 10% |  | Damp Location Rated,Enclosed Fixtures |  |  |  | 2014-11-10 | 2014-11-18 | United States, Canada | ES_1129430_TPBR30DJA-13WCS-A(27)_11182014014550_1023716 | 2225399
Shenzhen Topband Co., Ltd | TOPBAND | LED BR light | TPBR30DJA-13WCS-A(40) |  | BR30 | Reflector (Flood/Spot) | E26 (Medium) | Directional | LED | 5 | 85 | 136.3 | 95.3 |  |  | 120 | 1100 | 13 | 84.6 | No | 25000 | 4000 | 82 | 3 | 1 | -20 | Dimmable | 10% |  | Damp Location Rated,Enclosed Fixtures |  |  |  | 2014-11-10 | 2014-11-18 | United States, Canada | ES_1129430_TPBR30DJA-13WCS-A(40)_11182014014550_1023716 | 2225407
Shenzhen Wanjia Lighting Co., Ltd | WONKA | LED R30 Lamp | 10R30A2-27 |  | R30 | Reflector (Flood/Spot) | E26 (Medium) | Directional | LED | 5 | 65 | 132.4 | 92.8 |  |  |  | 800 | 10.2 | 78.4 | No | 25000 | 2700 | 81 | 6 | 1 | -20 | Dimmable | 10% |  | Not for Use in Enclosed Fixtures |  |  |  | 2014-10-01 | 2014-10-09 | United States, Canada | ES_1125909_10R30A2-27_10092014112951_1023687 | 2221976
Shenzhen Wanjia Lighting Co., Ltd | WONKA | LED R30 Lamp | 10R30A2-30 |  | R30 | Reflector (Flood/Spot) | E26 (Medium) | Directional | LED | 5 | 65 | 132.4 | 92.8 |  |  |  | 800 | 10 | 80 | No | 25000 | 3000 | 83 | 16 | 1 | -20 | Dimmable | 10% |  | Not for Use in Enclosed Fixtures |  |  |  | 2014-10-01 | 2014-10-09 | United States, Canada | ES_1125909_10R30A2-30_10092014112951_1023687 | 2221981
Shenzhen Wanjia Lighting Co., Ltd | WONKA | LED R30 Lamp | 10R30A2-40 |  | R30 | Reflector (Flood/Spot) | E26 (Medium) | Directional | LED | 5 | 65 | 132.4 | 92.8 |  |  |  | 800 | 10.1 | 79.2 | No | 25000 | 4000 | 83 | 17 | 1 | -20 | Dimmable | 10% |  | Not for Use in Enclosed Fixtures |  |  |  | 2014-10-01 | 2014-10-09 | United States, Canada | ES_1125909_10R30A2-40_10092014112951_1023688 | 2221982
Neonlite Electronic & Lighting (H.K.) Ltd. | Megaman | LR2718d E26 3500K-120V | LR2718d E26 3500K-120V |  | BR40 | Reflector (Flood/Spot) | E26 (Medium) | Directional | LED | 3 | 85 | 165.3 | 127.1 |  |  |  | 1197 | 18.2 | 65.9 | No | 25000 | 3500 | 84 | 13 | 0.9 | -30 | Dimmable | 10% |  | Damp Location Rated,Recessed Fixtures |  |  |  | 2016-01-10 | 2016-01-13 | United States, Canada | ES_1095307_LR2718d E26 3500K-120V_01062016124651_6642114 | 2256595
Neonlite Electronic & Lighting (H.K.) Ltd. | Megaman | LR2718d E26 4000K-120V | LR2718d E26 4000K-120V |  | BR40 | Reflector (Flood/Spot) | E26 (Medium) | Directional | LED | 3 | 85 | 165.3 | 127.1 |  |  |  | 1200 | 18 | 66.6 | No | 25000 | 4000 | 85 | 21 | 0.9 | -30 | Dimmable | 10% |  | Damp Location Rated,Recessed Fixtures |  |  |  | 2016-01-10 | 2016-01-13 | United States, Canada | ES_1095307_LR2718d E26 4000K-120V_01052016172927_8932611 | 2256596
Neonlite Electronic & Lighting (H.K.) Ltd. | Megaman | LR2809.5d-E26-2700K-120V | LR2809.5d-E26-2700K-120V |  | R20 | Reflector (Flood/Spot) | E26 (Medium) | Directional | LED | 3 | 50 | 100.2 | 63.5 |  |  |  | 600 | 9 | 66.6 | No | 25000 | 2700 | 81 | 12 | 0.7 | -30 | Dimmable | 10% |  | Damp Location Rated,Recessed Fixtures |  |  |  | 2015-05-01 | 2015-05-20 | United States, Canada | ES_1095307_LR2809.5d-E26-2700K-120V_05142015191239_5409509 | 2240162
Neonlite Electronic & Lighting (H.K.) Ltd. | Megaman | LR2809.5d-E26-3000K-120V | LR2809.5d-E26-3000K-120V |  | R20 | Reflector (Flood/Spot) | E26 (Medium) | Directional | LED | 3 | 50 | 100.2 | 63.5 |  |  |  | 600 | 9.5 | 63.1 | No | 25000 | 3000 | 82 | 6 | 0.7 | -30 | Dimmable | 10% |  | Damp Location Rated,Recessed Fixtures |  |  |  | 2015-05-01 | 2015-12-02 | United States, Canada | ES_1095307_LR2809.5d-E26-3000K-120V_11172015202133_8440667 | 2254101
Neonlite Electronic & Lighting (H.K.) Ltd. | Megaman | LR2809.5d-E26-3500K-120V | LR2809.5d-E26-3500K-120V |  | R20 | Reflector (Flood/Spot) | E26 (Medium) | Directional | LED | 3 | 50 | 100.2 | 63.5 |  |  |  | 600 | 9.5 | 63.1 | No | 25000 | 3500 | 83 | 11 | 0.7 | -30 | Dimmable | 10% |  | Damp Location Rated,Recessed Fixtures |  |  |  | 2015-05-01 | 2015-12-02 | United States, Canada | ES_1095307_LR2809.5d-E26-3500K-120V_11172015202805_7828027 | 2254102
Neonlite Electronic & Lighting (H.K.) Ltd. | Megaman | LR2809.5d-E26-4000K-120V | LR2809.5d-E26-4000K-120V |  | R20 | Reflector (Flood/Spot) | E26 (Medium) | Directional | LED | 3 | 50 | 100.2 | 63.5 |  |  |  | 600 | 9 | 66.6 | No | 25000 | 4000 | 82 | 19 | 0.7 | -30 | Dimmable | 10% |  | Damp Location Rated,Recessed Fixtures |  |  |  | 2015-05-01 | 2015-05-20 | United States, Canada | ES_1095307_LR2809.5d-E26-4000K-120V_05142015191538_1845361 | 2240163
Ortech Industries Inc. | Ortech | BR20 LED LAMP | BR20COB 7WDWW |  | R20 | Reflector (Flood/Spot) | E26 (Medium) | Directional | LED | 5 | 50 | 88.1 | 63.9 |  |  |  | 550 | 7 | 78.6 | No | 25000 | 2700 | 82 | 12 | 0.8 | -25 | Dimmable | 10% |  | Damp Location Rated,Enclosed Fixtures |  |  |  | 2015-07-28 | 2016-03-02 | United States, Canada | ES_1085191_BR20COB 7WDWW_08052015070926_8566986 | 2245052
Ortech Industries Inc. | Ortech | BR30 LED LAMP | BR30COB 12WDWW |  | BR30 | Reflector (Flood/Spot) | E26 (Medium) | Directional | LED | 5 | 75 | 117.9 | 96.1 |  |  |  | 1000 | 12 | 83.3 | No | 25000 | 2700 | 82 | 10 | 0.9 | -25 | Dimmable | 10% |  | Damp Location Rated,Enclosed Fixtures |  |  |  | 2015-07-28 | 2016-03-02 | United States, Canada | ES_1085191_BR30COB 12WDWW_08052015071450_8890870 | 2245053
Outrace Technology Co.,Ltd. | OUTRACE | Integral LED Lamp | OU008-B2G |  | R20 | Reflector (Flood/Spot) | E26 (Medium) | Directional | LED | 3 | 50 | 96.8 | 63.1 |  |  |  | 560 | 8 | 70 | No | 25000 | 5000 | 83 | 9 | 0.9 | -25 | Dimmable | 5% | Yes | Damp Location Rated,Shatter Resistant | No |  |  | 2016-06-10 | 2016-06-14 | United States, Canada | ES_1130835_OU008-B2G_06142016114635_4598190 | 2271792
Outrace Technology Co.,Ltd. | OUTRACE | Integral LED Lamp | OU008-B2J |  | R20 | Reflector (Flood/Spot) | E26 (Medium) | Directional | LED | 3 | 50 | 96.8 | 63.1 |  |  |  | 560 | 8 | 70 | No | 25000 | 2700 | 81 | 2 | 0.9 | -25 | Dimmable | 5% | Yes | Damp Location Rated,Shatter Resistant | No |  |  | 2016-06-10 | 2016-06-14 | United States, Canada | ES_1130835_OU008-B2J_06142016114602_3871993 | 2271791
Plusrite USA | NaturaLED | LED12BR30/90L/927 | LED12BR30/90L/927 | ,,LED12BR30/90L/927 | BR30 | Reflector (Flood/Spot) | E26 (Medium) | Directional | LED | 5 | 75 | 132.7 | 95.3 |  |  | 106 | 900 | 12 | 75 | No | 25000 | 2700 | 92 | 58 | 1 | -20 | Dimmable | 10% | No | None | No |  |  | 2016-06-10 | 2016-07-05 | United States, Canada | ES_1126714_LED12BR30/90L/927_07262016102530_7276282 | 2273418
Plusrite USA | NaturaLED | LED12BR40/105L/27K | LED12BR40/105L/27K |  | BR40 | Reflector (Flood/Spot) | E26 (Medium) | Directional | LED | 3 | 75 | 158.1 | 120.2 |  |  | 108 | 1050 | 12 | 87.5 | No | 25000 | 2700 | 82 | 10 | 1 | -20 | Dimmable | 10% |  | Damp Location Rated,Not for Use in Enclosed Fixtures |  |  |  | 2016-03-30 | 2016-03-30 | United States | ES_1126714_LED12BR40/105L/27K_03312016062440_1023985 | 2263558
Plusrite USA | NaturaLED | LED14BR40/100L/927 | LED14BR40/100L/927 |  | BR40 | Reflector (Flood/Spot) | E26 (Medium) | Directional | LED | 3 | 75 | 157.4 | 119.9 |  |  | 109 | 1000 | 14 | 71.4 | No | 25000 | 2700 | 93 | 68 | 1 | -20 | Dimmable | 10% |  | Damp Location Rated,Not for Use in Enclosed Fixtures |  |  |  | 2016-03-18 | 2016-03-18 | United States | ES_1126714_LED14BR40/100L/927_03242016110001_1023981 | 2263193
Plusrite USA | NaturaLED | LED15BR40/120L/927 | LED15BR40/120L/927 | ,,LED15BR40/120L/927 | BR40 | Reflector (Flood/Spot) | E26 (Medium) | Directional | LED | 5 | 85 | 157 | 124 |  |  | 110 | 1200 | 15 | 80 | No | 25000 | 2700 | 93 | 59 | 1 | -4 | Dimmable | 10% | No | Damp Location Rated | No |  |  | 2016-06-01 | 2016-06-17 | United States, Canada | ES_1126714_LED15BR40/120L/927_06222016110607_8752015 | 2270300
Plusrite USA | NaturaLED | LED16BR40/100L/930 | LED16BR40/100L/930 |  | BR40 | Reflector (Flood/Spot) | E26 (Medium) | Directional | LED | 3 | 75 | 159.2 | 119.9 |  |  |  | 1000 | 14 | 71.4 | No | 25000 | 3000 | 93 | 73 | 0.9 | -20 | Dimmable | 10% |  | Damp Location Rated |  |  |  | 2015-01-10 | 2015-01-16 | United States, Canada | ES_1126714_LED16BR40/100L/930_01162015024220_1023747 | 2231141
Plusrite USA | NaturaLED | LED17BR40/140L/27K | LED17BR40/140L/27K |  | BR40 | Reflector (Flood/Spot) | E26 (Medium) | Directional | LED | 3 | 100 | 160.1 | 119.8 |  |  | 111 | 1400 | 17 | 82.4 | No | 25000 | 2700 | 82 | 12 | 0.9 | -20 | Dimmable | 10% |  | Damp Location Rated |  |  |  | 2014-04-15 | 2014-04-15 | United States | ES_1126714_LED17BR40/140L/27K_04152014030950_1023597 | 2208839
Plusrite USA | NaturaLED | LED7R20/55L/27K | LED7R20/55L/27K |  | R20 | Reflector (Flood/Spot) | E26 (Medium) | Directional | LED | 3 | 50 | 96.2 | 63.3 |  |  | 109 | 550 | 7.2 | 76.4 | No | 25000 | 2700 | 82 | 8 | 0.9 | -20 | Dimmable | 10% |  | Damp Location Rated |  |  |  | 2015-06-19 | 2015-06-19 | United States, Canada | ES_1126714_LED7R20/55L/27K_04152014025950_1023596 | 2208837
Plusrite USA | NaturaLED | LED7R20/55L/50K | LED7R20/55L/50K |  | R20 | Reflector (Flood/Spot) | E26 (Medium) | Directional | LED | 3 | 50 | 96.2 | 63.3 |  |  | 108 | 550 | 7 | 78.6 | No | 25000 | 5000 | 85 | 18 | 0.9 | -20 | Dimmable | 10% |  | Damp Location Rated |  |  |  | 2015-06-23 | 2015-06-23 | United States, Canada | ES_1126714_LED7R20/55L/50K_01162015022840_1023746 | 2231139
Plusrite USA | NaturaLED | LED8R20/50L/927 | LED8R20/50L/927 | ,,LED8R20/50L/927 | R20 | Reflector (Flood/Spot) | E26 (Medium) | Directional | LED | 5 | 50 | 99 | 64 |  |  | 110 | 500 | 8 | 62.5 | No | 25000 | 2700 | 92 | 56 | 0.9 | -20 | Dimmable | 4% | No | None | No |  |  | 2016-06-01 | 2016-07-05 | United States, Canada | ES_1126714_LED8R20/50L/927_07262016102802_3670999 | 2273422
Plusrite USA | NaturaLED | LHO18R40/DIM 18W 3000K | LHO18R40/DIM/30K |  | BR40 | Reflector (Flood/Spot) | E26 (Medium) | Directional | LED | 5 | 85 | 164.2 | 126.2 |  |  | 105 | 1230 | 18 | 68.3 | No | 25000 | 3000 | 83 | 14 | 0.9 | -20 | Dimmable | 5% |  | Damp Location Rated,Recessed Fixtures |  |  |  | 2014-10-01 | 2014-10-01 | United States | ES_1126714_5724_10012014032840_1023683 | 2221147
Plusrite USA | NaturaLED | LHO8R20/DIM 8W 3000K | LHO8R20/DIM/30K |  | R20 | Reflector (Flood/Spot) | E26 (Medium) | Directional | LED | 5 | 50 | 99.3 | 63.2 |  |  |  | 540 | 8 | 67.5 | No | 25000 | 3000 | 82 | 15 | 0.7 | -20 | Dimmable | 5% |  | Damp Location Rated,Enclosed Fixtures,Recessed Fixtures |  |  |  | 2014-10-01 | 2014-10-01 | United States | ES_1126714_5705_10012014025840_1023682 | 2221145
P.Q.L., Inc. | Superior Life | BR30 Lamp | 90980 |  | BR30 | Reflector (Flood/Spot) | E26 (Medium) | Directional | LED | 3 | 85 | 132.2 | 94.8 |  |  |  | 1100 | 13.5 | 81.5 | No | 25000 | 3000 | 84 | 12 | 0.9 | -20 | Dimmable | 10% |  | Damp Location Rated,Enclosed Fixtures,Recessed Fixtures |  |  |  | 2015-12-20 | 2015-12-30 | United States | ES_43591_90980_12302015091746_0827755 | 2256148
P.Q.L., Inc. | Superior Life | BR30 Lamp | 90981 |  | BR30 | Reflector (Flood/Spot) | E26 (Medium) | Directional | LED | 3 | 85 | 131.6 | 94.8 |  |  |  | 1100 | 13.5 | 81.5 | No | 25000 | 2700 | 82 | 7 | 0.9 | -20 | Dimmable | 10% |  | Damp Location Rated,Enclosed Fixtures,Recessed Fixtures |  |  |  | 2015-12-20 | 2015-12-30 | United States | ES_43591_90981_12302015091712_0938135 | 2256147
P.Q.L., Inc. | Superior Life | BR30 Lamp | 90983 |  | BR30 | Reflector (Flood/Spot) | E26 (Medium) | Directional | LED | 3 | 85 | 132 | 94.7 |  |  |  | 1200 | 13.5 | 88.9 | No | 25000 | 5000 | 84 | 15 | 0.9 | -20 | Dimmable | 10% |  | Damp Location Rated,Enclosed Fixtures,Recessed Fixtures |  |  |  | 2015-12-20 | 2015-12-30 | United States | ES_43591_90983_12302015091752_2981421 | 2256149
P.Q.L., Inc. | Superior Life | BR40 Lamp | 90982 |  | BR40 | Reflector (Flood/Spot) | E26 (Medium) | Directional | LED | 3 | 100 | 161 | 126.5 |  |  |  | 1500 | 17 | 88.2 | No | 25000 | 3000 | 85 | 21 | 1 | -20 | Dimmable | 10% |  | Damp Location Rated,Enclosed Fixtures,Recessed Fixtures |  |  |  | 2015-12-20 | 2015-12-30 | United States | ES_43591_90982_12302015093357_5487821 | 2256151
P.Q.L., Inc. | Superior Life | BR40 Lamp | 90984 |  | BR40 | Reflector (Flood/Spot) | E26 (Medium) | Directional | LED | 3 | 100 | 159.6 | 126.8 |  |  |  | 1400 | 17 | 82.4 | No | 25000 | 2700 | 82 | 7 | 1 | -20 | Dimmable | 10% |  | Damp Location Rated,Enclosed Fixtures,Recessed Fixtures |  |  |  | 2015-12-20 | 2015-12-30 | United States | ES_43591_90984_12302015093323_3918341 | 2256150
P.Q.L., Inc. | Superior Life | BR40 Lamp | 90985 |  | BR40 | Reflector (Flood/Spot) | E26 (Medium) | Directional | LED | 3 | 100 | 160.2 | 126.8 |  |  |  | 1600 | 17 | 94.1 | No | 25000 | 5000 | 85 | 22 | 1 | -20 | Dimmable | 10% |  | Damp Location Rated,Enclosed Fixtures,Recessed Fixtures |  |  |  | 2015-12-20 | 2015-12-30 | United States | ES_43591_90985_12302015093412_0872715 | 2256152
P.Q.L., Inc. | Superior Life | R20 Lamp | 90976 |  | R20 | Reflector (Flood/Spot) | E26 (Medium) | Directional | LED | 3 | 50 | 96.9 | 63.2 |  |  |  | 600 | 7.5 | 80 | No | 25000 | 3000 | 84 | 13 | 0.9 | -20 | Dimmable | 10% |  | Damp Location Rated,Enclosed Fixtures,Recessed Fixtures |  |  |  | 2015-12-20 | 2015-12-30 | United States | ES_43591_90976_12302015090315_3087261 | 2256145
Reliable Energy Solutions | POLARIS | LED BR40 Lamp | BR4017W150030K |  | BR40 | Reflector (Flood/Spot) | E26 (Medium) | Directional | LED | 3 | 100 | 161 | 126.5 |  |  |  | 1500 | 17 | 88.2 | No | 25000 | 3000 | 85 | 21 | 1 | -20 | Dimmable | 10% |  | Damp Location Rated,Enclosed Fixtures,Recessed Fixtures |  |  |  | 2016-03-20 | 2016-03-29 | United States | ES_1131295_BR4017W150030K_03292016143845_5420024 | 2264472
Reliable Energy Solutions | POLARIS | LED BR40 Lamp | BR4017W155040K |  | BR40 | Reflector (Flood/Spot) | E26 (Medium) | Directional | LED | 3 | 100 | 162.1 | 127.1 |  |  |  | 1550 | 17 | 91.2 | No | 25000 | 4000 | 85 | 22 | 0.9 | -20 | Dimmable | 10% |  | Damp Location Rated,Enclosed Fixtures,Recessed Fixtures |  |  |  | 2016-03-20 | 2016-03-29 | United States | ES_1131295_BR4017W155040K_03292016143919_1478901 | 2264473
Renesola Zhejiang System Integration Co Ltd | Renesola | LED BR | REBR200727K |  | R20 | Reflector (Flood/Spot) | E26 (Medium) | Directional | LED | 5 | 50 | 96.2 | 63.3 |  |  | 109 | 550 | 7.2 | 76.4 | No | 25000 | 2700 | 82 | 8 | 0.9 | -20 | Dimmable | 10% |  | Damp Location Rated,Not for Use in Enclosed Fixtures |  |  |  | 2015-09-10 | 2015-09-10 | United States | ES_1127929_REBR200727K_09162015030730_1023891 | 2248082
Renesola Zhejiang System Integration Co Ltd | Renesola | LED BR | REBR200730K |  | R20 | Reflector (Flood/Spot) | E26 (Medium) | Directional | LED | 5 | 50 | 96.2 | 63.4 |  |  | 109 | 550 | 7.1 | 77.5 | No | 25000 | 3000 | 82 | 6 | 0.9 | -20 | Dimmable | 10% |  | Damp Location Rated,Not for Use in Enclosed Fixtures |  |  |  | 2015-09-10 | 2015-09-10 | United States | ES_1127929_REBR200730K_09162015031550_1023891 | 2248083
Renesola Zhejiang System Integration Co Ltd | Renesola | LED BR | REBR200740K |  | R20 | Reflector (Flood/Spot) | E26 (Medium) | Directional | LED | 5 | 50 | 96.2 | 63.3 |  |  | 109 | 550 | 7 | 78.6 | No | 25000 | 4000 | 84 | 16 | 0.9 | -20 | Dimmable | 10% |  | Damp Location Rated,Not for Use in Enclosed Fixtures |  |  |  | 2015-09-10 | 2015-09-10 | United States | ES_1127929_REBR200740K_09162015032000_1023891 | 2248084
Renesola Zhejiang System Integration Co Ltd | Renesola | LED BR | REBR200750K |  | R20 | Reflector (Flood/Spot) | E26 (Medium) | Directional | LED | 5 | 50 | 96.2 | 63.3 |  |  | 108 | 550 | 7 | 78.6 | No | 25000 | 5000 | 85 | 18 | 0.9 | -20 | Dimmable | 10% |  | Damp Location Rated,Not for Use in Enclosed Fixtures |  |  |  | 2015-09-10 | 2015-09-10 | United States | ES_1127929_REBR200750K_09162015032330_1023891 | 2248085
Renesola Zhejiang System Integration Co Ltd | Renesola | LED BR | REBR401727K |  | BR40 | Reflector (Flood/Spot) | E26 (Medium) | Directional | LED | 5 | 100 | 158.7 | 120 |  |  | 109 | 1400 | 17 | 82.4 | No | 25000 | 2700 | 82 | 9 | 0.9 | -20 | Dimmable | 10% |  | Damp Location Rated,Not for Use in Enclosed Fixtures |  |  |  | 2015-09-08 | 2015-09-08 | United States | ES_1127929_REBR401727K_09162015040550_1023888 | 2248096
Renesola Zhejiang System Integration Co Ltd | Renesola | LED BR | REBR401730K |  | BR40 | Reflector (Flood/Spot) | E26 (Medium) | Directional | LED | 5 | 100 | 158.7 | 120 |  |  | 110 | 1400 | 17 | 82.4 | No | 25000 | 3000 | 82 | 9 | 0.9 | -20 | Dimmable | 10% |  | Damp Location Rated,Not for Use in Enclosed Fixtures |  |  |  | 2015-09-08 | 2015-09-08 | United States | ES_1127929_REBR401730K_09162015040730_1023888 | 2248097
Renesola Zhejiang System Integration Co Ltd | Renesola | LED BR | REBR401740K |  | BR40 | Reflector (Flood/Spot) | E26 (Medium) | Directional | LED | 5 | 100 | 158.7 | 120 |  |  | 110 | 1400 | 17 | 82.4 | No | 25000 | 4000 | 84 | 15 | 0.9 | -20 | Dimmable | 10% |  | Damp Location Rated,Not for Use in Enclosed Fixtures |  |  |  | 2015-09-08 | 2015-09-08 | United States | ES_1127929_REBR401740K_09162015041000_1023888 | 2248098
Renesola Zhejiang System Integration Co Ltd | Renesola | LED BR | REBR401750K |  | BR40 | Reflector (Flood/Spot) | E26 (Medium) | Directional | LED | 5 | 100 | 158.7 | 120 |  |  | 111 | 1400 | 17 | 82.4 | No | 25000 | 5000 | 85 | 17 | 0.9 | -20 | Dimmable | 10% |  | Damp Location Rated,Not for Use in Enclosed Fixtures |  |  |  | 2015-09-08 | 2015-09-08 | United States | ES_1127929_REBR401750K_09162015041330_1023888 | 2248099
Reonac Energy Systems Inc./ Think Green Solutions | THINK | LED | LED-THINK-BR40E26-120-17W |  | BR40 | Reflector (Flood/Spot) | E26 (Medium) | Directional | LED | 5 | 75 | 157 | 125 |  |  |  | 1200 | 17 | 71 | No | 40000 | 3000 | 83 | 19 | 1 | -40 | Dimmable | 10% |  | None |  |  |  | 2014-06-28 | 2014-06-20 | United States | ES_1121025_LED-THINK-BR40E26-120-17W_07092014184028_1143977 | 2214815
Reonac Energy Systems Inc./ Think Green Solutions | THINK | LED | LED-THKG2-B20E26-120-8W |  | R20 | Reflector (Flood/Spot) | E26 (Medium) | Directional | LED | 5 | 50 | 96 | 64 |  |  | 110 |  | 8 | 62.5 | No | 25000 | 3000 | 82 | 18 | 0.9 | -40 | Dimmable | 10% |  | None |  |  |  | 2014-11-30 | 2014-12-02 | United States, Canada | ES_1121025_LED-THKG2-B20E26-120-8W_12032014175824_7391386 | 2226551
Renesola Zhejiang System Integration Co Ltd | Renesola | RBR20D007C01 3000K | RBR20D007C01 3000K |  | R20 | Reflector (Flood/Spot) | E26 (Medium) | Directional | LED | 3 | 50 | 98 | 64 |  |  | 120 | 585 | 7.4 | 78.7 | No | 25000 | 3000 | 83 | 17 | 0.9 | -20 | Dimmable | 9% |  | None |  |  |  | 2014-09-26 | 2014-09-26 | United States | ES_1127929_RBR20D007C01 3000K_09292014033440_1023680 | 2220884
Reno LED Lighting | RENO | LED BR LAMP | RENOBR40-17.5W-2700K |  | BR40 | Reflector (Flood/Spot) | E26 (Medium) | Directional | LED | 5 | 85 | 160 | 121 |  |  | 120 | 1100 | 17.5 | 60.8 | No | 25000 | 2700 | 82 | 11 | 0.9 | -20 | Dimmable | 10% |  | None |  |  |  | 2014-03-01 | 2015-03-17 | Canada | ES_1131122_RENOBR40-17.5W-2700K_03232015160451_3718887 | 2235034
Outrace Technology Co.,Ltd. | OUTRACE | Integral LED Lamp | OU017-B4G |  | BR40 | Reflector (Flood/Spot) | E26 (Medium) | Directional | LED | 3 | 75 | 158.9 | 125 |  |  |  | 1190 | 17 | 70 | No | 25000 | 5000 | 83 | 7 | 0.9 | -25 | Dimmable | 5% | Yes | Damp Location Rated,Shatter Resistant | No |  |  | 2016-06-10 | 2016-06-14 | United States, Canada | ES_1130835_OU017-B4G_06142016115535_5900183 | 2271850
Outrace Technology Co.,Ltd. | OUTRACE | Integral LED Lamp | OU017-B4J |  | BR40 | Reflector (Flood/Spot) | E26 (Medium) | Directional | LED | 3 | 75 | 158.1 | 124.4 |  |  |  | 1190 | 17 | 70 | No | 25000 | 2700 | 81 | 2 | 0.9 | -25 | Dimmable | 5% | Yes | Damp Location Rated,Shatter Resistant | No |  |  | 2016-06-10 | 2016-06-14 | United States, Canada | ES_1130835_OU017-B4J_06142016115503_8931209 | 2271849
Outrace Technology Co.,Ltd. | OUTRACE | LED Lamp | OU008-B3A |  | R20 | Reflector (Flood/Spot) | E26 (Medium) | Directional | LED | 3 | 50 | 99.3 | 63.9 |  |  |  | 530 | 8 | 66.3 | No | 25000 | 3000 | 82 | 22 | 1 | -25 | Dimmable | 15% |  | Damp Location Rated,Use With Timers,Enclosed Fixtures,Recessed Fixtures,Use With Photo And/Or Motion Sensors |  |  |  | 2015-02-12 | 2015-02-13 | United States, Canada | ES_1130835_OU008-B3A_02132015150611_0392874 | 2233934
Outrace Technology Co.,Ltd. | OUTRACE | LED Lamp | OU017-B5A |  | BR40 | Reflector (Flood/Spot) | E26 (Medium) | Directional | LED | 3 | 100 | 157.7 | 127.9 |  |  |  | 1400 | 17 | 82.4 | No | 25000 | 3000 | 81 | 22 | 1 | -25 | Dimmable | 10% |  | Damp Location Rated,Use With Timers,Enclosed Fixtures,Recessed Fixtures,Use With Photo And/Or Motion Sensors |  |  |  | 2015-02-12 | 2015-02-13 | United States, Canada | ES_1130835_OU017-B5A_02132015154034_0395893 | 2233936
Overdrive Electronics PVT. LTD. | Overdrive | L15HR30DIM/27K | 572 |  | BR30 | Reflector (Flood/Spot) | E26 (Medium) | Directional | LED | 5 | 75 | 134.6 | 96.5 |  |  |  | 1000 | 15 | 66.7 | No | 30000 | 2700 | 95 | 57 | 0.9 | -20 | Dimmable | 11% |  | None |  |  |  | 2014-03-14 | 2014-03-14 | United States, Canada | ES_1116355_572_03142014033730_1023590 | 2206173
Overdrive Electronics PVT. LTD. | Overdrive | L16R40DIM 16.5W 3000K | 642 |  | BR40 | Reflector (Flood/Spot) | E26 (Medium) | Directional | LED | 5 | 85 | 164 | 127 |  |  | 106 | 1230 | 16.5 | 74.5 | No | 25000 | 3000 | 82 | 8 | 0.9 | -20 | Dimmable | 5% | No | Damp Location Rated | No |  |  | 2016-04-04 | 2016-04-19 | United States | ES_1116355_642_04192016121331_1023997 | 2264501
Overdrive Electronics PVT. LTD. | Overdrive | L16R40DIM 16.5W 5000K | 639 |  | BR40 | Reflector (Flood/Spot) | E26 (Medium) | Directional | LED | 5 | 85 | 164 | 127 |  |  | 106 | 1320 | 16.5 | 80 | No | 25000 | 5000 | 84 | 17 | 0.9 | -20 | Dimmable | 5% | No | Damp Location Rated | No |  |  | 2016-04-04 | 2016-04-19 | United States | ES_1116355_639_04192016122441_1023997 | 2264502
Overdrive Electronics PVT. LTD. | Overdrive | L17R40DIM 17W 2700K | 610 |  | BR40 | Reflector (Flood/Spot) | E26 (Medium) | Directional | LED | 5 | 85 | 163.5 | 127.3 |  |  | 103 | 1200 | 17 | 70.6 | No | 25000 | 2700 | 81 | 2 | 1 | -20 | Dimmable | 10% |  | None |  |  |  | 2015-03-23 | 2015-03-24 | United States | ES_1116355_610_03242015100441_1023782 | 2235095
Overdrive Electronics PVT. LTD. | Overdrive | L17R40DIM 17W 3000K | 600 |  | BR40 | Reflector (Flood/Spot) | E26 (Medium) | Directional | LED | 5 | 85 | 163.5 | 127.3 |  |  | 105 | 1230 | 17 | 72.4 | No | 25000 | 3000 | 81 | 5 | 1 | -20 | Dimmable | 10% |  | Not for Use in Enclosed Fixtures |  |  |  | 2014-12-08 | 2014-12-16 | United States | ES_1116355_600_12162014115001_1023728 | 2229495
NINGBO DONGXING ELECTRIC CO.,LTD. | DONGXING | DX/LED15BR40/DIM/SE/830 | DX/LED15BR40/DIM/SE/830 |  | BR40 | Reflector (Flood/Spot) | E26 (Medium) | Directional | LED | 5 | 85 | 166.7 | 150.8 | 288 |  | 117 | 1100 | 15 | 73.3 | No | 25000 | 3000 | 85 | 29 | 1 | 0 | Dimmable | 10% |  | Recessed Fixtures |  |  |  | 2014-01-01 | 2015-07-13 | United States | ES_1132576_DX/LED15BR40/DIM/SE/830_07082015093730_6187707 | 2243191
Overdrive Electronics PVT. LTD. | Overdrive | L6R20DIM 6.5W 5000K | 640 |  | R20 | Reflector (Flood/Spot) | E26 (Medium) | Directional | LED | 5 | 50 | 99.8 | 63.7 |  |  | 108 | 580 | 6.5 | 89.2 | No | 25000 | 5000 | 85 | 17 | 0.9 | -20 | Dimmable | 5% | Yes | Damp Location Rated | No |  |  | 2016-04-04 | 2016-04-19 | United States | ES_1116355_640_04192016120731_1023997 | 2264500
Overdrive Electronics PVT. LTD. | Overdrive | L7R20DIM 7W 3000K | 597 |  | R20 | Reflector (Flood/Spot) | E26 (Medium) | Directional | LED | 5 | 50 | 99.3 | 63 |  |  | 108 | 540 | 7 | 77.1 | No | 25000 | 3000 | 80 | 1 | 1 | -20 | Dimmable | 5% |  | None |  |  |  | 2014-12-12 | 2014-12-16 | United States | ES_1116355_597_12162014115331_1023729 | 2229496
Overdrive Electronics PVT. LTD. | Overdrive | L8R20DIM 8W 3000K | 525 |  | R20 | Reflector (Flood/Spot) | E26 (Medium) | Directional | LED | 5 | 50 | 99.3 | 63.2 |  |  |  | 540 | 8 | 67.5 | No | 25000 | 3000 | 82 | 15 | 0.7 | -20 | Dimmable | 5% |  | None |  |  |  | 2014-06-02 | 2014-06-23 | United States | ES_1116355_525_06232014014220_1023630 | 2213537
NDR Electric | NDR Electric | LED BR30 12W 2700K | LED-BR30-12W-27K |  | BR30 | Reflector (Flood/Spot) | E26 (Medium) | Directional | LED | 5 | 75 | 130.3 | 95.2 |  |  | 100 | 1070 | 12.6 | 84.9 | No | 25000 | 2700 | 83 | 8 | 0.9 | -20 | Dimmable | 3% | No | Damp Location Rated | No |  |  | 2016-08-30 | 2016-08-10 | United States, Canada | ES_1133329_LED-BR30-12W-27K_08102016205458_2498616 | 2274561
NDR Electric | NDR Electric | LED BR30 12W 3000K | LED-BR30-12W-3K |  | BR30 | Reflector (Flood/Spot) | E26 (Medium) | Directional | LED | 5 | 75 | 130.3 | 95.2 |  |  | 100 | 1070 | 12.5 | 85.6 | No | 25000 | 3000 | 82 | 7 | 0.9 | -20 | Dimmable | 3% | No | Damp Location Rated | No |  |  | 2016-08-30 | 2016-08-10 | United States, Canada | ES_1133329_LED-BR30-12W-3K_08102016205529_2529092 | 2274562
NDR Electric | NDR Electric | LED BR30 12W 5000K | LED-BR30-12W-5K |  | BR30 | Reflector (Flood/Spot) | E26 (Medium) | Directional | LED | 5 | 75 | 130.3 | 95.2 |  |  | 100 | 1070 | 12.5 | 85.6 | No | 25000 | 5000 | 83 | 6 | 0.9 | -20 | Dimmable | 3% | No | Damp Location Rated | No |  |  | 2016-08-30 | 2016-08-10 | United States, Canada | ES_1133329_LED-BR30-12W-5K_08102016205601_2561247 | 2274563
OptoLight | OptoLight | OP-BR20DG-7W-27 | OP-BR20DG-7W-27 |  | R20 | Reflector (Flood/Spot) | E26 (Medium) | Directional | LED | 5 | 50 | 96.8 | 63.5 |  |  | 104 | 525 | 7 | 75 | No | 25000 | 2700 | 91 | 51 | 0.9 | -20 | Dimmable | 10% |  | Damp Location Rated,Not for Use in Enclosed Fixtures |  |  |  | 2016-01-29 | 2016-01-29 | United States, Canada | ES_1042267_OP-BR20DG-7W-27_01292016034950_1023960 | 2257527
OptoLight | OptoLight | OP-BR30D-10W-27 | OP-BR30D-10W-27 |  | BR30 | Reflector (Flood/Spot) | E26 (Medium) | Directional | LED | 5 | 60 | 130 | 95 |  |  | 113 | 850 | 10 | 85 | No | 25000 | 2700 | 82 | 14 | 0.9 | -20 | Dimmable | 10% |  | None |  |  |  | 2014-04-21 | 2014-04-21 | United States | ES_1042267_OP-BR30D-10W-27_04212014031950_1023598 | 2209335
OptoLight | OptoLight | OP-BR30DG-14W | OP-BR30DG-14W |  | BR30 | Reflector (Flood/Spot) | E26 (Medium) | Directional | LED | 3 | 60 | 130.1 | 95.2 |  |  | 110 | 800 | 14 | 57.1 | No | 25000 | 3000 | 95 | 65 | 0.9 | -20 | Dimmable | 10% |  | None |  |  |  | 2014-07-11 | 2014-07-11 | United States, Canada | ES_1042267_OP-BR30DG-14W_07142014110551_1023634 | 2215340
OptoLight | OptoLight | OP-BR40D-13W-27 | OP-BR40D-13W-27 |  | BR40 | Reflector (Flood/Spot) | E26 (Medium) | Directional | LED | 5 | 75 | 160 | 120 |  |  | 110 | 1050 | 13 | 80.8 | No | 25000 | 2700 | 82 | 14 | 0.9 | -20 | Dimmable | 10% |  | None |  |  |  | 2014-04-21 | 2014-04-21 | United States | ES_1042267_OP-BR40D-13W-27_04212014032220_1023598 | 2209336
OptoLight | OptoLight | OP-BR40DG-14W-30 | OP-BR40DG-14W-30 |  | BR40 | Reflector (Flood/Spot) | E26 (Medium) | Directional | LED | 5 | 75 | 158.3 | 119.9 |  |  |  | 1000 | 14 | 71.4 | No | 25000 | 3000 | 93 | 70 | 0.9 | -20 | Dimmable | 10% |  | Damp Location Rated,Not for Use in Enclosed Fixtures |  |  |  | 2015-04-27 | 2015-10-29 | United States | ES_1042267_OP-BR40DG-14W-30_06022015124841_1023823 | 2240837
OptoLight | OptoLight | OP-R38-23W | OP-R38-23W |  | BR40 | Reflector (Flood/Spot) | E26 (Medium) | Directional | CFL | 2 | 85 | 156.3 | 119.9 |  | 1.8 |  | 1250 | 23.3 | 53.6 | No | 10000 | 2700 | 82 | -2 | 0.6 | -20 |  |  |  | None |  |  |  | 2014-12-17 | 2014-12-19 | United States, Canada | ES_1042267_OP-R38-23W_12192014030620_1023734 | 2229651
OptoLight | OptoLight | OP-R40D-13W-30 | OP-R40D-13W-30 |  | BR40 | Reflector (Flood/Spot) | E26 (Medium) | Directional | LED | 3 | 75 | 158.1 | 120.2 |  |  | 110 | 1050 | 13 | 80.7 | No | 25000 | 3000 | 82 | 10 | 1 | -20 | Dimmable | 10% |  | Damp Location Rated,Not for Use in Enclosed Fixtures |  |  |  | 2015-12-22 | 2015-12-22 | United States | ES_1042267_OP-R40D-13W-30_12222015062220_1023946 | 2255352
Neonlite Electronic & Lighting (H.K.) Ltd. | Megaman | LR2718d E26 2700K-120V | LR2718d E26 2700K-120V |  | BR40 | Reflector (Flood/Spot) | E26 (Medium) | Directional | LED | 3 | 85 | 165.3 | 127.1 |  |  |  | 1197 | 18 | 66.5 | No | 25000 | 2700 | 81 | 5 | 0.9 | -30 | Dimmable | 10% |  | Damp Location Rated,Recessed Fixtures |  |  |  | 2016-01-10 | 2016-01-13 | United States, Canada | ES_1095307_LR2718d E26 2700K-120V_01062016095349_828058 | 2256593
Neonlite Electronic & Lighting (H.K.) Ltd. | Megaman | LR2718d E26 3000K-120V | LR2718d E26 3000K-120V |  | BR40 | Reflector (Flood/Spot) | E26 (Medium) | Directional | LED | 3 | 85 | 165.3 | 127.1 |  |  |  | 1200 | 18 | 66.6 | No | 25000 | 3000 | 82 | 5 | 0.9 | -30 | Dimmable | 10% |  | Damp Location Rated,Recessed Fixtures |  |  |  | 2016-01-10 | 2016-01-13 | United States, Canada | ES_1095307_LR2718d E26 3000K-120V_01062016124102_1403467 | 2256594
Walmart Stores, Inc. | Great Value | GVRLR205027D | GVRLR205027D |  | R20 | Reflector (Flood/Spot) | E26 (Medium) | Directional | LED | 3 | 50 | 95 | 63.3 |  |  | 110 | 525 | 7.4 | 70.9 | No | 25000 | 2700 | 82 | 12 | 0.7 | -29 | Dimmable | 18% | Yes | Damp Location Rated | No |  |  | 2016-05-01 | 2016-07-18 | United States | ES_20877_GVRLR205027D_07182016123556_5356255 | 2272603
Walmart Stores, Inc. | Great Value | R30 14W | 84462 |  | R30 | Reflector (Flood/Spot) | E26 (Medium) | Directional | CFL | 2 | 65 | 134.9 | 94.9 |  | 2.5 |  | 650 | 14 | 46.4 | No | 10000 | 5000 | 86 | 42 | 0.6 | -29 |  |  |  | Not for Use in Enclosed Fixtures |  |  |  | 2016-03-28 | 2016-01-25 | Canada | ES_0020877_84462_06292016025640_7005880 | 2271200
Walmart Stores, Inc. | Great Value | R30 14W | 84657 |  | R30 | Reflector (Flood/Spot) | E26 (Medium) | Directional | CFL | 2 | 65 | 134.9 | 94.9 |  | 2.5 |  | 650 | 14 | 46.4 | No | 10000 | 2700 | 83 | 1 | 0.6 | -29 |  |  |  | Not for Use in Enclosed Fixtures |  |  |  | 2016-03-28 | 2016-01-25 | Canada | ES_0020877_84657_06292016025640_7005880 | 2271199
WayToGo LED Lighting Company LTD | WTGLED | R30-11YYZZ | R30-11YYZZ |  | R30 | Reflector (Flood/Spot) | E26 (Medium) | Directional | LED | 3 | 60 | 132 | 95 |  |  |  | 800 | 11 | 72.7 | No | 25000 | 2700 | 84 | 18 | 0.9 | -20 | Dimmable | 20% |  | Damp Location Rated,Recessed Fixtures |  |  |  | 2015-07-01 | 2015-07-28 | United States, Canada | ES_1130891_R30-11YYZZ_08062015093102_3462484 | 2245238
WayToGo LED Lighting Company LTD | WTGLED | R30-11YYZZ | R30-11YYZZ |  | R30 | Reflector (Flood/Spot) | E26 (Medium) | Directional | LED | 3 | 60 | 132 | 95 |  |  |  | 800 | 11 | 72.7 | No | 25000 | 3000 | 84 | 18 | 0.9 | -20 | Dimmable | 20% |  | Damp Location Rated,Recessed Fixtures |  |  |  | 2015-07-01 | 2015-07-28 | United States, Canada | ES_1130891_R30-11YYZZ_08062015093137_3497718 | 2245239
WayToGo LED Lighting Company LTD | WTGLED | R30-11YYZZ | R30-11YYZZ |  | R30 | Reflector (Flood/Spot) | E26 (Medium) | Directional | LED | 3 | 60 | 132 | 95 |  |  |  | 800 | 11 | 72.7 | No | 25000 | 4000 | 84 | 18 | 0.9 | -20 | Dimmable | 20% |  | Damp Location Rated,Recessed Fixtures |  |  |  | 2015-07-01 | 2015-07-28 | United States, Canada | ES_1130891_R30-11YYZZ_08062015093159_3519642 | 2245240
WayToGo LED Lighting Company LTD | WTGLED | R30-11YYZZ | R30-11YYZZ |  | R30 | Reflector (Flood/Spot) | E26 (Medium) | Directional | LED | 3 | 60 | 132 | 95 |  |  |  | 800 | 11 | 72.7 | No | 25000 | 5000 | 84 | 18 | 0.9 | -20 | Dimmable | 20% |  | Damp Location Rated,Recessed Fixtures |  |  |  | 2015-07-01 | 2015-07-28 | United States, Canada | ES_1130891_R30-11YYZZ_08062015093216_3536722 | 2245241
Westinghouse Lighting Corporation | Westinghouse | 3161 | 3161 |  | R20 | Reflector (Flood/Spot) | E26 (Medium) | Directional | LED | 5 | 50 | 98 | 64 |  |  |  | 550 | 7.3 | 75.3 | No | 25000 | 2700 | 82 | 13 | 0.9 | -20 | Dimmable | 10% |  | Damp Location Rated,Not for Use in Enclosed Fixtures |  |  |  | 2014-09-20 | 2015-05-21 | United States | ES_1018392_03161_05212015061840_1023817 | 2240069
Westinghouse Lighting Corporation | Westinghouse | 11.5R40/LED/DIM/FL 2700K | 43063 |  | BR40 | Reflector (Flood/Spot) | E26 (Medium) | Directional | LED | 5 | 75 | 164.6 | 126.7 |  |  | 106 | 940 | 11.5 | 81.7 | No | 25000 | 2700 | 83 | 12 | 0.9 | -20 | Dimmable | 5% | No | Damp Location Rated | No |  |  | 2016-04-04 | 2016-04-25 | United States | ES_1018392_43063_04252016010440_1024000 | 2265251
Westinghouse Lighting Corporation | Westinghouse | 11.5R40/LED/DIM/FL 3000K | 33162 |  | BR40 | Reflector (Flood/Spot) | E26 (Medium) | Directional | LED | 5 | 75 | 164.6 | 126.7 |  |  | 106 | 970 | 11.5 | 84.3 | No | 25000 | 3000 | 83 | 9 | 0.9 | -20 | Dimmable | 5% | No | Damp Location Rated | No |  |  | 2016-04-04 | 2016-04-25 | United States | ES_1018392_33162_04252016125951_1024000 | 2265250
Westinghouse Lighting Corporation | Westinghouse | 16.5R40/LED/DIM/FL 3000K | 43064 |  | BR40 | Reflector (Flood/Spot) | E26 (Medium) | Directional | LED | 5 | 85 | 164 | 127 |  |  | 106 | 1230 | 16.5 | 74.5 | No | 25000 | 3000 | 82 | 8 | 0.9 | -20 | Dimmable | 5% | No | None | No |  |  | 2016-04-04 | 2016-04-25 | United States | ES_1018392_43064_04252016012840_1024000 | 2265252
Westinghouse Lighting Corporation | Westinghouse | 17R40/LED/DIM 2700K | 3163 |  | R40 | Reflector (Flood/Spot) | E26 (Medium) | Directional | LED | 5 | 85 | 163.5 | 127.3 |  |  |  | 1200 | 17 | 70.6 | No | 25000 | 2700 | 81 | 2 | 1 | -20 | Dimmable | 10% |  | Not for Use in Enclosed Fixtures |  |  |  | 2015-04-29 | 2015-05-20 | United States | ES_1018392_03163_06012015103111_1023815 | 2240538
Westinghouse Lighting Corporation | Westinghouse | 17R40/LED/DIM 3000K | 33064 |  | BR40 | Reflector (Flood/Spot) | E26 (Medium) | Directional | LED | 3 | 85 | 163.5 | 127.3 |  |  | 103 | 1230 | 17 | 72.4 | No | 25000 | 3000 | 81 | 5 | 1 | -20 | Dimmable | 10% |  | Damp Location Rated,Wet Location Rated,Recessed Fixtures |  |  |  | 2014-12-08 | 2014-12-15 | United States | ES_1018392_33064_12152014025110_1023727 | 2229287
Westinghouse Lighting Corporation | Westinghouse | 33050 | 33050 |  | R20 | Reflector (Flood/Spot) | E26 (Medium) | Directional | LED | 3 | 50 | 98 | 64 |  |  |  | 613 | 7.3 | 84.7 | No | 25000 | 2700 | 82 | 13 | 0.9 | -20 | Dimmable | 9% |  | None |  |  |  | 2014-09-20 | 2014-09-24 | United States | ES_1018392_33050_09242014040950_1023677 | 2220199
Westinghouse Lighting Corporation | Westinghouse | 33161 | 33161 |  | R20 | Reflector (Flood/Spot) | E26 (Medium) | Directional | LED | 5 | 50 | 96.2 | 63.4 |  |  | 109 | 550 | 7.1 | 77.5 | No | 25000 | 3000 | 82 | 6 | 0.9 | -20 | Dimmable | 10% |  | Damp Location Rated,Not for Use in Enclosed Fixtures |  |  |  | 2015-11-05 | 2015-11-12 | United States | ES_1018392_33161_11122015050950_1023926 | 2252485
Westinghouse Lighting Corporation | Westinghouse | 43050 | 43050 |  | R20 | Reflector (Flood/Spot) | E26 (Medium) | Directional | LED | 5 | 50 | 96.2 | 63.3 |  |  | 109 | 550 | 7.2 | 76.4 | No | 25000 | 2700 | 82 | 8 | 0.9 | -20 | Dimmable | 10% |  | Damp Location Rated,Not for Use in Enclosed Fixtures |  |  |  | 2015-10-15 | 2015-10-22 | United States | ES_1018392_43050_10222015101551_1023919 | 2251098
Westinghouse Lighting Corporation | Westinghouse | 6.5R20/LED/DIM/FL 2700K | 53050 |  | R20 | Reflector (Flood/Spot) | E26 (Medium) | Directional | LED | 5 | 50 | 99.8 | 63.7 |  |  | 109 | 525 | 6.5 | 80.8 | No | 25000 | 2700 | 83 | 11 | 0.9 | -20 | Dimmable | 5% | Yes | None | No |  |  | 2016-07-27 | 2016-08-16 | United States, Canada | ES_1018392_53050_08192016010550_1024059 | 2276176
Westinghouse Lighting Corporation | Westinghouse | 6.5R20/LED/DIM/FL 3000K | 43161 |  | R20 | Reflector (Flood/Spot) | E26 (Medium) | Directional | LED | 5 | 50 | 99.8 | 63.7 |  |  | 107 | 540 | 6.5 | 83.1 | No | 25000 | 3000 | 83 | 9 | 0.9 | -20 | Dimmable | 5% | Yes | None | No |  |  | 2016-07-27 | 2016-08-16 | United States, Canada | ES_1018392_43161_08192016010550_1024059 | 2276179
Westinghouse Lighting Corporation | Westinghouse | 8R20/LED/DIM 2700K | 3050 |  | R20 | Reflector (Flood/Spot) | E26 (Medium) | Directional | LED | 3 | 50 | 99.3 | 63.2 |  |  | 107 | 525 | 8 | 65.6 | No | 25000 | 2700 | 82 | 13 | 0.7 | -20 | Dimmable | 5% |  | None |  |  |  | 2014-05-14 | 2014-07-16 | United States | ES_1018392_03050_07162014112841_1023636 | 2215671
Xiamen Longstar Lighting Company, Ltd. | Longstar | FE-R40-23W | FE-R40-23W |  | BR40 | Reflector (Flood/Spot) | E26 (Medium) | Directional | CFL | 2 | 85 | 160.2 | 119.8 |  | 1.8 |  | 1200 | 23.6 | 50.9 | No | 10000 | 2700 | 82 | -5 | 0.6 | -18 |  |  |  | Damp Location Rated |  |  |  | 2014-08-22 | 2014-09-15 | United States | ES_89389_FE-R40-23W_09152014022550_1023657 | 2219549
Xiamen Longstar Lighting Company, Ltd. | Longstar | LED BR LAMP | L4-BR20D-7W-27K |  | R20 | Reflector (Flood/Spot) | E26 (Medium) | Directional | LED | 3 | 50 | 98 | 63.2 |  |  |  | 550 | 7 | 78.6 | No | 25000 | 2700 | 82 | 7 | 0.9 | -20 | Dimmable | 10% | No | Damp Location Rated | No |  |  | 2016-05-22 | 2016-05-18 | United States, Canada | ES_89389_L4-BR20D-7W-27K_05182016152722_3189941 | 2267762
Xiamen Yankon Energetic Lighting Co., Ltd. | Yankon | BR40 CFL | YK517 23W-R40 |  | BR40 | Reflector (Flood/Spot) | E26 (Medium) | Directional | CFL | 2 | 75 | 151 | 119.1 |  | 2.5 |  | 1200 | 23 | 52.2 | No | 10000 | 2700 | 83 | -8 | 0.6 | -15 |  |  |  | Damp Location Rated,Enclosed Fixtures,Wet Location Rated |  |  |  | 2014-09-30 | 2014-10-07 | United States, Canada | ES_1081353_YK517 23W-R40_10072014163557_0913636 | 2221986
Yankon Lighting, Inc. | Yankon | LED-BR40 | YGA08A50-BR40-14W-827 |  | BR40 | Reflector (Flood/Spot) | E26 (Medium) | Directional | LED | 5 | 85 | 162 | 121 |  |  |  | 1100 | 14 | 78.6 | No | 25000 | 2700 | 83 | 13 | 0.9 | -20 | Dimmable | 10% |  | None |  |  |  | 2015-06-10 | 2015-08-19 | United States, Canada | ES_1133408_YGA08A50-BR40-14W-827_09012015085321_4481349 | 2246821
Yankon Lighting, Inc. | Yankon | LED Lamp BR40 | YGA08A50-BR40-14W-827-1 |  | BR40 | Reflector (Flood/Spot) | E26 (Medium) | Directional | LED | 3 | 85 | 161.6 | 120.1 |  |  | 122 | 1100 | 14 | 78.6 | No | 25000 | 2700 | 83 | 9 | 0.9 | -20 | Dimmable | 5% |  | Damp Location Rated |  |  |  | 2016-05-10 | 2016-06-24 | United States, Canada | ES_1133408_YGA08A50-BR40-14W-827-1_06242016100001_1024033 | 2270555
Yankon Lighting, Inc. | Yankon | LED Lamp BR40 | YGA08A50-BR40-14W-830-1 |  | BR40 | Reflector (Flood/Spot) | E26 (Medium) | Directional | LED | 3 | 85 | 161.6 | 120.1 |  |  | 122 | 1100 | 14 | 78.6 | No | 25000 | 3000 | 83 | 10 | 0.9 | -20 | Dimmable | 5% |  | Damp Location Rated |  |  |  | 2016-05-10 | 2016-06-24 | United States, Canada | ES_1133408_YGA08A50-BR40-14W-830-1_06242016100001_1024033 | 2270556
Zhejiang Shenghui Lighting Co., Ltd | SENGLED | 1102330017 | 1102330017 |  | R20 | Reflector (Flood/Spot) | E26d | Directional | LED | 5 | 50 | 97 | 63 | 204 |  | 110 | 550 | 9 | 65 | No | 25000 | 2700 | 90 | 55 | 1 | -20 | Dimmable | 9% | Yes | Damp Location Rated | No |  |  | 2016-08-20 | 2016-08-22 | United States, Canada | ES_1108041_1102330017_08232016110130_0090645 | 2276292
Zhejiang Shenghui Lighting Co., Ltd | SENGLED | 1102350017 | 1102350017 |  | BR40 | Reflector (Flood/Spot) | E26 (Medium) | Directional | LED | 5 | 85 | 160 | 123 |  |  | 110 | 1160 | 19 | 61.1 | No | 25000 | 2700 | 90 | 54 | 0.9 | -20 | Dimmable | 12% | Yes | Damp Location Rated | No |  |  | 2016-08-20 | 2016-08-24 | United States, Canada | ES_1108041_1102350017_08242016062223_9743357 | 2276348
Topstar International | Topstar | L4-BR40D-12W | L4-BR40D-12W |  | BR40 | Reflector (Flood/Spot) | E26 (Medium) | Directional | LED | 3 | 75 | 158.1 | 120.2 |  |  |  | 1050 | 12 | 87.5 | No | 25000 | 3000 | 82 | 10 | 1 | -20 | Dimmable | 10% |  | Damp Location Rated,Not for Use in Enclosed Fixtures |  |  |  | 2015-06-20 | 2015-07-13 | United States | ES_1060037_L4-BR40D-12W_07132015113621_1023851 | 2243239
Verbatim Americas | Verbatim | LED | 99093 | ,,R20-L500-C27-U | R20 | Reflector (Flood/Spot) | E26 (Medium) | Directional | LED | 5 | 50 | 95 | 64 |  |  | 114 | 500 | 7.5 | 66.7 | No | 40000 | 2700 | 82 | 5 | 0.9 | -20 | Dimmable | 10% |  | None |  |  |  | 2015-08-05 | 2015-08-05 | United States, Canada | ES_1113395_99093_08212015105525_5338837 | 2246275
US Green Lighting | US Green Lighting | L/B40/17/D1/830/L001 | L/B40/17/D1/830/L001 |  | BR40 | Reflector (Flood/Spot) | E26 (Medium) | Directional | LED | 3 | 100 | 158.7 | 120 |  |  |  | 1400 | 17 | 82.4 | No | 25000 | 3000 | 82 | 9 | 0.9 | -20 | Dimmable | 10% |  | Damp Location Rated,Not for Use in Enclosed Fixtures |  |  |  | 2015-05-20 | 2015-06-08 | United States | ES_1128069_L/B40/17/D1/830/L001_06082015053440_1023828 | 2241209
US Green Lighting | US Green Lighting | L/R20/7/D1/830/L001 | L/R20/7/D1/830/L001 |  | R20 | Reflector (Flood/Spot) | E26 (Medium) | Directional | LED | 3 | 50 | 96.2 | 63.4 |  |  | 110 | 550 | 7 | 78.6 | No | 25000 | 3000 | 82 | 6 | 0.9 | -20 | Dimmable | 10% |  | Not for Use in Enclosed Fixtures |  |  |  | 2015-06-05 | 2015-06-05 | United States | ES_1128069_L/R20/7/D1/830/L001_06082015045950_1023827 | 2241207
Verbatim Americas | Verbatim | LED | 99094 | ,,R20-L500-C30-U | R20 | Reflector (Flood/Spot) | E26 (Medium) | Directional | LED | 5 | 50 | 95 | 64 |  |  | 114 | 500 | 7.5 | 66.7 | No | 40000 | 3000 | 83 | 6 | 0.9 | -20 | Dimmable | 10% |  | None |  |  |  | 2015-08-05 | 2015-08-05 | United States, Canada | ES_1113395_99094_08212015105525_8227770 | 2246276
Verbatim Americas | Verbatim | LED | 99097 | ,,R40-L1100-C27-U | BR40 | Reflector (Flood/Spot) | E26 (Medium) | Directional | LED | 5 | 85 | 157 | 125 |  |  | 103 | 1100 | 17 | 64.7 | No | 40000 | 2700 | 82 | 4 | 1 | -20 | Dimmable | 15% |  | None |  |  |  | 2015-08-05 | 2015-08-05 | United States, Canada | ES_1113395_99097_08212015105450_6664219 | 2246273
Verbatim Americas | Verbatim | LED | 99098 | ,,R40-L1100-C30-U | BR40 | Reflector (Flood/Spot) | E26 (Medium) | Directional | LED | 5 | 85 | 157 | 125 |  |  | 103 | 1100 | 17 | 64.7 | No | 40000 | 3000 | 83 | 8 | 1 | -20 | Dimmable | 15% |  | None |  |  |  | 2015-08-05 | 2015-08-05 | United States, Canada | ES_1113395_99098_08212015105450_1089773 | 2246274
Torchstar Corporation | TORCHSTAR | LED | DBBR40-17W50D |  | BR40 | Reflector (Flood/Spot) | E26 (Medium) | Directional | LED | 3 | 85 | 157 | 125 |  |  |  | 1100 | 17 | 64.7 | No | 40000 | 5000 | 85 | 18 | 1 | -20 | Dimmable | 15% |  | None |  |  |  | 2015-11-20 | 2015-11-24 | United States | ES_1127338_DBBR40-17W50D_11252015145849_8166088 | 2253597
Torchstar Corporation | TORCHSTAR | LED Lamp BR40 | BMBR40N-D-17W30 |  | BR40 | Reflector (Flood/Spot) | E26 (Medium) | Directional | LED | 3 | 100 | 161 | 126.5 |  |  |  | 1500 | 17 | 88.2 | No | 25000 | 3000 | 85 | 21 | 1 | -20 | Dimmable | 10% |  | Damp Location Rated,Enclosed Fixtures,Recessed Fixtures |  |  |  | 2015-12-15 | 2016-01-04 | United States, Canada | ES_1127338_BMBR40N-D-17W30_01042016163122_0837277 | 2256171
Torchstar Corporation | TORCHSTAR | LED Lamp BR40 | BMBR40N-D-17W40 |  | BR40 | Reflector (Flood/Spot) | E26 (Medium) | Directional | LED | 3 | 100 | 162.1 | 127.1 |  |  |  | 1550 | 17 | 91.2 | No | 25000 | 4000 | 85 | 22 | 0.9 | -20 | Dimmable | 10% |  | Damp Location Rated,Enclosed Fixtures,Recessed Fixtures |  |  |  | 2015-12-15 | 2016-01-04 | United States, Canada | ES_1127338_BMBR40N-D-17W40_01042016163151_2837841 | 2256172
Torchstar Corporation | TORCHSTAR | LED Lamp BR40 | BMBR40N-D-17W50 |  | BR40 | Reflector (Flood/Spot) | E26 (Medium) | Directional | LED | 3 | 100 | 160.2 | 126.8 |  |  |  | 1600 | 17 | 94.1 | No | 25000 | 5000 | 85 | 22 | 1 | -20 | Dimmable | 10% |  | Damp Location Rated,Enclosed Fixtures,Recessed Fixtures |  |  |  | 2015-12-15 | 2016-01-04 | United States, Canada | ES_1127338_BMBR40N-D-17W50_01042016163159_0187823 | 2256173
Voltech International inc | TECHNILIGHT | LED BR30 | TL15BR30D110W |  | BR30 | Reflector (Flood/Spot) | E26 (Medium) | Directional | LED | 3 | 75 | 134.6 | 96.5 |  |  | 110 | 1000 | 15 | 66.7 | No | 30000 | 3000 | 83 | 18 | 1 | -20 | Dimmable | 10% |  | None |  |  |  | 2014-06-20 | 2014-06-19 | Canada | ES_1118003_TL15BR30D110W_07092014183928_3011707 | 2214820
Vootu Inc. | Vootu | LED BR30 Lamp | VT-BR30-13W 2700K |  | BR30 | Reflector (Flood/Spot) | E26 (Medium) | Directional | LED | 3 | 85 | 131.6 | 94.8 |  |  |  | 1100 | 13.5 | 81.5 | No | 25000 | 2700 | 82 | 7 | 0.9 | -20 | Dimmable | 10% |  | Damp Location Rated,Enclosed Fixtures,Recessed Fixtures |  |  |  | 2015-12-10 | 2015-12-04 | United States | ES_1134610_VT-BR30-13W 2700K_12042015172212_4899143 | 2254914
Vootu Inc. | Vootu | LED BR30 Lamp | VT-BR30-13W 3000K |  | BR30 | Reflector (Flood/Spot) | E26 (Medium) | Directional | LED | 3 | 85 | 132.2 | 94.8 |  |  |  | 1100 | 13.5 | 81.5 | No | 25000 | 3000 | 84 | 12 | 0.9 | -20 | Dimmable | 10% |  | Damp Location Rated,Enclosed Fixtures,Recessed Fixtures |  |  |  | 2015-12-10 | 2015-12-04 | United States | ES_1134610_VT-BR30-13W 3000K_12042015172246_6892014 | 2254915
Vootu Inc. | Vootu | LED BR30 Lamp | VT-BR30-13W 4000K |  | BR30 | Reflector (Flood/Spot) | E26 (Medium) | Directional | LED | 3 | 85 | 132.2 | 94.8 |  |  |  | 1100 | 13.5 | 81.5 | No | 25000 | 4000 | 84 | 12 | 0.9 | -20 | Dimmable | 10% | Yes | Damp Location Rated | No |  |  | 2016-08-10 | 2016-08-10 | United States | ES_1134610_VT-BR30-13W 4000K_08102016164401_2389013 | 2275199
Vootu Inc. | Vootu | LED BR30 Lamp | VT-BR30-13W 5000K |  | BR30 | Reflector (Flood/Spot) | E26 (Medium) | Directional | LED | 3 | 85 | 132 | 94.7 |  |  |  | 1200 | 13.5 | 88.9 | No | 25000 | 5000 | 84 | 15 | 0.9 | -20 | Dimmable | 10% |  | Damp Location Rated,Enclosed Fixtures,Recessed Fixtures |  |  |  | 2015-12-10 | 2015-12-04 | United States | ES_1134610_VT-BR30-13W 5000K_12042015172257_7908925 | 2254916
Torchstar Corporation | TORCHSTAR | LED Lamp R20 | BMBR20N-D-7W30 |  | R20 | Reflector (Flood/Spot) | E26 (Medium) | Directional | LED | 3 | 50 | 96.9 | 63.2 |  |  |  | 600 | 7.5 | 80 | No | 25000 | 3000 | 84 | 13 | 0.9 | -20 | Dimmable | 10% |  | Damp Location Rated,Enclosed Fixtures,Recessed Fixtures |  |  |  | 2015-12-15 | 2016-01-04 | United States, Canada | ES_1127338_BMBR20N-D-7W30_01042016135321_2938481 | 2256300
Torchstar Corporation | TORCHSTAR | LED Lamp R20 | BMBR20N-D-7W40 |  | R20 | Reflector (Flood/Spot) | E26 (Medium) | Directional | LED | 3 | 50 | 96.2 | 63.3 |  |  |  | 650 | 7.5 | 86.7 | No | 25000 | 4000 | 85 | 19 | 0.9 | -20 | Dimmable | 10% |  | Damp Location Rated,Enclosed Fixtures,Recessed Fixtures |  |  |  | 2015-12-15 | 2016-01-04 | United States, Canada | ES_1127338_BMBR20N-D-7W40_01042016135352_4320882 | 2256301
Torchstar Corporation | TORCHSTAR | LED Lamp R20 | BMBR20N-D-7W50 |  | R20 | Reflector (Flood/Spot) | E26 (Medium) | Directional | LED | 3 | 50 | 96.7 | 63.6 |  |  |  | 700 | 7.5 | 93.3 | No | 25000 | 5000 | 83 | 14 | 0.9 | -20 | Dimmable | 10% |  | Damp Location Rated,Enclosed Fixtures,Recessed Fixtures |  |  |  | 2015-12-15 | 2016-01-04 | United States, Canada | ES_1127338_BMBR20N-D-7W50_01042016135359_0128984 | 2256302
Torchstar Corporation | TORCHSTAR | TSBL-R30-11D27 | TSBL-R30-11D27 |  | R30 | Reflector (Flood/Spot) | E26 (Medium) | Directional | LED | 3 | 60 | 132 | 95 |  |  |  | 800 | 11 | 72.7 | No | 25000 | 2700 | 84 | 18 | 0.9 | -20 | Dimmable | 20% |  | Damp Location Rated,Recessed Fixtures |  |  |  | 2014-11-10 | 2016-03-01 | United States, Canada | ES_1127338_TSBL-R30-11D27_06052015115333_5213556 | 2241111
Torchstar Corporation | TORCHSTAR | TSBL-R30-11D30 | TSBL-R30-11D30 |  | R30 | Reflector (Flood/Spot) | E26 (Medium) | Directional | LED | 3 | 60 | 132 | 95 |  |  |  | 800 | 11 | 72.7 | No | 25000 | 3000 | 84 | 18 | 0.9 | -20 | Dimmable | 20% |  | Damp Location Rated,Recessed Fixtures |  |  |  | 2014-11-10 | 2016-03-01 | United States, Canada | ES_1127338_TSBL-R30-11D30_06052015115344_5224882 | 2241112
Torchstar Corporation | TORCHSTAR | TSBL-R30-11D40 | TSBL-R30-11D40 |  | R30 | Reflector (Flood/Spot) | E26 (Medium) | Directional | LED | 3 | 60 | 132 | 95 |  |  |  | 800 | 11 | 72.7 | No | 25000 | 4000 | 84 | 18 | 0.9 | -20 | Dimmable | 20% |  | Damp Location Rated,Recessed Fixtures |  |  |  | 2014-11-10 | 2016-03-01 | United States, Canada | ES_1127338_TSBL-R30-11D40_06052015115356_5236836 | 2241113
Torchstar Corporation | TORCHSTAR | TSBL-R30-11D50 | TSBL-R30-11D50 |  | R30 | Reflector (Flood/Spot) | E26 (Medium) | Directional | LED | 3 | 60 | 132 | 95 |  |  |  | 800 | 11 | 72.7 | No | 25000 | 5000 | 84 | 18 | 0.9 | -20 | Dimmable | 20% |  | Damp Location Rated,Recessed Fixtures |  |  |  | 2014-11-10 | 2016-03-01 | United States, Canada | ES_1127338_TSBL-R30-11D50_06052015115411_5251293 | 2241114
TW Lighting | TW Lighting | BR20-07120-27 | BR20-07120-27 |  | R20 | Reflector (Flood/Spot) | E26 (Medium) | Directional | LED | 3 | 50 | 95 | 63 |  |  |  | 525 | 7.5 | 70 | No | 25000 | 2700 | 92 | 58 | 0.9 | -40 | Dimmable | 10% |  | Damp Location Rated,Not for Use in Enclosed Fixtures |  |  |  | 2016-01-01 | 2016-04-14 | United States, Canada | ES_1118322_BR20-07120-27_04082016161454_1852533 | 2264231
TW Lighting | TW Lighting | BR40-17120-27 | BR40-17120-27 |  | BR40 | Reflector (Flood/Spot) | E26 (Medium) | Directional | LED | 3 | 85 | 157 | 125 |  |  | 120 | 1100 | 17 | 64.7 | No | 25000 | 2700 | 82 | 4 | 0.9 | -40 | Dimmable | 10% |  | Damp Location Rated,Not for Use in Enclosed Fixtures |  |  |  | 2016-01-01 | 2016-04-14 | United States, Canada | ES_1118322_BR40-17120-27_04082016162821_7388727 | 2264233
Ushio America Inc. | Ushio | 1003854 | 1003854 |  | R20 | Reflector (Flood/Spot) | E26 (Medium) | Directional | LED | 3 | 50 | 99.3 | 63.2 |  |  |  | 540 | 8 | 67.5 | No | 25000 | 3000 | 82 | 15 | 0.7 | -20 | Dimmable | 5% |  | None |  |  |  | 2014-06-02 | 2014-06-16 | United States | ES_1086348_1003854_06162014111441_1023625 | 2213084
Ushio America Inc. | Ushio | 1003901 | 1003901 |  | R20 | Reflector (Flood/Spot) | E26 (Medium) | Directional | LED | 3 | 50 | 99.3 | 63.2 |  |  | 107 | 525 | 8 | 65.6 | No | 25000 | 2700 | 82 | 13 | 0.7 | -20 | Dimmable | 5% |  | None |  |  |  | 2014-05-14 | 2014-05-29 | United States | ES_1086348_1003901_05292014042110_1023617 | 2212100
Ushio America Inc. | Ushio | 1003992 | 1003992 |  | R20 | Reflector (Flood/Spot) | E26 (Medium) | Directional | LED | 3 | 50 | 99.3 | 63 |  |  |  | 525 | 7 | 75 | No | 25000 | 2700 | 80 | 4 | 1 | -20 | Dimmable | 5% |  | None |  |  |  | 2015-03-04 | 2015-03-06 | United States, Canada | ES_1086348_1003992_03062015052730_1023774 | 2234376
Vootu Inc. | Vootu | LED R20 Lamp | VT-BR20-8W 2700K |  | R20 | Reflector (Flood/Spot) | E26 (Medium) | Directional | LED | 3 | 50 | 97.1 | 62.8 |  |  |  | 600 | 7.5 | 80 | No | 25000 | 2700 | 82 | 4 | 0.9 | -20 | Dimmable | 10% |  | Damp Location Rated,Enclosed Fixtures,Recessed Fixtures |  |  |  | 2015-12-10 | 2015-12-04 | United States | ES_1134610_VT-BR20-8W 2700K_12042015170112_4891934 | 2254911
Vootu Inc. | Vootu | LED R20 Lamp | VT-BR20-8W 3000K |  | R20 | Reflector (Flood/Spot) | E26 (Medium) | Directional | LED | 3 | 50 | 96.9 | 63.2 |  |  |  | 600 | 7.5 | 80 | No | 25000 | 3000 | 84 | 13 | 0.9 | -20 | Dimmable | 10% |  | Damp Location Rated,Enclosed Fixtures,Recessed Fixtures |  |  |  | 2015-12-10 | 2015-12-04 | United States | ES_1134610_VT-BR20-8W 3000K_12042015170147_4287344 | 2254912
Vootu Inc. | Vootu | LED R20 Lamp | VT-BR20-8W 5000K |  | R20 | Reflector (Flood/Spot) | E26 (Medium) | Directional | LED | 3 | 50 | 96.7 | 63.6 |  |  |  | 700 | 7.5 | 93.3 | No | 25000 | 5000 | 83 | 14 | 0.9 | -20 | Dimmable | 10% |  | Damp Location Rated,Enclosed Fixtures,Recessed Fixtures |  |  |  | 2015-12-10 | 2015-12-04 | United States | ES_1134610_VT-BR20-8W 5000K_12042015170156_6892401 | 2254913
Vootu Inc. | Vootu | LED R40 Lamp | VT-BR40-17W 2700K |  | BR40 | Reflector (Flood/Spot) | E26 (Medium) | Directional | LED | 3 | 100 | 159.6 | 126.8 |  |  |  | 1400 | 17 | 82.4 | No | 25000 | 2700 | 82 | 7 | 1 | -20 | Dimmable | 10% |  | Damp Location Rated,Enclosed Fixtures,Recessed Fixtures |  |  |  | 2016-05-10 | 2016-05-18 | United States | ES_1134610_VT-BR40-17W 2700K_05182016143712_3417012 | 2268336
Vootu Inc. | Vootu | LED R40 Lamp | VT-BR40-17W 4000K |  | BR40 | Reflector (Flood/Spot) | E26 (Medium) | Directional | LED | 3 | 100 | 162.1 | 127.1 |  |  |  | 1550 | 17 | 91.2 | No | 25000 | 4000 | 85 | 22 | 0.9 | -20 | Dimmable | 10% |  | Damp Location Rated,Enclosed Fixtures,Recessed Fixtures |  |  |  | 2016-05-10 | 2016-05-18 | United States | ES_1134610_VT-BR40-17W 4000K_05182016143745_6528890 | 2268337
TW Lighting | TW Lighting | R30-12120-27 | R30-12120-27 |  | BR30 | Reflector (Flood/Spot) | E26 (Medium) | Directional | LED | 3 | 75 | 132 | 96 |  |  |  | 950 | 12.7 | 80 | No | 25000 | 2700 | 81 | 14 | 1 | -20 | Dimmable | 20% |  | Enclosed Fixtures,Recessed Fixtures |  |  |  | 2014-08-01 | 2016-03-02 | United States | ES_1118322_R30-12120-27_08192014085155_8315531 | 2217628
TW Lighting | TW Lighting | R40-16120-27 | R40-16120-27 |  | BR40 | Reflector (Flood/Spot) | E26 (Medium) | Directional | LED | 3 | 85 | 158 | 125 |  |  | 120 | 1200 | 16 | 75 | No | 25000 | 2700 | 82 | 18 | 1 | -20 | Dimmable | 20% |  | Enclosed Fixtures,Wet Location Rated,Recessed Fixtures |  |  |  | 2014-09-01 | 2016-03-01 | United States | ES_1118322_R40-16120-27_09232014085903_2743895 | 2220029
Ushio America Inc. | Ushio | 1003993 | 1003993 |  | R20 | Reflector (Flood/Spot) | E26 (Medium) | Directional | LED | 3 | 50 | 99.3 | 63 |  |  | 108 | 540 | 7 | 77.1 | No | 25000 | 3000 | 80 | 1 | 1 | -20 | Dimmable | 5% |  | Not for Use in Enclosed Fixtures |  |  |  | 2015-03-04 | 2015-03-10 | United States | ES_1086348_1003993_03102015062330_1023777 | 2234480
Ushio America Inc. | Ushio | 1004001 | 1004001 |  | BR40 | Reflector (Flood/Spot) | E26 (Medium) | Directional | LED | 3 | 85 | 163.5 | 127.3 |  |  | 105 | 1200 | 17 | 70.6 | No | 25000 | 2700 | 81 | 2 | 1 | -20 | Dimmable | 10% |  | Not for Use in Enclosed Fixtures |  |  |  | 2015-03-04 | 2015-03-11 | United States | ES_1086348_1004001_03112015055620_1023777 | 2234529
Ushio America Inc. | Ushio | 1004002 | 1004002 |  | BR40 | Reflector (Flood/Spot) | E26 (Medium) | Directional | LED | 3 | 85 | 163.5 | 127.3 |  |  | 105 | 1230 | 17 | 72.4 | No | 25000 | 3000 | 81 | 5 | 1 | -20 | Dimmable | 10% |  | Not for Use in Enclosed Fixtures |  |  |  | 2015-03-04 | 2015-03-11 | United States | ES_1086348_1004002_03112015055440_1023778 | 2234530
Toronto LED Inc. | Torontoled | LED Lamp BR30 | DTL-BR30-13.5D 2700K |  | BR30 | Reflector (Flood/Spot) | E26 (Medium) | Directional | LED | 3 | 85 | 131.6 | 94.8 |  |  |  | 1100 | 13.5 | 81.5 | No | 25000 | 2700 | 82 | 7 | 0.9 | -20 | Dimmable | 10% |  | Damp Location Rated,Enclosed Fixtures,Recessed Fixtures |  |  |  | 2016-05-12 | 2016-05-25 | Canada | ES_1131062_DTL-BR30-13.5D 2700K_05252016140914_4325137 | 2269599
Toronto LED Inc. | Torontoled | LED Lamp BR30 | DTL-BR30-13.5D 3000K |  | BR30 | Reflector (Flood/Spot) | E26 (Medium) | Directional | LED | 3 | 85 | 132.2 | 94.8 |  |  |  | 1100 | 13.5 | 81.5 | No | 25000 | 3000 | 84 | 12 | 0.9 | -20 | Dimmable | 10% |  | Damp Location Rated,Enclosed Fixtures,Recessed Fixtures |  |  |  | 2016-05-12 | 2016-05-25 | Canada | ES_1131062_DTL-BR30-13.5D 3000K_05252016140943_2384915 | 2269600
Toronto LED Inc. | Torontoled | LED Lamp BR30 | DTL-BR30-13.5D 5000K |  | BR30 | Reflector (Flood/Spot) | E26 (Medium) | Directional | LED | 3 | 85 | 132 | 94.7 |  |  |  | 1200 | 13.5 | 88.9 | No | 25000 | 5000 | 84 | 15 | 0.9 | -20 | Dimmable | 10% |  | Damp Location Rated,Enclosed Fixtures,Recessed Fixtures |  |  |  | 2016-05-12 | 2016-05-25 | Canada | ES_1131062_DTL-BR30-13.5D 5000K_05252016140955_3178492 | 2269602
Uninex | K-LITE | KL8837B | KL8837B |  | BR40 | Reflector (Flood/Spot) | E26 (Medium) | Directional | CFL | 2 | 85 | 160.2 | 119.8 |  | 1.8 |  | 1200 | 23.6 | 50.8 | No | 10000 | 2700 | 82 | -5 | 0.6 | -18 |  |  |  | Not for Use in Enclosed Fixtures |  |  |  | 2014-10-14 | 2014-10-14 | United States | ES_1027003_KL8837B_10142014021440_1023694 | 2222406
Uninex | K-LITE | KL9908-30L417ES | KL9908-30L417ES |  | BR40 | Reflector (Flood/Spot) | E26 (Medium) | Directional | LED | 3 | 100 | 158.7 | 120 |  |  | 110 | 1450 | 17 | 85.3 | No | 25000 | 3000 | 82 | 9 | 0.9 | -20 | Dimmable | 10% |  | Damp Location Rated,Not for Use in Enclosed Fixtures |  |  |  | 2016-01-15 | 2016-01-15 | United States, Canada | ES_1027003_KL9908-30L417ES_01152016121731_1023953 | 2256764
Walmart Stores, Inc. | Great Value | GVR3142 | GVR3142 | GVR3142,CANGVR314, | R30 | Reflector (Flood/Spot) | E26 (Medium) | Directional | CFL | 2 | 65 | 137 | 93.9 |  | 1.5 |  | 650 | 14.2 | 46 | No | 10000 | 2700 | 82 | -9 | 0.6 | -29 |  |  |  | Recessed Fixtures |  |  |  | 2010-01-01 | 2014-09-26 | United States, Canada | ES_20877_GVR3142_10122014230721_5241627 | 2222239
Walmart Stores, Inc. | Great Value | GVR3142DL | GVR3142DL | ,CANGVR3142DL, | R30 | Reflector (Flood/Spot) | E26 (Medium) | Directional | CFL | 2 | 65 | 137 | 93.9 |  | 1.5 |  | 735 | 14.1 | 46.4 | No | 10000 | 5000 | 84 | 33 | 0.6 | -29 |  |  |  | Recessed Fixtures |  |  |  | 2010-01-01 | 2014-09-16 | United States, Canada | ES_20877_GVR3142DL_09202014180031_6031699 | 2219910
True Value Company | Westpointe | CFL | WP16MRL-IS | ,,784266; ,WP16MRL-IS,784494 | R30 | Reflector (Flood/Spot) | E26 (Medium) | Directional | CFL | 2 | 60 | 139 | 94 |  | 1.5 |  | 750 | 16 | 47.5 | No | 10000 | 2700 | 82 | -6 | 0.6 | -15 |  |  |  | None |  |  |  | 2014-10-30 | 2014-12-30 | United States | ES_1048575_WP16MRL-IS_01022015144814_7555113 | 2230373
Truly Green Solutions Inc. | Truly Green Solutions | LED | 200703 |  | R20 | Reflector (Flood/Spot) | E26 (Medium) | Directional | LED | 5 | 50 | 96 | 64 |  |  | 120 | 480 | 7.8 | 64 | No | 25000 | 3000 | 82 | 18 | 0.9 | -20 | Dimmable | 10% |  | Other,Not for use in enclosed fixtures |  |  |  | 2014-08-10 | 2014-08-05 | United States, Canada | ES_1117604_200703_08272014071013_8591965 | 2217993
Uninex | K-LITE | LED BR40 LAMP | KL9908L4ESC |  | BR40 | Reflector (Flood/Spot) | E26 (Medium) | Directional | LED | 3 | 75 | 158.2 | 120.3 |  |  |  | 1000 | 13 | 76.9 | No | 25000 | 2700 | 91 | 56 | 0.9 | -20 | Dimmable | 10% | No | Damp Location Rated | No |  |  | 2016-07-04 | 2016-07-08 | United States, Canada | ES_1027003_KL9908L4ESC_07082016161204_3249012 | 2273613
Verbatim Americas | Verbatim | LED | 98389 | ,,R20-L500-C27-W | R20 | Reflector (Flood/Spot) | E26 (Medium) | Directional | LED | 5 | 50 | 95 | 64 |  |  |  | 500 | 7.8 | 64.4 | No | 25000 | 2700 | 82 | 16 | 0.9 | -20 | Dimmable | 10% |  | None |  |  |  | 2014-11-20 | 2014-11-17 | United States | ES_1113395_98389_12022014094653_9797925 | 2226311
Verbatim Americas | Verbatim | LED | 98558 | ,,R20-L480-C30-W | R20 | Reflector (Flood/Spot) | E26 (Medium) | Directional | LED | 5 | 50 | 96 | 64 |  |  | 118 | 480 | 7.7 | 62.3 | No | 25000 | 3000 | 82 | 18 | 0.9 | -20 | Dimmable | 10% |  | None |  |  |  | 2014-11-20 | 2014-11-14 | United States | ES_1113395_98558_12022014094628_8087214 | 2226310
Verbatim Americas | Verbatim | LED | 98632 | ,,R40-L1200-C27-W | BR40 | Reflector (Flood/Spot) | E26 (Medium) | Directional | LED | 5 | 85 | 152 | 125 |  |  |  | 1200 | 17.1 | 70.1 | No | 25000 | 2700 | 83 | 19 | 1 | -20 | Dimmable | 10% |  | None |  |  |  | 2014-11-20 | 2014-11-21 | United States | ES_1113395_98632;R40-L1200-C27-W_11242014135424_5761199 | 2226309
Verbatim Americas | Verbatim | LED | 98633 | ,,R40-L1200-C30-W | BR40 | Reflector (Flood/Spot) | E26 (Medium) | Directional | LED | 5 | 75 | 157 | 125 |  |  |  | 1200 | 17.1 | 70.3 | No | 25000 | 3000 | 83 | 19 | 1 | -20 | Dimmable | 10% |  | None |  |  |  | 2014-11-20 | 2014-11-17 | United States | ES_1113395_98633_12022014095057_1232400 | 2226316
Walmart Stores, Inc. | Great Value | GVRLBR401427D | GVRLBR401427D |  | BR40 | Reflector (Flood/Spot) | E26 (Medium) | Directional | LED | 3 | 85 | 152.3 | 127.4 |  |  | 110 | 1063 | 14 | 75.9 | No | 25000 | 2700 | 82 | 11 | 0.8 | -29 | Dimmable | 18% | Yes | Damp Location Rated | No |  |  | 2014-06-25 | 2016-05-04 | United States, Canada | ES_20877_GVRLBR401427D_05042016132609_8370028 | 2266080
Truly Green Solutions Inc. | Truly Green Solutions | LED | 200704 |  | R20 | Reflector (Flood/Spot) | E26 (Medium) | Directional | LED | 5 | 50 | 95 | 64 |  |  | 120 | 500 | 7.8 | 66.7 | No | 25000 | 2700 | 82 | 16 | 0.9 | -20 | Dimmable | 10% |  | Other,Not for use in enclosed fixtures |  |  |  | 2014-08-10 | 2014-08-05 | United States, Canada | ES_1117604_200704_08272014070911_3403766 | 2217994
Truly Green Solutions Inc. | Truly Green Solutions | LED | 400174 |  | BR40 | Reflector (Flood/Spot) | E26 (Medium) | Directional | LED | 5 | 75 | 152 | 125 |  |  | 120 | 1200 | 17.1 | 70.6 | No | 40000 | 2700 | 83 | 19 | 1 | -20 | Dimmable | 10% |  | Other,Not for use in enclosed fixtures |  |  |  | 2014-08-10 | 2014-08-05 | United States, Canada | ES_1117604_400174_08272014071127_4004767 | 2217990
Turolight Inc. | Turolight | LED BR LAMP | VIV-BR40/17.5W/27/D |  | BR40 | Reflector (Flood/Spot) | E26 (Medium) | Directional | LED | 3 | 85 | 160 | 121 |  |  | 120 | 1100 | 17.5 | 62.8 | No | 25000 | 2700 | 82 | 11 | 0.9 | -20 | Dimmable | 10% |  | None |  |  |  | 2016-09-27 | 2015-04-03 | Canada | ES_1030861_VIV-BR40/17.5W/27/D_04072015073137_8436023 | 2235905
SunSun Lighting China Co., Ltd. | SunSun Lighting | Integral LED lamps | SI-BR40D15-27WH |  | BR40 | Reflector (Flood/Spot) | E26 (Medium) | Directional | LED | 3 | 75 | 161.5 | 120 |  |  |  | 950 | 15 | 64.8 | No | 25000 | 2700 | 81 | 9 | 1 | -20 | Dimmable | 20% |  | None |  |  |  | 2013-09-01 | 2014-07-08 | United States, Canada | ES_1117429_SI-BR40D15-27WH_07142014164850_1299409 | 2215348
Technical Consumer Products, Inc. (TCP) | TCP | LED8R2030K | LED8R2030K |  | R20 | Reflector (Flood/Spot) | E26 (Medium) | Directional | LED | 5 | 50 | 89 | 64 |  |  |  | 600 | 8 | 75 | No | 25000 | 3000 | 83 | 21 | 0.8 | -29 |  |  |  | Recessed Fixtures |  |  |  | 2013-06-10 | 2014-07-15 | United States, Canada | ES_20570_LED8R2030K_07152014162302_1382179 | 2215539
Technical Consumer Products, Inc. (TCP) | TCP | LED8R2041K | LED8R2041K |  | R20 | Reflector (Flood/Spot) | E26 (Medium) | Directional | LED | 5 | 50 | 89 | 64 |  |  |  | 650 | 8 | 81 | No | 25000 | 4000 | 84 | 24 | 0.8 | -30 |  |  |  | Recessed Fixtures |  |  |  | 2013-06-10 | 2014-07-15 | United States, Canada | ES_20570_LED8R2041K_07152014162346_1426196 | 2215540
Technical Consumer Products, Inc. (TCP) | TCP | LED8R20D27K | LED8R20D27K |  | R20 | Reflector (Flood/Spot) | E26 (Medium) | Directional | LED | 5 | 50 | 89 | 64 |  |  |  | 525 | 8 | 65.6 | No | 25000 | 2700 | 83 | 20 | 0.9 | -30 | Dimmable | 5% |  | Recessed Fixtures |  |  |  | 2013-08-02 | 2014-06-11 | United States, Canada | ES_20570_LED8R20D27K_06172014194556_4356142 | 2213284
Technical Consumer Products, Inc. (TCP) | TCP | LED8R20D27K | LED8R20D27K |  | R20 | Reflector (Flood/Spot) | E26 (Medium) | Directional | LED | 5 | 50 | 95 | 63.3 |  |  | 110 | 575 | 8 | 71.9 | No | 25000 | 2700 | 82 | 12 | 0.7 | -30 | Dimmable | 18% | Yes | Damp Location Rated | No |  |  | 2013-08-10 | 2016-06-14 | United States | ES_20570_LED8R20D27K_06152016005811_2291452 | 2269743
Technical Consumer Products, Inc. (TCP) | TCP | LED8R20D30K | LED8R20D30K |  | R20 | Reflector (Flood/Spot) | E26 (Medium) | Directional | LED | 5 | 50 | 89 | 64 |  |  |  | 525 | 8 | 65.6 | No | 25000 | 3000 | 83 | 20 | 0.9 | -30 | Dimmable | 5% |  | Recessed Fixtures |  |  |  | 2013-08-02 | 2014-06-11 | United States, Canada | ES_20570_LED8R20D30K_06172014194616_4376372 | 2213297
Technical Consumer Products, Inc. (TCP) | TCP | LED8R20D41K | LED8R20D41K |  | R20 | Reflector (Flood/Spot) | E26 (Medium) | Directional | LED | 5 | 50 | 89 | 64 |  |  |  | 555 | 8 | 69 | No | 25000 | 4000 | 83 | 22 | 0.9 | -30 | Dimmable | 5% |  | Recessed Fixtures |  |  |  | 2013-08-02 | 2014-06-11 | United States, Canada | ES_20570_LED8R20D41K_06172014194634_4394476 | 2213296
Technical Consumer Products, Inc. (TCP) | TCP | RLBR4014W27KD | RLBR4014W27KD | ,RLBR4014W27D6, | BR40 | Reflector (Flood/Spot) | E26 (Medium) | Directional | LED | 3 | 85 | 152.3 | 127.4 |  |  | 110 | 1063 | 14 | 75.9 | No | 25000 | 2700 | 82 | 11 | 0.8 | -29 | Dimmable | 18% | Yes | Damp Location Rated | No |  |  | 2014-06-25 | 2016-05-04 | United States, Canada | ES_20570_RLBR4014W27KD_05042016142625_1985982 | 2266085
Technical Consumer Products, Inc. (TCP) | TCP | RLBR4014W50KD | RLBR4014W50KD | ,RLBR4014W50D6, | BR40 | Reflector (Flood/Spot) | E26 (Medium) | Directional | LED | 3 | 85 | 152.3 | 127.4 |  |  | 110 | 1063 | 14 | 75.9 | No | 25000 | 5000 | 84 | 14 | 0.8 | -29 | Dimmable | 18% | Yes | Damp Location Rated | No |  |  | 2014-06-25 | 2016-05-04 | United States, Canada | ES_20570_RLBR4014W50KD_05042016143548_2548773 | 2266086
Technical Consumer Products, Inc. (TCP) | TCP | RLBR4017W27KD95 | RLBR4017W27KD95 |  | BR40 | Reflector (Flood/Spot) | E26 (Medium) | Directional | LED | 5 | 85 | 135 | 122 |  |  |  | 1100 | 17 | 64.7 | No | 25000 | 2700 | 92 | 53 | 0.9 | -29 | Dimmable | 5% |  | Recessed Fixtures |  |  |  | 2013-06-21 | 2014-12-18 | United States, Canada | ES_20570_RLBR4017W27KD95_12182014194209_1729863 | 2229591
Technical Consumer Products, Inc. (TCP) | TCP | RLR205027D | RLR205027D | ,RLR205027D2, | R20 | Reflector (Flood/Spot) | E26 (Medium) | Directional | LED | 3 | 50 | 95 | 63.3 |  |  | 110 | 525 | 7.4 | 70.9 | No | 25000 | 2700 | 82 | 12 | 0.7 | -29 | Dimmable | 18% | Yes | Damp Location Rated | No |  |  | 2016-02-01 | 2016-05-25 | United States | ES_20570_RLR205027D_05252016185803_2683323 | 2267930
Technical Consumer Products, Inc. (TCP) | TCP | RLR205050D | RLR205050D | ,RLR205050D2, | R20 | Reflector (Flood/Spot) | E26 (Medium) | Directional | LED | 3 | 50 | 95 | 63.3 |  |  | 110 | 550 | 7.1 | 77.5 | No | 25000 | 5000 | 84 | 10 | 0.8 | -29 | Dimmable | 18% | Yes | Damp Location Rated | No |  |  | 2016-02-01 | 2016-05-06 | United States | ES_20570_RLR205050D_05062016111737_3457719 | 2266206
The Home Depot | EcoSmart | CFL 18W BR40 DIMMABLE | 343 262 | ,ESL18BR40/DM/2/ESM,RETAIL NUMBER | BR40 | Reflector (Flood/Spot) | E26 (Medium) | Directional | CFL | 3 | 75 | 152.5 | 120.1 |  | 2 |  | 950 | 19 | 50 | No | 10000 | 2700 | 83 | -19 | 0.7 | -20 | Dimmable | 10% |  | Damp Location Rated |  |  |  | 2015-07-02 | 2015-07-02 | United States | ES_31912_343 262_07022015105331_1023843 | 2242753
The Home Depot | EcoSmart | CFL 23W BR40 | 567 265 | ,BPESL23R40/5K/ESM,retail number | BR40 | Reflector (Flood/Spot) | E26 (Medium) | Directional | CFL | 3 | 90 | 156.7 | 119.5 |  | 1.4 |  | 1260 | 23 | 54.8 | No | 10000 | 5000 | 85 | 40 | 0.6 | -20 |  |  |  | Damp Location Rated |  |  |  | 2015-07-02 | 2015-07-06 | United States | ES_31912_567 265_07062015100551_1023843 | 2242837
The Home Depot | EcoSmart | CFL 23W BR40 | 780-758 | ,BPESL23R40/2/ESM, | BR40 | Reflector (Flood/Spot) | E26 (Medium) | Directional | CFL | 9 | 90 | 156.7 | 119.5 |  | 1 |  | 1283 | 22.7 | 56.4 | No | 10000 | 2700 | 83 | -6 | 0.6 | -29 |  |  |  | Damp Location Rated,Not for Use in Enclosed Fixtures |  |  |  | 2014-02-15 | 2015-04-20 | United States | ES_31912_780-758_04202015015440_1023797 | 2237519
The Home Depot | EcoSmart | CFL 23W BR40 | ESL23R40/2/ESM | ,BPESL23R40/2/ESM, | BR40 | Reflector (Flood/Spot) | E26 (Medium) | Directional | CFL | 3 | 90 | 156.7 | 119.5 |  | 1 |  | 1283 | 22.7 | 56.4 | No | 10000 | 2700 | 83 | -6 | 0.6 | -29 |  |  |  | Damp Location Rated,Not for Use in Enclosed Fixtures |  |  |  | 2014-02-15 | 2015-04-20 | United States | ES_31912_ESL23R40/2/ESM_04202015015440_1023797 | 2237521
The Home Depot | EcoSmart | ECSBR2050DL3PK | ECSBR2050DL3PK |  | R20 | Reflector (Flood/Spot) | E26 (Medium) | Directional | LED | 5 | 50 | 99 | 67 |  |  |  | 525 | 7 | 75 | No | 25000 | 5000 | 88 | 36 | 0.9 | -18 | Dimmable | 10% | No | None | No |  |  | 2016-05-01 | 2016-05-02 | United States | ES_31912_ECSBR2050DL3PK_05062016152059_9801207 | 2266216
The Home Depot | EcoSmart | ECSBR2050DL3PK | ECSBR2050DL3PK |  | R20 | Reflector (Flood/Spot) | E26 (Medium) | Directional | LED | 5 | 50 | 99 | 68 |  |  |  | 525 | 7 | 75 | No | 25000 | 5000 | 88 | 36 | 0.9 | -18 | Dimmable | 10% |  | None |  |  |  | 2015-12-10 | 2015-12-14 | United States | ES_31912_ECSBR2050DL3PK_12222015135959_1927908 | 2255260
The Home Depot | EcoSmart | ECSBR2050SW3PK | ECSBR2050SW3PK |  | R20 | Reflector (Flood/Spot) | E26 (Medium) | Directional | LED | 5 | 50 | 99 | 67 |  |  |  | 500 | 7 | 71.4 | No | 25000 | 2700 | 80 | 2 | 0.9 | -18 | Dimmable | 10% | No | None | No |  |  | 2016-05-01 | 2016-05-02 | United States | ES_31912_ECSBR2050SW3PK_05062016152059_1880048 | 2266215
The Home Depot | EcoSmart | ECSBR2050SW3PK | ECSBR2050SW3PK |  | R20 | Reflector (Flood/Spot) | E26 (Medium) | Directional | LED | 5 | 50 | 99 | 68 |  |  |  | 500 | 7 | 71.4 | No | 25000 | 2700 | 80 | 2 | 0.9 | -18 | Dimmable | 10% |  | None |  |  |  | 2015-12-10 | 2015-12-14 | United States | ES_31912_ECSBR2050SW3PK_12222015135959_8799432 | 2255259
The Home Depot | EcoSmart | ECSBR3075DL2PK | ECSBR3075DL2PK |  | BR30 | Reflector (Flood/Spot) | E26 (Medium) | Directional | LED | 5 | 75 | 131 | 94 |  |  |  | 1057 | 13 | 81.2 | No | 25000 | 5000 | 88 | 37 | 1 | -18 | Dimmable | 10% | No | None | No |  |  | 2016-05-05 | 2016-05-06 | United States | ES_31912_ECSBR3075DL2PK_05172016154020_4428240 | 2266914
The Home Depot | EcoSmart | ECSBR3075DL2PK | ECSBR3075DL2PK |  | BR30 | Reflector (Flood/Spot) | E26 (Medium) | Directional | LED | 5 | 75 | 132 | 95 |  |  |  | 985 | 13.5 | 73 | No | 25000 | 5000 | 88 | 37 | 0.9 | -18 | Dimmable | 10% |  | None |  |  |  | 2015-12-10 | 2015-12-14 | United States | ES_31912_ECSBR3075DL2PK_12222015135925_8652139 | 2255266
The Home Depot | EcoSmart | ECSBR3075SW2PK | ECSBR3075SW2PK |  | BR30 | Reflector (Flood/Spot) | E26 (Medium) | Directional | LED | 5 | 75 | 131 | 94 |  |  |  | 1000 | 12.9 | 77.8 | No | 25000 | 2700 | 80 | 2 | 1 | -18 | Dimmable | 10% | No | None | No |  |  | 2016-05-05 | 2016-05-06 | United States | ES_31912_ECSBR3075SW2PK_05172016154020_6887387 | 2266913
The Home Depot | EcoSmart | ECSBR3075SW2PK | ECSBR3075SW2PK |  | BR30 | Reflector (Flood/Spot) | E26 (Medium) | Directional | LED | 5 | 75 | 132 | 95 |  |  |  | 938 | 13.5 | 69.5 | No | 25000 | 2700 | 80 | 2 | 0.9 | -18 | Dimmable | 10% |  | None |  |  |  | 2015-12-10 | 2015-12-14 | United States | ES_31912_ECSBR3075SW2PK_12222015135925_2175525 | 2255265
The Home Depot | EcoSmart | ECSBR4075DL3PK | ECSBR4075DL3PK |  | BR40 | Reflector (Flood/Spot) | E26 (Medium) | Directional | LED | 5 | 75 | 165 | 130 |  |  |  | 985 | 14.1 | 69.8 | No | 25000 | 5000 | 88 | 37 | 0.9 | -18 | Dimmable | 10% |  | None |  |  |  | 2015-12-10 | 2015-12-14 | United States | ES_31912_ECSBR4075DL3PK_12222015135936_9558754 | 2255264
The Home Depot | EcoSmart | ECSBR4075DL3PK | ECSBR4075DL3PK |  | BR40 | Reflector (Flood/Spot) | E26 (Medium) | Directional | LED | 5 | 75 | 165 | 130 |  |  |  | 1086 | 14.5 | 75 | No | 25000 | 5000 | 88 | 37 | 0.9 | -18 | Dimmable | 10% | No | None | No |  |  | 2016-05-05 | 2016-05-06 | United States | ES_31912_ECSBR4075DL3PK_05172016154036_4059207 | 2266912
The Home Depot | EcoSmart | ECSBR4075SW3PK | ECSBR4075SW3PK |  | BR40 | Reflector (Flood/Spot) | E26 (Medium) | Directional | LED | 5 | 75 | 165 | 130 |  |  |  | 938 | 14.2 | 66.2 | No | 25000 | 2700 | 81 | 5 | 0.9 | -18 | Dimmable | 10% |  | None |  |  |  | 2015-12-10 | 2015-12-14 | United States | ES_31912_ECSBR4075SW3PK_12222015135936_4159241 | 2255263
The Home Depot | EcoSmart | ECSBR4075SW3PK | ECSBR4075SW3PK |  | BR40 | Reflector (Flood/Spot) | E26 (Medium) | Directional | LED | 5 | 75 | 165 | 130 |  |  |  | 1035 | 14.6 | 71 | No | 25000 | 2700 | 81 | 5 | 0.9 | -18 | Dimmable | 10% | No | None | No |  |  | 2016-05-05 | 2016-05-06 | United States | ES_31912_ECSBR4075SW3PK_05172016154036_2907277 | 2266911
The Home Depot | EcoSmart | ECSBR4090DL2PK | ECSBR4090DL2PK |  | BR40 | Reflector (Flood/Spot) | E26 (Medium) | Directional | LED | 5 | 90 | 165 | 130 |  |  |  | 1323 | 18 | 73.5 | No | 25000 | 5000 | 88 | 36 | 0.9 | -18 | Dimmable | 10% |  | None |  |  |  | 2015-12-10 | 2015-12-14 | United States | ES_31912_ECSBR4090DL2PK_12222015135945_6131351 | 2255262
The Home Depot | EcoSmart | ECSBR4090DL2PK | ECSBR4090DL2PK |  | BR40 | Reflector (Flood/Spot) | E26 (Medium) | Directional | LED | 5 | 90 | 165 | 130 |  |  |  | 1323 | 18 | 73.5 | No | 25000 | 5000 | 88 | 36 | 1 | -18 | Dimmable | 10% | No | None | No |  |  | 2016-05-01 | 2016-05-03 | United States | ES_31912_ECSBR4090DL2PK_05062016152112_8026325 | 2266214
The Home Depot | EcoSmart | ECSBR4090SW2PK | ECSBR4090SW2PK |  | BR40 | Reflector (Flood/Spot) | E26 (Medium) | Directional | LED | 5 | 90 | 165 | 130 |  |  |  | 1260 | 18 | 70 | No | 25000 | 2700 | 81 | 3 | 0.9 | -18 | Dimmable | 10% |  | None |  |  |  | 2015-12-10 | 2015-12-14 | United States | ES_31912_ECSBR4090SW2PK_12222015135945_8019652 | 2255261
The Home Depot | EcoSmart | ECSBR4090SW2PK | ECSBR4090SW2PK |  | BR40 | Reflector (Flood/Spot) | E26 (Medium) | Directional | LED | 5 | 90 | 165 | 130 |  |  |  | 1260 | 18 | 70 | No | 25000 | 2700 | 81 | 3 | 1 | -18 | Dimmable | 10% | No | None | No |  |  | 2016-05-01 | 2016-05-03 | United States | ES_31912_ECSBR4090SW2PK_05062016152112_1271541 | 2266213
The Home Depot | EcoSmart | ESBR2142 | ESBR2142 |  | R20 | Reflector (Flood/Spot) | E26 (Medium) | Directional | CFL | 3 | 50 | 109 | 64 |  | 1.5 |  | 530 | 13.2 | 40.1 | No | 10000 | 2700 | 81 | -7 | 0.5 | -29 |  |  |  | Recessed Fixtures |  |  |  | 2010-01-01 | 2014-09-16 | United States, Canada | ES_31912_ESBR2142_09202014173742_4662847 | 2219909
The Home Depot | EcoSmart | ESBR30146 | ESBR30146 |  | R30 | Reflector (Flood/Spot) | E26 (Medium) | Directional | CFL | 2 | 65 | 137 | 93.9 |  | 1.5 |  | 724 | 14.2 | 45.7 | No | 10000 | 2700 | 82 | -9 | 0.6 | -29 |  |  |  | Recessed Fixtures |  |  |  | 2010-01-01 | 2014-09-23 | United States, Canada | ES_31912_ESBR30146_09242014023946_6386347 | 2220118
The Home Depot | EcoSmart | ESBR314650K | ESBR314650K |  | R30 | Reflector (Flood/Spot) | E26 (Medium) | Directional | CFL | 2 | 65 | 137 | 93.9 |  | 1.5 |  | 735 | 14.1 | 43 | No | 10000 | 5000 | 84 | 33 | 0.6 | -29 |  |  |  | Recessed Fixtures |  |  |  | 2010-01-01 | 2014-09-23 | United States, Canada | ES_31912_ESBR314650K_09242014024010_6410940 | 2220119
The Home Depot | EcoSmart | LED Lamp | ECS BR30 75WE CW 120 G2 BL |  | BR30 | Reflector (Flood/Spot) | E26 (Medium) | Directional | LED | 3 | 75 | 132 | 95 |  |  | 100 | 985 | 13.5 | 69.6 | No | 25000 | 2700 | 82 | 9 | 1 | -20 | Dimmable | 20% |  | None |  |  |  | 2015-05-15 | 2015-06-12 | United States | ES_31912_ECS BR30 75WE CW 120 G2 BL_06222015154233_3933871 | 2241919
The Home Depot | EcoSmart | LED Lamp | ECS BR30 75WE W27 120 G2 BL |  | BR30 | Reflector (Flood/Spot) | E26 (Medium) | Directional | LED | 3 | 75 | 132 | 95 |  |  | 100 | 985 | 13.5 | 73 | No | 25000 | 5000 | 83 | 14 | 1 | -20 | Dimmable | 20% |  | None |  |  |  | 2015-05-15 | 2015-06-12 | United States | ES_31912_ECS BR30 75WE W27 120 G2 BL_06222015154233_8626369 | 2241920
The Home Depot | EcoSmart | LED Lamp | ECS BR40 75WE CW 120 G2 BL |  | BR40 | Reflector (Flood/Spot) | E26 (Medium) | Directional | LED | 3 | 75 | 165 | 130 |  |  | 100 | 985 | 13.5 | 73 | No | 25000 | 5000 | 83 | 15 | 1 | -20 | Dimmable | 20% |  | None |  |  |  | 2015-05-15 | 2015-06-12 | United States | ES_31912_ECS BR40 75WE CW 120 G2 BL_06222015154303_7309936 | 2241922
The Home Depot | EcoSmart | LED Lamp | ECS BR40 75WE W27 120 G2 BL |  | BR40 | Reflector (Flood/Spot) | E26 (Medium) | Directional | LED | 3 | 75 | 165 | 130 |  |  | 100 | 940 | 13.5 | 69.6 | No | 25000 | 2700 | 83 | 11 | 1 | -20 | Dimmable | 20% |  | None |  |  |  | 2015-05-15 | 2015-06-12 | United States | ES_31912_ECS BR40 75WE W27 120 G2 BL_06222015154303_9275147 | 2241921
Topaz Lighting | CXL TOPAZ | CF23/R40 2700K | CF23/R40/27-46 |  | BR40 | Reflector (Flood/Spot) | E26 (Medium) | Directional | CFL | 2 | 85 | 162.3 | 126.5 |  | 1.6 |  | 1150 | 23 | 50 | No | 10000 | 2700 | 84 | 0 | 0.6 | -18 |  |  |  | None |  |  |  | 2014-09-17 | 2014-12-19 | United States | ES_1015956_CF23/R40/27-46_12192014032000_1023734 | 2229653
Topaz Lighting | CXL TOPAZ | LBR40/11/827/D-46 | LBR40/11/827/D-46 |  | BR40 | Reflector (Flood/Spot) | E26 (Medium) | Directional | LED | 5 | 75 | 164.6 | 126.7 |  |  | 106 | 940 | 11.5 | 81.7 | No | 25000 | 2700 | 83 | 12 | 0.9 | -20 | Dimmable | 10% | No | Damp Location Rated | No |  |  | 2016-04-04 | 2016-05-04 | United States | ES_1015956_LBR40/11/827/D-46_05062016025000_1024006 | 2266186
Topaz Lighting | CXL TOPAZ | LBR40/11/830/D-46 | LBR40/11/830/D-46 |  | BR40 | Reflector (Flood/Spot) | E26 (Medium) | Directional | LED | 5 | 75 | 164.6 | 126.7 |  |  | 106 | 970 | 11.5 | 84.3 | No | 25000 | 3000 | 83 | 9 | 0.9 | -20 | Dimmable | 5% | No | Damp Location Rated | No |  |  | 2016-04-18 | 2016-04-29 | United States | ES_1015956_LBR40/11/830/D-46_05022016060110_1024004 | 2265964
Topaz Lighting | CXL TOPAZ | LBR40/11/830/D-46 | LBR40/11/830/D-46 |  | BR40 | Reflector (Flood/Spot) | E26 (Medium) | Directional | LED | 5 | 75 | 164.6 | 126.7 |  |  | 106 | 970 | 11.5 | 84.3 | No | 25000 | 3000 | 83 | 9 | 0.9 | -20 | Dimmable | 10% | No | Damp Location Rated | No |  |  | 2016-04-04 | 2016-05-04 | United States | ES_1015956_LBR40/11/830/D-46_05062016025000_1024006 | 2266190
Topaz Lighting | CXL TOPAZ | LBR40/11/840/D-46 | LBR40/11/840/D-46 |  | BR40 | Reflector (Flood/Spot) | E26 (Medium) | Directional | LED | 5 | 75 | 164.6 | 126.7 |  |  | 106 | 1000 | 11.5 | 87 | No | 25000 | 4000 | 82 | 8 | 0.9 | -20 | Dimmable | 5% | No | Damp Location Rated | No |  |  | 2016-04-18 | 2016-04-29 | United States | ES_1015956_LBR40/11/840/D-46_05022016055620_1024004 | 2265967
Topaz Lighting | CXL TOPAZ | LBR40/11/840/D-46 | LBR40/11/840/D-46 |  | BR40 | Reflector (Flood/Spot) | E26 (Medium) | Directional | LED | 5 | 75 | 164.6 | 126.7 |  |  | 106 | 1000 | 11.5 | 87 | No | 25000 | 4000 | 82 | 8 | 0.9 | -20 | Dimmable | 10% | No | Damp Location Rated | No |  |  | 2016-04-04 | 2016-05-04 | United States | ES_1015956_LBR40/11/840/D-46_05062016025000_1024007 | 2266191
Topaz Lighting | CXL TOPAZ | LBR40/11/850/D-46 | LBR40/11/850/D-46 |  | BR40 | Reflector (Flood/Spot) | E26 (Medium) | Directional | LED | 5 | 75 | 164.6 | 126.7 |  |  | 106 | 1050 | 11.5 | 91.3 | No | 25000 | 5000 | 84 | 17 | 0.9 | -20 | Dimmable | 10% | No | Damp Location Rated | No |  |  | 2016-04-04 | 2016-05-04 | United States | ES_1015956_LBR40/11/850/D-46_05062016025000_1024007 | 2266192
Topaz Lighting | CXL TOPAZ | LBR40/12/840/D-46 | LBR40/12/840/D-46 |  | BR40 | Reflector (Flood/Spot) | E26 (Medium) | Directional | LED | 5 | 75 | 162.3 | 127 |  |  | 103 | 970 | 12 | 80.8 | No | 25000 | 4000 | 82 | 12 | 1 | -20 | Dimmable | 5% |  | None |  |  |  | 2014-12-12 | 2014-12-17 | United States | ES_1015956_LBR40/12/840/D-46_12172014035620_1023729 | 2229567
Topaz Lighting | CXL TOPAZ | LBR40/16/827/D-46 | LBR40/16/827/D-46 |  | BR40 | Reflector (Flood/Spot) | E26 (Medium) | Directional | LED | 5 | 85 | 164 | 127 |  |  | 106 | 1200 | 16.5 | 72.7 | No | 25000 | 2700 | 82 | 10 | 0.9 | -20 | Dimmable | 5% | No | None | No |  |  | 2016-04-04 | 2016-05-03 | United States | ES_1015956_LBR40/16/827/D-46_05062016022330_1024006 | 2266185
Topaz Lighting | CXL TOPAZ | LBR40/16/830/D-46 | LBR40/16/830/D-46 |  | BR40 | Reflector (Flood/Spot) | E26 (Medium) | Directional | LED | 5 | 85 | 164 | 127 |  |  | 106 | 1230 | 16.5 | 74.5 | No | 25000 | 3000 | 82 | 8 | 0.9 | -20 | Dimmable | 5% | No | None | No |  |  | 2016-04-04 | 2016-05-03 | United States | ES_1015956_LBR40/16/830/D-46_05062016022330_1024006 | 2266188
Topaz Lighting | CXL TOPAZ | LBR40/16/840/D-46 | LBR40/16/840/D-46 |  | BR40 | Reflector (Flood/Spot) | E26 (Medium) | Directional | LED | 5 | 85 | 164 | 127 |  |  | 106 | 1280 | 16.5 | 77.6 | No | 25000 | 4000 | 82 | 8 | 0.9 | -20 | Dimmable | 5% | No | None | No |  |  | 2016-04-04 | 2016-05-03 | United States | ES_1015956_LBR40/16/840/D-46_05062016022330_1024006 | 2266189
Topaz Lighting | CXL TOPAZ | LBR40/16/850/D-46 | LBR40/16/850/D-46 |  | BR40 | Reflector (Flood/Spot) | E26 (Medium) | Directional | LED | 5 | 85 | 164 | 127 |  |  | 106 | 1320 | 16.5 | 80 | No | 25000 | 5000 | 84 | 17 | 0.9 | -20 | Dimmable | 5% | No | None | No |  |  | 2016-06-02 | 2016-07-15 | United States | ES_1015956_LBR40/16/850/D-46_07182016045440_1024044 | 2272619
Topaz Lighting | CXL TOPAZ | LBR40/17/850/D-46 | LBR40/17/850/D-46 |  | BR40 | Reflector (Flood/Spot) | E26 (Medium) | Directional | LED | 5 | 90 | 163.5 | 127.3 |  |  | 103 | 1320 | 17 | 77.6 | No | 25000 | 5000 | 82 | 9 | 1 | -20 | Dimmable | 5% |  | None |  |  |  | 2014-12-08 | 2014-12-30 | United States | ES_1015956_LBR40/17/850/D-46_12302014031000_1023738 | 2230256
Topaz Lighting | CXL TOPAZ | LR20/6/827/D-46 | LR20/6/827/D-46 |  | R20 | Reflector (Flood/Spot) | E26 (Medium) | Directional | LED | 5 | 50 | 99.8 | 63.7 |  |  | 109 | 525 | 6.5 | 80.8 | No | 25000 | 2700 | 83 | 11 | 0.9 | -20 | Dimmable | 10% | Yes | None | No |  |  | 2016-04-04 | 2016-05-04 | United States | ES_1015956_LR20/6/827/D-46_05062016024950_1024007 | 2266187
Topaz Lighting | CXL TOPAZ | LR20/6/830/D-46 | LR20/6/830/D-46 |  | R20 | Reflector (Flood/Spot) | E26 (Medium) | Directional | LED | 5 | 50 | 99.8 | 63.7 |  |  | 107 | 540 | 6.5 | 83.1 | No | 25000 | 3000 | 83 | 9 | 0.9 | -20 | Dimmable | 10% | Yes | None | No |  |  | 2016-04-04 | 2016-05-04 | United States | ES_1015956_LR20/6/830/D-46_05062016024950_1024007 | 2266193
Topaz Lighting | CXL TOPAZ | LR20/6/840/D-46 | LR20/6/840/D-46 |  | R20 | Reflector (Flood/Spot) | E26 (Medium) | Directional | LED | 5 | 50 | 99.8 | 63.7 |  |  | 109 | 560 | 6.5 | 86.2 | No | 25000 | 4000 | 82 | 9 | 0.9 | -20 | Dimmable | 5% | Yes | Damp Location Rated | No |  |  | 2016-04-18 | 2016-05-02 | United States | ES_1015956_LR20/6/840/D-46_05022016061620_1024004 | 2265966
Topaz Lighting | CXL TOPAZ | LR20/6/850/D-46 | LR20/6/850/D-46 |  | R20 | Reflector (Flood/Spot) | E26 (Medium) | Directional | LED | 5 | 50 | 99.8 | 63.7 |  |  | 108 | 580 | 6.5 | 89.2 | No | 25000 | 5000 | 85 | 17 | 0.9 | -20 | Dimmable | 5% | Yes | Damp Location Rated | No |  |  | 2016-04-18 | 2016-05-02 | United States | ES_1015956_LR20/6/850/D-46_05022016061220_1024004 | 2265965
Topaz Lighting | CXL TOPAZ | LR20/7/827/D-46 | LR20/7/827/D-46 |  | R20 | Reflector (Flood/Spot) | E26 (Medium) | Directional | LED | 5 | 50 | 99.3 | 63 |  |  |  | 525 | 7 | 75 | No | 25000 | 2700 | 80 | 4 | 1 | -20 | Dimmable | 10% |  | None |  |  |  | 2014-12-07 | 2014-12-23 | United States | ES_1015956_LR20/7/827/D-46_12232014015950_1023737 | 2229972
Topaz Lighting | CXL TOPAZ | LR20/7/830/D-46 | LR20/7/830/D-46 |  | R20 | Reflector (Flood/Spot) | E26 (Medium) | Directional | LED | 5 | 50 | 99.3 | 63 |  |  | 108 | 540 | 7 | 77.1 | No | 25000 | 3000 | 80 | 1 | 1 | -20 | Dimmable | 5% |  | None |  |  |  | 2014-12-12 | 2014-12-17 | United States | ES_1015956_LR20/7/830/D-46_12172014040000_1023731 | 2229568
Topaz Lighting | CXL TOPAZ | LR20/7/840/D-46 | LR20/7/840/D-46 |  | R20 | Reflector (Flood/Spot) | E26 (Medium) | Directional | LED | 5 | 50 | 99.5 | 63.1 |  |  | 108 | 560 | 7 | 80 | No | 25000 | 4000 | 82 | 12 | 0.9 | -20 | Dimmable | 5% |  | None |  |  |  | 2014-12-12 | 2014-12-19 | United States | ES_1015956_LR20/7/840/D-46_12192014031550_1023734 | 2229652
Topaz Lighting | CXL TOPAZ | LR20/7/850/D-46 | LR20/7/850/D-46 |  | R20 | Reflector (Flood/Spot) | E26 (Medium) | Directional | LED | 5 | 50 | 99.6 | 62.3 |  |  | 108 | 580 | 7 | 82.9 | No | 25000 | 5000 | 84 | 20 | 0.9 | -20 | Dimmable | 5% |  | None |  |  |  | 2014-12-09 | 2014-12-31 | United States | ES_1015956_LR20/7/850/D-46_12302014031330_1023738 | 2230257
Topstar International | Topstar | Directional BR | L4-BR20D-7W |  | R20 | Reflector (Flood/Spot) | E26 (Medium) | Directional | LED | 3 | 50 | 98.1 | 63.1 |  |  |  | 550 | 7 | 78.6 | No | 25000 | 3000 | 83 | 9 | 0.9 | -20 | Dimmable | 10% | No | Damp Location Rated | No |  |  | 2016-08-01 | 2016-08-16 | United States, Canada | ES_1060037_L4-BR20D-7W_08162016151802_3782805 | 2275542
Topstar International | Topstar | Directional BR | L4-BR40D-12W |  | BR40 | Reflector (Flood/Spot) | E26 (Medium) | Directional | LED | 3 | 75 | 160.1 | 119.9 |  |  |  | 1050 | 12 | 87.5 | No | 25000 | 3000 | 83 | 10 | 0.9 | -20 | Dimmable | 10% | No | Damp Location Rated | No |  |  | 2016-09-23 | 2016-09-29 | United States, Canada | ES_1060037_L4-BR40D-12W_09292016175401_2348991 | 2280899
Topstar International | Topstar | L4-BR20D-7W | L4-BR20D-7W |  | R20 | Reflector (Flood/Spot) | E26 (Medium) | Directional | LED | 3 | 50 | 96.2 | 63.4 |  |  |  | 550 | 7.1 | 77.5 | No | 25000 | 3000 | 82 | 6 | 0.9 | -20 | Dimmable | 10% |  | Damp Location Rated,Not for Use in Enclosed Fixtures |  |  |  | 2015-06-20 | 2015-07-13 | United States | ES_1060037_L4-BR20D-7W_07132015112951_1023851 | 2243233
Strak Holdings Inc | strak | LED Lamp BR30 | ST-BR30-27KDB |  | BR30 | Reflector (Flood/Spot) | E26 (Medium) | Directional | LED | 3 | 85 | 131.6 | 94.8 |  |  |  | 1100 | 13.5 | 81.5 | No | 25000 | 2700 | 82 | 7 | 0.9 | -20 | Dimmable | 10% |  | Damp Location Rated,Enclosed Fixtures,Recessed Fixtures |  |  |  | 2015-11-30 | 2015-12-02 | United States, Canada | ES_1126749_ST-BR30-27KDB_12022015151311_3482361 | 2254879
Strak Holdings Inc | strak | LED Lamp BR30 | ST-BR30-30KDB |  | BR30 | Reflector (Flood/Spot) | E26 (Medium) | Directional | LED | 3 | 85 | 132.2 | 94.8 |  |  |  | 1100 | 13.5 | 81.5 | No | 25000 | 3000 | 84 | 12 | 0.9 | -20 | Dimmable | 10% |  | Damp Location Rated,Enclosed Fixtures,Recessed Fixtures |  |  |  | 2015-11-30 | 2015-12-02 | United States, Canada | ES_1126749_ST-BR30-30KDB_12022015151344_6098010 | 2254880
Strak Holdings Inc | strak | LED Lamp BR30 | ST-BR30-50KDB |  | BR30 | Reflector (Flood/Spot) | E26 (Medium) | Directional | LED | 3 | 85 | 132 | 94.7 |  |  |  | 1200 | 13.5 | 88.9 | No | 25000 | 5000 | 84 | 15 | 0.9 | -20 | Dimmable | 10% |  | Damp Location Rated,Enclosed Fixtures,Recessed Fixtures |  |  |  | 2015-11-30 | 2015-12-02 | United States, Canada | ES_1126749_ST-BR30-50KDB_12022015151357_0973814 | 2254881
Strak Holdings Inc | strak | LED Lamp BR40 | ST-BR40-27KD |  | BR40 | Reflector (Flood/Spot) | E26 (Medium) | Directional | LED | 3 | 100 | 159.6 | 126.8 |  |  |  | 1400 | 17 | 82.4 | No | 25000 | 2700 | 82 | 7 | 1 | -20 | Dimmable | 10% |  | Damp Location Rated,Enclosed Fixtures,Recessed Fixtures |  |  |  | 2015-11-30 | 2015-12-02 | United States, Canada | ES_1126749_ST-BR40-27KD_12022015153315_6798987 | 2254882
Strak Holdings Inc | strak | LED Lamp BR40 | ST-BR40-30KD |  | BR40 | Reflector (Flood/Spot) | E26 (Medium) | Directional | LED | 3 | 100 | 161 | 126.5 |  |  |  | 1500 | 17 | 88.2 | No | 25000 | 3000 | 85 | 21 | 1 | -20 | Dimmable | 10% |  | Damp Location Rated,Enclosed Fixtures,Recessed Fixtures |  |  |  | 2015-11-30 | 2015-12-02 | United States, Canada | ES_1126749_ST-BR40-30KD_12022015153344_0682953 | 2254883
Strak Holdings Inc | strak | LED Lamp BR40 | ST-BR40-50KD |  | BR40 | Reflector (Flood/Spot) | E26 (Medium) | Directional | LED | 3 | 100 | 160.2 | 126.8 |  |  |  | 1600 | 17 | 94.1 | No | 25000 | 5000 | 85 | 22 | 1 | -20 | Dimmable | 10% |  | Damp Location Rated,Enclosed Fixtures,Recessed Fixtures |  |  |  | 2015-11-30 | 2015-12-02 | United States, Canada | ES_1126749_ST-BR40-50KD_12022015153356_7998725 | 2254884
Strak Holdings Inc | strak | LED Lamp R20 | ST-R20-27KD |  | R20 | Reflector (Flood/Spot) | E26 (Medium) | Directional | LED | 3 | 50 | 97.1 | 62.8 |  |  |  | 600 | 7.5 | 80 | No | 25000 | 2700 | 82 | 4 | 0.9 | -20 | Dimmable | 10% |  | Damp Location Rated,Enclosed Fixtures,Recessed Fixtures |  |  |  | 2015-11-30 | 2015-12-02 | United States, Canada | ES_1126749_ST-R20-27KD_12022015154712_4891784 | 2254885
Strak Holdings Inc | strak | LED Lamp R20 | ST-R20-30KD |  | R20 | Reflector (Flood/Spot) | E26 (Medium) | Directional | LED | 3 | 50 | 96.9 | 63.2 |  |  |  | 600 | 7.5 | 80 | No | 25000 | 3000 | 84 | 13 | 0.9 | -20 | Dimmable | 10% |  | Damp Location Rated,Enclosed Fixtures,Recessed Fixtures |  |  |  | 2015-11-30 | 2015-12-02 | United States, Canada | ES_1126749_ST-R20-30KD_12022015154743_3081464 | 2254886
Strak Holdings Inc | strak | LED Lamp R20 | ST-R20-50KD |  | R20 | Reflector (Flood/Spot) | E26 (Medium) | Directional | LED | 3 | 50 | 96.7 | 63.6 |  |  |  | 700 | 7.5 | 93.3 | No | 25000 | 5000 | 83 | 14 | 0.9 | -20 | Dimmable | 10% |  | Damp Location Rated,Enclosed Fixtures,Recessed Fixtures |  |  |  | 2015-11-30 | 2015-12-02 | United States, Canada | ES_1126749_ST-R20-50KD_12022015154759_0198432 | 2254887
Technical Consumer Products, Inc. (TCP) | TCP | 6R3014 | 6R3014 | ,6R30142,; ,6R3014B2,; ,6R3014B4,; ,CAN6R3014,; ,CAN6R3014B2, | R30 | Reflector (Flood/Spot) | E26 (Medium) | Directional | CFL | 7 | 65 | 137 | 93.9 |  | 1.5 |  | 650 | 14.2 | 46 | No | 10000 | 2700 | 82 | -9 | 0.6 | -29 |  |  |  | Recessed Fixtures |  |  |  | 2010-01-01 | 2014-09-22 | United States, Canada | ES_20570_6R3014_09232014191951_9991993 | 2220093
Sunco Lighting | Sunco Lighting | SCBR207W3K | SCBR207W3K |  | R20 | Reflector (Flood/Spot) | E26 (Medium) | Directional | LED | 3 | 50 | 96.2 | 63.4 |  |  | 109 | 550 | 7.1 | 77.5 | No | 25000 | 3000 | 82 | 6 | 0.9 | -20 | Dimmable | 10% |  | Damp Location Rated,Not for Use in Enclosed Fixtures |  |  |  | 2015-06-10 | 2016-02-17 | United States | ES_1127217_SCBR207W3K_02192016102551_1023971 | 2260402
Sunco Lighting | Sunco Lighting | SCBR4017W3K | SCBR4017W3K |  | BR40 | Reflector (Flood/Spot) | E26 (Medium) | Directional | LED | 3 | 100 | 158.7 | 120 |  |  | 110 | 1400 | 17 | 82.4 | No | 25000 | 3000 | 82 | 9 | 0.9 | -20 | Dimmable | 10% |  | Damp Location Rated,Not for Use in Enclosed Fixtures |  |  |  | 2015-05-20 | 2016-02-17 | United States | ES_1127217_SCBR4017W3K_02192016103331_1023972 | 2260405
Sunshine Lighting | Sunlite | R20 | 80051 |  | R20 | Reflector (Flood/Spot) | E26 (Medium) | Directional | LED | 3 | 50 | 100 | 63 |  |  | 105 | 550 | 8 | 68.8 | No | 25000 | 2700 | 82 | 7 | 1 | -20 | Dimmable | 5% |  | None |  |  |  | 2015-01-10 | 2015-01-12 | United States | ES_1023648_80051_01142015110530_6647432 | 2230943
Sunshine Lighting | Sunlite | R20 | 80052 |  | R20 | Reflector (Flood/Spot) | E26 (Medium) | Directional | LED | 3 | 50 | 100 | 63 |  |  | 105 | 550 | 8 | 68.8 | No | 25000 | 3000 | 83 | 7 | 1 | -20 | Dimmable | 5% |  | None |  |  |  | 2015-01-10 | 2015-01-12 | United States | ES_1023648_80052_01142015110530_9831395 | 2230944
Sunshine Lighting | Sunlite | R20 | 80053 |  | R20 | Reflector (Flood/Spot) | E26 (Medium) | Directional | LED | 3 | 50 | 100 | 63 |  |  | 105 | 580 | 8 | 72.5 | No | 25000 | 4000 | 83 | 18 | 1 | -20 | Dimmable | 5% |  | None |  |  |  | 2015-01-10 | 2015-01-12 | United States | ES_1023648_80053_01142015110530_7244715 | 2230945
Sunrise Lighting | Sunrise | DES-25 | DES-25 |  | BR40 | Reflector (Flood/Spot) | E26 (Medium) | Directional | CFL | 2 | 85 | 160.2 | 119.8 |  | 1.8 |  | 1200 | 23.6 | 50.8 | No | 10000 | 2700 | 82 | -5 | 0.6 | -18 |  |  |  | None |  |  |  | 2014-08-10 | 2015-01-23 | United States, Canada | ES_31003_DES-25_01232015104221_1023750 | 2231741
Sunrise Lighting | Sunrise Lighting | BR30 lamp | SLED-14BR |  | BR30 | Reflector (Flood/Spot) | E26 (Medium) | Directional | LED | 5 | 60 | 136.2 | 95.2 |  |  | 94 | 660 | 13 | 51 | No | 30000 | 3000 | 81 | 10 | 0.8 | -24 | Dimmable | 10% |  | None |  |  |  | 2015-04-01 | 2014-11-14 | United States | ES_31003_SLED-14BR_11212014164624_1804958 | 2226344
Sunrise Lighting | Sunrise Lighting | BR40 lamp | SLED-18BR |  | BR40 | Reflector (Flood/Spot) | E26 (Medium) | Directional | LED | 5 | 90 | 160 | 124.8 |  |  | 95 | 1065 | 18 | 59.2 | No | 30000 | 3000 | 92 | 71 | 0.9 | -24 | Dimmable | 10% |  | None |  |  |  | 2015-04-01 | 2014-11-14 | United States | ES_31003_SLED-18BR_11212014164631_6639660 | 2226343
Sunshine Lighting | Sunlite | R20 | 80069 |  | R20 | Reflector (Flood/Spot) | E26 (Medium) | Directional | LED | 3 | 50 | 99 | 63 |  |  |  | 560 | 8 | 70 | No | 25000 | 3000 | 82 | 9 | 1 | -20 | Dimmable | 41% | No | None | No |  |  | 2016-08-25 | 2016-08-30 | United States | ES_1023648_80069_09092016143212_2164210 | 2278663
Sun & Stars Lighting, Inc. | Sun & Stars | LED LAMP | SUNLED19BR40DIM/50 |  | BR40 | Reflector (Flood/Spot) | E26 (Medium) | Directional | LED | 3 | 100 | 158.7 | 120 |  |  | 120 | 1400 | 19 | 73.7 | No | 25000 | 5000 | 85 | 17 | 0.9 | -30 | Dimmable | 10% |  | Damp Location Rated,Not for Use in Enclosed Fixtures |  |  |  | 2015-05-15 | 2015-05-29 | United States, Canada | ES_1035839_SUNLED19BR40DIM/50_06012015030730_1023821 | 2240569
Sun & Stars Lighting, Inc. | Sun & Stars | SSL23-R40/SW | SSL23-R40/SW |  | BR40 | Reflector (Flood/Spot) | E26 (Medium) | Directional | CFL | 2 | 85 | 160.2 | 119.8 |  | 1.8 |  | 1200 | 23.6 | 50.9 | No | 10000 | 2700 | 82 | -5 | 0.6 | -21 |  |  |  | Not for Use in Enclosed Fixtures |  |  |  | 2015-04-10 | 2015-04-10 | United States, Canada | ES_1035839_SSL23-R40/SW_04132015015000_1023791 | 2236215
Sun & Stars Lighting, Inc. | Sun & Stars | SUNLED14BR40DIMG/30 | SUNLED14BR40DIMG/30 |  | BR40 | Reflector (Flood/Spot) | E26 (Medium) | Directional | LED | 3 | 75 | 158.3 | 119.9 |  |  | 120 | 1000 | 14 | 71.4 | No | 25000 | 3000 | 93 | 70 | 1 | -30 | Dimmable | 10% |  | Damp Location Rated,Not for Use in Enclosed Fixtures |  |  |  | 2015-06-04 | 2015-06-30 | United States, Canada | ES_1035839_SUNLED14BR40DIMG/30_06302015095730_1023826 | 2242424
Sun & Stars Lighting, Inc. | Sun & Stars | SUNLED19BR40DIM/30 | SUNLED19BR40DIM/30 |  | BR40 | Reflector (Flood/Spot) | E26 (Medium) | Directional | LED | 3 | 100 | 158.7 | 120 |  |  | 120 | 1400 | 19 | 73.7 | No | 25000 | 3000 | 82 | 9 | 0.9 | -30 | Dimmable | 10% |  | Damp Location Rated,Not for Use in Enclosed Fixtures |  |  |  | 2015-05-15 | 2015-05-29 | United States, Canada | ES_1035839_SUNLED19BR40DIM/30_06012015025110_1023820 | 2240546
Swiss LED USA Inc. | Swiss LED | LED | BR20 7.5W 50WE 927 E26 DIM CEC |  | R20 | Reflector (Flood/Spot) | E26 (Medium) | Directional | LED | 3 | 50 | 97.4 | 67.1 |  |  | 107 | 525 | 7.5 | 70 | No | 35000 | 2700 | 91 | 53 | 1 | -20 | Dimmable | 4% | No | None | No |  |  | 2016-09-05 | 2016-09-14 | United States | ES_1137114_BR20 7.5W 50WE 927 E26 DIM CEC_09162016113044_5780433 | 2279150
Swiss LED USA Inc. | Swiss LED | LED | BR30 14W 75WE 927 E26 DIM CEC |  | BR30 | Reflector (Flood/Spot) | E26 (Medium) | Directional | LED | 3 | 75 | 131.5 | 95.2 |  |  | 96 | 940 | 14.5 | 64.8 | No | 35000 | 2700 | 91 | 53 | 1 | -20 | Dimmable | 4% | No | None | No |  |  | 2016-09-05 | 2016-09-14 | United States | ES_1137114_BR30 14W 75WE 927 E26 DIM CEC_09162016113114_3065286 | 2279148
Swiss LED USA Inc. | Swiss LED | LED | BR40 14W 75WE 927 E26 DIM CEC |  | BR40 | Reflector (Flood/Spot) | E26 (Medium) | Directional | LED | 3 | 75 | 165.2 | 129.8 |  |  | 101 | 940 | 14.5 | 64.8 | No | 35000 | 2700 | 91 | 54 | 1 | -20 | Dimmable | 4% | No | None | No |  |  | 2016-09-10 | 2016-09-14 | United States | ES_1137114_BR40 14W 75WE 927 E26 DIM CEC_09162016113131_2315384 | 2279147
Swiss LED USA Inc. | Swiss LED | LED | BR40 20W 90WE 927 E26 DIM CEC |  | BR40 | Reflector (Flood/Spot) | E26 (Medium) | Directional | LED | 3 | 90 | 165.5 | 129.9 |  |  | 102 | 1260 | 20 | 63 | No | 35000 | 2700 | 91 | 54 | 1 | -20 | Dimmable | 4% | No | None | No |  |  | 2016-09-10 | 2016-09-14 | United States | ES_1137114_BR40 20W 90WE 927 E26 DIM CEC_09162016113148_2698635 | 2279146
Taizhou JiaoGuang Lighting Co. Ltd. | LIGHT THE FUTURE | BR102-3000K | BR102-3000K | ,BR102-3000K,3000K; ,BR102-4000K,4000K; ,BR102-5000K,5000K | BR30 | Reflector (Flood/Spot) | E26 (Medium) | Directional | LED | 3 | 75 | 133.9 | 95.1 |  |  | 110 | 800 | 11 | 72.7 | No | 25000 | 3000 | 83 | 16 | 0.9 | -20 | Dimmable | 10% |  | Recessed Fixtures |  |  |  | 2014-01-01 | 2014-10-17 | United States | ES_1122253_BR102-3000K_10162014164512_1316186 | 2223525
Sun & Stars Lighting, Inc. | Sun & Stars | SUNLED19BR40DIM/40 | SUNLED19BR40DIM/40 |  | BR40 | Reflector (Flood/Spot) | E26 (Medium) | Directional | LED | 3 | 100 | 158.7 | 120 |  |  | 120 | 1400 | 19 | 73.7 | No | 25000 | 4000 | 84 | 15 | 0.9 | -30 | Dimmable | 10% |  | Damp Location Rated,Not for Use in Enclosed Fixtures |  |  |  | 2015-05-15 | 2015-05-29 | United States, Canada | ES_1035839_SUNLED19BR40DIM/40_06012015030550_1023820 | 2240551
Sun & Stars Lighting, Inc. | SUN&STARS | BR30 15W | SUNLED-15BR30DIM/30K |  | BR30 | Reflector (Flood/Spot) | E26 (Medium) | Directional | LED | 3 | 75 | 134.6 | 96.5 |  |  | 110 | 1000 | 15 | 66.7 | No | 30000 | 3000 | 83 | 18 | 1 | -20 | Dimmable | 10% |  | None |  |  |  | 2015-02-10 | 2015-02-06 | United States | ES_1035839_SUNLED-15BR30DIM/30K_02182015135544_7002382 | 2233448
Sun & Stars Lighting, Inc. | SUN&STARS | BR40 16W | SUNLED-16BR40DIM/30K |  | BR40 | Reflector (Flood/Spot) | E26 (Medium) | Directional | LED | 3 | 90 | 162.6 | 129.5 |  |  | 110 | 1300 | 16 | 81 | No | 30000 | 3000 | 83 | 19 | 1 | -20 | Dimmable | 10% |  | None |  |  |  | 2015-02-10 | 2015-02-06 | United States | ES_1035839_SUNLED-16BR40DIM/30K_02182015135553_5654804 | 2233447
Sunshine Lighting | Sunlite | BR40 | 81152 |  | BR40 | Reflector (Flood/Spot) | E26 (Medium) | Directional | LED | 3 | 75 | 163 | 125 |  |  |  | 950 | 13 | 73.1 | No | 25000 | 4000 | 83 | 8 | 1 | -20 | Dimmable | 4% | No | None | No |  |  | 2016-08-25 | 2016-08-30 | United States | ES_1023648_81152_09092016143245_6054826 | 2278661
Sunshine Lighting | Sunlite | BR40 | 88064 |  | BR40 | Reflector (Flood/Spot) | E26 (Medium) | Directional | LED | 3 | 75 | 163 | 125 |  |  |  | 950 | 14 | 67.8 | No | 25000 | 2700 | 82 | 8 | 1 | -20 | Dimmable | 5% |  | None |  |  |  | 2015-07-25 | 2015-07-31 | United States | ES_1023648_88064_10022015155632_4377007 | 2249220
Sunshine Lighting | Sunlite | BR40 | 88067 |  | BR40 | Reflector (Flood/Spot) | E26 (Medium) | Directional | LED | 3 | 75 | 163 | 125 |  |  |  | 950 | 14 | 67.8 | No | 25000 | 3000 | 83 | 8 | 1 | -20 | Dimmable | 5% |  | None |  |  |  | 2015-07-25 | 2015-07-31 | United States | ES_1023648_88067_10022015155632_9496770 | 2249221
Sunshine Lighting | Sunlite | BR40 | 88070 |  | BR40 | Reflector (Flood/Spot) | E26 (Medium) | Directional | LED | 3 | 75 | 163 | 125 |  |  |  |  | 14 | 67.9 | No | 25000 | 3000 | 83 | 8 | 1 | -20 | Dimmable | 5% |  | Not for Use in Enclosed Fixtures |  |  |  | 2016-04-15 | 2016-05-12 | United States | ES_1023648_88070_05202016111148_8361701 | 2267496
Sunshine Lighting | Sunlite | BR40 | 88080 |  | BR40 | Reflector (Flood/Spot) | E26 (Medium) | Directional | LED | 3 | 75 | 163 | 125 |  |  |  | 950 | 13 | 73.1 | No | 25000 | 2700 | 82 | 10 | 0.9 | -20 | Dimmable | 4% | No | None | No |  |  | 2016-08-25 | 2016-08-30 | United States | ES_1023648_88080_09092016143245_8880275 | 2278660
Sunshine Lighting | Sunlite | BR40 | 88080 |  | BR40 | Reflector (Flood/Spot) | E26 (Medium) | Directional | LED | 3 | 75 | 163 | 125 |  |  |  |  | 14 | 67.9 | No | 25000 | 2700 | 82 | 8 | 1 | -20 | Dimmable | 5% |  | Not for Use in Enclosed Fixtures |  |  |  | 2016-04-15 | 2016-05-12 | United States | ES_1023648_88080_05202016111148_4934212 | 2267495
Sunshine Lighting | Sunlite | BR40 | 89026 |  | BR40 | Reflector (Flood/Spot) | E26 (Medium) | Directional | LED | 3 | 75 | 163 | 125 |  |  |  | 1060 | 14 | 75.7 | No | 25000 | 4000 | 84 | 8 | 1 | -20 | Dimmable | 5% |  | None |  |  |  | 2015-10-02 | 2015-01-12 | United States | ES_1023648_89026_01142015110546_8454028 | 2230939
Technical Consumer Products, Inc. (TCP) | TCP | LED10R2027K | LED10R2027K |  | R20 | Reflector (Flood/Spot) | E26 (Medium) | Directional | LED | 5 | 60 | 95 | 64 |  |  | 110 | 700 | 10 | 70 | No | 25000 | 2700 | 82 | 8 | 0.8 | -30 |  |  | Yes | Damp Location Rated | No |  |  | 2013-09-01 | 2016-10-14 | United States, Canada | ES_20570_LED10R2027K-2_08042014200237_2557520 | 2281460
Technical Consumer Products, Inc. (TCP) | TCP | LED10R2030K | LED10R2030K |  | R20 | Reflector (Flood/Spot) | E26 (Medium) | Directional | LED | 5 | 60 | 95 | 64 |  |  | 110 | 725 | 10 | 72.5 | No | 25000 | 3000 | 82 | 11 | 0.8 | -30 |  |  | Yes | Damp Location Rated | No |  |  | 2013-09-01 | 2016-10-14 | United States, Canada | ES_20570_LED10R2030K_07152014162404_1444537 | 2281461
Technical Consumer Products, Inc. (TCP) | TCP | LED10R2041K | LED10R2041K |  | R20 | Reflector (Flood/Spot) | E26 (Medium) | Directional | LED | 5 | 60 | 95 | 64 |  |  | 110 | 750 | 10 | 75 | No | 25000 | 4000 | 83 | 19 | 0.8 | -30 |  |  | Yes | Damp Location Rated | No |  |  | 2013-09-01 | 2016-10-14 | United States, Canada | ES_20570_LED10R2041K_10132014002631_9991489 | 2281462
Technical Consumer Products, Inc. (TCP) | TCP | LED10R20D27K | LED10R20D27K |  | R20 | Reflector (Flood/Spot) | E26 (Medium) | Directional | LED | 5 | 65 | 89 | 64 |  |  |  | 720 | 10 | 65 | No | 25000 | 2700 | 82 | 17 | 0.8 | -30 | Dimmable | 5% |  | Recessed Fixtures |  |  |  | 2013-08-02 | 2014-06-23 | United States, Canada | ES_20570_LED10R20D27K_06232014130703_8823220 | 2213682
Technical Consumer Products, Inc. (TCP) | TCP | LED10R20D27K95 | LED10R20D27K95 |  | R20 | Reflector (Flood/Spot) | E26 (Medium) | Directional | LED | 5 | 50 | 89 | 64 |  |  |  | 600 | 10.1 | 60 | No | 25000 | 2700 | 94 | 68 | 0.9 | -30 | Dimmable | 5% |  | Recessed Fixtures |  |  |  | 2013-08-02 | 2014-09-18 | United States, Canada | ES_20570_LED10R20D27K95_09282014024601_2361071 | 2220680
Technical Consumer Products, Inc. (TCP) | TCP | LED10R20D30K | LED10R20D30K |  | R20 | Reflector (Flood/Spot) | E26 (Medium) | Directional | LED | 5 | 65 | 89 | 64 |  |  |  | 800 | 10 | 80 | No | 25000 | 3000 | 82 | 21 | 0.9 | -30 | Dimmable | 5% |  | Recessed Fixtures |  |  |  | 2013-08-02 | 2014-06-23 | United States, Canada | ES_20570_LED10R20D30K_06232014131029_9029627 | 2213677
Technical Consumer Products, Inc. (TCP) | TCP | LED10R20D41K | LED10R20D41K |  | R20 | Reflector (Flood/Spot) | E26 (Medium) | Directional | LED | 5 | 60 | 95 | 63 |  |  |  | 700 | 10.3 | 68 | No | 25000 | 4000 | 84 | 25 | 0.9 | -30 | Dimmable | 5% |  | Recessed Fixtures |  |  |  | 2013-01-01 | 2015-01-27 | United States, Canada | ES_20570_LED10R20D41K_01272015215446_5686856 | 2231850
Sun & Stars Lighting, Inc. | Sun & Stars Lighting | Self-ballasted LED Lamps | SSL-12BR30DIM/30 | ,,SSL-12BR30DIM/30 | BR30 | Reflector (Flood/Spot) | E26 (Medium) | Directional | LED | 3 | 75 | 126 | 91 |  |  | 120 | 1015 | 12 | 84.6 | No | 25000 | 3000 | 83 | 10 | 1 | -20 | Dimmable | 10% | No | None | No |  |  | 2016-04-25 | 2016-04-26 | United States | ES_1035839_SSL-12BR30DIM/30_05062016162930_7843389 | 2266223
Sun & Stars Lighting, Inc. | Sun & Stars Lighting | Self-ballasted LED Lamps | SSL-12BR30DIM/30 | ,,SSL-12BR30DIM/30 | BR30 | Reflector (Flood/Spot) | E26 (Medium) | Directional | LED | 3 | 75 | 126 | 91 |  |  | 120 | 1015 | 12 | 84.6 | No | 25000 | 3000 | 83 | 10 | 1 | -20 | Dimmable | 10% |  | None |  |  |  | 2015-10-19 | 2015-10-15 | United States | ES_1035839_SSL-12BR30DIM/30_10212015143503_3214519 | 2250987
Sun & Stars Lighting, Inc. | Sun & Stars Lighting | Self-ballasted LED Lamps | SSL-12BR30DIM/40 | ,,SSL-12BR30DIM/40 | BR30 | Reflector (Flood/Spot) | E26 (Medium) | Directional | LED | 3 | 75 | 126 | 91 |  |  | 120 | 1059 | 12 | 88.2 | No | 25000 | 4000 | 82 | 6 | 1 | -20 | Dimmable | 10% | No | None | No |  |  | 2016-04-25 | 2016-04-26 | United States | ES_1035839_SSL-12BR30DIM/40_05062016162955_6442207 | 2266224
Sun & Stars Lighting, Inc. | Sun & Stars Lighting | Self-ballasted LED Lamps | SSL-12BR30DIM/40 | ,,SSL-12BR30DIM/40 | BR30 | Reflector (Flood/Spot) | E26 (Medium) | Directional | LED | 3 | 75 | 126 | 91 |  |  | 120 | 1059 | 12 | 88.2 | No | 25000 | 4000 | 82 | 6 | 1 | -20 | Dimmable | 10% |  | None |  |  |  | 2015-10-19 | 2015-10-15 | United States | ES_1035839_SSL-12BR30DIM/40_10212015143533_5619776 | 2250988
Sun & Stars Lighting, Inc. | Sun & Stars Lighting | Self-ballasted LED Lamps | SSL-12BR30DIM/50 | ,,SSL-12BR30DIM/50 | BR30 | Reflector (Flood/Spot) | E26 (Medium) | Directional | LED | 3 | 75 | 126 | 91 |  |  | 120 | 1038 | 12 | 86.5 | No | 25000 | 5000 | 83 | 14 | 1 | -20 | Dimmable | 10% | No | None | No |  |  | 2016-04-25 | 2016-04-26 | United States | ES_1035839_SSL-12BR30DIM/50_05062016163019_1725090 | 2266225
Sun & Stars Lighting, Inc. | Sun & Stars Lighting | Self-ballasted LED Lamps | SSL-12BR30DIM/50 | ,,SSL-12BR30DIM/50 | BR30 | Reflector (Flood/Spot) | E26 (Medium) | Directional | LED | 3 | 75 | 126 | 91 |  |  | 120 | 1038 | 12 | 86.5 | No | 25000 | 5000 | 83 | 14 | 1 | -20 | Dimmable | 10% |  | None |  |  |  | 2015-10-19 | 2015-10-15 | United States | ES_1035839_SSL-12BR30DIM/50_10212015143604_1147814 | 2250989
Technical Consumer Products, Inc. (TCP) | TCP | 1R2014 | 1R2014 | 1R2014,1R2014PERM,; 1R2014,802014, | R20 | Reflector (Flood/Spot) | E26 (Medium) | Directional | CFL | 2 | 50 | 109 | 64 |  | 1.5 |  | 530 | 13.2 | 40.1 | No | 10000 | 2700 | 81 | -7 | 0.5 | -29 |  |  |  | Recessed Fixtures |  |  |  | 2010-01-01 | 2014-09-26 | United States, Canada | ES_20570_1R2014_10072014123119_5079719 | 2221726
Technical Consumer Products, Inc. (TCP) | TCP | 1R4023 | 1R4023 | ,7R4023,; ,7R4023B2,; ,804023,; ,CAN7R40232, | R40 | Reflector (Flood/Spot) | E26 (Medium) | Directional | CFL | 2 | 85 | 150 | 119 |  | 1.5 |  | 1150 | 23.1 | 50 | No | 10000 | 2700 | 82 | -12 | 0.6 | -29 |  |  |  | Recessed Fixtures |  |  |  | 2008-01-01 | 2014-09-17 | United States, Canada | ES_20570_1R4023_09272014181040_1440821 | 2220598
Technical Consumer Products, Inc. (TCP) | TCP | 2R3014 | 2R3014 | ,801R30146,; ,803014,; ,8030142, | R30 | Reflector (Flood/Spot) | E26 (Medium) | Directional | CFL | 2 | 65 | 137 | 93.9 |  | 1.5 |  | 724 | 14.2 | 46.4 | No | 10000 | 2700 | 82 | -9 | 0.6 | -29 |  |  |  | Recessed Fixtures |  |  |  | 2010-01-01 | 2014-09-17 | United States, Canada | ES_20570_2R3014_09272014183004_2604953 | 2220599
Technical Consumer Products, Inc. (TCP) | TCP | 2R301451K | 2R301451K | ,6R3014DL, | R30 | Reflector (Flood/Spot) | E26 (Medium) | Directional | CFL | 2 | 65 | 137 | 93.9 |  | 1.5 |  | 735 | 14.1 | 46.4 | No | 10000 | 5000 | 84 | 33 | 0.6 | -29 |  |  |  | Recessed Fixtures |  |  |  | 2010-01-01 | 2014-09-22 | United States, Canada | ES_20570_2R301451K_09232014030318_1398380 | 2220015

## Energy Star EISA Exempt 3007_1
ENERGY STAR Partner | Brand Name | Model Name | Model Number | Additional Model Information | Bulb Type | Product Finder Bulb Type | Base Type | Lamp Category | Technology | Warranty (years) | Wattage Equivalency (watts) | Maximum Overall Length (mm) | Maximum Overall Diameter (mm) | CBCP | Hg (mg) | Beam Angle | Brightness (lumens) | Energy Used (watts) | Efficacy (lumens/watt) | Three Way | Life (hrs) | Light Appearance (Kelvin) | Color Quality (CRI) | R9 | Power Factor | Min Operating Temp (C) | Dimmable | Dims Down to % | Lamp rated for use in enclosed fixtures? | Special Features | Connected Lamp? | Communication Method/Connected Protocol | Standby Power Consumption (W) | Date Available on Market | Date Qualified | Markets | CB Model Identifier | ENERGY STAR Unique ID
HONGKONG CHITE TRADE CO., LTD | Li-Tech | Integral LED Lamp | LT-US-BR308W2278E-V2 |  | BR30 | Reflector (Flood/Spot) | E26 (Medium) | Directional | LED | 3 | 50 | 133 | 94.7 |  |  |  | 610 | 8 | 76.3 | No | 25000 | 2700 | 86 | 27 | 0.8 | -20 | Dimmable | 5% | No | Damp Location Rated | No |  |  | 2016-09-07 | 2016-09-19 | United States, Canada | ES_1124874_LT-US-BR308W2278E-V2_09192016154202_4578991 | 2280398
Plusrite USA | NaturaLED | LED Lamp | LED8BR30/60L/927 |  | BR30 | Reflector (Flood/Spot) | E26 (Medium) | Directional | LED | 3 | 50 | 131.5 | 95.1 |  |  |  | 600 | 8 | 75 | No | 25000 | 2700 | 92 | 52 | 0.8 | -20 | Dimmable | 5% |  | Damp Location Rated,Not for Use in Recessed Fixtures,Not for Use in Enclosed Fixtures,Shatter Resistant,Vibration Service |  |  |  | 2016-01-26 | 2016-02-19 | United States, Canada | ES_1126714_LED8BR30/60L/927_02192016145712_3481949 | 2260649
Plusrite USA | NaturaLED | LED Lamp | LED8BR30/60L/930 |  | BR30 | Reflector (Flood/Spot) | E26 (Medium) | Directional | LED | 3 | 50 | 132.2 | 95 |  |  |  | 600 | 8 | 75 | No | 25000 | 3000 | 93 | 58 | 0.8 | -20 | Dimmable | 5% |  | Damp Location Rated,Not for Use in Recessed Fixtures,Not for Use in Enclosed Fixtures,Shatter Resistant,Vibration Service |  |  |  | 2016-01-26 | 2016-02-19 | United States, Canada | ES_1126714_LED8BR30/60L/930_02192016145749_5298905 | 2260651
Plusrite USA | NaturaLED | LED Lamp | LED8BR30/65L/827 | ,,Retail Number: LED8BR30/65L/827CP | BR30 | Reflector (Flood/Spot) | E26 (Medium) | Directional | LED | 3 | 50 | 133 | 94.7 |  |  |  | 610 | 8 | 76.3 | No | 25000 | 2700 | 86 | 27 | 0.8 | -20 | Dimmable | 5% |  | Damp Location Rated,Not for Use in Recessed Fixtures,Not for Use in Enclosed Fixtures,Shatter Resistant,Vibration Service |  |  |  | 2016-01-26 | 2016-02-19 | United States, Canada | ES_1126714_LED8BR30/65L/827_02192016145323_3819413 | 2260646
Plusrite USA | NaturaLED | LED Lamp | LED8BR30/65L/827BK25 |  | BR30 | Reflector (Flood/Spot) | E26 (Medium) | Directional | LED | 3 | 50 | 133 | 94.7 |  |  |  | 610 | 8 | 76.3 | No | 25000 | 2700 | 86 | 27 | 0.8 | -20 | Dimmable | 5% |  | Damp Location Rated,Not for Use in Recessed Fixtures,Not for Use in Enclosed Fixtures,Shatter Resistant,Vibration Service |  |  |  | 2016-01-26 | 2016-06-10 | United States, Canada | ES_1126714_LED8BR30/65L/827BK25_06102016150412_3498012 | 2270427
3M Company | 3M | LED BR LAMP | BR30-Z3 |  | BR30 | Reflector (Flood/Spot) | E26 (Medium) | Directional | LED | 5 | 65 | 127 | 95 | 421 |  |  | 800 | 12.5 | 64 | No | 25000 | 3000 | 83 | 19 | 0.9 | -20 | Dimmable | 10% |  | None |  |  |  | 2014-01-01 | 2014-10-21 | United States, Canada | ES_1065235_BR30-Z3_10222014134058_7957222 | 2223093
3M Company | 3M | LED BR LAMP | CG30B8D |  | BR30 | Reflector (Flood/Spot) | E26 (Medium) | Directional | LED | 3 | 65 | 127 | 95 | 421 |  |  | 800 | 12.5 | 64 | No | 25000 | 3000 | 83 | 19 | 0.9 | -20 | Dimmable | 10% |  | None |  |  |  | 2014-01-01 | 2014-10-21 | United States, Canada | ES_1065235_CG30B8D_10222014134058_6616092 | 2223094
Allstar Lighting Supplies, Inc. DBA Luxrite | luxrite | BR30 | LR31810 |  | BR30 | Reflector (Flood/Spot) | E26 (Medium) | Directional | LED | 3 | 65 | 127 | 95 |  |  | 120 | 650 | 10 | 65 | No | 25000 | 2700 | 81 | 6 | 0.9 | -20 | Dimmable | 10% |  | None |  |  |  | 2015-07-01 | 2015-07-16 | United States, Canada | ES_1122254_LR31810_07222015093210_6521112 | 2243958
Allstar Lighting Supplies, Inc. DBA Luxrite | luxrite | BR30 | LR31811 |  | BR30 | Reflector (Flood/Spot) | E26 (Medium) | Directional | LED | 3 | 65 | 127 | 95 |  |  | 120 | 650 | 10 | 65 | No | 25000 | 3000 | 82 | 6 | 0.9 | -20 | Dimmable | 10% |  | None |  |  |  | 2015-07-01 | 2015-07-16 | United States, Canada | ES_1122254_LR31811_07222015093210_8294901 | 2243959
AM Conservation Group, Inc. | Simply Conserve | L4R30D11W-27 | L4R30D11W-27 |  | BR30 | Reflector (Flood/Spot) | E26 (Medium) | Directional | LED | 3 | 65 | 129.1 | 94.8 |  |  | 111 | 850 | 11.4 | 77.3 | No | 25000 | 2700 | 81 | 4 | 0.9 | -20 | Dimmable | 10% |  | None |  |  |  | 2014-08-05 | 2016-09-08 | United States | ES_31690_L4R30D11W-27_08072014091620_1023649 | 2217136
AM Conservation Group, Inc. | Simply Conserve | L4R30D11W-27K | L4R30D11W-27K |  | BR30 | Reflector (Flood/Spot) | E26 (Medium) | Directional | LED | 3 | 65 | 130.8 | 94.8 |  |  |  | 850 | 11 | 77.3 | No | 25000 | 2700 | 81 | 3 | 0.9 | -20 | Dimmable | 10% | Yes | Damp Location Rated | No |  |  | 2016-03-30 | 2016-03-30 | United States, Canada | ES_31690_L4R30D11W-27K_03312016042110_1023984 | 2263566
AM Conservation Group, Inc. | Simply Conserve | L4R30D11W-30 | L4R30D11W-30 |  | BR30 | Reflector (Flood/Spot) | E26 (Medium) | Directional | LED | 3 | 65 | 130 | 95 |  |  | 110 | 850 | 11 | 77.3 | No | 25000 | 3000 | 83 | 17 | 0.9 | -20 | Dimmable | 1% |  | None |  |  |  | 2014-08-05 | 2014-08-07 | United States | ES_31690_L4R30D11W-30_08072014092000_1023649 | 2217137
AM Conservation Group, Inc. | Simply Conserve | LED LAMP | L4R30D11W-27K |  | BR30 | Reflector (Flood/Spot) | E26 (Medium) | Directional | LED | 3 | 65 | 130.1 | 94.8 |  |  |  | 850 | 11 | 77.3 | No | 25000 | 2700 | 83 | 9 | 0.9 | -20 | Dimmable | 10% | No | Damp Location Rated | No |  |  | 2016-10-10 | 2016-10-17 | United States | ES_31690_L4R30D11W-27K_08042016155844_4532790 | 2274478
American Bright Lighting | IngeniLED | ABL-B30C-11E6W-A-LD | ABL-B30C-11E6W-A-LD |  | BR30 | Reflector (Flood/Spot) | E26 (Medium) | Directional | LED | 3 | 65 | 129.7 | 94.2 |  |  | 109 | 850 | 11 | 77.3 | No | 25000 | 5000 | 85 | 16 | 1 | -20 | Dimmable | 10% |  | Damp Location Rated,Not for Use in Enclosed Fixtures |  |  |  | 2015-06-10 | 2015-09-22 | United States | ES_1125372_ABL-B30C-11E6W-A-LD_09232015043330_1023902 | 2248363
AndA Bridge Enterprise Inc. | Digitron | BR30 LED Lamp | DGLED-BR30LN-8W-3KSW |  | BR30 | Reflector (Flood/Spot) | E26 (Medium) | Directional | LED | 3 | 65 | 130.7 | 94.7 |  |  | 109 | 750 | 8 | 93.8 | No | 25000 | 3000 | 83 | 18 | 0.7 | -18 | Dimmable | 10% |  | Not for Use in Enclosed Fixtures |  |  |  | 2015-09-15 | 2015-09-16 | United States | ES_1133613_DGLED-BR30LN-8W-3KSW_09162015115841_1023896 | 2248118
AndA Bridge Enterprise Inc. | Digitron | BR30 LED Lamp | DGLED-BR30SN-8W-3KSW |  | BR30 | Reflector (Flood/Spot) | E26 (Medium) | Directional | LED | 3 | 65 | 124 | 94.1 |  |  | 108 | 750 | 8 | 93.8 | No | 25000 | 3000 | 83 | 18 | 0.7 | -18 | Dimmable | 10% |  | Not for Use in Enclosed Fixtures |  |  |  | 2015-09-15 | 2015-09-16 | United States | ES_1133613_DGLED-BR30SN-8W-3KSW_09172015120731_1023896 | 2248119
Canadian Tire | Noma | CFL 15W BR30 | 052-5335-0 | ,ESL15BR30/2/CTC, | BR30 | Reflector (Flood/Spot) | E26 (Medium) | Directional | CFL | 2 | 65 | 134.8 | 94 |  | 1 |  | 750 | 15 | 50 | No | 10000 | 2700 | 84 | -5 | 0.6 | -29 |  |  |  | None |  |  |  | 2015-02-09 | 2015-02-09 | Canada | ES_1025242_052-5335-0_02092015041220_1023763 | 2232852
Arlee Lighting | Arlee Lighting | 8BR3027K-D | 8BR3027K-D | ,8BR3027K-D,2700K; ,8BR3030K-D,3000K; ,8BR3040K-D,4000K | BR30 | Reflector (Flood/Spot) | E26 (Medium) | Directional | LED | 3 | 65 | 133 | 95 |  |  | 120 | 650 | 8.8 | 73.8 | No | 25000 | 2700 | 82 | 9 | 0.9 | -40 | Dimmable | 65% | No | Damp Location Rated | No |  |  | 2015-01-01 | 2016-08-19 | United States, Canada | ES_1136529_8BR3027K-D_08112016095248_5945093 | 2276142
Ascent Battery Supply | Duracell | LED11369B | LED11369B |  | BR30 | Reflector (Flood/Spot) | E26 (Medium) | Directional | LED | 5 | 65 | 133 | 94.9 |  |  |  | 650 | 10 | 65 | No | 25000 | 2700 | 82 | 13 | 0.9 | -20 | Dimmable | 10% |  | None |  |  |  | 2014-10-13 | 2014-11-20 | United States | ES_1099414_LED11369B_11202014214400_9840634 | 2225559
Ascent Battery Supply | Duracell | LED11370B | LED11370B |  | BR30 | Reflector (Flood/Spot) | E26 (Medium) | Directional | LED | 5 | 65 | 133 | 95 |  |  | 120 | 650 | 10 | 65 | No | 25000 | 4000 | 85 | 12 | 0.9 | -20 | Dimmable | 10% |  | Damp Location Rated,Not for Use in Enclosed Fixtures,Recessed Fixtures |  |  |  | 2015-05-01 | 2015-04-30 | United States | ES_1099414_LED11370B_04302015153633_8193860 | 2238427
Ascent Battery Supply | Duracell | LED11371B | LED11371B |  | BR30 | Reflector (Flood/Spot) | E26 (Medium) | Directional | LED | 5 | 65 | 133 | 95 |  |  | 120 | 650 | 10 | 65 | No | 25000 | 5000 | 86 | 18 | 0.9 | -20 | Dimmable | 10% |  | Damp Location Rated,Not for Use in Enclosed Fixtures,Recessed Fixtures |  |  |  | 2015-05-01 | 2015-04-30 | United States | ES_1099414_LED11371B_04302015153745_8265711 | 2238428
Ascent Battery Supply | Duracell | LED lamp | LED11698C |  | BR30 | Reflector (Flood/Spot) | E26 (Medium) | Directional | LED | 5 | 65 | 128.5 | 94.7 | 232 |  | 108 | 680 | 8.5 | 80 | No | 25000 | 2700 | 82 | 8 | 1 | -20 | Dimmable | 8% |  | Damp Location Rated,Not for Use in Enclosed Fixtures |  |  |  | 2015-09-15 | 2016-03-02 | United States | ES_1099414_LED11698C_09132015052116_4893709 | 2248013
Ascent Battery Supply | Duracell | LED lamp | LED11809C |  | BR30 | Reflector (Flood/Spot) | E26 (Medium) | Directional | LED | 5 | 65 | 129.6 | 94.4 | 242 |  | 108 | 680 | 8.5 | 80 | No | 25000 | 4000 | 84 | 15 | 0.9 | -20 | Dimmable | 8% |  | Damp Location Rated,Not for Use in Enclosed Fixtures |  |  |  | 2015-09-15 | 2016-03-02 | United States | ES_1099414_LED11809C_09132015053040_5614506 | 2248012
Ascent Battery Supply | Duracell | LED lamp | LED11810C |  | BR30 | Reflector (Flood/Spot) | E26 (Medium) | Directional | LED | 5 | 65 | 129.1 | 94.9 | 236 |  | 108 | 680 | 8.5 | 80 | No | 25000 | 5000 | 85 | 18 | 0.9 | -20 | Dimmable | 8% |  | Damp Location Rated,Not for Use in Enclosed Fixtures |  |  |  | 2015-09-15 | 2016-03-02 | United States | ES_1099414_LED11810C_09132015053459_9341681 | 2248011
Bazz, Inc. | Bazz | self-ballasted LED Lamp | BR3009EZ |  | BR30 | Reflector (Flood/Spot) | E26 (Medium) | Directional | LED | 3 | 65 | 131 | 95 |  |  | 109 | 650 | 9 | 72.2 | No | 25000 | 3000 | 82 | 11 | 0.9 | -20 | Dimmable | 10% | Yes | None | No |  |  | 2016-02-25 | 2016-01-27 | United States, Canada | ES_1061418_BR3009EZ_03072016121450_5964635 | 2261834
Beautiful Light Technology | bltc | BLM3026D120-NCW81H1DM2 | BLM3026D120-NCW81H1DM2 |  | BR30 | Reflector (Flood/Spot) | E26 (Medium) | Directional | LED | 3 | 65 | 125 | 95 |  |  | 120 | 1030 | 12 | 83.3 | No | 25000 | 5000 | 82 | 7 | 0.9 | -20 | Dimmable | 10% |  | Damp Location Rated,Enclosed Fixtures,Recessed Fixtures |  |  |  | 2015-07-31 | 2015-07-28 | United States | ES_1131512_BLM3026D120-NCW81H1DM2_08052015031420_4460458 | 2245025
Beautiful Light Technology | bltc | BLM3026D120-NNW81H1DM2 | BLM3026D120-NNW81H1DM2 |  | BR30 | Reflector (Flood/Spot) | E26 (Medium) | Directional | LED | 3 | 65 | 125 | 95 |  |  | 120 | 840 | 12 | 66.9 | No | 25000 | 4000 | 83 | 23 | 0.9 | -20 | Dimmable | 10% |  | Damp Location Rated,Enclosed Fixtures,Recessed Fixtures |  |  |  | 2015-07-31 | 2015-07-28 | United States | ES_1131512_BLM3026D120-NNW81H1DM2_08052015031359_4439651 | 2245026
Beautiful Light Technology | bltc | BLM3026D120-NVW81H1DM2 | BLM3026D120-NVW81H1DM2 |  | BR30 | Reflector (Flood/Spot) | E26 (Medium) | Directional | LED | 3 | 65 | 125 | 95 |  |  | 120 | 790 | 12 | 68.3 | No | 25000 | 2700 | 82 | 10 | 0.9 | -20 | Dimmable | 10% |  | Damp Location Rated,Enclosed Fixtures,Recessed Fixtures |  |  |  | 2015-07-31 | 2015-07-28 | United States | ES_1131512_BLM3026D120-NVW81H1DM2_08052015031256_4376011 | 2245027
Beautiful Light Technology | bltc | BLM3026D120-NWW81H1DM2 | BLM3026D120-NWW81H1DM2 |  | BR30 | Reflector (Flood/Spot) | E26 (Medium) | Directional | LED | 3 | 65 | 125 | 95 |  |  | 120 | 780 | 12 | 66.5 | No | 25000 | 3000 | 82 | 19 | 0.9 | -20 | Dimmable | 10% |  | Damp Location Rated,Enclosed Fixtures,Recessed Fixtures |  |  |  | 2015-07-31 | 2015-07-28 | United States | ES_1131512_BLM3026D120-NWW81H1DM2_08052015031324_4404281 | 2245028
Ascent Battery Supply | Duracell Procell | CFL10115A | CFL10115A | CFL10115A,CFL10115A, | BR30 | Reflector (Flood/Spot) | E26 (Medium) | Directional | CFL | 2 | 65 | 137 | 93.9 |  | 1.5 |  | 650 | 14.2 | 45.7 | No | 10000 | 2700 | 82 | -9 | 0.6 | -29 |  |  |  | Recessed Fixtures |  |  |  | 2010-01-01 | 2015-02-09 | United States, Canada | ES_1099414_CFL10115A_02092015163554_9754187 | 2232981
Ascent Battery Supply | DURACELL ULTRA | CFL10115B | CFL10115B | CFL10115B,CFL10115B, | BR30 | Reflector (Flood/Spot) | E26 (Medium) | Directional | CFL | 2 | 65 | 137 | 93.9 |  | 1.5 |  | 650 | 14.2 | 45.7 | No | 10000 | 2700 | 82 | -9 | 0.6 | -29 |  |  |  | Recessed Fixtures |  |  |  | 2010-01-01 | 2015-02-09 | United States, Canada | ES_1099414_CFL10115B_02092015163627_9787225 | 2232982
Aspirasia Group Inc. | AspirAsia | BR LED LAMP | BR30L11W27KDM |  | BR30 | Reflector (Flood/Spot) | E26 (Medium) | Directional | LED | 10 | 65 | 117.6 | 95.9 |  |  |  | 860 | 11 | 78.2 | No | 25000 | 2700 | 81 | 5 | 0.8 | -25 | Dimmable | 10% |  | Enclosed Fixtures |  |  |  | 2015-12-05 | 2016-04-08 | United States, Canada | ES_1130695_BR30L11W27KDM_12222015080830_1710595 | 2255365
Aspirasia Group Inc. | AspirAsia | BR LED LAMP | BR30L11W50KDM |  | BR30 | Reflector (Flood/Spot) | E26 (Medium) | Directional | LED | 10 | 65 | 117.6 | 95.9 |  |  |  | 945 | 11 | 86.4 | No | 25000 | 5000 | 85 | 18 | 0.8 | -25 | Dimmable | 10% |  | Enclosed Fixtures |  |  |  | 2015-12-05 | 2016-04-08 | United States, Canada | ES_1130695_BR30L11W50KDM_12222015081005_1805451 | 2255366
Aurio Lighting, Inc. | Aurio | BR30 | AL-BR30BBC-T2 |  | BR30 | Reflector (Flood/Spot) | E26 (Medium) | Directional | LED | 3 | 65 | 134.9 | 103 |  |  |  | 800 | 12 | 66.7 | No | 25000 | 3000 | 81 | 9 | 1 | -20 | Dimmable | 5% |  | Damp Location Rated,Not for Use in Recessed Fixtures,Not for Use in Enclosed Fixtures,Shatter Resistant,Vibration Service |  |  |  | 2015-03-22 | 2015-03-30 | United States, Canada | ES_1131197_AL-BR30BBC-T2 _03302015164115_3208751 | 2236253
Best Lighting Products | Best | LEDBR30-11W-27K | LEDBR30-11W-27K | ,LEDBR30-11W-27K,2700K; ,LEDBR30-11W-4K,4000K | BR30 | Reflector (Flood/Spot) | E26 (Medium) | Directional | LED | 5 | 65 | 129 | 95 | 252 |  | 109 | 800 | 11 | 72.7 | No | 25000 | 2700 | 81 | 7 | 1 | 0 | Dimmable | 10% | Yes | Damp Location Rated | No |  |  | 2016-07-11 | 2016-07-19 | United States | ES_1136532_LEDBR30-11W-27K_07112016151242_752222 | 2272723
Bluegrass Evergreen LLC. | BGLighting | BR30 LED Lamp | BGLED-BR30LN-8W |  | BR30 | Reflector (Flood/Spot) | E26 (Medium) | Directional | LED | 3 | 65 | 130.7 | 94.7 |  |  | 108 | 750 | 8 | 93.8 | No | 25000 | 3000 | 83 | 18 | 0.7 | -18 | Dimmable | 10% |  | Not for Use in Enclosed Fixtures |  |  |  | 2015-09-15 | 2015-09-16 | United States | ES_1133647_BGLED-BR30LN-8W_09172015125221_1023896 | 2248121
Bravoled Lighting Manufacturing Co., Ltd | Bravoled | BL-BR30-10YYZZCC27P | BL-BR30-10YYZZCC27P |  | BR30 | Reflector (Flood/Spot) | E26 (Medium) | Directional | LED | 3 | 65 | 133.3 | 95.1 | 312 |  | 110 | 800 | 10 | 80 | No | 25000 | 2700 | 82 | 3 | 0.9 | -20 | Dimmable | 20% | Yes | Damp Location Rated | No |  |  | 2015-11-20 | 2016-10-14 | United States, Canada | ES_1124137_BL-BR30-10YYZZCC27P_06142016065445_7285147 | 2269689
Bravoled Lighting Manufacturing Co., Ltd | Bravoled | BL-BR30-10YYZZCC30P | BL-BR30-10YYZZCC30P |  | BR30 | Reflector (Flood/Spot) | E26 (Medium) | Directional | LED | 3 | 65 | 132.9 | 95.2 | 321 |  | 110 | 800 | 10 | 80 | No | 25000 | 3000 | 82 | 3 | 0.9 | -20 | Dimmable | 20% | Yes | Damp Location Rated | No |  |  | 2015-11-20 | 2016-10-14 | United States, Canada | ES_1124137_BL-BR30-10YYZZCC30P_06142016065500_7300035 | 2269690
Bravoled Lighting Manufacturing Co., Ltd | Bravoled | BL-BR30-10YYZZCC35P | BL-BR30-10YYZZCC35P |  | BR30 | Reflector (Flood/Spot) | E26 (Medium) | Directional | LED | 3 | 65 | 133.4 | 95.2 | 353 |  | 110 | 800 | 10 | 80 | No | 25000 | 3500 | 84 | 10 | 0.9 | -20 | Dimmable | 20% | Yes | Damp Location Rated | No |  |  | 2015-11-20 | 2016-10-14 | United States, Canada | ES_1124137_BL-BR30-10YYZZCC35P_06142016065514_7314815 | 2269691
Bravoled Lighting Manufacturing Co., Ltd | Bravoled | BL-BR30-10YYZZCC40P | BL-BR30-10YYZZCC40P |  | BR30 | Reflector (Flood/Spot) | E26 (Medium) | Directional | LED | 3 | 65 | 133.2 | 95.3 | 360 |  | 110 | 800 | 10 | 80 | No | 25000 | 4000 | 84 | 10 | 0.9 | -20 | Dimmable | 20% | Yes | Damp Location Rated | No |  |  | 2015-11-20 | 2016-10-14 | United States, Canada | ES_1124137_BL-BR30-10YYZZCC40P_06142016065525_7325386 | 2269692
Bravoled Lighting Manufacturing Co., Ltd | Bravoled | BL-BR30-10YYZZCC50P | BL-BR30-10YYZZCC50P |  | BR30 | Reflector (Flood/Spot) | E26 (Medium) | Directional | LED | 3 | 65 | 132.9 | 95.1 | 367 |  | 110 | 800 | 10 | 80 | No | 25000 | 5000 | 86 | 19 | 0.9 | -20 | Dimmable | 20% | Yes | Damp Location Rated | No |  |  | 2015-11-20 | 2016-10-14 | United States, Canada | ES_1124137_BL-BR30-10YYZZCC50P_06142016065536_7336315 | 2269693
Bluegrass Evergreen LLC. | BGLighting | BR30 LED Lamp | BGLED-BR30SN-8W |  | BR30 | Reflector (Flood/Spot) | E26 (Medium) | Directional | LED | 3 | 65 | 124 | 94.1 |  |  | 108 | 750 | 8 | 93.8 | No | 25000 | 3000 | 83 | 18 | 0.7 | -18 | Dimmable | 10% |  | Not for Use in Enclosed Fixtures |  |  |  | 2015-09-15 | 2015-09-16 | United States | ES_1133647_BGLED-BR30SN-8W_09172015125331_1023896 | 2248122
bulbs.com, Inc. | Bulbs.com | LED Lamp | BR30 120V 10W 65WE E26 DIM 2700K ES |  | BR30 | Reflector (Flood/Spot) | E26 (Medium) | Directional | LED | 3 | 65 | 131.4 | 95.3 |  |  |  | 650 | 10 | 65 | No | 25000 | 2700 | 82 | 11 | 0.9 | -20 | Dimmable | 20% |  | None |  |  |  | 2015-06-12 | 2015-09-17 | United States | ES_1095729_BR30 120V 10W 65WE E26 DIM 2700K ES_10012015150429_6606454 | 2249031
Bulb Star | Bulb Star | BR30 | BCR10W/27K |  | BR30 | Reflector (Flood/Spot) | E26 (Medium) | Directional | LED | 3 | 65 | 133 | 95 |  |  |  | 650 | 10 | 65 | No | 25000 | 2700 | 92 | 58 | 0.9 | -18 | Dimmable | 10% | Yes | None | No |  |  | 2016-03-15 | 2016-03-14 | United States | ES_1033346_BCR10W/27K_03232016104816_5208942 | 2262931
Canadian Tire | Noma | 31924 | 299-6776-8 |  | BR30 | Reflector (Flood/Spot) | E26 (Medium) | Directional | LED | 10 | 65 | 135.6 | 94.6 |  |  | 110 | 650 | 9 | 72.2 | No | 25000 | 3000 | 82 | 5 | 0.9 | -20 | Dimmable | 4% | No | None | No |  |  | 2016-08-17 | 2016-08-17 | Canada | ES_1025242_299-6776-8_08182016045838_70089103 | 2276167
Canadian Tire | Noma | CFL 15W BR30 | 052-0777-8 | ,ESL15BR30/BW/2/CTC, | BR30 | Reflector (Flood/Spot) | E26 (Medium) | Directional | CFL | 2 | 65 | 134.8 | 94 |  | 1 |  | 750 | 15 | 50 | No | 10000 | 3500 | 85 | 8 | 0.6 | -29 |  |  |  | None |  |  |  | 2015-02-09 | 2015-02-09 | Canada | ES_1025242_052-0777-8_02092015041730_1023764 | 2232853
BRITELITE LLC | Brite Lite | BLSO5BR31230D | BLSO5BR31230D |  | BR30 | Reflector (Flood/Spot) | E26 (Medium) | Directional | LED | 5 | 65 | 132 | 95 |  |  |  | 850 | 12.2 | 70.8 | No | 25000 | 3000 | 91 | 56 | 0.9 | -40 | Dimmable | 10% | No | Damp Location Rated | No |  |  | 2016-01-01 | 2016-10-26 | United States | ES_1137918_BLSO5BR31230D_10132016154526_7423517 | 2282284
Bulbrite Industries | BULBRITE | BR30 | LED9BR30/827/4PK | ,,773351 | BR30 | Reflector (Flood/Spot) | E26 (Medium) | Directional | LED | 3 | 65 | 131.5 | 94.9 |  |  |  | 680 | 9.7 | 70.1 | No | 25000 | 2700 | 82 | 10 | 0.9 | -20 | Dimmable | 10% | No | None | No |  |  | 2016-07-05 | 2016-07-14 | United States | ES_44171_LED9BR30/827/4PK_07272016161845_5176861 | 2273643
Bulbrite Industries | BULBRITE | BR30 | LED9BR30/830/4PK | ,,773352 | BR30 | Reflector (Flood/Spot) | E26 (Medium) | Directional | LED | 3 | 65 | 131.5 | 94.9 |  |  |  | 650 | 9 | 72.2 | No | 25000 | 3000 | 83 | 11 | 0.9 | -20 | Dimmable | 10% | No | None | No |  |  | 2016-07-05 | 2016-07-14 | United States | ES_44171_LED9BR30/830/4PK_07272016161918_1942921 | 2273644
Bulbrite Industries | BULBRITE | LED11BR30/827/D/2 | 773355 |  | BR30 | Reflector (Flood/Spot) | E26 (Medium) | Directional | LED | 5 | 65 | 129.7 | 94.5 |  |  |  | 750 | 11 | 68.2 | No | 25000 | 2700 | 82 | 8 | 0.8 | -20 | Dimmable | 10% |  | Damp Location Rated,Not for Use in Enclosed Fixtures |  |  |  | 2015-09-15 | 2015-10-05 | United States, Canada | ES_44171_773355_10062015063000_1023907 | 2249653
Bulbrite Industries | BULBRITE | LED11BR30/830/D/2 | 773356 |  | BR30 | Reflector (Flood/Spot) | E26 (Medium) | Directional | LED | 5 | 65 | 129.7 | 94.5 |  |  |  | 750 | 11 | 68.2 | No | 25000 | 3000 | 81 | 8 | 0.8 | -20 | Dimmable | 10% |  | Damp Location Rated,Not for Use in Enclosed Fixtures |  |  |  | 2015-09-15 | 2015-10-05 | United States, Canada | ES_44171_773356_10062015063000_1023907 | 2249659
Cathelle, Inc. | Electrimart | LED | 72235 |  | BR30 | Reflector (Flood/Spot) | E26 (Medium) | Directional | LED | 3 | 65 | 133 | 95 |  |  | 113 | 650 | 10 | 65 | No | 40000 | 3000 | 84 | 12 | 1 | -40 | Dimmable | 10% |  | None |  |  |  | 2015-06-30 | 2015-07-08 | United States, Canada | ES_1028939_72235_07102015164815_1930889 | 2243162
City Electric Supply DBA Fusion Lamps | fusion | BR30 | FCF15R30/827 |  | BR30 | Reflector (Flood/Spot) | E26 (Medium) | Directional | CFL | 2 | 65 | 136.5 | 94.5 |  | 2.5 |  | 750 | 15 | 50 | No | 10000 | 2700 | 83 | -4 | 0.6 | -15 |  |  |  | Damp Location Rated,Enclosed Fixtures,Wet Location Rated,Recessed Fixtures |  |  |  | 2015-08-13 | 2015-08-20 | United States, Canada | ES_1130940_FCF15R30/827_08202015155703_3719942 | 2246446
Conglom, Inc. | Luminus | LED | PLY5033 | LED,PLYC5033, | BR30 | Reflector (Flood/Spot) | E26 (Medium) | Directional | LED | 4 | 65 | 133 | 95 |  |  | 113 | 865 | 12 | 72.1 | No | 40000 | 3000 | 84 | 24 | 0.9 | -40 | Dimmable | 10% |  | None |  |  |  | 2014-06-19 | 2014-06-24 | Canada | ES_98337_PLY5033_07092014183510_9961196 | 2214844
Conglom, Inc. | Luminus | LED | PLZ5033 |  | BR30 | Reflector (Flood/Spot) | E26 (Medium) | Directional | LED | 4 | 65 | 133 | 95 |  |  | 120 | 800 | 13.5 | 59.3 | No | 25000 | 3000 | 93 | 62 | 1 | -40 | Dimmable | 10% |  | Damp Location Rated |  |  |  | 2014-09-05 | 2014-09-12 | Canada | ES_98337_PLZ5033_09122014102001_1023669 | 2219265
Conglom, Inc. | Luminus | LED | PLZ5033T2 |  | BR30 | Reflector (Flood/Spot) | E26 (Medium) | Directional | LED | 4 | 65 | 133 | 95 |  |  | 120 | 800 | 13.5 | 59.2 | No | 25000 | 3000 | 93 | 62 | 1 | -40 | Dimmable | 10% |  | None |  |  |  | 2014-12-15 | 2014-12-03 | United States, Canada | ES_98337_PLZ5033T2_12032014175844_7636086 | 2226548
Conglom, Inc. | Luminus | LED R20 | PLYC52332UM |  | BR30 | Reflector (Flood/Spot) | E26 (Medium) | Directional | LED | 3 | 65 | 129.2 | 95 |  |  |  | 650 | 8 | 81.3 | No | 25000 | 3000 | 84 | 12 | 0.9 | -20 | Dimmable | 10% | No | Damp Location Rated,Use With Timers,Use With Photo and/or Motion Sensors | No |  |  | 2016-06-30 | 2016-08-03 | United States, Canada | ES_98337_PLYC52332UM_08032016143206_1289491 | 2274465
Conglom, Inc. | Luminus | LED R20 | PLYC52352UM | ,PLYC5295,Retail Number for Package contains 4 pk of products | BR30 | Reflector (Flood/Spot) | E26 (Medium) | Directional | LED | 3 | 65 | 129 | 95 |  |  |  | 650 | 8 | 81.3 | No | 25000 | 5000 | 83 | 13 | 0.9 | -20 | Dimmable | 10% | No | Damp Location Rated,Use With Timers,Use With Photo and/or Motion Sensors | No |  |  | 2016-06-30 | 2016-08-03 | United States, Canada | ES_98337_PLYC52352UM_08032016143222_3498981 | 2274466
Conglom, Inc. | Luminus | LED R20 | PLYC5295 | ,PLYC52352UM,Package contains 2 pk of products | BR30 | Reflector (Flood/Spot) | E26 (Medium) | Directional | LED | 3 | 65 | 129 | 95 |  |  |  | 650 | 8 | 81.3 | No | 25000 | 5000 | 83 | 13 | 0.9 | -20 | Dimmable | 10% | No | Damp Location Rated,Use With Timers,Use With Photo and/or Motion Sensors | No |  |  | 2016-07-30 | 2016-08-10 | United States, Canada | ES_98337_PLYC5295_08102016143238_2314899 | 2275204
CNA International Ent., Inc. | CNA | LED 12W BR30-90CRI | LED 12W BR30-90CRI |  | BR30 | Reflector (Flood/Spot) | E26 (Medium) | Directional | LED | 3 | 65 | 133 | 95 |  |  |  | 750 | 12 | 62.5 | No | 25000 | 2700 | 91 | 52 | 0.9 | -20 | Dimmable | 10% |  | Damp Location Rated,Not for Use in Enclosed Fixtures |  |  |  | 2015-01-01 | 2015-12-04 | United States, Canada | ES_1026218_LED 12W BR30-90CRI_12042015095251_8003045 | 2254199
Cnlight Co., Ltd. | Cnlight | LED Lamp | BQBR120/10 RD E26.12D81B |  | BR30 | Reflector (Flood/Spot) | E26 (Medium) | Directional | LED | 3 | 65 | 131 | 95 |  |  |  | 750 | 10 | 75 | No | 25000 | 2700 | 81 | 3 | 1 | -20 | Dimmable | 10% |  | None |  |  |  | 2015-06-20 | 2015-07-01 | United States, Canada | ES_1090690_BQBR120/10 RD E26.12D81B_07062015154859_9746616 | 2242818
Cnlight Co., Ltd. | Cnlight | LED Lamp | BQBR120/10 RL E26.12D81B |  | BR30 | Reflector (Flood/Spot) | E26 (Medium) | Directional | LED | 3 | 65 | 131 | 95 |  |  |  | 850 | 10 | 85 | No | 25000 | 4000 | 81 | 2 | 1 | -20 | Dimmable | 10% |  | None |  |  |  | 2015-06-20 | 2015-07-01 | United States, Canada | ES_1090690_BQBR120/10 RL E26.12D81B_07062015154859_5917066 | 2242819
Cnlight Co., Ltd. | Cnlight | LED Lamp | BQBR120/10 RZ E26.12D81B |  | BR30 | Reflector (Flood/Spot) | E26 (Medium) | Directional | LED | 3 | 65 | 131 | 95 |  |  |  | 850 | 10 | 75 | No | 25000 | 5000 | 83 | 11 | 1 | -20 | Dimmable | 10% |  | None |  |  |  | 2015-06-20 | 2015-07-01 | United States, Canada | ES_1090690_BQBR120/10 RZ E26.12D81B_07062015154859_7688540 | 2242820
Conglom, Inc. | Luminus | LED | PLPYC5033L |  | BR30 | Reflector (Flood/Spot) | E26 (Medium) | Directional | LED | 4 | 65 | 133 | 95 |  |  | 113 | 685 | 10 | 68 | No | 40000 | 3000 | 84 | 24 | 0.9 | -40 | Dimmable | 10% |  | None |  |  |  | 2014-06-19 | 2014-06-24 | Canada | ES_98337_PLPYC5033L_07092014183522_3344624 | 2214843
Conglom, Inc. | Luminus | PLYC5132 | PLYC5132 |  | BR30 | Reflector (Flood/Spot) | E26 (Medium) | Directional | LED | 3 | 65 | 130 | 95 |  |  | 113 | 800 | 11 | 72.7 | No | 25000 | 2700 | 82 | 14 | 0.9 | -40 | Dimmable | 10% |  | None |  |  |  | 2014-07-20 | 2014-07-28 | United States, Canada | ES_98337_PLYC5132_07292014110221_1023644 | 2216607
Conglom, Inc. | Luminus | PLYC5135 | PLYC5135 |  | BR30 | Reflector (Flood/Spot) | E26 (Medium) | Directional | LED | 3 | 65 | 130 | 95 |  |  |  | 800 | 11 | 72.7 | No | 25000 | 5000 | 84 | 24 | 0.9 | -40 | Dimmable | 10% |  | None |  |  |  | 2014-09-18 | 2014-09-18 | United States, Canada | ES_98337_PLYC5135_09182014030730_1023672 | 2219855
Conglom, Inc. | Luminus | PLYC5194 | PLYC5194 |  | BR30 | Reflector (Flood/Spot) | E26 (Medium) | Directional | LED | 3 | 65 | 127.8 | 94.8 |  |  | 112 | 650 | 8 | 81.3 | No | 25000 | 2700 | 82 | 14 | 0.9 | -40 | Dimmable | 10% |  | None |  |  |  | 2014-12-10 | 2014-12-29 | United States, Canada | ES_98337_PLYC5194_12292014044620_1023737 | 2230143
Conglom, Inc. | Luminus | PLYC5232 | PLYC5232 |  | BR30 | Reflector (Flood/Spot) | E26 (Medium) | Directional | LED | 3 | 65 | 128.9 | 94.7 |  |  | 110 | 850 | 11 | 77.3 | No | 25000 | 2700 | 82 | 9 | 1 | -40 | Dimmable | 10% |  | Damp Location Rated,Not for Use in Enclosed Fixtures |  |  |  | 2015-07-10 | 2015-07-17 | United States, Canada | ES_98337_PLYC5232_07212015095110_1023857 | 2243834
Conglom, Inc. | Luminus | PLYC5235 | PLYC5235 |  | BR30 | Reflector (Flood/Spot) | E26 (Medium) | Directional | LED | 3 | 65 | 129.7 | 94.2 |  |  | 110 | 950 | 11 | 86.4 | No | 25000 | 5000 | 85 | 16 | 1 | -40 | Dimmable | 10% |  | Damp Location Rated,Not for Use in Enclosed Fixtures |  |  |  | 2015-07-10 | 2015-07-23 | United States, Canada | ES_98337_PLYC5235_07232015100841_1023857 | 2244391
Conglom, Inc. | Luminus | PLYC5294 | PLYC5294 |  | BR30 | Reflector (Flood/Spot) | E26 (Medium) | Directional | LED | 3 | 65 | 128.5 | 94.7 |  |  | 110 | 650 | 8.5 | 76.5 | No | 25000 | 2700 | 82 | 8 | 1 | -40 | Dimmable | 10% |  | Damp Location Rated,Not for Use in Enclosed Fixtures |  |  |  | 2015-07-10 | 2015-07-20 | United States, Canada | ES_98337_PLYC5294_07212015100731_1023857 | 2243841
Conglom, Inc. | Luminus | PLZ5043T2 | PLZ5043T2 |  | BR30 | Reflector (Flood/Spot) | E26 (Medium) | Directional | LED | 4 | 65 | 132 | 95 |  |  |  | 850 | 12.2 | 69.7 | No | 25000 | 3000 | 91 | 56 | 0.9 | -40 | Dimmable | 10% |  | Damp Location Rated,Not for Use in Enclosed Fixtures |  |  |  | 2015-01-01 | 2015-09-07 | Canada | ES_98337_PLZ5043T2_09022015134940_5152856 | 2247445
Conglom, Inc. | Luminus | PLZ5043T3 | PLZ5043T3 |  | BR30 | Reflector (Flood/Spot) | E26 (Medium) | Directional | LED | 5 | 65 | 132 | 95 |  |  |  | 850 | 12.2 | 70.8 | No | 25000 | 3000 | 91 | 56 | 0.9 | -40 | Dimmable | 85% | No | Damp Location Rated | No |  |  | 2016-01-01 | 2016-08-05 | United States, Canada | ES_98337_PLZ5043T3_07272016095251_5865899 | 2274259
Conglom, Inc. | Luminus | RRZ5042 | RRZ5042 |  | BR30 | Reflector (Flood/Spot) | E26 (Medium) | Directional | LED | 3 | 65 | 133 | 95 |  |  | 120 | 783 | 12 | 65 | No | 25000 | 2700 | 91 | 52 | 0.9 | -40 | Dimmable | 10% |  | Damp Location Rated,Not for Use in Enclosed Fixtures |  |  |  | 2015-01-01 | 2016-01-07 | United States, Canada | ES_98337_RRZ5042_01062016101836_1084863 | 2256235
Core Products Canada Ltd. | Core | LED | LEDBR30-G3-1212030 |  | BR30 | Reflector (Flood/Spot) | E26 (Medium) | Directional | LED | 3 | 65 | 133 | 95 |  |  |  | 865 | 12 | 72.1 | No | 40000 | 3000 | 84 | 24 | 0.9 | -40 | Dimmable | 10% |  | Other,Not for use in enclosed fixtures |  |  |  | 2014-07-10 | 2014-07-22 | Canada | ES_1099259_LEDBR30-G3-1212030_07252014165039_6700939 | 2216415
CSK | CSK | BR30 | CSR-EG27K-F07IUA | ,,CSR-EG27K-F07IUA | BR30 | Reflector (Flood/Spot) | E26 (Medium) | Directional | LED | 3 | 65 | 133 | 95.6 | 330 |  |  | 800 | 9.5 | 84.2 | No | 25000 | 2700 | 81 | 7 | 1 | -20 | Dimmable | 10% |  | None |  |  |  | 2016-02-01 | 2016-01-22 | United States | ES_1135633_CSR-EG27K-F07IUA_01272016140712_4564896 | 2257348
Curtis Mathes Inc | Curtis Mathes | CMBR30-2505-827 | CMBR30-2505-827 |  | BR30 | Reflector (Flood/Spot) | E26 (Medium) | Directional | LED | 10 | 65 | 128.5 | 94.7 |  |  | 120 | 650 | 8.5 | 76.5 | No | 25000 | 2700 | 82 | 8 | 1 | -18 | Dimmable | 10% |  | Damp Location Rated,Not for Use in Enclosed Fixtures |  |  |  | 2015-05-20 | 2016-04-25 | United States | ES_1129318_CMBR30-2505-827_04272016122841_1024000 | 2265342
Curtis Mathes Inc | Curtis Mathes | CMBR30-2505-840 | CMBR30-2505-840 |  | BR30 | Reflector (Flood/Spot) | E26 (Medium) | Directional | LED | 10 | 65 | 128.5 | 94.7 |  |  | 110 | 650 | 8.2 | 79.3 | No | 25000 | 4000 | 84 | 15 | 0.9 | -18 | Dimmable | 10% |  | Damp Location Rated,Not for Use in Enclosed Fixtures |  |  |  | 2015-06-10 | 2016-04-25 | United States | ES_1129318_CMBR30-2505-840_04272016120951_1024000 | 2265339
Curtis Mathes Inc | Curtis Mathes | CMC90-2301-827 | CMC90-2301-827 |  | BR30 | Reflector (Flood/Spot) | E26 (Medium) | Directional | LED | 10 | 65 | 129.1 | 94.8 |  |  | 111 | 850 | 11.4 | 74.6 | No | 25000 | 2700 | 81 | 4 | 0.9 | -20 | Dimmable | 10% |  | Damp Location Rated,Not for Use in Enclosed Fixtures |  |  |  | 2014-12-25 | 2015-04-14 | United States | ES_1129318_CMC90-2301-827_04142015045620_1023793 | 2237342
Curtis Mathes Inc | Curtis Mathes | CMC90-2301-840 | CMC90-2301-840 |  | BR30 | Reflector (Flood/Spot) | E26 (Medium) | Directional | LED | 10 | 65 | 129.1 | 94.8 |  |  | 120 | 850 | 11 | 77.3 | No | 25000 | 4000 | 86 | 21 | 1 | -18 | Dimmable | 10% |  | Damp Location Rated,Not for Use in Enclosed Fixtures |  |  |  | 2014-08-10 | 2015-05-04 | United States | ES_1129318_CMC90-2301-840_05042015025840_1023805 | 2238681
Cree, Inc. | Cree LED Bulb | Cree LED bulb | BBR30-06527FLF-12DE26-3U100 |  | BR30 | Reflector (Flood/Spot) | E26 (Medium) | Directional | LED | 10 | 65 | 129.3 | 94.2 |  |  |  | 650 | 9.5 | 68.4 | No | 25000 | 2700 | 81 | 5 | 0.9 | -25 | Dimmable | 10% |  | Damp Location Rated,Enclosed Fixtures,Wet Location Rated,Recessed Fixtures |  |  |  | 2015-01-15 | 2015-01-08 | United States | ES_1115079_BBR30-06527FLF-12DE26-3U100_01082015201715_8235141 | 2230759
Cree, Inc. | Cree LED Bulb | Cree LED bulb | BBR30-06527FLF-12DE26-3U200 |  | BR30 | Reflector (Flood/Spot) | E26 (Medium) | Directional | LED | 10 | 65 | 129.3 | 94.2 |  |  |  | 650 | 9.5 | 68.4 | No | 25000 | 2700 | 81 | 5 | 0.9 | -25 | Dimmable | 10% |  | Damp Location Rated,Enclosed Fixtures,Wet Location Rated,Recessed Fixtures |  |  |  | 2015-01-15 | 2015-01-08 | Canada | ES_1115079_BBR30-06527FLF-12DE26-3U200_01082015201738_8258276 | 2230761
Cree, Inc. | Cree LED Bulb | Cree LED bulb | BBR30-06527FLF-12DE26-4U100 |  | BR30 | Reflector (Flood/Spot) | E26 (Medium) | Directional | LED | 5 | 65 | 127 | 101.6 |  |  |  | 655 | 9 | 72.8 | No | 25000 | 2700 | 81 | 3 | 0.9 | -25 | Dimmable | 20% |  | Damp Location Rated,Enclosed Fixtures,Recessed Fixtures |  |  |  | 2015-05-16 | 2015-05-20 | United States | ES_1115079_BBR30-06527FLF-12DE26-4U100_05202015162753_9273830 | 2239764
Cree, Inc. | Cree LED Bulb | Cree LED bulb | BBR30-06527FLF-12DE26-4U200 |  | BR30 | Reflector (Flood/Spot) | E26 (Medium) | Directional | LED | 5 | 65 | 127 | 101.6 |  |  |  | 655 | 9 | 72.8 | No | 25000 | 2700 | 81 | 3 | 0.9 | -25 | Dimmable | 20% |  | Damp Location Rated,Enclosed Fixtures,Recessed Fixtures |  |  |  | 2015-05-16 | 2015-05-20 | Canada | ES_1115079_BBR30-06527FLF-12DE26-4U200_05202015165951_1191305 | 2240025
Cree, Inc. | Cree LED Bulb | Cree LED bulb | BBR30-06527FLN-12DE26-1U100 |  | BR30 | Reflector (Flood/Spot) | E26 (Medium) | Directional | LED | 5 | 65 | 127 | 101.6 |  |  | 90 | 710 | 10.5 | 67.6 | No | 25000 | 2700 | 91 | 54 | 0.9 | -25 | Dimmable | 5% | Yes | Damp Location Rated | No |  |  | 2016-05-01 | 2016-04-28 | United States | ES_1115079_BBR30-06527FLN-12DE26-1U100_04282016223332_2812170 | 2265553
Cree, Inc. | Cree LED Bulb | Cree LED bulb | BBR30-06550FLF-12DE26-3U100 |  | BR30 | Reflector (Flood/Spot) | E26 (Medium) | Directional | LED | 10 | 65 | 129.3 | 94.2 |  |  |  | 650 | 9.5 | 68.4 | No | 25000 | 5000 | 81 | 8 | 0.9 | -25 | Dimmable | 10% |  | Damp Location Rated,Enclosed Fixtures,Wet Location Rated,Recessed Fixtures |  |  |  | 2015-01-15 | 2015-01-08 | United States | ES_1115079_BBR30-06550FLF-12DE26-3U100_01082015202112_8472770 | 2230760
Cree, Inc. | Cree LED Bulb | Cree LED bulb | BBR30-06550FLF-12DE26-3U200 |  | BR30 | Reflector (Flood/Spot) | E26 (Medium) | Directional | LED | 10 | 65 | 129.3 | 94.2 |  |  |  | 650 | 9.5 | 68.4 | No | 25000 | 5000 | 81 | 8 | 0.9 | -25 | Dimmable | 10% |  | Damp Location Rated,Enclosed Fixtures,Wet Location Rated,Recessed Fixtures |  |  |  | 2015-01-15 | 2015-01-08 | Canada | ES_1115079_BBR30-06550FLF-12DE26-3U200_01082015202133_8493510 | 2230763
Cree, Inc. | Cree LED Bulb | Cree LED bulb | BBR30-06550FLF-12DE26-4U100 |  | BR30 | Reflector (Flood/Spot) | E26 (Medium) | Directional | LED | 5 | 65 | 127 | 101.6 |  |  |  | 655 | 9 | 72.8 | No | 25000 | 5000 | 82 | 9 | 0.9 | -25 | Dimmable | 20% |  | Damp Location Rated,Enclosed Fixtures,Recessed Fixtures |  |  |  | 2015-05-16 | 2015-05-20 | United States | ES_1115079_BBR30-06550FLF-12DE26-4U100_05202015170034_1234999 | 2240026
Cree, Inc. | Cree LED Bulb | Cree LED bulb | BBR30-06550FLF-12DE26-4U200 |  | BR30 | Reflector (Flood/Spot) | E26 (Medium) | Directional | LED | 5 | 65 | 127 | 101.6 |  |  |  | 655 | 9 | 72.8 | No | 25000 | 5000 | 82 | 9 | 0.9 | -25 | Dimmable | 20% |  | Damp Location Rated,Enclosed Fixtures,Recessed Fixtures |  |  |  | 2015-05-16 | 2015-05-20 | Canada | ES_1115079_BBR30-06550FLF-12DE26-4U200_05202015170120_1280529 | 2240027
Cree, Inc. | Cree LED Bulb | Cree LED bulb | BBR40-07627FLF-12DE26-1U100 |  | BR40 | Reflector (Flood/Spot) | E26 (Medium) | Directional | LED | 5 | 65 | 152.4 | 127 |  |  |  | 760 | 9.6 | 79.2 | No | 25000 | 2700 | 81 | 2 | 0.9 | -25 | Dimmable | 5% |  | Damp Location Rated,Enclosed Fixtures,Recessed Fixtures |  |  |  | 2015-08-01 | 2016-01-15 | United States | ES_1115079_BBR40-07627FLF-12DE26-1U100_01152016213956_3996486 | 2256838
Cree, Inc. | Cree LED Bulb | Cree LED bulb | BBR40-07627FLF-12DE26-1U200 |  | BR40 | Reflector (Flood/Spot) | E26 (Medium) | Directional | LED | 5 | 65 | 152.4 | 127 |  |  |  | 760 | 9.6 | 79.2 | No | 25000 | 2700 | 81 | 2 | 0.9 | -25 | Dimmable | 5% |  | Damp Location Rated,Enclosed Fixtures,Recessed Fixtures |  |  |  | 2015-08-01 | 2016-01-15 | Canada | ES_1115079_BBR40-07627FLF-12DE26-1U200_01152016214028_4028985 | 2256839
Cree, Inc. | Cree LED Bulb | Cree LED bulb | BBR40-07650FLF-12DE26-1U100 |  | BR40 | Reflector (Flood/Spot) | E26 (Medium) | Directional | LED | 5 | 65 | 152.4 | 127 |  |  |  | 760 | 9.6 | 79.2 | No | 25000 | 5000 | 83 | 14 | 0.9 | -25 | Dimmable | 5% |  | Damp Location Rated,Enclosed Fixtures,Recessed Fixtures |  |  |  | 2015-08-01 | 2016-01-15 | United States | ES_1115079_BBR40-07650FLF-12DE26-1U100_01152016214122_4082724 | 2256840
Cree, Inc. | Cree LED Bulb | Cree LED bulb | BBR40-07650FLF-12DE26-1U200 |  | BR40 | Reflector (Flood/Spot) | E26 (Medium) | Directional | LED | 5 | 65 | 152.4 | 127 |  |  |  | 760 | 9.6 | 79.2 | No | 25000 | 5000 | 83 | 14 | 0.9 | -25 | Dimmable | 5% |  | Damp Location Rated,Enclosed Fixtures,Recessed Fixtures |  |  |  | 2015-08-01 | 2016-01-15 | Canada | ES_1115079_BBR40-07650FLF-12DE26-1U200_01152016214259_4179067 | 2256841
Cree, Inc. | Cree LED Bulb | Cree LED bulb | SBR30-06527FLFD-12DE26-1-11 | ,SBR30-06527FLFD-12DE26-1-13, | BR30 | Reflector (Flood/Spot) | E26 (Medium) | Directional | LED | 10 | 65 | 127 | 101.6 |  |  | 114 | 665 | 8 | 83.1 | No | 25000 | 2700 | 82 | 8 | 0.9 | -25 | Dimmable | 5% | Yes | Damp Location Rated | No |  |  | 2016-06-15 | 2016-07-01 | United States | ES_1115079_SBR30-06527FLFD-12DE26-1-11_07052016184216_4136910 | 2271666
Cree, Inc. | Cree LED Bulb | Cree LED bulb | SBR30-06527FLFD-12DE26-1-21 | ,SBR30-06527FLFD-12DE26-1-23, | BR30 | Reflector (Flood/Spot) | E26 (Medium) | Directional | LED | 10 | 65 | 127 | 101.6 |  |  | 114 | 665 | 8 | 83.1 | No | 25000 | 2700 | 82 | 8 | 0.9 | -25 | Dimmable | 5% | Yes | Damp Location Rated | No |  |  | 2016-06-15 | 2016-07-01 | Canada | ES_1115079_SBR30-06527FLFD-12DE26-1-21_07052016184601_4361838 | 2271667
Cree, Inc. | Cree LED Bulb | Cree LED bulb | SBR30-06550FLFD-12DE26-1-11 |  | BR30 | Reflector (Flood/Spot) | E26 (Medium) | Directional | LED | 10 | 65 | 127 | 101.6 |  |  | 117 | 670 | 7 | 95.7 | No | 25000 | 5000 | 86 | 24 | 0.9 | -25 | Dimmable | 5% | Yes | Damp Location Rated | No |  |  | 2016-06-15 | 2016-07-05 | United States | ES_1115079_SBR30-06550FLFD-12DE26-1-11_07052016175847_1527541 | 2271661
Cree, Inc. | Cree LED Bulb | Cree LED bulb | SBR30-06550FLFD-12DE26-1-13 |  | BR30 | Reflector (Flood/Spot) | E26 (Medium) | Directional | LED | 10 | 65 | 127 | 101.6 |  |  | 117 | 670 | 7 | 95.7 | No | 25000 | 5000 | 86 | 24 | 0.9 | -25 | Dimmable | 5% | Yes | Damp Location Rated | No |  |  | 2016-06-15 | 2016-07-05 | United States | ES_1115079_SBR30-06550FLFD-12DE26-1-13_07052016184612_4372442 | 2271663
Cree, Inc. | Cree LED Bulb | Cree LED bulb | SBR30-06550FLFD-12DE26-1-21 |  | BR30 | Reflector (Flood/Spot) | E26 (Medium) | Directional | LED | 10 | 65 | 127 | 101.6 |  |  | 117 | 670 | 7 | 95.7 | No | 25000 | 5000 | 86 | 24 | 0.9 | -25 | Dimmable | 5% | Yes | Damp Location Rated | No |  |  | 2016-06-15 | 2016-07-05 | Canada | ES_1115079_SBR30-06550FLFD-12DE26-1-21_07052016182553_3153835 | 2271662
Cree, Inc. | Cree LED Bulb | Cree LED bulb | SBR30-06550FLFD-12DE26-1-23 |  | BR30 | Reflector (Flood/Spot) | E26 (Medium) | Directional | LED | 10 | 65 | 127 | 101.6 |  |  | 117 | 670 | 7 | 95.7 | No | 25000 | 5000 | 86 | 24 | 0.9 | -25 | Dimmable | 5% | Yes | Damp Location Rated | No |  |  | 2016-06-15 | 2016-07-05 | Canada | ES_1115079_SBR30-06550FLFD-12DE26-1-23_07052016185005_4605217 | 2271664
Cree, Inc. | Cree LED Bulb | Cree LED Bulb | BBR30-06527FLF-12DE26-1U100 | ,BBR30-06527FLF-12DE26-1U200, | BR30 | Reflector (Flood/Spot) | E26 (Medium) | Directional | LED | 10 | 65 | 128.3 | 95.8 |  |  |  | 650 | 9.5 | 68.4 | No | 25000 | 2700 | 82 | 5 | 1 | -25 | Dimmable | 20% |  | Damp Location Rated,Enclosed Fixtures,Wet Location Rated,Recessed Fixtures |  |  |  | 2013-08-01 | 2014-01-15 | United States, Canada | ES_1105798_CREE INC (307097) ¦ BBR30-06527FLF-12DE26-1U100_03092014114433_5473127 | 2205810
Cyber Tech Lighting Inc. | Eco Star | LB11R30/D/WW | LB11R30/D/WW |  | BR30 | Reflector (Flood/Spot) | E26 (Medium) | Directional | LED | 3 | 65 | 130 | 95 |  |  | 120 | 800 | 11 | 72.7 | No | 25000 | 2700 | 82 | 14 | 0.9 | -20 | Dimmable | 10% |  | None |  |  |  | 2014-05-12 | 2014-05-12 | United States | ES_1044586_LB11R30/D/WW_05122014090840_1023609 | 2210311
Dauer Manufacturing | DauerLED | LED BR Bulb | LED-BR30-9PL-27K-120 |  | BR30 | Reflector (Flood/Spot) | E26 (Medium) | Directional | LED | 5 | 65 | 133.1 | 95.2 |  |  |  | 680 | 9 | 75.6 | No | 25000 | 2700 | 82 | 15 | 1 | -20 | Dimmable | 10% |  | Damp Location Rated,Recessed Fixtures,Shatter Resistant,Not for Use in Enclosed Fixtures |  |  |  | 2015-07-20 | 2015-07-24 | United States | ES_1117251_LED-BR30-9PL-27K-120_07242015173822_3009184 | 2245213
Do It Best Corporation | Do It | FE-R30-15W/27K | FE-R30-15W/27K | ,558540, | BR30 | Reflector (Flood/Spot) | E26 (Medium) | Directional | CFL | 7 | 65 | 136.4 | 94.8 |  | 1.5 |  | 750 | 15 | 50 | No | 10000 | 2700 | 83 | -3 | 0.6 | -15 |  |  |  | None |  |  |  | 2014-08-10 | 2014-09-09 | United States | ES_45665_FE-R30-15W/27K_09092014040110_1023667 | 2219017
EarthTronics, Inc. | Meijer | LBR3827D | LBR3827D | ,LBR3827D,3479692,3804614 | BR30 | Reflector (Flood/Spot) | E26 (Medium) | Directional | LED | 10 | 65 | 133 | 95 |  |  | 110 | 650 | 8.8 | 73.9 | No | 25000 | 2700 | 82 | 9 | 0.9 | -20 | Dimmable | 10% |  | Damp Location Rated,Not for Use in Enclosed Fixtures |  |  |  | 2014-01-01 | 2015-09-22 | United States, Canada | ES_1056945_LBR3827D_09182015133313_8911401 | 2248315
EarthTronics, Inc. | Meijer | LBR3850D | LBR3850D | ,LBR3850D,3662477,3804615 | BR30 | Reflector (Flood/Spot) | E26 (Medium) | Directional | LED | 10 | 65 | 133 | 95 |  |  | 110 | 650 | 8.8 | 73.9 | No | 25000 | 5000 | 84 | 16 | 0.9 | -20 | Dimmable | 10% | No | Damp Location Rated | No |  |  | 2016-01-01 | 2016-05-26 | United States, Canada | ES_1056945_LBR3850D_05242016135530_6249048 | 2268766
EarthTronics, Inc. | Meijer | LED | LBR3927D | ,,3479692 | BR30 | Reflector (Flood/Spot) | E26 (Medium) | Directional | LED | 10 | 65 | 133 | 95 |  |  |  | 650 | 9.5 | 68.4 | No | 25000 | 2700 | 82 | 13 | 1 | -20 | Dimmable | 10% |  | None |  |  |  | 2015-02-20 | 2015-02-19 | United States | ES_1056945_LBR3927D_02232015115732_4497581 | 2233800
EarthTronics, Inc. | Meijer | LED | LBR3950D | ,,3662477 | BR30 | Reflector (Flood/Spot) | E26 (Medium) | Directional | LED | 10 | 65 | 133 | 95 |  |  |  | 650 | 9.5 | 68.4 | No | 25000 | 5000 | 86 | 18 | 1 | -20 | Dimmable | 10% |  | None |  |  |  | 2015-02-20 | 2015-02-19 | United States | ES_1056945_LBR3950D_02232015115732_2718572 | 2233801
EarthTronics, Inc. | Meijer | LED | LBR41027D | ,,3479693 | BR40 | Reflector (Flood/Spot) | E26 (Medium) | Directional | LED | 10 | 65 | 157 | 125 |  |  | 104 | 650 | 10 | 65 | No | 25000 | 2700 | 82 | 6 | 0.9 | -20 | Dimmable | 10% |  | None |  |  |  | 2015-02-20 | 2015-02-19 | United States | ES_1056945_LBR41027D_02232015115655_6603281 | 2233799
Eco LED Bright, Inc. | Eco bright | BR30D-11W-5K-046 | BR30D-11W-5K-046 |  | BR30 | Reflector (Flood/Spot) | E26 (Medium) | Directional | LED | 3 | 65 | 129.7 | 94.2 |  |  |  | 850 | 11 | 77.3 | No | 25000 | 5000 | 85 | 16 | 1 | -20 | Dimmable | 10% |  | Damp Location Rated,Not for Use in Enclosed Fixtures |  |  |  | 2015-04-01 | 2015-10-06 | United States | ES_1126283_BR30D-11W-5K-046_10072015070000_1023910 | 2249705
EarthTronics, Inc. | EarthBulb | LBR31227D | 10132 |  | BR30 | Reflector (Flood/Spot) | E26 (Medium) | Directional | LED | 10 | 65 | 133 | 95 |  |  | 110 | 865 | 12.1 | 72.1 | No | 40000 | 2700 | 83 | 21 | 0.9 | -20 | Dimmable | 10% |  | Damp Location Rated,Not for Use in Enclosed Fixtures |  |  |  | 2014-01-01 | 2015-04-15 | United States, Canada | ES_1056945_10132_04142015162200_9455835 | 2237476
EarthTronics, Inc. | EarthBulb | LBR31230D5 | LBR31230D5 |  | BR30 | Reflector (Flood/Spot) | E26 (Medium) | Directional | LED | 4 | 65 | 132 | 95 |  |  |  | 850 | 12.2 | 69.7 | No | 25000 | 3000 | 91 | 56 | 0.9 | -40 | Dimmable | 10% |  | Damp Location Rated,Not for Use in Enclosed Fixtures |  |  |  | 2015-01-01 | 2016-04-14 | United States, Canada | ES_1056945_LBR31230D5_04122016134504_7107049 | 2264223
EarthTronics, Inc. | EarthBulb | LBR3827D | LBR3827D | ,LBR3827D,10203,10204 | BR30 | Reflector (Flood/Spot) | E26 (Medium) | Directional | LED | 10 | 65 | 133 | 95 |  |  | 110 | 650 | 8.8 | 73.9 | No | 25000 | 2700 | 82 | 9 | 0.9 | -20 | Dimmable | 10% |  | Damp Location Rated,Not for Use in Enclosed Fixtures |  |  |  | 2014-01-01 | 2015-10-08 | United States, Canada | ES_1056945_LBR3827D_10082015135207_8673364 | 2249740
EarthTronics, Inc. | EarthBulb | LBR3840D5 | LBR3840D5 | ,LBR3840D5,10405 | BR30 | Reflector (Flood/Spot) | E26 (Medium) | Directional | LED | 10 | 65 | 133 | 95 |  |  | 110 | 650 | 8.8 | 73.9 | No | 25000 | 4000 | 82 | 5 | 0.9 | -20 | Dimmable | 10% | No | Damp Location Rated | No |  |  | 2016-01-01 | 2016-09-09 | United States, Canada | ES_1056945_LBR3840D5_08232016160817_3124424 | 2278626
EarthTronics, Inc. | EarthBulb | LBR3850D | LBR3850D | ,LBR3850D,10250,10228 | BR30 | Reflector (Flood/Spot) | E26 (Medium) | Directional | LED | 10 | 65 | 133 | 95 |  |  | 110 | 650 | 8.9 | 73 | No | 25000 | 5000 | 84 | 16 | 0.9 | -20 | Dimmable | 10% |  | Damp Location Rated,Not for Use in Enclosed Fixtures |  |  |  | 2014-01-01 | 2015-12-15 | United States, Canada | ES_1056945_LBR3850D_12112015152434_3455774 | 2254998
EarthTronics, Inc. | EarthBulb | LBR41027D | 10130 | LBR41027D,10035,10W,650lm,25000h,2700K; LBR41027D,10130,10W,650lm,25000h,2700K | BR40 | Reflector (Flood/Spot) | E26 (Medium) | Directional | LED | 10 | 65 | 157 | 125 |  |  | 120 | 650 | 10 | 65 | No | 25000 | 2700 | 82 | 6 | 0.9 | -20 | Dimmable | 10% |  | Damp Location Rated,Not for Use in Enclosed Fixtures |  |  |  | 2014-01-01 | 2015-04-15 | United States, Canada | ES_1056945_10130_04142015152351_7086145 | 2237477
EarthTronics, Inc. | EarthBulb | LBR41027D5 | LBR41027D5 | ,LBR41027D5,10296 | BR40 | Reflector (Flood/Spot) | E26 (Medium) | Directional | LED | 10 | 65 | 158.8 | 124.4 |  |  |  | 700 | 10 | 70 | No | 25000 | 2700 | 82 | 7 | 0.9 | -20 | Dimmable | 10% | No | Damp Location Rated | No |  |  | 2016-01-01 | 2016-10-19 | United States, Canada | ES_1056945_LBR41027D5_07272016094435_3418769 | 2281748
EarthTronics, Inc. | EarthBulb | LED | L3BR310D | ,,L3BR31021BD; LED,L3BR31027D,19344 | BR30 | Reflector (Flood/Spot) | E26 (Medium) | Directional | LED | 3 | 65 | 134 | 95 |  |  | 112 | 650 | 10 | 65 | No | 40000 | 2700 | 83 | 21 | 0.9 | -20 | Dimmable | 10% |  | None |  |  |  | 2014-06-19 | 2014-06-24 | United States | ES_1056945_L3BR310D_07102014111833_3326336 | 2214845
EarthTronics, Inc. | EarthBulb | LED | L3BR31227D | ,,10121 | BR30 | Reflector (Flood/Spot) | E26 (Medium) | Directional | LED | 10 | 65 | 133 | 95 |  |  | 110 | 865 | 12.1 | 71.7 | No | 40000 | 2700 | 83 | 21 | 0.9 | -20 | Dimmable | 10% |  | None |  |  |  | 2015-01-05 | 2015-01-05 | United States | ES_1056945_L3BR31227D_01062015165901_1045644 | 2230589
EarthTronics, Inc. | EarthBulb | LED | L3BR31230D | ,,19788 | BR30 | Reflector (Flood/Spot) | E26 (Medium) | Directional | LED | 3 | 65 | 133 | 95 |  |  | 113 | 865 | 12 | 72.1 | No | 40000 | 3000 | 84 | 24 | 0.9 | -20 | Dimmable | 10% |  | None |  |  |  | 2014-06-19 | 2014-06-24 | United States | ES_1056945_L3BR31230D_07102014112300_9012466 | 2214846
EarthTronics, Inc. | EarthBulb | LED | L3BR31327DCEC | ,,19757 | BR30 | Reflector (Flood/Spot) | E26 (Medium) | Directional | LED | 3 | 65 | 133 | 95 |  |  |  | 700 | 13 | 53.8 | No | 40000 | 2700 | 93 | 57 | 1 | -20 | Dimmable | 10% |  | Other,not for use in enclosed fixture |  |  |  | 2014-06-20 | 2014-07-23 | United States | ES_1056945_L3BR31327DCEC; 19757_07252014180109_3319297 | 2216426
EarthTronics, Inc. | EarthBulb | LED | LBR3927D | ,,10051; ,LBR3927D,10138 | BR30 | Reflector (Flood/Spot) | E26 (Medium) | Directional | LED | 10 | 65 | 133 | 95 |  |  | 110 | 650 | 9.5 | 69.1 | No | 40000 | 2700 | 82 | 13 | 1 | -20 | Dimmable | 10% |  | None |  |  |  | 2015-02-08 | 2015-02-10 | United States, Canada | ES_1056945_LBR3927D_02192015163628_1303003 | 2233442
EarthTronics, Inc. | EarthBulb | LED | LBR3930D | ,,10037 | BR30 | Reflector (Flood/Spot) | E26 (Medium) | Directional | LED | 10 | 65 | 133 | 95 |  |  | 110 | 650 | 9.5 | 69.1 | No | 40000 | 3000 | 84 | 12 | 1 | -20 | Dimmable | 10% |  | None |  |  |  | 2015-02-08 | 2015-02-10 | United States, Canada | ES_1056945_LBR3930D_02192015163628_3150348 | 2233443
EarthTronics, Inc. | EarthBulb | LED | LBR3950D | ,,10079; ,LBR3950D,10139 | BR30 | Reflector (Flood/Spot) | E26 (Medium) | Directional | LED | 10 | 65 | 133 | 95 |  |  | 110 | 650 | 9.5 | 69.1 | No | 40000 | 5000 | 86 | 18 | 1 | -20 | Dimmable | 10% |  | None |  |  |  | 2015-02-08 | 2015-02-10 | United States, Canada | ES_1056945_LBR3950D_02192015164642_9281811 | 2233444
Eco LED Bright, Inc. | Eco bright | LED BR LAMP | BR30D-11W-27K-012 |  | BR30 | Reflector (Flood/Spot) | E26 (Medium) | Directional | LED | 3 | 65 | 130 | 95 |  |  | 113 | 850 | 11 | 77.2 | No | 25000 | 2700 | 82 | 14 | 0.9 | -20 | Dimmable | 10% |  | Not for Use in Enclosed Fixtures |  |  |  | 2014-12-16 | 2014-12-16 | United States, Canada | ES_1126283_BR30D-11W-27K-012_12162014015730_1023728 | 2229498
Eco LED Bright, Inc. | Eco bright | LED BR LAMP | ECO-SP850-11-3K-D-L |  | BR30 | Reflector (Flood/Spot) | E26 (Medium) | Directional | LED | 3 | 65 | 130 | 95 |  |  |  | 850 | 11.1 | 76.6 | No | 25000 | 3000 | 83 | 17 |  | -20 | Dimmable | 10% |  | None |  |  |  | 2014-04-30 | 2014-09-18 | United States, Canada | ES_1126283_ECO-SP850-11-3K-D-L_09182014092840_1023672 | 2219797
Efficient Lighting Technologies | elite energy | self-ballasted LED Lamps | ELTBR310WL | ,,ELTBR310WL | BR30 | Reflector (Flood/Spot) | E26 (Medium) | Directional | LED | 5 | 65 | 135 | 95 |  |  | 120 | 750 | 13 | 57.7 | No | 25000 | 2700 | 81 | 5 | 1 | -20 | Dimmable | 10% |  | Not for Use in Enclosed Fixtures |  |  |  | 2016-02-01 | 2016-01-29 | United States | ES_1130289_ELTBR310WL_02032016105746_9583179 | 2257741
EiKO Global, LLC | EiKO | LED | LED10WBR30/827-DIM |  | BR30 | Reflector (Flood/Spot) | E26 (Medium) | Directional | LED | 5 | 65 | 134 | 95 |  |  |  | 650 | 10 | 65 | No | 40000 | 2700 | 83 | 21 | 0.9 | -40 | Dimmable | 10% |  | Other,not for use in enclosed fixture |  |  |  | 2014-06-30 | 2014-07-23 | United States, Canada | ES_1004593_LED10WBR30/827-DIM_07252014180023_6273791 | 2216429
EiKO Global, LLC | EiKO | LED | LED10WBR30/830-DIM |  | BR30 | Reflector (Flood/Spot) | E26 (Medium) | Directional | LED | 5 | 65 | 133 | 95 |  |  | 113 | 685 | 10 | 68.5 | No | 40000 | 3000 | 84 | 24 | 0.9 | -40 | Dimmable | 10% |  | None |  |  |  | 2014-06-15 | 2014-06-24 | United States, Canada | ES_1004593_LED10WBR30/830-DIM_07092014183546_9424507 | 2214842
EiKO Global, LLC | EiKO | LED | LED10WBR40/827-DIM |  | BR40 | Reflector (Flood/Spot) | E26 (Medium) | Directional | LED | 5 | 65 | 157 | 125 |  |  |  | 685 | 10 | 68.5 | No | 40000 | 2700 | 83 | 19 | 0.9 | -40 | Dimmable | 10% |  | Other,not for use in enclosed fixtures |  |  |  | 2014-07-06 | 2014-07-23 | United States, Canada | ES_1004593_LED10WBR40/827-DIM_07252014180240_3533582 | 2216438
EiKO Global, LLC | EiKO | LED | LED10WBR40/830-DIM |  | BR40 | Reflector (Flood/Spot) | E26 (Medium) | Directional | LED | 5 | 65 | 160 | 125 |  |  |  | 685 | 10.3 | 66.6 | No | 40000 | 3000 | 82 | 17 | 0.9 | -40 | Dimmable | 10% |  | None |  |  |  | 2014-11-20 | 2014-11-14 | United States | ES_1004593_LED10WBR40/830-DIM_11212014164653_5762337 | 2226329
EiKO Global, LLC | EiKO | LED | LED11WBR30/827K-DIM-G5 |  | BR30 | Reflector (Flood/Spot) | E26 (Medium) | Directional | LED | 5 | 65 | 128.9 | 94.7 |  |  |  | 850 | 11 | 77.3 | No | 25000 | 2700 | 82 | 9 | 1 | -20 | Dimmable | 10% |  | Damp Location Rated,Not for Use in Enclosed Fixtures |  |  |  | 2015-05-13 | 2015-05-13 | United States, Canada | ES_1004593_LED11WBR30/827K-DIM-G5_05132015034440_1023809 | 2239311
EiKO Global, LLC | EiKO | LED | LED11WBR30/830K-DIM-G5 |  | BR30 | Reflector (Flood/Spot) | E26 (Medium) | Directional | LED | 5 | 65 | 128.9 | 94.7 |  |  |  | 850 | 11 | 77.3 | No | 25000 | 3000 | 82 | 9 |  | -20 | Dimmable | 10% |  | Damp Location Rated,Not for Use in Enclosed Fixtures |  |  |  | 2015-05-13 | 2015-05-13 | United States, Canada | ES_1004593_LED11WBR30/830K-DIM-G5_05132015032550_1023809 | 2239308
EiKO Global, LLC | EiKO | LED | LED11WBR30/840K-DIM-G5 |  | BR30 | Reflector (Flood/Spot) | E26 (Medium) | Directional | LED | 5 | 65 | 128.9 | 95.7 |  |  | 110 | 850 | 11 | 77.3 | No | 25000 | 4000 | 84 | 16 | 1 | -20 | Dimmable | 10% |  | Damp Location Rated,Not for Use in Enclosed Fixtures |  |  |  | 2015-05-13 | 2015-05-13 | United States, Canada | ES_1004593_LED11WBR30/840K-DIM-G5_05132015033550_1023809 | 2239309
EiKO Global, LLC | EiKO | LED | LED12WBR30/827-DIM |  | BR30 | Reflector (Flood/Spot) | E26 (Medium) | Directional | LED | 5 | 65 | 133 | 95 |  |  |  | 865 | 12 | 72 | No | 40000 | 2700 | 83 | 21 | 1 | -40 | Dimmable | 10% |  | Other,not for use in enclosed fixtures |  |  |  | 2014-06-30 | 2014-07-23 | United States, Canada | ES_1004593_LED12WBR30/827-DIM_07252014180100_5205923 | 2216428
EiKO Global, LLC | EiKO | LED | LED12WBR30/830-DIM |  | BR30 | Reflector (Flood/Spot) | E26 (Medium) | Directional | LED | 5 | 65 | 133 | 95 |  |  |  | 865 | 12 | 72.1 | No | 40000 | 3000 | 84 | 24 | 0.9 | -40 | Dimmable | 10% |  | Other,not for use in enclosed fixtures |  |  |  | 2014-06-30 | 2014-07-23 | United States, Canada | ES_1004593_LED12WBR30/830-DIM_07252014180047_2706260 | 2216427
EiKO Global, LLC | EiKO | LED | LED12WBR30/927K-DIM-G5 |  | BR30 | Reflector (Flood/Spot) | E26 (Medium) | Directional | LED | 5 | 65 | 129 | 94.8 |  |  | 108 | 800 | 12 | 66.7 | No | 25000 | 2700 | 93 | 68 | 1 | -20 | Dimmable | 10% |  | Damp Location Rated,Not for Use in Enclosed Fixtures |  |  |  | 2015-06-30 | 2015-07-01 | United States, Canada | ES_1004593_LED12WBR30/927K-DIM-G5_07012015031110_1023842 | 2242696
EiKO Global, LLC | EiKO | LED | LED12WBR30/930K-DIM-G5 |  | BR30 | Reflector (Flood/Spot) | E26 (Medium) | Directional | LED | 5 | 65 | 129 | 94.7 |  |  | 108 | 800 | 12 | 66.7 | No | 25000 | 3000 | 94 | 70 | 1 | -20 | Dimmable | 10% |  | Damp Location Rated,Not for Use in Enclosed Fixtures |  |  |  | 2015-06-30 | 2015-07-01 | United States, Canada | ES_1004593_LED12WBR30/930K-DIM-G5_07012015031730_1023842 | 2242697
EiKO Global, LLC | EiKO | SP15/R30/27K-GU24 | SP15/R30/27K-GU24 |  | BR30 | Reflector (Flood/Spot) | GU24 | Directional | CFL | 2 | 65 | 121.5 | 94.8 |  | 1.6 |  | 690 | 15.2 | 45.3 | No | 10000 | 2700 | 83 | -2 | 0.6 | -18 |  |  |  | Not for Use in Enclosed Fixtures |  |  |  | 2014-09-17 | 2014-09-30 | United States, Canada | ES_1004593_SP15/R30/27K-GU24_09302014044440_1023681 | 2220892
EiKO Global, LLC | LITESPANLED | LED | LED11WBR30/850K-DIM-G5 |  | BR30 | Reflector (Flood/Spot) | E26 (Medium) | Directional | LED | 5 | 65 | 129.7 | 94.2 |  |  |  | 850 | 11 | 77.3 | No | 25000 | 5000 | 85 | 16 |  | -20 | Dimmable | 10% |  | Damp Location Rated,Not for Use in Enclosed Fixtures |  |  |  | 2015-10-26 | 2015-10-26 | United States, Canada | ES_1004593_LED11WBR30/850K-DIM-G5_10262015034840_1023920 | 2251231
Elec-Tech International Co.,Ltd. | ETI | BR30 LED Lamp | 52988302 |  | BR30 | Reflector (Flood/Spot) | E26 (Medium) | Directional | LED | 5 | 65 | 134 | 95 |  |  |  | 800 | 12 | 66.7 | No | 25000 | 2700 | 81 | 11 | 1 | -20 | Dimmable | 10% |  | None |  |  |  | 2014-10-20 | 2014-10-28 | United States, Canada | ES_1129756_52988302_10292014163856_8911921 | 2224043
Elec-Tech International Co.,Ltd. | ETI | Integral LED Lamps | 525071XX | ,,("XX" could 01-10) (Where "XX" could denote color temperature, 01-10 identifies 2700K) | BR30 | Reflector (Flood/Spot) | E26 (Medium) | Directional | LED | 3 | 65 | 134.5 | 94.5 |  |  | 110 | 650 | 10 | 65 | No | 25000 | 2700 | 82 | 16 | 0.8 | -20 | Dimmable | 20% |  | None |  |  |  | 2013-10-11 | 2014-09-11 | United States, Canada | ES_1129756_525071XX("XX" could 01-10)_09182014080047_1460710 | 2219731
EiKO Global, LLC | EiKO | LED | LED8WBR30/827K-DIM-G5 |  | BR30 | Reflector (Flood/Spot) | E26 (Medium) | Directional | LED | 5 | 65 | 128.5 | 94.7 |  |  |  | 650 | 8.5 | 76.5 | No | 25000 | 2700 | 82 | 8 | 1 | -20 | Dimmable | 10% |  | Damp Location Rated,Not for Use in Enclosed Fixtures |  |  |  | 2015-06-02 | 2015-06-02 | United States, Canada | ES_1004593_LED8WBR30/827K-DIM-G5_06022015024840_1023824 | 2240839
EiKO Global, LLC | EiKO | LED | LED8WBR30/830K-DIM-G5 |  | BR30 | Reflector (Flood/Spot) | E26 (Medium) | Directional | LED | 5 | 65 | 128.5 | 94.7 |  |  |  | 650 | 8.6 | 75.6 | No | 25000 | 3000 | 82 | 7 | 1 | -20 | Dimmable | 10% |  | Damp Location Rated,Not for Use in Enclosed Fixtures |  |  |  | 2015-06-02 | 2015-06-02 | United States, Canada | ES_1004593_LED8WBR30/830K-DIM-G5_06022015024000_1023824 | 2240838
EiKO Global, LLC | EiKO | LED | LED8WBR30/840K-DIM-G5 |  | BR30 | Reflector (Flood/Spot) | E26 (Medium) | Directional | LED | 5 | 65 | 128.5 | 94.7 |  |  |  | 650 | 8.2 | 79.3 | No | 25000 | 4000 | 84 | 15 | 0.9 | -20 | Dimmable | 10% |  | Damp Location Rated,Not for Use in Enclosed Fixtures |  |  |  | 2015-06-12 | 2015-06-12 | United States, Canada | ES_1004593_LED8WBR30/840K-DIM-G5_06122015052840_1023831 | 2241538
EiKO Global, LLC | EiKO | LED BR30 BULB | LED11WBR30/927K-DIM-G6 |  | BR30 | Reflector (Flood/Spot) | E26 (Medium) | Directional | LED | 5 | 65 | 131.1 | 95 |  |  |  | 800 | 11 | 72.7 | No | 25000 | 2700 | 93 | 66 | 0.9 | -20 | Dimmable | 10% | No | Damp Location Rated | No |  |  | 2016-07-15 | 2016-07-11 | United States, Canada | ES_1004593_LED11WBR30/927K-DIM-G6_07112016163201_2384052 | 2273615
EiKO Global, LLC | EiKO | LED BR30 BULB | LED11WBR30/930K-DIM-G6 |  | BR30 | Reflector (Flood/Spot) | E26 (Medium) | Directional | LED | 5 | 65 | 130 | 94.8 |  |  |  | 800 | 11 | 72.7 | No | 25000 | 3000 | 92 | 61 | 0.9 | -20 | Dimmable | 10% | No | Damp Location Rated | No |  |  | 2016-07-15 | 2016-07-11 | United States, Canada | ES_1004593_LED11WBR30/930K-DIM-G6_07112016163226_3489001 | 2273616
Elec-Tech International Co.,Ltd. | Whirlpool | LED BR30 SPOT LIGHT | WBR30L27S2B |  | BR30 | Reflector (Flood/Spot) | E26 (Medium) | Directional | LED | 5 | 65 | 130 | 95 | 253 |  | 107 | 750 | 10.5 | 71.4 | No | 25000 | 2700 | 81 | 9 | 0.9 | -20 | Dimmable | 10% |  | None |  |  |  | 2014-05-01 | 2014-11-24 | United States, Canada | ES_1129756_WBR30L27S2B_12032014175746_8363824 | 2226655
Elong International USA Inc. | GREENWATT | LED BR LAMP | G-L4-BR30D-11W-27K |  | BR30 | Reflector (Flood/Spot) | E26 (Medium) | Directional | LED | 3 | 65 | 130 | 94.8 |  |  |  | 850 | 11 | 77.3 | No | 25000 | 2700 | 83 | 13 | 1 | -20 | Dimmable | 10% | No | Damp Location Rated | No |  |  | 2016-07-15 | 2016-07-12 | United States, Canada | ES_1128524_G-L4-BR30D-11W-27K_07122016160302_3019400 | 2272549
Emergy, LLC | Emergy | G4 9W BR30 3000K | EBR30-9-3 |  | BR30 | Reflector (Flood/Spot) | E26 (Medium) | Directional | LED | 5 | 65 | 133 | 95 |  |  | 110 | 650 | 9 | 72.2 | No | 25000 | 3000 | 83 | 11 | 0.9 | -20 | Dimmable | 10% |  | None |  |  |  | 2015-12-20 | 2015-12-22 | United States | ES_1131959_EBR30-9-3_12312015123335_5355844 | 2255714
Energetic Lighting Inc. | Energetic | BR30 | E3B310D-827-VB |  | BR30 | Reflector (Flood/Spot) | E26 (Medium) | Directional | LED | 5 | 65 | 127 | 95 |  |  |  | 650 | 10 | 65 | No | 25000 | 2700 | 81 | 6 | 0.9 | -20 | Dimmable | 10% |  | None |  |  |  | 2014-03-01 | 2015-05-14 | United States, Canada | ES_32673_E3B310D-827-VB_05152015144616_7945961 | 2239525
Energetic Lighting Inc. | Energetic | BR30 | E3B310D-830-VB |  | BR30 | Reflector (Flood/Spot) | E26 (Medium) | Directional | LED | 5 | 65 | 127 | 95 |  |  |  | 650 | 10 | 65 | No | 25000 | 3000 | 82 | 6 | 0.9 | -20 | Dimmable | 10% |  | None |  |  |  | 2014-03-01 | 2015-05-14 | United States, Canada | ES_32673_E3B310D-830-VB_05152015144616_6269707 | 2239526
Energetic Lighting Inc. | Energetic | BR30 | L3B310D-827-VB |  | BR30 | Reflector (Flood/Spot) | E26 (Medium) | Directional | LED | 5 | 65 | 127 | 95 |  |  | 120 | 650 | 10 | 65 | No | 25000 | 2700 | 81 | 5 | 0.9 | -20 | Dimmable | 10% |  | None |  |  |  | 2014-03-01 | 2015-05-14 | United States, Canada | ES_32673_L3B310D-827-VB_05152015144909_4142034 | 2239527
Energetic Lighting Inc. | Energetic | BR30 | L3B310D-830-VB |  | BR30 | Reflector (Flood/Spot) | E26 (Medium) | Directional | LED | 5 | 65 | 127 | 95 |  |  | 119 | 650 | 10 | 65 | No | 25000 | 3000 | 82 | 6 | 0.9 | -20 | Dimmable | 10% |  | None |  |  |  | 2014-03-01 | 2015-05-14 | United States, Canada | ES_32673_L3B310D-830-VB_05152015144909_9391192 | 2239528
Energetic Lighting Inc. | Energetic | BR30 CFL | E152-15RW |  | BR30 | Reflector (Flood/Spot) | E26 (Medium) | Directional | CFL | 2 | 65 | 136.5 | 94.5 |  | 2.5 |  | 750 | 15 | 50 | No | 10000 | 2700 | 83 | -4 | 0.6 | -15 |  |  |  | Damp Location Rated,Enclosed Fixtures,Wet Location Rated,Recessed Fixtures |  |  |  | 2014-10-25 | 2014-10-28 | United States, Canada | ES_32673_E152-15RW_10282014155620_5920163 | 2224399
Energetic Lighting Inc. | Energetic | LED BR LAMP | ELY12D-BRW-VB |  | BR30 | Reflector (Flood/Spot) | E26 (Medium) | Directional | LED | 3 | 65 | 127 | 95 |  |  |  | 800 | 12.5 | 68 | No | 25000 | 3000 | 83 | 19 | 0.9 | -20 | Dimmable | 10% |  | None |  |  |  | 2014-01-01 | 2014-10-24 | United States, Canada | ES_32673_ELY12D-BRW-VB_10242014164643_2805644 | 2223596
Energetic Lighting Inc. | Energetic | LED BR LAMP | ELY12D-2BRS9-VB |  | BR30 | Reflector (Flood/Spot) | E26 (Medium) | Directional | LED | 5 | 65 | 126 | 95 | 258 |  |  | 715 | 12 | 59.6 | No | 25000 | 3000 | 94 | 74 | 0.9 | -20 | Dimmable | 10% |  | None |  |  |  | 2014-06-01 | 2014-10-16 | United States, Canada | ES_32673_ELY12D-2BRS9-VB_10222014133900_7721773 | 2223101
Energetic Lighting Inc. | Energetic | LED BR LAMP | ELY12D-2BRS-VB |  | BR30 | Reflector (Flood/Spot) | E26 (Medium) | Directional | LED | 3 | 65 | 126 | 95 |  |  | 120 | 750 | 12 | 62.5 | No | 25000 | 3000 | 82 | 16 | 0.9 | -20 | Dimmable | 10% |  | Damp Location Rated |  |  |  | 2014-03-01 | 2014-05-23 | United States, Canada | ES_32673_ELY12D-2BRS-VB_06052014152928_8054216 | 2212455
Energetic Lighting Inc. | Energetic | LED BR LAMP | ELY12D-2BRW9-VB |  | BR30 | Reflector (Flood/Spot) | E26 (Medium) | Directional | LED | 5 | 65 | 126 | 95 | 242 |  |  | 715 | 12 | 59.6 | No | 25000 | 2700 | 92 | 61 | 0.9 | -20 | Dimmable | 10% |  | None |  |  |  | 2014-06-01 | 2014-10-16 | United States, Canada | ES_32673_ELY12D-2BRW9-VB_10222014133900_2110133 | 2223100
Energetic Lighting Inc. | Energetic | LED BR LAMP | ELY12D-2BRW-VB |  | BR30 | Reflector (Flood/Spot) | E26 (Medium) | Directional | LED | 3 | 65 | 126 | 95 |  |  | 120 | 750 | 12 | 62.5 | No | 25000 | 2700 | 81 | 10 | 0.9 | -20 | Dimmable | 10% |  | Damp Location Rated |  |  |  | 2014-03-01 | 2014-05-23 | United States, Canada | ES_32673_ELY12D-2BRW-VB_06052014152928_2823464 | 2212454
Energetic Lighting Inc. | Energetic | LED BR LAMP | ELYL12D-2BRW-VB |  | BR30 | Reflector (Flood/Spot) | E26 (Medium) | Directional | LED | 3 | 65 | 126 | 95 |  |  | 110 | 650 | 12 | 54.2 | No | 25000 | 2700 | 82 | 9 | 0.9 | -20 | Dimmable | 10% |  | Damp Location Rated |  |  |  | 2014-03-01 | 2014-05-23 | United States | ES_32673_ELYL12D-2BRW-VB_06052014152905_9880334 | 2212457
Electric Zone Inc. | EZ IN TOUCH WITH TOMORROW | LED | EZ-L2BR30D-10W-2700K |  | BR30 | Reflector (Flood/Spot) | E26 (Medium) | Directional | LED | 3 | 65 | 135.1 | 94.6 |  |  | 107 | 750 | 10 | 75 | No | 25000 | 2700 | 82 | 10 | 0.9 | -20 | Dimmable | 5% | No | None | No |  |  | 2016-05-30 | 2016-07-13 | United States | ES_1128240_EZ-L2BR30D-10W-2700K_07212016153436_5728805 | 2272907
Electric Zone Inc. | EZ IN TOUCH WITH TOMORROW | LED | EZ-L2BR30D-10W-3000K |  | BR30 | Reflector (Flood/Spot) | E26 (Medium) | Directional | LED | 3 | 65 | 135.1 | 94.6 |  |  | 108 | 750 | 10 | 75 | No | 25000 | 3000 | 81 | 4 | 0.9 | -20 | Dimmable | 5% | No | None | No |  |  | 2016-05-30 | 2016-07-13 | United States | ES_1128240_EZ-L2BR30D-10W-3000K_07212016153436_2601179 | 2272908
Electric Zone Inc. | EZ IN TOUCH WITH TOMORROW | LED | EZ-L2BR30D-10W-5000K | ,EZ-L2BR30D-10W, | BR30 | Reflector (Flood/Spot) | E26 (Medium) | Directional | LED | 3 | 65 | 135.1 | 94.6 |  |  | 113 | 750 | 10 | 75 | No | 25000 | 5000 | 84 | 15 | 0.9 | -20 | Dimmable | 5% | No | None | No |  |  | 2016-05-30 | 2016-07-13 | United States | ES_1128240_EZ-L2BR30D-10W-5000K_07212016153436_4076663 | 2272909
ESL Vision LLC | ESL Vision | ESL-BR30-8w-327 | ESL-BR30-8w-327 | ,ESL-BR30-8w-327,2700K; ,ESL-BR30-8w-330,3000K; ,ESL-BR30-8w-340,4000K; ,ESL-BR30-8w-350,5000K | BR30 | Reflector (Flood/Spot) | E26 (Medium) | Directional | LED | 5 | 65 | 133 | 95 |  |  | 120 | 650 | 8.8 | 73.8 | No | 25000 | 2700 | 82 | 9 | 0.9 | -20 | Dimmable | 10% | No | Damp Location Rated | No |  |  | 2016-01-01 | 2016-10-26 | United States, Canada | ES_1120936_ESL-BR30-8w-327_09272016142514_7655226 | 2282458
ESL Vision LLC | ESL Vision | BR30 | ESL-BR30-9W-230 |  | BR30 | Reflector (Flood/Spot) | E26 (Medium) | Directional | LED | 5 | 65 | 133.1 | 95.2 |  |  | 104 | 700 | 9 | 77.8 | No | 25000 | 3000 | 82 | 11 | 1 | -20 | Dimmable | 10% |  | None |  |  |  | 2015-07-01 | 2015-07-27 | United States | ES_1120936_ESL-BR30-9W-230_07272015125621_1023861 | 2244520
ESL Vision LLC | ESL Vision | BR30 | ESL-BR30-9W-240 |  | BR30 | Reflector (Flood/Spot) | E26 (Medium) | Directional | LED | 5 | 65 | 133.1 | 95.2 |  |  | 105 | 750 | 9 | 83.3 | No | 25000 | 4000 | 83 | 7 | 1 | -20 | Dimmable | 10% |  | None |  |  |  | 2015-07-01 | 2015-07-27 | United States | ES_1120936_ESL-BR30-9W-240_07272015010730_1023861 | 2244521
ESL Vision LLC | ESL Vision | BR30 9Watt | ESL-BR30-9W-227 |  | BR30 | Reflector (Flood/Spot) | E26 (Medium) | Directional | LED | 5 | 65 | 133.1 | 95.2 |  |  |  | 680 | 9 | 75.6 | No | 25000 | 2700 | 82 | 15 | 1 | -20 | Dimmable | 10% |  | Damp Location Rated |  |  |  | 2015-07-01 | 2015-07-14 | United States | ES_1120936_ESL-BR30-9W-227_07142015052330_1023853 | 2243310
ESL Vision LLC | ESL Vision | Dimmable BR30 | ESL-BR30-13W-130 |  | BR30 | Reflector (Flood/Spot) | E26 (Medium) | Directional | LED | 5 | 65 | 133.2 | 95.7 |  |  |  | 850 | 13 | 65.4 | No | 25000 | 3000 | 82 | 9 | 0.9 | -20 | Dimmable | 15% |  | Damp Location Rated,Recessed Fixtures,Shatter Resistant |  |  |  | 2015-03-30 | 2015-04-09 | United States, Canada | ES_1120936_ESL-BR30-13W-130_04092015162121_2097641 | 2237563
Greenlite Lighting Corporation | Greenlite | 11W/LED/BR30D | 11W/LED/BR30D |  | BR30 | Reflector (Flood/Spot) | E26 (Medium) | Directional | LED | 3 | 65 | 128.9 | 94.7 |  |  | 110 | 850 | 11 | 77.3 | No | 25000 | 3000 | 82 | 9 | 1 | -20 | Dimmable | 10% |  | Damp Location Rated,Not for Use in Enclosed Fixtures |  |  |  | 2015-09-24 | 2015-09-24 | United States, Canada | ES_31571_11W/LED/BR30D_09242015105331_1023903 | 2248487
Greenlite Lighting Corporation | Greenlite | 11W/LED/BR30D/27K | 11W/LED/BR30D/27K |  | BR30 | Reflector (Flood/Spot) | E26 (Medium) | Directional | LED | 3 | 65 | 130 | 95 |  |  | 113 | 800 | 11 | 72.7 | No | 25000 | 2700 | 82 | 14 | 0.9 | -20 | Dimmable | 10% |  | None |  |  |  | 2014-05-02 | 2014-05-02 | United States | ES_31571_11W/LED/BR30D/27K_05022014022550_1023605 | 2209991
Greenlite Lighting Corporation | Greenlite | 11W/LED/BR30D 3000K | 11W/LED/BR30D |  | BR30 | Reflector (Flood/Spot) | E26 (Medium) | Directional | LED | 3 | 65 | 130 | 95 |  |  |  | 850 | 11.1 | 76.6 | No | 25000 | 3000 | 83 | 17 | 0.9 | -20 | Dimmable | 10% |  | Damp Location Rated |  |  |  | 2014-10-13 | 2014-10-13 | United States, Canada | ES_31571_11W/LED/BR30D_10132014044950_1023694 | 2222313
Greenlite Lighting Corporation | Greenlite | 11W/LED/BR30D/40K | 11W/LED/BR30D/40K |  | BR30 | Reflector (Flood/Spot) | E26 (Medium) | Directional | LED | 3 | 65 | 128.9 | 95.7 |  |  | 110 | 850 | 11 | 77.3 | No | 25000 | 4000 | 84 | 16 | 1 | -20 | Dimmable | 10% |  | Damp Location Rated,Not for Use in Enclosed Fixtures |  |  |  | 2015-09-24 | 2015-09-24 | United States, Canada | ES_31571_11W/LED/BR30D/40K_09242015105621_1023903 | 2248488
Greenlite Lighting Corporation | Greenlite | 11W/LED/BR30D/40K | 11W/LED/BR30D/40K |  | BR30 | Reflector (Flood/Spot) | E26 (Medium) | Directional | LED | 3 | 65 | 130 | 95 |  |  |  | 850 | 11 | 77.3 | No | 25000 | 4000 | 85 | 26 | 0.9 | -20 | Dimmable | 10% |  | Damp Location Rated,Not for Use in Recessed Fixtures,Not for Use in Enclosed Fixtures,Recessed Fixtures |  |  |  | 2014-08-10 | 2015-01-26 | United States, Canada | ES_31571_11W/LED/BR30D/40K_01262015054440_1023753 | 2231835
GreenTech Environmental | purePower | LED BR30 Lamp | LEDBR30E26D2700K11W |  | BR30 | Reflector (Flood/Spot) | E26 (Medium) | Directional | LED | 3 | 65 | 130.8 | 94.8 |  |  | 111 | 850 | 11 | 77.3 | No | 25000 | 2700 | 81 | 3 | 0.9 | -20 | Dimmable | 10% | No | Damp Location Rated | No |  |  | 2016-05-06 | 2016-05-06 | United States, Canada | ES_1131090_LEDBR30E26D2700K11W_05062016043330_1024008 | 2266266
Hangzhou Junction Imp. and Exp. Co., Ltd | THINKLUX LIGHTING | LED Lamp | TKBR30658CTD |  | BR30 | Reflector (Flood/Spot) | E26 (Medium) | Directional | LED | 3 | 65 | 129.1 | 95.1 |  |  |  | 650 | 9 | 72.2 | No | 25000 | 3000 | 82 | 8 | 0.9 | -20 | Dimmable | 10% | No | Damp Location Rated,Use With Timers,Dim to Warm,Use With Photo and/or Motion Sensors | No |  |  | 2016-10-10 | 2016-10-17 | United States, Canada | ES_1130334_TKBR30658CTD_10172016185632_2438719 | 2282234
Hangzhou Junction Imp. and Exp. Co., Ltd | THINKLUX LIGHTING | LED Lamp | TKBR3065927D |  | BR30 | Reflector (Flood/Spot) | E26 (Medium) | Directional | LED | 3 | 65 | 131.1 | 95 |  |  |  | 800 | 11 | 72.7 | No | 25000 | 2700 | 93 | 66 | 0.9 | -20 | Dimmable | 10% | No | Damp Location Rated,Use With Timers,Use With Photo and/or Motion Sensors | No |  |  | 2016-07-10 | 2016-08-11 | United States, Canada | ES_1130334_TKBR3065927D_08112016185601_3742189 | 2275211
Hangzhou Yuzhong Gaohong Lighting Electrical Equipment Co., Ltd | WOOJONG | BR30 | xxx BR30 65WE aaa cccccc | ,,(XXX = Brand Type , aaa= CCT N50= 5000K, NW=4000K, WW=3000K, W27=2700, cccc = optical information for marketing purpose or blank) | BR30 | Reflector (Flood/Spot) | E26 (Medium) | Directional | LED | 3 | 65 | 133 | 95.6 |  |  |  | 800 | 9.5 | 84.2 | No | 25000 | 2700 | 81 | 6 | 1 | -20 | Dimmable | 10% |  | Not for Use in Recessed Fixtures |  |  |  | 2015-09-10 | 2015-09-28 | United States, Canada | ES_1058355_xxx BR30 65WE aaa cccccc_10052015124940_6748406 | 2249366
Hangzhou Yuzhong Gaohong Lighting Electrical Equipment Co., Ltd | WOOJONG | BR30 | xxx BR30 65WE aaa cccccc | ,,(XXX = Brand Type , aaa= CCT N50= 5000K, NW=4000K, WW=3000K, W27=2700, cccc = optical information for marketing purpose or blank) | BR30 | Reflector (Flood/Spot) | E26 (Medium) | Directional | LED | 3 | 65 | 133 | 95.6 |  |  |  | 800 | 9.5 | 84.2 | No | 25000 | 3000 | 83 | 14 | 1 | -20 | Dimmable | 10% |  | Not for Use in Recessed Fixtures |  |  |  | 2015-09-10 | 2015-09-28 | United States, Canada | ES_1058355_xxx BR30 65WE aaa cccccc_10052015125028_6018810 | 2249367
Hangzhou Yuzhong Gaohong Lighting Electrical Equipment Co., Ltd | WOOJONG | BR30 | xxx BR30 65WE aaa cccccc | ,,(XXX = Brand Type , aaa= CCT N50= 5000K, NW=4000K, WW=3000K, W27=2700, cccc = optical information for marketing purpose or blank) | BR30 | Reflector (Flood/Spot) | E26 (Medium) | Directional | LED | 3 | 65 | 133 | 95.6 |  |  |  | 800 | 9.5 | 84.2 | No | 25000 | 4000 | 84 | 16 | 1 | -20 | Dimmable | 10% |  | Not for Use in Recessed Fixtures |  |  |  | 2015-09-10 | 2015-09-28 | United States, Canada | ES_1058355_xxx BR30 65WE aaa cccccc_10052015125116_5457773 | 2249368
Hangzhou Yuzhong Gaohong Lighting Electrical Equipment Co., Ltd | WOOJONG | BR30 | xxx BR30 65WE aaa cccccc | ,,(XXX = Brand Type , aaa= CCT N50= 5000K, NW=4000K, WW=3000K, W27=2700, cccc = optical information for marketing purpose or blank) | BR30 | Reflector (Flood/Spot) | E26 (Medium) | Directional | LED | 3 | 65 | 133 | 95.6 |  |  |  | 800 | 9.5 | 84.2 | No | 25000 | 5000 | 86 | 25 | 1 | -20 | Dimmable | 10% |  | Not for Use in Recessed Fixtures |  |  |  | 2015-09-10 | 2015-09-28 | United States, Canada | ES_1058355_xxx BR30 65WE aaa cccccc_10052015125216_2322263 | 2249369
HD Supply Facilities Maintenance | Maintenance Warehouse | CFL 15W BR30 | 313286 | ,ESL15BR30/4/HDS,RETAIL NUMBER | BR30 | Reflector (Flood/Spot) | E26 (Medium) | Directional | CFL | 2 | 65 | 134.8 | 94 |  | 1 |  | 695 | 15 | 46.3 | No | 10000 | 2700 | 84 | -5 | 0.6 | -23 |  |  |  | None |  |  |  | 2015-02-15 | 2015-02-23 | United States | ES_1048137_313286_02232015023950_1023770 | 2233833
HD Supply Facilities Maintenance | Maintenance Warehouse | Directional LED Lamp | BR30/650/LED/4/HDS |  | BR30 | Reflector (Flood/Spot) | E26 (Medium) | Directional | LED | 3 | 65 | 128.9 | 94.7 |  |  | 110 | 650 | 10 | 65 | No | 25000 | 2700 | 82 | 17 | 1 | -25 | Dimmable | 5% |  | Damp Location Rated |  |  |  | 2015-02-02 | 2015-02-05 | United States | ES_1048137_BR30/650/LED/4/HDS_02052015035950_1023760 | 2232736
Heathfield LED | Heathfield LED | Energy Saver BR30 | HEA-BR30/10W27K | ,,HEA-BR30/10W27K | BR30 | Reflector (Flood/Spot) | E26 (Medium) | Directional | LED | 3 | 65 | 131.4 | 95 |  |  |  | 770 | 10 | 80 | No | 25000 | 2700 | 82 | 3 |  | -20 | Dimmable |  |  | None |  |  |  | 2015-06-20 | 2016-06-30 | United States | ES_1134490_HEA-BR30/10W27K_07012016144130_4059055 | 2271375
Heathfield LED | Heathfield LED | Energy Saver BR30 | HEA-BR30/10W5K | ,,HEA-BR30/10W5K | BR30 | Reflector (Flood/Spot) | E26 (Medium) | Directional | LED | 3 | 65 | 131.4 | 95 |  |  |  | 900 | 10 | 80 | No | 25000 | 5000 | 83 | 11 |  | -20 | Dimmable |  |  | None |  |  |  | 2015-06-20 | 2016-06-30 | United States | ES_1134490_HEA-BR30/10W5K_07012016144201_6325862 | 2271376
Hengdian Group Tospo Lighting Co., Ltd. | Tospo | G5 TP120-12/BR30 DIM 2700K | G5 TP120-12/BR30 DIM 2700K | ,G5 TP120-12/BR30 DIM 2700K,2700K | BR30 | Reflector (Flood/Spot) | E26 (Medium) | Directional | LED | 3 | 65 | 133.3 | 94.9 | 258 |  |  | 750 | 12 | 62.5 | Yes | 25000 | 2700 | 91 | 52 | 0.9 | 87 | Dimmable | 8% | Yes | Damp Location Rated | No |  |  | 2016-01-01 | 2016-09-14 | United States, Canada | ES_1020320_G5 TP120-12/BR30 DIM 2700K_09012016144458_5588342 | 2279088
Hengdian Group Tospo Lighting Co., Ltd. | Tospo | LED | 663871 |  | BR40 | Reflector (Flood/Spot) | E26 (Medium) | Directional | LED | 3 | 65 | 160 | 125 |  |  |  | 685 | 10 | 68.5 | No | 40000 | 3000 | 82 | 17 | 0.9 | -40 | Dimmable | 10% |  | Enclosed Fixtures |  |  |  | 2014-06-05 | 2014-05-29 | United States | ES_1020320_663871_06052014164343_4860427 | 2212481
Hengdian Group Tospo Lighting Co., Ltd. | Tospo | LED | 663872 |  | BR30 | Reflector (Flood/Spot) | E26 (Medium) | Directional | LED | 3 | 65 | 133 | 95 |  |  |  | 865 | 12 | 72.1 | No | 40000 | 3000 | 84 | 24 | 0.9 | -40 | Dimmable | 10% |  | Enclosed Fixtures |  |  |  | 2014-06-05 | 2014-05-29 | United States | ES_1020320_663872_06052014164403_6012695 | 2212480
Hengdian Group Tospo Lighting Co., Ltd. | Tospo | LED | 663873 |  | BR30 | Reflector (Flood/Spot) | E26 (Medium) | Directional | LED | 3 | 65 | 133 | 95 |  |  |  | 685 | 10 | 68.5 | No | 40000 | 3000 | 84 | 24 | 0.9 | -40 | Dimmable | 10% |  | None |  |  |  | 2014-06-28 | 2014-06-20 | United States | ES_1020320_663873_07092014184141_3538811 | 2214812
Hengdian Group Tospo Lighting Co., Ltd. | Tospo | LED | 667825 |  | BR30 | Reflector (Flood/Spot) | E26 (Medium) | Directional | LED | 3 | 65 | 134 | 95 |  |  |  | 685 | 10 | 68.5 | No | 40000 | 2700 | 83 | 21 | 0.9 | -40 | Dimmable | 10% |  | Enclosed Fixtures |  |  |  | 2014-06-08 | 2014-05-30 | United States | ES_1020320_667825_06122014143733_9059001 | 2213589
Hengdian Group Tospo Lighting Co., Ltd. | Tospo | LED | 667826 |  | BR30 | Reflector (Flood/Spot) | E26 (Medium) | Directional | LED | 3 | 65 | 133 | 95 |  |  |  | 865 | 12 | 72.1 | No | 40000 | 2700 | 83 | 21 | 1 | -40 | Dimmable | 10% |  | Enclosed Fixtures |  |  |  | 2014-06-05 | 2014-05-29 | United States | ES_1020320_667826_06052014164426_2675129 | 2212478
Hengdian Group Tospo Lighting Co., Ltd. | Tospo | LED | 668486 |  | BR30 | Reflector (Flood/Spot) | E26 (Medium) | Directional | LED | 3 | 65 | 133 | 95 |  |  |  | 865 | 13.6 | 64.1 | No | 40000 | 3000 | 92 | 52 | 1 | -40 | Dimmable | 10% |  | None |  |  |  | 2014-10-30 | 2014-10-22 | United States | ES_1020320_668486_10242014153642_6055786 | 2223586
Hengdian Group Tospo Lighting Co., Ltd. | Tospo | LED | 668492 |  | BR30 | Reflector (Flood/Spot) | E26 (Medium) | Directional | LED | 3 | 65 | 133 | 95 |  |  |  | 700 | 13 | 53.8 | No | 40000 | 3000 | 94 | 61 | 1 | -40 | Dimmable | 10% |  | Enclosed Fixtures |  |  |  | 2014-06-15 | 2014-06-20 | United States | ES_1020320_668492_07092014183359_2336141 | 2214850
Hengdian Group Tospo Lighting Co., Ltd. | Tospo | LED | 668493 |  | BR30 | Reflector (Flood/Spot) | E26 (Medium) | Directional | LED | 3 | 65 | 133 | 95 |  |  |  | 700 | 13 | 53.8 | No | 40000 | 2700 | 93 | 57 | 1 | -40 | Dimmable | 10% |  | Enclosed Fixtures |  |  |  | 2014-05-22 | 2014-05-28 | United States | ES_1020320_668493_06052014161126_2720372 | 2212461
Hengdian Group Tospo Lighting Co., Ltd. | Tospo | LED | 670710 |  | BR40 | Reflector (Flood/Spot) | E26 (Medium) | Directional | LED | 3 | 65 | 157 | 125 |  |  |  | 685 | 10 | 68.5 | No | 40000 | 2700 | 83 | 19 | 0.9 | -40 | Dimmable | 10% |  | Enclosed Fixtures |  |  |  | 2014-06-08 | 2014-05-30 | United States | ES_1020320_670710_06122014143744_5569256 | 2213588
Hengdian Group Tospo Lighting Co., Ltd. | Tospo | LED | 678660 |  | BR30 | Reflector (Flood/Spot) | E26 (Medium) | Directional | LED | 3 | 65 | 133 | 95 |  |  |  | 650 | 9.5 | 68.4 | No | 40000 | 2700 | 82 | 13 | 1 | -40 | Dimmable | 10% |  | None |  |  |  | 2014-10-30 | 2014-10-23 | United States | ES_1020320_678660_10242014164749_3407296 | 2223573
Hengdian Group Tospo Lighting Co., Ltd. | Tospo | LED | 678661 |  | BR30 | Reflector (Flood/Spot) | E26 (Medium) | Directional | LED | 3 | 65 | 133 | 95 |  |  |  | 650 | 9.5 | 68.4 | No | 40000 | 3000 | 84 | 12 | 1 | -40 | Dimmable | 10% |  | None |  |  |  | 2014-10-30 | 2014-10-23 | United States | ES_1020320_678661_10242014164749_7908596 | 2223574
Hengdian Group Tospo Lighting Co., Ltd. | Tospo | LED | 682065 |  | BR40 | Reflector (Flood/Spot) | E26 (Medium) | Directional | LED | 3 | 65 | 157 | 125 |  |  | 104 | 650 | 10 | 65 | No | 40000 | 2700 | 82 | 6 | 0.9 | -40 | Dimmable | 10% |  | None |  |  |  | 2015-06-10 | 2015-06-09 | United States | ES_1020320_682065_06102015080915_5904539 | 2241339
Hengdian Group Tospo Lighting Co., Ltd. | Tospo | LED | 682066 |  | BR40 | Reflector (Flood/Spot) | E26 (Medium) | Directional | LED | 3 | 65 | 157 | 125 |  |  | 104 | 650 | 10 | 65 | No | 40000 | 3000 | 83 | 9 | 0.9 | -40 | Dimmable | 10% |  | None |  |  |  | 2015-06-10 | 2015-06-09 | United States | ES_1020320_682066_06102015080915_2463485 | 2241340
Hengdian Group Tospo Lighting Co., Ltd. | Tospo | LED | 682067 |  | BR40 | Reflector (Flood/Spot) | E26 (Medium) | Directional | LED | 3 | 65 | 157 | 125 |  |  | 104 | 650 | 10 | 65 | No | 40000 | 4000 | 85 | 15 | 0.9 | -40 | Dimmable | 10% |  | None |  |  |  | 2015-06-10 | 2015-06-09 | United States | ES_1020320_682067_06102015080915_5803227 | 2241341
Hengdian Group Tospo Lighting Co., Ltd. | Tospo | LED | 686456 |  | BR30 | Reflector (Flood/Spot) | E26 (Medium) | Directional | LED | 3 | 65 | 126 | 90 |  |  |  | 650 | 7.6 | 86.6 | No | 40000 | 2700 | 83 | 9 | 1 | -40 |  |  |  | None |  |  |  | 2014-10-30 | 2014-10-23 | United States | ES_1020320_686456_10242014164735_7036747 | 2223580
Hengdian Group Tospo Lighting Co., Ltd. | Tospo | LED | 686457 |  | BR30 | Reflector (Flood/Spot) | E26 (Medium) | Directional | LED | 3 | 65 | 126 | 90 |  |  |  | 650 | 7.8 | 86.6 | No | 40000 | 3000 | 84 | 13 | 1 | -40 |  |  |  | None |  |  |  | 2014-10-30 | 2014-10-23 | United States | ES_1020320_686457_10242014164735_6872113 | 2223581
Hengdian Group Tospo Lighting Co., Ltd. | Tospo | LED | 686458 |  | BR30 | Reflector (Flood/Spot) | E26 (Medium) | Directional | LED | 3 | 65 | 126 | 90 |  |  |  | 650 | 7.7 | 86.6 | No | 40000 | 4000 | 87 | 24 | 1 | -40 |  |  |  | None |  |  |  | 2014-10-30 | 2014-10-23 | United States | ES_1020320_686458_10242014164735_1891902 | 2223582
Hengdian Group Tospo Lighting Co., Ltd. | Tospo | LED | 687596 |  | BR30 | Reflector (Flood/Spot) | E26 (Medium) | Directional | LED | 3 | 65 | 133 | 95 |  |  |  | 800 | 13.5 | 59.2 | No | 40000 | 3000 | 93 | 62 | 1 | -40 | Dimmable | 10% |  | None |  |  |  | 2014-10-30 | 2014-10-23 | United States | ES_1020320_687596_10242014164713_9286665 | 2223583
Hengdian Group Tospo Lighting Co., Ltd. | Tospo | LED | 687597 |  | BR30 | Reflector (Flood/Spot) | E26 (Medium) | Directional | LED | 3 | 65 | 133 | 95 |  |  |  | 800 | 13.5 | 59.2 | No | 40000 | 4000 | 93 | 62 | 1 | -40 | Dimmable | 10% |  | None |  |  |  | 2014-10-30 | 2014-10-23 | United States | ES_1020320_687597_10242014164713_2347619 | 2223584
Hengdian Group Tospo Lighting Co., Ltd. | Tospo | LED | 689084 |  | BR30 | Reflector (Flood/Spot) | E26 (Medium) | Directional | LED | 3 | 65 | 133 | 95 |  |  |  | 650 | 9.5 | 68.4 | No | 40000 | 4000 | 85 | 12 | 1 | -40 | Dimmable | 10% |  | None |  |  |  | 2014-10-30 | 2014-10-23 | United States | ES_1020320_689084_10242014164749_5066581 | 2223575
Hengdian Group Tospo Lighting Co., Ltd. | Tospo | LED | 689095 |  | BR30 | Reflector (Flood/Spot) | E26 (Medium) | Directional | LED | 3 | 65 | 133 | 95 |  |  |  | 650 | 9.5 | 68.4 | No | 40000 | 5000 | 85 | 18 | 1 | -40 | Dimmable | 10% |  | None |  |  |  | 2014-10-30 | 2014-10-23 | United States | ES_1020320_689095_10242014164749_2460408 | 2223576
Hengdian Group Tospo Lighting Co., Ltd. | Tospo | LED | 691488 |  | BR30 | Reflector (Flood/Spot) | E26 (Medium) | Directional | LED | 3 | 65 | 127 | 90 |  |  |  | 650 | 8.5 | 76.5 | No | 40000 | 3000 | 85 | 16 | 0.9 | -40 | Dimmable | 10% |  | None |  |  |  | 2014-10-30 | 2014-10-23 | United States | ES_1020320_691488_10242014164742_2450957 | 2223578
Hengdian Group Tospo Lighting Co., Ltd. | Tospo | LED | 691489 |  | BR30 | Reflector (Flood/Spot) | E26 (Medium) | Directional | LED | 3 | 65 | 127 | 90 |  |  |  | 650 | 8.6 | 76.5 | No | 40000 | 4000 | 87 | 24 | 0.9 | -40 | Dimmable | 10% |  | None |  |  |  | 2014-10-30 | 2014-10-23 | United States | ES_1020320_691489_10242014164742_3052288 | 2223579
Hengdian Group Tospo Lighting Co., Ltd. | Tospo | LED | 691491 |  | BR30 | Reflector (Flood/Spot) | E26 (Medium) | Directional | LED | 3 | 65 | 127 | 90 |  |  |  | 650 | 8.5 | 76.5 | No | 40000 | 2700 | 83 | 9 | 0.9 | -40 | Dimmable | 10% |  | None |  |  |  | 2014-10-30 | 2014-10-23 | United States | ES_1020320_691491_10242014164742_4504712 | 2223577
Hengdian Group Tospo Lighting Co., Ltd. | Tospo | LED | 691510 |  | BR30 | Reflector (Flood/Spot) | E26 (Medium) | Directional | LED | 3 | 65 | 132 | 95 |  |  |  | 800 | 11 | 72.7 | No | 40000 | 3000 | 93 | 62 | 0.9 | -40 | Dimmable | 10% |  | None |  |  |  | 2015-09-15 | 2015-09-28 | United States | ES_1020320_691510_10022015130038_3305266 | 2249329
Hengdian Group Tospo Lighting Co., Ltd. | Tospo | LED | 691511 |  | BR30 | Reflector (Flood/Spot) | E26 (Medium) | Directional | LED | 3 | 65 | 132 | 95 |  |  |  | 800 | 11 | 72.7 | No | 40000 | 2700 | 92 | 58 | 0.9 | -40 | Dimmable | 10% |  | None |  |  |  | 2015-09-15 | 2015-09-28 | United States | ES_1020320_691511_10022015130038_6448734 | 2249327
Hengdian Group Tospo Lighting Co., Ltd. | Tospo | LED | 697221 |  | BR30 | Reflector (Flood/Spot) | GU24 | Directional | LED | 3 | 65 | 132 | 95 |  |  |  | 800 | 11 | 72.7 | No | 40000 | 2700 | 92 | 58 | 0.9 | -40 | Dimmable | 10% |  | None |  |  |  | 2015-09-15 | 2015-09-28 | United States | ES_1020320_697221_10022015130038_9917265 | 2249328
Hengdian Group Tospo Lighting Co., Ltd. | Tospo | LED | 703388 |  | BR30 | Reflector (Flood/Spot) | GU24 | Directional | LED | 3 | 65 | 132 | 95 |  |  |  | 800 | 11 | 72.7 | No | 40000 | 3000 | 93 | 62 | 0.9 | -40 | Dimmable | 10% |  | None |  |  |  | 2015-09-15 | 2015-09-28 | United States | ES_1020320_703388_10022015130038_7917302 | 2249330
Homelite Technology Co. Ltd | Homelite | BR30 Lamp | HTRD3004 |  | BR30 | Reflector (Flood/Spot) | E26 (Medium) | Directional | LED | 5 | 65 | 133 | 95 |  |  | 110 | 650 | 9 | 72.2 | No | 25000 | 3000 | 83 | 11 | 0.9 | -30 | Dimmable | 10% |  | None |  |  |  | 2015-12-05 | 2015-12-11 | United States | ES_1070287_HTRD3004_12232015131249_6133322 | 2255453
Homelite Technology Co. Ltd | Homelite | BR30 Lamp | HTRD3004/30K |  | BR30 | Reflector (Flood/Spot) | E26 (Medium) | Directional | LED | 5 | 65 | 133 | 95 |  |  | 110 | 650 | 9 | 72.2 | No | 25000 | 3000 | 83 | 11 | 0.9 | -30 | Dimmable | 10% |  | Damp Location Rated |  |  |  | 2015-11-20 | 2015-11-13 | United States | ES_1070287_HTRD3004/30K_11242015125519_8646831 | 2253280
Homelite Technology Co. Ltd | Homelite | BR30 Lamp | HTRD3004/40K |  | BR30 | Reflector (Flood/Spot) | E26 (Medium) | Directional | LED | 5 | 65 | 133 | 95 |  |  | 110 | 650 | 9.4 | 69.1 | No | 25000 | 4000 | 82 | 5 | 0.9 | -30 | Dimmable | 10% |  | Damp Location Rated |  |  |  | 2015-11-20 | 2015-11-13 | United States | ES_1070287_HTRD3004/40K_11242015125519_3524106 | 2253281
Homelite Technology Co. Ltd | Homelite | BR30 Lamp | HTRD3004/50K |  | BR30 | Reflector (Flood/Spot) | E26 (Medium) | Directional | LED | 5 | 65 | 133 | 95 |  |  | 110 | 650 | 9.4 | 69.1 | No | 25000 | 5000 | 83 | 11 | 0.9 | -30 | Dimmable | 10% |  | None |  |  |  | 2015-12-05 | 2015-12-11 | United States | ES_1070287_HTRD3004/50K_12232015131249_8693410 | 2255452
HONGKONG CHITE TRADE CO., LTD | Li-Tech | Integral LED Lamp | LT-US-BR308W2308E-V2 |  | BR30 | Reflector (Flood/Spot) | E26 (Medium) | Directional | LED | 3 | 65 | 132.2 | 95.1 |  |  |  | 650 | 8 | 81.3 | No | 25000 | 3000 | 84 | 17 | 0.8 | -20 | Dimmable | 5% | No | Damp Location Rated | No |  |  | 2016-10-25 | 2016-10-19 | United States, Canada | ES_1124874_LT-US-BR308W2308E-V2_10192016172101_2348799 | 2282253
HONGKONG CHITE TRADE CO., LTD | Li-Tech | Integral LED Lamp | LT-US-BR308W2508E-V2 |  | BR30 | Reflector (Flood/Spot) | E26 (Medium) | Directional | LED | 3 | 65 | 132.9 | 94.6 |  |  |  | 650 | 8 | 81.3 | No | 25000 | 5000 | 85 | 21 | 0.9 | -20 | Dimmable | 5% | No | Damp Location Rated | No |  |  | 2016-09-30 | 2016-10-10 | United States, Canada | ES_1124874_LT-US-BR308W2508E-V2_10102016154235_2319901 | 2281151
HONGKONG CHITE TRADE CO., LTD | Li-Tech | Integral LED Lamp | LT-US-BR309.5W2278E-V2 |  | BR30 | Reflector (Flood/Spot) | E26 (Medium) | Directional | LED | 3 | 65 | 132.4 | 95 |  |  |  | 750 | 9.5 | 78.9 | No | 25000 | 2700 | 86 | 31 | 0.9 | -20 | Dimmable | 5% | No | Damp Location Rated,Shatter Resistant,Vibration Service | No |  |  | 2016-05-01 | 2016-05-23 | United States, Canada | ES_1124874_LT-US-BR309.5W2278E-V2_05232016153901_3249893 | 2281147
HONGKONG CHITE TRADE CO., LTD | Li-Tech | Integral LED Lamp | LT-US-BR309.5W2308E-V2 |  | BR30 | Reflector (Flood/Spot) | E26 (Medium) | Directional | LED | 3 | 65 | 132.2 | 95.1 |  |  |  | 750 | 9.5 | 78.9 | No | 25000 | 3000 | 84 | 18 | 0.9 | -20 | Dimmable | 5% | No | Damp Location Rated,Shatter Resistant,Vibration Service | No |  |  | 2016-05-01 | 2016-05-23 | United States, Canada | ES_1124874_LT-US-BR309.5W2308E-V2_05232016153933_4578823 | 2281148
Hyperikon Inc. | Hyperikon | LED | HyperBR30-272 | ,,302000401 | BR30 | Reflector (Flood/Spot) | E26 (Medium) | Directional | LED | 5 | 65 | 133 | 95 |  |  | 110 | 700 | 10 | 70 | No | 25000 | 2700 | 92 | 58 | 0.9 | -30 | Dimmable | 10% |  | None |  |  |  | 2015-11-06 | 2015-11-04 | United States | ES_1130573_HyperBR30-272_11062015142629_7610054 | 2252013
Hyperikon Inc. | Hyperikon | LED | HyperBR30-302 | ,,302000402 | BR30 | Reflector (Flood/Spot) | E26 (Medium) | Directional | LED | 5 | 65 | 133 | 95 |  |  | 110 | 720 | 9.3 | 77.4 | No | 25000 | 3000 | 92 | 58 | 0.9 | -30 | Dimmable | 10% |  | None |  |  |  | 2015-11-06 | 2015-11-04 | United States | ES_1130573_HyperBR30-302_11062015142551_6611858 | 2252012
Hyperikon Inc. | Hyperikon | LED | HyperBR30-402 | ,,302000403 | BR30 | Reflector (Flood/Spot) | E26 (Medium) | Directional | LED | 5 | 65 | 133 | 95 |  |  | 110 | 740 | 9.9 | 74.7 | No | 25000 | 4000 | 95 | 74 | 0.9 | -30 | Dimmable | 10% |  | None |  |  |  | 2015-11-06 | 2015-11-04 | United States | ES_1130573_HyperBR30-402_11062015142709_1865119 | 2252014
Green Creative | Green Creative | LED Lamp | 10BR30G3DIM/827 | ,,40604 | BR30 | Reflector (Flood/Spot) | E26 (Medium) | Directional | LED | 5 | 65 | 134 | 95 |  |  |  | 650 | 10 | 65 | No | 40000 | 2700 | 83 | 21 | 0.9 | -20 | Dimmable | 10% |  | None |  |  |  | 2014-06-18 | 2014-06-11 | United States | ES_1111662_10BR30G3DIM/827_06232014204444_6354545 | 2213553
Green Creative | Green Creative | LED Lamp | 10BR30G3DIM/830 | ,,40605 | BR30 | Reflector (Flood/Spot) | E26 (Medium) | Directional | LED | 5 | 65 | 133 | 95 |  |  |  | 685 | 10 | 69 | No | 40000 | 3000 | 84 | 24 | 0.9 | -20 | Dimmable | 10% |  | None |  |  |  | 2014-06-18 | 2014-06-11 | United States | ES_1111662_10BR30G3DIM/830; 40605_06132014154744_4338182 | 2213554
Green Creative | Green Creative | LED Lamp | 10BR40G3DIM/827 | ,,40609 | BR40 | Reflector (Flood/Spot) | E26 (Medium) | Directional | LED | 5 | 65 | 157 | 125 |  |  |  | 705 | 10 | 71 | No | 40000 | 2700 | 83 | 19 | 0.9 | -20 | Dimmable | 10% |  | None |  |  |  | 2014-06-18 | 2014-06-19 | United States | ES_1111662_10BR40G3DIM/827_07102014105127_2121873 | 2214818
Green Creative | Green Creative | LED Lamp | 11BR30G4DIM/927/GU24 |  | BR30 | Reflector (Flood/Spot) | GU24 | Directional | LED | 5 | 65 | 132 | 95 |  |  | 110 | 750 | 11 | 68.2 | No | 25000 | 2700 | 92 | 58 | 1 | -20 | Dimmable | 67% | Yes | Damp Location Rated | No |  |  | 2015-05-13 | 2016-10-20 | United States, Canada | ES_1111662_11BR30G4DIM/927/GU24_05132015111137_5497822 | 2282106
Green Creative | Green Creative | LED Lamp | 13BR30G3DIM/927 | ,,40642 | BR30 | Reflector (Flood/Spot) | E26 (Medium) | Directional | LED | 5 | 65 | 133 | 95 |  |  |  | 700 | 13 | 54 | No | 40000 | 2700 | 93 | 57 | 1 | -20 | Dimmable | 10% |  | None |  |  |  | 2014-06-18 | 2014-06-11 | United States | ES_1111662_13BR30G3DIM/927_06232014204224_5707673 | 2213552
Greenlite Lighting Corporation | Greenlite | 8W/LED/BR30 | 8W/LED/BR30 |  | BR30 | Reflector (Flood/Spot) | E26 (Medium) | Directional | LED | 3 | 65 | 127.8 | 94.8 |  |  | 109 | 650 | 8 | 81.3 | No | 25000 | 3000 | 83 | 17 | 0.9 | -20 | Dimmable | 10% |  | Damp Location Rated |  |  |  | 2014-08-19 | 2014-08-19 | United States | ES_31571_8W/LED/BR30_08202014111441_1023655 | 2217697
Halco Lighting Technologies | ProLED | BR30FL10/827/LED | BR30FL10/827/LED | ,80976,retail number | BR30 | Reflector (Flood/Spot) | E26 (Medium) | Directional | LED | 5 | 65 | 130.2 | 95.8 |  |  | 106 | 750 | 9.5 | 78.9 | No | 25000 | 2700 | 82 | 11 | 0.9 | -20 | Dimmable | 5% | No | None | No |  |  | 2016-08-01 | 2016-08-18 | United States | ES_1020184_BR30FL10/827/LED_08192016015440_1024060 | 2276177
Halco Lighting Technologies | ProLED | BR30FL10/827/LED | BR30FL10/827/LED | ,80976,RETAIL NUMBER | BR30 | Reflector (Flood/Spot) | E26 (Medium) | Directional | LED | 5 | 65 | 130.2 | 95.8 |  |  |  | 750 | 9.5 | 78.9 | No | 25000 | 2700 | 82 | 11 | 0.9 | -20 | Dimmable | 5% |  | Not for Use in Enclosed Fixtures |  |  |  | 2016-02-03 | 2016-02-11 | United States, Canada | ES_1020184_BR30FL10/827/LED_02122016055620_1023968 | 2260060
Halco Lighting Technologies | ProLED | BR30FL10/830/LED | BR30FL10/830/LED | ,80977,retail number | BR30 | Reflector (Flood/Spot) | E26 (Medium) | Directional | LED | 5 | 65 | 130.2 | 95.8 |  |  | 106 | 770 | 9.5 | 81.1 | No | 25000 | 3000 | 83 | 10 | 0.9 | -20 | Dimmable | 5% | No | None | No |  |  | 2016-08-01 | 2016-08-18 | United States | ES_1020184_BR30FL10/830/LED_08192016015440_1024060 | 2276180
Halco Lighting Technologies | ProLED | BR30FL10/830/LED | BR30FL10/830/LED | ,80977,RETAIL NUMBER | BR30 | Reflector (Flood/Spot) | E26 (Medium) | Directional | LED | 5 | 65 | 130.2 | 95.8 |  |  |  | 770 | 9.5 | 81.1 | No | 25000 | 3000 | 83 | 10 | 0.9 | -20 | Dimmable | 5% |  | Not for Use in Enclosed Fixtures |  |  |  | 2016-02-03 | 2016-02-11 | United States, Canada | ES_1020184_BR30FL10/830/LED_02122016055620_1023968 | 2260062
Halco Lighting Technologies | ProLED | BR30FL10/840/LED | BR30FL10/840/LED | ,80978,retail number | BR30 | Reflector (Flood/Spot) | E26 (Medium) | Directional | LED | 5 | 65 | 130.2 | 94.1 |  |  |  | 800 | 9.5 | 84.2 | No | 25000 | 4000 | 82 | 9 | 0.9 | -20 | Dimmable | 5% |  | Not for Use in Enclosed Fixtures |  |  |  | 2016-02-03 | 2016-03-14 | United States, Canada | ES_1020184_BR30FL10/840/LED_03142016044000_1023980 | 2262326
Halco Lighting Technologies | ProLED | BR30FL10/840/LED | BR30FL10/840/LED | ,80978,retail number | BR30 | Reflector (Flood/Spot) | E26 (Medium) | Directional | LED | 5 | 65 | 130.2 | 95.8 |  |  | 106 | 800 | 9.5 | 84.2 | No | 25000 | 4000 | 83 | 9 | 0.9 | -20 | Dimmable | 5% | No | None | No |  |  | 2016-08-01 | 2016-08-18 | United States | ES_1020184_BR30FL10/840/LED_08192016015440_1024060 | 2276181
Halco Lighting Technologies | ProLED | BR30FL10/850/LED | BR30FL10/850/LED | ,80979,retail number | BR30 | Reflector (Flood/Spot) | E26 (Medium) | Directional | LED | 5 | 65 | 130.2 | 95.8 |  |  | 106 | 830 | 9.5 | 87.4 | No | 25000 | 5000 | 81 | 3 | 0.9 | -20 | Dimmable | 5% | No | None | No |  |  | 2016-08-01 | 2016-08-18 | United States | ES_1020184_BR30FL10/850/LED_08192016015440_1024060 | 2276182
Halco Lighting Technologies | ProLED | BR30FL10/850/LED | BR30FL10/850/LED | ,80979,retail number | BR30 | Reflector (Flood/Spot) | E26 (Medium) | Directional | LED | 5 | 65 | 130.2 | 95.8 |  |  | 107 | 830 | 9.5 | 87.4 | No | 25000 | 5000 | 81 | 3 | 0.9 | -20 | Dimmable | 5% |  | Not for Use in Enclosed Fixtures |  |  |  | 2016-02-03 | 2016-06-02 | United States, Canada | ES_1020184_BR30FL10/850/LED_06022016032620_1024019 | 2268833
Halco Lighting Technologies | ProLED | BR30FL10/927/LED | 80856 |  | BR30 | Reflector (Flood/Spot) | E26 (Medium) | Directional | LED | 5 | 65 | 131.8 | 94.5 |  |  | 107 | 650 | 10 | 65 | No | 25000 | 2700 | 95 | 77 | 1 | -20 | Dimmable | 5% |  | None |  |  |  | 2014-06-17 | 2014-06-27 | United States | ES_1020184_80856_06272014101551_1023631 | 2214221
Halco Lighting Technologies | ProLED | BR30FL11/827/LED | 80086 |  | BR30 | Reflector (Flood/Spot) | E26 (Medium) | Directional | LED | 5 | 65 | 130.3 | 95.1 |  |  | 108 | 750 | 10 | 75 | No | 25000 | 2700 | 82 | 13 | 1 | -20 | Dimmable | 5% |  | None |  |  |  | 2014-07-16 | 2014-07-23 | United States | ES_1020184_80086_07242014093550_1023642 | 2216351
Halco Lighting Technologies | ProLED | BR30FL11/827/LED | 80181 |  | BR30 | Reflector (Flood/Spot) | E26 (Medium) | Directional | LED | 5 | 65 | 130.3 | 95.1 |  |  |  | 750 | 10.3 | 72.8 | No | 25000 | 2700 | 82 | 13 | 1 | -20 | Dimmable | 10% |  | Not for Use in Enclosed Fixtures |  |  |  | 2015-01-26 | 2015-01-28 | United States, Canada | ES_1020184_80181_01282015030950_1023753 | 2231894
Halco Lighting Technologies | ProLED | BR30FL11/830/LED | 80088 |  | BR30 | Reflector (Flood/Spot) | E26 (Medium) | Directional | LED | 5 | 65 | 130.3 | 95.1 |  |  |  | 770 | 10 | 77 | No | 25000 | 3000 | 83 | 17 | 1 | -20 | Dimmable | 5% |  | None |  |  |  | 2014-09-01 | 2014-09-08 | United States | ES_1020184_80088_09082014101001_1023665 | 2218783
Halco Lighting Technologies | ProLED | BR30FL11/840/LED | 80090 |  | BR30 | Reflector (Flood/Spot) | E26 (Medium) | Directional | LED | 5 | 65 | 130.3 | 95.1 |  |  |  | 780 | 10 | 78 | No | 25000 | 4000 | 83 | 15 | 1 | -20 | Dimmable | 5% |  | None |  |  |  | 2014-09-03 | 2014-09-23 | United States | ES_1020184_80090_09232014043330_1023676 | 2220097
Halco Lighting Technologies | ProLED | BR30FL11/850/LED | 80092 |  | BR30 | Reflector (Flood/Spot) | E26 (Medium) | Directional | LED | 3 | 65 | 130.3 | 95.1 |  |  | 108 | 830 | 10.3 | 86 | No | 25000 | 5000 | 85 | 17 | 1 | -20 | Dimmable | 5% |  | Recessed Fixtures |  |  |  | 2014-10-02 | 2014-10-01 | United States | ES_1020184_80092_10012014015620_1023682 | 2221153
Halco Lighting Technologies | ProLED | BR30FL8/827/ECO/LED | BR30FL8/827/ECO/LED | ,80990,retail number | BR30 | Reflector (Flood/Spot) | E26 (Medium) | Directional | LED | 5 | 65 | 130.2 | 95.2 |  |  | 106 | 650 | 8 | 81.3 | No | 25000 | 2700 | 83 | 16 | 0.9 | -20 | Dimmable | 5% | No | None | No |  |  | 2016-08-01 | 2016-08-18 | United States, Canada | ES_1020184_BR30FL8/827/ECO/LED_08192016030840_1024060 | 2276178
Halco Lighting Technologies | Prolume | CFL15/27/R30/GU24 | 46538 |  | BR30 | Reflector (Flood/Spot) | GU24 | Directional | CFL | 2 | 65 | 121.5 | 94.8 |  | 1.6 |  | 700 | 15.2 | 46 | No | 10000 | 2700 | 83 | -2 | 0.6 | -18 |  |  |  | Damp Location Rated,Not for Use in Enclosed Fixtures |  |  |  | 2014-10-02 | 2014-10-01 | United States | ES_1020184_46538_10012014020550_1023682 | 2221152
Halco Lighting Technologies | Prolume | CFL16/27/R30 | 46100 |  | BR30 | Reflector (Flood/Spot) | E26 (Medium) | Directional | CFL | 2 | 65 | 139 | 94 |  |  |  | 750 | 16 | 46.9 | No | 10000 | 2700 | 82 | -6 | 0.6 | -18 |  |  |  | Wet Location Rated |  |  |  | 2015-04-28 | 2015-05-13 | United States, Canada | ES_1020184_46100_05132015050110_1023803 | 2239312
Green Creative | Green Creative | LED Lamp | 9BR40G4DIM/827 |  | BR40 | Reflector (Flood/Spot) | E26 (Medium) | Directional | LED | 3 | 65 | 153.3 | 124.4 |  |  |  | 700 | 9 | 77.7 | No | 25000 | 2700 | 83 | 11 | 0.9 | -20 | Dimmable | 10% |  | Damp Location Rated,Enclosed Fixtures,Recessed Fixtures |  |  |  | 2015-04-25 | 2016-03-08 | United States, Canada | ES_111662_9BR40G4DIM/827_05132015111227_5547847 | 2239337
Greenlite Lighting Corporation | Greenlite | 8W/LED/BR30/D | 8W/LED/BR30/D |  | BR30 | Reflector (Flood/Spot) | E26 (Medium) | Directional | LED | 3 | 65 | 131.3 | 95 |  |  | 106 | 670 | 8.1 | 84 | No | 25000 | 3000 | 81 | 3 | 0.9 | -20 | Dimmable | 10% |  | Damp Location Rated |  |  |  | 2015-02-11 | 2015-02-11 | United States, Canada | ES_31571_8W/LED/BR30/D_02112015040840_1023765 | 2233002
Greenlite Lighting Corporation | Greenlite | 8W/LED/BR30/D 3000K | 8W/LED/BR30/D | ,8W/LED/BR30/D/2,2 pack | BR30 | Reflector (Flood/Spot) | E26 (Medium) | Directional | LED | 3 | 65 | 130.2 | 95.2 |  |  | 106 | 670 | 8 | 83.8 | No | 25000 | 3000 | 83 | 9 | 0.9 | -20 | Dimmable | 5% | Yes | Damp Location Rated | No |  |  | 2016-07-13 | 2016-07-20 | United States, Canada | ES_31571_8W/LED/BR30/D_07222016041550_1024048 | 2273161
Greenlite Lighting Corporation | Greenlite | 8W/LED/BR30D 30K | 8W/LED/BR30D | ,8W/LED/BR30D/2,2 PACK | BR30 | Reflector (Flood/Spot) | E26 (Medium) | Directional | LED | 3 | 65 | 130 | 94.8 |  |  | 106 | 670 | 8 | 83.8 | No | 25000 | 3000 | 84 | 14 | 1 | -20 | Dimmable | 10% | No | Damp Location Rated | No |  |  | 2016-10-26 | 2016-10-26 | United States, Canada | ES_31571_8W/LED/BR30D_10262016035550_1024086 | 2282489
Greenlite Lighting Corporation | Greenlite | 8W/LED/BR30D 30K | 8W/LED/BR30D |  | BR30 | Reflector (Flood/Spot) | E26 (Medium) | Directional | LED | 3 | 65 | 127.8 | 94.8 |  |  | 109 | 650 | 8 | 81.3 | No | 25000 | 3000 | 83 | 17 | 0.9 | -20 | Dimmable | 10% |  | Damp Location Rated |  |  |  | 2014-08-11 | 2014-08-11 | United States, Canada | ES_31571_8W/LED/BR30D_08122014100731_1023652 | 2217305
Greenlite Lighting Corporation | Greenlite | 8W/LED/BR30-D/S 3000K | 8W/LED/BR30-D/S | ,8W/LED/BR30-D/S/2,2PK | BR30 | Reflector (Flood/Spot) | E26 (Medium) | Directional | LED | 3 | 65 | 126.4 | 90.1 |  |  |  | 650 | 8.5 | 76.5 | No | 25000 | 3000 | 85 | 16 | 0.9 | -20 | Dimmable | 10% |  | Damp Location Rated |  |  |  | 2014-09-30 | 2014-09-30 | United States, Canada | ES_31571_8W/LED/BR30-D/S_09302014031730_1023681 | 2220891
Greenlite Lighting Corporation | Greenlite | 8W/LED/BR30/D/S 30K | 8W/LED/BR30/D/S | ,8W/LED/BR30/D/S/2,2 Pack | BR30 | Reflector (Flood/Spot) | E26 (Medium) | Directional | LED | 3 | 65 | 131.8 | 95.1 |  |  |  | 650 | 8.2 | 78.9 | No | 25000 | 3000 | 85 | 15 |  | -20 | Dimmable | 10% |  | Damp Location Rated,Not for Use in Enclosed Fixtures |  |  |  | 2016-03-01 | 2016-03-01 | United States, Canada | ES_31571_8W/LED/BR30/D/S_03012016031840_1023975 | 2261116
Greenlite Lighting Corporation | Greenlite | 9W/LED/BR30/D | 9W/LED/BR30/D | ,9W/LED/BR30/D/2,2 pk | BR30 | Reflector (Flood/Spot) | E26 (Medium) | Directional | LED | 3 | 65 | 130.8 | 94.8 |  |  |  | 670 | 9 | 74.4 | No | 25000 | 3000 | 83 | 20 |  | -20 | Dimmable | 2% |  | Damp Location Rated |  |  |  | 2014-04-11 | 2014-04-14 | United States | ES_31571_9W/LED/BR30/D_04142014025000_1023596 | 2208836
Greenlite Lighting Corporation | Greenlite | 9W/LED/BR30/D/C 2700K | 9W/LED/BR30/D/C | ,9W/LED/BR30/D/C/2,2 pack packaging | BR30 | Reflector (Flood/Spot) | E26 (Medium) | Directional | LED | 5 | 65 | 131.2 | 94.7 |  |  | 105 | 650 | 9.2 | 70.7 | No | 25000 | 2700 | 93 | 65 | 0.9 | -20 | Dimmable | 5% |  | Damp Location Rated,Not for Use in Enclosed Fixtures |  |  |  | 2016-02-25 | 2016-02-29 | United States, Canada | ES_31571_9W/LED/BR30/D/C_03012016013440_1023975 | 2261115
Greenlite Lighting Corporation | Greenlite | 9W/LED/BR30/D/C 2700K | 9W/LED/BR30/D/C |  | BR30 | Reflector (Flood/Spot) | E26 (Medium) | Directional | LED | 5 | 65 | 131.2 | 94.7 |  |  | 105 | 650 | 9.2 | 70.7 | No | 25000 | 2700 | 93 | 65 | 0.9 | -20 | Dimmable | 5% | Yes | Damp Location Rated | No |  |  | 2016-10-25 | 2016-10-25 | United States, Canada | ES_31571_9W/LED/BR30/D/C_10252016123111_1024085 | 2282205
Halco Lighting Technologies | ProLED | BR30FL8/827/ECO/LED | BR30FL8/827/ECO/LED | ,80990,retail number | BR30 | Reflector (Flood/Spot) | E26 (Medium) | Directional | LED | 5 | 65 | 130.2 | 95.2 |  |  |  | 650 | 8 | 81.3 | No | 25000 | 2700 | 83 | 16 | 0.9 | -20 | Dimmable | 5% |  | Not for Use in Enclosed Fixtures |  |  |  | 2016-02-02 | 2016-02-11 | United States, Canada | ES_1020184_BR30FL8/827/ECO/LED_02122016053550_1023968 | 2260059
Halco Lighting Technologies | ProLED | BR30FL8/827/LED | BR30FL8/827/LED | ,80876,retail number | BR30 | Reflector (Flood/Spot) | E26 (Medium) | Directional | LED | 5 | 65 | 131.3 | 95 |  |  | 106 | 650 | 8.5 | 76.5 | No | 25000 | 2700 | 81 | 3 | 1 | -20 | Dimmable | 10% |  | Damp Location Rated,Not for Use in Enclosed Fixtures |  |  |  | 2015-09-29 | 2015-09-29 | United States | ES_1020184_BR30FL8/827/LED_09292015051110_1023905 | 2248638
Halco Lighting Technologies | ProLED | BR30FL8/830/ECO/LED | BR30FL8/830/ECO/LED | ,80991,retail number | BR30 | Reflector (Flood/Spot) | E26 (Medium) | Directional | LED | 5 | 65 | 130.2 | 95.2 |  |  | 106 | 670 | 8 | 83.8 | No | 25000 | 3000 | 83 | 9 | 0.9 | -20 | Dimmable | 5% | No | None | No |  |  | 2016-08-01 | 2016-08-18 | United States, Canada | ES_1020184_BR30FL8/830/ECO/LED_08192016030840_1024060 | 2276183
Halco Lighting Technologies | ProLED | BR30FL8/830/ECO/LED | BR30FL8/830/ECO/LED | ,80991,retail number | BR30 | Reflector (Flood/Spot) | E26 (Medium) | Directional | LED | 5 | 65 | 130.2 | 95.2 |  |  |  | 670 | 8 | 93.8 | No | 25000 | 3000 | 83 | 9 | 0.9 | -20 | Dimmable | 5% |  | Not for Use in Enclosed Fixtures |  |  |  | 2016-02-02 | 2016-02-11 | United States, Canada | ES_1020184_BR30FL8/830/ECO/LED_02122016053550_1023968 | 2260061
Halco Lighting Technologies | ProLED | BR30FL8/830/LED | BR30FL8/830/LED | ,80877,retail number | BR30 | Reflector (Flood/Spot) | E26 (Medium) | Directional | LED | 5 | 65 | 131.3 | 95 |  |  | 106 | 670 | 8.5 | 78.8 | No | 25000 | 3000 | 81 | 3 | 0.9 | -20 | Dimmable | 10% |  | Damp Location Rated,Not for Use in Enclosed Fixtures |  |  |  | 2015-07-04 | 2015-09-29 | United States | ES_1020184_BR30FL8/830/LED_09302015125001_1023905 | 2248706
Halco Lighting Technologies | ProLED | BR30FL8/840/LED | BR30FL8/840/LED | ,80878,Retail Number | BR30 | Reflector (Flood/Spot) | E26 (Medium) | Directional | LED | 5 | 65 | 131.2 | 95 |  |  | 106 | 700 | 8.5 | 82.4 | No | 25000 | 4000 | 83 | 13 | 1 | -20 | Dimmable | 10% |  | Damp Location Rated,Not for Use in Enclosed Fixtures,Recessed Fixtures |  |  |  | 2015-08-16 | 2015-09-14 | United States | ES_1020184_BR30FL8/840/LED_09152015013220_1023892 | 2248067
Halco Lighting Technologies | ProLED | BR30FL8/850/LED | BR30FL8/850/LED | ,80879,retail number | BR30 | Reflector (Flood/Spot) | E26 (Medium) | Directional | LED | 5 | 65 | 131.3 | 95 |  |  | 106 | 730 | 8.5 | 85.9 | No | 25000 | 5000 | 83 | 12 | 0.9 | -20 | Dimmable | 10% |  | Damp Location Rated,Not for Use in Enclosed Fixtures |  |  |  | 2015-07-04 | 2015-09-29 | United States | ES_1020184_ BR30FL8/850/LED _09302015123951_1023905 | 2248705
Halco Lighting Technologies | ProLED | BR30FL9/830/LED | 80160 |  | BR30 | Reflector (Flood/Spot) | E26 (Medium) | Directional | LED | 5 | 65 | 130.8 | 94.8 |  |  | 107 | 670 | 9 | 74.4 | No | 25000 | 3000 | 83 | 20 | 1 | -20 | Dimmable | 2% |  | Damp Location Rated |  |  |  | 2014-04-22 | 2014-07-23 | United States | ES_1020184_80160_07242014100841_1023642 | 2216354
Halco Lighting Technologies | ProLED | BR40FL13/827/LED | 80116 |  | BR40 | Reflector (Flood/Spot) | E26 (Medium) | Directional | LED | 5 | 65 | 162.3 | 127 |  |  | 105 | 900 | 12 | 75 | No | 25000 | 2700 | 81 | 2 | 1 | -20 | Dimmable | 5% |  | Not for Use in Enclosed Fixtures |  |  |  | 2014-05-18 | 2014-10-02 | United States | ES_1020184_80116_10022014112221_1023683 | 2221149
Halco Lighting Technologies | ProLED | BR40FL13/830/LED | 80118 |  | BR40 | Reflector (Flood/Spot) | E26 (Medium) | Directional | LED | 5 | 65 | 162.3 | 127 |  |  | 105 | 930 | 12 | 77.5 | No | 25000 | 3000 | 81 | 4 | 1 | -20 | Dimmable | 5% |  | Not for Use in Enclosed Fixtures |  |  |  | 2014-05-28 | 2014-09-25 | United States | ES_1020184_80118_09252014043620_1023678 | 2220361
Greenlite Lighting Corporation | Greenlite | 10W/LED/BR30/D | 10W/LED/BR30/D |  | BR30 | Reflector (Flood/Spot) | E26 (Medium) | Directional | LED | 3 | 65 | 130.3 | 95.1 |  |  |  | 770 | 10 | 77 | No | 25000 | 3000 | 83 | 17 | 1 | -20 | Dimmable | 5% |  | Damp Location Rated |  |  |  | 2014-07-09 | 2014-07-09 | United States, Canada | ES_31571_10W/LED/BR30/D_07112014093840_1023634 | 2215173
Greenlite Lighting Corporation | Greenlite | 10W/LED/BR30/D/C | 10W/LED/BR30/D/C | ,10W/LED/BR30/D/C/2, | BR30 | Reflector (Flood/Spot) | E26 (Medium) | Directional | LED | 5 | 65 | 131.8 | 94.5 |  |  |  | 650 | 10 | 65 | No | 25000 | 2700 | 95 | 77 | 1 | -20 | Dimmable | 5% |  | Damp Location Rated |  |  |  | 2014-06-28 | 2014-09-02 | United States | ES_31571_10W/LED/BR30/D/C_09022014032620_1023662 | 2218493
Greenlite Lighting Corporation | Greenlite | 10W/LED/BR30/D/GU 2700K | 10W/LED/BR30/D/GU/27K |  | BR30 | Reflector (Flood/Spot) | GU24 | Directional | LED | 3 | 65 | 127.2 | 94.5 |  |  |  | 650 | 10.3 | 63.1 | No | 25000 | 2700 | 82 | 13 | 1 | -20 | Dimmable | 5% |  | Damp Location Rated,Not for Use in Enclosed Fixtures |  |  |  | 2014-09-09 | 2014-11-06 | United States | ES_31571_10W/LED/BR30/D/GU/27K_11062014030220_1023709 | 2224547
Greenlite Lighting Corporation | Greenlite | 10W/LED/BR30/D/GU/C | 10W/LED/BR30/D/GU/C |  | BR30 | Reflector (Flood/Spot) | GU24 | Directional | LED | 5 | 65 | 126.4 | 94.8 |  |  |  | 650 | 10.7 | 60.7 | No | 25000 | 2700 | 95 | 77 | 1 | -20 | Dimmable | 5% |  | Damp Location Rated,Not for Use in Enclosed Fixtures |  |  |  | 2014-09-09 | 2014-11-06 | United States | ES_31571_10W/LED/BR30/D/GU/C_11062014030620_1023709 | 2224548
Greenlite Lighting Corporation | Greenlite | Directional LED Lamp | 11W/LED/BR30D/30K |  | BR30 | Reflector (Flood/Spot) | E26 (Medium) | Directional | LED | 3 | 65 | 130 | 95 |  |  |  | 850 | 11 | 77.3 | No | 25000 | 3000 | 83 | 9 | 0.9 | -20 | Dimmable | 10% | No | Damp Location Rated | No |  |  | 2016-07-29 | 2016-07-27 | United States, Canada | ES_31571_11W/LED/BR30D/30K_07272016161205_2314899 | 2273854
GE Lighting | GE Lighting | LED10DR303/827W | 74509 | ,96959, LED10DR303E2PCDN,; ,LED10DR303-W/CDN, | BR30 | Reflector (Flood/Spot) | E26 (Medium) | Directional | LED | 5 | 65 | 136.5 | 95.3 |  |  |  | 700 | 10 | 70 | No | 25000 | 2700 | 81 | 2 | 0.9 | -20 | Dimmable | 19% | Yes | Damp Location Rated | No |  |  | 2015-09-15 | 2016-08-19 | Canada | ES_1120172_74509_08192016174205_8525949 | 2276159
GE Lighting | GE Lighting | LED10DR303/827W | 89936 | ,15087, LED10DR303E-W/SC,; ,21907, LED10DR303E-2PK,; ,21940, LED10DR303-2PK3,; ,36851,; ,LED10DR303-S2PK4,; ,LED10DR303-W/TP, | BR30 | Reflector (Flood/Spot) | E26 (Medium) | Directional | LED | 5 | 65 | 136.5 | 95.3 |  |  |  | 700 | 10 | 70 | No | 25000 | 2700 | 81 | 2 | 0.9 | -20 | Dimmable | 19% | Yes | Damp Location Rated | No |  |  | 2015-09-15 | 2016-08-19 | United States | ES_1120172_89936_08192016174540_8740612 | 2276160
GE Lighting | GE Lighting | LED10DR303RVLES | 92470 | ,22174, LED10DR303RVL2BL,; LED10DR303RVLCDN,93618, | BR30 | Reflector (Flood/Spot) | E26 (Medium) | Directional | LED | 10 | 65 | 136.5 | 95.3 |  |  |  | 650 | 10 | 60 | No | 25000 | 2700 | 80 | 59 | 0.9 | -20 | Dimmable | 10% |  | Damp Location Rated,Use With Timers,Recessed Fixtures,Use With Photo And/Or Motion Sensors |  |  |  | 2014-12-10 | 2014-12-11 | United States, Canada | ES_1120172_92470_12112014220715_5635684 | 2229141
GE Lighting | GE Lighting | LED10DR30DL9 | 68431 | ,LED10DR30DL9-HT2, | BR30 | Reflector (Flood/Spot) | E26 (Medium) | Directional | LED | 5 | 65 | 136.5 | 95.3 |  |  | 113 | 650 | 10 | 65 | No | 25000 | 5000 | 94 | 79 | 0.9 | -20 | Dimmable | 20% | Yes | Damp Location Rated | No |  |  | 2016-09-21 | 2016-10-11 | United States | ES_1120172_68431_10112016191432_3272707 | 2281078
GE Lighting | GE Lighting | LED10DR30SW9 | 68430 | ,LED10DR30SW9-HT2, | BR30 | Reflector (Flood/Spot) | E26 (Medium) | Directional | LED | 5 | 65 | 136.5 | 95.3 |  |  | 112 | 650 | 10 | 65 | No | 25000 | 2700 | 92 | 56 | 0.9 | -20 | Dimmable | 20% | Yes | Damp Location Rated | No |  |  | 2016-09-21 | 2016-10-11 | United States | ES_1120172_68430_10112016184935_1775798 | 2281077
GE Lighting | GE Lighting | LED10DR30V-S/S | 69151 |  | BR30 | Reflector (Flood/Spot) | E26 (Medium) | Directional | LED | 3 | 65 | 133.3 | 93.8 |  |  |  | 700 | 10.1 | 70 | No | 25000 | 2700 | 81 | 13 | 0.9 | -20 | Dimmable | 10% |  | Damp Location Rated,Use With Timers,Recessed Fixtures,Use With Photo And/Or Motion Sensors |  |  |  | 2013-09-23 | 2013-12-17 | United States, Canada | ES_1120172_69151_03302014125529_4129265 | 2207258
GE Lighting | GE Lighting | LED10DR30V-S/S5 | 69728 |  | BR30 | Reflector (Flood/Spot) | E26 (Medium) | Directional | LED | 3 | 65 | 133.3 | 93.8 |  |  |  | 700 | 10.1 | 70 | No | 25000 | 2700 | 81 | 13 | 0.9 | -20 | Dimmable | 10% |  | Damp Location Rated,Use With Timers,Recessed Fixtures,Use With Photo And/Or Motion Sensors |  |  |  | 2013-09-23 | 2013-12-17 | United States, Canada | ES_1120172_69728_03302014125552_4152835 | 2207255
GE Lighting | GE Lighting | LED10DR30V-S/TP | 69060 |  | BR30 | Reflector (Flood/Spot) | E26 (Medium) | Directional | LED | 3 | 65 | 133.3 | 93.8 |  |  |  | 700 | 10.1 | 70 | No | 25000 | 2700 | 81 | 13 | 0.9 | -20 | Dimmable | 10% |  | Damp Location Rated,Use With Timers,Recessed Fixtures,Use With Photo And/Or Motion Sensors |  |  |  | 2013-09-23 | 2013-12-17 | United States, Canada | ES_1120172_69060_03302014125503_4103122 | 2207254
GE Lighting | GE Lighting | LED10DR30VS/TPSC | 19148 |  | BR30 | Reflector (Flood/Spot) | E26 (Medium) | Directional | LED | 3 | 65 | 133.3 | 93.8 |  |  |  | 700 | 10.1 | 70 | No | 25000 | 2700 | 81 | 13 | 0.9 | -20 | Dimmable | 10% |  | Damp Location Rated,Use With Timers,Recessed Fixtures,Use With Photo And/Or Motion Sensors |  |  |  | 2013-09-23 | 2013-12-17 | United States, Canada | ES_1120172_19148_03302014125650_4210561 | 2207256
GE Lighting | GE Lighting | LED10DR30V-W/KIT | 65854 |  | BR30 | Reflector (Flood/Spot) | E26 (Medium) | Directional | LED | 3 | 65 | 133.3 | 93.8 |  |  |  | 700 | 10.1 | 70 | No | 25000 | 2700 | 81 | 13 | 0.9 | -20 | Dimmable | 10% |  | Damp Location Rated,Use With Timers,Recessed Fixtures,Use With Photo And/Or Motion Sensors |  |  |  | 2013-09-23 | 2013-12-17 | United States, Canada | ES_1120172_65854_03302014125621_4181507 | 2207253
GE Lighting | GE Lighting | LED10DR30V-W/TP | 68158 |  | BR30 | Reflector (Flood/Spot) | E26 (Medium) | Directional | LED | 3 | 65 | 133.3 | 93.8 |  |  |  | 700 | 10.1 | 70 | No | 25000 | 2700 | 81 | 13 | 0.9 | -20 | Dimmable | 10% |  | Damp Location Rated,Use With Timers,Recessed Fixtures,Use With Photo And/Or Motion Sensors |  |  |  | 2013-09-23 | 2013-12-17 | United States, Canada | ES_1120172_68158_03302014125439_4079599 | 2207257
Globe Electric Inc. | Globe | BR30 9W 2700K | 3902401 |  | BR30 | Reflector (Flood/Spot) | E26 (Medium) | Directional | LED | 5 | 65 | 125.9 | 90.9 |  |  | 110 | 650 | 9 | 72.2 | No | 25000 | 2700 | 81 | 5 | 0.9 | -20 | Dimmable | 8% | No | None | No |  |  | 2016-08-17 | 2016-08-17 | United States | ES_0020877_3902401_08182016044134_70089096 | 2276164
Globe Electric Inc. | Globe | BR30 9W 2700K | LED BR30 9W 33966 |  | BR30 | Reflector (Flood/Spot) | E26 (Medium) | Directional | LED | 5 | 65 | 135.6 | 94.6 |  |  | 105 | 650 | 9 | 72.2 | No | 25000 | 2700 | 82 | 10 | 0.9 | -20 | Dimmable | 4% | No | None | No |  |  | 2016-09-20 | 2016-09-21 | United States | ES_0031577_LED BR30 9W 33966_09232016110545_70096923 | 2279958
Globe Electric Inc. | Globe | Dimmable BR30 10W | 31865 |  | BR30 | Reflector (Flood/Spot) | E26 (Medium) | Directional | LED | 23 | 65 | 130.3 | 95.1 |  |  | 108 | 750 | 10.3 | 75 | No | 25000 | 2700 | 82 | 13 | 0.9 | -20 | Dimmable |  |  | None |  |  |  | 2014-06-20 | 2016-03-04 | United States, Canada | ES_31577_31865_06302014081411_6051079 | 2214317
Globe Electric Inc. | Globe | Dimmable BR30 8.5W | 33966 |  | BR30 | Reflector (Flood/Spot) | E26 (Medium) | Directional | LED | 5 | 65 | 131.3 | 95 | 246 |  | 106 | 650 | 8.5 | 76.5 | No | 25000 | 2700 | 81 | 3 | 0.9 | -20 | Dimmable | 10% |  | Not for Use in Enclosed Fixtures |  |  |  | 2015-05-13 | 2015-05-13 | Canada | ES_1131203_33966_11192015030549_7002152 | 2252975
Goodlite Products Inc | GOODLITE | self-ballasted LED Lamps | BR30/13/E/LED/30K |  | BR30 | Reflector (Flood/Spot) | E26 (Medium) | Directional | LED | 3 | 65 | 135 | 95 |  |  | 120 | 750 | 13 | 57.7 | No | 25000 | 3000 | 82 | 8 |  | -25 | Dimmable | 7% |  | None |  |  |  | 2015-01-15 | 2015-02-20 | United States | ES_1121523_BR30/13/E/LED/30K_02192015144042_3074362 | 2233468
Goodlite Products Inc | GOODLITE | self-ballasted LED Lamps | BR30/13/E/LED/50K |  | BR30 | Reflector (Flood/Spot) | E26 (Medium) | Directional | LED | 3 | 65 | 135 | 95 |  |  | 120 | 800 | 13 | 61.5 | No | 25000 | 5000 | 85 | 16 |  | -25 | Dimmable | 7% |  | None |  |  |  | 2015-01-15 | 2015-02-20 | United States | ES_1121523_BR30/13/E/LED/50K_02192015144042_9007894 | 2233469
Green Creative | Green Creative | 7.5BR30G4/827 | 7.5BR30G4/827 |  | BR30 | Reflector (Flood/Spot) | E26 (Medium) | Directional | LED | 3 | 65 | 126.1 | 108.5 |  |  |  | 650 | 7.5 | 86.7 | No | 25000 | 2700 | 83 | 9 | 0.9 | -20 |  |  |  | Damp Location Rated,Enclosed Fixtures,Wet Location Rated |  |  |  | 2014-10-18 | 2014-10-30 | United States, Canada | ES_1111662_7.5BR30G4/827_10312014111122_3882988 | 2223999
Green Creative | Green Creative | 8BR30G4DIM/827 | 8BR30G4DIM/827 |  | BR30 | Reflector (Flood/Spot) | E26 (Medium) | Directional | LED | 3 | 65 | 126.4 | 108.5 |  |  |  | 650 | 8.5 | 81.3 | No | 25000 | 2700 | 83 | 9 | 0.9 | -20 | Dimmable | 10% |  | Damp Location Rated,Enclosed Fixtures,Wet Location Rated |  |  |  | 2014-10-18 | 2014-10-30 | United States, Canada | ES_1111662_8BR30G4DIM/827_10312014111329_4009300 | 2223949
Green Creative | Green Creative | 8BR30G4DIM/830 | 8BR30G4DIM/830 |  | BR30 | Reflector (Flood/Spot) | E26 (Medium) | Directional | LED | 3 | 65 | 126.4 | 108.5 |  |  |  | 685 | 8.5 | 85.6 | No | 25000 | 3000 | 85 | 16 | 0.9 | -20 | Dimmable | 10% |  | Damp Location Rated,Enclosed Fixtures,Wet Location Rated |  |  |  | 2014-10-18 | 2014-10-30 | United States, Canada | ES_1111662_8BR30G4DIM/830_10312014111416_4056689 | 2223998
Green Creative | Green Creative | 8BR30G4DIM/840 | 8BR30G4DIM/840 |  | BR30 | Reflector (Flood/Spot) | E26 (Medium) | Directional | LED | 3 | 65 | 126.4 | 108.5 |  |  |  | 710 | 8.5 | 88.8 | No | 25000 | 4000 | 87 | 24 | 0.9 | -20 | Dimmable | 10% |  | Damp Location Rated,Enclosed Fixtures,Wet Location Rated |  |  |  | 2014-10-18 | 2014-10-30 | United States, Canada | ES_1111662_8BR30G4DIM/840_10312014111450_4090536 | 2223950
Grainger Industrial Supply | LUMAPRO | 44ZX52 | 44ZX52 |  | BR30 | Reflector (Flood/Spot) | E26 (Medium) | Directional | LED | 5 | 65 | 128.5 | 94.7 | 232 |  | 110 | 650 | 8.5 | 76.5 | No | 25000 | 2700 | 82 | 8 | 0.9 | -20 | Dimmable | 10% |  | Damp Location Rated,Not for Use in Enclosed Fixtures |  |  |  | 2015-09-01 | 2015-09-02 | United States | ES_1018394_44ZX52_09022015201325_4805295 | 2247334
Green Creative | Green Creative | 9BR30DIM/8CCTD | 9BR30DIM/8CCTD |  | BR30 | Reflector (Flood/Spot) | E26 (Medium) | Directional | LED | 3 | 65 | 131.5 | 95 |  |  |  | 650 | 9 | 72.2 | No | 25000 | 2700 | 84 | 16 | 0.9 | -20 | Dimmable | 10% | Yes | Damp Location Rated | No |  |  | 2016-01-01 | 2016-07-21 | United States, Canada | ES_1111662_9BR30DIM/8CCTD_07212016144651_7787591 | 2272851
Green Creative | Green Creative | 11BR30G4DIM/927 | 11BR30G4DIM/927 |  | BR30 | Reflector (Flood/Spot) | E26 (Medium) | Directional | LED | 3 | 65 | 132.1 | 94.8 |  |  |  | 750 | 11 | 68.2 | No | 25000 | 2700 | 92 | 58 | 0.9 | -20 | Dimmable | 10% |  | Damp Location Rated,Enclosed Fixtures,Wet Location Rated |  |  |  | 2015-02-28 | 2015-03-06 | United States, Canada | ES_1111662_11BR30G4DIM/927_03122015055128_9488504 | 2234616
Green Creative | Green Creative | 11BR30G4DIM/927/GU24 | 11BR30G4DIM/927/GU24 |  | BR30 | Reflector (Flood/Spot) | GU24 | Directional | LED | 5 | 65 | 132 | 95 |  |  | 110 | 750 | 11 | 68.2 | No | 25000 | 2700 | 92 | 58 | 1 | -20 | Dimmable | 67% | Yes | Damp Location Rated | No |  |  | 2015-06-01 | 2016-10-20 | United States, Canada | ES_1111662_11BR30G4DIM/927/GU24_10242016042024_2824790 | 2282107
Feit Electric | FEIT ELECTRIC | CFL LAMP | ESL15R30DM/5K | ,,Retail Number: ESL15R30/5K/DIM; ,,Retail Number: ESL15R30/5K/DIM/2 | BR30 | Reflector (Flood/Spot) | E26 (Medium) | Directional | CFL | 2 | 65 | 136.3 | 95.7 |  | 2.5 |  | 720 | 16 | 45 | No | 10000 | 5000 | 86 | 33 | 0.7 | -20 | Dimmable | 10% |  | Damp Location Rated,Recessed Fixtures,Not for Use in Enclosed Fixtures |  |  |  | 2015-07-13 | 2015-07-15 | United States | ES_1018130_ESL15R30DM/5K_07152015145302_3918750 | 2243873
Feit Electric | FEIT ELECTRIC | CFL LAMP | ESL15R30DM(A) | ,,Retail Number: BPESL15R30/DM; ,,Retail Number: ESL15BR30/DM; ,,Retail Number: ESL15BR30/DM/2; ,,Retail Number: ESL15R30/DIM | BR30 | Reflector (Flood/Spot) | E26 (Medium) | Directional | CFL | 2 | 65 | 136.3 | 95.2 |  | 2.5 |  | 720 | 16 | 45 | No | 10000 | 2700 | 83 | -18 | 0.7 | -20 | Dimmable | 10% |  | Damp Location Rated,Recessed Fixtures,Not for Use in Enclosed Fixtures |  |  |  | 2015-07-13 | 2015-07-15 | United States | ES_1018130_ESL15R30DM(A)_07152015145337_5081785 | 2243874
Feit Electric | FEIT ELECTRIC | Directional BR30 | CEBR30/927/4 (L) | Directional BR30,BR30/927/LED (L),; Directional BR30,BR30/927/LED/2 (L), | BR30 | Reflector (Flood/Spot) | E26 (Medium) | Directional | LED | 5 | 65 | 130.5 | 94.7 |  |  | 110 | 750 | 11.5 | 56.5 | No | 25000 | 2700 | 91 | 55 | 1 | -25 | Dimmable | 5% |  | None |  |  |  | 2015-12-05 | 2015-12-04 | United States | ES_1018130_CEBR30/927/4 (L)_12102015130427_8180222 | 2254592
Feit Electric | FEIT ELECTRIC | Directional BR30 | CEBR30/927/4 (N) |  | BR30 | Reflector (Flood/Spot) | E26 (Medium) | Directional | LED | 5 | 65 | 129.2 | 95.3 |  |  | 110 | 750 | 11.5 | 56.5 | No | 25000 | 2700 | 90 | 54 | 0.9 | -25 | Dimmable | 5% |  | None |  |  |  | 2015-12-05 | 2015-12-07 | United States | ES_1018130_CEBR30/927/4 (N)_12102015130527_6381066 | 2254579
The Home Depot | EcoSmart | LED LAMP | 502090150YY |  | BR30 | Reflector (Flood/Spot) | E26 (Medium) | Directional | LED | 5 | 65 | 136 | 95 |  |  | 90 | 770 | 11 | 70 | No | 25000 | 5000 | 83 | 11 | 1 | -18 | Dimmable | 20% |  | None |  |  |  | 2015-05-10 | 2015-05-08 | Canada | ES_31912_502090150YY_05132015105654_2156689 | 2239249
Feit Electric | FEIT ELECTRIC | BR30 LED | BR30/DM/5K/LED (145) |  | BR30 | Reflector (Flood/Spot) | E26 (Medium) | Directional | LED | 3 | 65 | 130.8 | 95.2 |  |  | 110 | 650 | 8.5 | 76.5 | No | 25000 | 5000 | 84 | 19 | 0.9 | -25 | Dimmable | 10% |  | None |  |  |  | 2015-08-15 | 2015-08-07 | United States | ES_1018130_BR30/DM/5K/LED (145)_08142015163405_3829365 | 2246264
Feit Electric | FEIT ELECTRIC | BR30 LED | BR30DM/5K/LED/CAN (V2) |  | BR30 | Reflector (Flood/Spot) | E26 (Medium) | Directional | LED | 3 | 65 | 130 | 95 |  |  | 110 | 650 | 9.5 | 68.4 | No | 25000 | 5000 | 84 | 19 | 0.9 | -25 | Dimmable | 10% |  | None |  |  |  | 2015-08-15 | 2015-08-07 | Canada | ES_1018130_BR30DM/5K/LED/CAN (V2)_08212015105913_5168100 | 2246280
Feit Electric | FEIT ELECTRIC | BR30 LED | BR30/DM/5K/LED (L) | BR30 LED,BR30DM/65/5KLED/4 (L), | BR30 | Reflector (Flood/Spot) | E26 (Medium) | Directional | LED | 3 | 65 | 131.5 | 95.3 | 214 |  | 110 | 650 | 9 | 72 | No | 25000 | 5000 | 82 | 11 | 0.9 | -20 | Dimmable | 5% | No | None | No |  |  | 2016-02-01 | 2016-03-16 | United States | ES_1018130_BR30/DM/5K/LED (L)_03232016104652_4385430 | 2262936
Feit Electric | FEIT ELECTRIC | BR30 LED | BR30/DM/650/LEDG2 | ,,Retail Number: BR30/DM/650/LEDG2/2; ,,Retail Number: BR30/DM/LEDG3/2(C) | BR30 | Reflector (Flood/Spot) | E26 (Medium) | Directional | LED | 3 | 65 | 128.9 | 94.7 |  |  | 110 | 650 | 10 | 65 | No | 25000 | 2700 | 82 | 17 | 1 | -25 | Dimmable | 5% |  | Damp Location Rated,Use With Timers,Enclosed Fixtures,Recessed Fixtures,Use With Photo And/Or Motion Sensors |  |  |  | 2014-07-20 | 2014-11-06 | United States, Canada | ES_1018130_BR30/DM/650/LEDG2_08252014163539_9161404 | 2217865
Feit Electric | FEIT ELECTRIC | BR30 LED | BR30DM65/850/LED |  | BR30 | Reflector (Flood/Spot) | E26 (Medium) | Directional | LED | 3 | 65 | 129.9 | 95.2 |  |  | 110 | 650 | 9.5 | 68.4 | No | 25000 | 5000 | 84 | 19 | 0.9 | -25 | Dimmable | 10% |  | None |  |  |  | 2016-01-25 | 2016-01-28 | United States | ES_1018130_BR30DM65/850/LED_01292016130434_3686237 | 2257508
Feit Electric | FEIT ELECTRIC | BR30 LED | BR30DM65/850/LED/CAN |  | BR30 | Reflector (Flood/Spot) | E26 (Medium) | Directional | LED | 3 | 65 | 129.9 | 95.2 |  |  | 110 | 650 | 9.5 | 68.4 | No | 25000 | 5000 | 84 | 19 | 0.9 | -25 | Dimmable | 10% |  | None |  |  |  | 2016-01-25 | 2016-01-28 | Canada | ES_1018130_BR30DM65/850/LED/CAN_01292016131642_8364785 | 2257510
Feit Electric | FEIT ELECTRIC | BR30 LED | BR30DM65/LED | BR30 LED,BR30DM65/LED/2, | BR30 | Reflector (Flood/Spot) | E26 (Medium) | Directional | LED | 3 | 65 | 130.6 | 95.4 |  |  | 110 | 650 | 9.5 | 68.4 | No | 25000 | 2700 | 81 | 9 | 0.9 | -25 | Dimmable | 10% |  | None |  |  |  | 2016-01-25 | 2016-01-28 | United States | ES_1018130_BR30DM65/LED_01292016130434_5520346 | 2257507
Feit Electric | FEIT ELECTRIC | BR30 LED | BR30DM65/LED/6 | BR30 LED,BR30DM65/LED/MP/6, | BR30 | Reflector (Flood/Spot) | E26 (Medium) | Directional | LED | 3 | 65 | 130.8 | 95.2 |  |  | 110 | 650 | 8.5 | 76.5 | No | 25000 | 2700 | 81 | 5 | 0.9 | -25 | Dimmable | 10% |  | None |  |  |  | 2015-08-15 | 2015-08-07 | United States | ES_1018130_BR30DM65/LED/6_08142015163405_1956020 | 2246263
Feit Electric | FEIT ELECTRIC | BR30 LED | BR30DM65/LED/6 (L1) | BR30 LED,BR30DM65/LED/4 (L), | BR30 | Reflector (Flood/Spot) | E26 (Medium) | Directional | LED | 3 | 65 | 130.8 | 95 | 214 |  | 110 | 650 | 9 | 72 | No | 25000 | 2700 | 81 | 8 | 0.9 | -20 | Dimmable | 5% | No | None | No |  |  | 2016-02-01 | 2016-03-16 | United States | ES_1018130_BR30DM65/LED/6 (L1)_03232016104652_6113119 | 2262935
Feit Electric | FEIT ELECTRIC | BR30 LED | BR30DM65/LED/CAN | BR30 LED,BR30DM65/LED/2/CAN, | BR30 | Reflector (Flood/Spot) | E26 (Medium) | Directional | LED | 3 | 65 | 130.6 | 95.4 |  |  | 110 | 650 | 9.5 | 68.4 | No | 25000 | 2700 | 81 | 9 | 0.9 | -25 | Dimmable | 10% |  | None |  |  |  | 2016-01-25 | 2016-01-28 | Canada | ES_1018130_BR30DM65/LED/CAN_01292016131415_1459017 | 2257509
Feit Electric | FEIT ELECTRIC | BR30 LED | BR30DM/927/LED | ,,Retail Number: BPCEBR30/927/LED/2; ,,Retail Number: BR30/927/LED; ,,Retail Number: BR30/927/LED/2; ,,Retail Number: BR30/927/LED/CAN | BR30 | Reflector (Flood/Spot) | E26 (Medium) | Directional | LED | 5 | 65 | 131.2 | 93.1 |  |  | 110 | 750 | 13 | 57.7 | No | 25000 | 2700 | 95 | 62 | 1 | -25 | Dimmable | 5% |  | Damp Location Rated,Use With Timers,Enclosed Fixtures,Recessed Fixtures,Use With Photo And/Or Motion Sensors |  |  |  | 2014-07-15 | 2014-07-24 | United States, Canada | ES_1018130_BR30DM/927/LED_08252014162230_2122979 | 2217864
Feit Electric | FEIT ELECTRIC | BR30 LED | BR30DM/LEDG2/CAN (V2) |  | BR30 | Reflector (Flood/Spot) | E26 (Medium) | Directional | LED | 3 | 65 | 130 | 95 |  |  | 110 | 650 | 9.5 | 68.4 | No | 25000 | 2700 | 81 | 9 | 0.9 | -25 | Dimmable | 10% |  | None |  |  |  | 2015-08-15 | 2015-08-07 | Canada | ES_1018130_BR30DM/LEDG2/CAN (V2)_08142015163220_8179667 | 2246279
Feit Electric | FEIT ELECTRIC | BR30 LED | CEBR30/5K/LED/8 |  | BR30 | Reflector (Flood/Spot) | E26 (Medium) | Directional | LED | 3 | 65 | 130 | 95 |  |  | 110 | 650 | 9.5 | 68.4 | No | 25000 | 5000 | 84 | 19 | 0.9 | -25 | Dimmable | 10% |  | None |  |  |  | 2015-08-15 | 2015-08-07 | United States, Canada | ES_1018130_CEBR30/5K/LED/8_08142015163220_3056546 | 2246278
Feit Electric | FEIT ELECTRIC | BR30 LED Lamp | BR30/DM/LEDG2 | ,,Retail Number: BR30/DM/LED/4; ,,Retail Number: BR30/DM/LEDG2/2; ,,Retail Number: BR30/DM/LEDG2/4; ,,Retail Number: BR30DM/LEDG2/CAN | BR30 | Reflector (Flood/Spot) | E26 (Medium) | Directional | LED | 3 | 65 | 131.2 | 95 |  |  |  | 750 | 10.5 | 71.4 | No | 25000 | 2700 | 81 | 2 | 1 | -25 | Dimmable | 10% |  | Damp Location Rated,Use With Timers,Enclosed Fixtures,Recessed Fixtures,Use With Photo And/Or Motion Sensors |  |  |  | 2014-11-03 | 2014-11-13 | United States, Canada | ES_1018130_BR30/DM/LEDG2_11132014174521_6794321 | 2226493
Feit Electric | FEIT ELECTRIC | BR30 LED Reflector | BR30DM65/LED/6 (V2) |  | BR30 | Reflector (Flood/Spot) | E26 (Medium) | Directional | LED | 3 | 65 | 126 | 96 |  |  | 110 | 650 | 10.5 | 61.9 | No | 25000 | 2700 | 82 | 13 | 0.9 | -25 | Dimmable | 5% |  | None |  |  |  | 2015-05-01 | 2015-05-01 | United States | ES_1018130_BR30DM65/LED/6 (V2)_05012015145422_4311824 | 2238470
Feit Electric | FEIT ELECTRIC | BR30 LED Reflector | BR30/DM/LEDG3/2 | BR30 LED Reflector,BR30/DM/LEDG3/2/CAN, | BR30 | Reflector (Flood/Spot) | E26 (Medium) | Directional | LED | 3 | 65 | 125.9 | 86.8 |  |  | 110 | 650 | 10.5 | 62 | No | 25000 | 2700 | 82 | 13 | 0.9 | -25 | Dimmable | 5% |  | None |  |  |  | 2014-09-01 | 2014-09-09 | United States, Canada | ES_1018130_BR30/DM/LEDG3/2_09112014161843_5482188 | 2219271
Feit Electric | FEIT ELECTRIC | BR40 LED Reflector | BR40/DM/LEDG3/2 |  | BR40 | Reflector (Flood/Spot) | E26 (Medium) | Directional | LED | 3 | 65 | 15.5 | 127.3 |  |  | 110 | 850 | 12.5 | 68 | No | 25000 | 2700 | 82 | 13 | 0.9 | -25 | Dimmable | 5% |  | None |  |  |  | 2014-09-01 | 2014-09-09 | United States | ES_1018130_BR40/DM/LEDG3/2_09112014161857_9241345 | 2219270
Feit Electric | FEIT ELECTRIC | LED BR30 | BR30650/27K/LED | ,,Retail Number: BR30DM65/LED/(C1); ,,Retail Number: BR30DM65/LED/4(C) | BR30 | Reflector (Flood/Spot) | E26 (Medium) | Directional | LED | 3 | 65 | 127.7 | 95 |  |  |  | 650 | 9 | 72.2 | No | 25000 | 2700 | 82 | 10 | 0.9 | -25 | Dimmable | 5% |  | Damp Location Rated,Use With Timers,Enclosed Fixtures,Recessed Fixtures,Use With Photo And/Or Motion Sensors |  |  |  | 2016-03-29 | 2016-03-29 | United States | ES_1018130_BR30650/27K/LED_03292016110824_3189913 | 2264411
Feit Electric | FEIT ELECTRIC | LED BR30 | BR3065/927/LED | ,,Retail Number: BR30/927/LED/CAN (C1); ,,Retail Number: BR30/927/LED/PGE | BR30 | Reflector (Flood/Spot) | E26 (Medium) | Directional | LED | 5 | 65 | 128.2 | 95.4 |  |  |  | 750 | 11.5 | 65.2 | No | 25000 | 2700 | 92 | 60 | 1 | -25 | Dimmable | 5% | Yes | Damp Location Rated,Use With Timers,Use With Photo and/or Motion Sensors | No |  |  | 2016-05-10 | 2016-05-25 | United States, Canada | ES_1018130_BR3065/927/LED_05252016141202_5489912 | 2281131
Feit Electric | FEIT ELECTRIC | LED BR30 | BR30/927 | ,,Retail Number: BR30/927/LED (C); ,,Retail Number: BR30/927/LED/2 (C); ,,Retail Number: BR30/927/LED/CAN(C1); ,,Retail Number: CEBR30/927/4 | BR30 | Reflector (Flood/Spot) | E26 (Medium) | Directional | LED | 5 | 65 | 130.2 | 95.1 |  |  |  | 750 | 11.5 | 65.2 | No | 25000 | 2700 | 92 | 60 | 1 | -25 | Dimmable | 5% |  | Damp Location Rated,Use With Timers,Enclosed Fixtures,Recessed Fixtures,Use With Photo And/Or Motion Sensors |  |  |  | 2015-11-28 | 2016-01-20 | United States, Canada | ES_1018130_BR30/927_01202016113421_2788192 | 2257356
Feit Electric | FEIT ELECTRIC | LED BR30 | CEBR30/927/4 (L) |  | BR30 | Reflector (Flood/Spot) | E26 (Medium) | Directional | LED | 5 | 65 | 130.5 | 94.7 |  |  | 110 | 750 | 11.5 | 65.2 | No | 25000 | 2700 | 91 | 55 | 1 | -25 | Dimmable | 4% | Yes | None | No |  |  | 2016-10-15 | 2016-10-14 | United States | ES_1018130_CEBR30/927/4 (L)_10212016144943_2890161 | 2282049
Feit Electric | FEIT ELECTRIC | LED BR30 | CEBR30/927/4 (N) |  | BR30 | Reflector (Flood/Spot) | E26 (Medium) | Directional | LED | 5 | 65 | 129.2 | 95.3 |  |  | 110 | 750 | 11.5 | 65.2 | No | 25000 | 2700 | 90 | 54 | 0.9 | -25 | Dimmable | 5% | Yes | None | No |  |  | 2016-10-15 | 2016-10-14 | United States | ES_1018130_CEBR30/927/4 (N)_10212016144903_5790530 | 2282051
Feit Electric | FEIT ELECTRIC | LED BR30 5000K | BR30650/5K/LED | ,,Retail Number: BR30DM65/850/LED/CAN; ,,Retail Number: CEBR30/5K/LED/8 (C1) | BR30 | Reflector (Flood/Spot) | E26 (Medium) | Directional | LED | 5 | 65 | 127.5 | 95.3 |  |  |  | 650 | 9.5 | 68.4 | No | 25000 | 5000 | 84 | 19 | 0.9 | -25 | Dimmable | 5% |  | Damp Location Rated,Enclosed Fixtures,Recessed Fixtures |  |  |  | 2016-03-01 | 2016-03-10 | United States | ES_1018130_BR30650/5K/LED_03102016110824_1273488 | 2263203
Feit Electric | FEIT ELECTRIC | LED BR30 Dimmable | BR30/DM/5K/LED | LED BR30 Dimmable,BR30DM/5K/LED/CAN, | BR30 | Reflector (Flood/Spot) | E26 (Medium) | Directional | LED | 3 | 65 | 103.8 | 95.7 |  |  | 105 | 750 | 10.5 | 71.4 | No | 25000 | 5000 | 86 | 21 | 1 | -25 | Dimmable | 10% |  | None |  |  |  | 2014-01-25 | 2015-03-03 | United States | ES_1018130_BR30/DM/5K/LED_03052015151821_4688074 | 2234269
Feit Electric | FEIT ELECTRIC | LED BR30 Dimmable | BR30/DM/LEDG3/2(T) |  | BR30 | Reflector (Flood/Spot) | E26 (Medium) | Directional | LED | 3 | 65 | 135.5 | 95.3 |  |  | 105 | 650 | 10.5 | 61.9 | No | 25000 | 2700 | 82 | 7 | 1 | -25 | Dimmable | 5% |  | None |  |  |  | 2014-01-25 | 2015-01-23 | United States | ES_1018130_BR30/DM/LEDG3/2(T)_01262015162637_9190884 | 2234931
Feit Electric | FEIT ELECTRIC | CFL BR30 15W | ESL15BR30 | ,,Retail Number: BPESL15BR30; ,,Retail Number: BPESL15BR30/2; ,,Retail Number: CE15R30/4; ,,Retail Number: ESL15BR30/3/ECO; ,,Retail Number: ESL15BR30/4/ECO; ,,Retail Number: ESL15BR30/6/CAN; ,,Retail Number: ESL15BR30/ECO; ,,Retail Number: ESL15BR30/ECO/12; ,,Retail Number: ESL15BR30/ECO/6 | BR30 | Reflector (Flood/Spot) | E26 (Medium) | Directional | CFL | 2 | 65 | 133.9 | 95.3 |  | 2.5 |  | 750 | 15 | 50 | No | 10000 | 2700 | 84 | -5 | 0.6 | -28 |  |  |  | Damp Location Rated,Enclosed Fixtures,Recessed Fixtures |  |  |  | 2014-10-11 | 2014-10-09 | United States | ES_1018130_ESL15BR30_10092014151754_9413035 | 2226452
Feit Electric | FEIT ELECTRIC | CFL BR30 15W | ESL15BR30/65K | ,,Retail Number: ESL15BR30/D; ,,Retail Number: ESL15BR30/D/3 | BR30 | Reflector (Flood/Spot) | E26 (Medium) | Directional | CFL | 2 | 65 | 134.8 | 94 |  | 2.5 |  | 650 | 15 | 43.3 | No | 10000 | 6500 | 87 | 58 | 0.6 | -28 |  |  |  | Damp Location Rated,Enclosed Fixtures,Recessed Fixtures |  |  |  | 2014-10-11 | 2014-10-09 | United States | ES_1018130_ESL15BR30/65K_10092014151512_6574631 | 2226451
FUDAKINLED LIGHTING LTD. | FUDAKINLED | FDK-BR30-11-30K-D | FDK-BR30-11-30K-D |  | BR30 | Reflector (Flood/Spot) | E26 (Medium) | Directional | LED | 3 | 65 | 129.1 | 94.8 |  |  | 110 | 850 | 11 | 77.3 | No | 25000 | 3000 | 82 | 5 | 0.9 | -20 | Dimmable | 10% |  | Damp Location Rated,Not for Use in Enclosed Fixtures |  |  |  | 2014-12-25 | 2015-04-29 | United States | ES_1126393_FDK-BR30-11-30K-D_04292015114951_1023802 | 2238280
Feit Electric | FEIT ELECTRIC | CFL Lamp | ESL15BR30/35K | ,,Retail Number: ESL15BR30/BW; ,,Retail Number: ESL15BR30/BW/3 | BR30 | Reflector (Flood/Spot) | E26 (Medium) | Directional | CFL | 2 | 65 | 133.9 | 94.3 |  | 2.5 |  | 750 | 15 | 50 | No | 10000 | 3500 | 85 | 8 | 0.6 | -28 |  |  |  | Damp Location Rated,Enclosed Fixtures,Recessed Fixtures |  |  |  | 2015-08-20 | 2015-08-19 | United States, Canada | ES_1018130_ESL15BR30/35K_08192015102524_3892354 | 2246404
Feit Electric | FEIT ELECTRIC | CFL Lamp | ESL15BR30/5K |  | BR30 | Reflector (Flood/Spot) | E26 (Medium) | Directional | CFL | 2 | 65 | 135.7 | 93 |  | 2.5 |  | 650 | 15 | 43.3 | No | 10000 | 5000 | 88 | 56 | 0.6 | -28 |  |  |  | Damp Location Rated,Enclosed Fixtures,Recessed Fixtures |  |  |  | 2015-08-20 | 2015-08-19 | United States, Canada | ES_1018130_ESL15BR30/5K_08192015102537_4212389 | 2246405
GE Lighting | GE Lighting | LED10DR303/5K/TP | 11055 | ,LED10DR303/5KCDN, | BR30 | Reflector (Flood/Spot) | E26 (Medium) | Directional | LED | 5 | 65 | 136.5 | 95.3 |  |  |  | 700 | 10 | 70 | No | 25000 | 5000 | 82 | 6 | 0.9 | -20 | Dimmable | 19% | Yes | Damp Location Rated | No |  |  | 2015-09-15 | 2016-08-19 | Canada | ES_1120172_11055_08192016180231_9751980 | 2276155
GE Lighting | GE Lighting | LED10DR303/5K/TP | 89942 | ,15102, LED10DR303E/5KSC,; ,22726, LED10DR303/5K2PK,; ,LED10DR303/5K/TP, | BR30 | Reflector (Flood/Spot) | E26 (Medium) | Directional | LED | 5 | 65 | 136.5 | 95.3 |  |  |  | 700 | 10 | 70 | No | 25000 | 5000 | 82 | 6 | 0.9 | -20 | Dimmable | 19% | Yes | Damp Location Rated | No |  |  | 2015-09-15 | 2016-08-19 | United States | ES_1120172_89942_08192016180459_9899421 | 2276161
Light Efficient Design | Light Efficient Design | LED Spotlight | LED-1739-30K-B |  | BR30 | Reflector (Flood/Spot) | E26 (Medium) | Directional | LED | 5 | 65 | 133.2 | 95.7 |  |  |  | 850 | 13 | 65.4 | No | 25000 | 3000 | 82 | 9 | 0.9 | -20 | Dimmable | 15% |  | Damp Location Rated,Recessed Fixtures,Shatter Resistant |  |  |  | 2015-02-09 | 2015-02-10 | United States, Canada | ES_1116899_LED-1739-30K-B_02102015182123_3940295 | 2233897
Litecorr Global Inc | Litecorr Global Inc | LG-BR30-10W27 | LG-BR30-10W27 |  | BR30 | Reflector (Flood/Spot) | E26 (Medium) | Directional | LED | 3 | 65 | 133.3 | 95.1 | 312 |  | 110 | 800 | 10 | 70 | No | 25000 | 2700 | 82 | 3 | 0.9 | -20 | Dimmable | 20% | Yes | Damp Location Rated | No |  |  | 2016-08-01 | 2016-08-03 | United States, Canada | ES_1137599_LG-BR30-10W27_08032016071643_8603059 | 2273994
Litecorr Global Inc | Litecorr Global Inc | LG-BR30-10W30 | LG-BR30-10W30 |  | BR30 | Reflector (Flood/Spot) | E26 (Medium) | Directional | LED | 3 | 65 | 132.9 | 95.2 | 321 |  | 110 | 800 | 10 | 70 | No | 25000 | 3000 | 82 | 3 | 0.9 | -20 | Dimmable | 20% | Yes | Damp Location Rated | No |  |  | 2016-08-01 | 2016-08-03 | United States, Canada | ES_1137599_LG-BR30-10W30_08032016071715_8635421 | 2273995
Litecorr Global Inc | Litecorr Global Inc | LG-BR30-10W40 | LG-BR30-10W40 |  | BR30 | Reflector (Flood/Spot) | E26 (Medium) | Directional | LED | 3 | 65 | 133.2 | 95.3 | 360 |  | 110 | 800 | 10 | 70 | No | 25000 | 4000 | 84 | 10 | 0.9 | -20 | Dimmable | 20% | Yes | Damp Location Rated | No |  |  | 2016-08-01 | 2016-08-03 | United States, Canada | ES_1137599_LG-BR30-10W40_08032016071742_8662218 | 2273996
Litecorr Global Inc | Litecorr Global Inc | LG-BR30-10W50 | LG-BR30-10W50 |  | BR30 | Reflector (Flood/Spot) | E26 (Medium) | Directional | LED | 3 | 65 | 132.9 | 95.1 | 367 |  | 110 | 800 | 10 | 70 | No | 25000 | 5000 | 86 | 19 | 0.9 | -20 | Dimmable | 20% | Yes | Damp Location Rated | No |  |  | 2016-08-01 | 2016-08-03 | United States, Canada | ES_1137599_LG-BR30-10W50_08032016071840_8720247 | 2273997
Lowe's Home Improvement | Utilitech | CFL 15W BR30 | 18814 | ,LBP15BR302/65K/CAN, | BR30 | Reflector (Flood/Spot) | E26 (Medium) | Directional | CFL | 2 | 65 | 134.8 | 94 |  | 1 |  | 650 | 15 | 43.3 | No | 10000 | 6500 | 87 | 58 | 0.6 | -20 |  |  |  | Damp Location Rated |  |  |  | 2015-02-15 | 2015-02-24 | Canada | ES_1114486_0018814_02242015111001_1023770 | 2233881
Lowe's Home Improvement | Utilitech | CFL 15W BR30 | 22419 | ,0099816,6 pack; ,LBP15BR302/27K,Retail Number; ,LBP15BR306,6 pack Retail Number | BR30 | Reflector (Flood/Spot) | E26 (Medium) | Directional | CFL | 2 | 65 | 134.8 | 94 |  | 1 |  | 750 | 15 | 50 | No | 10000 | 2700 | 84 | -5 | 0.6 | -20 |  |  |  | Damp Location Rated |  |  |  | 2015-02-15 | 2015-02-24 | United States, Canada | ES_1114486_0022419_02242015111001_1023770 | 2233873
LUX Technology Group | LUX Technology Group | LED BR30 Lamp | LBR30TSE26D11-27K |  | BR30 | Reflector (Flood/Spot) | E26 (Medium) | Directional | LED | 5 | 65 | 128.9 | 94.7 |  |  | 109 | 850 | 11 | 77.3 | No | 25000 | 2700 | 82 | 9 | 1 | -20 | Dimmable | 10% |  | Damp Location Rated,Not for Use in Enclosed Fixtures |  |  |  | 2015-08-06 | 2015-08-10 | United States, Canada | ES_1130823_LBR30TSE26D11-27K_08102015013950_1023869 | 2245406
LUX Technology Group | LUX Technology Group | LED BR30 Lamp | LBR30TSE26D11-30K |  | BR30 | Reflector (Flood/Spot) | E26 (Medium) | Directional | LED | 5 | 65 | 128.9 | 94.7 |  |  | 110 | 850 | 11 | 77.3 | No | 15000 | 3000 | 82 | 9 | 1 | -20 | Dimmable | 10% |  | Damp Location Rated,Not for Use in Enclosed Fixtures |  |  |  | 2015-08-06 | 2015-08-10 | United States, Canada | ES_1130823_LBR30TSE26D11-30K_08102015014620_1023869 | 2245407
LUX Technology Group | LUX Technology Group | LED BR30 Lamp | LBR30TSE26D11-40K |  | BR30 | Reflector (Flood/Spot) | E26 (Medium) | Directional | LED | 5 | 65 | 128.9 | 95.7 |  |  | 110 | 900 | 11 | 81.8 | No | 25000 | 4000 | 84 | 16 | 1 | -20 | Dimmable | 10% |  | Damp Location Rated,Not for Use in Enclosed Fixtures |  |  |  | 2015-08-06 | 2015-08-10 | United States, Canada | ES_1130823_LBR30TSE26D11-40K_08102015014950_1023869 | 2245408
LUX Technology Group | LUX Technology Group | LED BR30 Lamp | LBR30TSE26D11-50K |  | BR30 | Reflector (Flood/Spot) | E26 (Medium) | Directional | LED | 5 | 65 | 129.7 | 94.2 |  |  | 109 | 900 | 11 | 81.8 | No | 25000 | 5000 | 85 | 16 | 1 | -20 | Dimmable | 10% |  | Damp Location Rated,Not for Use in Enclosed Fixtures |  |  |  | 2015-08-10 | 2015-08-10 | United States, Canada | ES_1130823_LBR30TSE26D11-50K_08102015020220_1023871 | 2245409
LUX Technology Group | LUX Technology Group | LED Lamp BR30 | LBR30JTE26D09-30K |  | BR30 | Reflector (Flood/Spot) | E26 (Medium) | Directional | LED | 5 | 65 | 133 | 95 |  |  |  | 650 | 9.5 | 68.4 | No | 25000 | 3000 | 84 | 12 | 1 | -20 | Dimmable | 20% |  | Not for Use in Enclosed Fixtures |  |  |  | 2014-12-20 | 2014-12-23 | United States, Canada | ES_1130823_LBR30JTE26D09-30K_12232014013110_1023736 | 2229965
MAKENA ELECTRONIC (SHEN ZHEN) CO., LT | Makena | LRR30A008AA | LRR30A008AA |  | BR30 | Reflector (Flood/Spot) | E26 (Medium) | Directional | LED | 5 | 65 | 128.5 | 94.7 |  |  | 100 | 650 | 8.5 | 76.5 | No | 25000 | 2700 | 82 | 8 | 1 | -33 | Dimmable | 10% |  | Damp Location Rated,Not for Use in Enclosed Fixtures |  |  |  | 2015-08-30 | 2015-11-10 | United States, Canada | ES_1134491_LRR30A008AA_11102015114111_1023923 | 2252269
Marketing Power Inc dba - EnviroTech | Enviro Tech | LED | ENV-LED-BR30-12-G3-27 |  | BR30 | Reflector (Flood/Spot) | E26 (Medium) | Directional | LED | 3 | 65 | 133 | 95 |  |  |  | 865 | 12 | 72.1 | No | 40000 | 2700 | 83 | 21 | 1 | -40 | Dimmable | 10% |  | Enclosed Fixtures |  |  |  | 2014-06-15 | 2014-06-10 | United States | ES_1120868_ENV-LED-BR30-12-G3-27_06132014154524_8764806 | 2213568
Marketing Power Inc dba - EnviroTech | Enviro Tech | LED | ENV-LED-BR30-12-G3-30 |  | BR30 | Reflector (Flood/Spot) | E26 (Medium) | Directional | LED | 3 | 65 | 133 | 95 |  |  |  | 865 | 12 | 72.1 | No | 40000 | 3000 | 84 | 24 | 0.9 | -40 | Dimmable | 10% |  | Enclosed Fixtures |  |  |  | 2014-06-15 | 2014-06-10 | United States | ES_1120868_ENV-LED-BR30-12-G3-30_06132014154535_8299840 | 2213567
Matrix Lighting Ltd. | VIRIBRIGHT | LED Lamp | P85EG2-6 | ,,Retail Number: 754697 | BR30 | Reflector (Flood/Spot) | E26 (Medium) | Directional | LED | 3 | 65 | 124 | 95.8 |  |  |  | 700 | 8.5 | 82.4 | No | 25000 | 2700 | 91 | 42 | 1 | -20 | Dimmable | 10% | No | None | No |  |  | 2016-08-13 | 2016-09-06 | United States, Canada | ES_1120660_P85EG2-6_09062016172001_2349912 | 2278505
Matrix Lighting Ltd. | VIRIBRIGHT | LED Lamp | P85EG4-6 | ,,Retail Number: 754698 | BR30 | Reflector (Flood/Spot) | E26 (Medium) | Directional | LED | 3 | 65 | 123.9 | 95.5 |  |  |  | 700 | 8.5 | 82.4 | No | 25000 | 4000 | 94 | 62 | 1 | -20 | Dimmable | 10% | No | None | No |  |  | 2016-08-13 | 2016-09-06 | United States, Canada | ES_1120660_P85EG4-6_09062016172033_2314991 | 2278506
Maxlite | MaxLED | 11BR30DLED27 | 11BR30DLED27 | ,HC11BR30DLED27-RB, | BR30 | Reflector (Flood/Spot) | E26 (Medium) | Directional | LED | 5 | 65 | 130 | 95 |  |  | 113 | 850 | 11 | 77.3 | No | 25000 | 2700 | 82 | 14 | 0.9 | -20 | Dimmable | 10% |  | Damp Location Rated |  |  |  | 2014-08-01 | 2014-07-17 | United States | ES_1018391_11BR30DLED27_07172014140142_5702446 | 2215677
Maxlite | MaxLED | ﻿11BR30DLED27/G2 | ﻿11BR30DLED27/G2 |  | BR30 | Reflector (Flood/Spot) | E26 (Medium) | Directional | LED | 5 | 65 | 128.9 | 94.7 | 294 |  | 110 | 850 | 11 | 77.3 | No | 25000 | 2700 | 82 | 9 | 0.9 | -20 | Dimmable | 10% |  | Damp Location Rated,Not for Use in Enclosed Fixtures |  |  |  | 2015-11-03 | 2015-11-16 | United States | ES_1018391_﻿11BR30DLED27/G2_11172015001238_9158252 | 2252708
Maxlite | MaxLED | 11BR30DLED30 | 11BR30DLED30 |  | BR30 | Reflector (Flood/Spot) | E26 (Medium) | Directional | LED | 5 | 65 | 129.2 | 95.3 |  |  | 111 | 850 | 11 | 77.3 | No | 25000 | 3000 | 83 | 17 | 0.9 | -20 | Dimmable | 10% |  | Damp Location Rated |  |  |  | 2014-08-01 | 2014-07-17 | United States | ES_1018391_11BR30DLED30_07172014140205_5725095 | 2215678
Maxlite | MaxLED | ﻿11BR30DLED30/G2 | ﻿11BR30DLED30/G2 |  | BR30 | Reflector (Flood/Spot) | E26 (Medium) | Directional | LED | 5 | 65 | 128.8 | 94.7 | 319 |  | 110 | 850 | 11 | 77.3 | No | 25000 | 3000 | 82 | 9 | 0.9 | -20 | Dimmable | 10% |  | Damp Location Rated,Not for Use in Enclosed Fixtures |  |  |  | 2015-11-03 | 2015-11-16 | United States | ES_1018391_﻿11BR30DLED30/G2_11172015002025_9625062 | 2252709
Maxlite | MaxLED | ﻿11BR30DLED40/G2 | ﻿11BR30DLED40/G2 |  | BR30 | Reflector (Flood/Spot) | E26 (Medium) | Directional | LED | 5 | 65 | 129.5 | 94.6 | 329 |  | 110 | 850 | 11 | 77.3 | No | 25000 | 4000 | 84 | 16 | 0.9 | -20 | Dimmable | 10% |  | Damp Location Rated,Not for Use in Enclosed Fixtures |  |  |  | 2015-11-03 | 2015-11-16 | United States | ES_1018391_﻿11BR30DLED40/G2_11172015002053_9653919 | 2252710
Maxlite | MaxLED | 11BR30DLED41 | 11BR30DLED41 |  | BR30 | Reflector (Flood/Spot) | E26 (Medium) | Directional | LED | 5 | 65 | 129.2 | 94.5 |  |  | 110 | 850 | 11 | 77.3 | No | 25000 | 4000 | 85 | 26 | 0.9 | -20 | Dimmable | 10% |  | Damp Location Rated,Not for Use in Enclosed Fixtures |  |  |  | 2015-04-06 | 2015-04-09 | United States | ES_1018391_11BR30DLED41_04092015131510_5310008 | 2236071
Maxlite | MaxLED | 12BR30DLED927/G2 | 12BR30DLED927/G2 |  | BR30 | Reflector (Flood/Spot) | E26 (Medium) | Directional | LED | 5 | 65 | 129 | 94.8 | 308 |  | 110 | 800 | 12 | 66.7 | No | 25000 | 2700 | 93 | 68 | 0.9 | -20 | Dimmable | 10% |  | Damp Location Rated,Not for Use in Enclosed Fixtures |  |  |  | 2015-10-21 | 2015-10-28 | United States | ES_1018391_12BR30DLED927/G2_10282015192041_0041183 | 2251411
Maxlite | MaxLED | 12BR30DLED930/G2 | 12BR30DLED930/G2 |  | BR30 | Reflector (Flood/Spot) | E26 (Medium) | Directional | LED | 5 | 65 | 129 | 94.7 | 329 |  | 110 | 800 | 12 | 66.7 | No | 25000 | 3000 | 94 | 70 | 0.9 | -20 | Dimmable | 10% |  | Damp Location Rated,Not for Use in Enclosed Fixtures |  |  |  | 2015-09-22 | 2015-10-22 | United States | ES_1018391_12BR30DLED930/G2_10222015111711_2631931 | 2251078
Maxlite | MaxLED | 14BR30DLED930 | 14BR30DLED930 |  | BR30 | Reflector (Flood/Spot) | E26 (Medium) | Directional | LED | 5 | 65 | 130.1 | 95.2 | 277 |  | 110 | 800 | 13.7 | 64.2 | No | 25000 | 3000 | 95 | 66 | 0.9 | -20 | Dimmable | 10% |  | Damp Location Rated |  |  |  | 2014-09-22 | 2014-10-21 | United States | ES_1018391_14BR30DLED930_10212014173437_2877234 | 2222916
Maxlite | MaxLED | 8BR30DLED27/G2 | 8BR30DLED27/G2 | ,8BR30DLED27/G2/4P,; ,8BR30DLED27/G2BP, | BR30 | Reflector (Flood/Spot) | E26 (Medium) | Directional | LED | 5 | 65 | 128.5 | 94.7 | 232 |  | 110 | 650 | 8.5 | 76.5 | No | 25000 | 2700 | 82 | 8 | 0.9 | -20 | Dimmable | 10% |  | Damp Location Rated,Not for Use in Enclosed Fixtures |  |  |  | 2015-09-22 | 2015-09-24 | United States | ES_1018391_8BR30DLED27/G2_09242015195435_4475174 | 2248457
Maxlite | MaxLED | ﻿8BR30DLED30/G2 | ﻿8BR30DLED30/G2 |  | BR30 | Reflector (Flood/Spot) | E26 (Medium) | Directional | LED | 5 | 65 | 128 | 94.9 | 245 |  | 110 | 650 | 8.6 | 75.6 | No | 25000 | 3000 | 82 | 7 | 0.9 | -20 | Dimmable | 10% |  | Damp Location Rated,Not for Use in Enclosed Fixtures |  |  |  | 2015-11-03 | 2015-11-17 | United States | ES_1018391_﻿8BR30DLED30/G2_11172015205802_3882094 | 2252848
Maxlite | MaxLED | ﻿8BR30DLED40/G2 | ﻿8BR30DLED40/G2 |  | BR30 | Reflector (Flood/Spot) | E26 (Medium) | Directional | LED | 5 | 65 | 129.6 | 94.4 | 242 |  | 110 | 650 | 8.2 | 79.3 | No | 25000 | 4000 | 84 | 15 | 0.9 | -20 | Dimmable | 10% |  | Damp Location Rated,Not for Use in Enclosed Fixtures |  |  |  | 2015-11-03 | 2015-11-17 | United States | ES_1018391_﻿8BR30DLED40/G2_11172015210056_4056115 | 2252849
Maxlite | MaxLED | 9BR30SDLED30 | 9BR30SDLED30 |  | BR30 | Reflector (Flood/Spot) | E26 (Medium) | Directional | LED | 5 | 65 | 131.3 | 94.8 |  |  | 110 | 650 | 9 | 72.2 | No | 25000 | 3000 | 85 | 22 | 0.9 | -20 | Dimmable | 9% | No | Damp Location Rated,Dim to Warm | No |  |  | 2016-08-01 | 2016-08-02 | United States | ES_1018391_9BR30SDLED30_08022016134745_5665387 | 2273940
Maxlite | MaxLED | HC8BR30DLED27-RB4 | HC8BR30DLED27-RB4 |  | BR30 | Reflector (Flood/Spot) | E26 (Medium) | Directional | LED | 5 | 65 | 127.8 | 94.8 |  |  | 112 | 650 | 8 | 81.3 | No | 25000 | 2700 | 82 | 14 | 0.9 | -20 | Dimmable | 10% |  | Damp Location Rated |  |  |  | 2014-08-01 | 2014-07-17 | United States | ES_1018391_HC8BR30DLED27-RB4_07172014140229_5749919 | 2215682
Meijer Distribution, Inc. | Meijer | 6aSA-BR650ST-Q1D-01 | 6aSA-BR650ST-Q1D-01 |  | BR30 | Reflector (Flood/Spot) | E26 (Medium) | Directional | LED | 3 | 65 | 126 | 91 |  |  |  | 700 | 9 | 77.8 | No | 25000 | 2700 | 81 | 5 | 0.9 | -20 | Dimmable | 9% | No | None | No |  |  | 2016-09-10 | 2016-09-09 | United States | ES_21964_6aSA-BR650ST-Q1D-01_09162016112954_1371516 | 2279156
Meijer Distribution, Inc. | Meijer | 6aSA-BR650ST-Q1D-03 | 6aSA-BR650ST-Q1D-03 |  | BR30 | Reflector (Flood/Spot) | E26 (Medium) | Directional | LED | 3 | 65 | 126 | 91 |  |  |  | 735 | 9 | 81.7 | No | 25000 | 5000 | 85 | 19 | 0.9 | -20 | Dimmable | 9% | No | None | No |  |  | 2016-09-10 | 2016-09-09 | United States | ES_21964_6aSA-BR650ST-Q1D-03_09162016112954_4456692 | 2279157
Mester LED Limited | Mester | LED Spotlight | BR09E2627KAWH |  | BR30 | Reflector (Flood/Spot) | E26 (Medium) | Directional | LED | 5 | 65 | 133.1 | 95.2 |  |  |  | 680 | 9 | 75.6 | No | 25000 | 2700 | 82 | 15 | 1 | -20 | Dimmable | 10% |  | Damp Location Rated,Recessed Fixtures,Shatter Resistant,Not for Use in Enclosed Fixtures |  |  |  | 2015-02-27 | 2015-03-31 | United States, Canada | ES_1122203_BR09E2627KAWH_03312015171114_2874013 | 2236259
Mester LED Limited | Mester | LED Spotlight | BR09E2630KAWH |  | BR30 | Reflector (Flood/Spot) | E26 (Medium) | Directional | LED | 5 | 65 | 132.8 | 95 |  |  |  | 700 | 9 | 77.8 | No | 25000 | 3000 | 82 | 11 | 1 | -20 | Dimmable | 10% |  | Damp Location Rated,Recessed Fixtures,Shatter Resistant,Not for Use in Enclosed Fixtures |  |  |  | 2015-02-27 | 2015-03-31 | United States, Canada | ES_1122203_BR09E2630KAWH_03312015171143_2983745 | 2236260
Mester LED Limited | Mester | LED Spotlight | BR09E2640KAWH |  | BR30 | Reflector (Flood/Spot) | E26 (Medium) | Directional | LED | 5 | 65 | 132.4 | 95 |  |  |  | 750 | 9 | 83.3 | No | 25000 | 4000 | 83 | 7 | 1 | -20 | Dimmable | 10% |  | Damp Location Rated,Recessed Fixtures,Shatter Resistant,Not for Use in Enclosed Fixtures |  |  |  | 2015-02-27 | 2015-03-31 | United States, Canada | ES_1122203_BR09E2640KAWH_03312015171157_7124675 | 2236261
Metro LED Sign & Light | Metro LED | ML-BR30-10YYZZCC27P | ML-BR30-10YYZZCC27P |  | BR30 | Reflector (Flood/Spot) | E26 (Medium) | Directional | LED | 3 | 65 | 133.3 | 95.1 | 312 |  | 110 | 800 | 10 | 80 | No | 25000 | 2700 | 82 | 3 | 0.9 | -20 | Dimmable | 20% | Yes | Damp Location Rated | No |  |  | 2015-11-20 | 2016-06-29 | United States, Canada | ES_1129864_ML-BR30-10YYZZCC27P_06302016080157_3717476 | 2271259
Metro LED Sign & Light | Metro LED | ML-BR30-10YYZZCC30P | ML-BR30-10YYZZCC30P |  | BR30 | Reflector (Flood/Spot) | E26 (Medium) | Directional | LED | 3 | 65 | 132.9 | 95.2 | 321 |  | 110 | 800 | 10 | 80 | No | 25000 | 3000 | 82 | 3 | 0.9 | -20 | Dimmable | 20% | Yes | Damp Location Rated | No |  |  | 2015-11-20 | 2016-06-29 | United States, Canada | ES_1129864_ML-BR30-10YYZZCC30P_06302016080232_3752344 | 2271260
Metro LED Sign & Light | Metro LED | ML-BR30-10YYZZCC35P | ML-BR30-10YYZZCC35P |  | BR30 | Reflector (Flood/Spot) | E26 (Medium) | Directional | LED | 3 | 65 | 133.4 | 95.2 | 353 |  | 110 | 800 | 10 | 80 | No | 25000 | 3500 | 84 | 10 | 0.9 | -20 | Dimmable | 20% | Yes | Damp Location Rated | No |  |  | 2015-11-20 | 2016-06-29 | United States, Canada | ES_1129864_ML-BR30-10YYZZCC35P_06302016080253_3773131 | 2271261
Metro LED Sign & Light | Metro LED | ML-BR30-10YYZZCC40P | ML-BR30-10YYZZCC40P |  | BR30 | Reflector (Flood/Spot) | E26 (Medium) | Directional | LED | 3 | 65 | 133.2 | 95.3 | 360 |  | 110 | 800 | 10 | 80 | No | 25000 | 4000 | 84 | 10 | 0.9 | -20 | Dimmable | 20% | Yes | Damp Location Rated | No |  |  | 2015-11-20 | 2016-06-29 | United States, Canada | ES_1129864_ML-BR30-10YYZZCC40P_06302016080327_3807324 | 2271262
Metro LED Sign & Light | Metro LED | ML-BR30-10YYZZCC50P | ML-BR30-10YYZZCC50P |  | BR30 | Reflector (Flood/Spot) | E26 (Medium) | Directional | LED | 3 | 65 | 132.9 | 95.1 | 367 |  | 110 | 800 | 10 | 80 | No | 25000 | 5000 | 86 | 19 | 0.9 | -20 | Dimmable | 20% | Yes | Damp Location Rated | No |  |  | 2015-11-20 | 2016-06-29 | United States, Canada | ES_1129864_ML-BR30-10YYZZCC50P_06302016080347_3827891 | 2271263
Metrosphere Light Corp. | Metrosphere | LED | MET-BR30-H9W30K |  | BR30 | Reflector (Flood/Spot) | E26 (Medium) | Directional | LED | 3 | 65 | 133 | 95 |  |  | 110 | 650 | 9.3 | 70 | No | 25000 | 3000 | 91 | 58 | 0.9 | -20 | Dimmable | 10% | No | None | No |  |  | 2016-02-25 | 2016-01-27 | United States, Canada | ES_1125332_MET-BR30-H9W30K_03072016121350_8896885 | 2261838
Lowe's Home Improvement | UTILITECH Pro | BR30 | YGA08A48-BR30-10W-827 |  | BR30 | Reflector (Flood/Spot) | E26 (Medium) | Directional | LED | 3 | 65 | 127 | 95 |  |  | 120 | 650 | 10 | 65 | No | 25000 | 2700 | 82 | 6 | 0.9 | -20 | Dimmable | 10% |  | None |  |  |  | 2015-06-04 | 2015-06-17 | United States, Canada | ES_1114486_YGA08A48-BR30-10W-827_06222015154959_4859116 | 2241933
Lowe's Home Improvement | UTILITECH Pro | BR30 | YGA08A48-BR30-10W-827-1 |  | BR30 | Reflector (Flood/Spot) | E26 (Medium) | Directional | LED | 3 | 65 | 127 | 95 |  |  |  | 650 | 10 | 65 | No | 25000 | 2700 | 81 | 8 | 0.9 | -20 | Dimmable | 10% |  | None |  |  |  | 2015-09-15 | 2015-09-29 | United States, Canada | ES_1114486_YGA08A48-BR30-10W-827-1_10022015125948_3193275 | 2249333
Lowe's Home Improvement | UTILITECH Pro | BR30 | YGA08A48-BR30-10W-850-1 |  | BR30 | Reflector (Flood/Spot) | E26 (Medium) | Directional | LED | 3 | 65 | 127 | 95 |  |  |  | 650 | 10 | 65 | No | 25000 | 5000 | 85 | 15 | 0.9 | -20 | Dimmable | 10% |  | None |  |  |  | 2015-09-15 | 2016-04-17 | United States, Canada | ES_1114486_YGA08A48-BR30-10W-850-1_05172016142608_4604044 | 2266865
Lowe's Home Improvement | UTILITECH Pro | LED BR LAMP | YGA08A35-12W-827 |  | BR30 | Reflector (Flood/Spot) | E26 (Medium) | Directional | LED | 5 | 65 | 126 | 95 |  |  | 110 | 650 | 12 | 54.2 | No | 25000 | 2700 | 82 | 9 | 0.9 | -20 | Dimmable | 10% |  | Damp Location Rated |  |  |  | 2014-03-01 | 2014-05-29 | United States | ES_1114486_YGA08A35-12W-827_06052014164328_5289880 | 2212482
Lighting Science Group, Corp | Lighting Science | LED lamps | LSPro BR30 65WE CW 120 FS1 BX |  | BR30 | Reflector (Flood/Spot) | E26 (Medium) | Directional | LED | 5 | 65 | 130 | 95 |  |  |  | 690 | 10 | 70 | No | 25000 | 5000 | 96 | 86 | 1 | -18 | Dimmable | 20% |  | None |  |  |  | 2015-12-08 | 2015-12-14 | United States, Canada | ES_1071878_LSPro BR30 65WE CW 120 FS1 BX_12232015102520_2811136 | 2255444
Lighting Science Group, Corp | Lighting Science | LED lamps | LSPro BR30 65WE NW 120 FS1 BX |  | BR30 | Reflector (Flood/Spot) | E26 (Medium) | Directional | LED | 5 | 65 | 130 | 95 |  |  |  | 850 | 10 | 86.2 | No | 25000 | 4000 | 93 | 67 | 1 | -18 | Dimmable | 20% |  | None |  |  |  | 2015-12-08 | 2015-12-14 | United States, Canada | ES_1071878_LSPro BR30 65WE NW 120 FS1 BX_12232015102520_8133031 | 2255443
Luminance | LUMIN | L7521-1 | L7521-1 |  | BR30 | Reflector (Flood/Spot) | E26 (Medium) | Directional | LED | 5 | 65 | 128.9 | 94.7 |  |  | 120 | 850 | 11 | 77.3 | No | 25000 | 2700 | 82 | 9 | 1 | -20 | Dimmable | 10% |  | Damp Location Rated,Not for Use in Enclosed Fixtures |  |  |  | 2015-11-16 | 2015-11-18 | United States | ES_1122933_L7521-1 _11182015111731_1023927 | 2252905
Luminance | LUMIN | L7523 | L7523 |  | BR30 | Reflector (Flood/Spot) | E26 (Medium) | Directional | LED | 5 | 65 | 128.9 | 94.7 |  |  | 120 | 850 | 11 | 77.3 | No | 25000 | 3000 | 82 | 9 | 1 | -20 | Dimmable | 10% |  | Damp Location Rated,Not for Use in Enclosed Fixtures |  |  |  | 2015-11-16 | 2015-11-16 | United States | ES_1122933_L7523 _11182015023110_1023927 | 2252913
Lighting Science Group, Corp | Lighting Science | LED lamps | LSPro BR30 65WE W27 120 FS1 BX |  | BR30 | Reflector (Flood/Spot) | E26 (Medium) | Directional | LED | 5 | 65 | 130 | 95 |  |  |  | 663 | 10 | 66 | No | 25000 | 2700 | 92 | 53 | 1 | -18 | Dimmable | 20% |  | None |  |  |  | 2015-12-08 | 2015-12-14 | United States, Canada | ES_1071878_LSPro BR30 65WE W27 120 FS1 BX_12232015102520_4274945 | 2255442
Lighting Science Group, Corp | Lighting Science | LED lamps | LSPro BR30 65WE WW 120 FS1 BX |  | BR30 | Reflector (Flood/Spot) | E26 (Medium) | Directional | LED | 5 | 65 | 130 | 95 |  |  |  | 722 | 10 | 75 | No | 25000 | 3000 | 95 | 68 | 1 | -18 | Dimmable | 20% |  | None |  |  |  | 2015-10-05 | 2015-10-12 | United States, Canada | ES_1071878_LSPro BR30 65WE WW 120 FS1 BX_10142015140636_3880949 | 2250213
Luminance | LUMIN | TL7521-30K | TL7521-30K |  | BR30 | Reflector (Flood/Spot) | E26 (Medium) | Directional | LED | 5 | 65 | 128.5 | 94.7 |  |  | 110 | 650 | 8.5 | 76.5 | No | 25000 | 2700 | 82 | 8 | 1 | -20 | Dimmable | 10% |  | Damp Location Rated,Not for Use in Enclosed Fixtures |  |  |  | 2015-11-16 | 2015-11-18 | United States | ES_1122933_TL7521-30K_11182015111331_1023927 | 2252904
Luminance | Luminance LED | LED BR Lamp | L7521-1 |  | BR30 | Reflector (Flood/Spot) | E26 (Medium) | Directional | LED | 5 | 65 | 130.1 | 94.8 |  |  |  | 850 | 11 | 77.3 | No | 25000 | 2700 | 83 | 9 | 0.9 | -20 | Dimmable | 10% | No | Damp Location Rated,Use With Timers,Use With Photo and/or Motion Sensors | No |  |  | 2016-08-20 | 2016-10-19 | United States, Canada | ES_1122933_L7521-1_10192016173101_7823491 | 2282254
LEDVANCE, formerly OSRAM SYLVANIA | Sylvania [Osram] | LED9BR30/DIM/827/A | 73772 |  | BR30 | Reflector (Flood/Spot) | E26 (Medium) | Directional | LED | 5 | 65 | 126.5 | 108.5 |  |  |  | 650 | 9 | 72.2 | No | 25000 | 3000 | 82 | 19 | 1 | -20 | Dimmable |  |  | Damp Location Rated,Recessed Fixtures |  |  |  | 2014-04-01 | 2015-01-29 | United States, Canada | ES_1018393_73772_01292015160408_1164056 | 2232229
LEDVANCE, formerly OSRAM SYLVANIA | Sylvania [Osram] | LED9BR30/DIM/827/A/RP | 73645 |  | BR30 | Reflector (Flood/Spot) | E26 (Medium) | Directional | LED | 5 | 65 | 126.5 | 108.5 |  |  |  | 650 | 9 | 72.2 | No | 25000 | 3000 | 82 | 19 | 1 | -20 | Dimmable |  |  | Damp Location Rated,Recessed Fixtures |  |  |  | 2014-04-01 | 2015-01-29 | United States, Canada | ES_1018393_73645_01292015160408_1001703 | 2232230
LEDVANCE, formerly OSRAM SYLVANIA | Sylvania [Osram] | LED9BR30/DIM/827/A/RP | 73773 |  | BR30 | Reflector (Flood/Spot) | E26 (Medium) | Directional | LED | 5 | 65 | 126.5 | 108.5 |  |  |  | 650 | 9 | 72.2 | No | 25000 | 3000 | 82 | 19 | 1 | -20 | Dimmable |  |  | Damp Location Rated,Recessed Fixtures |  |  |  | 2014-04-01 | 2015-01-29 | United States, Canada | ES_1018393_73773_01292015160408_989785 | 2232231
LEDVANCE, formerly OSRAM SYLVANIA | Sylvania [Osram] | LED9BR30/DIM/827/A/RP | 73774 |  | BR30 | Reflector (Flood/Spot) | E26 (Medium) | Directional | LED | 5 | 65 | 126.5 | 108.5 |  |  |  | 650 | 9 | 72.2 | No | 25000 | 3000 | 82 | 19 | 1 | -20 | Dimmable |  |  | Damp Location Rated,Recessed Fixtures |  |  |  | 2014-04-01 | 2015-01-29 | United States, Canada | ES_1018393_73774_01292015160408_5284959 | 2232232
LEDVANCE, formerly OSRAM SYLVANIA | Sylvania [Osram] | LED9BR30/DIM/827/G2 | 73775 | LED9BR30/DIM/827/G2/RP,73776,; LED9BR30/DIM/827/G2/RP,73777,; LED9BR30/DIM/827/G2/RP/DIS,73779,; LED9BR30/DIM/827/G2/RP2,73778, | BR30 | Reflector (Flood/Spot) | E26 (Medium) | Directional | LED | 5 | 65 | 129 | 95 | 215 |  | 107 | 650 | 9 | 72.2 | No | 25000 | 2700 | 81 | 7 | 1 | 0 | Dimmable | 10% |  | Recessed Fixtures |  |  |  | 2015-09-01 | 2015-10-13 | United States | ES_1018393_73775_10112015154402_8837091 | 2250111
LEDVANCE, formerly OSRAM SYLVANIA | Sylvania [Osram] | LED9BR30/DIM/HO/850/G3 | 78487 |  | BR30 | Reflector (Flood/Spot) | E26 (Medium) | Directional | LED | 5 | 65 | 126.5 | 108.5 |  |  |  | 800 | 9 | 88.9 | No | 25000 | 5000 | 84 | 8 | 0.9 | -20 | Dimmable |  |  | Damp Location Rated,Recessed Fixtures |  |  |  | 2014-04-01 | 2014-09-26 | United States, Canada | ES_1018393_78487_09262014153918_2313501 | 2220634
LEDVANCE, formerly OSRAM SYLVANIA | Sylvania [Osram] | LED9BR30/DIM/HO/850/G3/RP | 78488 |  | BR30 | Reflector (Flood/Spot) | E26 (Medium) | Directional | LED | 5 | 65 | 126.5 | 108.5 |  |  |  | 800 | 9 | 88.9 | No | 25000 | 5000 | 84 | 8 | 0.9 | -20 | Dimmable |  |  | Damp Location Rated,Recessed Fixtures |  |  |  | 2014-04-01 | 2014-09-26 | United States, Canada | ES_1018393_78488_02122015145422_4942743 | 2233207
LEDVANCE, formerly OSRAM SYLVANIA | Sylvania [Osram] | LED9BR30/DIM/HO/850/G3/RP | 78703 |  | BR30 | Reflector (Flood/Spot) | E26 (Medium) | Directional | LED | 5 | 65 | 126.5 | 108.5 |  |  |  | 800 | 9 | 88.9 | No | 25000 | 5000 | 84 | 8 | 0.9 | -20 | Dimmable |  |  | Damp Location Rated,Recessed Fixtures |  |  |  | 2014-04-01 | 2014-09-26 | United States, Canada | ES_1018393_78703_02122015145422_1338312 | 2233208
LiLEDs, LLC | LILEDs | LED BR30 | BR30D1130F |  | BR30 | Reflector (Flood/Spot) | E26 (Medium) | Directional | LED | 5 | 65 | 128.9 | 94.7 |  |  |  | 850 | 11 | 77.3 | No | 25000 | 3000 | 82 | 9 | 1 | -20 | Dimmable | 10% |  | Damp Location Rated,Not for Use in Enclosed Fixtures |  |  |  | 2014-11-10 | 2015-05-28 | United States | ES_1127053_BR30D1130F_05282015082000_1023819 | 2240376
Litetronics International Inc. | Litetronics | LP12550FL2D-1 | LP12550FL2D-1 |  | BR30 | Reflector (Flood/Spot) | E26 (Medium) | Directional | LED | 3 | 65 | 129.1 | 94.8 |  |  | 110 | 850 | 12 | 70.8 | No | 25000 | 2700 | 81 | 4 | 0.9 | -20 | Dimmable | 10% |  | Damp Location Rated,Not for Use in Enclosed Fixtures |  |  |  | 2015-06-30 | 2015-07-27 | United States, Canada | ES_21060_LP12550FL2D-1_07272015123731_1023858 | 2244519
Litetronics International Inc. | Litetronics | LP12550FL4D-1 | LP12550FL4D-1 |  | BR30 | Reflector (Flood/Spot) | E26 (Medium) | Directional | LED | 3 | 65 | 129.1 | 94.8 |  |  | 110 | 850 | 12 | 70.8 | No | 25000 | 3000 | 82 | 5 | 0.9 | -21 | Dimmable | 10% |  | Damp Location Rated,Not for Use in Enclosed Fixtures,Recessed Fixtures |  |  |  | 2015-10-01 | 2015-10-01 | United States, Canada | ES_21060_LP12550FL4D-1_10012015011110_1023906 | 2249054
LEDVANCE, formerly OSRAM SYLVANIA | Sylvania [Osram] | LED9BR30/DIM/HO/850/G4/RP | 79169 | LED9BR30/DIM/HO/850/G4,79170,; LED9BR30/DIM/HO/850/G4/RP,79171,; LED9BR30/DIM/HO/850/G4/RP2,79179, | BR30 | Reflector (Flood/Spot) | E26 (Medium) | Directional | LED | 5 | 65 | 129 | 95 | 256 |  | 110 | 800 | 9 | 88.9 | No | 25000 | 5000 | 84 | 14 | 1 | 0 | Dimmable | 10% |  | Recessed Fixtures |  |  |  | 2015-09-01 | 2015-10-13 | United States | ES_1018393_79169_10112015154525_1534692 | 2250107
LEDVANCE, formerly OSRAM SYLVANIA | SYLVANIA;OSRAM | LED11BR30/DIM/HO/827/G4 | LED11BR30/DIM/HO/827/G4 | ,LED11BR30/DIM/HO/830/G4,3000K | BR30 | Reflector (Flood/Spot) | E26 (Medium) | Directional | LED | 5 | 65 | 128.8 | 94.9 | 275 |  | 112 | 800 | 11 | 72.7 | No | 25000 | 2700 | 82 | 10 | 1 | 0 | Dimmable | 10% |  | Recessed Fixtures |  |  |  | 2014-01-01 | 2015-09-23 | United States | ES_1018393_LED11BR30/DIM/HO/827/G4_09072015110504_7656976 | 2248364
LEDVANCE, formerly OSRAM SYLVANIA | SYLVANIA;OSRAM | LED9BR30/DIM/HO/850/G4 | LED9BR30/DIM/HO/850/G4 |  | BR30 | Reflector (Flood/Spot) | E26 (Medium) | Directional | LED | 5 | 65 | 128.9 | 94.9 | 272 |  | 113 | 800 | 9 | 88.9 | No | 25000 | 5000 | 83 | 7 | 1 | 0 | Dimmable | 10% |  | Recessed Fixtures |  |  |  | 2014-01-01 | 2015-01-08 | United States | ES_1018393_LED9BR30/DIM/HO/850/G4_01082015094801_9410821 | 2230726
Lenmar Enterprises, Inc. | LENMAR | LED11BR30-827-2D | LED11BR30-827-2D |  | BR30 | Reflector (Flood/Spot) | E26 (Medium) | Directional | LED | 5 | 65 | 129 | 95 | 252 |  | 109 | 800 | 11 | 72.7 | No | 25000 | 2700 | 81 | 7 | 1 | 0 | Dimmable | 10% |  | Recessed Fixtures |  |  |  | 2015-12-01 | 2016-03-29 | United States | ES_1135069_LED11BR30-827-2D_03282016092927_2417871 | 2263658
Lowe's Home Improvement | Utilitech | CFL 15W BR30 | 18545 | ,,Retail Number6 pack6 pack Retail Number; ,,Retail Number6 pack6 pack Retail Number; ,LBP15BR302/27K/CAN,Retail Number6 pack6 pack Retail Number | BR30 | Reflector (Flood/Spot) | E26 (Medium) | Directional | CFL | 2 | 65 | 134.8 | 94 |  | 1 |  | 750 | 15 | 50 | No | 10000 | 2700 | 84 | -5 | 0.6 | -20 |  |  |  | Damp Location Rated |  |  |  | 2015-02-15 | 2015-02-24 | Canada | ES_1114486_0018545_02242015111001_1023770 | 2233880
Lowe's Home Improvement | Utilitech | CFL 15W BR30 | 18600 | ,LBP15BR30/35K/CAN,RETAIL NUMBER | BR30 | Reflector (Flood/Spot) | E26 (Medium) | Directional | CFL | 2 | 65 | 134.8 | 94 |  | 1.5 |  | 750 | 15 | 50 | No | 10000 | 3500 | 85 | 8 | 0.6 | -29 |  |  |  | Damp Location Rated,Not for Use in Enclosed Fixtures |  |  |  | 2015-09-01 | 2015-09-11 | Canada | ES_1114486_0018600_09142015044110_1023893 | 2248066
Kobi Electric | KOBI ELECTRIC | LED Lamps | R30-65-XX | ,,Where "XX" denotes color temperature and could be 30,40 and 50 which refers 3000K,4000K and 5000K | BR30 | Reflector (Flood/Spot) | E26 (Medium) | Directional | LED | 5 | 65 | 124.1 | 93.7 |  |  | 105 | 650 | 9 | 72.2 | No | 25000 | 3000 | 83 | 14 | 1 | -20 | Dimmable | 20% | No | None | No |  |  | 2016-07-20 | 2016-07-25 | United States, Canada | ES_1130465_R30-65-XX_08052016161655_1831248 | 2274273
Kobi Electric | KOBI ELECTRIC | LED Lamps | R30-65-XX | ,,Where "XX" denotes color temperature and could be 30,40 and 50 which refers 3000K,4000K and 5000K | BR30 | Reflector (Flood/Spot) | E26 (Medium) | Directional | LED | 5 | 65 | 124.1 | 93.7 |  |  | 105 | 650 | 9 | 72.2 | No | 25000 | 4000 | 84 | 12 | 1 | -20 | Dimmable | 20% | No | None | No |  |  | 2016-07-20 | 2016-07-25 | United States, Canada | ES_1130465_R30-65-XX_08052016161720_5795912 | 2274274
Kobi Electric | KOBI ELECTRIC | LED Lamps | R30-65-XX | ,,Where "XX" denotes color temperature and could be 30,40 and 50 which refers 3000K,4000K and 5000K | BR30 | Reflector (Flood/Spot) | E26 (Medium) | Directional | LED | 5 | 65 | 124.1 | 93.7 |  |  | 105 | 650 | 9 | 72.2 | No | 25000 | 5000 | 86 | 21 | 1 | -20 | Dimmable | 20% | No | None | No |  |  | 2016-07-20 | 2016-07-25 | United States, Canada | ES_1130465_R30-65-XX_08052016161742_4682875 | 2274275
Kobi Electric | KOBI ELECTRIC | LED Lamps | R30-65-XX-MV | ,,Where "XX" denotes color temperature and could be 40 and 50 which refers 4000K and 5000K | BR30 | Reflector (Flood/Spot) | E26 (Medium) | Directional | LED | 5 | 65 | 124.2 | 94.1 |  |  | 105 | 650 | 9 | 80 | No | 25000 | 4000 | 84 | 13 | 1 | -20 |  |  | No | None | No |  |  | 2016-08-01 | 2016-08-05 | United States, Canada | ES_1130465_R30-65-XX-MV_08292016120411_6104465 | 2276704
Kobi Electric | KOBI ELECTRIC | LED Lamps | R30-65-XX-MV | ,,Where "XX" denotes color temperature and could be 40 and 50 which refers 4000K and 5000K | BR30 | Reflector (Flood/Spot) | E26 (Medium) | Directional | LED | 5 | 65 | 124.2 | 94.1 |  |  | 105 | 650 | 9 | 80 | No | 25000 | 5000 | 85 | 21 | 1 | -20 |  |  | No | None | No |  |  | 2016-08-01 | 2016-08-05 | United States, Canada | ES_1130465_R30-65-XX-MV_08292016120435_5095069 | 2276705
Kobi Electric | KOBI ELECTRIC | LED Lamps | R40-65-XX | ,,Where "XX" denotes color temperature and could be 30,40 and 50 which refers 3000K,4000K and 5000K | BR40 | Reflector (Flood/Spot) | E26 (Medium) | Directional | LED | 5 | 65 | 151.2 | 123.6 |  |  | 90 | 650 | 9 | 72.2 | No | 25000 | 3000 | 83 | 17 | 1 | -20 | Dimmable | 20% | No | None | No |  |  | 2016-07-20 | 2016-07-25 | United States, Canada | ES_1130465_R40-65-XX_08052016161536_6583930 | 2274270
Kobi Electric | KOBI ELECTRIC | LED Lamps | R40-65-XX | ,,Where "XX" denotes color temperature and could be 30,40 and 50 which refers 3000K,4000K and 5000K | BR40 | Reflector (Flood/Spot) | E26 (Medium) | Directional | LED | 5 | 65 | 151.2 | 123.6 |  |  | 90 | 650 | 9 | 72.2 | No | 25000 | 4000 | 83 | 12 | 1 | -20 | Dimmable | 20% | No | None | No |  |  | 2016-07-20 | 2016-07-25 | United States, Canada | ES_1130465_R40-65-XX_08052016161600_9331957 | 2274271
Kobi Electric | KOBI ELECTRIC | LED Lamps | R40-65-XX | ,,Where "XX" denotes color temperature and could be 30,40 and 50 which refers 3000K,4000K and 5000K | BR40 | Reflector (Flood/Spot) | E26 (Medium) | Directional | LED | 5 | 65 | 151.2 | 123.6 |  |  | 90 | 650 | 9 | 72.2 | No | 25000 | 5000 | 86 | 22 | 0.1 | -20 | Dimmable | 20% | No | None | No |  |  | 2016-07-20 | 2016-07-25 | United States, Canada | ES_1130465_R40-65-XX_08052016161628_7747620 | 2274272
Kobi Electric | KOBI ELECTRIC | LED Lamps | R40-65-XX-MV | ,,Where "XX" denotes color temperature and could be 40 and 50 which refers 4000K and 5000K | BR40 | Reflector (Flood/Spot) | E26 (Medium) | Directional | LED | 5 | 65 | 159 | 127.5 |  |  | 95 | 650 | 9 | 72.2 | No | 25000 | 4000 | 84 | 12 | 1 | -20 |  |  | No | None | No |  |  | 2016-08-01 | 2016-07-28 | United States, Canada | ES_1130465_R40-65-XX-MV_08162016175054_8021798 | 2275398
Kobi Electric | KOBI ELECTRIC | LED Lamps | R40-65-XX-MV | ,,Where "XX" denotes color temperature and could be 40 and 50 which refers 4000K and 5000K | BR40 | Reflector (Flood/Spot) | E26 (Medium) | Directional | LED | 5 | 65 | 159 | 127.5 |  |  | 95 | 650 | 9 | 72.2 | No | 25000 | 5000 | 86 | 20 | 1 | -20 |  |  | No | None | No |  |  | 2016-08-01 | 2016-07-28 | United States, Canada | ES_1130465_R40-65-XX-MV_08162016175122_5669034 | 2275399
Krut Systems LLC | Krutled | KL-BR30-10YYZZCC2TTP(2700K) | KL-BR30-10YYZZCCTTP(2700K) |  | BR30 | Reflector (Flood/Spot) | E26 (Medium) | Directional | LED | 3 | 65 | 133.3 | 95.1 | 312 |  | 110 | 800 | 10 | 80 | No | 25000 | 2700 | 82 | 3 | 0.9 | -20 | Dimmable | 20% | Yes | Damp Location Rated | No |  |  | 2016-07-19 | 2016-10-12 | United States, Canada | ES_1127271_KL-BR30-10YYZZCC2TTP(2700K)_10122016061645_3005953 | 2281161
Krut Systems LLC | Krutled | KL-BR30-10YYZZCC2TTP(3000K) | KL-BR30-10YYZZCCTTP(3000K) |  | BR30 | Reflector (Flood/Spot) | E26 (Medium) | Directional | LED | 3 | 65 | 132.9 | 95.2 | 321 |  | 110 | 800 | 10 | 80 | No | 25000 | 3000 | 82 | 3 | 0.9 | -20 | Dimmable | 20% | Yes | Damp Location Rated | No |  |  | 2016-07-19 | 2016-10-12 | United States, Canada | ES_1127271_KL-BR30-10YYZZCC2TTP(3000K)_10122016061757_3077555 | 2281162
Krut Systems LLC | Krutled | KL-BR30-10YYZZCC2TTP(4000K) | KL-BR30-10YYZZCCTTP(4000K) |  | BR30 | Reflector (Flood/Spot) | E26 (Medium) | Directional | LED | 3 | 65 | 133.2 | 95.3 | 360 |  | 110 | 800 | 10 | 80 | No | 25000 | 4000 | 84 | 10 | 0.9 | -20 | Dimmable | 20% | Yes | Damp Location Rated | No |  |  | 2016-07-19 | 2016-10-12 | United States, Canada | ES_1127271_KL-BR30-10YYZZCC2TTP(4000K)_10122016061847_3127876 | 2281163
Krut Systems LLC | Krutled | KL-BR30-10YYZZCC2TTP(5000K) | KL-BR30-10YYZZCCTTP(5000K) |  | BR30 | Reflector (Flood/Spot) | E26 (Medium) | Directional | LED | 3 | 65 | 132.9 | 95.1 | 367 |  | 110 | 800 | 10 | 80 | No | 25000 | 5000 | 86 | 19 | 0.9 | -20 | Dimmable | 20% | Yes | Damp Location Rated | No |  |  | 2016-07-19 | 2016-10-12 | United States, Canada | ES_1127271_KL-BR30-10YYZZCC2TTP(5000K)_10122016062045_3245391 | 2281164
LEDi2 Inc | LEDi2 | Self-ballast LED lamp | I2-LBR30D13-27K |  | BR30 | Reflector (Flood/Spot) | E26 (Medium) | Directional | LED | 3 | 65 | 135 | 95 |  |  | 120 | 750 | 13 | 57.7 | No | 25000 | 2700 | 81 | 5 | 1 | -20 | Dimmable | 10% |  | None |  |  |  | 2016-05-01 | 2016-05-02 | United States | ES_1134488_I2-LBR30D13-27K_05062016153440_9308415 | 2266379
LED One Distribution, Inc | LED ONE | BR30 | BR30-65WE-12WD27K |  | BR30 | Reflector (Flood/Spot) | E26 (Medium) | Directional | LED | 5 | 65 | 134 | 90.2 |  |  |  | 760 | 12 | 63.3 | No | 25000 | 2700 | 81 | 11 | 1 | -20 | Dimmable | 20% |  | Damp Location Rated,Not for Use in Enclosed Fixtures |  |  |  | 2015-06-01 | 2015-06-02 | United States | ES_1128019_BR30-65WE-12WD27K_06022015060220_1023823 | 2240835
LED Source, LLC. | eFFINION | LED | EF BR30-12W-27-DIM-120 |  | BR30 | Reflector (Flood/Spot) | E26 (Medium) | Directional | LED | 3 | 65 | 133 | 95 |  |  |  | 865 | 12 | 72.1 | No | 40000 | 2700 | 83 | 21 | 1 | -40 | Dimmable | 10% |  | Enclosed Fixtures |  |  |  | 2014-06-15 | 2014-06-11 | United States | ES_1100223_EF BR30-12W-27-DIM-120_06132014154722_3655255 | 2213556
LED Source, LLC. | eFFINION | LED | EF BR30-12W-30-DIM-120 |  | BR30 | Reflector (Flood/Spot) | E26 (Medium) | Directional | LED | 3 | 65 | 133 | 95 |  |  |  | 865 | 12 | 72.1 | No | 40000 | 3000 | 84 | 24 | 0.9 | -40 | Dimmable | 10% |  | Enclosed Fixtures |  |  |  | 2014-06-15 | 2014-06-11 | United States | ES_1100223_EF BR30-12W-30-DIM-120_06132014154732_3903656 | 2213555
LEDVANCE, formerly OSRAM SYLVANIA | Sylvania | 79657 LED11BR30/DIM/SE/830/G3 | 79657 LED11BR30/DIM/SE/830/G3 | ,79654 LED11BR30/DIM/SE/830/G3/RP,; ,79660 LED11BR30/DIM/SE/830/G3/RP, | BR30 | Reflector (Flood/Spot) | E26 (Medium) | Directional | LED | 5 | 65 | 129 | 95 | 230 |  | 105 | 800 | 11 | 72.7 | No | 25000 | 3000 | 85 | 24 | 1 | 0 | Dimmable | 10% | Yes | Damp Location Rated | No |  |  | 2015-10-01 | 2015-07-13 | United States | ES_1018393_79657 LED11BR30/DIM/SE/830/G3_07132015130848_5356714 | 2272112
LEDVANCE, formerly OSRAM SYLVANIA | Sylvania | LED11BR30/DIM/HO/827/G4/RP | 79166 | LED11BR30/DIM/HO/827/G4,79167,2700K; LED11BR30/DIM/HO/827/G4/DIS,79178,2700K; LED11BR30/DIM/HO/827/G4/RP,79166,2700K; LED11BR30/DIM/HO/827/G4/RP,79168,2700K; LED11BR30/DIM/HO/827/G4/RP2,74033,2700K; LED11BR30/DIM/HO/835/G4/RP,79182,3500K; LED11BR30/DIM/HO/835/G4/RP,79463,3500K; LED11BR30/DIM/HO/835/G4/RP2,79510,3500K | BR30 | Reflector (Flood/Spot) | E26 (Medium) | Directional | LED | 5 | 65 | 129 | 95 | 252 |  | 109 | 800 | 11 | 72.7 | No | 25000 | 2700 | 81 | 7 | 1 | 0 | Dimmable | 10% | Yes | Damp Location Rated | No |  |  | 2015-09-01 | 2015-10-08 | United States | ES_1018393_79166_10112015154613_1294519 | 2272109
LEDVANCE, formerly OSRAM SYLVANIA | Sylvania | LED12BR30/DIM/SE/830/RP | 78388 | LED12BR30/DIM/SE/830,72888,; LED12BR30/DIM/SE/830/RP,78388,May also brand as Osram | BR30 | Reflector (Flood/Spot) | E26 (Medium) | Directional | LED | 5 | 65 | 134.9 | 95 |  |  |  | 940 | 12 | 70.8 | No | 25000 | 3000 | 84 | 19 | 1 | -20 | Dimmable |  |  | Damp Location Rated,Recessed Fixtures |  |  |  | 2013-12-01 | 2014-09-16 | United States, Canada | ES_1018393_78388_09152014150822_9205744 | 2219566
LEDVANCE, formerly OSRAM SYLVANIA | Sylvania | LED12BR40/DIM/SE/830/RP | 78389 | LED12BR40/DIM/SE/830/RP,72889, | BR40 | Reflector (Flood/Spot) | E26 (Medium) | Directional | LED | 5 | 65 | 161.8 | 124 |  |  |  | 850 | 12.7 | 66.9 | No | 25000 | 3000 | 83 | 17 | 1 | -18 | Dimmable |  |  | Damp Location Rated,Recessed Fixtures |  |  |  | 2013-12-01 | 2014-09-23 | United States, Canada | ES_1018393_78389_09112014165512_1093561 | 2220039
LEDVANCE, formerly OSRAM SYLVANIA | Sylvania | LED9BR30/DIM/827/G2 | 73775 | LED9BR30/DIM/827/G2/RP,73776,; LED9BR30/DIM/827/G2/RP,73777,; LED9BR30/DIM/827/G2/RP/DIS,73779,; LED9BR30/DIM/827/G2/RP/DIS,73953,; LED9BR30/DIM/827/G2/RP2,73778, | BR30 | Reflector (Flood/Spot) | E26 (Medium) | Directional | LED | 5 | 65 | 129 | 95 | 215 |  | 107 | 650 | 9 | 72.2 | No | 25000 | 2700 | 81 | 7 | 1 | 0 | Dimmable | 10% | Yes | Damp Location Rated | No |  |  | 2015-09-01 | 2015-10-08 | United States | ES_1018393_73775_10112015154402_8837091 | 2272107
LEDVANCE, formerly OSRAM SYLVANIA | Sylvania | LED9BR30/DIM/HO/850/G4/RP | 79169 | LED9BR30/DIM/HO/850/G4,79170,; LED9BR30/DIM/HO/850/G4/RP,79171,; LED9BR30/DIM/HO/850/G4/RP2,79179, | BR30 | Reflector (Flood/Spot) | E26 (Medium) | Directional | LED | 5 | 65 | 129 | 95 | 256 |  | 110 | 800 | 9 | 88.9 | No | 25000 | 5000 | 84 | 14 | 1 | 0 | Dimmable | 10% | Yes | Damp Location Rated | No |  |  | 2015-09-01 | 2015-10-08 | United States | ES_1018393_79169_10112015154525_1534692 | 2272108
LEDVANCE, formerly OSRAM SYLVANIA | Sylvania [Osram] | LED11BR30/DIM/HO/827/G4/RP | 79166 | LED11BR30/DIM/HO/827/G4,79167,2700K; LED11BR30/DIM/HO/827/G4/DIS,79178,2700K; LED11BR30/DIM/HO/827/G4/RP,79166,2700K; LED11BR30/DIM/HO/827/G4/RP,79168,2700K; LED11BR30/DIM/HO/827/G4/RP2,74033,2700K; LED11BR30/DIM/HO/835/G4/RP,79182,3500K | BR30 | Reflector (Flood/Spot) | E26 (Medium) | Directional | LED | 5 | 65 | 129 | 95 | 252 |  | 109 | 800 | 11 | 72.7 | No | 25000 | 2700 | 81 | 7 | 1 | 0 | Dimmable | 10% |  | Recessed Fixtures |  |  |  | 2015-09-01 | 2015-10-08 | United States | ES_1018393_79166_10112015154613_1294519 | 2250109
LEDVANCE, formerly OSRAM SYLVANIA | Sylvania [Osram] | LED11BR30/DIM/SE/830/G3 | 79657 |  | BR30 | Reflector (Flood/Spot) | E26 (Medium) | Directional | LED | 5 | 65 | 129 | 95 | 230 |  | 105 | 800 | 11 | 72.7 | No | 25000 | 3000 | 85 | 24 | 0.9 | -20 | Dimmable | 10% |  | Recessed Fixtures |  |  |  | 2015-10-01 | 2016-01-11 | United States | ES_1018393_79657_01072016112321_9054376 | 2256410
LEDVANCE, formerly OSRAM SYLVANIA | Sylvania [Osram] | LED11BR30/DIM/SE/830/G3/CC2 | 79663 |  | BR30 | Reflector (Flood/Spot) | E26 (Medium) | Directional | LED | 5 | 65 | 129 | 95 | 230 |  | 105 | 800 | 11 | 72.7 | No | 25000 | 3000 | 85 | 24 | 0.9 | -20 | Dimmable | 10% |  | Recessed Fixtures |  |  |  | 2015-10-01 | 2016-01-11 | United States | ES_1018393_79663_01072016112321_1038132 | 2256413
LEDVANCE, formerly OSRAM SYLVANIA | Sylvania [Osram] | LED11BR30/DIM/SE/830/G3/RP | 79654 |  | BR30 | Reflector (Flood/Spot) | E26 (Medium) | Directional | LED | 5 | 65 | 129 | 95 | 230 |  | 105 | 800 | 11 | 72.7 | No | 25000 | 3000 | 85 | 24 | 0.9 | -20 | Dimmable | 10% |  | Recessed Fixtures |  |  |  | 2015-10-01 | 2016-01-11 | United States | ES_1018393_79654_01072016112321_5717585 | 2256411
LEDVANCE, formerly OSRAM SYLVANIA | Sylvania [Osram] | LED11BR30/DIM/SE/830/G3/RP | 79660 |  | BR30 | Reflector (Flood/Spot) | E26 (Medium) | Directional | LED | 5 | 65 | 129 | 95 | 230 |  | 105 | 800 | 11 | 72.7 | No | 25000 | 3000 | 85 | 24 | 0.9 | -20 | Dimmable | 10% |  | Recessed Fixtures |  |  |  | 2015-10-01 | 2016-01-11 | United States | ES_1018393_79660_01072016112321_7901406 | 2256412
JDI Sales USA Inc dba Triangle Bulbs | Triangle Bulbs | T99011 | T99011 |  | BR30 | Reflector (Flood/Spot) | E26 (Medium) | Directional | LED | 3 | 65 | 128.5 | 94.7 |  |  | 110 | 650 | 8.6 | 75.6 | No | 25000 | 3000 | 82 | 7 | 1 | -20 | Dimmable | 10% |  | Damp Location Rated,Not for Use in Enclosed Fixtures |  |  |  | 2015-08-30 | 2015-09-22 | United States, Canada | ES_1129609_T99011_10062015070950_1023902 | 2249656
Jiawei Technology (USA), Ltd | Maximus | LED BR30 Lamp | 9BR30-827-WFL-D-BX | LED BR30 Lamp,M-9BR30-827-WFL-D-BX,; LED BR30 Lamp,M-BR30B, | BR30 | Reflector (Flood/Spot) | E26 (Medium) | Directional | LED | 3 | 65 | 130.1 | 94.6 |  |  | 120 | 650 | 9 | 72.2 | No | 25000 | 2700 | 83 | 21 | 1 | -20 | Dimmable | 10% |  | Damp Location Rated,Not for Use in Enclosed Fixtures |  |  |  | 2015-03-31 | 2015-04-08 | United States, Canada | ES_1119003_9BR30-827-WFL-D-BX_04092015025110_1023789 | 2236121
Jessar | JESSAR | BR30 CFL | 1-60722 |  | BR30 | Reflector (Flood/Spot) | E26 (Medium) | Directional | CFL | 3 | 65 | 134.2 | 94.7 |  | 2.5 |  | 750 | 15 | 50 | No | 10000 | 2700 | 83 | 0 | 0.6 | -30 |  |  |  | Damp Location Rated,Enclosed Fixtures,Recessed Fixtures |  |  |  | 2016-06-06 | 2016-06-27 | Canada | ES_1110120_1-60722_06272016151721_2139904 | 2271332
Jessar | Xtricity | 1-60035 | 1-60035 |  | BR30 | Reflector (Flood/Spot) | E26 (Medium) | Directional | LED | 3 | 65 | 130 | 95 |  |  | 110 | 850 | 11 | 77.3 | No | 25000 | 3000 | 83 | 17 | 0.9 | -20 | Dimmable | 10% |  | None |  |  |  | 2014-06-10 | 2014-07-17 | Canada | ES_1110120_1-60035_07172014110111_1023637 | 2215709
Jiawei Technology (USA), Ltd | Maximus | self-ballasted LED Lamps | DL-13BR30-827-110-D | self-ballasted LED Lamps,ML-13BR30-827-110-D, | BR30 | Reflector (Flood/Spot) | E26 (Medium) | Directional | LED | 5 | 65 | 135 | 95 |  |  | 120 | 750 | 13 | 57.7 | No | 25000 | 2700 | 81 | 5 | 1 | -20 | Dimmable | 10% |  | None |  |  |  | 2015-06-30 | 2015-07-13 | United States, Canada | ES_1119003_DL-13BR30-827-110-D_07222015091808_9972838 | 2243918
Illuminex Technologies, Div. of Global Retail Advantage Inc. | Illuminex | BR LED LAMP | LD-SL-BR30 11WDIM 2700K |  | BR30 | Reflector (Flood/Spot) | E26 (Medium) | Directional | LED | 3 | 65 | 117.6 | 95.9 |  |  |  | 800 | 11 | 72.7 | No | 25000 | 2700 | 81 | 5 | 0.8 | -25 | Dimmable | 10% |  | Enclosed Fixtures |  |  |  | 2015-11-24 | 2016-04-08 | Canada | ES_1132692_LD-SL-BR30 11WDIM 2700K_12022015054040_4840640 | 2254072
Illuminex Technologies, Div. of Global Retail Advantage Inc. | Illuminex | BR LED LAMP | LD-SL-BR30 11WDIM 5000K |  | BR30 | Reflector (Flood/Spot) | E26 (Medium) | Directional | LED | 3 | 65 | 117.6 | 95.9 |  |  |  | 800 | 11 | 72.7 | No | 25000 | 5000 | 85 | 18 | 0.8 | -25 | Dimmable | 10% |  | Enclosed Fixtures |  |  |  | 2015-11-24 | 2016-04-08 | Canada | ES_1132692_LD-SL-BR30 11WDIM 5000K_12022015054101_4861800 | 2254073
Jiaxing Ledux Lighting Co., LTD | Greenlux | BR LED Lamp | LDX-BR30-9W-DIM-27K |  | BR30 | Reflector (Flood/Spot) | E26 (Medium) | Directional | LED | 3 | 65 | 117.6 | 95.9 |  |  |  | 700 | 9 | 77.8 | No | 25000 | 2700 | 82 | 14 | 0.9 | -25 | Dimmable |  |  | Damp Location Rated,Enclosed Fixtures,Recessed Fixtures |  |  |  | 2015-05-11 | 2016-03-02 | United States, Canada | ES_1131547_LDX-BR30-9W-DIM-27K_05132015110937_5377855 | 2239237
Jiaxing Ledux Lighting Co., LTD | Greenlux | BR LED LAMP | BR30E11W8DIM27K |  | BR30 | Reflector (Flood/Spot) | E26 (Medium) | Directional | LED | 3 | 65 | 117.6 | 95.9 |  |  | 100 | 850 | 11 | 73 | No | 25000 | 2700 | 81 | 5 | 0.8 | -25 | Dimmable | 4% | Yes | Damp Location Rated | No |  |  | 2015-10-30 | 2016-03-15 | United States, Canada | ES_1131547_BR30E11W8DIM27K_04072016104100_5660682 | 2263970
Jiaxing Ledux Lighting Co., LTD | Greenlux | BR LED LAMP | BR30E11W8DIM30K |  | BR30 | Reflector (Flood/Spot) | E26 (Medium) | Directional | LED | 3 | 65 | 117.6 | 95.9 |  |  | 100 | 850 | 11 | 73 | No | 25000 | 3000 | 81 | 3 | 0.9 | -25 | Dimmable | 4% | Yes | Damp Location Rated | No |  |  | 2015-10-30 | 2016-04-29 | United States, Canada | ES_1131547_BR30E11W8DIM30K_04292016074331_5811631 | 2265576
Jiaxing Ledux Lighting Co., LTD | Greenlux | BR LED LAMP | BR30E11W8DIM50K |  | BR30 | Reflector (Flood/Spot) | E26 (Medium) | Directional | LED | 3 | 65 | 117.6 | 95.9 |  |  | 100 | 850 | 11 | 73 | No | 25000 | 5000 | 85 | 18 | 0.8 | -25 | Dimmable | 4% | Yes | Damp Location Rated | No |  |  | 2015-10-30 | 2016-03-15 | United States, Canada | ES_1131547_BR30E11W8DIM50K_04072016104120_5680691 | 2263971
Illuminex Technologies, Div. of Global Retail Advantage Inc. | Illuminex | LD-SL-BR-30 WW 8W | LD-SL-BR-30 WW 8W |  | BR30 | Reflector (Flood/Spot) | E26 (Medium) | Directional | LED | 3 | 65 | 127.8 | 94.8 |  |  | 120 | 650 | 8 | 81.3 | No | 25000 | 2700 | 82 | 14 | 0.9 | -20 | Dimmable | 10% |  | Damp Location Rated,Not for Use in Enclosed Fixtures |  |  |  | 2014-04-07 | 2015-07-01 | United States, Canada | ES_1132692_LD-SL-BR-30 WW 8W_07012015024840_1023840 | 2242692
Jessar | Xtricity | LED Lamp | 1-60089 |  | BR30 | Reflector (Flood/Spot) | E26 (Medium) | Directional | LED | 3 | 65 | 128.9 | 95.3 |  |  |  | 770 | 11 | 70 | No | 25000 | 3000 | 83 | 14 | 0.9 | -20 | Dimmable | 5% | No | Damp Location Rated | No |  |  | 2016-08-12 | 2016-08-30 | Canada | ES_1110120_1-60089_08302016145004_1384913 | 2277209
Jiangxi Midea Guiya Lighting Co., Ltd. | Midea | LED LAMP | MLBR3012W3-27W0 |  | BR30 | Reflector (Flood/Spot) | E26 (Medium) | Directional | LED | 3 | 65 | 135.9 | 95 |  |  |  | 850 | 12 | 70.8 | No | 25000 | 2700 | 81 | 6 | 1 | -20 | Dimmable | 10% |  | Damp Location Rated,Enclosed Fixtures,Recessed Fixtures,Shatter Resistant |  |  |  | 2015-11-30 | 2015-11-30 | United States, Canada | ES_1058360_MLBR3012W3-27W0_11302015153602_4989132 | 2254385
Jiangxi Midea Guiya Lighting Co., Ltd. | Midea | LED LAMP | MLBR3012W3-30W0 |  | BR30 | Reflector (Flood/Spot) | E26 (Medium) | Directional | LED | 3 | 65 | 135.3 | 94.7 |  |  |  | 850 | 12 | 70.8 | No | 25000 | 3000 | 83 | 9 | 1 | -20 | Dimmable | 10% |  | Damp Location Rated,Enclosed Fixtures,Recessed Fixtures,Shatter Resistant |  |  |  | 2015-11-30 | 2015-11-30 | United States, Canada | ES_1058360_MLBR3012W3-30W0_11302015153637_7186842 | 2254386
Jiangxi Midea Guiya Lighting Co., Ltd. | Midea | LED LAMP | MLBR3012W3-40N0 |  | BR30 | Reflector (Flood/Spot) | E26 (Medium) | Directional | LED | 3 | 65 | 134.6 | 94.9 |  |  |  | 850 | 12 | 70.8 | No | 25000 | 4000 | 85 | 20 | 1 | -20 | Dimmable | 10% |  | Damp Location Rated,Enclosed Fixtures,Recessed Fixtures,Shatter Resistant |  |  |  | 2015-11-30 | 2015-11-30 | United States, Canada | ES_1058360_MLBR3012W3-40N0_11302015153645_9246551 | 2254387
Jiangxi Midea Guiya Lighting Co., Ltd. | Midea | LED LAMP | MLBR3012W3-50C0 |  | BR30 | Reflector (Flood/Spot) | E26 (Medium) | Directional | LED | 3 | 65 | 134.8 | 94.7 |  |  |  | 850 | 12 | 70.8 | No | 25000 | 5000 | 84 | 14 | 1 | -20 | Dimmable | 10% |  | Damp Location Rated,Enclosed Fixtures,Recessed Fixtures,Shatter Resistant |  |  |  | 2015-11-30 | 2015-11-30 | United States, Canada | ES_1058360_MLBR3012W3-50C0_11302015153652_2318539 | 2254388
Jiaxing Ledux Lighting Co., LTD | Greenlux | Directional LED Bulb | BR30N11W8DIM8027K |  | BR30 | Reflector (Flood/Spot) | E26 (Medium) | Directional | LED | 3 | 65 | 124 | 93 |  |  | 100 | 800 | 11 | 72.7 | No | 25000 | 2700 | 81 | 4 | 0.9 | -25 | Dimmable | 20% | Yes | Damp Location Rated | No |  |  | 2016-08-24 | 2016-07-27 | United States, Canada | ES_1131547_BR30N11W8DIM8027K_06272016085145_7505605 | 2270742
Jiaxing Ledux Lighting Co., LTD | Greenlux | Directional LED Bulb | BR30N11W8DIM8050K |  | BR30 | Reflector (Flood/Spot) | E26 (Medium) | Directional | LED | 3 | 65 | 124 | 93 |  |  | 100 | 800 | 11 | 72.7 | No | 25000 | 5000 | 83 | 17 | 0.9 | -25 | Dimmable | 20% | Yes | Damp Location Rated | No |  |  | 2016-08-24 | 2016-07-27 | United States, Canada | ES_1131547_BR30N11W8DIM8050K_06272016085212_7532665 | 2270743
Jiaxing Ledux Lighting Co., LTD | Greenlux | Directional LED Bulb | BR30N12W12DIM9027K |  | BR30 | Reflector (Flood/Spot) | E26 (Medium) | Directional | LED | 3 | 65 | 124.5 | 92.3 |  |  | 100 | 800 | 12 | 67 | No | 25000 | 2700 | 92 | 56 | 0.9 | -25 | Dimmable | 20% | Yes | Damp Location Rated | No |  |  | 2016-05-20 | 2016-10-24 | United States, Canada | ES_1131547_BR30N12W12DIM9027K_06202016033653_3813955 | 2270137
Jiaxing Ledux Lighting Co., LTD | Greenlux | Directional LED Bulb | BR30N12W12DIM9050K |  | BR30 | Reflector (Flood/Spot) | E26 (Medium) | Directional | LED | 3 | 65 | 124.5 | 92.3 |  |  | 100 | 800 | 12 | 67 | No | 25000 | 5000 | 96 | 93 | 0.9 | -25 | Dimmable | 20% | Yes | Damp Location Rated | No |  |  | 2016-05-20 | 2016-10-24 | United States, Canada | ES_1131547_BR30N12W12DIM9050K_06202016033719_3839778 | 2270138
Katerra Inc. | KATERRA | LED | K265113-P00138-27 |  | BR30 | Reflector (Flood/Spot) | E26 (Medium) | Directional | LED | 3 | 65 | 132.7 | 94.5 |  |  | 108 | 650 | 10.5 | 61.9 | No | 25000 | 2700 | 81 | 7 | 0.9 | -18 | Dimmable | 10% | No | None | No |  |  | 2016-05-05 | 2016-07-05 | United States | ES_1136530_K265113-P00138-27_07222016133224_2408048 | 2273008
Kobi Electric | KOBI | LED Lamps | LED-800-R40-27 |  | BR40 | Reflector (Flood/Spot) | E26 (Medium) | Directional | LED | 5 | 65 | 159 | 126.5 |  |  | 110 | 800 | 13 | 61.5 | No | 25000 | 2700 | 82 | 6 | 1 | -20 | Dimmable | 20% |  | Not for Use in Enclosed Fixtures |  |  |  | 2015-05-01 | 2015-04-28 | United States, Canada | ES_1130465_LED-800-R40-27_04302015094415_1703382 | 2238393
Jiawei Technology (USA), Ltd | Duracell | LED BR30 Lamp | 9BR30-827-WFL-D-BX | LED BR30 Lamp,D-9BR30-827-WFL-D-BX,; LED BR30 Lamp,D-BR30B, | BR30 | Reflector (Flood/Spot) | E26 (Medium) | Directional | LED | 3 | 65 | 130.1 | 94.6 |  |  | 120 | 650 | 9 | 72.2 | No | 25000 | 2700 | 83 | 21 | 1 | -20 | Dimmable | 10% |  | Damp Location Rated,Not for Use in Enclosed Fixtures |  |  |  | 2015-03-31 | 2015-04-08 | United States, Canada | ES_1119003_9BR30-827-WFL-D-BX_04282015045220_1023803 | 2238145
Jiawei Technology (USA), Ltd | Duracell | self-ballasted LED Lamps | DL-13BR30-827-110-D | self-ballasted LED Lamps,ML-13BR30-827-110-D, | BR30 | Reflector (Flood/Spot) | E26 (Medium) | Directional | LED | 5 | 65 | 135 | 95 |  |  | 120 | 750 | 13 | 57.7 | No | 25000 | 2700 | 81 | 5 | 1 | -20 | Dimmable | 10% |  | None |  |  |  | 2015-06-30 | 2015-07-13 | United States, Canada | ES_1119003_DL-13BR30-827-110-D_07222015091808_4356326 | 2243917
Kobi Electric | KOBI | LED Lamps | LED-800-R40-50 |  | BR40 | Reflector (Flood/Spot) | E26 (Medium) | Directional | LED | 5 | 65 | 159 | 126.5 |  |  | 110 | 800 | 13 | 61.5 | No | 25000 | 5000 | 84 | 14 | 1 | -20 | Dimmable | 20% |  | Not for Use in Enclosed Fixtures |  |  |  | 2015-05-01 | 2015-04-28 | United States, Canada | ES_1130465_LED-800-R40-50_04302015094415_7304725 | 2238394
International Development Corp. | Honeywell | B306527HBYZZ | B306527HBYZZ |  | BR30 | Reflector (Flood/Spot) | E26 (Medium) | Directional | LED | 5 | 65 | 133.2 | 95 |  |  | 90 | 800 | 10 | 80 | No | 25000 | 2700 | 84 | 14 | 0.9 | -20 | Dimmable | 10% | Yes | Damp Location Rated | No |  |  | 2016-06-20 | 2016-08-17 | United States, Canada | ES_30350_B306527HBYZZ_08182016033543_1343263 | 2275573
International Development Corp. | Honeywell | LED LAMP | FE0501-XX |  | BR30 | Reflector (Flood/Spot) | E26 (Medium) | Directional | LED | 5 | 65 | 136 | 95 |  |  | 89 | 770 | 11 | 70 | No | 25000 | 2700 | 83 | 19 | 1 | -18 | Dimmable | 20% |  | None |  |  |  | 2015-04-05 | 2015-04-03 | United States | ES_30350_FE0501-XX_04072015072905_4612974 | 2235914
iPAN LED Inc. | IPAN | BR30 | iPAN-BR30-10W-D |  | BR30 | Reflector (Flood/Spot) | E26 (Medium) | Directional | LED | 3 | 65 | 127 | 95 |  |  |  | 650 | 10 | 65 | No | 25000 | 3000 | 82 | 6 | 0.9 | -20 | Dimmable | 10% |  | None |  |  |  | 2015-10-18 | 2015-10-15 | United States, Canada | ES_1080990_iPAN-BR30-10W-D_10212015134609_8791553 | 2250997
iPAN LED Inc. | IPAN | LED BR LAMP | iPAN-BR30-12W |  | BR30 | Reflector (Flood/Spot) | E26 (Medium) | Directional | LED | 5 | 65 | 126 | 95 | 242 |  |  | 715 | 12 | 59.6 | No | 25000 | 2700 | 92 | 61 | 0.9 | -20 | Dimmable | 10% |  | None |  |  |  | 2014-06-01 | 2014-10-16 | United States, Canada | ES_1080990_iPAN-BR30-12W_10222014133952_3821052 | 2223098
iPAN LED Inc. | IPAN | LED BR LAMP | iPAN-BR30-12W |  | BR30 | Reflector (Flood/Spot) | E26 (Medium) | Directional | LED | 5 | 65 | 126 | 95 | 258 |  |  | 715 | 12 | 59.6 | No | 25000 | 3000 | 94 | 74 | 0.9 | -20 | Dimmable | 10% |  | None |  |  |  | 2014-06-01 | 2014-10-16 | United States, Canada | ES_1080990_iPAN-BR30-12W_10222014133952_8750615 | 2223099
SATCO/NUVO | KolourOne | R30-013UW-W21 | S9025 |  | BR30 | Reflector (Flood/Spot) | E26 (Medium) | Directional | LED | 3 | 65 | 127 | 94 |  |  |  | 750 | 12.9 | 58.1 | No | 40000 | 2700 | 82 | 10 | 1 | -20 | Dimmable | 20% |  | None |  |  |  | 2014-10-10 | 2014-10-10 | United States, Canada | ES_31858_S9025_10102014034440_1023692 | 2222120
SATCO/NUVO | Satco | 10BR30/LED/2700K/700L/120V | S9628 |  | BR30 | Reflector (Flood/Spot) | E26 (Medium) | Directional | LED | 3 | 65 | 129.5 | 94.3 |  |  | 110 | 700 | 10 | 70 | No | 25000 | 2700 | 82 | 3 | 0.9 | -20 | Dimmable | 20% | No | Damp Location Rated | No |  |  | 2016-08-12 | 2016-08-16 | United States, Canada | ES_31858_S9628_08162016111951_1024059 | 2275526
Shenzhen H&T Lighting Technology Co., Ltd. | HeT | LED lamps | HT005BR3065E-SS |  | BR30 | Reflector (Flood/Spot) | E26 (Medium) | Directional | LED | 3 | 65 | 131 | 95 |  |  | 110 | 800 | 12 | 66.7 | No | 25000 | 2700 | 81 | 3 | 0.8 | -10 | Dimmable | 14% |  | None |  |  |  | 2014-10-25 | 2014-12-23 | United States, Canada | ES_1113776_HT005BR3065E-SS_12292014170654_4068388 | 2230366
Solais Lighting, Inc. | Solais | LBR30/FL/27K | LBR30/FL/27K |  | BR30 | Reflector (Flood/Spot) | E26 (Medium) | Directional | LED | 5 | 65 | 136.4 | 96.4 |  |  | 87 | 802 | 14.1 | 57 | No | 25000 | 2700 | 81 | 9 | 0.9 | 0 | Dimmable |  |  | Damp Location Rated,Recessed Fixtures |  |  |  | 2012-08-01 | 2015-02-18 | United States, Canada | ES_1113665_LBR30/FL/27K_02172015131022_1265985 | 2233245
Solais Lighting, Inc. | Solais | LBR30/FL/30K | LBR30/FL/30K |  | BR30 | Reflector (Flood/Spot) | E26 (Medium) | Directional | LED | 5 | 65 | 136.4 | 96.4 |  |  | 74 | 844 | 14.2 | 59.6 | No | 25000 | 3000 | 85 | 23 | 0.9 | 0 | Dimmable |  |  | Damp Location Rated,Recessed Fixtures |  |  |  | 2012-08-01 | 2015-02-18 | United States, Canada | ES_1113665_LBR30/FL/30K_02112015125130_5433465 | 2233246
Solais Lighting, Inc. | Solais | LBR30/FL/35K | LBR30/FL/35K |  | BR30 | Reflector (Flood/Spot) | E26 (Medium) | Directional | LED | 5 | 65 | 136.4 | 96.4 |  |  | 89 | 786 | 14.3 | 55.1 | No | 25000 | 3500 | 83 | 17 | 0.9 | 0 | Dimmable |  |  | Damp Location Rated,Recessed Fixtures |  |  |  | 2012-08-01 | 2015-02-18 | United States, Canada | ES_1113665_LBR30/FL/35K_02112015131430_9652215 | 2233243
Spring Lighting Group | SLG | LED Spotlight | SLBR309D27K |  | BR30 | Reflector (Flood/Spot) | E26 (Medium) | Directional | LED | 5 | 65 | 134 | 95.4 |  |  |  | 750 | 9 | 83.3 | No | 25000 | 2700 | 85 | 27 | 0.8 | -20 | Dimmable | 10% |  | Damp Location Rated,Recessed Fixtures,Shatter Resistant,Not for Use in Enclosed Fixtures |  |  |  | 2015-02-27 | 2015-03-30 | United States, Canada | ES_1130998_SLBR309D27K_03302015164611_2398571 | 2236254
Spring Lighting Group | SLG | LED Spotlight | SLBR309D27KG2 |  | BR30 | Reflector (Flood/Spot) | E26 (Medium) | Directional | LED | 5 | 65 | 133.1 | 95.2 |  |  |  | 680 | 9 | 75.6 | No | 25000 | 2700 | 82 | 15 | 1 | -20 | Dimmable | 10% |  | Damp Location Rated,Recessed Fixtures,Shatter Resistant,Not for Use in Enclosed Fixtures |  |  |  | 2016-04-14 | 2016-05-19 | United States, Canada | ES_1130998_SLBR309D27KG2_05192016154123_3818499 | 2268345
Spring Lighting Group | SLG | LED Spotlight | SLBR309D30K |  | BR30 | Reflector (Flood/Spot) | E26 (Medium) | Directional | LED | 5 | 65 | 133.7 | 95.2 |  |  |  | 750 | 9 | 83.3 | No | 25000 | 3000 | 85 | 24 | 0.8 | -20 | Dimmable | 10% |  | Damp Location Rated,Recessed Fixtures,Shatter Resistant,Not for Use in Enclosed Fixtures |  |  |  | 2015-02-27 | 2015-03-30 | United States, Canada | ES_1130998_SLBR309D30K_03302015164645_0923568 | 2236255
Spring Lighting Group | SLG | LED Spotlight | SLBR309D30KG2 |  | BR30 | Reflector (Flood/Spot) | E26 (Medium) | Directional | LED | 5 | 65 | 132.8 | 95 |  |  |  | 700 | 9 | 77.8 | No | 25000 | 3000 | 82 | 11 | 1 | -20 | Dimmable | 10% |  | Damp Location Rated,Recessed Fixtures,Shatter Resistant,Not for Use in Enclosed Fixtures |  |  |  | 2015-12-27 | 2016-01-26 | United States, Canada | ES_1130998_SLBR309D30KG2_01262016113314_5782904 | 2257649
Spring Lighting Group | SLG | LED Spotlight | SLBR309D40KG2 |  | BR30 | Reflector (Flood/Spot) | E26 (Medium) | Directional | LED | 5 | 65 | 132.4 | 95 |  |  |  | 750 | 9 | 83.3 | No | 25000 | 4000 | 83 | 7 | 1 | -20 | Dimmable | 10% |  | Damp Location Rated,Recessed Fixtures,Shatter Resistant,Not for Use in Enclosed Fixtures |  |  |  | 2015-12-27 | 2016-01-26 | United States, Canada | ES_1130998_SLBR309D40KG2_01262016113344_7892023 | 2257650
Standard Products, Inc. | Standard | LED | 62783 | ,,LED/BR30/10W/27K/D/STD | BR30 | Reflector (Flood/Spot) | E26 (Medium) | Directional | LED | 3 | 65 | 134 | 95 |  |  |  | 650 | 10 | 65 | No | 25000 | 2700 | 83 | 21 | 0.9 | -25 | Dimmable | 10% |  | None |  |  |  | 2014-10-03 | 2014-10-14 | Canada | ES_1026018_62783_10202014131109_5443763 | 2222714
Standard Products, Inc. | Standard | self-ballasted LED Lamps | 63601 | ,LED/BR30/9.5W/27K/STD, | BR30 | Reflector (Flood/Spot) | E26 (Medium) | Directional | LED | 3 | 65 | 135 | 95 |  |  | 113 | 650 | 10.1 | 64.2 | No | 25000 | 2700 | 81 | 5 | 1 | -20 | Dimmable | 10% |  | None |  |  |  | 2015-06-10 | 2015-06-10 | United States, Canada | ES_1026018_63601; LED/BR30/9.5W/27K/STD_06222015154630_1229859 | 2241928
Staples the Office Superstore, LLC | Brighton Professional | BPR28278 | BPR28278 |  | BR30 | Reflector (Flood/Spot) | E26 (Medium) | Directional | LED | 3 | 65 | 129.4 | 94.6 |  |  |  | 850 | 9 | 94.4 | No | 25000 | 3000 | 82 | 5 | 0.9 | -20 | Dimmable | 10% |  | Damp Location Rated,Not for Use in Enclosed Fixtures |  |  |  | 2015-08-24 | 2015-09-01 | United States, Canada | ES_1025119_BPR28278_09022015042220_1023884 | 2247085
SATCO/NUVO | Satco | Dimmable BR30 10W 2700K | S9133 |  | BR30 | Reflector (Flood/Spot) | E26 (Medium) | Directional | LED | 3 | 65 | 130.3 | 95.1 |  |  | 108 | 750 | 10 | 75 | No | 25000 | 2700 | 82 | 13 | 1 | -20 | Dimmable | 5% |  | Damp Location Rated |  |  |  | 2014-06-15 | 2014-06-19 | United States | ES_31858_S9133_06192014110111_1023628 | 2213467
SATCO/NUVO | Satco | Dimmable BR30 10W 2700K CRI>90 | S9138 |  | BR30 | Reflector (Flood/Spot) | E26 (Medium) | Directional | LED | 3 | 65 | 131.8 | 94.5 |  |  | 108 | 650 | 10 | 65 | No | 25000 | 2700 | 95 | 77 | 1 | -20 | Dimmable | 5% |  | Damp Location Rated |  |  |  | 2014-06-17 | 2014-06-18 | United States | ES_31858_S9138_06192014090000_1023627 | 2213466
SATCO/NUVO | Satco | Dimmable BR30 10W 3000K | S9134 |  | BR30 | Reflector (Flood/Spot) | E26 (Medium) | Directional | LED | 3 | 65 | 130.3 | 95.1 |  |  |  | 800 | 10 | 80 | No | 25000 | 3000 | 83 | 17 | 1 | -20 | Dimmable | 5% |  | Damp Location Rated |  |  |  | 2014-06-19 | 2014-06-23 | United States | ES_31858_S9134_06232014023550_1023630 | 2213538
SATCO/NUVO | Satco | Dimmable BR30 10W 4000K | S9135 |  | BR30 | Reflector (Flood/Spot) | E26 (Medium) | Directional | LED | 3 | 65 | 130.3 | 95.1 |  |  | 108 | 830 | 10 | 83 | No | 25000 | 4000 | 83 | 15 | 1 | -20 | Dimmable | 5% |  | Damp Location Rated |  |  |  | 2014-09-03 | 2014-09-10 | United States | ES_31858_S9135_09102014071330_1023668 | 2219020
SATCO/NUVO | Satco | Dimmable BR30 10W 5000K | S9136 |  | BR30 | Reflector (Flood/Spot) | E26 (Medium) | Directional | LED | 3 | 65 | 130.3 | 95.1 |  |  | 108 | 860 | 10 | 86 | No | 25000 | 5000 | 85 | 17 | 1 | -20 | Dimmable | 5% |  | Damp Location Rated |  |  |  | 2014-09-03 | 2014-09-10 | United States | ES_31858_S9136_09102014071840_1023668 | 2219021
SATCO/NUVO | Satco | Dimmable BR30 11W 3000K | S8993 |  | BR30 | Reflector (Flood/Spot) | E26 (Medium) | Directional | LED | 3 | 65 | 130.2 | 95.3 |  |  | 108 | 800 | 11 | 72.7 | No | 25000 | 3000 | 82 | 14 | 0.7 | -20 | Dimmable | 5% |  | Damp Location Rated |  |  |  | 2014-06-02 | 2014-07-18 | United States | ES_31858_S8993_07182014110001_1023638 | 2215756
SATCO/NUVO | Satco | Dimmable BR30 8.5W 2700K | S9148 | ,S9149,2 PACK | BR30 | Reflector (Flood/Spot) | E26 (Medium) | Directional | LED | 3 | 65 | 131.3 | 95 |  |  | 106 | 650 | 8.5 | 76.5 | No | 25000 | 2700 | 81 | 3 | 1 | -20 | Dimmable | 10% |  | Not for Use in Enclosed Fixtures |  |  |  | 2014-12-04 | 2014-12-18 | United States | ES_31858_S9148_12182014111441_1023730 | 2229617
SATCO/NUVO | Satco | Dimmable BR30 9.5W 2700K | S9620 |  | BR30 | Reflector (Flood/Spot) | E26 (Medium) | Directional | LED | 3 | 65 | 130.2 | 95.8 |  |  | 105 | 750 | 9.5 | 78.9 | No | 25000 | 2700 | 82 | 11 | 0.9 | -20 | Dimmable | 5% |  | Damp Location Rated,Not for Use in Enclosed Fixtures |  |  |  | 2016-02-03 | 2016-02-08 | United States | ES_31858_S9620_02112016021110_1023965 | 2259991
SATCO/NUVO | Satco | Dimmable BR30 9.5W 2700K | S9620 |  | BR30 | Reflector (Flood/Spot) | E26 (Medium) | Directional | LED | 3 | 65 | 130.2 | 95.8 |  |  | 106 | 750 | 9.5 | 78.9 | No | 25000 | 2700 | 82 | 11 | 0.9 | -20 | Dimmable | 5% | No | Damp Location Rated | No |  |  | 2016-08-03 | 2016-08-17 | United States | ES_31858_S9620_08172016024330_1024057 | 2275527
SATCO/NUVO | Satco | Dimmable BR30 9.5W 2700K CRI>90 | S9625 |  | BR30 | Reflector (Flood/Spot) | E26 (Medium) | Directional | LED | 3 | 65 | 131.2 | 94.7 |  |  | 105 | 650 | 9.5 | 68.4 | No | 25000 | 2700 | 93 | 65 |  | -20 | Dimmable | 5% |  | Damp Location Rated,Not for Use in Enclosed Fixtures |  |  |  | 2016-02-03 | 2016-02-27 | United States, Canada | ES_31858_S9625_03012016064620_1023975 | 2261112
SATCO/NUVO | Satco | Dimmable BR30 9.5W 2700K CRI>90 | S9625 |  | BR30 | Reflector (Flood/Spot) | E26 (Medium) | Directional | LED | 5 | 65 | 131.2 | 94.7 |  |  | 105 | 650 | 9.5 | 68.4 | No | 25000 | 2700 | 93 | 65 | 0.9 | -20 | Dimmable | 5% | No | Damp Location Rated | No |  |  | 2016-08-03 | 2016-08-17 | United States | ES_31858_S9625_08172016033550_1024057 | 2275528
SATCO/NUVO | Satco | Dimmable BR30 9.5W 3000K | S9621 |  | BR30 | Reflector (Flood/Spot) | E26 (Medium) | Directional | LED | 3 | 65 | 130.2 | 95.8 |  |  | 105 | 800 | 9.5 | 84.2 | No | 25000 | 3000 | 83 | 10 | 0.9 | -20 | Dimmable | 5% |  | Damp Location Rated,Not for Use in Enclosed Fixtures |  |  |  | 2016-02-03 | 2016-02-08 | United States | ES_31858_S9621_02112016021110_1023965 | 2259993
SATCO/NUVO | Satco | Dimmable BR30 9.5W 3000K | S9621 |  | BR30 | Reflector (Flood/Spot) | E26 (Medium) | Directional | LED | 3 | 65 | 130.2 | 95.8 |  |  | 106 | 800 | 9.5 | 84.2 | No | 25000 | 3000 | 83 | 10 | 0.9 | -20 | Dimmable | 5% | No | Damp Location Rated | No |  |  | 2016-08-03 | 2016-08-17 | United States | ES_31858_S9621_08172016024330_1024057 | 2275529
SATCO/NUVO | Satco | Dimmable BR30 9.5W 4000K | S9622 |  | BR30 | Reflector (Flood/Spot) | E26 (Medium) | Directional | LED | 3 | 65 | 130.2 | 94.1 |  |  | 105 | 830 | 9.5 | 87.4 | No | 25000 | 4000 | 82 | 9 | 0.9 | -20 | Dimmable | 5% |  | Damp Location Rated,Not for Use in Enclosed Fixtures |  |  |  | 2016-02-03 | 2016-03-02 | United States, Canada | ES_31858_S9622_03022016051000_1023976 | 2261239
SATCO/NUVO | Satco | Dimmable BR30 9.5W 4000K | S9622 |  | BR30 | Reflector (Flood/Spot) | E26 (Medium) | Directional | LED | 3 | 65 | 130.2 | 95.8 |  |  | 106 | 830 | 9.5 | 87.4 | No | 25000 | 4000 | 83 | 9 | 0.9 | -20 | Dimmable | 5% | No | Damp Location Rated | No |  |  | 2016-08-03 | 2016-08-17 | United States | ES_31858_S9622_08172016024330_1024057 | 2275532
SATCO/NUVO | Satco | Dimmable BR30 9.5W 5000K | S9623 |  | BR30 | Reflector (Flood/Spot) | E26 (Medium) | Directional | LED | 3 | 65 | 130.2 | 95.8 |  |  | 106 | 860 | 9.5 | 90.5 | No | 25000 | 5000 | 81 | 3 | 0.9 | -20 | Dimmable | 5% | No | Damp Location Rated | No |  |  | 2016-08-03 | 2016-08-17 | United States | ES_31858_S9623_08172016024330_1024057 | 2275530
SATCO/NUVO | Satco | Dimmable BR30 9.5W 5000K | S9623 |  | BR30 | Reflector (Flood/Spot) | E26 (Medium) | Directional | LED | 3 | 65 | 130.2 | 95.8 |  |  |  | 860 | 9.5 | 90.5 | No | 25000 | 5000 | 81 | 3 | 0.9 | -20 | Dimmable | 5% |  | Damp Location Rated,Not for Use in Enclosed Fixtures |  |  |  | 2016-02-03 | 2016-02-27 | United States, Canada | ES_31858_S9623_03012016063950_1023975 | 2261114
SATCO/NUVO | Satco | Dimmable BR30 9.5W-GU24 2700K | S9624 |  | BR30 | Reflector (Flood/Spot) | GU24 | Directional | LED | 3 | 65 | 130.2 | 95.8 |  |  | 106 | 750 | 9.5 | 78.9 | No | 25000 | 2700 | 82 | 11 | 0.9 | -20 | Dimmable | 5% | No | Damp Location Rated | No |  |  | 2016-08-03 | 2016-08-17 | United States | ES_31858_S9624_08172016024330_1024057 | 2275531
SATCO/NUVO | Satco | Dimmable BR30 GU24 10W 2700K | S9137 |  | BR30 | Reflector (Flood/Spot) | GU24 | Directional | LED | 3 | 65 | 127.2 | 94.5 |  |  | 108 | 750 | 10 | 75 | No | 25000 | 2700 | 82 | 13 | 1 | -20 | Dimmable | 5% |  | Damp Location Rated |  |  |  | 2014-06-23 | 2014-06-23 | United States | ES_31858_S9137_06232014024000_1023630 | 2213539
SATCO/NUVO | Satco | R30009UU-W3A | S9217 |  | BR30 | Reflector (Flood/Spot) | E26 (Medium) | Directional | LED | 3 | 65 | 127 | 95 |  |  |  | 660 | 9 | 73.3 | No | 25000 | 2700 | 81 | 3 | 1 | -20 |  |  |  | Not for Use in Enclosed Fixtures |  |  |  | 2015-05-19 | 2015-05-19 | United States, Canada | ES_31858_S9217_05192015111001_1023813 | 2239640
Revolution Lighting Technologies, Inc. | SEESMART | 184600-001 | 184600-001 |  | BR40 | Reflector (Flood/Spot) | E26 (Medium) | Directional | LED | 3 | 65 | 160 | 120 |  |  |  | 1050 | 13 | 80.8 | No | 25000 | 3000 | 83 | 17 | 0.9 | -20 | Dimmable | 10% |  | Not for Use in Recessed Fixtures,Not for Use in Enclosed Fixtures |  |  |  | 2014-04-14 | 2014-10-20 | United States, Canada | ES_1126369_184600-001_10202014120841_1023699 | 2222908
Revolution Lighting Technologies, Inc. | SEESMART | 184601-001 | 184601-001 |  | BR40 | Reflector (Flood/Spot) | E26 (Medium) | Directional | LED | 3 | 65 | 159.1 | 118.8 |  |  |  | 1000 | 16.3 | 61.3 | No | 25000 | 3000 | 95 | 65 | 0.9 | -20 | Dimmable | 10% |  | Not for Use in Recessed Fixtures,Not for Use in Enclosed Fixtures |  |  |  | 2014-04-07 | 2014-10-21 | United States, Canada | ES_1126369_184601-001_10212014093330_1023699 | 2222910
Revolution Lighting Technologies, Inc. | SEESMART | 184602-001 | 184602-001 |  | BR40 | Reflector (Flood/Spot) | E26 (Medium) | Directional | LED | 3 | 65 | 160.1 | 119.9 |  |  |  | 1400 | 17 | 82.4 | No | 25000 | 3000 | 83 | 17 | 0.9 | -20 | Dimmable | 10% |  | Not for Use in Recessed Fixtures,Not for Use in Enclosed Fixtures |  |  |  | 2014-04-15 | 2014-10-21 | United States, Canada | ES_1126369_184602-001_10212014092330_1023699 | 2222909
Revolution Lighting Technologies, Inc. | SEESMART | 185600-001 | 185600-001 |  | BR30 | Reflector (Flood/Spot) | E26 (Medium) | Directional | LED | 3 | 65 | 127.8 | 94.8 |  |  |  | 650 | 8.1 | 80.2 | No | 25000 | 3000 | 83 | 17 | 0.9 | -20 | Dimmable | 10% |  | Not for Use in Enclosed Fixtures |  |  |  | 2014-04-07 | 2014-10-20 | United States, Canada | ES_1126369_185600-001_10202014103951_1023698 | 2222905
Revolution Lighting Technologies, Inc. | SEESMART | 185601-001 | 185601-001 |  | BR30 | Reflector (Flood/Spot) | E26 (Medium) | Directional | LED | 3 | 65 | 130 | 95 |  |  |  | 850 | 11.1 | 76.6 | No | 25000 | 3000 | 83 | 17 | 0.9 | -20 | Dimmable | 10% |  | Not for Use in Recessed Fixtures,Not for Use in Enclosed Fixtures |  |  |  | 2014-04-30 | 2014-10-20 | United States, Canada | ES_1126369_185601-001_10202014120001_1023699 | 2222906
Revolution Lighting Technologies, Inc. | SEESMART | 185602-001 | 185602-001 |  | BR30 | Reflector (Flood/Spot) | E26 (Medium) | Directional | LED | 3 | 65 | 130.1 | 95.2 |  |  |  | 800 | 14 | 57.1 | No | 25000 | 3000 | 95 | 66 | 0.9 | 29 | Dimmable | 10% |  | Not for Use in Recessed Fixtures,Not for Use in Enclosed Fixtures |  |  |  | 2014-07-15 | 2014-10-20 | United States, Canada | ES_1126369_185602-001_10202014120441_1023699 | 2222907
SATCO/NUVO | Satco | Dimmable BR30 GU24 10W 2700K CRI>90 | S9139 |  | BR30 | Reflector (Flood/Spot) | GU24 | Directional | LED | 3 | 65 | 126.4 | 94.8 |  |  | 108 | 650 | 10 | 65 | No | 25000 | 2700 | 95 | 77 | 1 | -20 | Dimmable | 5% |  | Damp Location Rated |  |  |  | 2014-06-23 | 2014-06-23 | United States | ES_31858_S9139_06232014024330_1023630 | 2213535
SATCO/NUVO | Satco | Dimmable BR30 GU24 9.5W 2700K | S9624 |  | BR30 | Reflector (Flood/Spot) | GU24 | Directional | LED | 3 | 65 | 130.2 | 95.8 |  |  | 105 | 750 | 9.5 | 78.9 | No | 25000 | 2700 | 82 | 11 | 0.9 | -20 | Dimmable | 5% |  | Damp Location Rated,Not for Use in Enclosed Fixtures |  |  |  | 2016-02-26 | 2016-02-26 | United States | ES_31858_S9624_02262016042440_1023974 | 2260934
SATCO/NUVO | Satco | Dimmable BR30 GU24 9.5W 2700K CRI>90 | S9626 |  | BR30 | Reflector (Flood/Spot) | GU24 | Directional | LED | 3 | 65 | 126.6 | 94.3 |  |  | 105 | 650 | 9.5 | 68.4 | No | 25000 | 2700 | 93 | 65 | 0.9 | -20 | Dimmable | 5% |  | Damp Location Rated,Not for Use in Enclosed Fixtures |  |  |  | 2016-02-26 | 2016-02-26 | United States, Canada | ES_31858_S9626_02262016042550_1023975 | 2260935
SATCO/NUVO | Satco | Dimmable BR30 GU24 9.5W 2700K CRI>90 | S9626 |  | BR30 | Reflector (Flood/Spot) | GU24 | Directional | LED | 5 | 65 | 131.2 | 94.7 |  |  | 105 | 650 | 9.5 | 68.4 | No | 25000 | 2700 | 93 | 65 | 0.9 | -20 | Dimmable | 5% | No | Damp Location Rated | No |  |  | 2016-08-03 | 2016-08-11 | United States | ES_31858_S9626_08172016033550_1024058 | 2275533
SATCO/NUVO | Satco | Dimmable BR40 12W 2700K | S9144 |  | BR40 | Reflector (Flood/Spot) | E26 (Medium) | Directional | LED | 3 | 65 | 162.3 | 127 |  |  | 105 | 900 | 12 | 75 | No | 25000 | 2700 | 81 | 2 | 1 | -20 | Dimmable | 10% |  | Not for Use in Enclosed Fixtures |  |  |  | 2014-12-07 | 2014-12-18 | United States | ES_31858_S9144_12182014112001_1023731 | 2229619
SATCO/NUVO | Satco | Dimmable BR40 12W 3000K | S9145 |  | BR40 | Reflector (Flood/Spot) | E26 (Medium) | Directional | LED | 3 | 65 | 162.3 | 127 |  |  | 103 | 930 | 12 | 77.5 | No | 25000 | 3000 | 81 | 4 | 1 | -20 | Dimmable | 5% |  | Not for Use in Enclosed Fixtures |  |  |  | 2014-12-10 | 2014-12-18 | United States | ES_31858_S9145_12182014021840_1023732 | 2229628
SATCO/NUVO | Satco | Dimmable BR40 12W 4000K | S9146 |  | BR40 | Reflector (Flood/Spot) | E26 (Medium) | Directional | LED | 3 | 65 | 86.7 | 80.8 |  |  | 103 | 970 | 12 | 80.8 | No | 25000 | 4000 | 82 | 12 | 1 | -20 | Dimmable | 5% |  | Damp Location Rated |  |  |  | 2014-12-12 | 2014-12-18 | United States | ES_31858_S9146_12182014114951_1023731 | 2229624
SATCO/NUVO | Satco | Dimmable BR40 12W 5000K | S9147 |  | BR40 | Reflector (Flood/Spot) | E26 (Medium) | Directional | LED | 3 | 65 | 162.3 | 127 |  |  | 103 | 1000 | 12 | 83.3 | No | 25000 | 5000 | 84 | 21 | 1 | -20 | Dimmable | 5% |  | Damp Location Rated |  |  |  | 2014-12-12 | 2014-12-18 | United States | ES_31858_S9147_12182014022440_1023732 | 2229641
SATCO/NUVO | Satco | Dimmable BR40 13W 3000K | S9003 |  | BR40 | Reflector (Flood/Spot) | E26 (Medium) | Directional | LED | 3 | 65 | 166.1 | 126.5 |  |  | 105 | 880 | 13 | 67.7 | No | 25000 | 3000 | 82 | 15 | 0.9 | -20 | Dimmable | 5% |  | Damp Location Rated |  |  |  | 2014-05-28 | 2014-06-03 | United States | ES_31858_S9003_06032014095330_1023619 | 2212428
Shenzhen MTC Optronics Co., Ltd | BMTC | LED Lamp | DBR30-011T012UB-01 |  | BR30 | Reflector (Flood/Spot) | E26 (Medium) | Directional | LED | 3 | 65 | 130.1 | 95.9 |  |  |  | 800 | 11 | 72.7 | No | 25000 | 3000 | 83 | 7 | 0.8 | -20 | Dimmable | 20% | No | Damp Location Rated,Use With Timers,Use With Photo and/or Motion Sensors | No |  |  | 2016-07-01 | 2016-08-08 | United States, Canada | ES_1136242_DBR30-011T012UB-01_08082016151133_3419975 | 2275188
Shenzhen MTC Optronics Co., Ltd | BMTC | LED Lamp | DBR30-011T012UD-01 |  | BR30 | Reflector (Flood/Spot) | E26 (Medium) | Directional | LED | 3 | 65 | 131.2 | 95.2 |  |  |  | 800 | 11 | 72.7 | No | 25000 | 5000 | 83 | 5 | 0.8 | -20 | Dimmable | 20% | No | Damp Location Rated,Use With Timers,Use With Photo and/or Motion Sensors | No |  |  | 2016-07-01 | 2016-08-08 | United States, Canada | ES_1136242_DBR30-011T012UD-01_08082016151144_3485981 | 2275189
Shenzhen MTC Optronics Co., Ltd | BMTC | LED Lamp | DBR30-011T012UW-01 |  | BR30 | Reflector (Flood/Spot) | E26 (Medium) | Directional | LED | 3 | 65 | 129.9 | 94.2 |  |  |  | 800 | 11 | 72.7 | No | 25000 | 2700 | 81 | 3 | 0.8 | -20 | Dimmable | 20% | No | Damp Location Rated,Use With Timers,Use With Photo and/or Motion Sensors | No |  |  | 2016-07-01 | 2016-08-08 | United States, Canada | ES_1136242_DBR30-011T012UW-01_08082016151102_3248989 | 2275187
Sarin Energy Inc | Sarin Energy Solutions | self-ballasted LED Lamp | SES-BR30-3000-9* | ,,SES-BR30-3000-9* | BR30 | Reflector (Flood/Spot) | E26 (Medium) | Directional | LED | 3 | 65 | 131 | 95 |  |  | 100 | 650 | 9 | 72.2 | No | 25000 | 3000 | 82 | 11 | 0.9 | -20 | Dimmable | 10% | No | None | No |  |  | 2016-04-10 | 2016-04-29 | United States | ES_1132015_SES-BR30-3000-9*_05062016163146_6980359 | 2266229
Sarin Energy Inc | Sarin Energy Solutions | self-ballasted LED Lamp | SES-BR30-5000-9* | ,,SES-BR30-5000-9* | BR30 | Reflector (Flood/Spot) | E26 (Medium) | Directional | LED | 3 | 65 | 131 | 95 |  |  | 100 | 650 | 9 | 72.2 | No | 25000 | 5000 | 82 | 2 | 0.9 | -20 | Dimmable | 10% | No | None | No |  |  | 2016-04-10 | 2016-04-29 | United States | ES_1132015_SES-BR30-5000-9*_05062016163216_7341874 | 2266230
Sarin Energy Inc | Sarin Energy Solutions | self-ballasted LED Lamp | SES-BR40-3000-15* | ,,SES-BR40-3000-15* | BR40 | Reflector (Flood/Spot) | E26 (Medium) | Directional | LED | 3 | 65 | 162 | 127 |  |  | 100 | 850 | 10.4 | 81.8 | No | 25000 | 3000 | 83 | 10 | 0.9 | -20 | Dimmable | 5% | No | None | No |  |  | 2016-04-10 | 2016-04-29 | United States | ES_1132015_SES-BR40-3000-15*_05062016163323_9897087 | 2266232
Sarin Energy Inc | Sarin Energy Solutions | self-ballasted LED Lamp | SES-BR40-5000-15* | ,,SES-BR40-5000-15* | BR40 | Reflector (Flood/Spot) | E26 (Medium) | Directional | LED | 3 | 65 | 162 | 127 |  |  | 100 | 850 | 10.6 | 80.6 | No | 25000 | 5000 | 85 | 15 | 0.9 | -20 | Dimmable | 5% | No | None | No |  |  | 2016-04-10 | 2016-04-29 | United States | ES_1132015_SES-BR40-5000-15*_05062016163257_7344193 | 2266231
Philips Lighting North America Corporation | Philips LED | 8BR30/AMB/850/DIM FFP 2PK | 9290011556 | 8BR30/AMB/850/DIM FFP 2PK,9290011556,8BR30/AMB/850/DIM FFP 2PK (457101) | BR30 | Reflector (Flood/Spot) | E26 (Medium) | Directional | LED | 5 | 65 | 131.3 | 93.9 |  |  | 110 | 650 | 8 | 81.2 | No | 25000 | 5000 | 81 | 2 | 0.8 | -20 | Dimmable | 20% |  | Damp Location Rated,Use With Timers,Recessed Fixtures,Use With Photo And/Or Motion Sensors |  |  |  | 2015-06-06 | 2015-06-16 | United States, Canada | ES_1116599_9290011556_06162015211938_9379236 | 2241897
Philips Lighting North America Corporation | Philips LED | 8BR30/LED/850 DIM 120V | 9290011556 | 8BR30/LED/850 DIM 120V,9290011556,8BR30/LED/850 DIM 120V (458067) | BR30 | Reflector (Flood/Spot) | E26 (Medium) | Directional | LED | 5 | 65 | 131.3 | 93.9 |  |  | 110 | 650 | 8 | 81.2 | No | 25000 | 5000 | 81 | 2 | 0.8 | -20 | Dimmable | 20% |  | Damp Location Rated,Use With Timers,Recessed Fixtures,Use With Photo And/Or Motion Sensors |  |  |  | 2015-06-06 | 2015-06-16 | United States, Canada | ES_1116599_9290011556_06162015224351_1351587 | 2241898
Philips Lighting North America Corporation | Philips LED | 8BR40/LED/850/DIM 120V | 9290011950 | 8BR40/LED/850/DIM 120V,9290011950,8BR40/LED/850/DIM 120V (459834) | BR40 | Reflector (Flood/Spot) | E26 (Medium) | Directional | LED | 5 | 65 | 161.2 | 125.2 |  |  |  | 650 | 8 | 81.2 | No | 25000 | 5000 | 83 | 9 | 0.8 | -20 | Dimmable | 10% |  | Damp Location Rated,Use With Timers,Not for Use in Enclosed Fixtures,Recessed Fixtures,Use With Photo And/Or Motion Sensors |  |  |  | 2015-11-06 | 2015-11-11 | United States, Canada | ES_1116599_9290011950_11112015121542_7629663 | 2252467
Philips Lighting North America Corporation | Philips LED | 9.5BR30/AMB/2200-2700 DIM FFP 2PK | 9290011117 | 9.5BR30/AMB/2200-2700 DIM FFP 2PK,9290011117,9.5BR30/AMB/2200-2700 DIM FFP 2PK (454934) | BR30 | Reflector (Flood/Spot) | E26 (Medium) | Directional | LED | 5 | 65 | 130.8 | 95.3 |  |  | 90 | 730 | 9.5 | 76.8 | No | 25000 | 2700 | 81 | 11 | 0.8 | 0 | Dimmable | 20% |  | Damp Location Rated,Use With Timers,Recessed Fixtures,Use With Photo And/Or Motion Sensors |  |  |  | 2015-03-06 | 2015-03-10 | United States, Canada | ES_1116599_9290011117_03102015155040_7529413 | 2234627
Philips Lighting North America Corporation | Philips LED | 9.5BR30/F90 2200-2700 DIM | 9290011117 | 9.5BR30/F90 2200-2700 DIM,9290011117,9.5BR30/F90 2200-2700 DIM (452243) | BR30 | Reflector (Flood/Spot) | E26 (Medium) | Directional | LED | 5 | 65 | 130.8 | 95.3 |  |  | 90 | 730 | 9.5 | 76.8 | No | 25000 | 2700 | 81 | 11 | 0.8 | 0 | Dimmable | 20% |  | Damp Location Rated,Use With Timers,Recessed Fixtures,Use With Photo And/Or Motion Sensors |  |  |  | 2014-06-20 | 2014-07-24 | United States, Canada | ES_1116599_9290011117_07242014093122_2947198 | 2216369
Philips Lighting North America Corporation | Philips LED | 9BR30/AMB/827-22/DIM FFP 2PK | 9290011555 | 9BR30/AMB/827-22/DIM FFP 2PK,9290011555,9BR30/AMB/827-22/DIM FFP 2PK (457077) | BR30 | Reflector (Flood/Spot) | E26 (Medium) | Directional | LED | 5 | 65 | 131.3 | 93.9 |  |  | 110 | 650 | 9 | 72.2 | No | 25000 | 2700 | 80 | 2 | 0.8 | -20 | Dimmable | 20% |  | Damp Location Rated,Use With Timers,Recessed Fixtures,Use With Photo And/Or Motion Sensors |  |  |  | 2015-06-06 | 2015-06-16 | United States, Canada | ES_1116599_9290011555_06162015222340_1321985 | 2241893
Philips Lighting North America Corporation | Philips LED | 9BR30/LED/827-22 DIM 120V | 9290011555 | 9BR30/LED/827-22 DIM 120V,9290011555,9BR30/LED/827-22 DIM 120V (457044) | BR30 | Reflector (Flood/Spot) | E26 (Medium) | Directional | LED | 5 | 65 | 131.3 | 93.9 |  |  | 110 | 650 | 9 | 72.2 | No | 25000 | 2700 | 80 | 2 | 0.8 | -20 | Dimmable | 20% |  | Damp Location Rated,Use With Timers,Recessed Fixtures,Use With Photo And/Or Motion Sensors |  |  |  | 2015-06-06 | 2015-06-16 | United States, Canada | ES_1116599_9290011555_06162015204820_6979486 | 2241892
Philips Lighting North America Corporation | Philips LED | 9BR40/LED/827-22/DIM 120V | 9290011558 | 9BR40/LED/827-22/DIM 120V,9290011558,9BR40/LED/827-22/DIM 120V (457010) | BR40 | Reflector (Flood/Spot) | E26 (Medium) | Directional | LED | 5 | 65 | 124 | 160 |  |  |  | 650 | 9 | 72.2 | No | 25000 | 2700 | 80 | 1 | 0.8 | -20 | Dimmable | 20% |  | Damp Location Rated,Use With Timers,Recessed Fixtures,Use With Photo And/Or Motion Sensors |  |  |  | 2015-07-06 | 2015-07-28 | United States, Canada | ES_1116599_9290011558_07222015095151_8642236 | 2244374
Philips Lighting North America Corporation | Philips LED | BC8BR30/AMB/850/DIM 120V | 9290011556 | BC8BR30/AMB/850/DIM 120V,9290011556,BC8BR30/AMB/850/DIM 120V (457085) | BR30 | Reflector (Flood/Spot) | E26 (Medium) | Directional | LED | 5 | 65 | 131.3 | 93.9 |  |  | 110 | 650 | 8 | 81.2 | No | 25000 | 5000 | 81 | 2 | 0.8 | -20 | Dimmable | 20% |  | Damp Location Rated,Use With Timers,Recessed Fixtures,Use With Photo And/Or Motion Sensors |  |  |  | 2015-06-06 | 2015-06-16 | United States, Canada | ES_1116599_9290011556_06162015210926_7070123 | 2241895
Philips Lighting North America Corporation | Philips LED | BC8BR30/AMB/850/DIM 120V | 9290011556 | BC8BR30/AMB/850/DIM 120V,9290011556,BC8BR30/AMB/850/DIM 120V (457093) | BR30 | Reflector (Flood/Spot) | E26 (Medium) | Directional | LED | 5 | 65 | 131.3 | 93.9 |  |  | 110 | 650 | 8 | 81.2 | No | 25000 | 5000 | 81 | 2 | 0.8 | -20 | Dimmable | 20% |  | Damp Location Rated,Use With Timers,Recessed Fixtures,Use With Photo And/Or Motion Sensors |  |  |  | 2015-06-06 | 2015-06-16 | United States, Canada | ES_1116599_9290011556_06162015223516_3045312 | 2241896
Philips Lighting North America Corporation | Philips LED | BC8BR40/AMB/850/DIM 120V | 9290011950 | BC8BR40/AMB/850/DIM 120V,9290011950,BC8BR40/AMB/850/DIM 120V (459826) | BR40 | Reflector (Flood/Spot) | E26 (Medium) | Directional | LED | 5 | 65 | 161.2 | 125.2 |  |  |  | 650 | 8 | 81.2 | No | 25000 | 5000 | 83 | 9 | 0.8 | -20 | Dimmable | 10% |  | Damp Location Rated,Use With Timers,Not for Use in Enclosed Fixtures,Recessed Fixtures,Use With Photo And/Or Motion Sensors |  |  |  | 2015-11-06 | 2015-11-11 | United States, Canada | ES_1116599_9290011950_11112015115232_9751855 | 2252466
Philips Lighting North America Corporation | Philips LED | BC9.5BR30/AMB/927/DIM 120V | 9290012218 | BC9.5BR30/AMB/927/DIM 120V,9290012218,BC9.5BR30/AMB/927/DIM 120V (465203) | BR30 | Reflector (Flood/Spot) | E26 (Medium) | Directional | LED | 5 | 65 | 131.1 | 94.1 |  |  |  | 650 | 9.5 | 68.4 | No | 25000 | 2700 | 91 | 49 | 0.9 | -20 | Dimmable | 10% | No | Damp Location Rated,Use With Timers,Use With Photo and/or Motion Sensors | No |  |  | 2016-05-23 | 2016-05-30 | United States, Canada | ES_1116599_9290012218_05262016182911_8073541 | 2269417
Philips Lighting North America Corporation | Philips LED | BC9.5BR30/AMB/F90 2200-2700 DIM 120V | 9290011117 | BC9.5BR30/AMB/F90 2200-2700 DIM 120V,9290011117,BC9.5BR30/AMB/F90 2200-2700 DIM 120V (452250) | BR30 | Reflector (Flood/Spot) | E26 (Medium) | Directional | LED | 5 | 65 | 130.8 | 95.3 |  |  | 90 | 730 | 9.5 | 76.8 | No | 25000 | 2700 | 81 | 11 | 0.8 | 0 | Dimmable | 20% |  | Damp Location Rated,Use With Timers,Recessed Fixtures,Use With Photo And/Or Motion Sensors |  |  |  | 2015-03-06 | 2015-03-10 | Canada | ES_1116599_9290011117_03112015092857_654413 | 2234626
Philips Lighting North America Corporation | Philips LED | BC9.5BR30/AMB/F90 2200-2700 DIM 120V | 9290011117 | BC9.5BR30/AMB/F90 2200-2700 DIM 120V,9290011117,BC9.5BR30/AMB/F90 2200-2700 DIM 120V (452284) | BR30 | Reflector (Flood/Spot) | E26 (Medium) | Directional | LED | 5 | 65 | 130.8 | 95.3 |  |  | 90 | 730 | 9.5 | 76.8 | No | 25000 | 2700 | 81 | 11 | 0.8 | 0 | Dimmable | 20% |  | Damp Location Rated,Use With Timers,Recessed Fixtures,Use With Photo And/Or Motion Sensors |  |  |  | 2014-07-16 | 2015-12-10 | United States, Canada | ES_1116599_9290011117_12102015112941_6217615 | 2254503
Philips Lighting North America Corporation | Philips LED | BC9.5BR30/SLIM/927/DIM WS 120V | 9290011335 | BC9.5BR30/SLIM/927/DIM WS 120V,9290011335,BC9.5BR30/SLIM/927/DIM WS 120V (455485) | BR30 | Reflector (Flood/Spot) | E26 (Medium) | Directional | LED | 5 | 65 | 128.2 | 94.9 |  |  | 110 | 650 | 9.7 | 67 | No | 25000 | 2700 | 91 | 52 | 0.9 | -20 | Dimmable | 20% |  | Damp Location Rated,Use With Timers,Recessed Fixtures,Use With Photo And/Or Motion Sensors |  |  |  | 2015-05-06 | 2015-05-14 | United States, Canada | ES_1116599_9290011335_05142015122717_297510 | 2239458
Philips Lighting North America Corporation | Philips LED | BC9BR30/AMB/827-22/DIM 120V | 9290011555 | BC9BR30/AMB/827-22/DIM 120V,9290011555,BC9BR30/AMB/827-22/DIM 120V (457036) | BR30 | Reflector (Flood/Spot) | E26 (Medium) | Directional | LED | 5 | 65 | 131.3 | 93.9 |  |  | 110 | 650 | 9 | 72.2 | No | 25000 | 2700 | 80 | 2 | 0.8 | -20 | Dimmable | 20% |  | Damp Location Rated,Use With Timers,Recessed Fixtures,Use With Photo And/Or Motion Sensors |  |  |  | 2015-06-06 | 2015-06-16 | United States, Canada | ES_1116599_9290011555_06162015221555_5943567 | 2241891
Philips Lighting North America Corporation | Philips LED | BC9BR30/AMB/827-22/DIM 120V | 9290011555 | BC9BR30/AMB/827-22/DIM 120V,9290011555,BC9BR30/AMB/827-22/DIM 120V (457051) | BR30 | Reflector (Flood/Spot) | E26 (Medium) | Directional | LED | 5 | 65 | 131.3 | 93.9 |  |  | 110 | 650 | 9 | 72.2 | No | 25000 | 2700 | 80 | 2 | 0.8 | -20 | Dimmable | 20% |  | Damp Location Rated,Use With Timers,Recessed Fixtures,Use With Photo And/Or Motion Sensors |  |  |  | 2015-06-06 | 2015-06-16 | United States, Canada | ES_1116599_9290011555_06162015222709_305597 | 2241894
Philips Lighting North America Corporation | Philips LED | BC9BR40/AMB/827-22/DIM 120V | 9290011558 | BC9BR40/AMB/827-22/DIM 120V,9290011558,BC9BR40/AMB/827-22/DIM 120V (457002) | BR40 | Reflector (Flood/Spot) | E26 (Medium) | Directional | LED | 5 | 65 | 124 | 160 |  |  |  | 650 | 9 | 72.2 | No | 25000 | 2700 | 80 | 1 | 0.8 | -20 | Dimmable | 20% |  | Damp Location Rated,Use With Timers,Recessed Fixtures,Use With Photo And/Or Motion Sensors |  |  |  | 2015-07-06 | 2015-07-28 | United States, Canada | ES_1116599_9290011558_07212015171928_1240198 | 2244373
Philips Lighting North America Corporation | Philips LED | BC9BR40/AMB/827-22/DIM 120V | 9290011558 | BC9BR40/AMB/827-22/DIM 120V,9290011558,BC9BR40/AMB/827-22/DIM 120V (457028) | BR40 | Reflector (Flood/Spot) | E26 (Medium) | Directional | LED | 5 | 65 | 124 | 160 |  |  |  | 650 | 9 | 72.2 | No | 25000 | 2700 | 80 | 1 | 0.8 | -20 | Dimmable | 20% |  | Damp Location Rated,Use With Timers,Recessed Fixtures,Use With Photo And/Or Motion Sensors |  |  |  | 2015-07-06 | 2015-07-28 | United States, Canada | ES_1116599_9290011558_07222015095528_325586 | 2244375
Philips Lighting North America Corporation | SlimStyle | BC9.5BR30/SLIM/2700 2PK 120V | 9290011118 | ,,BC9.5BR30/SLIM/2700 2PK 120V (456889) | BR30 | Reflector (Flood/Spot) | E26 (Medium) | Directional | LED | 5 | 65 | 128.3 | 95 |  |  |  | 650 | 9.5 | 68.4 | No | 25000 | 2700 | 81 | 12 | 0.9 | -20 | Dimmable | 20% |  | Damp Location Rated,Use With Timers,Recessed Fixtures,Use With Photo And/Or Motion Sensors |  |  |  | 2014-10-30 | 2014-12-19 | United States | ES_1116599_9290011118_12222014180842_7652671 | 2230064
Philips Lighting North America Corporation | SlimStyle | BC9.5BR30/SLIM/2700 DIM 120V | 9290011118 | ,,BC9.5BR30/SLIM/2700 DIM 120V (452359) | BR30 | Reflector (Flood/Spot) | E26 (Medium) | Directional | LED | 5 | 65 | 128.3 | 95 |  |  |  | 650 | 9.5 | 68.4 | No | 25000 | 2700 | 81 | 12 | 0.9 | -20 | Dimmable | 20% |  | Damp Location Rated,Use With Timers,Recessed Fixtures,Use With Photo And/Or Motion Sensors |  |  |  | 2014-10-30 | 2014-11-04 | United States | ES_1116599_9290011118_11042014170016_6120916 | 2224406
Philips Lighting North America Corporation | SlimStyle | BC9.5BR30/SLIM/2700 DIM 120V | 9290011118 | ,,BC9.5BR30/SLIM/2700 DIM 120V (452367) | BR30 | Reflector (Flood/Spot) | E26 (Medium) | Directional | LED | 5 | 65 | 128.3 | 95 |  |  |  | 650 | 9.5 | 68.4 | No | 25000 | 2700 | 81 | 12 | 0.9 | -20 | Dimmable | 20% |  | Damp Location Rated,Use With Timers,Recessed Fixtures,Use With Photo And/Or Motion Sensors |  |  |  | 2014-10-30 | 2014-12-19 | United States | ES_1116599_9290011118_12222014180809_0980151 | 2230062
Philips Lighting North America Corporation | SlimStyle | BC9.5BR30/SLIM/2700 DIM 120V | 9290011118 | ,,BC9.5BR30/SLIM/2700 DIM 120V (452375) | BR30 | Reflector (Flood/Spot) | E26 (Medium) | Directional | LED | 5 | 65 | 128.3 | 95 |  |  |  | 650 | 9.5 | 68.4 | No | 25000 | 2700 | 81 | 12 | 0.9 | -20 | Dimmable | 20% |  | Damp Location Rated,Use With Timers,Recessed Fixtures,Use With Photo And/Or Motion Sensors |  |  |  | 2014-10-30 | 2014-12-19 | Canada | ES_1116599_9290011118_03252015202020_0198490 | 2235304
Philips Lighting North America Corporation | SlimStyle | BC9.5BR30/SLIM/2700 DIM 120V | 9290011118 | ,,BC9.5BR30/SLIM/2700 DIM 120V (452417) | BR30 | Reflector (Flood/Spot) | E26 (Medium) | Directional | LED | 5 | 65 | 128.3 | 95 |  |  |  | 650 | 9.5 | 68.4 | No | 25000 | 2700 | 81 | 12 | 0.9 | -20 | Dimmable | 20% |  | Damp Location Rated,Use With Timers,Recessed Fixtures,Use With Photo And/Or Motion Sensors |  |  |  | 2014-10-30 | 2014-12-19 | United States | ES_1116599_9290011118_12222014180831_0433227 | 2230063
Philips Lighting North America Corporation | SlimStyle | BC9.5BR30/SLIM/2700 DIM 120V 4PK | 9290011118 | ,,BC9.5BR30/SLIM/2700 DIM 120V 4PK (456939) | BR30 | Reflector (Flood/Spot) | E26 (Medium) | Directional | LED | 5 | 65 | 128.3 | 95 |  |  |  | 650 | 9.5 | 68.4 | No | 25000 | 2700 | 81 | 12 | 0.9 | -20 | Dimmable | 20% |  | Damp Location Rated,Use With Timers,Recessed Fixtures,Use With Photo And/Or Motion Sensors |  |  |  | 2014-10-30 | 2014-12-19 | Canada | ES_1116599_9290011118_03252015202033_2345158 | 2235305
Philips Lighting North America Corporation | SlimStyle | BC9.5BR30/SLIM/2700 DIM DP 120V 2PK | 9290011118 | ,,BC9.5BR30/SLIM/2700 DIM DP 120V 2PK (452433) | BR30 | Reflector (Flood/Spot) | E26 (Medium) | Directional | LED | 5 | 65 | 128.3 | 95 |  |  |  | 650 | 9.5 | 68.4 | No | 25000 | 2700 | 81 | 12 | 0.9 | -20 | Dimmable | 20% |  | Damp Location Rated,Use With Timers,Recessed Fixtures,Use With Photo And/Or Motion Sensors |  |  |  | 2014-10-30 | 2014-12-19 | Canada | ES_1116599_9290011118_03252015202041_0982887 | 2235306
Philips Lighting North America Corporation | SlimStyle | BC9.5BR30/SLIM/5000 DIM 120V | 9290011119 | ,,BC9.5BR30/SLIM/5000 DIM 120V (452441) | BR30 | Reflector (Flood/Spot) | E26 (Medium) | Directional | LED | 5 | 65 | 128.4 | 95.1 |  |  |  | 650 | 9.5 | 68.4 | No | 25000 | 5000 | 84 | 20 | 0.9 | -20 | Dimmable | 20% |  | Damp Location Rated,Use With Timers,Recessed Fixtures,Use With Photo And/Or Motion Sensors |  |  |  | 2014-10-30 | 2014-11-04 | United States | ES_1116599_9290011119_11042014170714_9887656 | 2224407
Philips Lighting North America Corporation | SlimStyle | BC9.5BR30/SLIM/5000 DIM 120V | 9290011119 | ,,BC9.5BR30/SLIM/5000 DIM 120V (452458) | BR30 | Reflector (Flood/Spot) | E26 (Medium) | Directional | LED | 5 | 65 | 128.4 | 95.1 |  |  |  | 650 | 9.5 | 68.4 | No | 25000 | 5000 | 84 | 20 | 0.9 | -20 | Dimmable | 20% |  | Damp Location Rated,Use With Timers,Recessed Fixtures,Use With Photo And/Or Motion Sensors |  |  |  | 2014-10-30 | 2014-11-04 | Canada | ES_1116599_9290011119_03252015202044_0928793 | 2235307
Philips Lighting North America Corporation | SlimStyle | BC9.5BR30/SLIM/5000 DIM 120V | 9290011119 | ,,BC9.5BR30/SLIM/5000 DIM 120V (452482) | BR30 | Reflector (Flood/Spot) | E26 (Medium) | Directional | LED | 5 | 65 | 128.4 | 95.1 |  |  |  | 650 | 9.5 | 68.4 | No | 25000 | 5000 | 84 | 20 | 0.9 | -20 | Dimmable | 20% |  | Damp Location Rated,Use With Timers,Recessed Fixtures,Use With Photo And/Or Motion Sensors |  |  |  | 2015-05-15 | 2015-12-08 | United States | ES_1116599_9290011119_12082015090212_3487913 | 2255937
Plusrite USA | NaturaLED | LED11BR30/85L/27K | LED11BR30/85L/27K |  | BR30 | Reflector (Flood/Spot) | E26 (Medium) | Directional | LED | 3 | 65 | 128.9 | 94.7 |  |  | 109 | 850 | 11 | 77.3 | No | 25000 | 2700 | 82 | 9 | 1 | -20 | Dimmable | 10% |  | Damp Location Rated |  |  |  | 2015-06-23 | 2015-06-23 | United States, Canada | ES_1126714_LED11BR30/85L/27K_04152014030550_1023597 | 2208838
Plusrite USA | NaturaLED | LED11BR30/85L/50K | LED11BR30/85L/50K |  | BR30 | Reflector (Flood/Spot) | E26 (Medium) | Directional | LED | 3 | 65 | 129.7 | 94.2 |  |  | 109 | 850 | 11 | 77.3 | No | 25000 | 5000 | 85 | 16 | 1 | -20 | Dimmable | 10% |  | Damp Location Rated,Not for Use in Enclosed Fixtures |  |  |  | 2016-04-12 | 2016-04-12 | United States, Canada | ES_1126714_LED11BR30/85L/50K_04132016070550_1023993 | 2263979
Plusrite USA | NaturaLED | LED11BR30/85L/50K | LED11BR30/85L/50K |  | BR30 | Reflector (Flood/Spot) | E26 (Medium) | Directional | LED | 3 | 65 | 130 | 95 |  |  | 111 | 850 | 11 | 77.3 | No | 25000 | 5000 | 84 | 24 | 0.9 | -20 | Dimmable | 10% |  | Damp Location Rated |  |  |  | 2014-09-20 | 2015-01-16 | United States, Canada | ES_1126714_LED11BR30/85L/50K_01162015023220_1023747 | 2231140
Plusrite USA | NaturaLED | LED12BR30/80L/927 | LED12BR30/80L/927 |  | BR30 | Reflector (Flood/Spot) | E26 (Medium) | Directional | LED | 3 | 65 | 129 | 94.8 |  |  | 108 | 800 | 12 | 66.7 | No | 25000 | 2700 | 93 | 68 | 1 | -20 | Dimmable | 10% |  | Damp Location Rated,Not for Use in Enclosed Fixtures |  |  |  | 2016-03-30 | 2016-03-30 | United States | ES_1126714_LED12BR30/80L/927_03312016061330_1023985 | 2263557
Plusrite USA | NaturaLED | LED14BR30/80L/930 | LED14BR30/80L/930 |  | BR30 | Reflector (Flood/Spot) | E26 (Medium) | Directional | LED | 3 | 65 | 129.1 | 94.9 | 295 |  | 108 | 800 | 12.7 | 63 | No | 25000 | 3000 | 93 | 72 | 0.9 | -20 | Dimmable | 20% |  | Damp Location Rated |  |  |  | 2015-01-10 | 2015-01-16 | United States, Canada | ES_1126714_LED14BR30/80L/930_01162015023730_1023747 | 2231168
Plusrite USA | NaturaLED | LED9BR30/65L/927 | LED9BR30/65L/927 | ,,LED9BR30/65L/927 | BR30 | Reflector (Flood/Spot) | E26 (Medium) | Directional | LED | 5 | 65 | 132.2 | 95 |  |  | 110 | 650 | 10 | 65 | No | 25000 | 2700 | 92 | 58 | 0.9 | -18 | Dimmable | 10% | No | None | No |  |  | 2016-06-01 | 2016-07-05 | United States, Canada | ES_1126714_LED9BR30/65L/927_07262016102711_8453099 | 2273421
Plusrite USA | NaturaLED | LHO11R30/DIM 11W 3000K | LHO11R30/DIM/30K |  | BR30 | Reflector (Flood/Spot) | E26 (Medium) | Directional | LED | 5 | 65 | 130.2 | 95.3 |  |  | 108 | 750 | 11 | 68.2 | No | 25000 | 3000 | 82 | 14 | 0.7 | -20 | Dimmable | 5% |  | Damp Location Rated,Recessed Fixtures |  |  |  | 2014-10-01 | 2014-10-01 | United States | ES_1126714_5706_10012014030330_1023682 | 2221146
P.Q.L., Inc. | Superior Life | BR30 Lamp | 90978 |  | BR30 | Reflector (Flood/Spot) | E26 (Medium) | Directional | LED | 3 | 65 | 132 | 94.8 |  |  |  | 850 | 8.5 | 100 | No | 25000 | 3000 | 84 | 14 | 0.9 | -20 | Dimmable | 10% |  | Damp Location Rated,Enclosed Fixtures,Recessed Fixtures |  |  |  | 2015-12-20 | 2015-12-30 | United States | ES_43591_90978_12302015090346_7881982 | 2256146
Reliable Energy Solutions | POLARIS | LED BR30 Lamp | BR309W85030K |  | BR30 | Reflector (Flood/Spot) | E26 (Medium) | Directional | LED | 3 | 65 | 131.5 | 94.8 |  |  |  | 850 | 8.5 | 100 | No | 25000 | 3000 | 84 | 14 | 0.9 | -20 | Dimmable | 10% |  | Damp Location Rated,Enclosed Fixtures,Recessed Fixtures |  |  |  | 2016-03-20 | 2016-04-01 | United States | ES_1131295_BR309W85030K_04012016145212_3484929 | 2264476
Reliable Energy Solutions | POLARIS | LED BR30 Lamp | BR309W90040K |  | BR30 | Reflector (Flood/Spot) | E26 (Medium) | Directional | LED | 3 | 65 | 132.2 | 94.7 |  |  |  | 900 | 8.5 | 105.9 | No | 25000 | 4000 | 84 | 15 | 0.9 | -20 | Dimmable | 10% |  | Damp Location Rated,Enclosed Fixtures,Recessed Fixtures |  |  |  | 2016-03-20 | 2016-04-01 | United States | ES_1131295_BR309W90040K_04012016145246_4591932 | 2264477
Renesola Zhejiang System Integration Co Ltd | Renesola | LED BR | REBR301127K |  | BR30 | Reflector (Flood/Spot) | E26 (Medium) | Directional | LED | 5 | 65 | 128.9 | 94.7 |  |  | 109 | 850 | 11 | 77.3 | No | 25000 | 2700 | 82 | 9 | 1 | -20 | Dimmable | 10% |  | Damp Location Rated,Not for Use in Enclosed Fixtures |  |  |  | 2015-09-08 | 2015-09-08 | United States | ES_1127929_REBR301127K_09162015033840_1023888 | 2248092
Renesola Zhejiang System Integration Co Ltd | Renesola | LED BR | REBR301130K |  | BR30 | Reflector (Flood/Spot) | E26 (Medium) | Directional | LED | 5 | 65 | 128.9 | 94.7 |  |  | 110 | 850 | 11 | 77.3 | No | 25000 | 3000 | 82 | 9 | 1 | -20 | Dimmable | 10% |  | Damp Location Rated,Not for Use in Enclosed Fixtures |  |  |  | 2015-09-08 | 2015-09-08 | United States | ES_1127929_REBR301130K_09162015034110_1023888 | 2248093
Renesola Zhejiang System Integration Co Ltd | Renesola | LED BR | REBR301140K |  | BR30 | Reflector (Flood/Spot) | E26 (Medium) | Directional | LED | 5 | 65 | 128.9 | 95.7 |  |  | 110 | 850 | 11 | 77.3 | No | 25000 | 4000 | 84 | 16 | 1 | -20 | Dimmable | 10% |  | Damp Location Rated,Not for Use in Enclosed Fixtures |  |  |  | 2015-09-08 | 2015-09-08 | United States | ES_1127929_REBR301140K_09162015034440_1023888 | 2248094
Renesola Zhejiang System Integration Co Ltd | Renesola | LED BR | REBR301150K |  | BR30 | Reflector (Flood/Spot) | E26 (Medium) | Directional | LED | 5 | 65 | 129.7 | 94.2 |  |  | 109 | 850 | 11 | 77.3 | No | 25000 | 5000 | 85 | 16 | 1 | -20 | Dimmable | 10% |  | Damp Location Rated,Not for Use in Enclosed Fixtures |  |  |  | 2015-09-08 | 2015-09-08 | United States | ES_1127929_REBR301150K_09162015034730_1023888 | 2248095
Reonac Energy Systems Inc./ Think Green Solutions | THINK | LED | LED-THINK-BR30E26-120-12W |  | BR30 | Reflector (Flood/Spot) | E26 (Medium) | Directional | LED | 5 | 65 | 133 | 95 |  |  | 113 | 865 | 12 | 72.1 | No | 40000 | 3000 | 84 | 24 | 0.9 | -40 | Dimmable | 10% |  | None |  |  |  | 2014-06-20 | 2014-06-24 | United States, Canada | ES_1121025_LED-THINK-BR30E26-120-12W_07092014183655_5394105 | 2214835
Reonac Energy Systems Inc./ Think Green Solutions | THINK | LED-THINK-BR30E26-800-120-12W-3K | LED-THINK-BR30E26-800-120-12W-3K |  | BR30 | Reflector (Flood/Spot) | GU10 | Directional | LED | 5 | 65 | 132 | 95 |  |  |  | 800 | 12.2 | 65.6 | No | 25000 | 3000 | 91 | 56 | 0.9 | -40 | Dimmable | 10% |  | Damp Location Rated,Not for Use in Enclosed Fixtures |  |  |  | 2015-01-01 | 2016-02-04 | United States, Canada | ES_1121025_LED-THINK-BR30E26-800-120-12W-3K_02032016093522_8724328 | 2257836
Reno LED Lighting | RENO | LED BR LAMP | RENOBR30-12W-2700K |  | BR30 | Reflector (Flood/Spot) | E26 (Medium) | Directional | LED | 5 | 65 | 126 | 95 |  |  | 120 | 750 | 12 | 62.5 | No | 25000 | 2700 | 81 | 10 | 0.9 | -20 | Dimmable | 10% |  | None |  |  |  | 2014-03-01 | 2015-03-17 | Canada | ES_1131122_RENOBR30-12W-2700K_03232015160438_6597185 | 2235035
Outrace Technology Co.,Ltd. | OUTRACE | Integral LED Lamp | OU013-B3G |  | BR30 | Reflector (Flood/Spot) | E26 (Medium) | Directional | LED | 3 | 65 | 133.1 | 95 |  |  |  | 910 | 13 | 70 | No | 25000 | 5000 | 83 | 8 | 0.9 | -25 | Dimmable | 5% | Yes | Damp Location Rated,Shatter Resistant | No |  |  | 2016-06-10 | 2016-06-14 | United States, Canada | ES_1130835_OU013-B3G_06142016114717_3490135 | 2271795
Outrace Technology Co.,Ltd. | OUTRACE | Integral LED Lamp | OU013-B3J |  | BR30 | Reflector (Flood/Spot) | E26 (Medium) | Directional | LED | 3 | 65 | 132.1 | 94.6 |  |  |  | 910 | 13 | 70 | No | 25000 | 2700 | 81 | 2 | 0.9 | -25 | Dimmable | 5% | Yes | Damp Location Rated,Shatter Resistant | No |  |  | 2016-06-10 | 2016-06-14 | United States, Canada | ES_1130835_OU013-B3J_06142016114644_3498013 | 2271794
Outrace Technology Co.,Ltd. | OUTRACE | LED Lamp | OU013-B4A |  | BR30 | Reflector (Flood/Spot) | E26 (Medium) | Directional | LED | 3 | 65 | 133.2 | 95.3 |  |  |  | 800 | 13 | 61.5 | No | 25000 | 3000 | 81 | 22 | 1 | -25 | Dimmable | 15% |  | Damp Location Rated,Use With Timers,Enclosed Fixtures,Recessed Fixtures,Use With Photo And/Or Motion Sensors |  |  |  | 2015-02-12 | 2015-02-13 | United States, Canada | ES_1130835_OU013-B4A_02132015151202_4658492 | 2233935
Overdrive Electronics PVT. LTD. | Overdrive | L10HR30DIM 10W 2700K | 570 |  | BR30 | Reflector (Flood/Spot) | E26 (Medium) | Directional | LED | 5 | 65 | 131.8 | 94.5 |  |  | 105 | 650 | 10 | 65 | No | 25000 | 2700 | 95 | 77 | 1 | -20 | Dimmable | 5% |  | None |  |  |  | 2014-06-18 | 2014-06-19 | United States | ES_1116355_570_06202014104731_1023628 | 2213488
Philips Lighting North America Corporation | AmbientLED | BC9.5BR30/AMB/F90 2200-2700 DIM 120V | 9290011117 | BC9.5BR30/AMB/F90 2200-2700 DIM 120V,9290011117,BC9.5BR30/AMB/F90 2200-2700 DIM 120V (452235) | BR30 | Reflector (Flood/Spot) | E26 (Medium) | Directional | LED | 5 | 65 | 130.8 | 95.3 |  |  | 90 | 730 | 9.5 | 76.8 | No | 25000 | 2700 | 81 | 11 | 0.8 | 0 | Dimmable | 20% |  | Damp Location Rated,Use With Timers,Recessed Fixtures,Use With Photo And/Or Motion Sensors |  |  |  | 2014-06-20 | 2014-07-24 | United States, Canada | ES_1116599_9290011117_07242014094454_3757745 | 2216368
NINGBO DONGXING ELECTRIC CO.,LTD. | DONGXING | DX/LED11BR30/DIM/SE/830 | DX/LED11BR30/DIM/SE/830 |  | BR30 | Reflector (Flood/Spot) | E26 (Medium) | Directional | LED | 5 | 65 | 136.5 | 123.8 | 225 |  | 105 | 800 | 11 | 72.7 | No | 25000 | 3000 | 84 | 25 | 1 | 0 | Dimmable | 10% |  | Recessed Fixtures |  |  |  | 2014-01-01 | 2015-07-13 | United States | ES_1132576_DX/LED11BR30/DIM/SE/830_07082015093052_9750482 | 2243190
Overdrive Electronics PVT. LTD. | Overdrive | L8R30DIM 8.5W 2700K | 608 |  | BR30 | Reflector (Flood/Spot) | E26 (Medium) | Directional | LED | 5 | 65 | 131.3 | 95 |  |  | 106 | 650 | 8.5 | 76.5 | No | 25000 | 2700 | 81 | 3 | 1 | -20 | Dimmable | 10% |  | Not for Use in Enclosed Fixtures |  |  |  | 2015-03-23 | 2015-03-24 | United States | ES_1116355_608_03242015095440_1023782 | 2235093
Overdrive Electronics PVT. LTD. | Overdrive | L8R30DIM 8.5W 3000K | 598 |  | BR30 | Reflector (Flood/Spot) | E26 (Medium) | Directional | LED | 5 | 65 | 131.3 | 95 |  |  |  | 670 | 8.5 | 78.8 | No | 25000 | 3000 | 81 | 3 |  | -20 | Dimmable | 10% |  | Not for Use in Enclosed Fixtures |  |  |  | 2014-12-14 | 2014-12-17 | United States | ES_1116355_598_12172014033550_1023730 | 2229565
Overdrive Electronics PVT. LTD. | Overdrive | L8R30DIM 8W 2700K | 648 |  | BR30 | Reflector (Flood/Spot) | E26 (Medium) | Directional | LED | 5 | 65 | 130.2 | 95.2 |  |  | 105 | 650 | 8 | 81.3 | No | 25000 | 2700 | 83 | 16 | 0.9 | -4 | Dimmable | 5% | No | None | No |  |  | 2016-08-05 | 2016-08-05 | United States | ES_1116355_648_08052016030550_1024053 | 2274326
Overdrive Electronics PVT. LTD. | Overdrive | L8R30DIM 8W 2700K | 648 |  | BR30 | Reflector (Flood/Spot) | E26 (Medium) | Directional | LED | 5 | 65 | 130.2 | 95.2 |  |  | 106 | 650 | 8 | 81.3 | No | 25000 | 2700 | 83 | 16 | 0.9 | -20 | Dimmable | 5% |  | Not for Use in Enclosed Fixtures |  |  |  | 2016-04-23 | 2016-04-29 | United States | ES_1116355_648_05022016040950_1024004 | 2265968
Overdrive Electronics PVT. LTD. | Overdrive | L8R30DIM 8W 3000K | 649 |  | BR30 | Reflector (Flood/Spot) | E26 (Medium) | Directional | LED | 5 | 65 | 130.2 | 95.2 |  |  | 105 | 670 | 8 | 83.8 | No | 25000 | 3000 | 83 | 9 | 0.9 | -4 | Dimmable | 5% | No | None | No |  |  | 2016-08-05 | 2016-08-05 | United States | ES_1116355_649_08052016030550_1024053 | 2274329
Overdrive Electronics PVT. LTD. | Overdrive | L8R30DIM 8W 3000K | 649 |  | BR30 | Reflector (Flood/Spot) | E26 (Medium) | Directional | LED | 5 | 65 | 130.2 | 95.2 |  |  | 106 | 670 | 8 | 83.8 | No | 25000 | 3000 | 83 | 9 | 0.9 | -20 | Dimmable | 5% |  | Not for Use in Enclosed Fixtures |  |  |  | 2016-04-23 | 2016-04-28 | United States | ES_1116355_649_04282016063000_1024003 | 2265555
Overdrive Electronics PVT. LTD. | Overdrive | L8R30DIM 8W 5000K | 620 |  | BR30 | Reflector (Flood/Spot) | E26 (Medium) | Directional | LED | 5 | 65 | 130.2 | 95.2 |  |  | 105 | 730 | 8 | 91.3 | No | 25000 | 5000 | 81 | 4 | 0.9 | -4 | Dimmable | 5% | No | None | No |  |  | 2016-08-05 | 2016-08-05 | United States | ES_1116355_620_08052016030550_1024053 | 2274330
Overdrive Electronics PVT. LTD. | Overdrive | L8R30DIM 8W 5000K | 620 |  | BR30 | Reflector (Flood/Spot) | E26 (Medium) | Directional | LED | 5 | 65 | 130.2 | 95.2 |  |  | 106 | 730 | 8 | 91.3 | No | 25000 | 5000 | 81 | 4 | 0.9 | -20 | Dimmable | 5% |  | Not for Use in Enclosed Fixtures |  |  |  | 2016-04-04 | 2016-04-19 | United States | ES_1116355_620_04192016115331_1023997 | 2264475
NDR Electric | NDR Electric | LED BR30 Dimmable | LED-BR30-3K-11W |  | BR30 | Reflector (Flood/Spot) | E26 (Medium) | Directional | LED | 5 | 65 | 129.7 | 94.5 |  |  | 100 | 750 | 11 | 68.2 | No | 25000 | 3000 | 81 | 8 | 0.8 | -20 | Dimmable |  |  | Not for Use in Enclosed Fixtures |  |  |  | 2015-09-01 | 2015-11-02 | United States, Canada | ES_1133329_LED-BR30-3K-11W_11022015142517_1371633 | 2251597
NDR Electric | NDR Electric | LED BR30 Dimmable | LED-BR30-5K-11W |  | BR30 | Reflector (Flood/Spot) | E26 (Medium) | Directional | LED | 5 | 65 | 129.7 | 94.5 |  |  | 100 | 750 | 11 | 68.2 | No | 25000 | 5000 | 83 | 13 | 0.8 | -20 | Dimmable |  |  | Not for Use in Enclosed Fixtures |  |  |  | 2015-09-01 | 2015-11-03 | United States, Canada | ES_1133329_LED-BR30-5K-11W_11032015105613_1458855 | 2251644
NITOR Lighting Inc. | NITOR | NT-BR30-12W-27K | NT-BR30-12W-27K |  | BR30 | Reflector (Flood/Spot) | E26 (Medium) | Directional | LED | 3 | 65 | 132.1 | 95 |  |  | 111 | 700 | 12.2 | 57.4 | No | 25000 | 2700 | 82 | 7 | 0.9 | -20 | Dimmable | 10% |  | Damp Location Rated,Not for Use in Enclosed Fixtures |  |  |  | 2016-06-23 | 2016-06-23 | United States, Canada | ES_1131479_NT-BR30-12W-27K_06232016031620_1024032 | 2270530
NITOR Lighting Inc. | NITOR | NT-BR30-12W-50K | NT-BR30-12W-50K |  | BR30 | Reflector (Flood/Spot) | E26 (Medium) | Directional | LED | 3 | 65 | 132.1 | 95 |  |  | 111 | 700 | 12.2 | 57.4 | No | 25000 | 5000 | 84 | 12 | 0.9 | -20 | Dimmable | 10% |  | Damp Location Rated,Not for Use in Enclosed Fixtures |  |  |  | 2016-06-23 | 2016-06-23 | United States, Canada | ES_1131479_NT-BR30-12W-50K_06232016031620_1024032 | 2270531
Philips Lighting North America Corporation | Philips Hue | 9290012596 | 9290012596 | ,9290012596,929001259601 (464438);929001259604 (466508);929001259603 (464735) | BR30 | Reflector (Flood/Spot) | E26 (Medium) | Directional | LED | 3 | 65 | 103.3 | 93.9 |  |  |  | 680 | 8 | 85 | No | 25000 | 4000 | 81 | 6 | 0.8 | -20 | Dimmable | 2% | No | Damp Location Rated,Use With Timers,Use With Photo and/or Motion Sensors,White-Tunable,Wireless Control,Capable of Changing CCT | Yes | Zigbee | 0.3 | 2016-11-01 | 2016-10-26 | United States, Canada | ES_1116599_9290012596_09272016113117_94115498 | 2282278
NuWave, LLC. | ALSET | 50104 | 50104 |  | BR30 | Reflector (Flood/Spot) | E26 (Medium) | Directional | LED | 20 | 65 | 122.4 | 95.5 |  |  |  | 730 | 7.6 | 96 | No | 25000 | 3000 | 82 | 5 | 0.9 | -18 | Dimmable | 10% |  | Damp Location Rated,Not for Use in Enclosed Fixtures |  |  |  | 2014-01-05 | 2015-02-12 | United States, Canada | ES_1128018_50104_02112015102505_5107385 | 2233174
Ohyama Lights LLC | OHYAMA LIGHTS | LDBR30J13-800-WW | LDBR30J13-800-WW |  | BR30 | Reflector (Flood/Spot) | E26 (Medium) | Directional | LED | 5 | 65 | 135 | 95.1 |  |  | 120 | 800 | 13 | 70 | No | 25000 | 2700 | 81 | 10 | 0.9 | -20 | Dimmable | 20% |  | Enclosed Fixtures |  |  |  | 2014-10-22 | 2015-01-30 | United States, Canada | ES_1121294_LDBR30J13-800-WW_02022015054439_5879329 | 2232335
Neonlite Electronic & Lighting (H.K.) Ltd. | Megaman | LR2510d-E26-2700K-120V | LR2510d-E26-2700K-120V |  | BR30 | Reflector (Flood/Spot) | E26 (Medium) | Directional | LED | 3 | 65 | 128.4 | 96.3 |  |  |  | 650 | 10.2 | 63.7 | No | 25000 | 2700 | 80 | 15 | 0.9 | -30 | Dimmable | 10% |  | Damp Location Rated,Recessed Fixtures |  |  |  | 2015-05-01 | 2015-05-20 | United States, Canada | ES_1095307_LR2510d-E26-2700K-120V_05142015191949_4816705 | 2240164
Neonlite Electronic & Lighting (H.K.) Ltd. | Megaman | LR2510d-E26-3000K-120V | LR2510d-E26-3000K-120V |  | BR30 | Reflector (Flood/Spot) | E26 (Medium) | Directional | LED | 3 | 65 | 128.4 | 96.3 |  |  |  | 650 | 10.3 | 63.1 | No | 25000 | 3000 | 82 | 8 | 0.9 | -30 | Dimmable | 10% |  | Damp Location Rated,Recessed Fixtures |  |  |  | 2015-05-01 | 2015-12-02 | United States, Canada | ES_1095307_LR2510d-E26-3000K-120V_11172015204221_4855615 | 2254103
Neonlite Electronic & Lighting (H.K.) Ltd. | Megaman | LR2510d-E26-3500K-120V | LR2510d-E26-3500K-120V |  | BR30 | Reflector (Flood/Spot) | E26 (Medium) | Directional | LED | 3 | 65 | 128.4 | 96.3 |  |  |  | 650 | 10.3 | 63.1 | No | 25000 | 3500 | 83 | 12 | 0.9 | -30 | Dimmable | 10% |  | Damp Location Rated,Recessed Fixtures |  |  |  | 2015-05-01 | 2015-12-02 | United States, Canada | ES_1095307_LR2510d-E26-3500K-120V_11272015182143_8537256 | 2254104
Neonlite Electronic & Lighting (H.K.) Ltd. | Megaman | LR2510d-E26-4000K-120V | LR2510d-E26-4000K-120V |  | BR30 | Reflector (Flood/Spot) | E26 (Medium) | Directional | LED | 3 | 65 | 128.4 | 96.3 |  |  |  | 650 | 10.3 | 63.1 | No | 25000 | 4000 | 81 | 25 | 0.9 | -30 | Dimmable | 10% |  | Damp Location Rated,Recessed Fixtures |  |  |  | 2015-05-01 | 2015-05-20 | United States, Canada | ES_1095307_LR2510d-E26-4000K-120V_05142015162952_2407647 | 2240165
Neonlite Electronic & Lighting (H.K.) Ltd. | Megaman | LR2512d-E26-2700K-120V | LR2512d-E26-2700K-120V |  | BR30 | Reflector (Flood/Spot) | E26 (Medium) | Directional | LED | 3 | 65 | 128 | 96 |  |  |  | 850 | 12 | 70.8 | No | 25000 | 2700 | 80 | 10 | 0.9 | -30 | Dimmable | 10% | No | Damp Location Rated | No |  |  | 2016-02-05 | 2016-02-15 | United States, Canada | ES_1095307_LR2512d-E26-2700K-120V_02012016113446_101282 | 2281556
OptoLight | OptoLight | OP-BR30DG-12W-30 | OP-BR30DG-12W-30 |  | BR30 | Reflector (Flood/Spot) | E26 (Medium) | Directional | LED | 3 | 65 | 129 | 94.7 |  |  | 110 | 800 | 12 | 66.7 | No | 25000 | 3000 | 94 | 70 | 1 | -20 | Dimmable | 10% |  | Damp Location Rated,Not for Use in Enclosed Fixtures |  |  |  | 2015-04-27 | 2015-05-21 | United States | ES_1042267_OP-BR30DG-12W-30_05212015063000_1023817 | 2240070
Neonlite Electronic & Lighting (H.K.) Ltd. | Megaman | LR2512d-E26-2700K-120V | LR2512d-E26-2700K-120V |  | BR30 | Reflector (Flood/Spot) | E26 (Medium) | Directional | LED | 3 | 65 | 128 | 96 |  |  |  | 850 | 12 | 70.8 | No | 25000 | 2700 | 80 | 10 | 0.9 | -30 | Dimmable | 10% |  | Damp Location Rated,Recessed Fixtures |  |  |  | 2016-02-05 | 2016-02-17 | United States, Canada | ES_1095307_LR2512d-E26-2700K-120V_02012016113446_101282 | 2260203
Neonlite Electronic & Lighting (H.K.) Ltd. | Megaman | LR2512d-E26-3000K-120V | LR2512d-E26-3000K-120V |  | BR30 | Reflector (Flood/Spot) | E26 (Medium) | Directional | LED | 3 | 65 | 128 | 96 |  |  |  | 850 | 12 | 70.8 | No | 25000 | 3000 | 84 | 15 | 0.9 | -30 | Dimmable | 10% | No | Damp Location Rated | No |  |  | 2016-02-05 | 2016-02-15 | United States, Canada | ES_1095307_LR2512d-E26-3000K-120V_02012016113533_6213952 | 2281557
Neonlite Electronic & Lighting (H.K.) Ltd. | Megaman | LR2512d-E26-3000K-120V | LR2512d-E26-3000K-120V |  | BR30 | Reflector (Flood/Spot) | E26 (Medium) | Directional | LED | 3 | 65 | 128 | 96 |  |  |  | 850 | 12 | 70.8 | No | 25000 | 3000 | 84 | 15 | 0.9 | -30 | Dimmable | 10% |  | Damp Location Rated,Recessed Fixtures |  |  |  | 2016-02-05 | 2016-02-17 | United States, Canada | ES_1095307_LR2512d-E26-3000K-120V_02012016113533_6213952 | 2260204
Neonlite Electronic & Lighting (H.K.) Ltd. | Megaman | LR2512d-E26-3500K-120V | LR2512d-E26-3500K-120V |  | BR30 | Reflector (Flood/Spot) | E26 (Medium) | Directional | LED | 3 | 65 | 128 | 96 |  |  |  | 850 | 12 | 70.8 | No | 25000 | 3500 | 82 | 11 | 0.9 | -30 | Dimmable | 10% | No | Damp Location Rated | No |  |  | 2016-02-05 | 2016-02-15 | United States, Canada | ES_1095307_LR2512d-E26-3500K-120V_02012016113614_1894647 | 2281558
Neonlite Electronic & Lighting (H.K.) Ltd. | Megaman | LR2512d-E26-3500K-120V | LR2512d-E26-3500K-120V |  | BR30 | Reflector (Flood/Spot) | E26 (Medium) | Directional | LED | 3 | 65 | 128 | 96 |  |  |  | 850 | 12 | 70.8 | No | 25000 | 3500 | 82 | 11 | 0.9 | -30 | Dimmable | 10% |  | Damp Location Rated,Recessed Fixtures |  |  |  | 2016-02-05 | 2016-02-17 | United States, Canada | ES_1095307_LR2512d-E26-3500K-120V_02012016113614_1894647 | 2260205
Neonlite Electronic & Lighting (H.K.) Ltd. | Megaman | LR2512d-E26-4000K-120V | LR2512d-E26-4000K-120V |  | BR30 | Reflector (Flood/Spot) | E26 (Medium) | Directional | LED | 3 | 65 | 128 | 96 |  |  |  | 850 | 12 | 70.8 | No | 25000 | 2700 | 83 | 32 | 0.9 | -30 | Dimmable | 10% | No | Damp Location Rated | No |  |  | 2016-02-05 | 2016-02-15 | United States, Canada | ES_1095307_LR2512d-E26-4000K-120V_02012016113657_7509271 | 2281559
Neonlite Electronic & Lighting (H.K.) Ltd. | Megaman | LR2512d-E26-4000K-120V | LR2512d-E26-4000K-120V |  | BR30 | Reflector (Flood/Spot) | E26 (Medium) | Directional | LED | 3 | 65 | 128 | 96 |  |  |  | 850 | 12 | 70.8 | No | 25000 | 4000 | 83 | 32 | 0.9 | -30 | Dimmable | 10% |  | Damp Location Rated,Recessed Fixtures |  |  |  | 2016-02-05 | 2016-02-17 | United States, Canada | ES_1095307_LR2512d-E26-4000K-120V_02012016113657_7509271 | 2260206
Walmart Stores, Inc. | Great Value | GVRLR301227D95C | GVRLR301227D95C |  | BR30 | Reflector (Flood/Spot) | E26 (Medium) | Directional | LED | 5 | 65 | 135 | 122 |  |  |  | 650 | 12 | 54.1 | No | 25000 | 2700 | 95 | 66 | 0.9 | -29 | Dimmable | 5% |  | Recessed Fixtures |  |  |  | 2013-06-21 | 2014-11-13 | United States, Canada | ES_20877_GVRLR301227D95C_11132014194316_7796231 | 2225030
Walmart Stores, Inc. | Great Value | GVRLR30927DP | GVRLR30927DP |  | BR30 | Reflector (Flood/Spot) | E26 (Medium) | Directional | LED | 3 | 65 | 133 | 95 |  |  |  | 650 | 9 | 72 | No | 25000 | 2700 | 81 | 3 | 0.7 | -29 | Dimmable | 5% |  | Recessed Fixtures |  |  |  | 2015-03-10 | 2015-02-13 | United States, Canada | ES_20877_GVRLR30927DP_02282015134554_1154108 | 2233991
Western Family Foods, Inc. | Western Family | CFL 15W BR30 | ESL15BR30/WF |  | BR30 | Reflector (Flood/Spot) | E26 (Medium) | Directional | CFL | 2 | 65 | 134.8 | 94 |  | 1 |  | 750 | 15 | 50 | No | 10000 | 2700 | 84 | -5 | 0.6 | -23 |  |  |  | None |  |  |  | 2015-02-15 | 2015-02-20 | United States | ES_1066978_ESL15BR30/WF_02202015030440_1023769 | 2233766
Westinghouse Lighting Corporation | Westinghouse | 11R30/LED/DIM 3000K | 3010 |  | BR30 | Reflector (Flood/Spot) | E26 (Medium) | Directional | LED | 3 | 65 | 130.2 | 95.3 |  |  | 106 | 750 | 11 | 68.2 | No | 25000 | 3000 | 82 | 14 | 0.7 | -20 | Dimmable | 5% |  | Damp Location Rated |  |  |  | 2014-06-02 | 2014-06-13 | United States | ES_1018392_03010_06132014112551_1023624 | 2212894
Westinghouse Lighting Corporation | Westinghouse | 33010 | 33010 |  | BR30 | Reflector (Flood/Spot) | E26 (Medium) | Directional | LED | 3 | 65 | 130 | 95 |  |  |  | 850 | 11.1 | 72.1 | No | 25000 | 3000 | 83 | 17 | 0.9 | -20 | Dimmable | 10% |  | Damp Location Rated,Not for Use in Enclosed Fixtures |  |  |  | 2014-11-05 | 2014-11-11 | United States | ES_1018392_33010_11112014034840_1023711 | 2224616
Westinghouse Lighting Corporation | Westinghouse | 33055 | 33055 |  | BR30 | Reflector (Flood/Spot) | E26 (Medium) | Directional | LED | 3 | 65 | 130 | 95 |  |  |  | 800 | 11 | 72.7 | No | 25000 | 2700 | 82 | 14 | 0.9 | -20 | Dimmable | 10% |  | Damp Location Rated |  |  |  | 2014-09-20 | 2014-09-24 | United States | ES_1018392_33055_09242014044620_1023678 | 2220202
Westinghouse Lighting Corporation | Westinghouse | 37800 | 37800 | 37970,37970, | BR30 | Reflector (Flood/Spot) | E26 (Medium) | Directional | CFL | 2 | 65 | 136.4 | 94.8 |  | 1.5 |  | 750 | 15 | 50 | No | 10000 | 2700 | 83 | -3 | 0.6 | -18 |  |  |  | None |  |  |  | 2014-08-20 | 2014-08-20 | United States | ES_1018392_37800_08202014014950_1023656 | 2217699
Westinghouse Lighting Corporation | Westinghouse | 37971 | 37971 |  | BR30 | Reflector (Flood/Spot) | E26 (Medium) | Directional | CFL | 2 | 65 | 136.4 | 94.8 |  | 1.5 |  | 750 | 15 | 50 | No | 10000 | 2700 | 83 | -3 | 0.6 | -18 |  |  |  | None |  |  |  | 2014-08-20 | 2014-09-04 | United States | ES_1018392_37971_09042014030620_1023663 | 2218698
Westinghouse Lighting Corporation | Westinghouse | 43010 | 43010 |  | BR30 | Reflector (Flood/Spot) | E26 (Medium) | Directional | LED | 5 | 65 | 131.5 | 93.8 |  |  | 109 | 750 | 9 | 83.3 | No | 25000 | 3000 | 82 | 4 | 1 | -20 | Dimmable | 10% |  | Damp Location Rated |  |  |  | 2015-12-21 | 2015-12-21 | United States | ES_1018392_43010_12222015034840_1023944 | 2255350
Westinghouse Lighting Corporation | Westinghouse | 43055 | 43055 |  | BR30 | Reflector (Flood/Spot) | E26 (Medium) | Directional | LED | 5 | 65 | 131.5 | 93.8 |  |  | 108 | 750 | 9 | 83.3 | No | 25000 | 2700 | 82 | 8 | 1 | -20 | Dimmable | 10% |  | Damp Location Rated |  |  |  | 2015-10-26 | 2015-12-22 | United States | ES_1018392_43055_12222015035440_1023920 | 2255351
Westinghouse Lighting Corporation | Westinghouse | 8.5R30/LED/DIM 2700K | 43000 |  | BR30 | Reflector (Flood/Spot) | E26 (Medium) | Directional | LED | 3 | 65 | 131.3 | 95 |  |  |  | 650 | 8.5 | 76.5 | No | 25000 | 2700 | 81 | 3 |  | -20 | Dimmable | 10% |  | Not for Use in Enclosed Fixtures |  |  |  | 2014-12-04 | 2014-12-15 | United States | ES_1018392_43000_12152014024730_1023726 | 2229286
Westinghouse Lighting Corporation | Westinghouse | 8.5R30/LED/DIM/GU24 2700K | 3159 |  | BR30 | Reflector (Flood/Spot) | GU24 | Directional | LED | 5 | 65 | 131.3 | 95 |  |  | 106 | 650 | 8.5 | 76.5 | No | 25000 | 2700 | 81 | 3 | 1 | -20 | Dimmable | 10% |  | Damp Location Rated,Not for Use in Enclosed Fixtures |  |  |  | 2015-04-29 | 2015-05-27 | United States | ES_1018392_03159_05272015081950_1023816 | 2240288
Westinghouse Lighting Corporation | Westinghouse | 8R30/LED/DIM/FL 2700K | 53000 |  | BR30 | Reflector (Flood/Spot) | E26 (Medium) | Directional | LED | 5 | 65 | 130.2 | 95.2 |  |  | 105 | 650 | 8 | 81.3 | No | 25000 | 2700 | 83 | 16 | 0.9 | -20 | Dimmable | 5% |  | Damp Location Rated,Recessed Fixtures |  |  |  | 2016-03-17 | 2016-03-29 | United States | ES_1018392_53000_03292016020730_1023980 | 2263386
Westinghouse Lighting Corporation | Westinghouse | 8R30/LED/DIM/FL 2700K | 53000 |  | BR30 | Reflector (Flood/Spot) | E26 (Medium) | Directional | LED | 5 | 65 | 130.2 | 95.2 |  |  | 106 | 650 | 8 | 81.3 | No | 25000 | 2700 | 83 | 16 | 0.9 | -20 | Dimmable | 5% | No | Other, | No |  |  | 2016-07-06 | 2016-07-20 | United States | ES_1018392_53000_07222016114111_1024048 | 2273160
Westinghouse Lighting Corporation | Westinghouse | BR30 | 53010 |  | BR30 | Reflector (Flood/Spot) | E26 (Medium) | Directional | LED | 5 | 65 | 131 | 94 |  |  | 109 | 750 | 9 | 83.3 | No | 25000 | 3000 | 83 | 10 | 0.9 | -20 | Dimmable | 20% | Yes | Damp Location Rated | No |  |  | 2016-06-23 | 2016-06-29 | United States | ES_1018392_53010_06292016034000_1024033 | 2271223
Westinghouse Lighting Corporation | Westinghouse | BR30 | 53055 |  | BR30 | Reflector (Flood/Spot) | E26 (Medium) | Directional | LED | 5 | 65 | 131 | 94 |  |  | 108 | 750 | 9 | 83.3 | No | 25000 | 2700 | 86 | 32 | 0.9 | -20 | Dimmable | 20% | Yes | Damp Location Rated | No |  |  | 2016-06-23 | 2016-06-29 | United States | ES_1018392_53055_06292016034000_1024033 | 2271222
Xiamen Longstar Lighting Company, Ltd. | Longstar | FE-R30-15W/27k | FE-R30-15W/27k |  | BR30 | Reflector (Flood/Spot) | E26 (Medium) | Directional | CFL | 2 | 65 | 136.4 | 94.8 |  | 1.5 |  | 750 | 15 | 50 | No | 10000 | 2700 | 83 | -3 | 0.6 | -18 |  |  |  | Damp Location Rated |  |  |  | 2014-08-15 | 2014-09-11 | United States | ES_89389_FE-R30-15W/27k_09112014104001_1023654 | 2219253
Xiamen Yankon Energetic Lighting Co., Ltd. | Yankon | BR30 CFL | YK506 15W |  | BR30 | Reflector (Flood/Spot) | E26 (Medium) | Directional | CFL | 2 | 65 | 136.5 | 94.5 |  | 2.5 |  | 750 | 15 | 50 | No | 10000 | 2700 | 83 | -4 | 0.6 | -15 |  |  |  | Damp Location Rated,Enclosed Fixtures,Wet Location Rated,Recessed Fixtures |  |  |  | 2014-09-12 | 2014-09-17 | United States | ES_1081353_YK506 15W_09172014120445_4937684 | 2221943
Xiamen Yankon Energetic Lighting Co., Ltd. | Yankon | BR30 CFL | YK506 16W-A |  | BR30 | Reflector (Flood/Spot) | E26 (Medium) | Directional | CFL | 2 | 65 | 135.8 | 93.2 |  | 2.5 |  | 750 | 16 | 46.9 | No | 10000 | 2700 | 82 | -3 | 0.6 | -15 |  |  |  | Damp Location Rated,Enclosed Fixtures,Wet Location Rated,Recessed Fixtures |  |  |  | 2014-09-12 | 2014-09-17 | United States | ES_1081353_YK506 16W-A_09172014122444_2568601 | 2221944
Yankon Lighting, Inc. | Yankon | LED-BR30 | YGA08A50-BR30-10W-827-Z |  | BR30 | Reflector (Flood/Spot) | E26 (Medium) | Directional | LED | 5 | 65 | 127 | 95 |  |  | 120 | 650 | 10 | 65 | No | 25000 | 2700 | 81 | 6 | 0.9 | -20 | Dimmable | 10% |  | None |  |  |  | 2014-03-01 | 2015-08-19 | United States, Canada | ES_1133408_YGA08A50-BR30-10W-827-Z_09012015085258_7004587 | 2246822
Torchstar Corporation | TORCHSTAR | LED | DBBR30-8W40D |  | BR30 | Reflector (Flood/Spot) | E26 (Medium) | Directional | LED | 3 | 65 | 133 | 95 |  |  |  | 650 | 8.8 | 74 | No | 40000 | 4000 | 82 | 5 | 0.9 | -20 | Dimmable | 10% |  | None |  |  |  | 2015-11-20 | 2015-11-24 | United States | ES_1127338_DBBR30-8W40D_11252015145906_3398024 | 2253593
Zhejiang Shenghui Lighting Co., Ltd | SENGLED | 1102340115 | 1102340115 |  | BR30 | Reflector (Flood/Spot) | E26 (Medium) | Directional | LED | 3 | 65 | 130 | 95 |  |  |  | 693 | 11 | 63 | No | 25000 | 2700 | 91 | 55 | 0.9 | -20 | Dimmable | 10% | Yes | Damp Location Rated | No |  |  | 2016-01-01 | 2016-08-10 | United States, Canada | ES_1108041_1102340115_07082016153443_7872888 | 2274520
Topstar International | Topstar | L4-BR30D-11W | L4-BR30D-11W |  | BR30 | Reflector (Flood/Spot) | E26 (Medium) | Directional | LED | 3 | 65 | 128.9 | 94.7 |  |  |  | 850 | 11 | 77.3 | No | 25000 | 3000 | 82 | 9 |  | -20 | Dimmable | 10% |  | Damp Location Rated,Not for Use in Enclosed Fixtures |  |  |  | 2015-06-20 | 2015-07-13 | United States | ES_1060037_L4-BR30D-11W_07132015113221_1023851 | 2243238
Torchstar Corporation | TORCHSTAR | LED | DBBR30-8W50D |  | BR30 | Reflector (Flood/Spot) | E26 (Medium) | Directional | LED | 3 | 65 | 133 | 95 |  |  |  | 650 | 8.8 | 74.1 | No | 40000 | 5000 | 84 | 16 | 0.9 | -20 | Dimmable | 10% |  | None |  |  |  | 2015-11-20 | 2015-11-24 | United States | ES_1127338_DBBR30-8W50D_11252015145906_2637211 | 2253594
Torchstar Corporation | TORCHSTAR | LED | DBBR30-8W30D |  | BR30 | Reflector (Flood/Spot) | E26 (Medium) | Directional | LED | 3 | 65 | 133 | 95 |  |  |  | 650 | 8.9 | 73.1 | No | 40000 | 3000 | 82 | 11 | 0.9 | -20 | Dimmable | 10% |  | None |  |  |  | 2015-11-20 | 2015-11-24 | United States | ES_1127338_DBBR30-8W30D_11252015145906_5075330 | 2253592
US Green Lighting | US Green Lighting | L/B30/11/D1/830/L001 | L/B30/11/D1/830/L001 |  | BR30 | Reflector (Flood/Spot) | E26 (Medium) | Directional | LED | 3 | 65 | 128.9 | 94.7 |  |  | 110 | 850 | 11 | 77.3 | No | 25000 | 3000 | 82 | 9 | 1 | -20 | Dimmable | 10% |  | Damp Location Rated,Not for Use in Enclosed Fixtures |  |  |  | 2015-06-05 | 2015-06-05 | United States | ES_1128069_L/B30/11/D1/830/L001_06082015050840_1023827 | 2241208
Verbatim Americas | Verbatim | LED | 98994 | ,R30-L865-C30-WDIM, | BR30 | Reflector (Flood/Spot) | E26 (Medium) | Directional | LED | 5 | 65 | 132 | 95 |  |  | 112 | 865 | 13 | 66.5 | No | 25000 | 3000 | 85 | 33 | 0.9 | -20 | Dimmable | 10% |  | None |  |  |  | 2015-06-10 | 2015-06-09 | United States, Canada | ES_1113395_98994;R30-L865-C30-WDIM_06102015080825_3934276 | 2241342
Verbatim Americas | Verbatim | R30-L650-C27-R | 98789 |  | BR30 | Reflector (Flood/Spot) | E26 (Medium) | Directional | LED | 5 | 65 | 127.8 | 94.8 |  |  | 112 | 650 | 8 | 81.3 | No | 25000 | 2700 | 82 | 14 | 0.9 | -20 | Dimmable | 10% |  | None |  |  |  | 2014-07-10 | 2014-09-23 | United States, Canada | ES_1113395_98789_09232014033440_1023676 | 2220096
Verbatim Americas | Verbatim | R30-L650-C27-U | 99251 |  | BR30 | Reflector (Flood/Spot) | E26 (Medium) | Directional | LED | 5 | 65 | 128.5 | 94.7 |  |  | 110 | 650 | 8.5 | 76.5 | No | 25000 | 2700 | 82 | 8 | 1 | -20 | Dimmable | 10% |  | Damp Location Rated,Not for Use in Enclosed Fixtures |  |  |  | 2015-07-20 | 2015-08-03 | United States | ES_1113395_99251_08042015043000_1023866 | 2245000
Verbatim Americas | Verbatim | R30-L650-C30-R | 98983 |  | BR30 | Reflector (Flood/Spot) | E26 (Medium) | Directional | LED | 5 | 65 | 127.8 | 94.8 |  |  | 109 | 650 | 8.1 | 80.2 | No | 25000 | 3000 | 83 | 17 | 0.9 | -20 | Dimmable | 10% |  | Damp Location Rated |  |  |  | 2014-12-10 | 2014-12-30 | United States | ES_1113395_98983_12302014024440_1023738 | 2230254
Verbatim Americas | Verbatim | R30-L650-C30-U | 99252 |  | BR30 | Reflector (Flood/Spot) | E26 (Medium) | Directional | LED | 5 | 65 | 128.5 | 94.7 |  |  | 110 | 650 | 8.6 | 75.6 | No | 25000 | 3000 | 82 | 7 | 1 | -20 | Dimmable | 10% |  | Damp Location Rated,Not for Use in Enclosed Fixtures |  |  |  | 2015-07-20 | 2015-08-03 | United States | ES_1113395_99252_08042015043730_1023866 | 2245001
Verbatim Americas | Verbatim | R30-L850-C27-R | 99064 |  | BR30 | Reflector (Flood/Spot) | E26 (Medium) | Directional | LED | 5 | 65 | 130 | 95 |  |  | 113 | 850 | 11 | 77.3 | No | 25000 | 2700 | 82 | 14 | 0.9 | -20 | Dimmable | 10% |  | Damp Location Rated,Not for Use in Enclosed Fixtures |  |  |  | 2015-03-20 | 2015-04-30 | United States, Canada | ES_1113395_99064_04302015110441_1023804 | 2238435
Verbatim Americas | Verbatim | R30-L850-C27-U | 99253 |  | BR30 | Reflector (Flood/Spot) | E26 (Medium) | Directional | LED | 5 | 65 | 128.9 | 94.7 |  |  | 109 | 850 | 11 | 77.3 | No | 25000 | 2700 | 82 | 9 | 1 | -20 | Dimmable | 10% |  | Damp Location Rated,Not for Use in Enclosed Fixtures |  |  |  | 2015-07-20 | 2015-08-04 | United States | ES_1113395_99253_08042015044620_1023866 | 2245002
Verbatim Americas | Verbatim | R30-L850-C30-R | 99065 |  | BR30 | Reflector (Flood/Spot) | E26 (Medium) | Directional | LED | 5 | 65 | 130 | 95 |  |  | 113 | 850 | 11.1 | 76.6 | No | 25000 | 3000 | 83 | 17 | 0.9 | -20 | Dimmable | 10% |  | Damp Location Rated,Not for Use in Enclosed Fixtures |  |  |  | 2014-03-20 | 2015-04-29 | United States, Canada | ES_1113395_99065_04302015111951_1023800 | 2238436
Verbatim Americas | Verbatim | R30-L850-C30-U | 99254 |  | BR30 | Reflector (Flood/Spot) | E26 (Medium) | Directional | LED | 5 | 65 | 128.9 | 94.7 |  |  | 110 | 850 | 11 | 77.3 | No | 25000 | 3000 | 82 | 9 | 1 | -20 | Dimmable | 10% |  | Damp Location Rated,Not for Use in Enclosed Fixtures |  |  |  | 2015-07-20 | 2015-08-04 | United States | ES_1113395_99254_08042015045220_1023866 | 2245003
Torchstar Corporation | TORCHSTAR | LSDBR30-11WD27 | LSDBR30-11WD27 |  | BR30 | Reflector (Flood/Spot) | E26 (Medium) | Directional | LED | 3 | 65 | 130.8 | 94.8 |  |  | 110 | 850 | 11 | 77.3 | No | 25000 | 2700 | 81 | 3 | 0.9 | -20 | Dimmable | 10% | No | Damp Location Rated | No |  |  | 2016-05-09 | 2016-05-09 | United States, Canada | ES_1127338_LSDBR30-11WD27_05092016070220_1024009 | 2266325
Torchstar Corporation | TORCHSTAR | LSDBR30-11WD 50 | LSDBR30-11WD 50 |  | BR30 | Reflector (Flood/Spot) | E26 (Medium) | Directional | LED | 3 | 65 | 130.8 | 94.8 |  |  | 110 | 850 | 11 | 77.3 | No | 25000 | 5000 | 84 | 14 | 0.9 | -20 | Dimmable | 10% | No | Damp Location Rated | No |  |  | 2016-05-10 | 2016-05-23 | United States, Canada | ES_1127338_LSDBR30-11WD 50_05312016104221_1024013 | 2268356
TW Lighting | TW Lighting | BR30-08120-27 | BR30-08120-27 |  | BR30 | Reflector (Flood/Spot) | E26 (Medium) | Directional | LED | 10 | 65 | 133 | 95 |  |  | 110 | 650 | 8.8 | 73.9 | No | 25000 | 2700 | 82 | 9 | 0.9 | -20 | Dimmable | 10% |  | Damp Location Rated,Not for Use in Enclosed Fixtures |  |  |  | 2014-01-01 | 2016-04-14 | United States, Canada | ES_1118322_BR30-08120-27_04082016162233_5837671 | 2264232
TW Lighting | TW Lighting | LED | TW10BR30/DIM/830/120 |  | BR30 | Reflector (Flood/Spot) | E26 (Medium) | Directional | LED | 3 | 65 | 133 | 95 |  |  |  | 685 | 10 | 68.5 | No | 40000 | 3000 | 84 | 24 | 0.9 | -40 | Dimmable | 10% |  | Enclosed Fixtures |  |  |  | 2014-06-15 | 2014-06-10 | United States | ES_1118322_TW10BR30/DIM/830/120_06132014154659_1922919 | 2213558
Ushio America Inc. | Ushio | 1003855 | 1003855 |  | BR30 | Reflector (Flood/Spot) | E26 (Medium) | Directional | LED | 3 | 65 | 130.2 | 95.3 |  |  | 106 | 750 | 11 | 68.2 | No | 25000 | 3000 | 82 | 14 | 0.7 | -20 | Dimmable | 5% |  | None |  |  |  | 2014-06-02 | 2014-06-04 | United States | ES_1086348_1003855_06042014031330_1023619 | 2212435
Ushio America Inc. | Ushio | 1003994 | 1003994 |  | BR30 | Reflector (Flood/Spot) | E26 (Medium) | Directional | LED | 3 | 65 | 131.3 | 95 |  |  | 106 | 650 | 8.5 | 76.5 | No | 25000 | 2700 | 81 | 3 | 1 | -20 | Dimmable | 10% |  | Not for Use in Enclosed Fixtures |  |  |  | 2015-03-04 | 2015-03-11 | United States | ES_1086348_1003994_03112015042220_1023777 | 2234525
Ushio America Inc. | Ushio | 1003995 | 1003995 |  | BR30 | Reflector (Flood/Spot) | E26 (Medium) | Directional | LED | 3 | 65 | 131.3 | 95 |  |  | 106 | 670 | 8.5 | 78.8 | No | 25000 | 3000 | 81 | 3 | 0.9 | -20 | Dimmable | 10% |  | Not for Use in Enclosed Fixtures |  |  |  | 2015-03-04 | 2015-03-11 | United States | ES_1086348_1003995_03112015041840_1023777 | 2234524
Ushio America Inc. | Ushio | 1003996 | 1003996 |  | BR30 | Reflector (Flood/Spot) | E26 (Medium) | Directional | LED | 3 | 65 | 131.8 | 94.5 |  |  | 108 | 650 | 10.7 | 65 | No | 25000 | 2700 | 95 | 77 | 1 | -20 | Dimmable | 5% |  | Not for Use in Enclosed Fixtures |  |  |  | 2015-03-04 | 2015-03-11 | United States | ES_1086348_1003996_03122015041220_1023777 | 2234711
Ushio America Inc. | Ushio | 1003997 | 1003997 |  | BR30 | Reflector (Flood/Spot) | E26 (Medium) | Directional | LED | 3 | 65 | 130.3 | 95.1 |  |  | 108 | 750 | 10.3 | 72.8 | No | 25000 | 2700 | 82 | 13 | 1 | -20 | Dimmable | 5% |  | Not for Use in Enclosed Fixtures |  |  |  | 2015-03-04 | 2015-03-11 | United States | ES_1086348_1003997_03112015050220_1023777 | 2234526
Ushio America Inc. | Ushio | 1003998 | 1003998 |  | BR30 | Reflector (Flood/Spot) | E26 (Medium) | Directional | LED | 3 | 65 | 130.3 | 95.1 |  |  | 108 | 770 | 10 | 77 | No | 25000 | 3000 | 83 | 17 | 1 | -20 | Dimmable | 5% |  | Not for Use in Enclosed Fixtures |  |  |  | 2015-03-04 | 2015-03-11 | United States | ES_1086348_1003998_03112015050840_1023777 | 2234527
Ushio America Inc. | Ushio | 1003999 | 1003999 |  | BR40 | Reflector (Flood/Spot) | E26 (Medium) | Directional | LED | 3 | 65 | 162.3 | 127 |  |  | 105 | 900 | 12 | 75 | No | 25000 | 2700 | 81 | 2 | 1 | -20 | Dimmable | 10% |  | Not for Use in Enclosed Fixtures |  |  |  | 2015-03-04 | 2015-03-11 | United States | ES_1086348_1003999_03112015053000_1023777 | 2234531
Ushio America Inc. | Ushio | 1004000 | 1004000 |  | BR40 | Reflector (Flood/Spot) | E26 (Medium) | Directional | LED | 3 | 65 | 162.3 | 127 |  |  | 105 | 930 | 12 | 77.5 | No | 25000 | 3000 | 81 | 4 | 1 | -20 | Dimmable | 5% |  | Not for Use in Enclosed Fixtures |  |  |  | 2015-03-04 | 2015-03-11 | United States | ES_1086348_1004000_03112015054000_1023777 | 2234528
Uninex | K-LITE | KL8802BR | KL8802BR |  | BR30 | Reflector (Flood/Spot) | E26 (Medium) | Directional | CFL | 2 | 65 | 136.4 | 94.8 |  | 1.5 |  | 730 | 15 | 48.7 | No | 10000 | 2700 | 83 | -3 | 0.6 | -20 |  |  |  | Not for Use in Enclosed Fixtures |  |  |  | 2014-11-07 | 2014-11-07 | United States | ES_1027003_KL8802BR_11072014040000_1023710 | 2224549
Uninex | K-LITE | KL9909L4ES | KL9909L4ES | ,KL29909L4ES,2 PACK | BR30 | Reflector (Flood/Spot) | E26 (Medium) | Directional | LED | 3 | 65 | 128.9 | 94.7 |  |  | 109 | 750 | 11 | 77.3 | No | 25000 | 2700 | 82 | 9 | 1 | -20 | Dimmable | 10% |  | Damp Location Rated,Not for Use in Enclosed Fixtures |  |  |  | 2015-12-22 | 2015-12-22 | United States, Canada | ES_1027003_KL9909L4ES_12222015031840_1023945 | 2255349
Uninex | K-LITE | KL9909L4ES | KL9909L4ES |  | BR30 | Reflector (Flood/Spot) | E26 (Medium) | Directional | LED | 3 | 65 | 130.8 | 94.8 |  |  | 111 | 850 | 11 | 77.3 | No | 25000 | 2700 | 81 | 3 | 0.9 | -20 | Dimmable | 10% | No | Damp Location Rated | No |  |  | 2016-04-28 | 2016-04-28 | United States | ES_1027003_KL9909L4ES_04282016061620_1024003 | 2265551
Uninex | K-LITE | KL9910L2ES | KL9910L2ES |  | BR30 | Reflector (Flood/Spot) | E26 (Medium) | Directional | LED | 3 | 65 | 127.8 | 94.8 |  |  | 112 | 650 | 8 | 81.3 | No | 25000 | 2700 | 82 | 14 | 0.9 | -20 | Dimmable | 10% |  | Damp Location Rated,Not for Use in Enclosed Fixtures |  |  |  | 2014-12-11 | 2014-12-11 | United States | ES_1027003_KL9910L2ES_12112014025950_1023724 | 2229148
Uninex | K-LITE | KL9910L4ES | KL9910L4ES |  | BR30 | Reflector (Flood/Spot) | E26 (Medium) | Directional | LED | 3 | 65 | 128.5 | 94.7 |  |  | 110 | 650 | 8.5 | 76.5 | No | 25000 | 2700 | 82 | 8 | 1 | -20 | Dimmable | 10% |  | Damp Location Rated,Not for Use in Enclosed Fixtures |  |  |  | 2015-09-24 | 2015-09-24 | United States, Canada | ES_1027003_KL9910L4ES_09242015113441_1023903 | 2248491
True Value Company | Westpointe | BR30 LED | 180865 | ,,BR30DM650/LEDG2/TV (C1); ,191815,BR30DM650/LEDG2/TV/2 (C1) | BR30 | Reflector (Flood/Spot) | E26 (Medium) | Directional | LED | 5 | 65 | 130.6 | 95.4 |  |  | 110 | 650 | 9.5 | 68.4 | No | 25000 | 2700 | 82 | 9 | 0.9 | -25 | Dimmable | 10% |  | None |  |  |  | 2015-09-30 | 2015-10-07 | United States | ES_1048575_180865_10082015145911_1614857 | 2249767
True Value Company | Westpointe | LED Lamp | BR30DM650/LEDG2/TV |  | BR30 | Reflector (Flood/Spot) | E26 (Medium) | Directional | LED | 3 | 65 | 128.9 | 94.7 |  |  |  | 650 | 10 | 65 | No | 25000 | 2700 | 82 | 17 | 1 | -25 | Dimmable | 5% |  | None |  |  |  | 2014-10-17 | 2014-10-21 | United States | ES_1048575_BR30DM650/LEDG2/TV_11102014101441_1023699 | 2224545
Uninex | K-LITE | LED BR30 LAMP | KL9913L4ESC |  | BR30 | Reflector (Flood/Spot) | E26 (Medium) | Directional | LED | 3 | 65 | 131.1 | 95 |  |  |  | 800 | 11 | 72.7 | No | 25000 | 2700 | 93 | 66 | 0.9 | -20 | Dimmable | 10% | No | Damp Location Rated | No |  |  | 2016-07-04 | 2016-07-08 | United States, Canada | ES_1027003_KL9913L4ESC_07082016161225_2349801 | 2273614
Uninex | Uninex | KL9910L4ES | KL9910L4ES |  | BR30 | Reflector (Flood/Spot) | E26 (Medium) | Directional | LED | 3 | 65 | 128.5 | 94.7 |  |  | 110 | 650 | 8.5 | 76.5 | No | 25000 | 2700 | 82 | 8 | 1 | -20 | Dimmable | 10% | No | Damp Location Rated | No |  |  | 2016-04-19 | 2016-04-19 | United States | ES_1027003_KL9910L4ES_04192016054840_1023997 | 2264503
Verbatim Americas | Verbatim | LED | 98559 | ,,R30-L650-C27-W | BR30 | Reflector (Flood/Spot) | E26 (Medium) | Directional | LED | 5 | 65 | 134 | 95 |  |  |  | 650 | 10 | 65 | No | 25000 | 2700 | 83 | 21 | 0.9 | -20 | Dimmable | 10% |  | None |  |  |  | 2014-11-20 | 2014-11-14 | United States | ES_1113395_98559_12022014100445_8009168 | 2226322
Verbatim Americas | Verbatim | LED | 98560 | ,,R30-L685-C30W | BR30 | Reflector (Flood/Spot) | E26 (Medium) | Directional | LED | 5 | 65 | 133 | 95 |  |  |  | 685 | 10 | 68.5 | No | 25000 | 3000 | 84 | 24 | 0.9 | -20 | Dimmable | 10% |  | None |  |  |  | 2014-11-20 | 2014-11-14 | United States | ES_1113395_98560_12022014100424_2978083 | 2226321
Verbatim Americas | Verbatim | LED | 98562 | ,,R40-L685-C27-W | BR40 | Reflector (Flood/Spot) | E26 (Medium) | Directional | LED | 5 | 65 | 157 | 125 |  |  |  | 685 | 10.5 | 65.4 | No | 25000 | 2700 | 83 | 19 | 0.9 | -20 | Dimmable | 10% |  | None |  |  |  | 2014-11-20 | 2014-11-14 | United States | ES_1113395_98562_12022014100358_5528746 | 2226320
Verbatim Americas | Verbatim | LED | 98563 | ,,R40-L685-C30-W | BR40 | Reflector (Flood/Spot) | E26 (Medium) | Directional | LED | 5 | 65 | 160 | 125 |  |  |  | 685 | 10.3 | 66.6 | No | 25000 | 3000 | 82 | 17 | 0.9 | -20 | Dimmable | 10% |  | None |  |  |  | 2014-11-20 | 2014-11-14 | United States | ES_1113395_98563_12022014100332_2220440 | 2226319
Verbatim Americas | Verbatim | LED | 98574 | ,,R30-L865-C27-W | BR30 | Reflector (Flood/Spot) | E26 (Medium) | Directional | LED | 5 | 65 | 133 | 95 |  |  |  | 865 | 12.1 | 71.7 | No | 25000 | 2700 | 83 | 21 | 0.9 | -20 | Dimmable | 10% |  | None |  |  |  | 2014-11-20 | 2014-11-21 | United States | ES_1113395_98574_12022014094518_5124828 | 2226308
Verbatim Americas | Verbatim | LED | 98575 | ,,R30-L865-C30-W | BR30 | Reflector (Flood/Spot) | E26 (Medium) | Directional | LED | 5 | 65 | 133 | 95 |  |  |  | 865 | 12 | 72 | No | 25000 | 3000 | 84 | 24 | 0.9 | -20 | Dimmable | 10% |  | None |  |  |  | 2014-11-20 | 2014-11-21 | United States | ES_1113395_98575_12022014094446_5630576 | 2226307
Walmart Stores, Inc. | Great Value | GVRLBR3010W27KND | GVRLBR3010W27KND |  | BR30 | Reflector (Flood/Spot) | E26 (Medium) | Directional | LED | 3 | 65 | 135 | 122 |  |  |  | 650 | 10 | 65 | No | 25000 | 2700 | 82 | 18 | 0.8 | -29 |  |  |  | Recessed Fixtures |  |  |  | 2013-06-10 | 2014-09-02 | United States, Canada | ES_20877_GVRLBR3010W27KND_09022014133628_4988521 | 2218444
Walmart Stores, Inc. | Great Value | GVRLBR3010W50KD | GVRLBR3010W50KD |  | BR30 | Reflector (Flood/Spot) | E26 (Medium) | Directional | LED | 3 | 65 | 133.4 | 94.8 |  |  |  | 700 | 10 | 70 | No | 25000 | 5000 | 83 | 5 | 0.9 | -29 | Dimmable | 5% |  | Recessed Fixtures |  |  |  | 2014-04-16 | 2014-06-24 | United States, Canada | ES_20877_GVRLBR3010W50KD_06232014194759_2879923 | 2213834
Walmart Stores, Inc. | Great Value | GVRLBR3065W27KD | GVRLBR3065W27KD | ,271430,; ,GVRLBR3065W27KD2, | BR30 | Reflector (Flood/Spot) | E26 (Medium) | Directional | LED | 3 | 65 | 133.5 | 95.1 |  |  | 110 | 650 | 9 | 72.2 | No | 25000 | 2700 | 81 | 3 | 0.7 | -29 | Dimmable | 4% | Yes | Damp Location Rated | No |  |  | 2016-01-01 | 2016-03-23 | United States | ES_20877_GVRLBR3065W27KD_03232016115400_4040512 | 2263708
Walmart Stores, Inc. | Great Value | GVRLBR3065W50KD | GVRLBR3065W50KD | ,GVRLBR3065W50KD2, | BR30 | Reflector (Flood/Spot) | E26 (Medium) | Directional | LED | 3 | 65 | 133.5 | 95.1 |  |  | 110 | 700 | 9 | 77.8 | No | 25000 | 5000 | 84 | 15 | 0.7 | -29 | Dimmable | 4% | Yes | Damp Location Rated | No |  |  | 2016-01-01 | 2016-05-11 | United States | ES_20877_GVRLBR3065W50KD_05112016164441_5081110 | 2266454
Truly Green Solutions Inc. | Truly Green Solutions | LED | 300123 |  | BR30 | Reflector (Flood/Spot) | E26 (Medium) | Directional | LED | 5 | 65 | 133 | 95 |  |  | 120 | 865 | 12 | 72.1 | No | 40000 | 3000 | 84 | 24 | 0.9 | -20 | Dimmable | 10% |  | Other,Not for use in enclosed fixtures |  |  |  | 2014-08-10 | 2014-08-05 | United States, Canada | ES_1117604_300123_08272014071044_9009876 | 2217991
Truly Green Solutions Inc. | Truly Green Solutions | LED | 300124 |  | BR30 | Reflector (Flood/Spot) | E26 (Medium) | Directional | LED | 5 | 65 | 133 | 95 |  |  | 120 | 865 | 12.1 | 72.1 | No | 40000 | 2700 | 83 | 21 | 0.9 | -20 | Dimmable | 10% |  | Other,Not for use in enclosed fixtures |  |  |  | 2014-08-10 | 2014-08-05 | United States, Canada | ES_1117604_300124_08272014071535_4115046 | 2217992
Turolight Inc. | Turolight | BR30 | VIV-BR30/10W/27/D |  | BR30 | Reflector (Flood/Spot) | E26 (Medium) | Directional | LED | 3 | 65 | 127 | 95 |  |  | 120 | 650 | 10 | 65 | No | 25000 | 2700 | 81 | 6 | 0.9 | -20 | Dimmable | 10% |  | None |  |  |  | 2015-06-22 | 2015-07-09 | United States, Canada | ES_1030861_VIV-BR30/10W/27/D_07102015164806_7535314 | 2243163
Turolight Inc. | Turolight | LED | VIV-BR30/9.5W/27/D |  | BR30 | Reflector (Flood/Spot) | E26 (Medium) | Directional | LED | 3 | 65 | 131 | 94 |  |  |  | 665 | 9.5 | 70 | No | 25000 | 2700 | 82 | 9 | 0.9 | -20 | Dimmable | 10% | No | None | No |  |  | 2016-10-10 | 2016-10-14 | United States, Canada | ES_1030861_VIV-BR30/9.5W/27/D_10212016144918_6969738 | 2282050
Turolight Inc. | Turolight | LED BR LAMP | VIV-BR30/12W/27/D |  | BR30 | Reflector (Flood/Spot) | E26 (Medium) | Directional | LED | 3 | 65 | 126 | 95 |  |  | 120 | 750 | 12 | 62.5 | No | 25000 | 2700 | 81 | 10 | 0.9 | -20 | Dimmable | 10% |  | None |  |  |  | 2016-09-27 | 2015-04-03 | Canada | ES_1030861_VIV-BR30/12W/27/D_04072015073119_3384142 | 2235912
SunSun Lighting China Co., Ltd. | SSL | SI-BR30D10-27WHCE | SI-BR30D10-27WHCE |  | BR30 | Reflector (Flood/Spot) | E26 (Medium) | Directional | LED | 3 | 65 | 127.1 | 84.9 |  |  | 85 | 700 | 9.9 | 70.7 | No | 25000 | 2700 | 84 | 25 | 1 | -20 | Dimmable | 10% |  | Not for Use in Enclosed Fixtures |  |  |  | 2015-10-01 | 2015-10-07 | United States | ES_1117429_SI-BR30D10-27WHCE_10082015042550_1023912 | 2249792
SunSun Lighting China Co., Ltd. | SunSun Lighting | Integral LED lamps | SI-BR30D12-27WH |  | BR30 | Reflector (Flood/Spot) | E26 (Medium) | Directional | LED | 3 | 65 | 134 | 90.2 |  |  |  | 760 | 12 | 63.3 | No | 25000 | 2700 | 81 | 11 | 1 | -20 | Dimmable | 20% |  | None |  |  |  | 2013-09-01 | 2014-07-10 | United States, Canada | ES_1117429_SI-BR30D12-27WH_07162014143702_7975861 | 2215586
Technical Consumer Products, Inc. (TCP) | TCP | LED9BR30D27K | LED9BR30D27K |  | BR30 | Reflector (Flood/Spot) | E26 (Medium) | Directional | LED | 5 | 65 | 133.5 | 95.3 |  |  | 110 | 700 | 9 | 77.8 | No | 25000 | 2700 | 81 | 5 | 0.9 | -30 | Dimmable | 4% | Yes | Damp Location Rated | No |  |  | 2016-06-01 | 2016-07-15 | United States | ES_20570_LED9BR30D27K_07152016200233_2953540 | 2272520
Technical Consumer Products, Inc. (TCP) | TCP | LED9BR30D30K | LED9BR30D30K |  | BR30 | Reflector (Flood/Spot) | E26 (Medium) | Directional | LED | 5 | 65 | 133.5 | 95.3 |  |  | 110 | 720 | 9.2 | 78.3 | No | 25000 | 3000 | 82 | 9 | 0.9 | -30 | Dimmable | 4% | Yes | Damp Location Rated | No |  |  | 2016-06-01 | 2016-08-25 | United States | ES_20570_LED9BR30D30K_08252016105611_2571680 | 2276452
Technical Consumer Products, Inc. (TCP) | TCP | LED9BR30D41K | LED9BR30D41K |  | BR30 | Reflector (Flood/Spot) | E26 (Medium) | Directional | LED | 5 | 65 | 133.5 | 95.3 |  |  | 110 | 740 | 9 | 82.2 | No | 25000 | 4000 | 81 | 7 | 0.9 | -30 | Dimmable | 4% | Yes | Damp Location Rated | No |  |  | 2016-06-01 | 2016-08-22 | United States, Canada | ES_20570_LED9BR30D41K_08222016174432_7872019 | 2276240
Technical Consumer Products, Inc. (TCP) | TCP | LED9BR30D50K | LED9BR30D50K |  | BR30 | Reflector (Flood/Spot) | E26 (Medium) | Directional | LED | 5 | 65 | 133.7 | 95.4 |  |  | 110 | 775 | 9 | 86.1 | No | 25000 | 5000 | 82 | 7 | 0.9 | -30 | Dimmable | 4% | Yes | Damp Location Rated | No |  |  | 2016-06-01 | 2016-08-02 | United States, Canada | ES_20570_LED9BR30D50K_08022016112752_7272242 | 2273928
Technical Consumer Products, Inc. (TCP) | TCP | RLBR301027CD2P | RLBR301027CD2P |  | BR30 | Reflector (Flood/Spot) | E26 (Medium) | Directional | LED | 3 | 65 | 135 | 122 |  |  |  | 650 | 10 | 65 | No | 25000 | 2700 | 82 | 17 | 0.9 | -29 | Dimmable | 5% |  | Recessed Fixtures |  |  |  | 2013-06-21 | 2014-06-23 | United States, Canada | ES_20570_RLBR301027CD2P_06232014124932_7772970 | 2213679
Technical Consumer Products, Inc. (TCP) | TCP | RLBR3010W27KCD2P | RLBR3010W27KCD2P |  | BR30 | Reflector (Flood/Spot) | E26 (Medium) | Directional | LED | 3 | 65 | 135 | 122 |  |  |  | 650 | 10 | 65 | No | 25000 | 2700 | 82 | 17 | 0.9 | -29 | Dimmable | 5% |  | Recessed Fixtures |  |  |  | 2013-06-21 | 2014-06-23 | United States, Canada | ES_20570_RLBR3010W27KCD2P_06232014124908_7748956 | 2213684
Technical Consumer Products, Inc. (TCP) | TCP | RLBR3010W27KD2 | RLBR3010W27KD2 |  | BR30 | Reflector (Flood/Spot) | E26 (Medium) | Directional | LED | 3 | 65 | 135 | 122 |  |  |  | 650 | 10 | 65 | No | 25000 | 2700 | 82 | 17 | 0.9 | -29 | Dimmable | 5% |  | Recessed Fixtures |  |  |  | 2013-06-21 | 2014-08-11 | United States, Canada | ES_20570_RLBR3010W27KD2_08112014155129_2289360 | 2217288
Technical Consumer Products, Inc. (TCP) | TCP | RLBR3010W27KND | RLBR3010W27KND | ,CRLBR3010W27KND,; ,CRLBR3010W27KND2,; ,RLBR3010W27KND2,; ,RLBR3010W27KNDC, | BR30 | Reflector (Flood/Spot) | E26 (Medium) | Directional | LED | 3 | 65 | 135 | 122 |  |  |  | 650 | 10 | 65 | No | 25000 | 2700 | 82 | 18 | 0.8 | -29 |  |  |  | Recessed Fixtures |  |  |  | 2013-06-10 | 2014-09-02 | United States, Canada | ES_20570_RLBR3010W27KND_09022014131314_3594390 | 2218437
Technical Consumer Products, Inc. (TCP) | TCP | RLBR3012W27KD95 | RLBR3012W27KD95 | ,RLBR3012W27D95HD, | BR30 | Reflector (Flood/Spot) | E26 (Medium) | Directional | LED | 5 | 65 | 135 | 122 |  |  |  | 650 | 12 | 54.1 | No | 25000 | 2700 | 95 | 66 | 0.9 | -29 | Dimmable | 5% |  | Recessed Fixtures |  |  |  | 2013-06-21 | 2014-09-25 | United States, Canada | ES_20570_RLBR3012W27KD95_09262014024032_9232701 | 2220347
Technical Consumer Products, Inc. (TCP) | TCP | RLBR30927KD | RLBR30927KD | ,RLBR30927KD2,; ,RLBR30927KD6,; ,RLBR30927KD8, | BR30 | Reflector (Flood/Spot) | E26 (Medium) | Directional | LED | 3 | 65 | 133.5 | 95.1 |  |  | 110 | 650 | 9 | 72.2 | No | 25000 | 2700 | 81 | 3 | 0.7 | -29 | Dimmable | 4% | Yes | Damp Location Rated | No |  |  | 2015-04-01 | 2016-03-24 | United States | ES_20570_RLBR30927KD_03242016115523_0523644 | 2263714
Technical Consumer Products, Inc. (TCP) | TCP | RLBR30950KD | RLBR30950KD | ,RLBR30950KD2,; ,RLBR30950KD6,; ,RLBR30950KD8, | BR30 | Reflector (Flood/Spot) | E26 (Medium) | Directional | LED | 3 | 65 | 133.5 | 95.1 |  |  | 110 | 700 | 9 | 77.8 | No | 25000 | 5000 | 84 | 15 | 0.7 | -29 | Dimmable | 4% | Yes | Damp Location Rated | No |  |  | 2015-04-01 | 2016-06-17 | United States | ES_20570_RLBR30950KD_06172016220745_1265530 | 2270046
TGL Inc. | TGL Premium | PREMH-G5BR30-12W-300K | PREMH-G5BR30-12W-300K |  | BR30 | Reflector (Flood/Spot) | E26 (Medium) | Directional | LED | 5 | 65 | 132 | 95 |  |  |  | 800 | 12.2 | 65.6 | No | 25000 | 3000 | 91 | 56 | 0.9 | -40 | Dimmable | 10% | No | Damp Location Rated | No |  |  | 2016-01-01 | 2016-06-17 | United States, Canada | ES_1135710_PREMH-G5BR30-12W-300K_06152016171205_6298181 | 2270028
The Home Depot | EcoSmart | A6BR30B65WESD0 | 1001012656 |  | BR30 | Reflector (Flood/Spot) | E26 (Medium) | Directional | LED | 5 | 65 | 125.9 | 90.9 |  |  |  | 700 | 9 | 77.8 | No | 25000 | 2700 | 81 | 5 | 0.9 | -20 | Dimmable | 10% | No | None | No |  |  | 2016-07-01 | 2016-07-06 | Canada | ES_31912_1001012656_07212016153615_9942015 | 2272896
The Home Depot | EcoSmart | BR30 | 50324012704 |  | BR30 | Reflector (Flood/Spot) | E26 (Medium) | Directional | LED | 5 | 65 | 131.7 | 94.8 |  |  |  | 650 | 8 | 81.3 | No | 25000 | 2700 | 83 | 8 | 0.9 | -18 | Dimmable | 10% | No | Damp Location Rated,Use With Timers,Use With Photo and/or Motion Sensors | No |  |  | 2016-07-12 | 2016-07-01 | Canada | ES_31912_50324012704_07052016153902_3491090 | 2272546
The Home Depot | EcoSmart | BR30 | 50324015004 |  | BR30 | Reflector (Flood/Spot) | E26 (Medium) | Directional | LED | 5 | 65 | 131.6 | 94.7 |  |  |  | 650 | 8 | 81.3 | No | 25000 | 5000 | 85 | 15 | 0.9 | -18 | Dimmable | 10% | No | Damp Location Rated,Use With Timers,Use With Photo and/or Motion Sensors | No |  |  | 2016-07-12 | 2016-07-01 | Canada | ES_31912_50324015004_07052016153935_6992043 | 2272547
The Home Depot | EcoSmart | BR30 65WE | ECS BR30 65 WE CW 120 G2 3PK |  | BR30 | Reflector (Flood/Spot) | E26 (Medium) | Directional | LED | 3 | 65 | 132 | 95 |  |  | 100 | 680 | 10.5 | 61.9 | No | 25000 | 4000 | 83 | 15 | 1 | -20 | Dimmable | 20% |  | None |  |  |  | 2015-05-15 | 2015-06-15 | United States | ES_31912_ECS BR30 65 WE CW 120 G2 3PK_06222015154144_7386978 | 2241917
The Home Depot | EcoSmart | BR30 65WE | ECS BR30 65WE CW 120 G2 BL DP |  | BR30 | Reflector (Flood/Spot) | E26 (Medium) | Directional | LED | 3 | 65 | 132 | 95 |  |  | 100 | 680 | 10.5 | 61.9 | No | 25000 | 5000 | 83 | 15 | 1 | -20 | Dimmable | 20% |  | None |  |  |  | 2015-05-15 | 2015-06-15 | United States | ES_31912_ECS BR30 65WE CW 120 G2 BL DP_06222015154144_9829892 | 2241914
The Home Depot | EcoSmart | BR30 65WE | ECS BR30 65WE W27 120 G2 3PK DP |  | BR30 | Reflector (Flood/Spot) | E26 (Medium) | Directional | LED | 3 | 65 | 132 | 95 |  |  | 100 | 650 | 10.5 | 61.9 | No | 25000 | 5000 | 82 | 11 | 0.9 | -20 | Dimmable | 20% |  | None |  |  |  | 2015-05-15 | 2015-06-15 | United States | ES_31912_ECS BR30 65WE W27 120 G2 3PK DP_06222015154144_1565030 | 2241918
The Home Depot | EcoSmart | BR30 65WE | ECS BR30 65WE W27 120 G2 G2 BL DP |  | BR30 | Reflector (Flood/Spot) | E26 (Medium) | Directional | LED | 3 | 65 | 132 | 95 |  |  | 100 | 650 | 10.5 | 61.9 | No | 25000 | 2700 | 82 | 11 | 0.9 | -20 | Dimmable | 20% |  | None |  |  |  | 2015-05-15 | 2015-06-15 | United States | ES_31912_ECS BR30 65WE W27 120 G2 G2 BL DP_06222015154144_6294840 | 2241915
The Home Depot | EcoSmart | BR30 65WE | ECS BR30 65WE WW 120 G2 BL |  | BR30 | Reflector (Flood/Spot) | E26 (Medium) | Directional | LED | 3 | 65 | 132 | 95 |  |  | 100 | 650 | 10.5 | 61.9 | No | 25000 | 3000 | 82 | 7 | 1 | -20 | Dimmable | 20% |  | None |  |  |  | 2015-05-15 | 2015-06-15 | United States | ES_31912_ECS BR30 65WE WW 120 G2 BL_06222015154144_3244774 | 2241916
The Home Depot | EcoSmart | CFL 15W BR30 | 158-653 | ,791-552,; ,BPESL15BR30/2/ESM,; ,ESL15BR30/2/ESM,; ,ESL15BR30/6/ESM, | BR30 | Reflector (Flood/Spot) | E26 (Medium) | Directional | CFL | 3 | 65 | 134.8 | 94 |  | 1 |  | 650 | 15 | 43.3 | No | 10000 | 2700 | 84 | -5 | 0.6 | -20 |  |  |  | Damp Location Rated |  |  |  | 2014-02-15 | 2015-04-01 | United States, Canada | ES_31912_158-653_04012015025330_1023774 | 2235568
The Home Depot | EcoSmart | CFL 15W BR30 | 565 180 | ,324 684,6 PACK; ,ESL15BR30/5K/2/ESM,2 PACK RETAIL NUMBER; ,ESL15BR30/5K/6/ESM,6 PACK RETAIL NUMBER | BR30 | Reflector (Flood/Spot) | E26 (Medium) | Directional | CFL | 3 | 65 | 134.8 | 94 |  | 1.5 |  | 650 | 15 | 43.3 | No | 10000 | 5000 | 88 | 56 | 0.6 | -20 |  |  |  | Damp Location Rated |  |  |  | 2015-07-02 | 2015-07-06 | United States | ES_31912_565 180_07062015095330_1023843 | 2242836
The Home Depot | EcoSmart | LED LAMP | 502090127YY |  | BR30 | Reflector (Flood/Spot) | E26 (Medium) | Directional | LED | 5 | 65 | 136 | 95 |  |  | 89 | 770 | 11 | 70 | No | 25000 | 2700 | 83 | 19 | 1 | -18 | Dimmable | 20% |  | None |  |  |  | 2015-05-10 | 2015-05-08 | Canada | ES_31912_502090127YY_05132015105654_3172196 | 2239248
The Home Depot | EcoSmart | ECSBR3065BW6PK | ECSBR3065BW6PK |  | BR30 | Reflector (Flood/Spot) | E26 (Medium) | Directional | LED | 5 | 65 | 132 | 95 |  |  |  | 650 | 10.5 | 61.9 | No | 25000 | 3000 | 83 | 14 | 0.9 | -18 | Dimmable | 10% |  | None |  |  |  | 2015-12-10 | 2015-12-14 | United States | ES_31912_ECSBR3065BW6PK_12222015135910_4932037 | 2255268
The Home Depot | EcoSmart | ECSBR3065BW6PK | ECSBR3065BW6PK |  | BR30 | Reflector (Flood/Spot) | E26 (Medium) | Directional | LED | 5 | 65 | 132 | 95 |  |  |  | 751 | 10 | 74.8 | No | 25000 | 3000 | 83 | 14 | 0.9 | -18 | Dimmable | 10% | No | None | No |  |  | 2016-05-05 | 2016-05-06 | United States | ES_31912_ECSBR3065BW6PK_05172016154001_9414678 | 2266916
The Home Depot | EcoSmart | ECSBR3065DL6PK | ECSBR3065DL6PK |  | BR30 | Reflector (Flood/Spot) | E26 (Medium) | Directional | LED | 5 | 65 | 132 | 95 |  |  |  | 682 | 10.5 | 65 | No | 25000 | 5000 | 88 | 37 | 0.9 | -18 | Dimmable | 10% |  | None |  |  |  | 2015-12-10 | 2015-12-14 | United States | ES_31912_ECSBR3065DL6PK_12222015135910_3572898 | 2255269
The Home Depot | EcoSmart | ECSBR3065DL6PK | ECSBR3065DL6PK |  | BR30 | Reflector (Flood/Spot) | E26 (Medium) | Directional | LED | 5 | 65 | 132 | 95 |  |  |  | 770 | 10.2 | 75.8 | No | 25000 | 5000 | 88 | 37 | 0.9 | -18 | Dimmable | 10% | No | None | No |  |  | 2016-05-05 | 2016-05-06 | United States | ES_31912_ECSBR3065DL6PK_05172016154001_1661233 | 2266917
The Home Depot | EcoSmart | ECSBR3065SW6PK | ECSBR3065SW6PK |  | BR30 | Reflector (Flood/Spot) | E26 (Medium) | Directional | LED | 5 | 65 | 132 | 95 |  |  |  | 650 | 10.5 | 61.9 | No | 25000 | 2700 | 81 | 7 | 0.9 | -18 | Dimmable | 10% |  | None |  |  |  | 2015-12-10 | 2015-12-14 | United States | ES_31912_ECSBR3065SW6PK_12222015135910_1996038 | 2255267
The Home Depot | EcoSmart | ECSBR3065SW6PK | ECSBR3065SW6PK |  | BR30 | Reflector (Flood/Spot) | E26 (Medium) | Directional | LED | 5 | 65 | 132 | 95 |  |  |  | 720 | 10.2 | 70.9 | No | 25000 | 2700 | 81 | 7 | 0.9 | -18 | Dimmable | 10% | No | None | No |  |  | 2016-05-05 | 2016-05-06 | United States | ES_31912_ECSBR3065SW6PK_05172016154001_1626680 | 2266915
The Home Depot | EcoSmart | LED lamp | 502460127YY | ,,502460127YY(“YY”units in a retail package, If 1pc/pack, it will be “01”) | BR30 | Reflector (Flood/Spot) | E26 (Medium) | Directional | LED | 5 | 65 | 135 | 96 |  |  |  | 650 | 9 | 72.2 | No | 25000 | 2700 | 81 | 4 | 0.9 | -18 | Dimmable | 20% | No | None | No |  |  | 2016-03-15 | 2016-03-14 | Canada | ES_31912_502460127YY_03232016130712_1945584 | 2262932
The Home Depot | EcoSmart | LED lamp | 502460150YY | ,,502460150YY(“YY”units in a retail package, If 1pc/pack, it will be “01”) | BR30 | Reflector (Flood/Spot) | E26 (Medium) | Directional | LED | 5 | 65 | 135 | 96 |  |  |  | 650 | 9 | 72.2 | No | 25000 | 5000 | 85 | 18 | 0.9 | -18 | Dimmable | 20% | No | None | No |  |  | 2016-03-15 | 2016-03-14 | Canada | ES_31912_502460150YY_03232016130753_3472747 | 2262933
Topaz Lighting | CXL TOPAZ | CF15/R30/GU24 2700K | CF15/R30/GU24/27-46 |  | BR30 | Reflector (Flood/Spot) | E26 (Medium) | Directional | CFL | 2 | 65 | 121.5 | 94.8 |  | 1.6 |  | 690 | 15.2 | 45.4 | No | 10000 | 2700 | 83 | -2 | 0.6 | -18 |  |  |  | Not for Use in Enclosed Fixtures |  |  |  | 2014-09-17 | 2014-12-17 | United States | ES_1015956_CF15/R30/GU24/27-46_12172014041330_1023730 | 2229569
Topaz Lighting | CXL TOPAZ | LBR30/10/827/D-46 | LBR30/10/827/D-46 |  | BR30 | Reflector (Flood/Spot) | E26 (Medium) | Directional | LED | 5 | 65 | 130.3 | 95.1 |  |  |  | 750 | 10.3 | 72.8 | No | 25000 | 2700 | 82 | 13 | 1 | -20 | Dimmable | 10% |  | Not for Use in Enclosed Fixtures |  |  |  | 2014-12-08 | 2014-12-23 | United States | ES_1015956_LBR30/10/827/D-46_12232014014550_1023736 | 2229968
Topaz Lighting | CXL TOPAZ | LBR30/10/830/D-46 | LBR30/10/830/D-46 |  | BR30 | Reflector (Flood/Spot) | E26 (Medium) | Directional | LED | 5 | 65 | 130.3 | 95.1 |  |  |  | 770 | 10 | 77 | No | 25000 | 3000 | 83 | 17 | 1 | -20 | Dimmable | 10% |  | Not for Use in Enclosed Fixtures |  |  |  | 2014-12-08 | 2014-12-23 | United States | ES_1015956_LBR30/10/830/D-46_12232014014840_1023736 | 2229969
Topaz Lighting | CXL TOPAZ | LBR30/10/840/D-46 | LBR30/10/840/D-46 |  | BR30 | Reflector (Flood/Spot) | E26 (Medium) | Directional | LED | 5 | 65 | 130.3 | 95.1 |  |  |  | 800 | 10 | 80 | No | 35000 | 4000 | 83 | 15 | 1 | -20 | Dimmable | 5% |  | Not for Use in Enclosed Fixtures |  |  |  | 2014-11-13 | 2014-11-14 | United States | ES_1015956_LBR30/10/840/D-46_11142014103441_1023715 | 2225196
Topaz Lighting | CXL TOPAZ | LBR30/10/927/D-46 | LBR30/10/927/D-46 |  | BR30 | Reflector (Flood/Spot) | E26 (Medium) | Directional | LED | 5 | 65 | 131.8 | 94.5 |  |  | 108 | 650 | 10 | 65 | No | 25000 | 2700 | 95 | 77 | 1 | -40 | Dimmable | 5% |  | None |  |  |  | 2014-06-18 | 2014-06-20 | United States | ES_1015956_LBR30/10/927/D-46_06262014042730_1023629 | 2214148
Topaz Lighting | CXL TOPAZ | LBR30/9/827/D-46 | LBR30/9/827/D-46 |  | BR30 | Reflector (Flood/Spot) | E26 (Medium) | Directional | LED | 5 | 65 | 130.2 | 95.8 |  |  | 106 | 750 | 9.5 | 78.9 | No | 25000 | 2700 | 82 | 11 | 0.9 | -20 | Dimmable | 5% |  | Not for Use in Enclosed Fixtures |  |  |  | 2016-04-18 | 2016-04-29 | United States | ES_1015956_LBR30/9/827/D-46_05022016054840_1024004 | 2265970
Topaz Lighting | CXL TOPAZ | LBR30/9/830/D-46 | LBR30/9/830/D-46 |  | BR30 | Reflector (Flood/Spot) | E26 (Medium) | Directional | LED | 5 | 65 | 130.2 | 95.8 |  |  | 105 | 770 | 9.5 | 81.1 | No | 25000 | 3000 | 83 | 10 | 0.9 | -20 | Dimmable | 10% |  | Damp Location Rated,Not for Use in Enclosed Fixtures |  |  |  | 2016-02-03 | 2016-02-08 | United States | ES_1015956_LBR30/9/830/D-46_02172016020620_1023966 | 2260238
Topaz Lighting | CXL TOPAZ | LBR30/9/850/D-46 | LBR30/9/850/D-46 |  | BR30 | Reflector (Flood/Spot) | E26 (Medium) | Directional | LED | 5 | 65 | 130.2 | 95.8 |  |  | 107 | 830 | 9.5 | 87.4 | No | 25000 | 5000 | 81 | 3 | 0.9 | -20 | Dimmable | 5% |  | Damp Location Rated,Not for Use in Enclosed Fixtures |  |  |  | 2016-04-18 | 2016-04-29 | United States | ES_1015956_LBR30/9/850/D-46_05022016054110_1024004 | 2265969
Topaz Lighting | Topaz CXL | LBR30/10/850/D-46 | LBR30/10/850/D-46 |  | BR30 | Reflector (Flood/Spot) | E26 (Medium) | Directional | LED | 5 | 65 | 130.3 | 95.1 |  |  | 108 | 830 | 10.3 | 80.6 | No | 25000 | 5000 | 85 | 17 | 1 | -20 | Dimmable | 5% |  | Not for Use in Enclosed Fixtures |  |  |  | 2014-11-13 | 2014-11-14 | United States | ES_1015956_LBR30/10/850/D-46_11142014103841_1023715 | 2225197
Topstar International | Topstar | Directional BR | L4-BR30D-11W |  | BR30 | Reflector (Flood/Spot) | E26 (Medium) | Directional | LED | 3 | 65 | 130 | 95 |  |  |  | 850 | 11 | 77.3 | No | 25000 | 3000 | 83 | 9 | 0.9 | -20 | Dimmable | 10% | No | Damp Location Rated | No |  |  | 2016-08-22 | 2016-08-31 | United States, Canada | ES_1060037_L4-BR30D-11W_08312016110304_2149902 | 2278466
Topstar International | Topstar | Directional BR | L4-BR30D-11W-5000 |  | BR30 | Reflector (Flood/Spot) | E26 (Medium) | Directional | LED | 3 | 65 | 129.9 | 94.9 |  |  |  | 850 | 11 | 77.3 | No | 25000 | 5000 | 84 | 12 | 1 | -20 | Dimmable | 10% | No | Damp Location Rated | No |  |  | 2016-08-22 | 2016-08-31 | United States, Canada | ES_1060037_L4-BR30D-11W-5000_08312016110333_2349190 | 2278467
Topaz Lighting | Topaz | LBR30/9/840/D-46 | LBR30/9/840/D-46 |  | BR30 | Reflector (Flood/Spot) | E26 (Medium) | Directional | LED | 5 | 65 | 130.2 | 94.1 |  |  | 105 | 800 | 9.5 | 84.2 | No | 25000 | 4000 | 82 | 9 | 0.9 | -20 | Dimmable | 10% |  | Damp Location Rated,Not for Use in Enclosed Fixtures |  |  |  | 2016-03-16 | 2016-03-16 | United States | ES_1015956_LBR30/9/840/D-46_03182016041220_1023980 | 2262628
Sunshine Lighting | Sunlite | LED BR LAMP | 89009 |  | BR30 | Reflector (Flood/Spot) | E26 (Medium) | Directional | LED | 3 | 65 | 126 | 95 |  |  | 120 | 750 | 12 | 62.5 | No | 25000 | 2700 | 81 | 10 | 0.9 | -20 | Dimmable | 10% |  | Damp Location Rated |  |  |  | 2014-03-01 | 2014-11-12 | United States, Canada | ES_1023648_89009_11122014171106_9913360 | 2225034
Sunco Lighting | Sunco Lighting | SCBR3011W27K | SCBR3011W27K |  | BR30 | Reflector (Flood/Spot) | E26 (Medium) | Directional | LED | 3 | 65 | 128.9 | 94.7 |  |  | 109 | 850 | 11 | 77.3 | No | 25000 | 2700 | 82 | 9 | 1 | -20 | Dimmable | 10% |  | Damp Location Rated,Not for Use in Enclosed Fixtures |  |  |  | 2016-05-03 | 2016-05-03 | United States | ES_1127217_SCBR3011W27K_05032016113441_1024005 | 2266029
Sunco Lighting | Sunco Lighting | SCBR3011W3K | SCBR3011W3K |  | BR30 | Reflector (Flood/Spot) | E26 (Medium) | Directional | LED | 3 | 65 | 128.9 | 94.7 |  |  | 110 | 850 | 11 | 77.3 | No | 25000 | 3000 | 82 | 9 | 1 | -20 | Dimmable | 10% |  | Damp Location Rated,Not for Use in Enclosed Fixtures |  |  |  | 2015-05-15 | 2016-02-17 | United States | ES_1127217_SCBR3011W3K_02192016102731_1023972 | 2260403
Sunco Lighting | Sunco Lighting | self-ballasted LED Lamp | SCBR30 |  | BR30 | Reflector (Flood/Spot) | E26 (Medium) | Directional | LED | 3 | 65 | 131 | 95 |  |  | 100 | 650 | 9 | 72.2 | No | 25000 | 3000 | 82 | 11 | 0.9 | -40 | Dimmable | 5% | Yes | None | No |  |  | 2016-02-25 | 2016-02-24 | United States, Canada | ES_1127217_SCBR30_03072016121605_1549710 | 2261822
Sunco Lighting | Sunco Lighting | self-ballasted LED Lamp | SCBR30 |  | BR30 | Reflector (Flood/Spot) | E26 (Medium) | Directional | LED | 3 | 65 | 131 | 95 |  |  | 100 | 650 | 9 | 72.2 | No | 25000 | 3000 | 82 | 11 | 0.9 | -40 | Dimmable | 5% |  | None |  |  |  | 2015-11-10 | 2015-11-09 | United States | ES_1127217_SCBR30_11102015153039_4627092 | 2252356
Sunco Lighting | Sunco Lighting | self-ballasted LED Lamp | SCBR40 |  | BR40 | Reflector (Flood/Spot) | E26 (Medium) | Directional | LED | 3 | 65 | 162 | 127 |  |  | 100 | 850 | 10.5 | 80.2 | No | 25000 | 3000 | 83 | 10 | 1 | -40 | Dimmable | 5% |  | None |  |  |  | 2015-11-10 | 2015-11-09 | United States | ES_1127217_SCBR40_11102015153023_4624138 | 2252357
Sunco Lighting | Sunco Lighting | self-ballasted LED Lamp | SCBR40 |  | BR40 | Reflector (Flood/Spot) | E26 (Medium) | Directional | LED | 3 | 65 | 162 | 127 |  |  | 100 | 850 | 10.6 | 80.6 | No | 25000 | 3000 | 83 | 10 | 1 | -40 | Dimmable | 5% | Yes | Damp Location Rated | No |  |  | 2016-02-25 | 2016-02-24 | United States, Canada | ES_1127217_SCBR40_03072016121552_8852978 | 2261823
Suzhou RUNLUX Electric Ltd. | RUNLUX | LED Lamp | R2-11BR30D27K |  | BR30 | Reflector (Flood/Spot) | E26 (Medium) | Directional | LED | 3 | 65 | 129 | 95.1 |  |  |  | 750 | 11 | 68.2 | No | 25000 | 2700 | 93 | 65 | 1 | -20 | Dimmable | 10% |  | Damp Location Rated,Recessed Fixtures,Not for Use in Enclosed Fixtures,Shatter Resistant,Vibration Service |  |  |  | 2015-11-19 | 2015-12-15 | United States, Canada | ES_1134769_R2-11BR30D27K_12152015184625_3882913 | 2255375
Suzhou RUNLUX Electric Ltd. | RUNLUX | LED Lamp | R2-11BR30D30K |  | BR30 | Reflector (Flood/Spot) | E26 (Medium) | Directional | LED | 3 | 65 | 129.1 | 95.1 |  |  |  | 750 | 11 | 68.2 | No | 25000 | 3000 | 94 | 71 | 1 | -20 | Dimmable | 10% |  | Damp Location Rated,Recessed Fixtures,Not for Use in Enclosed Fixtures,Shatter Resistant,Vibration Service |  |  |  | 2015-11-19 | 2015-12-15 | United States, Canada | ES_1134769_R2-11BR30D30K_12152015184644_3918932 | 2255377
Suzhou RUNLUX Electric Ltd. | RUNLUX | LED Lamp | R2-11BR30D40K |  | BR30 | Reflector (Flood/Spot) | E26 (Medium) | Directional | LED | 3 | 65 | 129 | 95 |  |  |  | 750 | 11 | 68.2 | No | 25000 | 4000 | 94 | 85 | 1 | -20 | Dimmable | 10% |  | Damp Location Rated,Recessed Fixtures,Not for Use in Enclosed Fixtures,Shatter Resistant,Vibration Service |  |  |  | 2015-11-19 | 2015-12-15 | United States, Canada | ES_1134769_R2-11BR30D40K_12152015184648_3919095 | 2255378
Suzhou RUNLUX Electric Ltd. | RUNLUX | LED Lamp | R2-11BR30D50K |  | BR30 | Reflector (Flood/Spot) | E26 (Medium) | Directional | LED | 3 | 65 | 129 | 95 |  |  |  | 780 | 11 | 70.9 | No | 25000 | 5000 | 94 | 89 | 1 | -20 | Dimmable | 10% |  | Damp Location Rated,Recessed Fixtures,Not for Use in Enclosed Fixtures,Shatter Resistant,Vibration Service |  |  |  | 2015-11-19 | 2015-12-15 | United States, Canada | ES_1134769_R2-11BR30D50K_12152015184656_0287385 | 2255379
Technical Consumer Products, Inc. (TCP) | TCP | CRLBR3010W27KD | CRLBR3010W27KD |  | BR30 | Reflector (Flood/Spot) | E26 (Medium) | Directional | LED | 5 | 65 | 135 | 122 |  |  |  | 650 | 10 | 65 | No | 25000 | 2700 | 82 | 17 | 0.9 | -30 | Dimmable | 5% |  | Recessed Fixtures |  |  |  | 2013-06-21 | 2014-09-17 | United States, Canada | ES_20570_CRLBR3010W27KD_09272014210459_1899497 | 2220604
Technical Consumer Products, Inc. (TCP) | TCP | L9BR30D27K | L9BR30D27K | ,RL9BR30D27K, | BR30 | Reflector (Flood/Spot) | E26 (Medium) | Directional | LED | 3 | 65 | 133 | 95 |  |  |  | 650 | 9 | 72 | No | 25000 | 2700 | 81 | 3 | 0.7 | -29 | Dimmable | 5% |  | Recessed Fixtures |  |  |  | 2015-03-01 | 2015-02-12 | United States, Canada | ES_20570_L9BR30D27K_02132015011451_0091868 | 2233044
Technical Consumer Products, Inc. (TCP) | TCP | L9BR30D27KP | L9BR30D27KP |  | BR30 | Reflector (Flood/Spot) | E26 (Medium) | Directional | LED | 3 | 65 | 133.5 | 95.1 |  |  | 110 | 650 | 9 | 72.2 | No | 25000 | 2700 | 81 | 3 | 0.7 | -29 | Dimmable | 4% | Yes | Damp Location Rated | No |  |  | 2015-04-01 | 2016-06-17 | United States | ES_20570_L9BR30D27KP_06172016220313_0993876 | 2270044
Technical Consumer Products, Inc. (TCP) | TCP | LBR301027DUTB | LBR301027DUTB |  | BR30 | Reflector (Flood/Spot) | E26 (Medium) | Directional | LED | 3 | 65 | 135 | 122 |  |  |  | 750 | 10 | 65 | No | 25000 | 2700 | 82 | 17 | 0.9 | -29 | Dimmable | 5% |  | Recessed Fixtures |  |  |  | 2013-06-21 | 2014-06-23 | United States, Canada | ES_20570_LBR301027UTB_06232014124841_7721823 | 2213687
Sunrise Lighting | Sunrise Lighting | BR30 lamp | SLED-14/BR | ,,SLED-14/BR | BR30 | Reflector (Flood/Spot) | E26 (Medium) | Directional | LED | 5 | 65 | 136 | 95 | 356 |  | 93 | 662 | 13 | 51 | No | 30000 | 3000 | 92 | 73 | 0.9 | -24 | Dimmable | 10% |  | Recessed Fixtures |  |  |  | 2015-04-01 | 2014-05-28 | United States | ES_31003_SLED-14/BR_06062014152057_3023465 | 2212485
Sun & Stars Lighting, Inc. | Sun & Stars | LED LAMP | SUNLED12BR30DIM/40 |  | BR30 | Reflector (Flood/Spot) | E26 (Medium) | Directional | LED | 3 | 65 | 128.9 | 95.7 |  |  | 120 | 850 | 12 | 70.8 | No | 25000 | 4000 | 84 | 16 | 1 | -30 | Dimmable | 10% |  | Damp Location Rated,Not for Use in Enclosed Fixtures |  |  |  | 2015-05-15 | 2015-06-04 | United States, Canada | ES_1035839_SUNLED12BR30DIM/40_06042015022000_1023826 | 2241085
Sun & Stars Lighting, Inc. | Sun & Stars | LED LAMP | SUNLED12BR30DIM/50 |  | BR30 | Reflector (Flood/Spot) | E26 (Medium) | Directional | LED | 3 | 65 | 129.7 | 94.2 | 324 |  | 120 | 850 | 12 | 70.8 | No | 25000 | 5000 | 85 | 16 | 1 | -30 | Dimmable | 10% |  | Damp Location Rated,Not for Use in Enclosed Fixtures |  |  |  | 2015-05-15 | 2015-06-04 | United States, Canada | ES_1035839_SUNLED12BR30DIM/50_06052015020330_1023827 | 2246371
Sun & Stars Lighting, Inc. | Sun & Stars | SUNLED12BR30DIM/30 | SUNLED12BR30DIM/30 |  | BR30 | Reflector (Flood/Spot) | E26 (Medium) | Directional | LED | 3 | 65 | 128.9 | 94.7 |  |  |  | 850 | 12 | 70.8 | No | 25000 | 3000 | 82 | 9 | 1 | -30 | Dimmable | 10% |  | Damp Location Rated,Not for Use in Enclosed Fixtures |  |  |  | 2015-05-15 | 2015-06-15 | United States | ES_1035839_SUNLED12BR30DIM/30_06152015011330_1023831 | 2241563
Sun & Stars Lighting, Inc. | Sun & Stars | SUNLED12BR30DIMG/30 | SUNLED12BR30DIMG/30 |  | BR30 | Reflector (Flood/Spot) | E26 (Medium) | Directional | LED | 3 | 65 | 129 | 94.7 |  |  | 120 | 800 | 12 | 66.7 | No | 25000 | 3000 | 94 | 70 | 1 | -30 | Dimmable | 10% |  | Damp Location Rated,Not for Use in Enclosed Fixtures |  |  |  | 2015-05-25 | 2015-05-29 | United States, Canada | ES_1035839_SUNLED12BR30DIMG/30_06012015032330_1023821 | 2240552
Swiss LED USA Inc. | Swiss LED | LED | BR30 10W 65WE 927 E26 DIM CEC |  | BR30 | Reflector (Flood/Spot) | E26 (Medium) | Directional | LED | 3 | 65 | 131.2 | 95 |  |  |  | 650 | 10.5 | 61.9 | No | 35000 | 2700 | 91 | 54 | 1 | -20 | Dimmable | 4% | No | None | No |  |  | 2016-09-05 | 2016-09-14 | United States | ES_1137114_BR30 10W 65WE 927 E26 DIM CEC_09162016113058_3805352 | 2279149
Sunshine Lighting | Sunlite | 88900 | 88900 |  | BR30 | Reflector (Flood/Spot) | E26 (Medium) | Directional | LED | 3 | 65 | 133 | 95 |  |  |  | 650 | 8.8 | 73.9 | No | 25000 | 2700 | 82 | 9 | 0.9 | -20 | Dimmable | 10% |  | Wet Location Rated,Not for Use in Enclosed Fixtures |  |  |  | 2015-01-01 | 2015-09-09 | United States | ES_1023648_88900_09012015103813_2839624 | 2247469
Sunshine Lighting | Sunlite | 88905 | 88905 | ,88905,3000K | BR30 | Reflector (Flood/Spot) | E26 (Medium) | Directional | LED | 3 | 65 | 133 | 95 |  |  |  | 650 | 8.8 | 73.9 | No | 25000 | 2700 | 82 | 9 | 0.9 | -20 | Dimmable | 10% |  | Wet Location Rated,Not for Use in Enclosed Fixtures |  |  |  | 2015-01-01 | 2015-09-09 | United States | ES_1023648_88905_09012015103813_9532129 | 2247470
Sunshine Lighting | Sunlite | 88910 | 88910 | ,88910,4000K | BR30 | Reflector (Flood/Spot) | E26 (Medium) | Directional | LED | 3 | 65 | 133 | 95 |  |  |  | 650 | 8.8 | 73.9 | No | 25000 | 2700 | 82 | 9 | 0.9 | -20 | Dimmable | 10% |  | Wet Location Rated,Not for Use in Enclosed Fixtures |  |  |  | 2015-01-01 | 2015-09-09 | United States | ES_1023648_88910_09012015103813_9624734 | 2247471
Sunshine Lighting | Sunlite | 88915 | 88915 | ,88915,5000K | BR30 | Reflector (Flood/Spot) | E26 (Medium) | Directional | LED | 3 | 65 | 133 | 95 |  |  |  | 650 | 8.8 | 73.9 | No | 25000 | 2700 | 82 | 9 | 0.9 | -20 | Dimmable | 10% |  | Wet Location Rated,Not for Use in Enclosed Fixtures |  |  |  | 2015-01-01 | 2015-09-09 | United States | ES_1023648_88915_09012015103813_7583695 | 2247472
Target Corporation | up&up | Directional BR30 | BPBR30/DM/LED/TAR(C1) | ,,085 02 0148 | BR30 | Reflector (Flood/Spot) | E26 (Medium) | Directional | LED | 3 | 65 | 128 | 95 |  |  | 110 | 650 | 10 | 65 | No | 25000 | 2700 | 82 | 10 | 0.9 | -25 | Dimmable | 5% |  | Damp Location Rated |  |  |  | 2016-04-25 | 2016-04-27 | United States | ES_1019587_BPBR30/DM/LED/TAR(C1)_05062016153357_6211527 | 2266380
Technical Consumer Products, Inc. (TCP) | TCP | LED10BR3027K | LED10BR3027K |  | BR30 | Reflector (Flood/Spot) | E26 (Medium) | Directional | LED | 5 | 65 | 132 | 94 |  |  | 110 | 701 | 9.4 | 74.4 | No | 25000 | 2700 | 82 | 18 | 0.8 | -30 |  |  | Yes | Damp Location Rated | No |  |  | 2013-06-10 | 2016-10-13 | United States, Canada | ES_20570_LED10BR3027K_08042014195908_2348325 | 2281325
Technical Consumer Products, Inc. (TCP) | TCP | LED10BR3030K | LED10BR3030K |  | BR30 | Reflector (Flood/Spot) | E26 (Medium) | Directional | LED | 5 | 65 | 132 | 94 |  |  | 110 | 675 | 9 | 75 | No | 25000 | 3000 | 82 | 9 | 0.7 | -30 |  |  | Yes | Damp Location Rated | No |  |  | 2013-06-10 | 2016-10-13 | United States, Canada | ES_20570_LED10BR3030K_08042014195309_1989366 | 2281326
Technical Consumer Products, Inc. (TCP) | TCP | LED10BR3041K | LED10BR3041K |  | BR30 | Reflector (Flood/Spot) | E26 (Medium) | Directional | LED | 5 | 65 | 132 | 94 |  |  | 110 | 700 | 9 | 77.8 | No | 25000 | 4000 | 83 | 15 | 0.7 | -30 |  |  | Yes | Damp Location Rated | No |  |  | 2013-06-10 | 2016-10-13 | United States, Canada | ES_20570_LED10BR3041K_08042014195330_2010109 | 2281327
Technical Consumer Products, Inc. (TCP) | TCP | LED10BR3050K | LED10BR3050K |  | BR30 | Reflector (Flood/Spot) | E26 (Medium) | Directional | LED | 5 | 65 | 132 | 94 |  |  | 110 | 725 | 9.5 | 76.3 | No | 25000 | 5000 | 83 | 10 | 0.8 | -30 |  |  | Yes | Damp Location Rated | No |  |  | 2013-06-10 | 2016-10-13 | United States, Canada | ES_20570_LED10BR3050K_06092015165340_8820114 | 2281328
Technical Consumer Products, Inc. (TCP) | TCP | LED10BR30D27K | LED10BR30D27K |  | BR30 | Reflector (Flood/Spot) | E26 (Medium) | Directional | LED | 5 | 65 | 135 | 122 |  |  |  | 650 | 10 | 65 | No | 25000 | 2700 | 84 | 23 | 0.9 | -30 | Dimmable | 5% |  | Recessed Fixtures |  |  |  | 2013-06-21 | 2014-06-25 | United States, Canada | ES_20570_LED10BR30D27K_06252014140024_4824222 | 2213846
Technical Consumer Products, Inc. (TCP) | TCP | LED10BR30D27K2UTB | LED10BR30D27K2UTB |  | BR30 | Reflector (Flood/Spot) | E26 (Medium) | Directional | LED | 5 | 65 | 133.5 | 95.1 |  |  | 110 | 700 | 10 | 70 | No | 25000 | 2700 | 81 | 3 | 0.7 | -30 | Dimmable | 4% | Yes | Damp Location Rated | No |  |  | 2015-04-01 | 2016-10-05 | United States | ES_20570_LED10BR30D27K2UTB_10052016163607_5367312 | 2280696
Technical Consumer Products, Inc. (TCP) | TCP | LED10BR30D27K2UTB | LED10BR30D27K2UTB |  | BR30 | Reflector (Flood/Spot) | E26 (Medium) | Directional | LED | 5 | 65 | 135 | 122 |  |  |  | 650 | 10.3 | 63 | No | 25000 | 2700 | 84 | 23 | 0.9 | -29 | Dimmable | 5% |  | Recessed Fixtures |  |  |  | 2013-06-21 | 2014-10-31 | United States, Canada | ES_20570_LED10BR30D27K2UTB_11042014150958_3798549 | 2224208
Technical Consumer Products, Inc. (TCP) | TCP | LED10BR30D27K95 | LED10BR30D27K95 |  | BR30 | Reflector (Flood/Spot) | E26 (Medium) | Directional | LED | 5 | 65 | 135 | 122 |  |  |  | 650 | 10 | 65 | No | 25000 | 2700 | 95 | 61 | 0.9 | -29 | Dimmable | 5% |  | Recessed Fixtures |  |  |  | 2013-06-21 | 2014-08-29 | United States, Canada | ES_20570_LED10BR30D27K95_08292014144042_3242339 | 2218099
Technical Consumer Products, Inc. (TCP) | TCP | LED10BR30D30K | LED10BR30D30K |  | BR30 | Reflector (Flood/Spot) | E26 (Medium) | Directional | LED | 5 | 65 | 135 | 122 |  |  |  | 675 | 10 | 77.8 | No | 25000 | 3000 | 83 | 22 | 0.9 | -30 | Dimmable | 5% |  | Recessed Fixtures |  |  |  | 2013-06-21 | 2014-06-25 | United States, Canada | ES_20570_LED10BR30D30K_06252014140315_4995414 | 2213847
Technical Consumer Products, Inc. (TCP) | TCP | LED10BR30D30K6PK | LED10BR30D30K6PK |  | BR30 | Reflector (Flood/Spot) | E26 (Medium) | Directional | LED | 5 | 65 | 135 | 122 |  |  |  | 675 | 10 | 67.5 | No | 25000 | 3000 | 83 | 22 | 0.9 | -30 | Dimmable | 5% |  | Recessed Fixtures |  |  |  | 2013-06-21 | 2014-12-18 | United States, Canada | ES_20570_LED10BR30D30K6PK_12182014193512_1312569 | 2229589
Technical Consumer Products, Inc. (TCP) | TCP | LED10BR30D41K | LED10BR30D41K |  | BR30 | Reflector (Flood/Spot) | E26 (Medium) | Directional | LED | 5 | 65 | 133.5 | 95.1 |  |  | 110 | 700 | 10 | 70 | No | 25000 | 4000 | 84 | 16 | 0.7 | -30 | Dimmable | 4% | Yes | Damp Location Rated | No |  |  | 2013-06-21 | 2016-06-07 | United States | ES_20570_LED10BR30D41K_06072016110637_7597484 | 2269103
Technical Consumer Products, Inc. (TCP) | TCP | LED10BR30D41K | LED10BR30D41K |  | BR30 | Reflector (Flood/Spot) | E26 (Medium) | Directional | LED | 5 | 65 | 135 | 122 |  |  |  | 700 | 10 | 70 | No | 25000 | 4000 | 84 | 24 | 0.9 | -30 | Dimmable | 5% |  | Recessed Fixtures |  |  |  | 2013-06-21 | 2014-06-11 | United States, Canada | ES_20570_LED10BR30D41K_06172014194911_4551377 | 2213289
Technical Consumer Products, Inc. (TCP) | TCP | LED10BR30D50K | LED10BR30D50K |  | BR30 | Reflector (Flood/Spot) | E26 (Medium) | Directional | LED | 5 | 65 | 133.5 | 95.1 |  |  | 110 | 725 | 10 | 72.5 | No | 25000 | 5000 | 84 | 15 | 0.7 | -30 | Dimmable | 4% | Yes | Damp Location Rated | No |  |  | 2013-06-21 | 2016-06-17 | United States | ES_20570_LED10BR30D50K_06172016220600_1160682 | 2270045
Sunshine Lighting | Sunlite | BR30 | 81150 |  | BR30 | Reflector (Flood/Spot) | E26 (Medium) | Directional | LED | 3 | 65 | 135 | 94.6 |  |  |  | 750 | 10 | 75 | No | 25000 | 4000 | 82 | 6 | 0.9 | -20 | Dimmable | 5% | No | None | No |  |  | 2016-08-25 | 2016-08-30 | United States | ES_1023648_81150_09092016143228_9207226 | 2278662
Sunshine Lighting | Sunlite | BR30 | 89020 |  | BR30 | Reflector (Flood/Spot) | E26 (Medium) | Directional | LED | 3 | 65 | 135 | 95 |  |  | 118 | 750 | 12 | 62.5 | No | 25000 | 2700 | 82 | 6 | 1 | -20 | Dimmable | 5% |  | None |  |  |  | 2015-01-10 | 2015-01-12 | United States | ES_1023648_89020_01142015110538_2346241 | 2230940
Sunshine Lighting | Sunlite | BR30 | 89021 |  | BR30 | Reflector (Flood/Spot) | E26 (Medium) | Directional | LED | 3 | 65 | 135 | 95 |  |  | 118 | 750 | 12 | 62.5 | No | 25000 | 3000 | 83 | 7 | 1 | -20 | Dimmable | 5% |  | None |  |  |  | 2015-01-10 | 2015-01-12 | United States | ES_1023648_89021_01142015110538_3358696 | 2230941
Sunshine Lighting | Sunlite | BR30 | 89022 |  | BR30 | Reflector (Flood/Spot) | E26 (Medium) | Directional | LED | 3 | 65 | 135 | 95 |  |  | 121 | 820 | 12 | 68.3 | No | 25000 | 4000 | 84 | 7 | 1 | -20 | Dimmable | 5% |  | None |  |  |  | 2015-01-10 | 2015-01-12 | United States | ES_1023648_89022_01142015110538_1728174 | 2230942
Sunshine Lighting | Sunlite | BR30 | 89223 |  | BR30 | Reflector (Flood/Spot) | E26 (Medium) | Directional | LED | 3 | 65 | 135 | 108.5 |  |  |  | 750 | 12 | 62.5 | No | 25000 | 2700 | 82 | 5 | 1 | -20 | Dimmable | 5% |  | None |  |  |  | 2016-04-15 | 2016-05-12 | United States | ES_1023648_89223_05202016111205_8997932 | 2267493
Sunshine Lighting | Sunlite | BR30 | 89224 |  | BR30 | Reflector (Flood/Spot) | E26 (Medium) | Directional | LED | 3 | 65 | 135 | 108.5 |  |  |  | 750 | 12 | 62.5 | No | 25000 | 3000 | 83 | 7 | 1 | -20 | Dimmable | 5% |  | None |  |  |  | 2016-04-15 | 2016-05-12 | United States | ES_1023648_89224_05202016111205_2076176 | 2267494
Target Corporation | Up & Up | Directional LED Lamp | BPBR30/DM/LED/TAR |  | BR30 | Reflector (Flood/Spot) | E26 (Medium) | Directional | LED | 3 | 65 | 128.9 | 94.7 |  |  | 110 | 650 | 10 | 65 | No | 25000 | 2700 | 82 | 17 | 1 | -25 | Dimmable | 5% |  | Damp Location Rated |  |  |  | 2015-02-02 | 2015-02-05 | United States | ES_1019587_BPBR30/DM/LED/TAR_02052015032000_1023760 | 2232732
Technical Consumer Products, Inc. (TCP) | TCP | LED12BR3027K | LED12BR3027K |  | BR30 | Reflector (Flood/Spot) | E26 (Medium) | Directional | LED | 5 | 65 | 135 | 122 |  |  |  | 850 | 12 | 70.8 | No | 25000 | 2700 | 83 | 18 | 0.7 | -30 |  |  |  | Recessed Fixtures |  |  |  | 2013-03-08 | 2014-06-11 | United States, Canada | ES_20570_LED12BR3027K_06172014194510_4310079 | 2213291
Allstar Lighting Supplies, Inc. DBA Luxrite | luxrite | LED R LAMP | LR31800 |  | R20 | Reflector (Flood/Spot) | E26 (Medium) | Directional | LED | 3 | 45 | 93 | 63 |  |  | 120 | 450 | 8 | 56.3 | No | 25000 | 2700 | 81 | 10 | 0.9 | -20 | Dimmable | 10% |  | None |  |  |  | 2015-07-01 | 2015-07-16 | United States, Canada | ES_1122254_LR31800_07222015083125_2328033 | 2243894
Ascent Battery Supply | Duracell | LED11367B | LED11367B |  | R20 | Reflector (Flood/Spot) | E26 (Medium) | Directional | LED | 5 | 45 | 95 | 64 |  |  | 120 | 480 | 7.5 | 64 | No | 25000 | 4000 | 85 | 14 | 0.9 | -20 | Dimmable | 10% |  | Damp Location Rated,Not for Use in Enclosed Fixtures,Recessed Fixtures |  |  |  | 2015-05-01 | 2015-04-28 | United States | ES_1099414_LED11367B_04292015171754_7874588 | 2238260
Ascent Battery Supply | Duracell | LED11368B | LED11368B |  | R20 | Reflector (Flood/Spot) | E26 (Medium) | Directional | LED | 5 | 45 | 95 | 64 |  |  | 120 | 480 | 7.5 | 64 | No | 25000 | 5000 | 85 | 17 | 0.9 | -20 | Dimmable | 10% |  | Damp Location Rated,Not for Use in Enclosed Fixtures,Recessed Fixtures |  |  |  | 2015-05-01 | 2015-04-28 | United States | ES_1099414_LED11368B_04292015171828_7908003 | 2238261
Aurio Lighting, Inc. | Aurio | BR20 | AL-BR20BAH-T2 |  | R20 | Reflector (Flood/Spot) | E26 (Medium) | Directional | LED | 3 | 45 | 94 | 70.9 | 157 |  | 110 | 450 | 7 | 64.3 | No | 25000 | 3000 | 81 | 9 | 1 | -20 | Dimmable | 10% |  | None |  |  |  | 2014-01-01 | 2015-02-11 | United States, Canada | ES_1131197_AL-BR20BAH-T2_02182015135442_1411796 | 2233458
Bravoled Lighting Manufacturing Co., Ltd | Bravoled | BL-BR20-6.5YYZZCC27P | BL-BR20-6.5YYZZCC27P |  | R20 | Reflector (Flood/Spot) | E26 (Medium) | Directional | LED | 3 | 45 | 96.3 | 63 | 203 |  | 100 | 480 | 6.5 | 75 | No | 25000 | 2700 | 82 | 6 | 0.9 | -20 | Dimmable | 20% | Yes | Damp Location Rated | No |  |  | 2015-11-20 | 2016-10-14 | United States, Canada | ES_1124137_BL-BR20-6.5YYZZCC27P_06142016063413_6053885 | 2269684
Bravoled Lighting Manufacturing Co., Ltd | Bravoled | BL-BR20-6.5YYZZCC30P | BL-BR20-6.5YYZZCC30P |  | R20 | Reflector (Flood/Spot) | E26 (Medium) | Directional | LED | 3 | 45 | 96.4 | 63.2 | 212 |  | 100 | 480 | 6.5 | 75 | No | 25000 | 3000 | 83 | 13 | 0.9 | -20 | Dimmable | 20% | Yes | Damp Location Rated | No |  |  | 2015-11-20 | 2016-10-14 | United States, Canada | ES_1124137_BL-BR20-6.5YYZZCC30P_06142016063426_6066862 | 2269685
Bravoled Lighting Manufacturing Co., Ltd | Bravoled | BL-BR20-6.5YYZZCC35P | BL-BR20-6.5YYZZCC35P |  | R20 | Reflector (Flood/Spot) | E26 (Medium) | Directional | LED | 3 | 45 | 96.3 | 63.1 | 237 |  | 100 | 480 | 6.5 | 75 | No | 25000 | 3500 | 83 | 8 | 0.9 | -20 | Dimmable | 20% | Yes | Damp Location Rated | No |  |  | 2015-11-20 | 2016-10-14 | United States, Canada | ES_1124137_BL-BR20-6.5YYZZCC35P_06142016063438_6078632 | 2269686
Bravoled Lighting Manufacturing Co., Ltd | Bravoled | BL-BR20-6.5YYZZCC40P | BL-BR20-6.5YYZZCC40P |  | R20 | Reflector (Flood/Spot) | E26 (Medium) | Directional | LED | 3 | 45 | 96.6 | 63.1 | 223 |  | 100 | 480 | 6.5 | 75 | No | 25000 | 4000 | 82 | 9 | 0.9 | -20 | Dimmable | 20% | Yes | Damp Location Rated | No |  |  | 2015-11-20 | 2016-10-14 | United States, Canada | ES_1124137_BL-BR20-6.5YYZZCC40P_06142016063449_6089968 | 2269687
Bravoled Lighting Manufacturing Co., Ltd | Bravoled | BL-BR20-6.5YYZZCC50P | BL-BR20-6.5YYZZCC50P |  | R20 | Reflector (Flood/Spot) | E26 (Medium) | Directional | LED | 3 | 45 | 96.6 | 63 | 232 |  | 100 | 480 | 6.5 | 75 | No | 25000 | 5000 | 82 | 8 | 0.9 | -20 | Dimmable | 20% | Yes | Damp Location Rated | No |  |  | 2015-11-20 | 2016-10-14 | United States, Canada | ES_1124137_BL-BR20-6.5YYZZCC50P_06142016063505_6105584 | 2269688
Bravoled Lighting Manufacturing Co., Ltd | Bravoled | R20 | BL-BR20-XXYYZZCC27P | ,,Where suffix “XX” represented the output power; “YY” represented the power supply type; “ZZ” represented the version; “CC” represented the customer code; “P” represented the package. | R20 | Reflector (Flood/Spot) | E26 (Medium) | Directional | LED | 3 | 45 | 96.3 | 63.5 |  |  |  | 480 | 6.5 | 73.8 | No | 25000 | 2700 | 82 | 12 | 1 | -20 | Dimmable | 10% |  | None |  |  |  | 2015-10-10 | 2015-10-14 | United States, Canada | ES_1124137_BL-BR20-XXYYZZCC27P_01122016121234_4957954 | 2256453
Bravoled Lighting Manufacturing Co., Ltd | Bravoled | R20 | BL-BR20-XXYYZZCC30P | ,,Where suffix “XX” represented the output power; “YY” represented the power supply type; “ZZ” represented the version; “CC” represented the customer code; “P” represented the package. | R20 | Reflector (Flood/Spot) | E26 (Medium) | Directional | LED | 3 | 45 | 96.3 | 63.5 |  |  |  | 480 | 6.5 | 73.8 | No | 25000 | 3000 | 84 | 18 | 1 | -20 | Dimmable | 10% |  | None |  |  |  | 2015-10-10 | 2015-10-14 | United States, Canada | ES_1124137_BL-BR20-XXYYZZCC30P_01122016113731_2319885 | 2256454
Bravoled Lighting Manufacturing Co., Ltd | Bravoled | R20 | BL-BR20-XXYYZZCC40P | ,,Where suffix “XX” represented the output power; “YY” represented the power supply type; “ZZ” represented the version; “CC” represented the customer code; “P” represented the package. | R20 | Reflector (Flood/Spot) | E26 (Medium) | Directional | LED | 3 | 45 | 96.3 | 63.5 |  |  |  | 480 | 6.5 | 73.8 | No | 25000 | 4000 | 82 | 10 | 1 | -20 | Dimmable | 10% |  | None |  |  |  | 2015-10-10 | 2015-10-14 | United States, Canada | ES_1124137_BL-BR20-XXYYZZCC40P_01122016113731_1584770 | 2256455
Bravoled Lighting Manufacturing Co., Ltd | Bravoled | R20 | BL-BR20-XXYYZZCC50P | ,,Where suffix “XX” represented the output power; “YY” represented the power supply type; “ZZ” represented the version; “CC” represented the customer code; “P” represented the package. | R20 | Reflector (Flood/Spot) | E26 (Medium) | Directional | LED | 3 | 45 | 96.3 | 63.5 |  |  |  | 480 | 6.5 | 73.8 | No | 25000 | 5000 | 84 | 14 | 1 | -20 | Dimmable | 10% |  | None |  |  |  | 2015-10-10 | 2015-10-14 | United States, Canada | ES_1124137_BL-BR20-XXYYZZCC50P_01122016113731_6455640 | 2256456
Canadian Tire | Noma | CFL 11W R20 | 052-0744-6 | ,BPESL11R20TMBW/2/CTC, | R20 | Reflector (Flood/Spot) | E26 (Medium) | Directional | CFL | 2 | 45 | 111.5 | 62.6 |  | 1 |  | 450 | 11 | 40.9 | No | 10000 | 3500 | 86 | 20 | 0.6 | -29 |  |  |  | None |  |  |  | 2015-02-15 | 2015-02-19 | United States | ES_1025242_052-0744-6_02192015092330_1023768 | 2233396
Bulbrite Industries | BULBRITE | LED Lamps | LED8R20/30K/D | ,772255, | R20 | Reflector (Flood/Spot) | E26 (Medium) | Directional | LED | 3 | 45 | 98 | 65 |  |  | 105 | 500 | 8 | 62.5 | No | 50000 | 3000 | 83 | 6 | 0.8 | -20 | Dimmable | 10% |  | Not for Use in Recessed Fixtures,Not for Use in Enclosed Fixtures |  |  |  | 2015-03-22 | 2015-03-26 | United States | ES_44171_LED8R20/30K/D_03302015141252_3078865 | 2235451
CSK | CSK | R20 | CSR-EG27K-F06IUA | ,,CSR-EG27K-F06IUA | R20 | Reflector (Flood/Spot) | E26 (Medium) | Directional | LED | 3 | 45 | 96.3 | 63.5 | 144 |  |  | 480 | 6.5 | 73.8 | No | 25000 | 2700 | 82 | 12 | 1 | -20 | Dimmable | 10% |  | Not for Use in Enclosed Fixtures |  |  |  | 2016-02-01 | 2016-02-02 | United States | ES_1135633_CSR-EG27K-F06IUA_02032016105835_7902188 | 2257742
Curtis Mathes Inc | Curtis Mathes | CMBR20-2201-827 | CMBR20-2201-827 |  | R20 | Reflector (Flood/Spot) | E26 (Medium) | Directional | LED | 3 | 45 | 96.3 | 63 | 203 |  | 100 | 470 | 6.5 | 75 | No | 25000 | 2700 | 82 | 6 | 0.9 | -18 | Dimmable | 20% | Yes | Damp Location Rated | No |  |  | 2016-10-01 | 2016-10-17 | United States, Canada | ES_1129318_CMBR20-2201-827_10182016024202_8522389 | 2281615
Curtis Mathes Inc | Curtis Mathes | CMBR20-2201-830 | CMBR20-2201-830 |  | R20 | Reflector (Flood/Spot) | E26 (Medium) | Directional | LED | 3 | 45 | 96.4 | 63.2 | 212 |  | 100 | 470 | 6.5 | 75 | No | 25000 | 3000 | 83 | 13 | 0.9 | -18 | Dimmable | 20% | Yes | Damp Location Rated | No |  |  | 2016-10-01 | 2016-10-17 | United States, Canada | ES_1129318_CMBR20-2201-830_10182016024218_8538357 | 2281616
Curtis Mathes Inc | Curtis Mathes | CMBR20-2201-840 | CMBR20-2201-840 |  | R20 | Reflector (Flood/Spot) | E26 (Medium) | Directional | LED | 3 | 45 | 96.6 | 63.1 | 223 |  | 100 | 470 | 6.5 | 75 | No | 25000 | 4000 | 82 | 9 | 0.9 | -18 | Dimmable | 20% | Yes | Damp Location Rated | No |  |  | 2016-10-01 | 2016-10-17 | United States, Canada | ES_1129318_CMBR20-2201-840_10182016024234_8554753 | 2281617
Curtis Mathes Inc | Curtis Mathes | CMBR20-2201-850 | CMBR20-2201-850 |  | R20 | Reflector (Flood/Spot) | E26 (Medium) | Directional | LED | 3 | 45 | 96.6 | 63 | 232 |  | 100 | 470 | 6.5 | 75 | No | 25000 | 5000 | 82 | 8 | 0.9 | -18 | Dimmable | 20% | Yes | Damp Location Rated | No |  |  | 2016-10-01 | 2016-10-17 | United States, Canada | ES_1129318_CMBR20-2201-850_10182016024251_8571984 | 2281618
Energetic Lighting Inc. | Energetic | LED R LAMP | ELY08D-2BRW-VB |  | R20 | Reflector (Flood/Spot) | E26 (Medium) | Directional | LED | 3 | 45 | 93 | 63 |  |  | 120 | 450 | 8 | 56.3 | No | 25000 | 2700 | 81 | 10 | 0.9 | -20 | Dimmable | 10% |  | Damp Location Rated |  |  |  | 2014-03-01 | 2014-05-23 | United States | ES_32673_ELY08D-2BRW-VB_06052014152956_4399415 | 2212451
Hangzhou Yuzhong Gaohong Lighting Electrical Equipment Co., Ltd | WOOJONG | LED Lamps | WOOJONG R20 45WE aaa ccccc V1 | ,,Where “aaa” denotes CCT and could be W27, WW, NW and N50 which refers to 2700K, 3000K, 4000K and 5000K, “ccccc” denotes optical information for marketing purpose (or Blank) and could be 100D. | R20 | Reflector (Flood/Spot) | E26 (Medium) | Directional | LED | 3 | 45 | 96.3 | 63.5 |  |  | 100 | 460 | 6.5 | 70.8 | No | 25000 | 2700 | 81 | 2 | 0.9 | -20 | Dimmable | 11% | No | None | No |  |  | 2016-06-28 | 2016-07-05 | United States, Canada | ES_1058355_WOOJONG R20 45WE aaa ccccc V1_07262016102420_3873953 | 2273417
Hangzhou Yuzhong Gaohong Lighting Electrical Equipment Co., Ltd | WOOJONG | R20 | xxx R20 45WE aaa cccccc | ,,(XXX Brand Type, aaa=CCT N50=5000K, NW= 4000K, WW=3000K,W27=2700K, CCC= optical information for marketing purpose or blank) | R20 | Reflector (Flood/Spot) | E26 (Medium) | Directional | LED | 3 | 45 | 96.3 | 63.5 |  |  |  |  | 6.5 | 73.8 | No | 25000 | 2700 | 82 | 12 | 1 | -20 | Dimmable | 10% |  | Not for Use in Recessed Fixtures |  |  |  | 2015-09-10 | 2015-09-28 | United States, Canada | ES_1058355_xxx R20 45WE aaa cccccc_10052015114514_3667396 | 2249313
Hangzhou Yuzhong Gaohong Lighting Electrical Equipment Co., Ltd | WOOJONG | R20 | xxx R20 45WE aaa cccccc | ,,(XXX Brand Type, aaa=CCT N50=5000K, NW= 4000K, WW=3000K,W27=2700K, CCC= optical information for marketing purpose or blank) | R20 | Reflector (Flood/Spot) | E26 (Medium) | Directional | LED | 3 | 45 | 96.3 | 63.5 |  |  |  |  | 6.5 | 73.8 | No | 25000 | 3000 | 84 | 18 | 1 | -20 | Dimmable | 10% |  | Not for Use in Recessed Fixtures |  |  |  | 2015-09-10 | 2015-09-28 | United States, Canada | ES_1058355_xxx R20 45WE aaa cccccc_10022015125932_6909308 | 2249314
Hangzhou Yuzhong Gaohong Lighting Electrical Equipment Co., Ltd | WOOJONG | R20 | xxx R20 45WE aaa cccccc | ,,(XXX Brand Type, aaa=CCT N50=5000K, NW= 4000K, WW=3000K,W27=2700K, CCC= optical information for marketing purpose or blank) | R20 | Reflector (Flood/Spot) | E26 (Medium) | Directional | LED | 3 | 45 | 96.3 | 63.5 |  |  |  |  | 6.5 | 73.8 | No | 25000 | 4000 | 82 | 10 | 1 | -20 | Dimmable | 10% |  | Not for Use in Recessed Fixtures |  |  |  | 2015-09-10 | 2015-09-28 | United States, Canada | ES_1058355_xxx R20 45WE aaa cccccc_10022015125932_8857038 | 2249315
Hangzhou Yuzhong Gaohong Lighting Electrical Equipment Co., Ltd | WOOJONG | R20 | xxx R20 45WE aaa cccccc | ,,(XXX Brand Type, aaa=CCT N50=5000K, NW= 4000K, WW=3000K,W27=2700K, CCC= optical information for marketing purpose or blank) | R20 | Reflector (Flood/Spot) | E26 (Medium) | Directional | LED | 3 | 45 | 96.3 | 63.5 |  |  |  |  | 6.5 | 73.8 | No | 25000 | 5000 | 84 | 14 | 1 | -20 | Dimmable | 10% |  | Not for Use in Recessed Fixtures |  |  |  | 2015-09-10 | 2015-09-28 | United States, Canada | ES_1058355_xxx R20 45WE aaa cccccc_10022015125932_5329402 | 2249316
HYD Lighting, Limited | HYD Lighting | R20-07120-27 | R20-07120-27 |  | R20 | Reflector (Flood/Spot) | E26 (Medium) | Directional | LED | 3 | 45 | 95 | 64 |  |  | 120 | 500 | 7 | 71.4 | No | 25000 | 2700 | 82 | 19 | 1 | -20 | Dimmable | 20% |  | Enclosed Fixtures,Recessed Fixtures |  |  |  | 2014-07-01 | 2016-02-29 | United States | ES_1128916_R20-07120-27_09012014072442_6282919 | 2218254
HYD Lighting, Limited | HYD Lighting | R20-07120-40 | R20-07120-40 |  | R20 | Reflector (Flood/Spot) | E26 (Medium) | Directional | LED | 3 | 45 | 95 | 64 |  |  |  | 500 | 7 | 70 | No | 25000 | 4000 | 82 | 19 |  | -20 | Dimmable | 20% |  | Enclosed Fixtures,Recessed Fixtures |  |  |  | 2014-07-01 | 2015-05-19 | United States | ES_1128916_R20-07120-40_05192015121229_7549386 | 2239699
Green Creative | Green Creative | LED Lamp | 6.5R20G4DIM/827 |  | R20 | Reflector (Flood/Spot) | E26 (Medium) | Directional | LED | 3 | 45 | 99.4 | 62.8 |  |  |  | 500 | 6.5 | 76.9 | No | 25000 | 2700 | 82 | 9 | 0.9 | -20 | Dimmable | 10% |  | Damp Location Rated,Enclosed Fixtures,Recessed Fixtures |  |  |  | 2015-04-25 | 2016-03-08 | United States, Canada | ES_1111662_6.5R20G4DIM/827_05132015111215_5535951 | 2239221
GE Lighting | GE Lighting | LED7DR20/827W | 34304 | ,LED7DR20/BX, | R20 | Reflector (Flood/Spot) | E26 (Medium) | Directional | LED | 5 | 45 | 99 | 63 | 127 |  | 120 | 470 | 7.3 | 64.4 | No | 25000 | 2700 | 81 | 4 | 0.8 | -20 | Dimmable | 17% |  | Damp Location Rated,Enclosed Fixtures,Recessed Fixtures |  |  |  | 2015-12-20 | 2015-12-28 | United States | ES_1120172_34304_12282015212451_7891235 | 2255601
GE Lighting | GE Lighting | LED7DR20/827W | 34309 | ,LED7DR20/BX/CDN,; LED7DR20/827W,34309, | R20 | Reflector (Flood/Spot) | E26 (Medium) | Directional | LED | 5 | 45 | 99 | 63 | 127 |  | 120 | 470 | 7.3 | 64.4 | No | 25000 | 2700 | 81 | 4 | 0.8 | -20 | Dimmable | 17% |  | Damp Location Rated,Enclosed Fixtures,Recessed Fixtures |  |  |  | 2015-12-20 | 2015-12-28 | Canada | ES_1120172_34309_12282015212712_8032226 | 2255603
GE Lighting | GE Lighting | LED7DR20/850W | 34305 | ,LED7DR20/5K/BX, | R20 | Reflector (Flood/Spot) | E26 (Medium) | Directional | LED | 5 | 45 | 99 | 63 | 132 |  | 120 | 500 | 7.2 | 69.4 | No | 25000 | 5000 | 83 | 11 | 0.8 | -20 | Dimmable | 17% |  | Damp Location Rated,Enclosed Fixtures,Recessed Fixtures |  |  |  | 2015-12-20 | 2015-12-28 | United States | ES_1120172_34305_12282015211716_7436470 | 2255602
GE Lighting | GE Lighting | LED7DR20/850W | 34310 | ,LED7DR20/5KBXCDN,; LED7DR20/850W,34310, | R20 | Reflector (Flood/Spot) | E26 (Medium) | Directional | LED | 5 | 45 | 99 | 63 | 132 |  | 120 | 500 | 7.2 | 69.4 | No | 25000 | 5000 | 83 | 11 | 0.8 | -20 | Dimmable | 17% |  | Damp Location Rated,Enclosed Fixtures,Recessed Fixtures |  |  |  | 2015-12-20 | 2015-12-28 | Canada | ES_1120172_34310_12282015212844_8124333 | 2255604
Goodlite Products Inc | GOODLITE | self-ballasted LED Lamps | BR20/8/E/LED/30K |  | R20 | Reflector (Flood/Spot) | E26 (Medium) | Directional | LED | 3 | 45 | 98 | 63 |  |  | 122 | 500 | 8 | 62.5 | No | 25000 | 3000 | 82 | 9 | 1 | -25 | Dimmable | 8% |  | None |  |  |  | 2015-01-15 | 2015-02-12 | United States | ES_1121523_BR20/8/E/LED/30K_02182015135329_5618812 | 2233470
Goodlite Products Inc | GOODLITE | self-ballasted LED Lamps | BR20/8/E/LED/50K |  | R20 | Reflector (Flood/Spot) | E26 (Medium) | Directional | LED | 3 | 45 | 98 | 63 |  |  | 122 | 550 | 8 | 68.8 | No | 25000 | 5000 | 86 | 18 | 1 | -25 | Dimmable | 8% |  | None |  |  |  | 2015-01-15 | 2015-02-12 | United States | ES_1121523_BR20/8/E/LED/50K_02182015135329_5751343 | 2233471
Feit Electric | FEIT ELECTRIC | LED R20 Dimmable | R20/DM/LEDG3/2(T) |  | R20 | Reflector (Flood/Spot) | E26 (Medium) | Directional | LED | 3 | 45 | 99 | 63 |  |  | 105 | 450 | 7.5 | 60 | No | 25000 | 2700 | 82 | 7 | 1 | -25 | Dimmable | 5% |  | None |  |  |  | 2014-01-25 | 2015-01-23 | United States | ES_1018130_R20/DM/LEDG3/2(T)_01262015162630_5371468 | 2232452
Euri Lighting | Euri lighting | LED Lamp | ER20-1000E |  | R20 | Reflector (Flood/Spot) | E26 (Medium) | Directional | LED | 3 | 45 | 98 | 63 |  |  | 130 | 500 | 7 | 71.4 | No | 25000 | 3000 | 84 | 12 | 1 | -25 | Dimmable | 10% |  | None |  |  |  | 2015-09-03 | 2015-09-01 | United States | ES_1132791_ER20-1000E_09102015145533_4573888 | 2247681
Euri Lighting | Euri lighting | LED Lamp | ER20-1020E |  | R20 | Reflector (Flood/Spot) | E26 (Medium) | Directional | LED | 3 | 45 | 98 | 63 |  |  | 130 | 500 | 7 | 71.4 | No | 25000 | 2700 | 80 | 1 | 1 | -25 | Dimmable | 10% |  | None |  |  |  | 2015-09-03 | 2015-09-01 | United States | ES_1132791_ER20-1020E_09102015145533_2153076 | 2247682
Euri Lighting | Euri lighting | LED Lamp | ER20-1050E |  | R20 | Reflector (Flood/Spot) | E26 (Medium) | Directional | LED | 3 | 45 | 98 | 63 |  |  | 130 | 500 | 7 | 71.4 | No | 25000 | 5000 | 85 | 30 | 1 | -25 | Dimmable | 10% |  | None |  |  |  | 2015-09-03 | 2015-09-01 | United States | ES_1132791_ER20-1050E_09102015145533_7012628 | 2247683
Feit Electric | FEIT ELECTRIC | Directional R20 | BPCER20/927/2 |  | R20 | Reflector (Flood/Spot) | E26 (Medium) | Directional | LED | 5 | 45 | 99.8 | 62.5 |  |  | 110 | 450 | 8 | 56.2 | No | 25000 | 2700 | 92 | 57 | 0.9 | -25 | Dimmable | 10% |  | None |  |  |  | 2015-12-31 | 2015-12-31 | United States | ES_1018130_BPCER20/927/2_01052016134720_5642379 | 2255968
Feit Electric | FEIT ELECTRIC | Directional R20 | BPCER20/927/2 (L) | Directional R20,R20/927/LED (L), | R20 | Reflector (Flood/Spot) | E26 (Medium) | Directional | LED | 5 | 45 | 94.7 | 63.3 |  |  | 110 | 450 | 8 | 56.2 | No | 25000 | 2700 | 90 | 51 | 1 | -25 | Dimmable | 5% |  | None |  |  |  | 2015-12-05 | 2015-12-04 | United States | ES_1018130_BPCER20/927/2 (L)_12102015130409_3843519 | 2254593
Feit Electric | FEIT ELECTRIC | Directional R20 | BPCER20/927/4 (L) |  | R20 | Reflector (Flood/Spot) | E26 (Medium) | Directional | LED | 5 | 45 | 94.7 | 63.3 |  |  | 110 | 450 | 7.3 | 61.6 | No | 25000 | 2700 | 91 | 51 | 1 | -25 | Dimmable | 6% | No | None | No |  |  | 2016-08-10 | 2016-08-17 | United States | ES_1018130_BPCER20/927/4 (L)_08172016134701_3116758 | 2275488
Feit Electric | FEIT ELECTRIC | Directional R20 | R2045/927/LED |  | R20 | Reflector (Flood/Spot) | E26 (Medium) | Directional | LED | 5 | 45 | 99.2 | 62.3 |  |  | 110 | 450 | 8 | 56.2 | No | 25000 | 2700 | 91 | 57 | 0.9 | -25 | Dimmable | 5% |  | None |  |  |  | 2016-07-01 | 2016-06-30 | United States | ES_1018130_R2045/927/LED_07012016134740_8096176 | 2271377
Feit Electric | FEIT ELECTRIC | R20 Flood | R20DM/927/LEDG2 | ,,Retail Number: BPCER20/927/LED/2; ,,Retail Number: R20/927/LED | R20 | Reflector (Flood/Spot) | E26 (Medium) | Directional | LED | 5 | 45 | 99.2 | 62 |  |  | 110 | 450 | 8 | 56.3 | No | 25000 | 2700 | 95 | 62 | 0.9 | -25 | Dimmable | 10% |  | Damp Location Rated,Use With Timers,Enclosed Fixtures,Recessed Fixtures,Use With Photo And/Or Motion Sensors |  |  |  | 2014-09-19 | 2014-09-18 | United States | ES_1018130_R20DM/927/LEDG2_09182014124523_3548620 | 2226440
Feit Electric | FEIT ELECTRIC | R20 LED | R20DM45/LED/2 |  | R20 | Reflector (Flood/Spot) | E26 (Medium) | Directional | LED | 3 | 45 | 100 | 62.2 |  |  | 115 | 460 | 7.5 | 61.3 | No | 25000 | 2700 | 92 | 59 | 0.9 | -25 | Dimmable | 10% | Yes | None | No |  |  | 2016-08-30 | 2016-09-09 | United States | ES_1018130_R20DM45/LED/2_09162016104916_7638736 | 2279144
Feit Electric | FEIT ELECTRIC | R20 LED | R20DM45/LED (C) |  | R20 | Reflector (Flood/Spot) | E26 (Medium) | Directional | LED | 3 | 45 | 100 | 62.2 |  |  | 115 | 460 | 7.5 | 61.3 | No | 25000 | 2700 | 92 | 59 | 0.9 | -25 | Dimmable | 10% | Yes | None | No |  |  | 2016-07-30 | 2016-08-04 | United States | ES_1018130_R20DM45/LED (C)_08162016170858_5601794 | 2275390
Feit Electric | FEIT ELECTRIC | R20 LED | R20DM45/LED/CAN |  | R20 | Reflector (Flood/Spot) | E26 (Medium) | Directional | LED | 3 | 45 | 100 | 62.2 |  |  | 115 | 460 | 7.5 | 61.3 | No | 25000 | 2700 | 92 | 59 | 0.9 | -25 | Dimmable | 10% | Yes | None | No |  |  | 2016-07-30 | 2016-08-04 | Canada | ES_1018130_R20DM45/LED/CAN_08162016171222_9003637 | 2275391
Feit Electric | FEIT ELECTRIC | R20LED 450 | R20DM45/LED |  | R20 | Reflector (Flood/Spot) | E26 (Medium) | Directional | LED | 3 | 45 | 100 | 62.2 |  |  | 110 | 450 | 8 | 56.2 | No | 25000 | 2700 | 92 | 59 | 0.9 | -25 | Dimmable | 10% |  | None |  |  |  | 2016-07-01 | 2016-06-30 | United States | ES_1018130_R20DM45/LED_07012016144906_6883987 | 2271392
Feit Electric | FEIT ELECTRIC | R20LED 450 | R20DM/LEDG2/CAN(V2) |  | R20 | Reflector (Flood/Spot) | E26 (Medium) | Directional | LED | 3 | 45 | 100 | 63 |  |  | 110 | 450 | 8 | 56.2 | No | 25000 | 2700 | 92 | 59 | 0.9 | -25 | Dimmable | 10% |  | None |  |  |  | 2015-08-01 | 2015-08-04 | Canada | ES_1018130_R20DM/LEDG2/CAN(V2)_08212015105332_9268312 | 2246270
Feit Electric | FEIT ELECTRIC | R20LED 450 | R20/DM/LEDG2 (V2) | R20LED 450,R20/DM/LEDG3/2 (C), | R20 | Reflector (Flood/Spot) | E26 (Medium) | Directional | LED | 3 | 45 | 100 | 63 |  |  | 110 | 450 | 8 | 56.2 | No | 25000 | 2700 | 92 | 59 | 0.9 | -25 | Dimmable | 10% |  | None |  |  |  | 2015-08-01 | 2015-08-04 | United States | ES_1018130_R20/DM/LEDG2 (V2)_08142015163325_8563935 | 2246269
Feit Electric | FEIT ELECTRIC | R20LED 450 5000K | R20/DM/5K/LED/CAN(V2) |  | R20 | Reflector (Flood/Spot) | E26 (Medium) | Directional | LED | 3 | 45 | 100 | 63 |  |  | 110 | 450 | 8 | 56.2 | No | 25000 | 5000 | 85 | 19 | 0.9 | -25 | Dimmable | 10% |  | None |  |  |  | 2015-08-01 | 2015-08-04 | Canada | ES_1018130_R20/DM/5K/LED/CAN(V2)_08212015105043_4547199 | 2246268
Feit Electric | FEIT ELECTRIC | R20LED 450 5000K | R20/DM/5K/LED (V2) |  | R20 | Reflector (Flood/Spot) | E26 (Medium) | Directional | LED | 3 | 45 | 100 | 63 |  |  | 110 | 450 | 8 | 56.2 | No | 25000 | 5000 | 85 | 19 | 0.9 | -25 | Dimmable | 10% |  | None |  |  |  | 2015-08-01 | 2015-08-04 | United States, Canada | ES_1018130_R20/DM/5K/LED (V2)_08142015163334_5150978 | 2246267
Feit Electric | FEIT ELECTRIC | R20 LED Lamp | R20/LEDG2 | ,,Retail Number: R20/DM/LED/4; ,,Retail Number: R20/DM/LEDG2; ,,Retail Number: R20/DM/LEDG2/4; ,,Retail Number: R20DM/LEDG2/CAN | R20 | Reflector (Flood/Spot) | E26 (Medium) | Directional | LED | 3 | 45 | 99.2 | 61.8 |  |  |  | 450 | 8 | 56.3 | No | 25000 | 2700 | 81 | 12 | 1 | -25 | Dimmable | 10% |  | Damp Location Rated,Use With Timers,Enclosed Fixtures,Recessed Fixtures,Use With Photo And/Or Motion Sensors |  |  |  | 2014-11-07 | 2014-11-12 | United States, Canada | ES_1018130_R20/LEDG2_11122014124232_1789754 | 2226478
Feit Electric | FEIT ELECTRIC | R20 LED Reflector | R20/DM/LEDG3/2 |  | R20 | Reflector (Flood/Spot) | E26 (Medium) | Directional | LED | 3 | 45 | 97 | 64 |  |  | 110 | 450 | 7.5 | 60 | No | 25000 | 2700 | 82 | 13 | 0.9 | -25 | Dimmable | 5% |  | None |  |  |  | 2014-09-01 | 2014-09-11 | United States | ES_1018130_R20/DM/LEDG3/2_09182014080410_7591045 | 2219704
Litecorr Global Inc | Litecorr Global Inc | LG-BR20-06.5W27 | LG-BR20-06.5W27 |  | R20 | Reflector (Flood/Spot) | E26 (Medium) | Directional | LED | 3 | 45 | 96.3 | 63 | 203 |  | 100 | 480 | 6.5 | 74 | No | 25000 | 2700 | 82 | 6 | 0.9 | -20 | Dimmable | 20% | Yes | Damp Location Rated | No |  |  | 2016-08-01 | 2016-08-02 | United States, Canada | ES_1137599_LG-BR20-06.5W27_08032016070631_7991085 | 2273989
Litecorr Global Inc | Litecorr Global Inc | LG-BR20-06.5W30 | LG-BR20-06.5W30 |  | R20 | Reflector (Flood/Spot) | E26 (Medium) | Directional | LED | 3 | 45 | 96.4 | 63.2 | 212 |  | 100 | 480 | 6.5 | 74 | No | 25000 | 3000 | 83 | 13 | 0.9 | -20 | Dimmable | 20% | Yes | Damp Location Rated | No |  |  | 2016-08-01 | 2016-08-02 | United States, Canada | ES_1137599_LG-BR20-06.5W30_08032016070652_8012107 | 2273990
Litecorr Global Inc | Litecorr Global Inc | LG-BR20-06.5W40 | LG-BR20-06.5W40 |  | R20 | Reflector (Flood/Spot) | E26 (Medium) | Directional | LED | 3 | 45 | 96.6 | 63.1 | 223 |  | 100 | 480 | 6.5 | 74 | No | 25000 | 4000 | 82 | 9 | 0.9 | -20 | Dimmable | 20% | Yes | Damp Location Rated | No |  |  | 2016-08-01 | 2016-08-02 | United States, Canada | ES_1137599_LG-BR20-06.5W40_08032016070716_8036515 | 2273992
Litecorr Global Inc | Litecorr Global Inc | LG-BR20-06.5W50 | LG-BR20-06.5W50 |  | R20 | Reflector (Flood/Spot) | E26 (Medium) | Directional | LED | 3 | 45 | 96.6 | 63 | 232 |  | 100 | 480 | 6.5 | 74 | No | 25000 | 5000 | 82 | 8 | 0.9 | -20 | Dimmable | 20% | Yes | Damp Location Rated | No |  |  | 2016-08-01 | 2016-08-02 | United States, Canada | ES_1137599_LG-BR20-06.5W50_08032016070740_8060794 | 2273993
Megalight Inc. | MegaLight | self-ballasted LED Lamp | LBR2000730 |  | R20 | Reflector (Flood/Spot) | E26 (Medium) | Directional | LED | 3 | 45 | 98.5 | 63 |  |  | 120 | 500 | 7 | 71.4 | No | 25000 | 3000 | 84 | 12 | 1 | -40 | Dimmable | 10% |  | None |  |  |  | 2015-05-15 | 2015-05-12 | United States | ES_1041489_LBR2000730_05132015105916_7674888 | 2239253
Metro LED Sign & Light | Metro LED | ML-BR20-6.5YYZZCC27P | ML-BR20-6.5YYZZCC27P |  | R20 | Reflector (Flood/Spot) | E26 (Medium) | Directional | LED | 3 | 45 | 96.3 | 63 | 203 |  | 100 | 480 | 6.5 | 75 | No | 25000 | 2700 | 82 | 6 | 0.9 | -20 | Dimmable | 20% | Yes | Damp Location Rated | No |  |  | 2015-11-20 | 2016-06-29 | United States, Canada | ES_1129864_ML-BR20-6.5YYZZCC27P_06302016075201_3121172 | 2271250
Metro LED Sign & Light | Metro LED | ML-BR20-6.5YYZZCC30P | ML-BR20-6.5YYZZCC30P |  | R20 | Reflector (Flood/Spot) | E26 (Medium) | Directional | LED | 3 | 45 | 96.4 | 63.2 | 212 |  | 100 | 480 | 6.5 | 75 | No | 25000 | 3000 | 83 | 13 | 0.9 | -20 | Dimmable | 20% | Yes | Damp Location Rated | No |  |  | 2015-11-20 | 2016-06-29 | United States, Canada | ES_1129864_ML-BR20-6.5YYZZCC30P_06302016075218_3138084 | 2271251
Metro LED Sign & Light | Metro LED | ML-BR20-6.5YYZZCC35P | ML-BR20-6.5YYZZCC35P |  | R20 | Reflector (Flood/Spot) | E26 (Medium) | Directional | LED | 3 | 45 | 96.3 | 63.1 | 237 |  | 100 | 480 | 6.5 | 75 | No | 25000 | 3500 | 83 | 8 | 0.9 | -20 | Dimmable | 20% | Yes | Damp Location Rated | No |  |  | 2015-11-20 | 2016-06-29 | United States, Canada | ES_1129864_ML-BR20-6.5YYZZCC35P_06302016075234_3154764 | 2271252
Metro LED Sign & Light | Metro LED | ML-BR20-6.5YYZZCC40P | ML-BR20-6.5YYZZCC40P |  | R20 | Reflector (Flood/Spot) | E26 (Medium) | Directional | LED | 3 | 45 | 96.6 | 63.1 | 223 |  | 100 | 480 | 6.5 | 75 | No | 25000 | 4000 | 82 | 9 | 0.9 | -20 | Dimmable | 20% | Yes | Damp Location Rated | No |  |  | 2015-11-20 | 2016-06-29 | United States, Canada | ES_1129864_ML-BR20-6.5YYZZCC40P_06302016075249_3169958 | 2271253
Metro LED Sign & Light | Metro LED | ML-BR20-6.5YYZZCC50P | ML-BR20-6.5YYZZCC50P |  | R20 | Reflector (Flood/Spot) | E26 (Medium) | Directional | LED | 3 | 45 | 96.6 | 63 | 232 |  | 100 | 480 | 6.5 | 75 | No | 25000 | 5000 | 82 | 8 | 0.9 | -20 | Dimmable | 20% | Yes | Damp Location Rated | No |  |  | 2015-11-20 | 2016-06-29 | United States, Canada | ES_1129864_ML-BR20-6.5YYZZCC50P_06302016075305_3185442 | 2271254
Lowe's Home Improvement | UTILITECH Pro | LED R LAMP | YGA08A35-8W-827 |  | R20 | Reflector (Flood/Spot) | E26 (Medium) | Directional | LED | 5 | 45 | 93 | 63 |  |  | 120 |  | 8 | 56.3 | No | 25000 | 2700 | 81 | 10 | 0.9 | -20 | Dimmable | 10% |  | None |  |  |  | 2014-03-01 | 2014-09-29 | United States, Canada | ES_1114486_YGA08A35-8W-827_10012014161631_7608124 | 2221034
Lowe's Home Improvement | UTILITECH Pro | LED R LAMP | YGA08A35-8W-850 |  | R20 | Reflector (Flood/Spot) | E26 (Medium) | Directional | LED | 5 | 45 | 93 | 63 |  |  | 120 | 450 | 8 | 56.3 | No | 25000 | 5000 | 84 | 16 | 0.9 | -20 | Dimmable | 10% |  | None |  |  |  | 2014-03-01 | 2016-04-17 | United States, Canada | ES_1114486_YGA08A35-8W-850_05172016142535_4225351 | 2266864
Litetronics International Inc. | Litetronics | 8W BR20 3000K | LP08547FL4D |  | R20 | Reflector (Flood/Spot) | E26 (Medium) | Directional | LED | 5 | 45 | 98 | 65 |  |  | 110 |  | 8 | 62.3 | No | 50000 | 3000 | 83 | 6 | 0.8 | -20 | Dimmable | 10% |  | Other,Not for use in Recessed Fixture |  |  |  | 2014-09-20 | 2014-09-30 | United States | ES_21060_LP08547FL4D_10012014162049_6269206 | 2221021
Lowe's Home Improvement | Utilitech | CFL 11R20 | 15723 | ,108069, | R20 | Reflector (Flood/Spot) | E26 (Medium) | Directional | CFL | 2 | 45 | 111.5 | 62.6 |  | 1 |  | 450 | 11 | 40.9 | No | 10000 | 2700 | 81 | -20 |  | -23 |  |  |  | Damp Location Rated,Not for Use in Enclosed Fixtures |  |  |  | 2015-01-26 | 2015-04-23 | Canada | ES_1114486_015723_04232015062220_1023799 | 2237931
Lowe's Home Improvement | Utilitech | CFL 11R20 | 346997 | ,LBP11R20TM/5K, | R20 | Reflector (Flood/Spot) | E26 (Medium) | Directional | CFL | 2 | 45 | 111.5 | 62.6 |  | 1 |  | 450 | 11 | 40.9 | No | 10000 | 5000 | 85 | 44 | 0.6 | -29 |  |  |  | Damp Location Rated |  |  |  | 2015-01-26 | 2015-12-02 | United States, Canada | ES_1114486_0346997_12022015113841_1023935 | 2254114
Lowe's Home Improvement | Utilitech | CFL 11R20 | 296873 |  | R20 | Reflector (Flood/Spot) | E26 (Medium) | Directional | CFL | 2 | 45 | 111.5 | 62.6 |  | 1 |  | 450 | 11 | 40.9 | No | 10000 | 3500 | 87 | 34 |  | -23 |  |  |  | Damp Location Rated,Not for Use in Enclosed Fixtures |  |  |  | 2015-01-26 | 2015-04-20 | United States, Canada | ES_1114486_296873_04232015062220_1023797 | 2237930
Lowe's Home Improvement | Utilitech | CFL 11R20 | 401536 |  | R20 | Reflector (Flood/Spot) | E26 (Medium) | Directional | CFL | 2 | 45 | 111.5 | 62.6 |  | 1 |  | 450 | 11 | 40.9 | No | 10000 | 3500 | 87 | 34 |  | -23 |  |  |  | Damp Location Rated,Not for Use in Enclosed Fixtures |  |  |  | 2015-01-26 | 2015-04-23 | Canada | ES_1114486_401536_04232015062220_1023799 | 2237933
Lowe's Home Improvement | Utilitech | CFL 11R20 | 401538 |  | R20 | Reflector (Flood/Spot) | E26 (Medium) | Directional | CFL | 2 | 45 | 111.5 | 62.6 |  | 1 |  | 450 | 11 | 40.9 | No | 10000 | 6500 | 87 | 52 |  | -23 |  |  |  | Damp Location Rated,Not for Use in Enclosed Fixtures |  |  |  | 2015-01-26 | 2015-04-23 | Canada | ES_1114486_401538_04232015062220_1023799 | 2237932
iPAN LED Inc. | IPAN | LED R LAMP | iPAN-BR20-8W |  | R20 | Reflector (Flood/Spot) | E26 (Medium) | Directional | LED | 5 | 45 | 93 | 63 |  |  | 120 | 450 | 8 | 56.2 | No | 25000 | 2700 | 81 | 10 | 0.9 | -20 | Dimmable | 10% |  | None |  |  |  | 2014-03-01 | 2015-01-15 | United States, Canada | ES_1080990_iPAN-BR20-8W_01212015115028_3323766 | 2231294
Jiawei Technology (USA), Ltd | Duracell | self-ballasted LED Lamps | DL-8R20-827-110-D | self-ballasted LED Lamps,ML-8R20-827-110-D, | R20 | Reflector (Flood/Spot) | E26 (Medium) | Directional | LED | 5 | 45 | 98 | 63 |  |  | 120 | 450 | 8 | 56.2 | No | 25000 | 2700 | 82 | 6 | 1 | -20 | Dimmable | 10% |  | None |  |  |  | 2015-06-30 | 2015-07-13 | United States, Canada | ES_1119003_DL-8R20-827-110-D_07222015091839_2032692 | 2243919
LEDseed Inc. | LEDseed Inc. | self-ballasted LED Lamps | BR20-8-27D-2-0 |  | R20 | Reflector (Flood/Spot) | E26 (Medium) | Directional | LED | 5 | 45 | 98 | 63 |  |  | 113 | 450 | 8 | 56.2 | No | 25000 | 2700 | 82 | 6 | 1 | -20 | Dimmable | 10% |  | None |  |  |  | 2015-03-08 | 2015-03-09 | United States | ES_1131171_BR20-8-27D-2-0_03122015162558_9728649 | 2234693
LEDseed Inc. | LEDseed Inc. | self-ballasted LED Lamps | BR20-8-30D-2-0 |  | R20 | Reflector (Flood/Spot) | E26 (Medium) | Directional | LED | 5 | 45 | 98 | 63 |  |  | 113 | 490 | 8 | 61.2 | No | 25000 | 3000 | 82 | 9 | 1 | -20 | Dimmable | 10% |  | None |  |  |  | 2015-03-08 | 2015-03-09 | United States | ES_1131171_BR20-8-30D-2-0_03122015162558_4372714 | 2234694
LEDseed Inc. | LEDseed Inc. | self-ballasted LED Lamps | BR20-8-40D-2-0 |  | R20 | Reflector (Flood/Spot) | E26 (Medium) | Directional | LED | 5 | 45 | 98 | 63 |  |  | 113 | 475 | 8 | 59.4 | No | 25000 | 4000 | 82 | 4 | 1 | -20 | Dimmable | 10% |  | None |  |  |  | 2015-03-08 | 2015-03-09 | United States | ES_1131171_BR20-8-40D-2-0_03122015162558_4501913 | 2234695
LEDseed Inc. | LEDseed Inc. | self-ballasted LED Lamps | BR20-8-50D-2-0 |  | R20 | Reflector (Flood/Spot) | E26 (Medium) | Directional | LED | 5 | 45 | 98 | 63 |  |  | 113 | 475 | 8 | 59.4 | No | 25000 | 5000 | 86 | 18 | 1 | -20 | Dimmable | 10% |  | None |  |  |  | 2015-03-08 | 2015-03-09 | United States | ES_1131171_BR20-8-50D-2-0_03122015162558_8443773 | 2234696
Jiawei Technology (USA), Ltd | Maximus | self-ballasted LED Lamps | DL-8R20-827-110-D | self-ballasted LED Lamps,ML-8R20-827-110-D, | R20 | Reflector (Flood/Spot) | E26 (Medium) | Directional | LED | 5 | 45 | 98 | 63 |  |  | 120 | 450 | 8 | 56.2 | No | 25000 | 2700 | 82 | 6 | 1 | -20 | Dimmable | 10% |  | None |  |  |  | 2015-06-30 | 2015-07-13 | United States, Canada | ES_1119003_DL-8R20-827-110-D_07222015091839_2687000 | 2243920
Kobi Electric | KOBI | LED-450-R20-27 | LED-450-R20-27 |  | R20 | Reflector (Flood/Spot) | E26 (Medium) | Directional | LED | 5 | 45 | 99.5 | 63.5 |  |  |  | 450 | 8 | 56.3 | No | 25000 | 2700 | 81 | 5 | 0.9 | -20 | Dimmable | 10% |  | Not for Use in Enclosed Fixtures |  |  |  | 2015-06-25 | 2015-07-07 | United States, Canada | ES_1130465_LED-450-R20-27_07222015015325_7003809 | 2244284
Kobi Electric | KOBI | LED-450-R20-50 | LED-450-R20-50 |  | R20 | Reflector (Flood/Spot) | E26 (Medium) | Directional | LED | 5 | 45 | 99.5 | 63.7 |  |  |  | 450 | 8 | 56.3 | No | 25000 | 5000 | 82 | 5 | 0.9 | -20 | Dimmable | 10% |  | Not for Use in Enclosed Fixtures |  |  |  | 2015-06-25 | 2015-07-07 | United States, Canada | ES_1130465_LED-450-R20-50_07222015015325_7003809 | 2244285
International Development Corp. | Honeywell | LED Lamp | R204527HB221 | ,,45- 45W Repalcment 27-2700K HB-Honeywell Brand 221- Packing | R20 | Reflector (Flood/Spot) | E26 (Medium) | Directional | LED | 3 | 45 | 96.3 | 63.5 |  |  |  | 480 | 6.5 | 96.1 | No | 25000 | 2700 | 83 | 12 | 1 | -20 | Dimmable | 10% |  | None |  |  |  | 2015-10-10 | 2015-11-09 | United States, Canada | ES_30350_R204527HB221_11112015140916_2697231 | 2252350
SATCO/NUVO | KolourOne | R20-008UW-W21 | S9073 |  | R20 | Reflector (Flood/Spot) | E26 (Medium) | Directional | LED | 3 | 45 | 94 | 58.4 |  |  | 108 | 460 | 8.1 | 57.1 | No | 30000 | 2700 | 83 | 20 | 1 | -20 | Dimmable | 20% |  | Not for Use in Enclosed Fixtures |  |  |  | 2014-10-07 | 2015-04-07 | United States, Canada | ES_31858_S9073_10132014094220_1023687 | 2222305
Standard Products, Inc. | Standard | self-ballasted LED Lamps | 63600 | ,LED/BR20/8W/27K/STD, | R20 | Reflector (Flood/Spot) | E26 (Medium) | Directional | LED | 3 | 45 | 98 | 63 |  |  | 123 | 499 | 8 | 62.5 | No | 25000 | 2700 | 82 | 6 | 1 | -20 | Dimmable | 10% |  | None |  |  |  | 2015-06-10 | 2015-06-10 | United States, Canada | ES_1026018_63600;LED/BR20/8W/27K/STD_06222015154426_2824972 | 2241925
SATCO/NUVO | Satco | Dimmable R20 6.5W 2700K CRI>90 | S9614 |  | R20 | Reflector (Flood/Spot) | E26 (Medium) | Directional | LED | 5 | 45 | 99.6 | 62.9 |  |  | 107 | 450 | 6.5 | 69.2 | No | 25000 | 2700 | 91 | 55 | 0.9 | -20 | Dimmable | 5% | Yes | None | No |  |  | 2016-06-20 | 2016-08-30 | United States | ES_31858_S9614_08312016045220_1024065 | 2277792
Philips Lighting North America Corporation | Philips LED | 6R20/LED/827-22/DIM 120V | 9290011557 | 6R20/LED/827-22/DIM 120V,9290011557,6R20/LED/827-22/DIM 120V (456979) | R20 | Reflector (Flood/Spot) | E26 (Medium) | Directional | LED | 5 | 45 | 99.5 | 63.2 |  |  |  | 450 | 6 | 75 | No | 25000 | 2700 | 81 | 3 | 0.8 | -20 | Dimmable | 20% |  | Damp Location Rated,Use With Timers,Recessed Fixtures,Use With Photo And/Or Motion Sensors |  |  |  | 2015-07-06 | 2015-07-28 | United States, Canada | ES_1116599_9290011557_07222015093750_7407953 | 2245065
Philips Lighting North America Corporation | Philips LED | BC6R20/AMB/827-22/DIM 120V | 9290011557 | BC6R20/AMB/827-22/DIM 120V,9290011557,BC6R20/AMB/827-22/DIM 120V (456987) | R20 | Reflector (Flood/Spot) | E26 (Medium) | Directional | LED | 5 | 45 | 99.5 | 63.2 |  |  |  | 450 | 6 | 75 | No | 25000 | 2700 | 81 | 3 | 0.8 | -20 | Dimmable | 20% |  | Damp Location Rated,Use With Timers,Recessed Fixtures,Use With Photo And/Or Motion Sensors |  |  |  | 2015-07-06 | 2015-07-28 | United States, Canada | ES_1116599_9290011557_07212015181213_1528283 | 2245066
Philips Lighting North America Corporation | Philips LED | BC6R20/AMB/827-22/DIM 120V | 9290011557 | BC6R20/AMB/827-22/DIM 120V,9290011557,BC6R20/AMB/827-22/DIM 120V (456995) | R20 | Reflector (Flood/Spot) | E26 (Medium) | Directional | LED | 5 | 45 | 99.5 | 63.2 |  |  |  | 450 | 6 | 75 | No | 25000 | 2700 | 81 | 3 | 0.8 | -20 | Dimmable | 20% |  | Damp Location Rated,Use With Timers,Recessed Fixtures,Use With Photo And/Or Motion Sensors |  |  |  | 2015-07-06 | 2015-07-28 | United States, Canada | ES_1116599_9290011557_07222015094410_6167566 | 2245067
NITOR Lighting Inc. | NITOR | Directional LED lamp | NT-BR20-8W-27K |  | R20 | Reflector (Flood/Spot) | E26 (Medium) | Directional | LED | 3 | 45 | 99.5 | 63.6 |  |  | 112 | 450 | 8 | 56.3 | No | 25000 | 2700 | 81 | 5 | 0.9 | -20 | Dimmable | 10% |  | Not for Use in Enclosed Fixtures |  |  |  | 2015-07-15 | 2015-07-30 | United States, Canada | ES_1131479_NT-BR20-8W-27K_07302015045840_1023864 | 2244707
NITOR Lighting Inc. | NITOR | Directional LED lamp | NT-BR20-8W-50K |  | R20 | Reflector (Flood/Spot) | E26 (Medium) | Directional | LED | 3 | 45 | 99.5 | 63.6 |  |  | 112 | 450 | 8 | 56.3 | No | 25000 | 5000 | 82 | 5 | 0.9 | -20 | Dimmable | 10% |  | Not for Use in Enclosed Fixtures |  |  |  | 2015-07-15 | 2015-07-29 | United States, Canada | ES_1131479_NT-BR20-8W-50K_07302015045840_1023864 | 2244708
Yankon Lighting, Inc. | Yankon | LED-R20 | YGA08A35-8W-827 |  | R20 | Reflector (Flood/Spot) | E26 (Medium) | Directional | LED | 5 | 45 | 93 | 63 |  |  | 120 | 450 | 8 | 56.2 | No | 25000 | 2700 | 81 | 10 | 0.9 | -20 | Dimmable | 10% |  | None |  |  |  | 2014-03-01 | 2015-08-19 | United States, Canada | ES_1133408_YGA08A35-8W-827_09012015085244_4832866 | 2246823
TW Lighting | TW Lighting | R20-07120-27 | R20-07120-27 |  | R20 | Reflector (Flood/Spot) | E26 (Medium) | Directional | LED | 3 | 45 | 95 | 64 |  |  | 120 | 500 | 7 | 71.4 | No | 25000 | 2700 | 82 | 19 | 1 | -20 | Dimmable | 20% |  | Enclosed Fixtures,Recessed Fixtures |  |  |  | 2014-08-01 | 2016-03-01 | United States | ES_1118322_R20-07120-27_09182014071337_4417921 | 2219696
The Home Depot | EcoSmart | CFL 11R20 | 598833 | ,BPESL11R20/2/ESM, | R20 | Reflector (Flood/Spot) | E26 (Medium) | Directional | CFL | 9 | 45 | 111.5 | 62.6 |  | 1 |  | 450 | 11 | 40.9 | No | 10000 | 2700 | 81 | -20 | 0.6 | -20 |  |  |  | Damp Location Rated,Not for Use in Enclosed Fixtures |  |  |  | 2015-01-26 | 2015-04-08 | United States | ES_31912_598833_04092015021730_1023790 | 2236120
Sunco Lighting | Sunco Lighting | self-ballasted LED Lamp | SCBR20 |  | R20 | Reflector (Flood/Spot) | E26 (Medium) | Directional | LED | 3 | 45 | 93.5 | 63.5 |  |  | 100 | 450 | 6.8 | 65.9 | No | 25000 | 3000 | 82 | 10 | 0.9 | -40 | Dimmable | 5% | Yes | None | No |  |  | 2016-02-25 | 2016-03-09 | United States, Canada | ES_1127217_SCBR20_03172016144345_4564347 | 2262548
Sunco Lighting | Sunco Lighting | self-ballasted LED Lamp | SCBR20 |  | R20 | Reflector (Flood/Spot) | E26 (Medium) | Directional | LED | 3 | 45 | 93.5 | 63.5 |  |  | 100 | 450 | 6.8 | 66.2 | No | 25000 | 3000 | 82 | 10 | 0.9 | -40 | Dimmable | 5% |  | None |  |  |  | 2015-11-10 | 2015-11-09 | United States | ES_1127217_SCBR20_11102015153049_7576284 | 2252355
Sunshine Lighting | Sunlite | LED R LAMP | 80036 |  | R20 | Reflector (Flood/Spot) | E26 (Medium) | Directional | LED | 3 | 45 | 93 | 63 |  |  | 120 | 450 | 8 | 56.3 | No | 25000 | 2700 | 81 | 10 | 0.9 | -20 | Dimmable | 10% |  | None |  |  |  | 2014-03-01 | 2014-10-01 | United States, Canada | ES_1023648_80036_10012014162143_3450749 | 2221014