## Summary Tables
TOTAL PORTFOLIO
Key | Sector | Program | End Use | Measure Type | Measure | Measure Definition | Net Incremental Therm Savings | 2017 | 2018 | 2019 | 2020 | 2021 | Total |  | Budget by Category | 2017 | 2018 | 2019 | 2020 | 2021 | Total
Residential_Multifamily Low Income Program_*_*_*_* | Residential | Multifamily Low Income Program | * | * | * | * | MFLI | 158418.1779 | 181049.3462 | 0 | 0 | 0 | 0 |  | Incentive | 563986.99 | 622156.56 | 0 | 0 | 0 | 0 | 0%
Residential_Education Efficient Kits_*_*_*_* | Residential | Education Efficient Kits | * | * | * | * | Educational Kits | 283017.5947 | 283017.5947 | 0 | 0 | 0 | 0 |  | Delivery | 66500 | 72750 | 254717.922 | 320054.2752 | 360061.0596 | 934833.2568 | 89.35%
Residential_Single Family Low Income Program_*_*_*_* | Residential | Single Family Low Income Program | * | * | * | * | SFLI |  |  | 102018.976 | 150181.3794 | 168954.0519 | 421154.4073 |  | Administration | 66500 | 72750 | 25312.5 | 40500 | 45562.5 | 111375 | 10.65%
[7 empty] | Total | 441435.7726 | 464066.9409 | 102018.976 | 150181.3794 | 168954.0519 | 421154.4073 |  | Education & Marketing | 0 | 0 | 0 | 0 | 0 | 0 | 0%
[15 empty] | Evaluation | 0 | 0 | 0 | 0 | 0 | 0 | 0%
[15 empty] | Total | 696986.99 | 767656.56 | 280030.422 | 360554.2752 | 405623.5596 | 1046208.2568 | 100%
Key | Sector | Program | End Use | Measure Type | Measure | Measure Definition | Program Budget ($) | 2017 | 2018 | 2019 | 2020 | 2021 | Total
Residential_Multifamily Low Income Program_*_*_*_* | Residential | Multifamily Low Income Program | * | * | * | * | MFLI | 494686.99 | 565356.56 | 0 | 0 | 0 | 0 |  | Budget Incent vs Admin | 2017 | 2018 | 2019 | 2020 | 2021 | Total
Residential_Education Efficient Kits_*_*_*_* | Residential | Education Efficient Kits | * | * | * | * | Educational Kits | 202300 | 202300 | 0 | 0 | 0 | 0 |  | Customer Incentive | 563986.99 | 622156.56 | 0 | 0 | 0 | 0 | 0%
Residential_Single Family Low Income Program_*_*_*_* | Residential | Single Family Low Income Program | * | * | * | * | SFLI |  |  | 280030.422 | 360554.2752 | 405623.5596 | 1046208.2568 |  | Admin | 133000 | 145500 | 280030.422 | 360554.2752 | 405623.5596 | 1046208.2568 | 100%
[7 empty] | Total | 696986.99 | 767656.56 | 280030.422 | 360554.2752 | 405623.5596 | 1046208.2568 |  | Total | 696986.99 | 767656.56 | 280030.422 | 360554.2752 | 405623.5596 | 1046208.2568 | 100%
[7 empty] | First Year $ per therm saved | 2017 | 2018 | 2019 | 2020 | 2020 | Total
[7 empty] | MFLI | 3.1227 | 3.1227 | 0 | 0 | 0 | 0
[7 empty] | Educational Kits | 0.7148 | 0.7148 | 0 | 0 | 0 | 0
[7 empty] | SFLI | 0 | 0 | 2.7449 | 2.4008 | 2.4008 | 2.4841
[7 empty] | Total | 1.5789 | 1.6542 | 2.7449 | 2.4008 | 2.4008 | 2.4841
MFLI
Key | Sector | Program | End Use | Measure Type | Measure | Measure Definition | Cost Effectiveness B/C Ratio | 2017 | 2018 | 2019 | 2020 | 2021 |  |  | Budget by Category | 2017 | 2018 | 2019 | 2020 | 2021 | Total
Residential_Multifamily Low Income Program_*_*_*_* | Residential | Multifamily Low Income Program | * | * | * | * | TRC | 0.92885 | 0.93349 | n/a | n/a | n/a |  | Total Incentive Cost | Incentive | 407186.99 | 465356.56 | 0 | 0 | 0 | 0 | #DIV/0!
Residential_Multifamily Low Income Program_*_*_*_* | Residential | Multifamily Low Income Program | * | * | * | * | UCT | 0.64733 | 0.65057 | n/a | n/a | n/a |  | Total Measure Delivery Cost | Delivery | 43750 | 50000 | 0 | 0 | 0 | 0 | #DIV/0!
Residential_Multifamily Low Income Program_*_*_*_* | Residential | Multifamily Low Income Program | * | * | * | * | PCT | 4.0831 | 4.1107 | n/a | n/a | n/a |  | Total Administration Costs | Administration | 43750 | 50000 | 0 | 0 | 0 | 0 | #DIV/0!
Residential_Multifamily Low Income Program_*_*_*_* | Residential | Multifamily Low Income Program | * | * | * | * | RIM | 0.26156 | 0.26723 | n/a | n/a | n/a |  | Total Marketing Costs | Education & Marketing | 0 | 0 | 0 | 0 | 0 | 0 | #DIV/0!
Residential_Multifamily Low Income Program_*_*_*_* | Residential | Multifamily Low Income Program | * | * | * | * | [7 empty] | Total Evaluation Costs | Evaluation | 0 | 0 | 0 | 0 | 0 | 0 | #DIV/0!
Residential_Multifamily Low Income Program_*_*_*_* | Residential | Multifamily Low Income Program | * | * | * | * | [8 empty] | Total | 494686.99 | 565356.56 | 0 | 0 | 0 | 0 | #DIV/0!
Residential_Multifamily Low Income Program_*_*_*_* | Residential | Multifamily Low Income Program | * | * | * | *
Residential_Multifamily Low Income Program_*_*_*_* | Residential | Multifamily Low Income Program | * | * | * | * | [8 empty] | Budget Incent vs Admin | 2017 | 2018 | 2019 | 2020 | 2021 | Total
Residential_Multifamily Low Income Program_*_*_*_* | Residential | Multifamily Low Income Program | * | * | * | * | [8 empty] | Customer Incentive | 407186.99 | 465356.56 | 0 | 0 | 0 | 0 | #DIV/0!
Residential_Multifamily Low Income Program_*_*_*_* | Residential | Multifamily Low Income Program | * | * | * | * | [8 empty] | Admin | 87500 | 100000 | 0 | 0 | 0 | 0 | #DIV/0!
Residential_Multifamily Low Income Program_*_*_*_* | Residential | Multifamily Low Income Program | * | * | * | * | [8 empty] | Total | 494686.99 | 565356.56 | 0 | 0 | 0 | 0 | #DIV/0!
Residential_Multifamily Low Income Program_*_*_*_* | Residential | Multifamily Low Income Program | * | * | * | *
Residential_Multifamily Low Income Program_*_*_*_* | Residential | Multifamily Low Income Program | * | * | * | *
Educational Kits
Key | Sector | Program | End Use | Measure Type | Measure | Measure Definition | Cost Effectiveness B/C Ratio | 2017 | 2018 | 2019 | 2020 | 2021 |  |  | Budget by Category | 2017 | 2018 | 2019 | 2020 | 2021 | Total
Residential_Education Efficient Kits_*_*_*_* | Residential | Education Efficient Kits | * | * | * | * | TRC | 4.8101 | 4.8342 | n/a | n/a | n/a |  | Total Incentive Cost | Incentive | 156800 | 156800 | 0 | 0 | 0 | 0 | #DIV/0!
Residential_Education Efficient Kits_*_*_*_* | Residential | Education Efficient Kits | * | * | * | * | UCT | 4.1094 | 4.13 | n/a | n/a | n/a |  | Total Measure Delivery Cost | Delivery | 22750 | 22750 | 0 | 0 | 0 | 0 | #DIV/0!
Residential_Education Efficient Kits_*_*_*_* | Residential | Education Efficient Kits | * | * | * | * | PCT | 14.899 | 15.038 | n/a | n/a | n/a |  | Total Administration Costs | Administration | 22750 | 22750 | 0 | 0 | 0 | 0 | #DIV/0!
Residential_Education Efficient Kits_*_*_*_* | Residential | Education Efficient Kits | * | * | * | * | RIM | 0.37958 | 0.39055 | n/a | n/a | n/a |  | Total Marketing Costs | Education & Marketing | 0 | 0 | 0 | 0 | 0 | 0 | #DIV/0!
Residential_Education Efficient Kits_*_*_*_* | Residential | Education Efficient Kits | * | * | * | * | [7 empty] | Total Evaluation Costs | Evaluation | 0 | 0 | 0 | 0 | 0 | 0 | #DIV/0!
Residential_Education Efficient Kits_*_*_*_* | Residential | Education Efficient Kits | * | * | * | * | [8 empty] | Total | 202300 | 202300 | 0 | 0 | 0 | 0 | #DIV/0!
Residential_Education Efficient Kits_*_*_*_* | Residential | Education Efficient Kits | * | * | * | *
Residential_Education Efficient Kits_*_*_*_* | Residential | Education Efficient Kits | * | * | * | * | [8 empty] | Budget Incent vs Admin | 2017 | 2018 | 2019 | 2020 | 2021 | Total
Residential_Education Efficient Kits_*_*_*_* | Residential | Education Efficient Kits | * | * | * | * | [8 empty] | Customer Incentive | 156800 | 156800 | 0 | 0 | 0 | 0 | #DIV/0!
Residential_Education Efficient Kits_*_*_*_* | Residential | Education Efficient Kits | * | * | * | * | [8 empty] | Admin | 45500 | 45500 | 0 | 0 | 0 | 0 | #DIV/0!
Residential_Education Efficient Kits_*_*_*_* | Residential | Education Efficient Kits | * | * | * | * | [8 empty] | Total | 202300 | 202300 | 0 | 0 | 0 | 0 | #DIV/0!
Residential_Education Efficient Kits_*_*_*_* | Residential | Education Efficient Kits | * | * | * | *
Residential_Education Efficient Kits_*_*_*_* | Residential | Education Efficient Kits | * | * | * | *
SFLI
Key | Sector | Program | End Use | Measure Type | Measure | Measure Definition | Cost Effectiveness B/C Ratio | 2017 | 2018 | 2019 | 2020 | 2021 |  |  | Budget by Category | 2017 | 2018 | 2019 | 2020 | 2021 | Total |  |  | Measure | Annual Therm Savings per Measure | Incentive
Residential_Single Family Low Income Program_*_*_*_* | Residential | Single Family Low Income Program | * | * | * | * | TRC | 0.92885 | 0.93349 | 2.0308 | 2.1093 | 2.1644 |  | Total Incentive Cost | Incentive |  |  | 0 | 0 | 0 | 0 | 0% | Residential_Single Family Low Income Program_Water Heating_Direct Install_Low Flow Faucet Aerator_Fixed | Low Flow Faucet Aerator | 2.8179 | Direct Install at no cost to customer
Residential_Single Family Low Income Program_*_*_*_* | Residential | Single Family Low Income Program | * | * | * | * | UCT | 0.64733 | 0.65057 | 1.5532 | 1.6857 | 1.7297 |  | Total Measure Delivery Cost | Delivery |  |  | 254717.922 | 320054.2752 | 360061.0596 | 934833.2568 | 89.35% | Residential_Single Family Low Income Program_Water Heating_Direct Install_Low Flow Faucet Aerator_Swivel | Low Flow Faucet Aerator (Swivel) | 4.9715 | Direct Install at no cost to customer
Residential_Single Family Low Income Program_*_*_*_* | Residential | Single Family Low Income Program | * | * | * | * | PCT | 4.0831 | 4.1107 | n/a | n/a | n/a |  | Total Administration Costs | Administration |  |  | 25312.5 | 40500 | 45562.5 | 111375 | 10.65% | Residential_Single Family Low Income Program_Water Heating_Direct Install_Low Flow Showerhead_Fixed | Low Flow Showerhead | 5.6159 | Direct Install at no cost to customer
Residential_Single Family Low Income Program_*_*_*_* | Residential | Single Family Low Income Program | * | * | * | * | RIM | 0.26156 | 0.26723 | 0.40895 | 0.41123 | 0.41694 |  | Total Marketing Costs | Education & Marketing |  |  | 0 | 0 | 0 | 0 | 0% | Residential_Single Family Low Income Program_Water Heating_Direct Install_Low Flow Showerhead_Handheld | Low Flow Showerhead (Handheld) | 5.6159 | Direct Install at no cost to customer
Residential_Single Family Low Income Program_*_*_*_* | Residential | Single Family Low Income Program | * | * | * | * | [7 empty] | Total Evaluation Costs | Evaluation |  |  | 0 | 0 | 0 | 0 | 0% | Residential_Single Family Low Income Program_Water Heating_Direct Install_ShowerStart_0 | ShowerStart | 2.5098 | Direct Install at no cost to customer
Residential_Single Family Low Income Program_*_*_*_* | Residential | Single Family Low Income Program | * | * | * | * | [8 empty] | Total | 0 | 0 | 280030.422 | 360554.2752 | 405623.5596 | 1046208.2568 | 100% | Residential_Single Family Low Income Program_Water Heating_Direct Install_Pipe Wrap_per linear foot | Pipe Wrap | 0.18333 | Direct Install at no cost to customer
Residential_Single Family Low Income Program_*_*_*_* | Residential | Single Family Low Income Program | * | * | * | * | [16 empty] | Residential_Single Family Low Income Program_HVAC_Direct Install_Furnace Clean and Check (Gas)_0 | Furnace Clean and Check (Gas) | 170.8824 | Direct Install at no cost to customer
Residential_Single Family Low Income Program_*_*_*_* | Residential | Single Family Low Income Program | * | * | * | * | [8 empty] | Budget Incent vs Admin | 2017 | 2018 | 2019 | 2020 | 2021 | Total |  | Residential_Single Family Low Income Program_HVAC_Direct Install_Smart Thermostat (Electric/Gas)_cost share | Smart Thermostat (Electric/Gas) | 57.572 | Direct Install at no cost to customer
Residential_Single Family Low Income Program_*_*_*_* | Residential | Single Family Low Income Program | * | * | * | * | [8 empty] | Customer Incentive | 0 | 0 | 0 | 0 | 0 | 0 | 0% | Residential_Single Family Low Income Program_HVAC_Direct Install_Programmable Thermostat (Electric/Gas)_cost share | Programmable Thermostat (Electric/Gas) | 26.452 | Direct Install at no cost to customer
Residential_Single Family Low Income Program_*_*_*_* | Residential | Single Family Low Income Program | * | * | * | * | [8 empty] | Admin | 0 | 0 | 280030.422 | 360554.2752 | 405623.5596 | 1046208.2568 | 100% | Residential_Single Family Low Income Program_Building Envelope_Direct Install_Air Sealing_cost share | Air Sealing | 27.8658 | Direct Install at no cost to customer
Residential_Single Family Low Income Program_*_*_*_* | Residential | Single Family Low Income Program | * | * | * | * | [8 empty] | Total | 0 | 0 | 280030.422 | 360554.2752 | 405623.5596 | 1046208.2568 | 100% | Residential_Single Family Low Income Program_Building Envelope_Direct Install_Ceiling Insulation_cost share | Ceiling Insulation | 163.1123 | Direct Install at no cost to customer
Residential_Single Family Low Income Program_*_*_*_* | Residential | Single Family Low Income Program | * | * | * | *
Residential_Single Family Low Income Program_*_*_*_* | Residential | Single Family Low Income Program | * | * | * | *
Note on J4: [Threaded comment] Your version of Excel allows you to read this threaded comment; however, any edits to it will get removed if the file is opened in a newer version of Excel. Learn more: https://go.microsoft.com/fwlink/?linkid=870924 Comment: Participation was much higher in prior analysis

## General Inputs
General Inputs
Return to Contents
[6 empty] | Variable |  | Input | Source |  | Title =>
[6 empty] | Program Cycle | Cycle Start Year | 2019
[7 empty] | Cycle End Year | 2021 |  |  | Data =>
[6 empty] | Discount Rate & Cash Flows | Discount Rate (TRC) | 2.99%
[7 empty] | Discount Rate (UCT) | 7.2%
[7 empty] | Discount Rate (SCT) | 2.99%
[7 empty] | Discount Rate (PCT) | 8.7%
[7 empty] | Discount Rate (RIM) | 2.99%
[7 empty] | Base year | 2019
[7 empty] | Inflator | 2019
[7 empty] | Annual Inflation Rate | 1.8% | data.bls.gov, U.S. 10-year average
[6 empty] | Losses [x / (1-LL)] | Electric Line Losses | 5.72%
[7 empty] | Electric Peak Line Losses | 0%
[7 empty] | Natural Gas Losses | 1% | Prior Planning Assumption
[7 empty] | Natural Gas Peak Losses | 0%
[7 empty] | Water Losses | 0
[7 empty] | Propane Losses | 0
[7 empty] | Fuel Oil Losses | 0
Avoided Costs
| Key | Table | Label | Key | Reference | Sector | Fuel | Units | Label | Escalation Rate | 2019 | 2020 | 2021 | 2022 | 2023 | 2024 | 2025 | 2026 | 2027 | 2028 | 2029 | 2030 | 2031 | 2032 | 2033 | 2034 | 2035 | 2036 | 2037 | 2038 | 2039 | 2040 | 2041 | 2042 | 2043 | 2044 | 2045 | 2046 | 2047 | 2048 | 2049 | 2050 | 2051 | 2052 | 2053
| Avoided Costs_Avoided Electicity Supply Cost ($/MWh) | Avoided Costs | Avoided Electicity Supply Cost ($/MWh) | All_Electric_$/MWh |  | All | Electric | $/MWh | Avoided Electicity Supply Cost ($/MWh) | 0% | 15.42 | 15.42 | 15.42 | 15.42 | 15.42 | 15.42 | 15.42 | 15.42 | 15.42 | 15.42 | 15.42 | 15.42 | 15.42 | 15.42 | 15.42 | 15.42 | 15.42 | 15.42 | 15.42 | 15.42 | 15.42 | 15.42 | 15.42 | 15.42 | 15.42 | 15.42 | 15.42 | 15.42 | 15.42 | 15.42 | 15.42 | 15.42 | 15.42 | 15.42 | 15.42
| Avoided Costs_Avoided Natural Gas Supply Cost ($/Dth) | Avoided Costs | Avoided Natural Gas Supply Cost ($/Dth) | All_Natural Gas_$/Dth |  | All | Natural Gas | $/Dth | Avoided Natural Gas Supply Cost ($/Dth) | 2.7% | 4.5834 | 4.7071 | 4.8342 | 4.9648 | 5.0988 | 5.2365 | 5.3779 | 5.5231 | 5.6722 | 5.8253 | 5.9826 | 6.1442 | 6.3101 | 6.4804 | 6.6554 | 6.8351 | 7.0196 | 7.2092 | 7.4038 | 7.6037 | 7.809 | 8.0199 | 8.2364 | 8.4588 | 8.6872 | 8.9217 | 9.1626 | 9.41 | 9.6641 | 9.925 | 10.193 | 10.4682 | 10.7508 | 11.0411 | 11.3392
| Avoided Costs_Avoided Natural Gas Peak Demand Cost ($/Dth) | Avoided Costs | Avoided Natural Gas Peak Demand Cost ($/Dth) | All_Natural Gas_$/Dth |  | All | Natural Gas | $/Dth | Avoided Natural Gas Peak Demand Cost ($/Dth) | 2.1% | 82.0463 | 83.7693 | 85.5285 | 87.3246 | 89.1584 | 91.0307 | 92.9423 | 94.8941 | 96.8869 | 98.9215 | 100.9989 | 103.1199 | 105.2854 | 107.4964 | 109.7538 | 112.0586 | 114.4119 | 116.8145 | 119.2676 | 121.7722 | 124.3294 | 126.9404 | 129.6061 | 132.3278 | 135.1067 | 137.944 | 140.8408 | 143.7985 | 146.8182 | 149.9014 | 153.0493 | 156.2634 | 159.5449 | 162.8953 | 166.3161
| Avoided Costs_Avoided Variable O&M Cost ($/Dth) | Avoided Costs | Avoided Variable O&M Cost ($/Dth) | All_Natural Gas_$/Dth |  | All | Natural Gas | $/Dth | Avoided Variable O&M Cost ($/Dth) | 2.1% | 0.010135 | 0.010348 | 0.010565 | 0.010787 | 0.011014 | 0.011245 | 0.011481 | 0.011722 | 0.011968 | 0.01222 | 0.012476 | 0.012738 | 0.013006 | 0.013279 | 0.013558 | 0.013843 | 0.014133 | 0.01443 | 0.014733 | 0.015042 | 0.015358 | 0.015681 | 0.01601 | 0.016346 | 0.01669 | 0.01704 | 0.017398 | 0.017763 | 0.018136 | 0.018517 | 0.018906 | 0.019303 | 0.019708 | 0.020122 | 0.020545
| Avoided Costs_Avoided Gas Environmental Damages ($/Dth) | Avoided Costs | Avoided Gas Environmental Damages ($/Dth) | All_Natural Gas_$/Dth |  | All | Natural Gas | $/Dth | Avoided Gas Environmental Damages ($/Dth) | 2.1% | 0.13514 | 0.13797 | 0.14087 | 0.14383 | 0.14685 | 0.14993 | 0.15308 | 0.1563 | 0.15958 | 0.16293 | 0.16635 | 0.16984 | 0.17341 | 0.17705 | 0.18077 | 0.18457 | 0.18844 | 0.1924 | 0.19644 | 0.20057 | 0.20478 | 0.20908 | 0.21347 | 0.21795 | 0.22253 | 0.2272 | 0.23197 | 0.23684 | 0.24182 | 0.2469 | 0.25208 | 0.25737 | 0.26278 | 0.2683 | 0.27393
| Avoided Costs_[Placeholder] | Avoided Costs | [Placeholder] | __ |  |  |  |  | [Placeholder]
| Avoided Costs_[Placeholder] | Avoided Costs | [Placeholder] | __ |  |  |  |  | [Placeholder]
| Avoided Costs_[Placeholder] | Avoided Costs | [Placeholder] | __ |  |  |  |  | [Placeholder]
| Avoided Costs_[Placeholder] | Avoided Costs | [Placeholder] | __ |  |  |  |  | [Placeholder]
| Avoided Costs_[Placeholder] | Avoided Costs | [Placeholder] | __ |  |  |  |  | [Placeholder]
Retail Costs, Gas
|  |  |  | Key | Reference | Sector | Fuel | Units | Label | Escalation Rate | 2019 | 2020 | 2021 | 2022 | 2023 | 2024 | 2025 | 2026 | 2027 | 2028 | 2029 | 2030 | 2031 | 2032 | 2033 | 2034 | 2035 | 2036 | 2037 | 2038 | 2039 | 2040 | 2041 | 2042 | 2043 | 2044 | 2045 | 2046 | 2047 | 2048 | 2049 | 2050 | 2051 | 2052 | 2053
| Retail Costs, Gas_Residential Natural Gas ($/Dth) | Retail Costs, Gas | Residential Natural Gas ($/Dth) | Residential_Natural Gas |  | Residential | Natural Gas | $/Dth | Residential Natural Gas ($/Dth) | 1.5% | 11.5617 | 11.7351 | 11.9111 | 12.0898 | 12.2711 | 12.4552 | 12.642 | 12.8316 | 13.0241 | 13.2195 | 13.4178 | 13.619 | 13.8233 | 14.0307 | 14.2411 | 14.4548 | 14.6716 | 14.8916 | 15.115 | 15.3417 | 15.5719 | 15.8054 | 16.0425 | 16.2832 | 16.5274 | 16.7753 | 17.027 | 17.2824 | 17.5416 | 17.8047 | 18.0718 | 18.3429 | 18.618 | 18.8973 | 19.1807
| Retail Costs, Gas_Commercial Natural Gas ($/Dth) | Retail Costs, Gas | Commercial Natural Gas ($/Dth) | Commercial_Natural Gas |  | Commercial | Natural Gas | $/Dth | Commercial Natural Gas ($/Dth) | 1.5% | 8.0213 | 8.1416 | 8.2637 | 8.3877 | 8.5135 | 8.6412 | 8.7708 | 8.9024 | 9.0359 | 9.1715 | 9.309 | 9.4487 | 9.5904 | 9.7343 | 9.8803 | 10.0285 | 10.1789 | 10.3316 | 10.4866 | 10.6439 | 10.8035 | 10.9656 | 11.13 | 11.297 | 11.4665 | 11.6384 | 11.813 | 11.9902 | 12.1701 | 12.3526 | 12.5379 | 12.726 | 12.9169 | 13.1106 | 13.3073
| Retail Costs, Gas_[Placeholder] | Retail Costs, Gas | [Placeholder] | _ |  |  |  |  | [Placeholder]
|  |  |  | _ |  |  |  |  | [Placeholder]
|  |  |  | _ |  |  |  |  | [Placeholder]
Retail Costs, Electric
[5 empty] | Reference | Sector | Fuel | Units | Label | Escalation Rate | 2019 | 2020 | 2021 | 2022 | 2023 | 2024 | 2025 | 2026 | 2027 | 2028 | 2029 | 2030 | 2031 | 2032 | 2033 | 2034 | 2035 | 2036 | 2037 | 2038 | 2039 | 2040 | 2041 | 2042 | 2043 | 2044 | 2045 | 2046 | 2047 | 2048 | 2049 | 2050 | 2051 | 2052 | 2053
| Retail Costs, Gas_Residential Electric ($/MWh) | Retail Costs, Gas | Residential Electric ($/MWh) | Residential_Electric |  | Residential | Electric | $/MWh | Residential Electric ($/MWh) | 0% | 129.15 | 129.15 | 129.15 | 129.15 | 129.15 | 129.15 | 129.15 | 129.15 | 129.15 | 129.15 | 129.15 | 129.15 | 129.15 | 129.15 | 129.15 | 129.15 | 129.15 | 129.15 | 129.15 | 129.15 | 129.15 | 129.15 | 129.15 | 129.15 | 129.15 | 129.15 | 129.15 | 129.15 | 129.15 | 129.15 | 129.15 | 129.15 | 129.15 | 129.15 | 129.15
| Retail Costs, Gas_Commercial Electric ($/MWh) | Retail Costs, Gas | Commercial Electric ($/MWh) | Commercial_Electric |  | Commercial | Electric | $/MWh | Commercial Electric ($/MWh) | 0% | 101.35 | 101.35 | 101.35 | 101.35 | 101.35 | 101.35 | 101.35 | 101.35 | 101.35 | 101.35 | 101.35 | 101.35 | 101.35 | 101.35 | 101.35 | 101.35 | 101.35 | 101.35 | 101.35 | 101.35 | 101.35 | 101.35 | 101.35 | 101.35 | 101.35 | 101.35 | 101.35 | 101.35 | 101.35 | 101.35 | 101.35 | 101.35 | 101.35 | 101.35 | 101.35
| Retail Costs, Gas_[Placeholder] | Retail Costs, Gas | [Placeholder] | _ |  |  |  |  | [Placeholder]
| Retail Costs, Gas_[Placeholder] | Retail Costs, Gas | [Placeholder] | _ |  |  |  |  | [Placeholder]
| Retail Costs, Gas_[Placeholder] | Retail Costs, Gas | [Placeholder] | _ |  |  |  |  | [Placeholder]
Discount Factor
[9 empty] | Test |  | 2019 | 2020 | 2021 | 2022 | 2023 | 2024 | 2025 | 2026 | 2027 | 2028 | 2029 | 2030 | 2031 | 2032 | 2033 | 2034 | 2035 | 2036 | 2037 | 2038 | 2039 | 2040 | 2041 | 2042 | 2043 | 2044 | 2045 | 2046 | 2047 | 2048 | 2049 | 2050 | 2051 | 2052 | 2053
| Discount Factor_TRC | Discount Factor | TRC | [5 empty] | TRC |  | 100% | 97.1% | 94.28% | 91.54% | 88.88% | 86.3% | 83.8% | 81.36% | 79% | 76.71% | 74.48% | 72.32% | 70.22% | 68.18% | 66.2% | 64.28% | 62.41% | 60.6% | 58.84% | 57.13% | 55.48% | 53.86% | 52.3% | 50.78% | 49.31% | 47.88% | 46.49% | 45.14% | 43.83% | 42.55% | 41.32% | 40.12% | 38.95% | 37.82% | 36.73%
| Discount Factor_UCT | Discount Factor | UCT | [5 empty] | UCT |  | 100% | 93.28% | 87.02% | 81.17% | 75.72% | 70.64% | 65.89% | 61.47% | 57.34% | 53.49% | 49.89% | 46.54% | 43.42% | 40.5% | 37.78% | 35.24% | 32.88% | 30.67% | 28.61% | 26.69% | 24.89% | 23.22% | 21.66% | 20.21% | 18.85% | 17.58% | 16.4% | 15.3% | 14.27% | 13.32% | 12.42% | 11.59% | 10.81% | 10.08% | 9.405%
| Discount Factor_SCT | Discount Factor | SCT | [5 empty] | SCT |  | 100% | 97.1% | 94.28% | 91.54% | 88.88% | 86.3% | 83.8% | 81.36% | 79% | 76.71% | 74.48% | 72.32% | 70.22% | 68.18% | 66.2% | 64.28% | 62.41% | 60.6% | 58.84% | 57.13% | 55.48% | 53.86% | 52.3% | 50.78% | 49.31% | 47.88% | 46.49% | 45.14% | 43.83% | 42.55% | 41.32% | 40.12% | 38.95% | 37.82% | 36.73%
| Discount Factor_PCT | Discount Factor | PCT | [5 empty] | PCT |  | 100% | 92% | 84.63% | 77.86% | 71.63% | 65.89% | 60.62% | 55.77% | 51.31% | 47.2% | 43.42% | 39.95% | 36.75% | 33.81% | 31.1% | 28.61% | 26.32% | 24.22% | 22.28% | 20.49% | 18.85% | 17.35% | 15.96% | 14.68% | 13.5% | 12.42% | 11.43% | 10.51% | 9.673% | 8.899% | 8.187% | 7.532% | 6.929% | 6.374% | 5.864%
| Discount Factor_RIM | Discount Factor | RIM | [5 empty] | RIM |  | 100% | 97.1% | 94.28% | 91.54% | 88.88% | 86.3% | 83.8% | 81.36% | 79% | 76.71% | 74.48% | 72.32% | 70.22% | 68.18% | 66.2% | 64.28% | 62.41% | 60.6% | 58.84% | 57.13% | 55.48% | 53.86% | 52.3% | 50.78% | 49.31% | 47.88% | 46.49% | 45.14% | 43.83% | 42.55% | 41.32% | 40.12% | 38.95% | 37.82% | 36.73%
Benefit-Cost Accounting
[9 empty] | Value Components | TRC | 2019: UCT; 2020: SCT; 2021: PCT; 2022: RIM
[9 empty] | Avoided Electricity Supply Cost | BENEFIT | 2019: BENEFIT; 2020: BENEFIT; 2021: n/a; 2022: BENEFIT
[9 empty] | NEBs Adder | n/a | 2019: n/a; 2020: BENEFIT; 2021: n/a; 2022: n/a
[9 empty] | Avoided Gas Environmental Damages | n/a | 2019: n/a; 2020: BENEFIT; 2021: n/a; 2022: n/a
[9 empty] | Avoided Generation Capacity Cost | BENEFIT | 2019: BENEFIT; 2020: BENEFIT; 2021: n/a; 2022: BENEFIT
[9 empty] | Avoided Variable O&M Cost | BENEFIT | 2019: BENEFIT; 2020: BENEFIT; 2021: n/a; 2022: BENEFIT
[9 empty] | Avoided Natural Gas Supply Cost | BENEFIT | 2019: BENEFIT; 2020: BENEFIT; 2021: n/a; 2022: BENEFIT
[9 empty] | Avoided Natural Gas Peak Demand Cost | BENEFIT | 2019: BENEFIT; 2020: BENEFIT; 2021: n/a; 2022: BENEFIT
[9 empty] | Electric Bill Savings / Lost Revenue | n/a | 2019: n/a; 2020: n/a; 2021: BENEFIT; 2022: COST
[9 empty] | Gas Bill Savings / Lost Revenue | n/a | 2019: n/a; 2020: n/a; 2021: BENEFIT; 2022: COST
[9 empty] | Net Incremental Measure Cost | COST | 2019: n/a; 2020: COST; 2021: COST; 2022: COST
[9 empty] | Incentives | n/a | 2019: COST; 2020: n/a; 2021: BENEFIT; 2022: COST
[9 empty] | Non-incentive program expenditures | COST | 2019: COST; 2020: COST; 2021: n/a; 2022: COST
Conversion Factors
[9 empty] | Conversion Factor | Value
[9 empty] | Dth/MCF | 0.96525
[9 empty] | MWh/kWh | 1000
Check
[9 empty] | General Inputs | 2019 | 2020 | 2021 | 2022 | 2023 | 2024 | 2025 | 2026 | 2027 | 2028 | 2029 | 2030 | 2031 | 2032 | 2033 | 2034 | 2035 | 2036 | 2037 | 2038 | 2039 | 2040 | 2041 | 2042 | 2043 | 2044 | 2045 | 2046 | 2047 | 2048 | 2049 | 2050 | 2051 | 2052 | 2053
[9 empty] | Net kWh Impacts at meter | 2019 | 2020 | 2021 | 2022 | 2023 | 2024 | 2025 | 2026 | 2027 | 2028 | 2029 | 2030 | 2031 | 2032 | 2033 | 2034 | 2035 | 2036 | 2037 | 2038 | 2039 | 2040 | 2041 | 2042 | 2043 | 2044 | 2045 | 2046 | 2047 | 2048 | 2049 | 2050 | 2051 | 2052 | 2053
[9 empty] | Net Coincident Peak kW Impacts at meter | 2019 | 2020 | 2021 | 2022 | 2023 | 2024 | 2025 | 2026 | 2027 | 2028 | 2029 | 2030 | 2031 | 2032 | 2033 | 2034 | 2035 | 2036 | 2037 | 2038 | 2039 | 2040 | 2041 | 2042 | 2043 | 2044 | 2045 | 2046 | 2047 | 2048 | 2049 | 2050 | 2051 | 2052 | 2053
[9 empty] | Net Dth Impacts at meter | 2019 | 2020 | 2021 | 2022 | 2023 | 2024 | 2025 | 2026 | 2027 | 2028 | 2029 | 2030 | 2031 | 2032 | 2033 | 2034 | 2035 | 2036 | 2037 | 2038 | 2039 | 2040 | 2041 | 2042 | 2043 | 2044 | 2045 | 2046 | 2047 | 2048 | 2049 | 2050 | 2051 | 2052 | 2053
[9 empty] | CHECK | TRUE | TRUE | TRUE | TRUE | TRUE | TRUE | TRUE | TRUE | TRUE | TRUE | TRUE | TRUE | TRUE | TRUE | TRUE | TRUE | TRUE | TRUE | TRUE | TRUE | TRUE | TRUE | TRUE | TRUE | TRUE | TRUE | TRUE | TRUE | TRUE | TRUE | TRUE | TRUE | TRUE | TRUE | TRUE
2
[7 empty] | Key | Table | 4
[7 empty] | Retail Costs, Gas_0 | Retail Costs, Gas | Data | 2019 | 2020 | 2021 | 2022 | 2023 | 2024 | 2025 | 2026 | 2027 | 2028 | 2029 | 2030 | 2031 | 2032 | 2033 | 2034 | 2035 | 2036 | 2037 | 2038 | 2039 | 2040 | 2041 | 2042 | 2043 | 2044 | 2045 | 2046 | 2047 | 2048 | 2049 | 2050 | 2051 | 2052 | 2053
[9 empty] | 0 | #N/A | #N/A | #N/A | #N/A | #N/A | #N/A | #N/A | #N/A | #N/A | #N/A | #N/A | #N/A | #N/A | #N/A | #N/A | #N/A | #N/A | #N/A | #N/A | #N/A | #N/A | #N/A | #N/A | #N/A | #N/A | #N/A | #N/A | #N/A | #N/A | #N/A | #N/A | #N/A | #N/A | #N/A | #N/A
Avoided Costs
Retail Costs, Gas
Discount Factor
[7 empty] | 1 | Residential Natural Gas ($/Dth)
[7 empty] | 2 | Commercial Natural Gas ($/Dth)
[7 empty] | 3 | [Placeholder]
[7 empty] | 4 | 0
[7 empty] | 5 | 0
[7 empty] | 6 | 0
[7 empty] | 7 | 0
[7 empty] | 8 | 0
[7 empty] | 9 | 0
[7 empty] | 10 | Residential Electric ($/MWh)
[7 empty] | 11 | Commercial Electric ($/MWh)
[7 empty] | 12 | [Placeholder]
[7 empty] | 13 | [Placeholder]

## Measure Inputs
Measure Inputs
Return to Contents
[27 empty] | Incremental Cost |  |  | Future Avoided Cost |  |  | kWh Saved per Unit |  |  | Non-Coincident Peak kW Saved per Unit |  |  | Therm Saved per Unit |  |  | Early Retirement kWh |  |  | Early Retirement kW |  |  | Early Retirement Therm |  |  | Lifetime (years) | Remaining Life | Coincidence Factor | [8 empty] | NTG
[10 empty] | 26 | 26 | 26
[10 empty] | Measure Screen TRC Ratio |  |  | Participation (Unit Conversion) |  |  |  |  | Participation (Total Units) |  |  | Incentive ($/Unit) |  |  | Measure Delivery Cost ($/Unit) |  |  | First Year Cost ($/Unit) |  |  | Future Avoided Cost ($/Unit) |  |  | Gross First Year Impacts per Unit | [8 empty] | Gross Remaining Year Impacts per Unit | [8 empty] | Measure Life (yrs) |  | Adjustments
[33 empty] | Electric Savings (kWh) |  |  | Electric Demand Reduction (kW) |  |  | Natural Gas Savings (Therm) |  |  | Electric Savings (kWh) |  |  | Electric Demand Reduction (kW) |  |  | Natural Gas Savings (therm) |  |  |  |  | Coincident Peak Factor |  |  | Natural Gas Peak Factor |  |  | NEBs Adder |  |  | NTG
| key | Unique | ID | Sector | Program | End Use | Measure Type | Measure | Measure Definition | 2019 | 2020 | 2021 | Unit Definition | Units/Participant | 2019 | 2020 | 2021 | 2019 | 2020 | 2021 | 2019 | 2020 | 2021 | 2019 | 2020 | 2021 | 2019 | 2020 | 2021 | 2019 | 2020 | 2021 | 2019 | 2020 | 2021 | 2019 | 2020 | 2021 | 2019 | 2020 | 2021 | 2019 | 2020 | 2021 | 2019 | 2020 | 2021 | 2019 | 2020 | 2021 | Measure Life | Existing Life | 2019 | 2020 | 2021 | 2019 | 2020 | 2021 | 2019 | 2020 | 2021 | 2019 | 2020 | 2021 | Program ID
| Residential_Single Family Low Income Program_Water Heating_Direct Install_Low Flow Faucet Aerator_Fixed | TRUE | 7 | Residential | Single Family Low Income Program | Water Heating | Direct Install | Low Flow Faucet Aerator | Fixed | 2.7407 | 2.8122 | 2.8857 | Unit | 1 | 1000 | 1600 | 1800 | 1000 | 1600 | 1800 | n/a | n/a | n/a | 5.53 | 5.53 | 5.53 | n/a | n/a | n/a | n/a | n/a | n/a | n/a | n/a | n/a | n/a | n/a | n/a | 2.8179 | 2.8179 | 2.8179 | 0 | 0 | 0 | 0 | 0 | 0 | 0 | 0 | 0 | 10 | 0 | 0% | 0% | 0% | 1% | 1% | 1% | 0% | 0% | 0% | 100% | 100% | 100% | Residential_Single Family Low Income Program
| Residential_Single Family Low Income Program_Water Heating_Direct Install_Low Flow Faucet Aerator_Swivel | TRUE | 8 | Residential | Single Family Low Income Program | Water Heating | Direct Install | Low Flow Faucet Aerator | Swivel | 4.2443 | 4.3551 | 4.4688 | Unit | 1 | 125 | 200 | 225 | 125 | 200 | 225 | n/a | n/a | n/a | 6.3 | 6.3 | 6.3 | n/a | n/a | n/a | n/a | n/a | n/a | n/a | n/a | n/a | n/a | n/a | n/a | 4.9715 | 4.9715 | 4.9715 | 0 | 0 | 0 | 0 | 0 | 0 | 0 | 0 | 0 | 10 | 0 | 0% | 0% | 0% | 1% | 1% | 1% | 0% | 0% | 0% | 100% | 100% | 100% | Residential_Single Family Low Income Program
| Residential_Single Family Low Income Program_Water Heating_Direct Install_Low Flow Showerhead_Fixed | TRUE | 9 | Residential | Single Family Low Income Program | Water Heating | Direct Install | Low Flow Showerhead | Fixed | 2.3271 | 2.3878 | 2.4502 | Unit | 1 | 500 | 800 | 900 | 500 | 800 | 900 | n/a | n/a | n/a | 12.98 | 12.98 | 12.98 | n/a | n/a | n/a | n/a | n/a | n/a | n/a | n/a | n/a | n/a | n/a | n/a | 5.6159 | 5.6159 | 5.6159 | 0 | 0 | 0 | 0 | 0 | 0 | 0 | 0 | 0 | 10 | 0 | 0% | 0% | 0% | 1% | 1% | 1% | 0% | 0% | 0% | 100% | 100% | 100% | Residential_Single Family Low Income Program
| Residential_Single Family Low Income Program_Water Heating_Direct Install_Low Flow Showerhead_Handheld | TRUE | 10 | Residential | Single Family Low Income Program | Water Heating | Direct Install | Low Flow Showerhead | Handheld | 1.6372 | 1.6799 | 1.7238 | Unit | 1 | 125 | 200 | 225 | 125 | 200 | 225 | n/a | n/a | n/a | 18.45 | 18.45 | 18.45 | n/a | n/a | n/a | n/a | n/a | n/a | n/a | n/a | n/a | n/a | n/a | n/a | 5.6159 | 5.6159 | 5.6159 | 0 | 0 | 0 | 0 | 0 | 0 | 0 | 0 | 0 | 10 | 0 | 0% | 0% | 0% | 1% | 1% | 1% | 0% | 0% | 0% | 100% | 100% | 100% | Residential_Single Family Low Income Program
| Residential_Single Family Low Income Program_Water Heating_Direct Install_ShowerStart_0 | TRUE | 12 | Residential | Single Family Low Income Program | Water Heating | Direct Install | ShowerStart | 0 | 0.26998 | 0.27703 | 0.28426 | Unit | 1 | 500 | 800 | 900 | 500 | 800 | 900 | n/a | n/a | n/a | 50 | 50 | 50 | n/a | n/a | n/a | n/a | n/a | n/a | n/a | n/a | n/a | n/a | n/a | n/a | 2.5098 | 2.5098 | 2.5098 | 0 | 0 | 0 | 0 | 0 | 0 | 0 | 0 | 0 | 10 | 0 | 0% | 0% | 0% | 1% | 1% | 1% | 0% | 0% | 0% | 100% | 100% | 100% | Residential_Single Family Low Income Program
| Residential_Single Family Low Income Program_Water Heating_Direct Install_Pipe Wrap_per linear foot | TRUE | 11 | Residential | Single Family Low Income Program | Water Heating | Direct Install | Pipe Wrap | per linear foot | 0.2083 | 0.21373 | 0.21931 | Unit | 1 | 1500 | 2400 | 2700 | 1500 | 2400 | 2700 | n/a | n/a | n/a | 5.66 | 5.66 | 5.66 | n/a | n/a | n/a | n/a | n/a | n/a | n/a | n/a | n/a | n/a | n/a | n/a | 0.18333 | 0.18333 | 0.18333 | 0 | 0 | 0 | 0 | 0 | 0 | 0 | 0 | 0 | 12 | 0 | 0% | 0% | 0% | 1% | 1% | 1% | 0% | 0% | 0% | 100% | 100% | 100% | Residential_Single Family Low Income Program
| Residential_Single Family Low Income Program_HVAC_Direct Install_Furnace Clean and Check (Gas)_0 | TRUE | 4 | Residential | Single Family Low Income Program | HVAC | Direct Install | Furnace Clean and Check (Gas) | 0 | 2.4874 | 2.5523 | 2.6188 | Unit | 1 | 300 | 480 | 540 | 300 | 480 | 540 | n/a | n/a | n/a | 75 | 75 | 75 | n/a | n/a | n/a | n/a | n/a | n/a | n/a | n/a | n/a | n/a | n/a | n/a | 170.8824 | 170.8824 | 170.8824 | 0 | 0 | 0 | 0 | 0 | 0 | 0 | 0 | 0 | 2 | 0 | 0% | 0% | 0% | 1% | 1% | 1% | 0% | 0% | 0% | 100% | 100% | 100% | Residential_Single Family Low Income Program
| Residential_Single Family Low Income Program_HVAC_Direct Install_Smart Thermostat (Electric/Gas)_cost share | TRUE | 6 | Residential | Single Family Low Income Program | HVAC | Direct Install | Smart Thermostat (Electric/Gas) | cost share | 5.0162 | 5.1471 | 5.2815 | Unit | 1 | 360 | 576 | 648 | 360 | 576 | 648 | n/a | n/a | n/a | 61.731 | 61.731 | 61.731 | n/a | n/a | n/a | n/a | n/a | n/a | n/a | n/a | n/a | n/a | n/a | n/a | 57.572 | 57.572 | 57.572 | 0 | 0 | 0 | 0 | 0 | 0 | 0 | 0 | 0 | 10 | 0 | 0% | 0% | 0% | 1% | 1% | 1% | 0% | 0% | 0% | 100% | 100% | 100% | Residential_Single Family Low Income Program
| Residential_Single Family Low Income Program_HVAC_Direct Install_Programmable Thermostat (Electric/Gas)_cost share | TRUE | 5 | Residential | Single Family Low Income Program | HVAC | Direct Install | Programmable Thermostat (Electric/Gas) | cost share | 3.5894 | 3.683 | 3.7792 | Unit | 1 | 40 | 64 | 72 | 40 | 64 | 72 | n/a | n/a | n/a | 39.6378 | 39.6378 | 39.6378 | n/a | n/a | n/a | n/a | n/a | n/a | n/a | n/a | n/a | n/a | n/a | n/a | 26.452 | 26.452 | 26.452 | 0 | 0 | 0 | 0 | 0 | 0 | 0 | 0 | 0 | 10 | 0 | 0% | 0% | 0% | 1% | 1% | 1% | 0% | 0% | 0% | 100% | 100% | 100% | Residential_Single Family Low Income Program
| Residential_Single Family Low Income Program_Building Envelope_Direct Install_Air Sealing_cost share | TRUE | 2 | Residential | Single Family Low Income Program | Building Envelope | Direct Install | Air Sealing | cost share | 1.33 | 1.3647 | 1.4003 | Unit | 1 | 150 | 240 | 270 | 150 | 240 | 270 | n/a | n/a | n/a | 167.5 | 167.5 | 167.5 | n/a | n/a | n/a | n/a | n/a | n/a | n/a | n/a | n/a | n/a | n/a | n/a | 27.8658 | 27.8658 | 27.8658 | 0 | 0 | 0 | 0 | 0 | 0 | 0 | 0 | 0 | 15 | 0 | 0% | 0% | 0% | 1% | 1% | 1% | 0% | 0% | 0% | 100% | 100% | 100% | Residential_Single Family Low Income Program
| Residential_Single Family Low Income Program_Building Envelope_Direct Install_Ceiling Insulation_cost share | TRUE | 3 | Residential | Single Family Low Income Program | Building Envelope | Direct Install | Ceiling Insulation | cost share | 1.9515 | 2.0025 | 2.0549 | Unit | 1 | 100 | 80 | 90 | 100 | 80 | 90 | n/a | n/a | n/a | 1093.68 | 1093.68 | 1093.68 | n/a | n/a | n/a | n/a | n/a | n/a | n/a | n/a | n/a | n/a | n/a | n/a | 163.1123 | 163.1123 | 163.1123 | 0 | 0 | 0 | 0 | 0 | 0 | 0 | 0 | 0 | 25 | 0 | 0% | 0% | 0% | 1% | 1% | 1% | 0% | 0% | 0% | 100% | 100% | 100% | Residential_Single Family Low Income Program

## Algorithms
Algorithms
Return to Contents
Key
Savings Attribute
kWh Saved per Unit
Early Retirement kWh
Non-Coincident Peak kW Saved per Unit
Early Retirement kW
Coincidence Factor
Therm Saved per Unit
Early Retirement Therm
Incremental Cost
Future Avoided Cost
Lifetime (years)
Remaining Life
Key | Sector | Program | End Use | Measure Type | Measure | Unit Definition | Attribute | Value | Input Assumption | Source | TRM Measure Name
Residential_Multifamily Low Income Program_Water Heating_Direct Install_Low Flow Faucet Aerator_Fixed_%GasDHW | Residential | Multifamily Low Income Program | Water Heating | Direct Install | Low Flow Faucet Aerator | Fixed | %GasDHW | 100% | Natural Gas | MO TRM 2017 | 3.3.1 Low Flow Faucet Aerator
Residential_Multifamily Low Income Program_Water Heating_Direct Install_Low Flow Faucet Aerator_Fixed_GPM_base | Residential | Multifamily Low Income Program | Water Heating | Direct Install | Low Flow Faucet Aerator | Fixed | GPM_base | 1.39 |  | MO TRM 2017 | 3.3.1 Low Flow Faucet Aerator
Residential_Multifamily Low Income Program_Water Heating_Direct Install_Low Flow Faucet Aerator_Fixed_L_base | Residential | Multifamily Low Income Program | Water Heating | Direct Install | Low Flow Faucet Aerator | Fixed | L_base | 6.7 | Location unknown, Multi-Family | MO TRM 2017 | 3.3.1 Low Flow Faucet Aerator
Residential_Multifamily Low Income Program_Water Heating_Direct Install_Low Flow Faucet Aerator_Fixed_GPM_low | Residential | Multifamily Low Income Program | Water Heating | Direct Install | Low Flow Faucet Aerator | Fixed | GPM_low | 0.94 |  | MO TRM 2017 | 3.3.1 Low Flow Faucet Aerator
Residential_Multifamily Low Income Program_Water Heating_Direct Install_Low Flow Faucet Aerator_Fixed_L_low | Residential | Multifamily Low Income Program | Water Heating | Direct Install | Low Flow Faucet Aerator | Fixed | L_low | 6.7 | Location unknown, Multi-Family | MO TRM 2017 | 3.3.1 Low Flow Faucet Aerator
Residential_Multifamily Low Income Program_Water Heating_Direct Install_Low Flow Faucet Aerator_Fixed_Household | Residential | Multifamily Low Income Program | Water Heating | Direct Install | Low Flow Faucet Aerator | Fixed | Household | 2.07 | Multi-Family | MO TRM 2017 | 3.3.1 Low Flow Faucet Aerator
Residential_Multifamily Low Income Program_Water Heating_Direct Install_Low Flow Faucet Aerator_Fixed_Days/year | Residential | Multifamily Low Income Program | Water Heating | Direct Install | Low Flow Faucet Aerator | Fixed | Days/year | 365.25 |  | MO TRM 2017 | 3.3.1 Low Flow Faucet Aerator
Residential_Multifamily Low Income Program_Water Heating_Direct Install_Low Flow Faucet Aerator_Fixed_DF | Residential | Multifamily Low Income Program | Water Heating | Direct Install | Low Flow Faucet Aerator | Fixed | DF | 79.5% | Location unknown | MO TRM 2017 | 3.3.1 Low Flow Faucet Aerator
Residential_Multifamily Low Income Program_Water Heating_Direct Install_Low Flow Faucet Aerator_Fixed_FPH | Residential | Multifamily Low Income Program | Water Heating | Direct Install | Low Flow Faucet Aerator | Fixed | FPH | 2.4 | Location unknown, Multi-Family | MO TRM 2017 | 3.3.1 Low Flow Faucet Aerator
Residential_Multifamily Low Income Program_Water Heating_Direct Install_Low Flow Faucet Aerator_Fixed_WaterTemp | Residential | Multifamily Low Income Program | Water Heating | Direct Install | Low Flow Faucet Aerator | Fixed | WaterTemp | 91 | Location unknown | MO TRM 2017 | 3.3.1 Low Flow Faucet Aerator
Residential_Multifamily Low Income Program_Water Heating_Direct Install_Low Flow Faucet Aerator_Fixed_SupplyTemp | Residential | Multifamily Low Income Program | Water Heating | Direct Install | Low Flow Faucet Aerator | Fixed | SupplyTemp | 60.83 |  | MO TRM 2017 | 3.3.1 Low Flow Faucet Aerator
Residential_Multifamily Low Income Program_Water Heating_Direct Install_Low Flow Faucet Aerator_Fixed_RE_gas | Residential | Multifamily Low Income Program | Water Heating | Direct Install | Low Flow Faucet Aerator | Fixed | RE_gas | 67% | Multi-Family | MO TRM 2017 | 3.3.1 Low Flow Faucet Aerator
Residential_Multifamily Low Income Program_Water Heating_Direct Install_Low Flow Faucet Aerator_Fixed_EPG_gas | Residential | Multifamily Low Income Program | Water Heating | Direct Install | Low Flow Faucet Aerator | Fixed | EPG_gas | 0.003751 |  | MO TRM 2017 | 3.3.1 Low Flow Faucet Aerator
Residential_Multifamily Low Income Program_Water Heating_Direct Install_Low Flow Faucet Aerator_Fixed_ISR | Residential | Multifamily Low Income Program | Water Heating | Direct Install | Low Flow Faucet Aerator | Fixed | ISR | 97.7% | Direct Install | MO TRM 2017 | 3.3.1 Low Flow Faucet Aerator
Residential_Multifamily Low Income Program_Water Heating_Direct Install_Low Flow Faucet Aerator_Fixed_Therm Saved per Unit | Residential | Multifamily Low Income Program | Water Heating | Direct Install | Low Flow Faucet Aerator | Fixed | Therm Saved per Unit | 2.7672 |  | MO TRM 2017 | 3.3.1 Low Flow Faucet Aerator
Residential_Multifamily Low Income Program_Water Heating_Direct Install_Low Flow Faucet Aerator_Fixed_Incremental Cost | Residential | Multifamily Low Income Program | Water Heating | Direct Install | Low Flow Faucet Aerator | Fixed | Incremental Cost | 11.33 |  | MO TRM 2017 | 3.3.1 Low Flow Faucet Aerator
Residential_Multifamily Low Income Program_Water Heating_Direct Install_Low Flow Faucet Aerator_Fixed_Lifetime (years) | Residential | Multifamily Low Income Program | Water Heating | Direct Install | Low Flow Faucet Aerator | Fixed | Lifetime (years) | 10 |  | MO TRM 2017 | 3.3.1 Low Flow Faucet Aerator
Residential_Multifamily Low Income Program_Water Heating_Direct Install_Low Flow Faucet Aerator_Fixed_ | Residential | Multifamily Low Income Program | Water Heating | Direct Install | Low Flow Faucet Aerator | Fixed
Residential_Multifamily Low Income Program_Water Heating_Direct Install_Low Flow Faucet Aerator_Swivel_%GasDHW | Residential | Multifamily Low Income Program | Water Heating | Direct Install | Low Flow Faucet Aerator | Swivel | %GasDHW | 100% | Natural Gas | MO TRM 2017 | 3.3.1 Low Flow Faucet Aerator
Residential_Multifamily Low Income Program_Water Heating_Direct Install_Low Flow Faucet Aerator_Swivel_GPM_base | Residential | Multifamily Low Income Program | Water Heating | Direct Install | Low Flow Faucet Aerator | Swivel | GPM_base | 1.39 |  | MO TRM 2017 | 3.3.1 Low Flow Faucet Aerator
Residential_Multifamily Low Income Program_Water Heating_Direct Install_Low Flow Faucet Aerator_Swivel_L_base | Residential | Multifamily Low Income Program | Water Heating | Direct Install | Low Flow Faucet Aerator | Swivel | L_base | 4.5 | Kitchen | MO TRM 2017 | 3.3.1 Low Flow Faucet Aerator
Residential_Multifamily Low Income Program_Water Heating_Direct Install_Low Flow Faucet Aerator_Swivel_GPM_low | Residential | Multifamily Low Income Program | Water Heating | Direct Install | Low Flow Faucet Aerator | Swivel | GPM_low | 0.94 |  | MO TRM 2017 | 3.3.1 Low Flow Faucet Aerator
Residential_Multifamily Low Income Program_Water Heating_Direct Install_Low Flow Faucet Aerator_Swivel_L_low | Residential | Multifamily Low Income Program | Water Heating | Direct Install | Low Flow Faucet Aerator | Swivel | L_low | 4.5 | Kitchen | MO TRM 2017 | 3.3.1 Low Flow Faucet Aerator
Residential_Multifamily Low Income Program_Water Heating_Direct Install_Low Flow Faucet Aerator_Swivel_Household | Residential | Multifamily Low Income Program | Water Heating | Direct Install | Low Flow Faucet Aerator | Swivel | Household | 2.07 | Multi-Family | MO TRM 2017 | 3.3.1 Low Flow Faucet Aerator
Residential_Multifamily Low Income Program_Water Heating_Direct Install_Low Flow Faucet Aerator_Swivel_Days/year | Residential | Multifamily Low Income Program | Water Heating | Direct Install | Low Flow Faucet Aerator | Swivel | Days/year | 365.25 |  | MO TRM 2017 | 3.3.1 Low Flow Faucet Aerator
Residential_Multifamily Low Income Program_Water Heating_Direct Install_Low Flow Faucet Aerator_Swivel_DF | Residential | Multifamily Low Income Program | Water Heating | Direct Install | Low Flow Faucet Aerator | Swivel | DF | 75% | Kitchen | MO TRM 2017 | 3.3.1 Low Flow Faucet Aerator
Residential_Multifamily Low Income Program_Water Heating_Direct Install_Low Flow Faucet Aerator_Swivel_FPH | Residential | Multifamily Low Income Program | Water Heating | Direct Install | Low Flow Faucet Aerator | Swivel | FPH | 1 | Kitchen | MO TRM 2017 | 3.3.1 Low Flow Faucet Aerator
Residential_Multifamily Low Income Program_Water Heating_Direct Install_Low Flow Faucet Aerator_Swivel_WaterTemp | Residential | Multifamily Low Income Program | Water Heating | Direct Install | Low Flow Faucet Aerator | Swivel | WaterTemp | 93 | Kitchen | MO TRM 2017 | 3.3.1 Low Flow Faucet Aerator
Residential_Multifamily Low Income Program_Water Heating_Direct Install_Low Flow Faucet Aerator_Swivel_SupplyTemp | Residential | Multifamily Low Income Program | Water Heating | Direct Install | Low Flow Faucet Aerator | Swivel | SupplyTemp | 60.83 |  | MO TRM 2017 | 3.3.1 Low Flow Faucet Aerator
Residential_Multifamily Low Income Program_Water Heating_Direct Install_Low Flow Faucet Aerator_Swivel_RE_gas | Residential | Multifamily Low Income Program | Water Heating | Direct Install | Low Flow Faucet Aerator | Swivel | RE_gas | 67% | Multi-Family | MO TRM 2017 | 3.3.1 Low Flow Faucet Aerator
Residential_Multifamily Low Income Program_Water Heating_Direct Install_Low Flow Faucet Aerator_Swivel_EPG_gas | Residential | Multifamily Low Income Program | Water Heating | Direct Install | Low Flow Faucet Aerator | Swivel | EPG_gas | 0.0039996 |  | MO TRM 2017 | 3.3.1 Low Flow Faucet Aerator
Residential_Multifamily Low Income Program_Water Heating_Direct Install_Low Flow Faucet Aerator_Swivel_ISR | Residential | Multifamily Low Income Program | Water Heating | Direct Install | Low Flow Faucet Aerator | Swivel | ISR | 97.7% | Direct Install | MO TRM 2017 | 3.3.1 Low Flow Faucet Aerator
Residential_Multifamily Low Income Program_Water Heating_Direct Install_Low Flow Faucet Aerator_Swivel_Therm Saved per Unit | Residential | Multifamily Low Income Program | Water Heating | Direct Install | Low Flow Faucet Aerator | Swivel | Therm Saved per Unit | 4.4871 |  | MO TRM 2017 | 3.3.1 Low Flow Faucet Aerator
Residential_Multifamily Low Income Program_Water Heating_Direct Install_Low Flow Faucet Aerator_Swivel_Incremental Cost | Residential | Multifamily Low Income Program | Water Heating | Direct Install | Low Flow Faucet Aerator | Swivel | Incremental Cost | 11.33 |  | MO TRM 2017 | 3.3.1 Low Flow Faucet Aerator
Residential_Multifamily Low Income Program_Water Heating_Direct Install_Low Flow Faucet Aerator_Swivel_Lifetime (years) | Residential | Multifamily Low Income Program | Water Heating | Direct Install | Low Flow Faucet Aerator | Swivel | Lifetime (years) | 10 |  | MO TRM 2017 | 3.3.1 Low Flow Faucet Aerator
Residential_Multifamily Low Income Program_Water Heating_Direct Install_Low Flow Faucet Aerator_Swivel_ | Residential | Multifamily Low Income Program | Water Heating | Direct Install | Low Flow Faucet Aerator | Swivel
Residential_Multifamily Low Income Program_Water Heating_Direct Install_Low Flow Showerhead_Fixed_%GasDHW | Residential | Multifamily Low Income Program | Water Heating | Direct Install | Low Flow Showerhead | Fixed | %GasDHW | 100% | Natural Gas | MO TRM 2017 | 3.3.2 Low Flow Showerhead
Residential_Multifamily Low Income Program_Water Heating_Direct Install_Low Flow Showerhead_Fixed_GPM_base | Residential | Multifamily Low Income Program | Water Heating | Direct Install | Low Flow Showerhead | Fixed | GPM_base | 2.35 | Direct Install | MO TRM 2017 | 3.3.2 Low Flow Showerhead
Residential_Multifamily Low Income Program_Water Heating_Direct Install_Low Flow Showerhead_Fixed_L_base | Residential | Multifamily Low Income Program | Water Heating | Direct Install | Low Flow Showerhead | Fixed | L_base | 7.8 |  | MO TRM 2017 | 3.3.2 Low Flow Showerhead
Residential_Multifamily Low Income Program_Water Heating_Direct Install_Low Flow Showerhead_Fixed_GPM_low | Residential | Multifamily Low Income Program | Water Heating | Direct Install | Low Flow Showerhead | Fixed | GPM_low | 1.75 | Median Rated Flow | MO TRM 2017 | 3.3.2 Low Flow Showerhead
Residential_Multifamily Low Income Program_Water Heating_Direct Install_Low Flow Showerhead_Fixed_L_low | Residential | Multifamily Low Income Program | Water Heating | Direct Install | Low Flow Showerhead | Fixed | L_low | 7.8 |  | MO TRM 2017 | 3.3.2 Low Flow Showerhead
Residential_Multifamily Low Income Program_Water Heating_Direct Install_Low Flow Showerhead_Fixed_Household | Residential | Multifamily Low Income Program | Water Heating | Direct Install | Low Flow Showerhead | Fixed | Household | 2.07 | Multi-Family | MO TRM 2017 | 3.3.2 Low Flow Showerhead
Residential_Multifamily Low Income Program_Water Heating_Direct Install_Low Flow Showerhead_Fixed_SPCD | Residential | Multifamily Low Income Program | Water Heating | Direct Install | Low Flow Showerhead | Fixed | SPCD | 0.6 |  | MO TRM 2017 | 3.3.2 Low Flow Showerhead
Residential_Multifamily Low Income Program_Water Heating_Direct Install_Low Flow Showerhead_Fixed_Days/year | Residential | Multifamily Low Income Program | Water Heating | Direct Install | Low Flow Showerhead | Fixed | Days/year | 365.25 |  | MO TRM 2017 | 3.3.2 Low Flow Showerhead
Residential_Multifamily Low Income Program_Water Heating_Direct Install_Low Flow Showerhead_Fixed_SPH | Residential | Multifamily Low Income Program | Water Heating | Direct Install | Low Flow Showerhead | Fixed | SPH | 1.4 | Multi-Family | MO TRM 2017 | 3.3.2 Low Flow Showerhead
Residential_Multifamily Low Income Program_Water Heating_Direct Install_Low Flow Showerhead_Fixed_ShowerTemp | Residential | Multifamily Low Income Program | Water Heating | Direct Install | Low Flow Showerhead | Fixed | ShowerTemp | 101 |  | MO TRM 2017 | 3.3.2 Low Flow Showerhead
Residential_Multifamily Low Income Program_Water Heating_Direct Install_Low Flow Showerhead_Fixed_SupplyTemp | Residential | Multifamily Low Income Program | Water Heating | Direct Install | Low Flow Showerhead | Fixed | SupplyTemp | 60.83 |  | MO TRM 2017 | 3.3.2 Low Flow Showerhead
Residential_Multifamily Low Income Program_Water Heating_Direct Install_Low Flow Showerhead_Fixed_RE_gas | Residential | Multifamily Low Income Program | Water Heating | Direct Install | Low Flow Showerhead | Fixed | RE_gas | 67% | Multi-Family | MO TRM 2017 | 3.3.2 Low Flow Showerhead
Residential_Multifamily Low Income Program_Water Heating_Direct Install_Low Flow Showerhead_Fixed_EPG_gas | Residential | Multifamily Low Income Program | Water Heating | Direct Install | Low Flow Showerhead | Fixed | EPG_gas | 0.0049943 |  | MO TRM 2017 | 3.3.2 Low Flow Showerhead
Residential_Multifamily Low Income Program_Water Heating_Direct Install_Low Flow Showerhead_Fixed_ISR | Residential | Multifamily Low Income Program | Water Heating | Direct Install | Low Flow Showerhead | Fixed | ISR | 98% | Direct Install | MO TRM 2017 | 3.3.2 Low Flow Showerhead
Residential_Multifamily Low Income Program_Water Heating_Direct Install_Low Flow Showerhead_Fixed_Therm Saved per Unit | Residential | Multifamily Low Income Program | Water Heating | Direct Install | Low Flow Showerhead | Fixed | Therm Saved per Unit | 7.4221 |  | MO TRM 2017 | 3.3.2 Low Flow Showerhead
Residential_Multifamily Low Income Program_Water Heating_Direct Install_Low Flow Showerhead_Fixed_Incremental Cost | Residential | Multifamily Low Income Program | Water Heating | Direct Install | Low Flow Showerhead | Fixed | Incremental Cost | 15.33 |  | MO TRM 2017 | 3.3.2 Low Flow Showerhead
Residential_Multifamily Low Income Program_Water Heating_Direct Install_Low Flow Showerhead_Fixed_Lifetime (years) | Residential | Multifamily Low Income Program | Water Heating | Direct Install | Low Flow Showerhead | Fixed | Lifetime (years) | 10 |  | MO TRM 2017 | 3.3.2 Low Flow Showerhead
Residential_Multifamily Low Income Program_Water Heating_Direct Install_Low Flow Showerhead_Fixed_ | Residential | Multifamily Low Income Program | Water Heating | Direct Install | Low Flow Showerhead | Fixed
Residential_Multifamily Low Income Program_Water Heating_Direct Install_Low Flow Showerhead_Handheld_%GasDHW | Residential | Multifamily Low Income Program | Water Heating | Direct Install | Low Flow Showerhead | Handheld | %GasDHW | 100% | Natural Gas | MO TRM 2017 | 3.3.2 Low Flow Showerhead
Residential_Multifamily Low Income Program_Water Heating_Direct Install_Low Flow Showerhead_Handheld_GPM_base | Residential | Multifamily Low Income Program | Water Heating | Direct Install | Low Flow Showerhead | Handheld | GPM_base | 2.35 | Direct Install | MO TRM 2017 | 3.3.2 Low Flow Showerhead
Residential_Multifamily Low Income Program_Water Heating_Direct Install_Low Flow Showerhead_Handheld_L_base | Residential | Multifamily Low Income Program | Water Heating | Direct Install | Low Flow Showerhead | Handheld | L_base | 7.8 |  | MO TRM 2017 | 3.3.2 Low Flow Showerhead
Residential_Multifamily Low Income Program_Water Heating_Direct Install_Low Flow Showerhead_Handheld_GPM_low | Residential | Multifamily Low Income Program | Water Heating | Direct Install | Low Flow Showerhead | Handheld | GPM_low | 1.75 | Median Rated Flow | MO TRM 2017 | 3.3.2 Low Flow Showerhead
Residential_Multifamily Low Income Program_Water Heating_Direct Install_Low Flow Showerhead_Handheld_L_low | Residential | Multifamily Low Income Program | Water Heating | Direct Install | Low Flow Showerhead | Handheld | L_low | 7.8 |  | MO TRM 2017 | 3.3.2 Low Flow Showerhead
Residential_Multifamily Low Income Program_Water Heating_Direct Install_Low Flow Showerhead_Handheld_Household | Residential | Multifamily Low Income Program | Water Heating | Direct Install | Low Flow Showerhead | Handheld | Household | 2.07 | Multi-Family | MO TRM 2017 | 3.3.2 Low Flow Showerhead
Residential_Multifamily Low Income Program_Water Heating_Direct Install_Low Flow Showerhead_Handheld_SPCD | Residential | Multifamily Low Income Program | Water Heating | Direct Install | Low Flow Showerhead | Handheld | SPCD | 0.6 |  | MO TRM 2017 | 3.3.2 Low Flow Showerhead
Residential_Multifamily Low Income Program_Water Heating_Direct Install_Low Flow Showerhead_Handheld_Days/year | Residential | Multifamily Low Income Program | Water Heating | Direct Install | Low Flow Showerhead | Handheld | Days/year | 365.25 |  | MO TRM 2017 | 3.3.2 Low Flow Showerhead
Residential_Multifamily Low Income Program_Water Heating_Direct Install_Low Flow Showerhead_Handheld_SPH | Residential | Multifamily Low Income Program | Water Heating | Direct Install | Low Flow Showerhead | Handheld | SPH | 1.4 | Multi-Family | MO TRM 2017 | 3.3.2 Low Flow Showerhead
Residential_Multifamily Low Income Program_Water Heating_Direct Install_Low Flow Showerhead_Handheld_ShowerTemp | Residential | Multifamily Low Income Program | Water Heating | Direct Install | Low Flow Showerhead | Handheld | ShowerTemp | 101 |  | MO TRM 2017 | 3.3.2 Low Flow Showerhead
Residential_Multifamily Low Income Program_Water Heating_Direct Install_Low Flow Showerhead_Handheld_SupplyTemp | Residential | Multifamily Low Income Program | Water Heating | Direct Install | Low Flow Showerhead | Handheld | SupplyTemp | 60.83 |  | MO TRM 2017 | 3.3.2 Low Flow Showerhead
Residential_Multifamily Low Income Program_Water Heating_Direct Install_Low Flow Showerhead_Handheld_RE_gas | Residential | Multifamily Low Income Program | Water Heating | Direct Install | Low Flow Showerhead | Handheld | RE_gas | 67% | Multi-Family | MO TRM 2017 | 3.3.2 Low Flow Showerhead
Residential_Multifamily Low Income Program_Water Heating_Direct Install_Low Flow Showerhead_Handheld_EPG_gas | Residential | Multifamily Low Income Program | Water Heating | Direct Install | Low Flow Showerhead | Handheld | EPG_gas | 0.0049943 |  | MO TRM 2017 | 3.3.2 Low Flow Showerhead
Residential_Multifamily Low Income Program_Water Heating_Direct Install_Low Flow Showerhead_Handheld_ISR | Residential | Multifamily Low Income Program | Water Heating | Direct Install | Low Flow Showerhead | Handheld | ISR | 98% | Direct Install | MO TRM 2017 | 3.3.2 Low Flow Showerhead
Residential_Multifamily Low Income Program_Water Heating_Direct Install_Low Flow Showerhead_Handheld_Therm Saved per Unit | Residential | Multifamily Low Income Program | Water Heating | Direct Install | Low Flow Showerhead | Handheld | Therm Saved per Unit | 7.4221 |  | MO TRM 2017 | 3.3.2 Low Flow Showerhead
Residential_Multifamily Low Income Program_Water Heating_Direct Install_Low Flow Showerhead_Handheld_Incremental Cost | Residential | Multifamily Low Income Program | Water Heating | Direct Install | Low Flow Showerhead | Handheld | Incremental Cost | 15.33 |  | MO TRM 2017 | 3.3.2 Low Flow Showerhead
Residential_Multifamily Low Income Program_Water Heating_Direct Install_Low Flow Showerhead_Handheld_Lifetime (years) | Residential | Multifamily Low Income Program | Water Heating | Direct Install | Low Flow Showerhead | Handheld | Lifetime (years) | 10 |  | MO TRM 2017 | 3.3.2 Low Flow Showerhead
Residential_Multifamily Low Income Program_Water Heating_Direct Install_Low Flow Showerhead_Handheld_ | Residential | Multifamily Low Income Program | Water Heating | Direct Install | Low Flow Showerhead | Handheld
Residential_Multifamily Low Income Program_Water Heating_Direct Install_ShowerStart_0_%GasDHW | Residential | Multifamily Low Income Program | Water Heating | Direct Install | ShowerStart | 0 | %GasDHW | 100% | Natural Gas | MO TRM 2017 | 3.3.2 Low Flow Showerhead
Residential_Multifamily Low Income Program_Water Heating_Direct Install_ShowerStart_0_GPM_base | Residential | Multifamily Low Income Program | Water Heating | Direct Install | ShowerStart | 0 | GPM_base | 2.35 | Direct Install | MO TRM 2017 | 3.3.2 Low Flow Showerhead
Residential_Multifamily Low Income Program_Water Heating_Direct Install_ShowerStart_0_L_showerdevice | Residential | Multifamily Low Income Program | Water Heating | Direct Install | ShowerStart | 0 | L_showerdevice | 0.89 |  | IL TRM v7.0 | 5.4.8 Thermostatic Restrictor Shower Valve
Residential_Multifamily Low Income Program_Water Heating_Direct Install_ShowerStart_0_Household | Residential | Multifamily Low Income Program | Water Heating | Direct Install | ShowerStart | 0 | Household | 2.07 | Multi-Family | MO TRM 2017 | 3.3.2 Low Flow Showerhead
Residential_Multifamily Low Income Program_Water Heating_Direct Install_ShowerStart_0_SPCD | Residential | Multifamily Low Income Program | Water Heating | Direct Install | ShowerStart | 0 | SPCD | 0.6 |  | MO TRM 2017 | 3.3.2 Low Flow Showerhead
Residential_Multifamily Low Income Program_Water Heating_Direct Install_ShowerStart_0_Days/year | Residential | Multifamily Low Income Program | Water Heating | Direct Install | ShowerStart | 0 | Days/year | 365.25 |  | MO TRM 2017 | 3.3.2 Low Flow Showerhead
Residential_Multifamily Low Income Program_Water Heating_Direct Install_ShowerStart_0_SPH | Residential | Multifamily Low Income Program | Water Heating | Direct Install | ShowerStart | 0 | SPH | 1.4 | Multi-Family | MO TRM 2017 | 3.3.2 Low Flow Showerhead
Residential_Multifamily Low Income Program_Water Heating_Direct Install_ShowerStart_0_ShowerTemp | Residential | Multifamily Low Income Program | Water Heating | Direct Install | ShowerStart | 0 | ShowerTemp | 101 |  | MO TRM 2017 | 3.3.2 Low Flow Showerhead
Residential_Multifamily Low Income Program_Water Heating_Direct Install_ShowerStart_0_SupplyTemp | Residential | Multifamily Low Income Program | Water Heating | Direct Install | ShowerStart | 0 | SupplyTemp | 60.83 |  | MO TRM 2017 | 3.3.2 Low Flow Showerhead
Residential_Multifamily Low Income Program_Water Heating_Direct Install_ShowerStart_0_RE_gas | Residential | Multifamily Low Income Program | Water Heating | Direct Install | ShowerStart | 0 | RE_gas | 67% | Multi-Family | MO TRM 2017 | 3.3.2 Low Flow Showerhead
Residential_Multifamily Low Income Program_Water Heating_Direct Install_ShowerStart_0_EPG_gas | Residential | Multifamily Low Income Program | Water Heating | Direct Install | ShowerStart | 0 | EPG_gas | 0.0049943 |  | MO TRM 2017 | 3.3.2 Low Flow Showerhead
Residential_Multifamily Low Income Program_Water Heating_Direct Install_ShowerStart_0_ISR | Residential | Multifamily Low Income Program | Water Heating | Direct Install | ShowerStart | 0 | ISR | 95% | Direct Install, Multi-Family | IL TRM v7.0 | 5.4.8 Thermostatic Restrictor Shower Valve
Residential_Multifamily Low Income Program_Water Heating_Direct Install_ShowerStart_0_Therm Saved per Unit | Residential | Multifamily Low Income Program | Water Heating | Direct Install | ShowerStart | 0 | Therm Saved per Unit | 3.2154 |  | IL TRM v7.0 | 5.4.8 Thermostatic Restrictor Shower Valve
Residential_Multifamily Low Income Program_Water Heating_Direct Install_ShowerStart_0_Incremental Cost | Residential | Multifamily Low Income Program | Water Heating | Direct Install | ShowerStart | 0 | Incremental Cost | 50 | Equipment + labor | IL TRM v7.0 | 5.4.8 Thermostatic Restrictor Shower Valve
Residential_Multifamily Low Income Program_Water Heating_Direct Install_ShowerStart_0_Lifetime (years) | Residential | Multifamily Low Income Program | Water Heating | Direct Install | ShowerStart | 0 | Lifetime (years) | 10 |  | IL TRM v7.0 | 5.4.8 Thermostatic Restrictor Shower Valve
Residential_Multifamily Low Income Program_Water Heating_Direct Install_ShowerStart_0_ | Residential | Multifamily Low Income Program | Water Heating | Direct Install | ShowerStart | 0
Residential_Multifamily Low Income Program_Water Heating_Direct Install_Pipe Wrap_per linear foot_Therm Saved per Unit | Residential | Multifamily Low Income Program | Water Heating | Direct Install | Pipe Wrap | per linear foot | Therm Saved per Unit | 0.18333 | Deemed, R-4 | MO TRM 2017 | 3.3.6 Hot Water Pipe Insulation
Residential_Multifamily Low Income Program_Water Heating_Direct Install_Pipe Wrap_per linear foot_Incremental Cost | Residential | Multifamily Low Income Program | Water Heating | Direct Install | Pipe Wrap | per linear foot | Incremental Cost | 7.1 | per linear ft | MO TRM 2017 | 3.3.6 Hot Water Pipe Insulation
Residential_Multifamily Low Income Program_Water Heating_Direct Install_Pipe Wrap_per linear foot_Lifetime (years) | Residential | Multifamily Low Income Program | Water Heating | Direct Install | Pipe Wrap | per linear foot | Lifetime (years) | 12 |  | MO TRM 2017 | 3.3.6 Hot Water Pipe Insulation
Residential_Multifamily Low Income Program_Water Heating_Direct Install_Pipe Wrap_per linear foot_ | Residential | Multifamily Low Income Program | Water Heating | Direct Install | Pipe Wrap | per linear foot
Residential_Multifamily Low Income Program_HVAC_Direct Install_Furnace Clean and Check (Gas)_0_CAPInput | Residential | Multifamily Low Income Program | HVAC | Direct Install | Furnace Clean and Check (Gas) | 0 | CAPInput | 60000 |  | IL TRM v7.0 | 5.3.7 Gas High Efficiency Furnace
Residential_Multifamily Low Income Program_HVAC_Direct Install_Furnace Clean and Check (Gas)_0_EFLH_Heating | Residential | Multifamily Low Income Program | HVAC | Direct Install | Furnace Clean and Check (Gas) | 0 | EFLH_Heating | 2218 | Average/Unknown | MO TRM 2017 | 3.4.6 Furnace
Residential_Multifamily Low Income Program_HVAC_Direct Install_Furnace Clean and Check (Gas)_0_AFUE | Residential | Multifamily Low Income Program | HVAC | Direct Install | Furnace Clean and Check (Gas) | 0 | AFUE | 71% | Estimated based upon the average heating system efficiency used in other MO TRM measures (nHeat variable) | MO TRM 2017 | 3.4.6 Furnace
Residential_Multifamily Low Income Program_HVAC_Direct Install_Furnace Clean and Check (Gas)_0_Derating_Pre | Residential | Multifamily Low Income Program | HVAC | Direct Install | Furnace Clean and Check (Gas) | 0 | Derating_Pre | 6.4% |  | IL TRM v7.0 | 5.3.13 Residential Furnace Tune-Up
Residential_Multifamily Low Income Program_HVAC_Direct Install_Furnace Clean and Check (Gas)_0_Derating_Post | Residential | Multifamily Low Income Program | HVAC | Direct Install | Furnace Clean and Check (Gas) | 0 | Derating_Post | 0% |  | IL TRM v7.0 | 5.3.13 Residential Furnace Tune-Up
Residential_Multifamily Low Income Program_HVAC_Direct Install_Furnace Clean and Check (Gas)_0_ConversionFactor | Residential | Multifamily Low Income Program | HVAC | Direct Install | Furnace Clean and Check (Gas) | 0 | ConversionFactor | 100000 |  | IL TRM v7.0 | 5.3.13 Residential Furnace Tune-Up
Residential_Multifamily Low Income Program_HVAC_Direct Install_Furnace Clean and Check (Gas)_0_Therm Saved per Unit | Residential | Multifamily Low Income Program | HVAC | Direct Install | Furnace Clean and Check (Gas) | 0 | Therm Saved per Unit | 128.1618 |  | IL TRM v7.0 | 5.3.13 Residential Furnace Tune-Up
Residential_Multifamily Low Income Program_HVAC_Direct Install_Furnace Clean and Check (Gas)_0_Incremental Cost | Residential | Multifamily Low Income Program | HVAC | Direct Install | Furnace Clean and Check (Gas) | 0 | Incremental Cost | 120 | Estimated as 2x the incentive cost
Residential_Multifamily Low Income Program_HVAC_Direct Install_Furnace Clean and Check (Gas)_0_Lifetime (years) | Residential | Multifamily Low Income Program | HVAC | Direct Install | Furnace Clean and Check (Gas) | 0 | Lifetime (years) | 2 |  | IL TRM v7.0 | 5.3.13 Residential Furnace Tune-Up
Residential_Multifamily Low Income Program_HVAC_Direct Install_Furnace Clean and Check (Gas)_0_ | Residential | Multifamily Low Income Program | HVAC | Direct Install | Furnace Clean and Check (Gas) | 0
Residential_Multifamily Low Income Program_HVAC_Direct Install_Smart/Programmable Thermostat (Electric/Gas)_cost share_%FossilHeat | Residential | Multifamily Low Income Program | HVAC | Direct Install | Smart/Programmable Thermostat (Electric/Gas) | cost share | %FossilHeat | 100% | Natural Gas | MO TRM 2017 | 3.4.7 Standard Programmable Thermostat
Residential_Multifamily Low Income Program_HVAC_Direct Install_Smart/Programmable Thermostat (Electric/Gas)_cost share_HeatingConsumption_Gas | Residential | Multifamily Low Income Program | HVAC | Direct Install | Smart/Programmable Thermostat (Electric/Gas) | cost share | HeatingConsumption_Gas | 778 | Average/Unknown | MO TRM 2017 | 3.4.7 Standard Programmable Thermostat
Residential_Multifamily Low Income Program_HVAC_Direct Install_Smart/Programmable Thermostat (Electric/Gas)_cost share_HF | Residential | Multifamily Low Income Program | HVAC | Direct Install | Smart/Programmable Thermostat (Electric/Gas) | cost share | HF | 65% | Multi-Family | MO TRM 2017 | 3.4.7 Standard Programmable Thermostat
Residential_Multifamily Low Income Program_HVAC_Direct Install_Smart/Programmable Thermostat (Electric/Gas)_cost share_Heating_Reduction | Residential | Multifamily Low Income Program | HVAC | Direct Install | Smart/Programmable Thermostat (Electric/Gas) | cost share | Heating_Reduction | 6.8% |  | MO TRM 2017 | 3.4.7 Standard Programmable Thermostat
Residential_Multifamily Low Income Program_HVAC_Direct Install_Smart/Programmable Thermostat (Electric/Gas)_cost share_Eff_ISR | Residential | Multifamily Low Income Program | HVAC | Direct Install | Smart/Programmable Thermostat (Electric/Gas) | cost share | Eff_ISR | 100% | Direct Install | MO TRM 2017 | 3.4.7 Standard Programmable Thermostat
Residential_Multifamily Low Income Program_HVAC_Direct Install_Smart/Programmable Thermostat (Electric/Gas)_cost share_PF | Residential | Multifamily Low Income Program | HVAC | Direct Install | Smart/Programmable Thermostat (Electric/Gas) | cost share | PF | 50% |  | MO TRM 2017 | 3.4.7 Standard Programmable Thermostat
Residential_Multifamily Low Income Program_HVAC_Direct Install_Smart/Programmable Thermostat (Electric/Gas)_cost share_Therm Saved per Unit | Residential | Multifamily Low Income Program | HVAC | Direct Install | Smart/Programmable Thermostat (Electric/Gas) | cost share | Therm Saved per Unit | 17.1938 |  | MO TRM 2017 | 3.4.7 Standard Programmable Thermostat
Residential_Multifamily Low Income Program_HVAC_Direct Install_Smart/Programmable Thermostat (Electric/Gas)_cost share_Incremental Cost | Residential | Multifamily Low Income Program | HVAC | Direct Install | Smart/Programmable Thermostat (Electric/Gas) | cost share | Incremental Cost | 70 |  | MO TRM 2017 | 3.4.7 Standard Programmable Thermostat
Residential_Multifamily Low Income Program_HVAC_Direct Install_Smart/Programmable Thermostat (Electric/Gas)_cost share_Lifetime (years) | Residential | Multifamily Low Income Program | HVAC | Direct Install | Smart/Programmable Thermostat (Electric/Gas) | cost share | Lifetime (years) | 10 |  | MO TRM 2017 | 3.4.7 Standard Programmable Thermostat
Residential_Multifamily Low Income Program_HVAC_Direct Install_Smart/Programmable Thermostat (Electric/Gas)_cost share_ | Residential | Multifamily Low Income Program | HVAC | Direct Install | Smart/Programmable Thermostat (Electric/Gas) | cost share
Residential_Multifamily Low Income Program_Building Envelope_Direct Install_Air Sealing_cost share_CFM50_Pre | Residential | Multifamily Low Income Program | Building Envelope | Direct Install | Air Sealing | cost share | CFM50_Pre | 3000 | Estimated | MO TRM 2017 | 3.7.1 Air Sealing
Residential_Multifamily Low Income Program_Building Envelope_Direct Install_Air Sealing_cost share_CFM50_Post | Residential | Multifamily Low Income Program | Building Envelope | Direct Install | Air Sealing | cost share | CFM50_Post | 2550 | Estimated as a 15%. Per MO TRM, this is a conservative estimate appropriate for a deemed savings calculation. | MO TRM 2017 | 3.7.1 Air Sealing
Residential_Multifamily Low Income Program_Building Envelope_Direct Install_Air Sealing_cost share_N_heat | Residential | Multifamily Low Income Program | Building Envelope | Direct Install | Air Sealing | cost share | N_heat | 23.8 | Average/Unknown, 1-story | MO TRM 2017 | 3.7.1 Air Sealing
Residential_Multifamily Low Income Program_Building Envelope_Direct Install_Air Sealing_cost share_Minutes/hour | Residential | Multifamily Low Income Program | Building Envelope | Direct Install | Air Sealing | cost share | Minutes/hour | 60 |  | MO TRM 2017 | 3.7.1 Air Sealing
Residential_Multifamily Low Income Program_Building Envelope_Direct Install_Air Sealing_cost share_Hours/day | Residential | Multifamily Low Income Program | Building Envelope | Direct Install | Air Sealing | cost share | Hours/day | 24 |  | MO TRM 2017 | 3.7.1 Air Sealing
Residential_Multifamily Low Income Program_Building Envelope_Direct Install_Air Sealing_cost share_HDD | Residential | Multifamily Low Income Program | Building Envelope | Direct Install | Air Sealing | cost share | HDD | 4037 | Average/Unknown | MO TRM 2017 | 3.7.1 Air Sealing
Residential_Multifamily Low Income Program_Building Envelope_Direct Install_Air Sealing_cost share_SpecificHeatAir | Residential | Multifamily Low Income Program | Building Envelope | Direct Install | Air Sealing | cost share | SpecificHeatAir | 0.018 |  | MO TRM 2017 | 3.7.1 Air Sealing
Residential_Multifamily Low Income Program_Building Envelope_Direct Install_Air Sealing_cost share_nHeat | Residential | Multifamily Low Income Program | Building Envelope | Direct Install | Air Sealing | cost share | nHeat | 71% |  | MO TRM 2017 | 3.7.1 Air Sealing
Residential_Multifamily Low Income Program_Building Envelope_Direct Install_Air Sealing_cost share_ConversionFactor | Residential | Multifamily Low Income Program | Building Envelope | Direct Install | Air Sealing | cost share | ConversionFactor | 100000 |  | MO TRM 2017 | 3.7.1 Air Sealing
Residential_Multifamily Low Income Program_Building Envelope_Direct Install_Air Sealing_cost share_Therm Saved per Unit | Residential | Multifamily Low Income Program | Building Envelope | Direct Install | Air Sealing | cost share | Therm Saved per Unit | 27.8658 |  | MO TRM 2017 | 3.7.1 Air Sealing
Residential_Multifamily Low Income Program_Building Envelope_Direct Install_Air Sealing_cost share_Incremental Cost | Residential | Multifamily Low Income Program | Building Envelope | Direct Install | Air Sealing | cost share | Incremental Cost | 1140 | Estimated as 2x the incentive cost @ 1000 sqft | MO TRM 2017 | 3.7.1 Air Sealing
Residential_Multifamily Low Income Program_Building Envelope_Direct Install_Air Sealing_cost share_Lifetime (years) | Residential | Multifamily Low Income Program | Building Envelope | Direct Install | Air Sealing | cost share | Lifetime (years) | 15 |  | MO TRM 2017 | 3.7.1 Air Sealing
Residential_Multifamily Low Income Program_Building Envelope_Direct Install_Air Sealing_cost share_ | Residential | Multifamily Low Income Program | Building Envelope | Direct Install | Air Sealing | cost share
Residential_Multifamily Low Income Program_Building Envelope_Direct Install_Ceiling Insulation_cost share_R_Old | Residential | Multifamily Low Income Program | Building Envelope | Direct Install | Ceiling Insulation | cost share | R_Old | 5 |  | MO TRM 2017 | 3.7.2 Ceiling Insulation
Residential_Multifamily Low Income Program_Building Envelope_Direct Install_Ceiling Insulation_cost share_R_Attic | Residential | Multifamily Low Income Program | Building Envelope | Direct Install | Ceiling Insulation | cost share | R_Attic | 38 | Estimated based upon IL TRM v7.0 Ceiling/Attic Insulation example | MO TRM 2017 | 3.7.2 Ceiling Insulation
Residential_Multifamily Low Income Program_Building Envelope_Direct Install_Ceiling Insulation_cost share_A_Attic | Residential | Multifamily Low Income Program | Building Envelope | Direct Install | Ceiling Insulation | cost share | A_Attic | 1000 |  | MO TRM 2017 | 3.7.2 Ceiling Insulation
Residential_Multifamily Low Income Program_Building Envelope_Direct Install_Ceiling Insulation_cost share_FramingFactor_Attic | Residential | Multifamily Low Income Program | Building Envelope | Direct Install | Ceiling Insulation | cost share | FramingFactor_Attic | 7% |  | MO TRM 2017 | 3.7.2 Ceiling Insulation
Residential_Multifamily Low Income Program_Building Envelope_Direct Install_Ceiling Insulation_cost share_HDD | Residential | Multifamily Low Income Program | Building Envelope | Direct Install | Ceiling Insulation | cost share | HDD | 4037 |  | MO TRM 2017 | 3.7.2 Ceiling Insulation
Residential_Multifamily Low Income Program_Building Envelope_Direct Install_Ceiling Insulation_cost share_Hours/day | Residential | Multifamily Low Income Program | Building Envelope | Direct Install | Ceiling Insulation | cost share | Hours/day | 24 |  | MO TRM 2017 | 3.7.2 Ceiling Insulation
Residential_Multifamily Low Income Program_Building Envelope_Direct Install_Ceiling Insulation_cost share_ADJ_Attic | Residential | Multifamily Low Income Program | Building Envelope | Direct Install | Ceiling Insulation | cost share | ADJ_Attic | 74% |  | MO TRM 2017 | 3.7.2 Ceiling Insulation
Residential_Multifamily Low Income Program_Building Envelope_Direct Install_Ceiling Insulation_cost share_nHeat | Residential | Multifamily Low Income Program | Building Envelope | Direct Install | Ceiling Insulation | cost share | nHeat | 71% |  | MO TRM 2017 | 3.7.2 Ceiling Insulation
Residential_Multifamily Low Income Program_Building Envelope_Direct Install_Ceiling Insulation_cost share_ConversionFactor | Residential | Multifamily Low Income Program | Building Envelope | Direct Install | Ceiling Insulation | cost share | ConversionFactor | 100000 |  | MO TRM 2017 | 3.7.2 Ceiling Insulation
Residential_Multifamily Low Income Program_Building Envelope_Direct Install_Ceiling Insulation_cost share_Therm Saved per Unit | Residential | Multifamily Low Income Program | Building Envelope | Direct Install | Ceiling Insulation | cost share | Therm Saved per Unit | 163.1123 |  | MO TRM 2017 | 3.7.2 Ceiling Insulation
Residential_Multifamily Low Income Program_Building Envelope_Direct Install_Ceiling Insulation_cost share_Incremental Cost | Residential | Multifamily Low Income Program | Building Envelope | Direct Install | Ceiling Insulation | cost share | Incremental Cost | 280 | Estimated as 2x the incentive cost per sqft | MO TRM 2017 | 3.7.2 Ceiling Insulation
Residential_Multifamily Low Income Program_Building Envelope_Direct Install_Ceiling Insulation_cost share_Lifetime (years) | Residential | Multifamily Low Income Program | Building Envelope | Direct Install | Ceiling Insulation | cost share | Lifetime (years) | 25 |  | MO TRM 2017 | 3.7.2 Ceiling Insulation
Residential_Multifamily Low Income Program_Building Envelope_Direct Install_Ceiling Insulation_cost share_ | Residential | Multifamily Low Income Program | Building Envelope | Direct Install | Ceiling Insulation | cost share
Residential_Multifamily Low Income Program_HVAC_Prescriptive_Gas Furnace_96% AFUE_EFLH_Heating | Residential | Multifamily Low Income Program | HVAC | Prescriptive | Gas Furnace | 96% AFUE | EFLH_Heating | 2218 | Average/Unknown | MO TRM 2017 | 3.4.6 Furnace
Residential_Multifamily Low Income Program_HVAC_Prescriptive_Gas Furnace_96% AFUE_Capacity | Residential | Multifamily Low Income Program | HVAC | Prescriptive | Gas Furnace | 96% AFUE | Capacity | 60000 |  | MO TRM 2017 | 3.4.6 Furnace
Residential_Multifamily Low Income Program_HVAC_Prescriptive_Gas Furnace_96% AFUE_AFUE_EE | Residential | Multifamily Low Income Program | HVAC | Prescriptive | Gas Furnace | 96% AFUE | AFUE_EE | 96% |  | MO TRM 2017 | 3.4.6 Furnace
Residential_Multifamily Low Income Program_HVAC_Prescriptive_Gas Furnace_96% AFUE_AFUE_Base | Residential | Multifamily Low Income Program | HVAC | Prescriptive | Gas Furnace | 96% AFUE | AFUE_Base | 80% |  | MO TRM 2017 | 3.4.6 Furnace
Residential_Multifamily Low Income Program_HVAC_Prescriptive_Gas Furnace_96% AFUE_AFUE_Base | Residential | Multifamily Low Income Program | HVAC | Prescriptive | Gas Furnace | 96% AFUE | AFUE_Base | 80% |  | MO TRM 2017 | 3.4.6 Furnace
Residential_Multifamily Low Income Program_HVAC_Prescriptive_Gas Furnace_96% AFUE_ConversionFactor | Residential | Multifamily Low Income Program | HVAC | Prescriptive | Gas Furnace | 96% AFUE | ConversionFactor | 100000 |  | MO TRM 2017 | 3.4.6 Furnace
Residential_Multifamily Low Income Program_HVAC_Prescriptive_Gas Furnace_96% AFUE_Therm Saved per Unit | Residential | Multifamily Low Income Program | HVAC | Prescriptive | Gas Furnace | 96% AFUE | Therm Saved per Unit | 266.16 |  | MO TRM 2017 | 3.4.6 Furnace
Residential_Multifamily Low Income Program_HVAC_Prescriptive_Gas Furnace_96% AFUE_Incremental Cost | Residential | Multifamily Low Income Program | HVAC | Prescriptive | Gas Furnace | 96% AFUE | Incremental Cost | 634.8328 | Incremental Total Installed Cost, Scaled from 95% AFUE cost | MO TRM 2017 | 3.4.6 Furnace
Residential_Multifamily Low Income Program_HVAC_Prescriptive_Gas Furnace_96% AFUE_Lifetime (years) | Residential | Multifamily Low Income Program | HVAC | Prescriptive | Gas Furnace | 96% AFUE | Lifetime (years) | 19 |  | MO TRM 2017 | 3.4.6 Furnace
Residential_Multifamily Low Income Program_HVAC_Prescriptive_Gas Furnace_96% AFUE_ | Residential | Multifamily Low Income Program | HVAC | Prescriptive | Gas Furnace | 96% AFUE
Residential_Multifamily Low Income Program_HVAC_Prescriptive_Gas Furnace_92% AFUE_EFLH_Heating | Residential | Multifamily Low Income Program | HVAC | Prescriptive | Gas Furnace | 92% AFUE | EFLH_Heating | 2218 | Average/Unknown | MO TRM 2017 | 3.4.6 Furnace
Residential_Multifamily Low Income Program_HVAC_Prescriptive_Gas Furnace_92% AFUE_Capacity | Residential | Multifamily Low Income Program | HVAC | Prescriptive | Gas Furnace | 92% AFUE | Capacity | 60000 |  | MO TRM 2017 | 3.4.6 Furnace
Residential_Multifamily Low Income Program_HVAC_Prescriptive_Gas Furnace_92% AFUE_AFUE_EE | Residential | Multifamily Low Income Program | HVAC | Prescriptive | Gas Furnace | 92% AFUE | AFUE_EE | 92% |  | MO TRM 2017 | 3.4.6 Furnace
Residential_Multifamily Low Income Program_HVAC_Prescriptive_Gas Furnace_92% AFUE_AFUE_Base | Residential | Multifamily Low Income Program | HVAC | Prescriptive | Gas Furnace | 92% AFUE | AFUE_Base | 80% |  | MO TRM 2017 | 3.4.6 Furnace
Residential_Multifamily Low Income Program_HVAC_Prescriptive_Gas Furnace_92% AFUE_AFUE_Base | Residential | Multifamily Low Income Program | HVAC | Prescriptive | Gas Furnace | 92% AFUE | AFUE_Base | 80% |  | MO TRM 2017 | 3.4.6 Furnace
Residential_Multifamily Low Income Program_HVAC_Prescriptive_Gas Furnace_92% AFUE_ConversionFactor | Residential | Multifamily Low Income Program | HVAC | Prescriptive | Gas Furnace | 92% AFUE | ConversionFactor | 100000 |  | MO TRM 2017 | 3.4.6 Furnace
Residential_Multifamily Low Income Program_HVAC_Prescriptive_Gas Furnace_92% AFUE_Therm Saved per Unit | Residential | Multifamily Low Income Program | HVAC | Prescriptive | Gas Furnace | 92% AFUE | Therm Saved per Unit | 199.62 |  | MO TRM 2017 | 3.4.6 Furnace
Residential_Multifamily Low Income Program_HVAC_Prescriptive_Gas Furnace_92% AFUE_Incremental Cost | Residential | Multifamily Low Income Program | HVAC | Prescriptive | Gas Furnace | 92% AFUE | Incremental Cost | 493.96 | Incremental Total Installed Cost, 92% AFUE | MO TRM 2017 | 3.4.6 Furnace
Residential_Multifamily Low Income Program_HVAC_Prescriptive_Gas Furnace_92% AFUE_Lifetime (years) | Residential | Multifamily Low Income Program | HVAC | Prescriptive | Gas Furnace | 92% AFUE | Lifetime (years) | 19 |  | MO TRM 2017 | 3.4.6 Furnace
Residential_Multifamily Low Income Program_HVAC_Prescriptive_Gas Furnace_92% AFUE_ | Residential | Multifamily Low Income Program | HVAC | Prescriptive | Gas Furnace | 92% AFUE
Residential_Multifamily Low Income Program_HVAC_Prescriptive_Gas Furnace_90% AFUE_EFLH_Heating | Residential | Multifamily Low Income Program | HVAC | Prescriptive | Gas Furnace | 90% AFUE | EFLH_Heating | 2218 | Average/Unknown | MO TRM 2017 | 3.4.6 Furnace
Residential_Multifamily Low Income Program_HVAC_Prescriptive_Gas Furnace_90% AFUE_Capacity | Residential | Multifamily Low Income Program | HVAC | Prescriptive | Gas Furnace | 90% AFUE | Capacity | 60000 |  | MO TRM 2017 | 3.4.6 Furnace
Residential_Multifamily Low Income Program_HVAC_Prescriptive_Gas Furnace_90% AFUE_AFUE_EE | Residential | Multifamily Low Income Program | HVAC | Prescriptive | Gas Furnace | 90% AFUE | AFUE_EE | 90% |  | MO TRM 2017 | 3.4.6 Furnace
Residential_Multifamily Low Income Program_HVAC_Prescriptive_Gas Furnace_90% AFUE_AFUE_Base | Residential | Multifamily Low Income Program | HVAC | Prescriptive | Gas Furnace | 90% AFUE | AFUE_Base | 80% |  | MO TRM 2017 | 3.4.6 Furnace
Residential_Multifamily Low Income Program_HVAC_Prescriptive_Gas Furnace_90% AFUE_AFUE_Base | Residential | Multifamily Low Income Program | HVAC | Prescriptive | Gas Furnace | 90% AFUE | AFUE_Base | 80% |  | MO TRM 2017 | 3.4.6 Furnace
Residential_Multifamily Low Income Program_HVAC_Prescriptive_Gas Furnace_90% AFUE_ConversionFactor | Residential | Multifamily Low Income Program | HVAC | Prescriptive | Gas Furnace | 90% AFUE | ConversionFactor | 100000 |  | MO TRM 2017 | 3.4.6 Furnace
Residential_Multifamily Low Income Program_HVAC_Prescriptive_Gas Furnace_90% AFUE_Therm Saved per Unit | Residential | Multifamily Low Income Program | HVAC | Prescriptive | Gas Furnace | 90% AFUE | Therm Saved per Unit | 166.35 |  | MO TRM 2017 | 3.4.6 Furnace
Residential_Multifamily Low Income Program_HVAC_Prescriptive_Gas Furnace_90% AFUE_Incremental Cost | Residential | Multifamily Low Income Program | HVAC | Prescriptive | Gas Furnace | 90% AFUE | Incremental Cost | 477.93 | Incremental Total Installed Cost, 90% AFUE | MO TRM 2017 | 3.4.6 Furnace
Residential_Multifamily Low Income Program_HVAC_Prescriptive_Gas Furnace_90% AFUE_Lifetime (years) | Residential | Multifamily Low Income Program | HVAC | Prescriptive | Gas Furnace | 90% AFUE | Lifetime (years) | 19 |  | MO TRM 2017 | 3.4.6 Furnace
Residential_Multifamily Low Income Program_HVAC_Prescriptive_Gas Furnace_90% AFUE_ | Residential | Multifamily Low Income Program | HVAC | Prescriptive | Gas Furnace | 90% AFUE
Residential_Multifamily Low Income Program_HVAC_Prescriptive_Gas Boiler_90% AFUE_EFLH_Heating | Residential | Multifamily Low Income Program | HVAC | Prescriptive | Gas Boiler | 90% AFUE | EFLH_Heating | 2218 |  | MO TRM 2017 | 3.4.3 Boiler
Residential_Multifamily Low Income Program_HVAC_Prescriptive_Gas Boiler_90% AFUE_Capacity | Residential | Multifamily Low Income Program | HVAC | Prescriptive | Gas Boiler | 90% AFUE | Capacity | 80000 |  | MO TRM 2017 | 3.4.3 Boiler
Residential_Multifamily Low Income Program_HVAC_Prescriptive_Gas Boiler_90% AFUE_AFUE_EE | Residential | Multifamily Low Income Program | HVAC | Prescriptive | Gas Boiler | 90% AFUE | AFUE_EE | 90% |  | MO TRM 2017 | 3.4.3 Boiler
Residential_Multifamily Low Income Program_HVAC_Prescriptive_Gas Boiler_90% AFUE_AFUE_Base | Residential | Multifamily Low Income Program | HVAC | Prescriptive | Gas Boiler | 90% AFUE | AFUE_Base | 82% |  | MO TRM 2017 | 3.4.3 Boiler
Residential_Multifamily Low Income Program_HVAC_Prescriptive_Gas Boiler_90% AFUE_AFUE_Base | Residential | Multifamily Low Income Program | HVAC | Prescriptive | Gas Boiler | 90% AFUE | AFUE_Base | 82% |  | MO TRM 2017 | 3.4.3 Boiler
Residential_Multifamily Low Income Program_HVAC_Prescriptive_Gas Boiler_90% AFUE_ConversionFactor | Residential | Multifamily Low Income Program | HVAC | Prescriptive | Gas Boiler | 90% AFUE | ConversionFactor | 100000 |  | MO TRM 2017 | 3.4.3 Boiler
Residential_Multifamily Low Income Program_HVAC_Prescriptive_Gas Boiler_90% AFUE_Therm Saved per Unit | Residential | Multifamily Low Income Program | HVAC | Prescriptive | Gas Boiler | 90% AFUE | Therm Saved per Unit | 173.1122 |  | MO TRM 2017 | 3.4.3 Boiler
Residential_Multifamily Low Income Program_HVAC_Prescriptive_Gas Boiler_90% AFUE_Incremental Cost | Residential | Multifamily Low Income Program | HVAC | Prescriptive | Gas Boiler | 90% AFUE | Incremental Cost | 884 | Incremental Total Installed Cost | MO TRM 2017 | 3.4.3 Boiler
Residential_Multifamily Low Income Program_HVAC_Prescriptive_Gas Boiler_90% AFUE_Lifetime (years) | Residential | Multifamily Low Income Program | HVAC | Prescriptive | Gas Boiler | 90% AFUE | Lifetime (years) | 26.5 |  | MO TRM 2017 | 3.4.3 Boiler
Residential_Multifamily Low Income Program_HVAC_Prescriptive_Gas Boiler_90% AFUE_ | Residential | Multifamily Low Income Program | HVAC | Prescriptive | Gas Boiler | 90% AFUE
Residential_Multifamily Low Income Program_Water Heating_Prescriptive_Gas Tankless Water Heater_0.80 UEF_EF_Base | Residential | Multifamily Low Income Program | Water Heating | Prescriptive | Gas Tankless Water Heater | 0.80 UEF | EF_Base | 0.6 | Baseline gas storage water heater | MO TRM 2017 | 3.3.3 Water Heater
Residential_Multifamily Low Income Program_Water Heating_Prescriptive_Gas Tankless Water Heater_0.80 UEF_EF_EE | Residential | Multifamily Low Income Program | Water Heating | Prescriptive | Gas Tankless Water Heater | 0.80 UEF | EF_EE | 0.8 |  | MO TRM 2017 | 3.3.3 Water Heater
Residential_Multifamily Low Income Program_Water Heating_Prescriptive_Gas Tankless Water Heater_0.80 UEF_GPD | Residential | Multifamily Low Income Program | Water Heating | Prescriptive | Gas Tankless Water Heater | 0.80 UEF | GPD | 17.6 |  | MO TRM 2017 | 3.3.3 Water Heater
Residential_Multifamily Low Income Program_Water Heating_Prescriptive_Gas Tankless Water Heater_0.80 UEF_Household | Residential | Multifamily Low Income Program | Water Heating | Prescriptive | Gas Tankless Water Heater | 0.80 UEF | Household | 2.07 | Multi-Family | MO TRM 2017 | 3.3.3 Water Heater
Residential_Multifamily Low Income Program_Water Heating_Prescriptive_Gas Tankless Water Heater_0.80 UEF_Days/year | Residential | Multifamily Low Income Program | Water Heating | Prescriptive | Gas Tankless Water Heater | 0.80 UEF | Days/year | 365.25 |  | MO TRM 2017 | 3.3.3 Water Heater
Residential_Multifamily Low Income Program_Water Heating_Prescriptive_Gas Tankless Water Heater_0.80 UEF_yWater | Residential | Multifamily Low Income Program | Water Heating | Prescriptive | Gas Tankless Water Heater | 0.80 UEF | yWater | 8.33 |  | MO TRM 2017 | 3.3.3 Water Heater
Residential_Multifamily Low Income Program_Water Heating_Prescriptive_Gas Tankless Water Heater_0.80 UEF_T_out | Residential | Multifamily Low Income Program | Water Heating | Prescriptive | Gas Tankless Water Heater | 0.80 UEF | T_out | 125 |  | MO TRM 2017 | 3.3.3 Water Heater
Residential_Multifamily Low Income Program_Water Heating_Prescriptive_Gas Tankless Water Heater_0.80 UEF_T_in | Residential | Multifamily Low Income Program | Water Heating | Prescriptive | Gas Tankless Water Heater | 0.80 UEF | T_in | 57.898 |  | MO TRM 2017 | 3.3.3 Water Heater
Residential_Multifamily Low Income Program_Water Heating_Prescriptive_Gas Tankless Water Heater_0.80 UEF_SpecificHeatWater | Residential | Multifamily Low Income Program | Water Heating | Prescriptive | Gas Tankless Water Heater | 0.80 UEF | SpecificHeatWater | 1 |  | MO TRM 2017 | 3.3.3 Water Heater
Residential_Multifamily Low Income Program_Water Heating_Prescriptive_Gas Tankless Water Heater_0.80 UEF_ConversionFactor | Residential | Multifamily Low Income Program | Water Heating | Prescriptive | Gas Tankless Water Heater | 0.80 UEF | ConversionFactor | 100000 |  | MO TRM 2017 | 3.3.3 Water Heater
Residential_Multifamily Low Income Program_Water Heating_Prescriptive_Gas Tankless Water Heater_0.80 UEF_Therm Saved per Unit | Residential | Multifamily Low Income Program | Water Heating | Prescriptive | Gas Tankless Water Heater | 0.80 UEF | Therm Saved per Unit | 30.9915 |  | MO TRM 2017 | 3.3.3 Water Heater
Residential_Multifamily Low Income Program_Water Heating_Prescriptive_Gas Tankless Water Heater_0.80 UEF_Incremental Cost | Residential | Multifamily Low Income Program | Water Heating | Prescriptive | Gas Tankless Water Heater | 0.80 UEF | Incremental Cost | 510 | Incremental Cost of Gas Tankless Water Heater | MO TRM 2017 | 3.3.3 Water Heater
Residential_Multifamily Low Income Program_Water Heating_Prescriptive_Gas Tankless Water Heater_0.80 UEF_Lifetime (years) | Residential | Multifamily Low Income Program | Water Heating | Prescriptive | Gas Tankless Water Heater | 0.80 UEF | Lifetime (years) | 20 | Gas Tankless Water Heater | MO TRM 2017 | 3.3.3 Water Heater
Residential_Multifamily Low Income Program_Water Heating_Prescriptive_Gas Tankless Water Heater_0.80 UEF_ | Residential | Multifamily Low Income Program | Water Heating | Prescriptive | Gas Tankless Water Heater | 0.80 UEF
Residential_Multifamily Low Income Program_Water Heating_Prescriptive_Gas Storage Water Heater_0.64 UEF_EF_Base | Residential | Multifamily Low Income Program | Water Heating | Prescriptive | Gas Storage Water Heater | 0.64 UEF | EF_Base | 0.6 | Baseline gas storage water heater | MO TRM 2017 | 3.3.3 Water Heater
Residential_Multifamily Low Income Program_Water Heating_Prescriptive_Gas Storage Water Heater_0.64 UEF_EF_EE | Residential | Multifamily Low Income Program | Water Heating | Prescriptive | Gas Storage Water Heater | 0.64 UEF | EF_EE | 0.64 |  | MO TRM 2017 | 3.3.3 Water Heater
Residential_Multifamily Low Income Program_Water Heating_Prescriptive_Gas Storage Water Heater_0.64 UEF_GPD | Residential | Multifamily Low Income Program | Water Heating | Prescriptive | Gas Storage Water Heater | 0.64 UEF | GPD | 17.6 |  | MO TRM 2017 | 3.3.3 Water Heater
Residential_Multifamily Low Income Program_Water Heating_Prescriptive_Gas Storage Water Heater_0.64 UEF_Household | Residential | Multifamily Low Income Program | Water Heating | Prescriptive | Gas Storage Water Heater | 0.64 UEF | Household | 2.07 | Multi-Family | MO TRM 2017 | 3.3.3 Water Heater
Residential_Multifamily Low Income Program_Water Heating_Prescriptive_Gas Storage Water Heater_0.64 UEF_Days/year | Residential | Multifamily Low Income Program | Water Heating | Prescriptive | Gas Storage Water Heater | 0.64 UEF | Days/year | 365.25 |  | MO TRM 2017 | 3.3.3 Water Heater
Residential_Multifamily Low Income Program_Water Heating_Prescriptive_Gas Storage Water Heater_0.64 UEF_yWater | Residential | Multifamily Low Income Program | Water Heating | Prescriptive | Gas Storage Water Heater | 0.64 UEF | yWater | 8.33 |  | MO TRM 2017 | 3.3.3 Water Heater
Residential_Multifamily Low Income Program_Water Heating_Prescriptive_Gas Storage Water Heater_0.64 UEF_T_out | Residential | Multifamily Low Income Program | Water Heating | Prescriptive | Gas Storage Water Heater | 0.64 UEF | T_out | 125 |  | MO TRM 2017 | 3.3.3 Water Heater
Residential_Multifamily Low Income Program_Water Heating_Prescriptive_Gas Storage Water Heater_0.64 UEF_T_in | Residential | Multifamily Low Income Program | Water Heating | Prescriptive | Gas Storage Water Heater | 0.64 UEF | T_in | 57.898 |  | MO TRM 2017 | 3.3.3 Water Heater
Residential_Multifamily Low Income Program_Water Heating_Prescriptive_Gas Storage Water Heater_0.64 UEF_SpecificHeatWater | Residential | Multifamily Low Income Program | Water Heating | Prescriptive | Gas Storage Water Heater | 0.64 UEF | SpecificHeatWater | 1 |  | MO TRM 2017 | 3.3.3 Water Heater
Residential_Multifamily Low Income Program_Water Heating_Prescriptive_Gas Storage Water Heater_0.64 UEF_ConversionFactor | Residential | Multifamily Low Income Program | Water Heating | Prescriptive | Gas Storage Water Heater | 0.64 UEF | ConversionFactor | 100000 |  | MO TRM 2017 | 3.3.3 Water Heater
Residential_Multifamily Low Income Program_Water Heating_Prescriptive_Gas Storage Water Heater_0.64 UEF_Therm Saved per Unit | Residential | Multifamily Low Income Program | Water Heating | Prescriptive | Gas Storage Water Heater | 0.64 UEF | Therm Saved per Unit | 7.7479 |  | MO TRM 2017 | 3.3.3 Water Heater
Residential_Multifamily Low Income Program_Water Heating_Prescriptive_Gas Storage Water Heater_0.64 UEF_Incremental Cost | Residential | Multifamily Low Income Program | Water Heating | Prescriptive | Gas Storage Water Heater | 0.64 UEF | Incremental Cost | 256 | Incremental Cost of Storage Water Heater | MO TRM 2017 | 3.3.3 Water Heater
Residential_Multifamily Low Income Program_Water Heating_Prescriptive_Gas Storage Water Heater_0.64 UEF_Lifetime (years) | Residential | Multifamily Low Income Program | Water Heating | Prescriptive | Gas Storage Water Heater | 0.64 UEF | Lifetime (years) | 13 | Gas Storage Water Heater | MO TRM 2017 | 3.3.3 Water Heater
Residential_Multifamily Low Income Program_Water Heating_Prescriptive_Gas Storage Water Heater_0.64 UEF_ | Residential | Multifamily Low Income Program | Water Heating | Prescriptive | Gas Storage Water Heater | 0.64 UEF
Residential_Multifamily Low Income Program_HVAC/DHW_Prescriptive_High-efficiency boiler with side-arm tank_90% AFUE_EFLH_Heating | Residential | Multifamily Low Income Program | HVAC/DHW | Prescriptive | High-efficiency boiler with side-arm tank | 90% AFUE | EFLH_Heating | 2218 |  | MO TRM 2017 | 3.4.3 Boiler
Residential_Multifamily Low Income Program_HVAC/DHW_Prescriptive_High-efficiency boiler with side-arm tank_90% AFUE_Capacity | Residential | Multifamily Low Income Program | HVAC/DHW | Prescriptive | High-efficiency boiler with side-arm tank | 90% AFUE | Capacity | 80000 |  | MO TRM 2017 | 3.4.3 Boiler
Residential_Multifamily Low Income Program_HVAC/DHW_Prescriptive_High-efficiency boiler with side-arm tank_90% AFUE_AFUE_EE | Residential | Multifamily Low Income Program | HVAC/DHW | Prescriptive | High-efficiency boiler with side-arm tank | 90% AFUE | AFUE_EE | 90% |  | MO TRM 2017 | 3.4.3 Boiler
Residential_Multifamily Low Income Program_HVAC/DHW_Prescriptive_High-efficiency boiler with side-arm tank_90% AFUE_AFUE_Base | Residential | Multifamily Low Income Program | HVAC/DHW | Prescriptive | High-efficiency boiler with side-arm tank | 90% AFUE | AFUE_Base | 82% |  | MO TRM 2017 | 3.4.3 Boiler
Residential_Multifamily Low Income Program_HVAC/DHW_Prescriptive_High-efficiency boiler with side-arm tank_90% AFUE_AFUE_Base | Residential | Multifamily Low Income Program | HVAC/DHW | Prescriptive | High-efficiency boiler with side-arm tank | 90% AFUE | AFUE_Base | 82% |  | MO TRM 2017 | 3.4.3 Boiler
Residential_Multifamily Low Income Program_HVAC/DHW_Prescriptive_High-efficiency boiler with side-arm tank_90% AFUE_ConversionFactor | Residential | Multifamily Low Income Program | HVAC/DHW | Prescriptive | High-efficiency boiler with side-arm tank | 90% AFUE | ConversionFactor | 100000 |  | MO TRM 2017 | 3.4.3 Boiler
Residential_Multifamily Low Income Program_HVAC/DHW_Prescriptive_High-efficiency boiler with side-arm tank_90% AFUE_HVAC Savings per Unit | Residential | Multifamily Low Income Program | HVAC/DHW | Prescriptive | High-efficiency boiler with side-arm tank | 90% AFUE | HVAC Savings per Unit | 173.1122 |  | MO TRM 2017 | 3.4.3 Boiler
Residential_Multifamily Low Income Program_HVAC/DHW_Prescriptive_High-efficiency boiler with side-arm tank_90% AFUE_GPD | Residential | Multifamily Low Income Program | HVAC/DHW | Prescriptive | High-efficiency boiler with side-arm tank | 90% AFUE | GPD | 17.6 |  | MO TRM 2017 | 3.3.3 Water Heater
Residential_Multifamily Low Income Program_HVAC/DHW_Prescriptive_High-efficiency boiler with side-arm tank_90% AFUE_Household | Residential | Multifamily Low Income Program | HVAC/DHW | Prescriptive | High-efficiency boiler with side-arm tank | 90% AFUE | Household | 2.07 | Multi-Family | MO TRM 2017 | 3.3.3 Water Heater
Residential_Multifamily Low Income Program_HVAC/DHW_Prescriptive_High-efficiency boiler with side-arm tank_90% AFUE_Days/year | Residential | Multifamily Low Income Program | HVAC/DHW | Prescriptive | High-efficiency boiler with side-arm tank | 90% AFUE | Days/year | 365.25 |  | MO TRM 2017 | 3.3.3 Water Heater
Residential_Multifamily Low Income Program_HVAC/DHW_Prescriptive_High-efficiency boiler with side-arm tank_90% AFUE_yWater | Residential | Multifamily Low Income Program | HVAC/DHW | Prescriptive | High-efficiency boiler with side-arm tank | 90% AFUE | yWater | 8.33 |  | MO TRM 2017 | 3.3.3 Water Heater
Residential_Multifamily Low Income Program_HVAC/DHW_Prescriptive_High-efficiency boiler with side-arm tank_90% AFUE_T_out | Residential | Multifamily Low Income Program | HVAC/DHW | Prescriptive | High-efficiency boiler with side-arm tank | 90% AFUE | T_out | 125 |  | MO TRM 2017 | 3.3.3 Water Heater
Residential_Multifamily Low Income Program_HVAC/DHW_Prescriptive_High-efficiency boiler with side-arm tank_90% AFUE_T_in | Residential | Multifamily Low Income Program | HVAC/DHW | Prescriptive | High-efficiency boiler with side-arm tank | 90% AFUE | T_in | 57.898 |  | MO TRM 2017 | 3.3.3 Water Heater
Residential_Multifamily Low Income Program_HVAC/DHW_Prescriptive_High-efficiency boiler with side-arm tank_90% AFUE_ConversionFactor | Residential | Multifamily Low Income Program | HVAC/DHW | Prescriptive | High-efficiency boiler with side-arm tank | 90% AFUE | ConversionFactor | 100000 |  | NY TRM v6.1 | Indirect Water Heater
Residential_Multifamily Low Income Program_HVAC/DHW_Prescriptive_High-efficiency boiler with side-arm tank_90% AFUE_EF_Base | Residential | Multifamily Low Income Program | HVAC/DHW | Prescriptive | High-efficiency boiler with side-arm tank | 90% AFUE | EF_Base | 67% | Recovery efficiency of gas water heater, Multi-Family. A proxy for thermal efficiency per NY TRM Indirect Water Heater entry | NY TRM v6.1 | Indirect Water Heater
Residential_Multifamily Low Income Program_HVAC/DHW_Prescriptive_High-efficiency boiler with side-arm tank_90% AFUE_EF_EE | Residential | Multifamily Low Income Program | HVAC/DHW | Prescriptive | High-efficiency boiler with side-arm tank | 90% AFUE | EF_EE | 90% |  | NY TRM v6.1 | Indirect Water Heater
Residential_Multifamily Low Income Program_HVAC/DHW_Prescriptive_High-efficiency boiler with side-arm tank_90% AFUE_UA_Base | Residential | Multifamily Low Income Program | HVAC/DHW | Prescriptive | High-efficiency boiler with side-arm tank | 90% AFUE | UA_Base | 7.85 |  | NY TRM v6.1 | Indirect Water Heater
Residential_Multifamily Low Income Program_HVAC/DHW_Prescriptive_High-efficiency boiler with side-arm tank_90% AFUE_EF_Base | Residential | Multifamily Low Income Program | HVAC/DHW | Prescriptive | High-efficiency boiler with side-arm tank | 90% AFUE | EF_Base | 67% | Recovery efficiency of gas water heater, Multi-Family. A proxy for thermal efficiency per NY TRM Indirect Water Heater entry | NY TRM v6.1 | Indirect Water Heater
Residential_Multifamily Low Income Program_HVAC/DHW_Prescriptive_High-efficiency boiler with side-arm tank_90% AFUE_UA_EE | Residential | Multifamily Low Income Program | HVAC/DHW | Prescriptive | High-efficiency boiler with side-arm tank | 90% AFUE | UA_EE | 5.4 |  | NY TRM v6.1 | Indirect Water Heater
Residential_Multifamily Low Income Program_HVAC/DHW_Prescriptive_High-efficiency boiler with side-arm tank_90% AFUE_EF_EE | Residential | Multifamily Low Income Program | HVAC/DHW | Prescriptive | High-efficiency boiler with side-arm tank | 90% AFUE | EF_EE | 90% |  | NY TRM v6.1 | Indirect Water Heater
Residential_Multifamily Low Income Program_HVAC/DHW_Prescriptive_High-efficiency boiler with side-arm tank_90% AFUE_T_out | Residential | Multifamily Low Income Program | HVAC/DHW | Prescriptive | High-efficiency boiler with side-arm tank | 90% AFUE | T_out | 125 |  | NY TRM v6.1 | Indirect Water Heater
Residential_Multifamily Low Income Program_HVAC/DHW_Prescriptive_High-efficiency boiler with side-arm tank_90% AFUE_T_amb | Residential | Multifamily Low Income Program | HVAC/DHW | Prescriptive | High-efficiency boiler with side-arm tank | 90% AFUE | T_amb | 70 |  | NY TRM v6.1 | Indirect Water Heater
Residential_Multifamily Low Income Program_HVAC/DHW_Prescriptive_High-efficiency boiler with side-arm tank_90% AFUE_ConversionFactor | Residential | Multifamily Low Income Program | HVAC/DHW | Prescriptive | High-efficiency boiler with side-arm tank | 90% AFUE | ConversionFactor | 100000 |  | NY TRM v6.1 | Indirect Water Heater
Residential_Multifamily Low Income Program_HVAC/DHW_Prescriptive_High-efficiency boiler with side-arm tank_90% AFUE_Hours/year | Residential | Multifamily Low Income Program | HVAC/DHW | Prescriptive | High-efficiency boiler with side-arm tank | 90% AFUE | Hours/year | 8766 |  | NY TRM v6.1 | Indirect Water Heater
Residential_Multifamily Low Income Program_HVAC/DHW_Prescriptive_High-efficiency boiler with side-arm tank_90% AFUE_DHW Savings per Unit | Residential | Multifamily Low Income Program | HVAC/DHW | Prescriptive | High-efficiency boiler with side-arm tank | 90% AFUE | DHW Savings per Unit | 55.9309 | NY TRM savings calculation for Indirect Water Heater using weather-sensitive and MO-specific attributes from MO TRM | NY TRM v6.1 | Indirect Water Heater
Residential_Multifamily Low Income Program_HVAC/DHW_Prescriptive_High-efficiency boiler with side-arm tank_90% AFUE_Therm Saved per Unit | Residential | Multifamily Low Income Program | HVAC/DHW | Prescriptive | High-efficiency boiler with side-arm tank | 90% AFUE | Therm Saved per Unit | 229.0431 |  | MO TRM 2017 | 3.4.3 Boiler
Residential_Multifamily Low Income Program_HVAC/DHW_Prescriptive_High-efficiency boiler with side-arm tank_90% AFUE_Incremental Cost | Residential | Multifamily Low Income Program | HVAC/DHW | Prescriptive | High-efficiency boiler with side-arm tank | 90% AFUE | Incremental Cost | 1140 | Incremental Total Installed Cost of Boiler and Water Heater | MO TRM 2017 | 3.4.3 Boiler
Residential_Multifamily Low Income Program_HVAC/DHW_Prescriptive_High-efficiency boiler with side-arm tank_90% AFUE_Lifetime (years) | Residential | Multifamily Low Income Program | HVAC/DHW | Prescriptive | High-efficiency boiler with side-arm tank | 90% AFUE | Lifetime (years) | 13 | Minimum of Boiler and Water Heater Lifetime | MO TRM 2017 | 3.4.3 Boiler
Residential_Multifamily Low Income Program_HVAC/DHW_Prescriptive_High-efficiency boiler with side-arm tank_90% AFUE_ | Residential | Multifamily Low Income Program | HVAC/DHW | Prescriptive | High-efficiency boiler with side-arm tank | 90% AFUE
Residential_Multifamily Low Income Program_HVAC/DHW_Prescriptive_Heating/water heating (tankless) boiler_90% AFUE_EFLH_Heating | Residential | Multifamily Low Income Program | HVAC/DHW | Prescriptive | Heating/water heating (tankless) boiler | 90% AFUE | EFLH_Heating | 2218 |  | MO TRM 2017 | 3.4.3 Boiler
Residential_Multifamily Low Income Program_HVAC/DHW_Prescriptive_Heating/water heating (tankless) boiler_90% AFUE_CAPInput | Residential | Multifamily Low Income Program | HVAC/DHW | Prescriptive | Heating/water heating (tankless) boiler | 90% AFUE | CAPInput | 80000 |  | IL TRM v7.0 | 5.3.17 Gas High Efficiency Combination Boiler
Residential_Multifamily Low Income Program_HVAC/DHW_Prescriptive_Heating/water heating (tankless) boiler_90% AFUE_AFUE_EE | Residential | Multifamily Low Income Program | HVAC/DHW | Prescriptive | Heating/water heating (tankless) boiler | 90% AFUE | AFUE_EE | 90% |  | IL TRM v7.0 | 5.3.17 Gas High Efficiency Combination Boiler
Residential_Multifamily Low Income Program_HVAC/DHW_Prescriptive_Heating/water heating (tankless) boiler_90% AFUE_AFUE_base | Residential | Multifamily Low Income Program | HVAC/DHW | Prescriptive | Heating/water heating (tankless) boiler | 90% AFUE | AFUE_base | 82% |  | IL TRM v7.0 | 5.3.17 Gas High Efficiency Combination Boiler
Residential_Multifamily Low Income Program_HVAC/DHW_Prescriptive_Heating/water heating (tankless) boiler_90% AFUE_ConversionFactor | Residential | Multifamily Low Income Program | HVAC/DHW | Prescriptive | Heating/water heating (tankless) boiler | 90% AFUE | ConversionFactor | 100000 |  | IL TRM v7.0 | 5.3.17 Gas High Efficiency Combination Boiler
Residential_Multifamily Low Income Program_HVAC/DHW_Prescriptive_Heating/water heating (tankless) boiler_90% AFUE_HVAC Savings per Unit | Residential | Multifamily Low Income Program | HVAC/DHW | Prescriptive | Heating/water heating (tankless) boiler | 90% AFUE | HVAC Savings per Unit | 173.1122 |  | IL TRM v7.0 | 5.3.17 Gas High Efficiency Combination Boiler
Residential_Multifamily Low Income Program_HVAC/DHW_Prescriptive_Heating/water heating (tankless) boiler_90% AFUE_UEF_Base | Residential | Multifamily Low Income Program | HVAC/DHW | Prescriptive | Heating/water heating (tankless) boiler | 90% AFUE | UEF_Base | 0.54 | Multi-Family | IL TRM v7.0 | 5.3.17 Gas High Efficiency Combination Boiler
Residential_Multifamily Low Income Program_HVAC/DHW_Prescriptive_Heating/water heating (tankless) boiler_90% AFUE_UEF_EE | Residential | Multifamily Low Income Program | HVAC/DHW | Prescriptive | Heating/water heating (tankless) boiler | 90% AFUE | UEF_EE | 0.933 |  | IL TRM v7.0 | 5.3.17 Gas High Efficiency Combination Boiler
Residential_Multifamily Low Income Program_HVAC/DHW_Prescriptive_Heating/water heating (tankless) boiler_90% AFUE_GPD | Residential | Multifamily Low Income Program | HVAC/DHW | Prescriptive | Heating/water heating (tankless) boiler | 90% AFUE | GPD | 17.6 |  | MO TRM 2017 | 3.3.3 Water Heater
Residential_Multifamily Low Income Program_HVAC/DHW_Prescriptive_Heating/water heating (tankless) boiler_90% AFUE_Household | Residential | Multifamily Low Income Program | HVAC/DHW | Prescriptive | Heating/water heating (tankless) boiler | 90% AFUE | Household | 2.07 | Multi-Family | MO TRM 2017 | 3.3.3 Water Heater
Residential_Multifamily Low Income Program_HVAC/DHW_Prescriptive_Heating/water heating (tankless) boiler_90% AFUE_Days/year | Residential | Multifamily Low Income Program | HVAC/DHW | Prescriptive | Heating/water heating (tankless) boiler | 90% AFUE | Days/year | 365.25 |  | IL TRM v7.0 | 5.3.17 Gas High Efficiency Combination Boiler
Residential_Multifamily Low Income Program_HVAC/DHW_Prescriptive_Heating/water heating (tankless) boiler_90% AFUE_yWater | Residential | Multifamily Low Income Program | HVAC/DHW | Prescriptive | Heating/water heating (tankless) boiler | 90% AFUE | yWater | 8.33 |  | IL TRM v7.0 | 5.3.17 Gas High Efficiency Combination Boiler
Residential_Multifamily Low Income Program_HVAC/DHW_Prescriptive_Heating/water heating (tankless) boiler_90% AFUE_T_out | Residential | Multifamily Low Income Program | HVAC/DHW | Prescriptive | Heating/water heating (tankless) boiler | 90% AFUE | T_out | 125 |  | IL TRM v7.0 | 5.3.17 Gas High Efficiency Combination Boiler
Residential_Multifamily Low Income Program_HVAC/DHW_Prescriptive_Heating/water heating (tankless) boiler_90% AFUE_T_in | Residential | Multifamily Low Income Program | HVAC/DHW | Prescriptive | Heating/water heating (tankless) boiler | 90% AFUE | T_in | 57.898 |  | MO TRM 2017 | 3.3.3 Water Heater
Residential_Multifamily Low Income Program_HVAC/DHW_Prescriptive_Heating/water heating (tankless) boiler_90% AFUE_SpecificHeatWater | Residential | Multifamily Low Income Program | HVAC/DHW | Prescriptive | Heating/water heating (tankless) boiler | 90% AFUE | SpecificHeatWater | 1 |  | IL TRM v7.0 | 5.3.17 Gas High Efficiency Combination Boiler
Residential_Multifamily Low Income Program_HVAC/DHW_Prescriptive_Heating/water heating (tankless) boiler_90% AFUE_DHW Savings per Unit | Residential | Multifamily Low Income Program | HVAC/DHW | Prescriptive | Heating/water heating (tankless) boiler | 90% AFUE | ConversionFactor | 100000 |  | IL TRM v7.0 | 5.3.17 Gas High Efficiency Combination Boiler
Residential_Multifamily Low Income Program_HVAC/DHW_Prescriptive_Heating/water heating (tankless) boiler_90% AFUE_ConversionFactor | Residential | Multifamily Low Income Program | HVAC/DHW | Prescriptive | Heating/water heating (tankless) boiler | 90% AFUE | DHW Savings per Unit | 58.0191 |  | IL TRM v7.0 | 5.3.17 Gas High Efficiency Combination Boiler
Residential_Multifamily Low Income Program_HVAC/DHW_Prescriptive_Heating/water heating (tankless) boiler_90% AFUE_Therm Saved per Unit | Residential | Multifamily Low Income Program | HVAC/DHW | Prescriptive | Heating/water heating (tankless) boiler | 90% AFUE | Therm Saved per Unit | 231.1313 |  | IL TRM v7.0 | 5.3.17 Gas High Efficiency Combination Boiler
Residential_Multifamily Low Income Program_HVAC/DHW_Prescriptive_Heating/water heating (tankless) boiler_90% AFUE_Incremental Cost | Residential | Multifamily Low Income Program | HVAC/DHW | Prescriptive | Heating/water heating (tankless) boiler | 90% AFUE | Incremental Cost | 3522 |  | IL TRM v7.0 | 5.3.17 Gas High Efficiency Combination Boiler
Residential_Multifamily Low Income Program_HVAC/DHW_Prescriptive_Heating/water heating (tankless) boiler_90% AFUE_Lifetime (years) | Residential | Multifamily Low Income Program | HVAC/DHW | Prescriptive | Heating/water heating (tankless) boiler | 90% AFUE | Lifetime (years) | 21.5 |  | IL TRM v7.0 | 5.3.17 Gas High Efficiency Combination Boiler
Residential_Multifamily Low Income Program_HVAC/DHW_Prescriptive_Heating/water heating (tankless) boiler_90% AFUE_ | Residential | Multifamily Low Income Program | HVAC/DHW | Prescriptive | Heating/water heating (tankless) boiler | 90% AFUE
Residential_Multifamily Low Income Program_Custom_Custom_Custom Project (Building Shell - requires modeling)_per MCF_Therm Saved per Unit | Residential | Multifamily Low Income Program | Custom | Custom | Custom Project (Building Shell - requires modeling) | per MCF | Therm Saved per Unit | 10.36 | Estimated based upon rebated measures budget and incentive per MCF
Residential_Multifamily Low Income Program_Custom_Custom_Custom Project (Building Shell - requires modeling)_per MCF_Incremental Cost | Residential | Multifamily Low Income Program | Custom | Custom | Custom Project (Building Shell - requires modeling) | per MCF | Incremental Cost | 13.26 | Estimated as 2x the incentive amount
Residential_Multifamily Low Income Program_Custom_Custom_Custom Project (Building Shell - requires modeling)_per MCF_Lifetime (years) | Residential | Multifamily Low Income Program | Custom | Custom | Custom Project (Building Shell - requires modeling) | per MCF | Lifetime (years) | 10 | Estimate
Residential_Multifamily Low Income Program_Custom_Custom_Custom Project (Building Shell - requires modeling)_per MCF_ | Residential | Multifamily Low Income Program | Custom | Custom | Custom Project (Building Shell - requires modeling) | per MCF
Residential_Education Efficient Kits_Water Heating_Student Install/Self Report_Low Flow Faucet Aerator_Kitchen_%GasDHW | Residential | Education Efficient Kits | Water Heating | Student Install/Self Report | Low Flow Faucet Aerator | Kitchen | %GasDHW | 48% | Unknown | MO TRM 2017 | 3.3.1 Low Flow Faucet Aerator
Residential_Education Efficient Kits_Water Heating_Student Install/Self Report_Low Flow Faucet Aerator_Kitchen_GPM_base | Residential | Education Efficient Kits | Water Heating | Student Install/Self Report | Low Flow Faucet Aerator | Kitchen | GPM_base | 1.39 |  | MO TRM 2017 | 3.3.1 Low Flow Faucet Aerator
Residential_Education Efficient Kits_Water Heating_Student Install/Self Report_Low Flow Faucet Aerator_Kitchen_L_base | Residential | Education Efficient Kits | Water Heating | Student Install/Self Report | Low Flow Faucet Aerator | Kitchen | L_base | 4.5 | Kitchen | MO TRM 2017 | 3.3.1 Low Flow Faucet Aerator
Residential_Education Efficient Kits_Water Heating_Student Install/Self Report_Low Flow Faucet Aerator_Kitchen_GPM_low | Residential | Education Efficient Kits | Water Heating | Student Install/Self Report | Low Flow Faucet Aerator | Kitchen | GPM_low | 0.94 |  | MO TRM 2017 | 3.3.1 Low Flow Faucet Aerator
Residential_Education Efficient Kits_Water Heating_Student Install/Self Report_Low Flow Faucet Aerator_Kitchen_L_low | Residential | Education Efficient Kits | Water Heating | Student Install/Self Report | Low Flow Faucet Aerator | Kitchen | L_low | 4.5 | Kitchen | MO TRM 2017 | 3.3.1 Low Flow Faucet Aerator
Residential_Education Efficient Kits_Water Heating_Student Install/Self Report_Low Flow Faucet Aerator_Kitchen_Household | Residential | Education Efficient Kits | Water Heating | Student Install/Self Report | Low Flow Faucet Aerator | Kitchen | Household | 2.67 | Single-Family | MO TRM 2017 | 3.3.1 Low Flow Faucet Aerator
Residential_Education Efficient Kits_Water Heating_Student Install/Self Report_Low Flow Faucet Aerator_Kitchen_Days/year | Residential | Education Efficient Kits | Water Heating | Student Install/Self Report | Low Flow Faucet Aerator | Kitchen | Days/year | 365.25 |  | MO TRM 2017 | 3.3.1 Low Flow Faucet Aerator
Residential_Education Efficient Kits_Water Heating_Student Install/Self Report_Low Flow Faucet Aerator_Kitchen_DF | Residential | Education Efficient Kits | Water Heating | Student Install/Self Report | Low Flow Faucet Aerator | Kitchen | DF | 75% | Kitchen | MO TRM 2017 | 3.3.1 Low Flow Faucet Aerator
Residential_Education Efficient Kits_Water Heating_Student Install/Self Report_Low Flow Faucet Aerator_Kitchen_FPH | Residential | Education Efficient Kits | Water Heating | Student Install/Self Report | Low Flow Faucet Aerator | Kitchen | FPH | 1 | Kitchen | MO TRM 2017 | 3.3.1 Low Flow Faucet Aerator
Residential_Education Efficient Kits_Water Heating_Student Install/Self Report_Low Flow Faucet Aerator_Kitchen_WaterTemp | Residential | Education Efficient Kits | Water Heating | Student Install/Self Report | Low Flow Faucet Aerator | Kitchen | WaterTemp | 93 | Kitchen | MO TRM 2017 | 3.3.1 Low Flow Faucet Aerator
Residential_Education Efficient Kits_Water Heating_Student Install/Self Report_Low Flow Faucet Aerator_Kitchen_SupplyTemp | Residential | Education Efficient Kits | Water Heating | Student Install/Self Report | Low Flow Faucet Aerator | Kitchen | SupplyTemp | 60.83 |  | MO TRM 2017 | 3.3.1 Low Flow Faucet Aerator
Residential_Education Efficient Kits_Water Heating_Student Install/Self Report_Low Flow Faucet Aerator_Kitchen_RE_gas | Residential | Education Efficient Kits | Water Heating | Student Install/Self Report | Low Flow Faucet Aerator | Kitchen | RE_gas | 78% | Single-Family | MO TRM 2017 | 3.3.1 Low Flow Faucet Aerator
Residential_Education Efficient Kits_Water Heating_Student Install/Self Report_Low Flow Faucet Aerator_Kitchen_EPG_gas | Residential | Education Efficient Kits | Water Heating | Student Install/Self Report | Low Flow Faucet Aerator | Kitchen | EPG_gas | 0.0034356 |  | MO TRM 2017 | 3.3.1 Low Flow Faucet Aerator
Residential_Education Efficient Kits_Water Heating_Student Install/Self Report_Low Flow Faucet Aerator_Kitchen_ISR | Residential | Education Efficient Kits | Water Heating | Student Install/Self Report | Low Flow Faucet Aerator | Kitchen | ISR | 52% | Efficiency Kit - Single Family | MO TRM 2017 | 3.3.1 Low Flow Faucet Aerator
Residential_Education Efficient Kits_Water Heating_Student Install/Self Report_Low Flow Faucet Aerator_Kitchen_Therm Saved per Unit | Residential | Education Efficient Kits | Water Heating | Student Install/Self Report | Low Flow Faucet Aerator | Kitchen | Therm Saved per Unit | 1.2701 |  | MO TRM 2017 | 3.3.1 Low Flow Faucet Aerator
Residential_Education Efficient Kits_Water Heating_Student Install/Self Report_Low Flow Faucet Aerator_Kitchen_Incremental Cost | Residential | Education Efficient Kits | Water Heating | Student Install/Self Report | Low Flow Faucet Aerator | Kitchen | Incremental Cost | 11.33 |  | MO TRM 2017 | 3.3.1 Low Flow Faucet Aerator
Residential_Education Efficient Kits_Water Heating_Student Install/Self Report_Low Flow Faucet Aerator_Kitchen_Lifetime (years) | Residential | Education Efficient Kits | Water Heating | Student Install/Self Report | Low Flow Faucet Aerator | Kitchen | Lifetime (years) | 10 |  | MO TRM 2017 | 3.3.1 Low Flow Faucet Aerator
Residential_Education Efficient Kits_Water Heating_Student Install/Self Report_Low Flow Faucet Aerator_Kitchen_ | Residential | Education Efficient Kits | Water Heating | Student Install/Self Report | Low Flow Faucet Aerator | Kitchen
Residential_Education Efficient Kits_Water Heating_Student Install/Self Report_Low Flow Faucet Aerator_Bath_%GasDHW | Residential | Education Efficient Kits | Water Heating | Student Install/Self Report | Low Flow Faucet Aerator | Bath | %GasDHW | 48% | Unknown | MO TRM 2017 | 3.3.1 Low Flow Faucet Aerator
Residential_Education Efficient Kits_Water Heating_Student Install/Self Report_Low Flow Faucet Aerator_Bath_GPM_base | Residential | Education Efficient Kits | Water Heating | Student Install/Self Report | Low Flow Faucet Aerator | Bath | GPM_base | 1.39 |  | MO TRM 2017 | 3.3.1 Low Flow Faucet Aerator
Residential_Education Efficient Kits_Water Heating_Student Install/Self Report_Low Flow Faucet Aerator_Bath_L_base | Residential | Education Efficient Kits | Water Heating | Student Install/Self Report | Low Flow Faucet Aerator | Bath | L_base | 1.6 | Bath | MO TRM 2017 | 3.3.1 Low Flow Faucet Aerator
Residential_Education Efficient Kits_Water Heating_Student Install/Self Report_Low Flow Faucet Aerator_Bath_GPM_low | Residential | Education Efficient Kits | Water Heating | Student Install/Self Report | Low Flow Faucet Aerator | Bath | GPM_low | 0.94 |  | MO TRM 2017 | 3.3.1 Low Flow Faucet Aerator
Residential_Education Efficient Kits_Water Heating_Student Install/Self Report_Low Flow Faucet Aerator_Bath_L_low | Residential | Education Efficient Kits | Water Heating | Student Install/Self Report | Low Flow Faucet Aerator | Bath | L_low | 1.6 | Bath | MO TRM 2017 | 3.3.1 Low Flow Faucet Aerator
Residential_Education Efficient Kits_Water Heating_Student Install/Self Report_Low Flow Faucet Aerator_Bath_Household | Residential | Education Efficient Kits | Water Heating | Student Install/Self Report | Low Flow Faucet Aerator | Bath | Household | 2.67 | Single-Family | MO TRM 2017 | 3.3.1 Low Flow Faucet Aerator
Residential_Education Efficient Kits_Water Heating_Student Install/Self Report_Low Flow Faucet Aerator_Bath_Days/year | Residential | Education Efficient Kits | Water Heating | Student Install/Self Report | Low Flow Faucet Aerator | Bath | Days/year | 365.25 |  | MO TRM 2017 | 3.3.1 Low Flow Faucet Aerator
Residential_Education Efficient Kits_Water Heating_Student Install/Self Report_Low Flow Faucet Aerator_Bath_DF | Residential | Education Efficient Kits | Water Heating | Student Install/Self Report | Low Flow Faucet Aerator | Bath | DF | 90% | Bath | MO TRM 2017 | 3.3.1 Low Flow Faucet Aerator
Residential_Education Efficient Kits_Water Heating_Student Install/Self Report_Low Flow Faucet Aerator_Bath_FPH | Residential | Education Efficient Kits | Water Heating | Student Install/Self Report | Low Flow Faucet Aerator | Bath | FPH | 2.04 | Bath, Single-Family | MO TRM 2017 | 3.3.1 Low Flow Faucet Aerator
Residential_Education Efficient Kits_Water Heating_Student Install/Self Report_Low Flow Faucet Aerator_Bath_WaterTemp | Residential | Education Efficient Kits | Water Heating | Student Install/Self Report | Low Flow Faucet Aerator | Bath | WaterTemp | 86 | Bath | MO TRM 2017 | 3.3.1 Low Flow Faucet Aerator
Residential_Education Efficient Kits_Water Heating_Student Install/Self Report_Low Flow Faucet Aerator_Bath_SupplyTemp | Residential | Education Efficient Kits | Water Heating | Student Install/Self Report | Low Flow Faucet Aerator | Bath | SupplyTemp | 60.83 |  | MO TRM 2017 | 3.3.1 Low Flow Faucet Aerator
Residential_Education Efficient Kits_Water Heating_Student Install/Self Report_Low Flow Faucet Aerator_Bath_RE_gas | Residential | Education Efficient Kits | Water Heating | Student Install/Self Report | Low Flow Faucet Aerator | Bath | RE_gas | 78% | Single-Family | MO TRM 2017 | 3.3.1 Low Flow Faucet Aerator
Residential_Education Efficient Kits_Water Heating_Student Install/Self Report_Low Flow Faucet Aerator_Bath_EPG_gas | Residential | Education Efficient Kits | Water Heating | Student Install/Self Report | Low Flow Faucet Aerator | Bath | EPG_gas | 0.002688 |  | MO TRM 2017 | 3.3.1 Low Flow Faucet Aerator
Residential_Education Efficient Kits_Water Heating_Student Install/Self Report_Low Flow Faucet Aerator_Bath_ISR | Residential | Education Efficient Kits | Water Heating | Student Install/Self Report | Low Flow Faucet Aerator | Bath | ISR | 52% | Efficiency Kit - Single Family | MO TRM 2017 | 3.3.1 Low Flow Faucet Aerator
Residential_Education Efficient Kits_Water Heating_Student Install/Self Report_Low Flow Faucet Aerator_Bath_Therm Saved per Unit | Residential | Education Efficient Kits | Water Heating | Student Install/Self Report | Low Flow Faucet Aerator | Bath | Therm Saved per Unit | 0.20784 |  | MO TRM 2017 | 3.3.1 Low Flow Faucet Aerator
Residential_Education Efficient Kits_Water Heating_Student Install/Self Report_Low Flow Faucet Aerator_Bath_Incremental Cost | Residential | Education Efficient Kits | Water Heating | Student Install/Self Report | Low Flow Faucet Aerator | Bath | Incremental Cost | 11.33 |  | MO TRM 2017 | 3.3.1 Low Flow Faucet Aerator
Residential_Education Efficient Kits_Water Heating_Student Install/Self Report_Low Flow Faucet Aerator_Bath_Lifetime (years) | Residential | Education Efficient Kits | Water Heating | Student Install/Self Report | Low Flow Faucet Aerator | Bath | Lifetime (years) | 10 |  | MO TRM 2017 | 3.3.1 Low Flow Faucet Aerator
Residential_Education Efficient Kits_Water Heating_Student Install/Self Report_Low Flow Faucet Aerator_Bath_ | Residential | Education Efficient Kits | Water Heating | Student Install/Self Report | Low Flow Faucet Aerator | Bath
Residential_Education Efficient Kits_Water Heating_Student Install/Self Report_Low Flow Showerhead_Fixed_%GasDHW | Residential | Education Efficient Kits | Water Heating | Student Install/Self Report | Low Flow Showerhead | Fixed | %GasDHW | 48% | Natural Gas | MO TRM 2017 | 3.3.2 Low Flow Showerhead
Residential_Education Efficient Kits_Water Heating_Student Install/Self Report_Low Flow Showerhead_Fixed_GPM_base | Residential | Education Efficient Kits | Water Heating | Student Install/Self Report | Low Flow Showerhead | Fixed | GPM_base | 2.35 | Efficiency Kit | MO TRM 2017 | 3.3.2 Low Flow Showerhead
Residential_Education Efficient Kits_Water Heating_Student Install/Self Report_Low Flow Showerhead_Fixed_L_base | Residential | Education Efficient Kits | Water Heating | Student Install/Self Report | Low Flow Showerhead | Fixed | L_base | 7.8 |  | MO TRM 2017 | 3.3.2 Low Flow Showerhead
Residential_Education Efficient Kits_Water Heating_Student Install/Self Report_Low Flow Showerhead_Fixed_GPM_low | Residential | Education Efficient Kits | Water Heating | Student Install/Self Report | Low Flow Showerhead | Fixed | GPM_low | 1.75 | Median Rated Flow | MO TRM 2017 | 3.3.2 Low Flow Showerhead
Residential_Education Efficient Kits_Water Heating_Student Install/Self Report_Low Flow Showerhead_Fixed_L_low | Residential | Education Efficient Kits | Water Heating | Student Install/Self Report | Low Flow Showerhead | Fixed | L_low | 7.8 |  | MO TRM 2017 | 3.3.2 Low Flow Showerhead
Residential_Education Efficient Kits_Water Heating_Student Install/Self Report_Low Flow Showerhead_Fixed_Household | Residential | Education Efficient Kits | Water Heating | Student Install/Self Report | Low Flow Showerhead | Fixed | Household | 2.67 | Single-Family | MO TRM 2017 | 3.3.2 Low Flow Showerhead
Residential_Education Efficient Kits_Water Heating_Student Install/Self Report_Low Flow Showerhead_Fixed_SPCD | Residential | Education Efficient Kits | Water Heating | Student Install/Self Report | Low Flow Showerhead | Fixed | SPCD | 0.6 |  | MO TRM 2017 | 3.3.2 Low Flow Showerhead
Residential_Education Efficient Kits_Water Heating_Student Install/Self Report_Low Flow Showerhead_Fixed_Days/year | Residential | Education Efficient Kits | Water Heating | Student Install/Self Report | Low Flow Showerhead | Fixed | Days/year | 365.25 |  | MO TRM 2017 | 3.3.2 Low Flow Showerhead
Residential_Education Efficient Kits_Water Heating_Student Install/Self Report_Low Flow Showerhead_Fixed_SPH | Residential | Education Efficient Kits | Water Heating | Student Install/Self Report | Low Flow Showerhead | Fixed | SPH | 2.05 | Single-Family | MO TRM 2017 | 3.3.2 Low Flow Showerhead
Residential_Education Efficient Kits_Water Heating_Student Install/Self Report_Low Flow Showerhead_Fixed_ShowerTemp | Residential | Education Efficient Kits | Water Heating | Student Install/Self Report | Low Flow Showerhead | Fixed | ShowerTemp | 101 |  | MO TRM 2017 | 3.3.2 Low Flow Showerhead
Residential_Education Efficient Kits_Water Heating_Student Install/Self Report_Low Flow Showerhead_Fixed_SupplyTemp | Residential | Education Efficient Kits | Water Heating | Student Install/Self Report | Low Flow Showerhead | Fixed | SupplyTemp | 60.83 |  | MO TRM 2017 | 3.3.2 Low Flow Showerhead
Residential_Education Efficient Kits_Water Heating_Student Install/Self Report_Low Flow Showerhead_Fixed_RE_gas | Residential | Education Efficient Kits | Water Heating | Student Install/Self Report | Low Flow Showerhead | Fixed | RE_gas | 78% | Single-Family | MO TRM 2017 | 3.3.2 Low Flow Showerhead
Residential_Education Efficient Kits_Water Heating_Student Install/Self Report_Low Flow Showerhead_Fixed_EPG_gas | Residential | Education Efficient Kits | Water Heating | Student Install/Self Report | Low Flow Showerhead | Fixed | EPG_gas | 0.0042899 |  | MO TRM 2017 | 3.3.2 Low Flow Showerhead
Residential_Education Efficient Kits_Water Heating_Student Install/Self Report_Low Flow Showerhead_Fixed_ISR | Residential | Education Efficient Kits | Water Heating | Student Install/Self Report | Low Flow Showerhead | Fixed | ISR | 47% | Efficiency Kit - Single Family | MO TRM 2017 | 3.3.2 Low Flow Showerhead
Residential_Education Efficient Kits_Water Heating_Student Install/Self Report_Low Flow Showerhead_Fixed_Therm Saved per Unit | Residential | Education Efficient Kits | Water Heating | Student Install/Self Report | Low Flow Showerhead | Fixed | Therm Saved per Unit | 1.2928 |  | MO TRM 2017 | 3.3.2 Low Flow Showerhead
Residential_Education Efficient Kits_Water Heating_Student Install/Self Report_Low Flow Showerhead_Fixed_Incremental Cost | Residential | Education Efficient Kits | Water Heating | Student Install/Self Report | Low Flow Showerhead | Fixed | Incremental Cost | 15.33 |  | MO TRM 2017 | 3.3.2 Low Flow Showerhead
Residential_Education Efficient Kits_Water Heating_Student Install/Self Report_Low Flow Showerhead_Fixed_Lifetime (years) | Residential | Education Efficient Kits | Water Heating | Student Install/Self Report | Low Flow Showerhead | Fixed | Lifetime (years) | 10 |  | MO TRM 2017 | 3.3.2 Low Flow Showerhead
Residential_Education Efficient Kits_Water Heating_Student Install/Self Report_Low Flow Showerhead_Fixed_ | Residential | Education Efficient Kits | Water Heating | Student Install/Self Report | Low Flow Showerhead | Fixed
Residential_Education Efficient Kits_Water Heating_Student Install/Self Report_Pipe Wrap_per linear foot_Therm Saved per Unit | Residential | Education Efficient Kits | Water Heating | Student Install/Self Report | Pipe Wrap | per linear foot | Therm Saved per Unit | 0.18333 | Deemed, R-4 | MO TRM 2017 | 3.3.6 Hot Water Pipe Insulation
Residential_Education Efficient Kits_Water Heating_Student Install/Self Report_Pipe Wrap_per linear foot_Incremental Cost | Residential | Education Efficient Kits | Water Heating | Student Install/Self Report | Pipe Wrap | per linear foot | Incremental Cost | 7.1 | per linear ft | MO TRM 2017 | 3.3.6 Hot Water Pipe Insulation
Residential_Education Efficient Kits_Water Heating_Student Install/Self Report_Pipe Wrap_per linear foot_Lifetime (years) | Residential | Education Efficient Kits | Water Heating | Student Install/Self Report | Pipe Wrap | per linear foot | Lifetime (years) | 12 |  | MO TRM 2017 | 3.3.6 Hot Water Pipe Insulation
Residential_Education Efficient Kits_Water Heating_Student Install/Self Report_Pipe Wrap_per linear foot_ | Residential | Education Efficient Kits | Water Heating | Student Install/Self Report | Pipe Wrap | per linear foot
Residential_Single Family Low Income Program_Water Heating_Direct Install_Low Flow Faucet Aerator_Fixed_%GasDHW | Residential | Single Family Low Income Program | Water Heating | Direct Install | Low Flow Faucet Aerator | Fixed | %GasDHW | 100% | Natural Gas | MO TRM 2017 | 3.3.1 Low Flow Faucet Aerator
Residential_Single Family Low Income Program_Water Heating_Direct Install_Low Flow Faucet Aerator_Fixed_GPM_base | Residential | Single Family Low Income Program | Water Heating | Direct Install | Low Flow Faucet Aerator | Fixed | GPM_base | 1.39 |  | MO TRM 2017 | 3.3.1 Low Flow Faucet Aerator
Residential_Single Family Low Income Program_Water Heating_Direct Install_Low Flow Faucet Aerator_Fixed_L_base | Residential | Single Family Low Income Program | Water Heating | Direct Install | Low Flow Faucet Aerator | Fixed | L_base | 7.8 | Location unknown, Single-Family | MO TRM 2017 | 3.3.1 Low Flow Faucet Aerator
Residential_Single Family Low Income Program_Water Heating_Direct Install_Low Flow Faucet Aerator_Fixed_GPM_low | Residential | Single Family Low Income Program | Water Heating | Direct Install | Low Flow Faucet Aerator | Fixed | GPM_low | 0.94 |  | MO TRM 2017 | 3.3.1 Low Flow Faucet Aerator
Residential_Single Family Low Income Program_Water Heating_Direct Install_Low Flow Faucet Aerator_Fixed_L_low | Residential | Single Family Low Income Program | Water Heating | Direct Install | Low Flow Faucet Aerator | Fixed | L_low | 7.8 | Location unknown, Single-Family | MO TRM 2017 | 3.3.1 Low Flow Faucet Aerator
Residential_Single Family Low Income Program_Water Heating_Direct Install_Low Flow Faucet Aerator_Fixed_Household | Residential | Single Family Low Income Program | Water Heating | Direct Install | Low Flow Faucet Aerator | Fixed | Household | 2.67 | Single-Family | MO TRM 2017 | 3.3.1 Low Flow Faucet Aerator
Residential_Single Family Low Income Program_Water Heating_Direct Install_Low Flow Faucet Aerator_Fixed_Days/year | Residential | Single Family Low Income Program | Water Heating | Direct Install | Low Flow Faucet Aerator | Fixed | Days/year | 365.25 |  | MO TRM 2017 | 3.3.1 Low Flow Faucet Aerator
Residential_Single Family Low Income Program_Water Heating_Direct Install_Low Flow Faucet Aerator_Fixed_DF | Residential | Single Family Low Income Program | Water Heating | Direct Install | Low Flow Faucet Aerator | Fixed | DF | 79.5% | Location unknown | MO TRM 2017 | 3.3.1 Low Flow Faucet Aerator
Residential_Single Family Low Income Program_Water Heating_Direct Install_Low Flow Faucet Aerator_Fixed_FPH | Residential | Single Family Low Income Program | Water Heating | Direct Install | Low Flow Faucet Aerator | Fixed | FPH | 3.04 | Location unknown, Single-Family | MO TRM 2017 | 3.3.1 Low Flow Faucet Aerator
Residential_Single Family Low Income Program_Water Heating_Direct Install_Low Flow Faucet Aerator_Fixed_WaterTemp | Residential | Single Family Low Income Program | Water Heating | Direct Install | Low Flow Faucet Aerator | Fixed | WaterTemp | 91 | Location unknown | MO TRM 2017 | 3.3.1 Low Flow Faucet Aerator
Residential_Single Family Low Income Program_Water Heating_Direct Install_Low Flow Faucet Aerator_Fixed_SupplyTemp | Residential | Single Family Low Income Program | Water Heating | Direct Install | Low Flow Faucet Aerator | Fixed | SupplyTemp | 60.83 |  | MO TRM 2017 | 3.3.1 Low Flow Faucet Aerator
Residential_Single Family Low Income Program_Water Heating_Direct Install_Low Flow Faucet Aerator_Fixed_RE_gas | Residential | Single Family Low Income Program | Water Heating | Direct Install | Low Flow Faucet Aerator | Fixed | RE_gas | 78% | Single-Family | MO TRM 2017 | 3.3.1 Low Flow Faucet Aerator
Residential_Single Family Low Income Program_Water Heating_Direct Install_Low Flow Faucet Aerator_Fixed_EPG_gas | Residential | Single Family Low Income Program | Water Heating | Direct Install | Low Flow Faucet Aerator | Fixed | EPG_gas | 0.003222 |  | MO TRM 2017 | 3.3.1 Low Flow Faucet Aerator
Residential_Single Family Low Income Program_Water Heating_Direct Install_Low Flow Faucet Aerator_Fixed_ISR | Residential | Single Family Low Income Program | Water Heating | Direct Install | Low Flow Faucet Aerator | Fixed | ISR | 97.7% | Direct Install | MO TRM 2017 | 3.3.1 Low Flow Faucet Aerator
Residential_Single Family Low Income Program_Water Heating_Direct Install_Low Flow Faucet Aerator_Fixed_Therm Saved per Unit | Residential | Single Family Low Income Program | Water Heating | Direct Install | Low Flow Faucet Aerator | Fixed | Therm Saved per Unit | 2.8179 |  | MO TRM 2017 | 3.3.1 Low Flow Faucet Aerator
Residential_Single Family Low Income Program_Water Heating_Direct Install_Low Flow Faucet Aerator_Fixed_Incremental Cost | Residential | Single Family Low Income Program | Water Heating | Direct Install | Low Flow Faucet Aerator | Fixed | Incremental Cost | 11.33 |  | MO TRM 2017 | 3.3.1 Low Flow Faucet Aerator
Residential_Single Family Low Income Program_Water Heating_Direct Install_Low Flow Faucet Aerator_Fixed_Lifetime (years) | Residential | Single Family Low Income Program | Water Heating | Direct Install | Low Flow Faucet Aerator | Fixed | Lifetime (years) | 10 |  | MO TRM 2017 | 3.3.1 Low Flow Faucet Aerator
Residential_Single Family Low Income Program_Water Heating_Direct Install_Low Flow Faucet Aerator_Fixed_ | Residential | Single Family Low Income Program | Water Heating | Direct Install | Low Flow Faucet Aerator | Fixed
Residential_Single Family Low Income Program_Water Heating_Direct Install_Low Flow Faucet Aerator_Swivel_%GasDHW | Residential | Single Family Low Income Program | Water Heating | Direct Install | Low Flow Faucet Aerator | Swivel | %GasDHW | 100% | Natural Gas | MO TRM 2017 | 3.3.1 Low Flow Faucet Aerator
Residential_Single Family Low Income Program_Water Heating_Direct Install_Low Flow Faucet Aerator_Swivel_GPM_base | Residential | Single Family Low Income Program | Water Heating | Direct Install | Low Flow Faucet Aerator | Swivel | GPM_base | 1.39 |  | MO TRM 2017 | 3.3.1 Low Flow Faucet Aerator
Residential_Single Family Low Income Program_Water Heating_Direct Install_Low Flow Faucet Aerator_Swivel_L_base | Residential | Single Family Low Income Program | Water Heating | Direct Install | Low Flow Faucet Aerator | Swivel | L_base | 4.5 | Kitchen | MO TRM 2017 | 3.3.1 Low Flow Faucet Aerator
Residential_Single Family Low Income Program_Water Heating_Direct Install_Low Flow Faucet Aerator_Swivel_GPM_low | Residential | Single Family Low Income Program | Water Heating | Direct Install | Low Flow Faucet Aerator | Swivel | GPM_low | 0.94 |  | MO TRM 2017 | 3.3.1 Low Flow Faucet Aerator
Residential_Single Family Low Income Program_Water Heating_Direct Install_Low Flow Faucet Aerator_Swivel_L_low | Residential | Single Family Low Income Program | Water Heating | Direct Install | Low Flow Faucet Aerator | Swivel | L_low | 4.5 | Kitchen | MO TRM 2017 | 3.3.1 Low Flow Faucet Aerator
Residential_Single Family Low Income Program_Water Heating_Direct Install_Low Flow Faucet Aerator_Swivel_Household | Residential | Single Family Low Income Program | Water Heating | Direct Install | Low Flow Faucet Aerator | Swivel | Household | 2.67 | Single-Family | MO TRM 2017 | 3.3.1 Low Flow Faucet Aerator
Residential_Single Family Low Income Program_Water Heating_Direct Install_Low Flow Faucet Aerator_Swivel_Days/year | Residential | Single Family Low Income Program | Water Heating | Direct Install | Low Flow Faucet Aerator | Swivel | Days/year | 365.25 |  | MO TRM 2017 | 3.3.1 Low Flow Faucet Aerator
Residential_Single Family Low Income Program_Water Heating_Direct Install_Low Flow Faucet Aerator_Swivel_DF | Residential | Single Family Low Income Program | Water Heating | Direct Install | Low Flow Faucet Aerator | Swivel | DF | 75% | Kitchen | MO TRM 2017 | 3.3.1 Low Flow Faucet Aerator
Residential_Single Family Low Income Program_Water Heating_Direct Install_Low Flow Faucet Aerator_Swivel_FPH | Residential | Single Family Low Income Program | Water Heating | Direct Install | Low Flow Faucet Aerator | Swivel | FPH | 1 | Kitchen | MO TRM 2017 | 3.3.1 Low Flow Faucet Aerator
Residential_Single Family Low Income Program_Water Heating_Direct Install_Low Flow Faucet Aerator_Swivel_WaterTemp | Residential | Single Family Low Income Program | Water Heating | Direct Install | Low Flow Faucet Aerator | Swivel | WaterTemp | 93 | Kitchen | MO TRM 2017 | 3.3.1 Low Flow Faucet Aerator
Residential_Single Family Low Income Program_Water Heating_Direct Install_Low Flow Faucet Aerator_Swivel_SupplyTemp | Residential | Single Family Low Income Program | Water Heating | Direct Install | Low Flow Faucet Aerator | Swivel | SupplyTemp | 60.83 |  | MO TRM 2017 | 3.3.1 Low Flow Faucet Aerator
Residential_Single Family Low Income Program_Water Heating_Direct Install_Low Flow Faucet Aerator_Swivel_RE_gas | Residential | Single Family Low Income Program | Water Heating | Direct Install | Low Flow Faucet Aerator | Swivel | RE_gas | 78% | Single-Family | MO TRM 2017 | 3.3.1 Low Flow Faucet Aerator
Residential_Single Family Low Income Program_Water Heating_Direct Install_Low Flow Faucet Aerator_Swivel_EPG_gas | Residential | Single Family Low Income Program | Water Heating | Direct Install | Low Flow Faucet Aerator | Swivel | EPG_gas | 0.0034356 |  | MO TRM 2017 | 3.3.1 Low Flow Faucet Aerator
Residential_Single Family Low Income Program_Water Heating_Direct Install_Low Flow Faucet Aerator_Swivel_ISR | Residential | Single Family Low Income Program | Water Heating | Direct Install | Low Flow Faucet Aerator | Swivel | ISR | 97.7% | Direct Install | MO TRM 2017 | 3.3.1 Low Flow Faucet Aerator
Residential_Single Family Low Income Program_Water Heating_Direct Install_Low Flow Faucet Aerator_Swivel_Therm Saved per Unit | Residential | Single Family Low Income Program | Water Heating | Direct Install | Low Flow Faucet Aerator | Swivel | Therm Saved per Unit | 4.9715 |  | MO TRM 2017 | 3.3.1 Low Flow Faucet Aerator
Residential_Single Family Low Income Program_Water Heating_Direct Install_Low Flow Faucet Aerator_Swivel_Incremental Cost | Residential | Single Family Low Income Program | Water Heating | Direct Install | Low Flow Faucet Aerator | Swivel | Incremental Cost | 11.33 |  | MO TRM 2017 | 3.3.1 Low Flow Faucet Aerator
Residential_Single Family Low Income Program_Water Heating_Direct Install_Low Flow Faucet Aerator_Swivel_Lifetime (years) | Residential | Single Family Low Income Program | Water Heating | Direct Install | Low Flow Faucet Aerator | Swivel | Lifetime (years) | 10 |  | MO TRM 2017 | 3.3.1 Low Flow Faucet Aerator
Residential_Single Family Low Income Program_Water Heating_Direct Install_Low Flow Faucet Aerator_Swivel_ | Residential | Single Family Low Income Program | Water Heating | Direct Install | Low Flow Faucet Aerator | Swivel
Residential_Single Family Low Income Program_Water Heating_Direct Install_Low Flow Showerhead_Fixed_%GasDHW | Residential | Single Family Low Income Program | Water Heating | Direct Install | Low Flow Showerhead | Fixed | %GasDHW | 100% | Natural Gas | MO TRM 2017 | 3.3.2 Low Flow Showerhead
Residential_Single Family Low Income Program_Water Heating_Direct Install_Low Flow Showerhead_Fixed_GPM_base | Residential | Single Family Low Income Program | Water Heating | Direct Install | Low Flow Showerhead | Fixed | GPM_base | 2.35 | Direct Install | MO TRM 2017 | 3.3.2 Low Flow Showerhead
Residential_Single Family Low Income Program_Water Heating_Direct Install_Low Flow Showerhead_Fixed_L_base | Residential | Single Family Low Income Program | Water Heating | Direct Install | Low Flow Showerhead | Fixed | L_base | 7.8 |  | MO TRM 2017 | 3.3.2 Low Flow Showerhead
Residential_Single Family Low Income Program_Water Heating_Direct Install_Low Flow Showerhead_Fixed_GPM_low | Residential | Single Family Low Income Program | Water Heating | Direct Install | Low Flow Showerhead | Fixed | GPM_low | 1.75 | Median Rated Flow | MO TRM 2017 | 3.3.2 Low Flow Showerhead
Residential_Single Family Low Income Program_Water Heating_Direct Install_Low Flow Showerhead_Fixed_L_low | Residential | Single Family Low Income Program | Water Heating | Direct Install | Low Flow Showerhead | Fixed | L_low | 7.8 |  | MO TRM 2017 | 3.3.2 Low Flow Showerhead
Residential_Single Family Low Income Program_Water Heating_Direct Install_Low Flow Showerhead_Fixed_Household | Residential | Single Family Low Income Program | Water Heating | Direct Install | Low Flow Showerhead | Fixed | Household | 2.67 | Single-Family | MO TRM 2017 | 3.3.2 Low Flow Showerhead
Residential_Single Family Low Income Program_Water Heating_Direct Install_Low Flow Showerhead_Fixed_SPCD | Residential | Single Family Low Income Program | Water Heating | Direct Install | Low Flow Showerhead | Fixed | SPCD | 0.6 |  | MO TRM 2017 | 3.3.2 Low Flow Showerhead
Residential_Single Family Low Income Program_Water Heating_Direct Install_Low Flow Showerhead_Fixed_Days/year | Residential | Single Family Low Income Program | Water Heating | Direct Install | Low Flow Showerhead | Fixed | Days/year | 365.25 |  | MO TRM 2017 | 3.3.2 Low Flow Showerhead
Residential_Single Family Low Income Program_Water Heating_Direct Install_Low Flow Showerhead_Fixed_SPH | Residential | Single Family Low Income Program | Water Heating | Direct Install | Low Flow Showerhead | Fixed | SPH | 2.05 | Single-Family | MO TRM 2017 | 3.3.2 Low Flow Showerhead
Residential_Single Family Low Income Program_Water Heating_Direct Install_Low Flow Showerhead_Fixed_ShowerTemp | Residential | Single Family Low Income Program | Water Heating | Direct Install | Low Flow Showerhead | Fixed | ShowerTemp | 101 |  | MO TRM 2017 | 3.3.2 Low Flow Showerhead
Residential_Single Family Low Income Program_Water Heating_Direct Install_Low Flow Showerhead_Fixed_SupplyTemp | Residential | Single Family Low Income Program | Water Heating | Direct Install | Low Flow Showerhead | Fixed | SupplyTemp | 60.83 |  | MO TRM 2017 | 3.3.2 Low Flow Showerhead
Residential_Single Family Low Income Program_Water Heating_Direct Install_Low Flow Showerhead_Fixed_RE_gas | Residential | Single Family Low Income Program | Water Heating | Direct Install | Low Flow Showerhead | Fixed | RE_gas | 78% | Single-Family | MO TRM 2017 | 3.3.2 Low Flow Showerhead
Residential_Single Family Low Income Program_Water Heating_Direct Install_Low Flow Showerhead_Fixed_EPG_gas | Residential | Single Family Low Income Program | Water Heating | Direct Install | Low Flow Showerhead | Fixed | EPG_gas | 0.0042899 |  | MO TRM 2017 | 3.3.2 Low Flow Showerhead
Residential_Single Family Low Income Program_Water Heating_Direct Install_Low Flow Showerhead_Fixed_ISR | Residential | Single Family Low Income Program | Water Heating | Direct Install | Low Flow Showerhead | Fixed | ISR | 98% | Direct Install | MO TRM 2017 | 3.3.2 Low Flow Showerhead
Residential_Single Family Low Income Program_Water Heating_Direct Install_Low Flow Showerhead_Fixed_Therm Saved per Unit | Residential | Single Family Low Income Program | Water Heating | Direct Install | Low Flow Showerhead | Fixed | Therm Saved per Unit | 5.6159 |  | MO TRM 2017 | 3.3.2 Low Flow Showerhead
Residential_Single Family Low Income Program_Water Heating_Direct Install_Low Flow Showerhead_Fixed_Incremental Cost | Residential | Single Family Low Income Program | Water Heating | Direct Install | Low Flow Showerhead | Fixed | Incremental Cost | 15.33 |  | MO TRM 2017 | 3.3.2 Low Flow Showerhead
Residential_Single Family Low Income Program_Water Heating_Direct Install_Low Flow Showerhead_Fixed_Lifetime (years) | Residential | Single Family Low Income Program | Water Heating | Direct Install | Low Flow Showerhead | Fixed | Lifetime (years) | 10 |  | MO TRM 2017 | 3.3.2 Low Flow Showerhead
Residential_Single Family Low Income Program_Water Heating_Direct Install_Low Flow Showerhead_Fixed_ | Residential | Single Family Low Income Program | Water Heating | Direct Install | Low Flow Showerhead | Fixed
Residential_Single Family Low Income Program_Water Heating_Direct Install_Low Flow Showerhead_Handheld_%GasDHW | Residential | Single Family Low Income Program | Water Heating | Direct Install | Low Flow Showerhead | Handheld | %GasDHW | 100% | Natural Gas | MO TRM 2017 | 3.3.2 Low Flow Showerhead
Residential_Single Family Low Income Program_Water Heating_Direct Install_Low Flow Showerhead_Handheld_GPM_base | Residential | Single Family Low Income Program | Water Heating | Direct Install | Low Flow Showerhead | Handheld | GPM_base | 2.35 | Direct Install | MO TRM 2017 | 3.3.2 Low Flow Showerhead
Residential_Single Family Low Income Program_Water Heating_Direct Install_Low Flow Showerhead_Handheld_L_base | Residential | Single Family Low Income Program | Water Heating | Direct Install | Low Flow Showerhead | Handheld | L_base | 7.8 |  | MO TRM 2017 | 3.3.2 Low Flow Showerhead
Residential_Single Family Low Income Program_Water Heating_Direct Install_Low Flow Showerhead_Handheld_GPM_low | Residential | Single Family Low Income Program | Water Heating | Direct Install | Low Flow Showerhead | Handheld | GPM_low | 1.75 | Median Rated Flow | MO TRM 2017 | 3.3.2 Low Flow Showerhead
Residential_Single Family Low Income Program_Water Heating_Direct Install_Low Flow Showerhead_Handheld_L_low | Residential | Single Family Low Income Program | Water Heating | Direct Install | Low Flow Showerhead | Handheld | L_low | 7.8 |  | MO TRM 2017 | 3.3.2 Low Flow Showerhead
Residential_Single Family Low Income Program_Water Heating_Direct Install_Low Flow Showerhead_Handheld_Household | Residential | Single Family Low Income Program | Water Heating | Direct Install | Low Flow Showerhead | Handheld | Household | 2.67 | Single-Family | MO TRM 2017 | 3.3.2 Low Flow Showerhead
Residential_Single Family Low Income Program_Water Heating_Direct Install_Low Flow Showerhead_Handheld_SPCD | Residential | Single Family Low Income Program | Water Heating | Direct Install | Low Flow Showerhead | Handheld | SPCD | 0.6 |  | MO TRM 2017 | 3.3.2 Low Flow Showerhead
Residential_Single Family Low Income Program_Water Heating_Direct Install_Low Flow Showerhead_Handheld_Days/year | Residential | Single Family Low Income Program | Water Heating | Direct Install | Low Flow Showerhead | Handheld | Days/year | 365.25 |  | MO TRM 2017 | 3.3.2 Low Flow Showerhead
Residential_Single Family Low Income Program_Water Heating_Direct Install_Low Flow Showerhead_Handheld_SPH | Residential | Single Family Low Income Program | Water Heating | Direct Install | Low Flow Showerhead | Handheld | SPH | 2.05 | Single-Family | MO TRM 2017 | 3.3.2 Low Flow Showerhead
Residential_Single Family Low Income Program_Water Heating_Direct Install_Low Flow Showerhead_Handheld_ShowerTemp | Residential | Single Family Low Income Program | Water Heating | Direct Install | Low Flow Showerhead | Handheld | ShowerTemp | 101 |  | MO TRM 2017 | 3.3.2 Low Flow Showerhead
Residential_Single Family Low Income Program_Water Heating_Direct Install_Low Flow Showerhead_Handheld_SupplyTemp | Residential | Single Family Low Income Program | Water Heating | Direct Install | Low Flow Showerhead | Handheld | SupplyTemp | 60.83 |  | MO TRM 2017 | 3.3.2 Low Flow Showerhead
Residential_Single Family Low Income Program_Water Heating_Direct Install_Low Flow Showerhead_Handheld_RE_gas | Residential | Single Family Low Income Program | Water Heating | Direct Install | Low Flow Showerhead | Handheld | RE_gas | 78% | Single-Family | MO TRM 2017 | 3.3.2 Low Flow Showerhead
Residential_Single Family Low Income Program_Water Heating_Direct Install_Low Flow Showerhead_Handheld_EPG_gas | Residential | Single Family Low Income Program | Water Heating | Direct Install | Low Flow Showerhead | Handheld | EPG_gas | 0.0042899 |  | MO TRM 2017 | 3.3.2 Low Flow Showerhead
Residential_Single Family Low Income Program_Water Heating_Direct Install_Low Flow Showerhead_Handheld_ISR | Residential | Single Family Low Income Program | Water Heating | Direct Install | Low Flow Showerhead | Handheld | ISR | 98% | Direct Install | MO TRM 2017 | 3.3.2 Low Flow Showerhead
Residential_Single Family Low Income Program_Water Heating_Direct Install_Low Flow Showerhead_Handheld_Therm Saved per Unit | Residential | Single Family Low Income Program | Water Heating | Direct Install | Low Flow Showerhead | Handheld | Therm Saved per Unit | 5.6159 |  | MO TRM 2017 | 3.3.2 Low Flow Showerhead
Residential_Single Family Low Income Program_Water Heating_Direct Install_Low Flow Showerhead_Handheld_Incremental Cost | Residential | Single Family Low Income Program | Water Heating | Direct Install | Low Flow Showerhead | Handheld | Incremental Cost | 15.33 |  | MO TRM 2017 | 3.3.2 Low Flow Showerhead
Residential_Single Family Low Income Program_Water Heating_Direct Install_Low Flow Showerhead_Handheld_Lifetime (years) | Residential | Single Family Low Income Program | Water Heating | Direct Install | Low Flow Showerhead | Handheld | Lifetime (years) | 10 |  | MO TRM 2017 | 3.3.2 Low Flow Showerhead
Residential_Single Family Low Income Program_Water Heating_Direct Install_Low Flow Showerhead_Handheld_ | Residential | Single Family Low Income Program | Water Heating | Direct Install | Low Flow Showerhead | Handheld
Residential_Single Family Low Income Program_Water Heating_Direct Install_ShowerStart_0_%GasDHW | Residential | Single Family Low Income Program | Water Heating | Direct Install | ShowerStart | 0 | %GasDHW | 100% | Natural Gas | MO TRM 2017 | 3.3.2 Low Flow Showerhead
Residential_Single Family Low Income Program_Water Heating_Direct Install_ShowerStart_0_GPM_base | Residential | Single Family Low Income Program | Water Heating | Direct Install | ShowerStart | 0 | GPM_base | 2.35 | Direct Install | MO TRM 2017 | 3.3.2 Low Flow Showerhead
Residential_Single Family Low Income Program_Water Heating_Direct Install_ShowerStart_0_L_showerdevice | Residential | Single Family Low Income Program | Water Heating | Direct Install | ShowerStart | 0 | L_showerdevice | 0.89 |  | IL TRM v7.0 | 5.4.8 Thermostatic Restrictor Shower Valve
Residential_Single Family Low Income Program_Water Heating_Direct Install_ShowerStart_0_Household | Residential | Single Family Low Income Program | Water Heating | Direct Install | ShowerStart | 0 | Household | 2.67 | Single-Family | MO TRM 2017 | 3.3.2 Low Flow Showerhead
Residential_Single Family Low Income Program_Water Heating_Direct Install_ShowerStart_0_SPCD | Residential | Single Family Low Income Program | Water Heating | Direct Install | ShowerStart | 0 | SPCD | 0.6 |  | MO TRM 2017 | 3.3.2 Low Flow Showerhead
Residential_Single Family Low Income Program_Water Heating_Direct Install_ShowerStart_0_Days/year | Residential | Single Family Low Income Program | Water Heating | Direct Install | ShowerStart | 0 | Days/year | 365.25 |  | MO TRM 2017 | 3.3.2 Low Flow Showerhead
Residential_Single Family Low Income Program_Water Heating_Direct Install_ShowerStart_0_SPH | Residential | Single Family Low Income Program | Water Heating | Direct Install | ShowerStart | 0 | SPH | 2.05 | Single-Family | MO TRM 2017 | 3.3.2 Low Flow Showerhead
Residential_Single Family Low Income Program_Water Heating_Direct Install_ShowerStart_0_ShowerTemp | Residential | Single Family Low Income Program | Water Heating | Direct Install | ShowerStart | 0 | ShowerTemp | 101 |  | MO TRM 2017 | 3.3.2 Low Flow Showerhead
Residential_Single Family Low Income Program_Water Heating_Direct Install_ShowerStart_0_SupplyTemp | Residential | Single Family Low Income Program | Water Heating | Direct Install | ShowerStart | 0 | SupplyTemp | 60.83 |  | MO TRM 2017 | 3.3.2 Low Flow Showerhead
Residential_Single Family Low Income Program_Water Heating_Direct Install_ShowerStart_0_RE_gas | Residential | Single Family Low Income Program | Water Heating | Direct Install | ShowerStart | 0 | RE_gas | 78% | Single-Family | MO TRM 2017 | 3.3.2 Low Flow Showerhead
Residential_Single Family Low Income Program_Water Heating_Direct Install_ShowerStart_0_EPG_gas | Residential | Single Family Low Income Program | Water Heating | Direct Install | ShowerStart | 0 | EPG_gas | 0.0042899 |  | MO TRM 2017 | 3.3.2 Low Flow Showerhead
Residential_Single Family Low Income Program_Water Heating_Direct Install_ShowerStart_0_ISR | Residential | Single Family Low Income Program | Water Heating | Direct Install | ShowerStart | 0 | ISR | 98% | Direct Install, Single-Family | IL TRM v7.0 | 5.4.8 Thermostatic Restrictor Shower Valve
Residential_Single Family Low Income Program_Water Heating_Direct Install_ShowerStart_0_Therm Saved per Unit | Residential | Single Family Low Income Program | Water Heating | Direct Install | ShowerStart | 0 | Therm Saved per Unit | 2.5098 |  | IL TRM v7.0 | 5.4.8 Thermostatic Restrictor Shower Valve
Residential_Single Family Low Income Program_Water Heating_Direct Install_ShowerStart_0_Incremental Cost | Residential | Single Family Low Income Program | Water Heating | Direct Install | ShowerStart | 0 | Incremental Cost | 50 | Equipment + labor | IL TRM v7.0 | 5.4.8 Thermostatic Restrictor Shower Valve
Residential_Single Family Low Income Program_Water Heating_Direct Install_ShowerStart_0_Lifetime (years) | Residential | Single Family Low Income Program | Water Heating | Direct Install | ShowerStart | 0 | Lifetime (years) | 10 |  | IL TRM v7.0 | 5.4.8 Thermostatic Restrictor Shower Valve
Residential_Single Family Low Income Program_Water Heating_Direct Install_ShowerStart_0_ | Residential | Single Family Low Income Program | Water Heating | Direct Install | ShowerStart | 0
Residential_Single Family Low Income Program_Water Heating_Direct Install_Pipe Wrap_per linear foot_Therm Saved per Unit | Residential | Single Family Low Income Program | Water Heating | Direct Install | Pipe Wrap | per linear foot | Therm Saved per Unit | 0.18333 | Deemed, R-4 | MO TRM 2017 | 3.3.6 Hot Water Pipe Insulation
Residential_Single Family Low Income Program_Water Heating_Direct Install_Pipe Wrap_per linear foot_Incremental Cost | Residential | Single Family Low Income Program | Water Heating | Direct Install | Pipe Wrap | per linear foot | Incremental Cost | 7.1 | per linear ft | MO TRM 2017 | 3.3.6 Hot Water Pipe Insulation
Residential_Single Family Low Income Program_Water Heating_Direct Install_Pipe Wrap_per linear foot_Lifetime (years) | Residential | Single Family Low Income Program | Water Heating | Direct Install | Pipe Wrap | per linear foot | Lifetime (years) | 12 |  | MO TRM 2017 | 3.3.6 Hot Water Pipe Insulation
Residential_Single Family Low Income Program_Water Heating_Direct Install_Pipe Wrap_per linear foot_ | Residential | Single Family Low Income Program | Water Heating | Direct Install | Pipe Wrap | per linear foot
Residential_Single Family Low Income Program_HVAC_Direct Install_Furnace Clean and Check (Gas)_0_CAPInput_Pre | Residential | Single Family Low Income Program | HVAC | Direct Install | Furnace Clean and Check (Gas) | 0 | CAPInput_Pre | 80000 | Estimated based upon IL TRM v7.0 Gas High Efficiency Furnace example | IL TRM v7.0 | 5.3.7 Gas High Efficiency Furnace
Residential_Single Family Low Income Program_HVAC_Direct Install_Furnace Clean and Check (Gas)_0_EFLH_Heating | Residential | Single Family Low Income Program | HVAC | Direct Install | Furnace Clean and Check (Gas) | 0 | EFLH_Heating | 2218 | Average/Unknown | MO TRM 2017 | 3.4.6 Furnace
Residential_Single Family Low Income Program_HVAC_Direct Install_Furnace Clean and Check (Gas)_0_AFUE | Residential | Single Family Low Income Program | HVAC | Direct Install | Furnace Clean and Check (Gas) | 0 | AFUE | 71% | Estimated based upon the average heating system efficiency used in other MO TRM measures (nHeat variable) | MO TRM 2017 | 3.4.6 Furnace
Residential_Single Family Low Income Program_HVAC_Direct Install_Furnace Clean and Check (Gas)_0_Derating_Pre | Residential | Single Family Low Income Program | HVAC | Direct Install | Furnace Clean and Check (Gas) | 0 | Derating_Pre | 6.4% |  | IL TRM v7.0 | 5.3.13 Residential Furnace Tune-Up
Residential_Single Family Low Income Program_HVAC_Direct Install_Furnace Clean and Check (Gas)_0_Derating_Post | Residential | Single Family Low Income Program | HVAC | Direct Install | Furnace Clean and Check (Gas) | 0 | Derating_Post | 0% |  | IL TRM v7.0 | 5.3.13 Residential Furnace Tune-Up
Residential_Single Family Low Income Program_HVAC_Direct Install_Furnace Clean and Check (Gas)_0_ConversionFactor | Residential | Single Family Low Income Program | HVAC | Direct Install | Furnace Clean and Check (Gas) | 0 | ConversionFactor | 100000 |  | IL TRM v7.0 | 5.3.13 Residential Furnace Tune-Up
Residential_Single Family Low Income Program_HVAC_Direct Install_Furnace Clean and Check (Gas)_0_Therm Saved per Unit | Residential | Single Family Low Income Program | HVAC | Direct Install | Furnace Clean and Check (Gas) | 0 | Therm Saved per Unit | 170.8824 |  | IL TRM v7.0 | 5.3.13 Residential Furnace Tune-Up
Residential_Single Family Low Income Program_HVAC_Direct Install_Furnace Clean and Check (Gas)_0_Incremental Cost | Residential | Single Family Low Income Program | HVAC | Direct Install | Furnace Clean and Check (Gas) | 0 | Incremental Cost | 120 | Estimated as 2x the incentive cost | IL TRM v7.0 | 5.3.13 Residential Furnace Tune-Up
Residential_Single Family Low Income Program_HVAC_Direct Install_Furnace Clean and Check (Gas)_0_Lifetime (years) | Residential | Single Family Low Income Program | HVAC | Direct Install | Furnace Clean and Check (Gas) | 0 | Lifetime (years) | 2 |  | IL TRM v7.0 | 5.3.13 Residential Furnace Tune-Up
Residential_Single Family Low Income Program_HVAC_Direct Install_Furnace Clean and Check (Gas)_0_ | Residential | Single Family Low Income Program | HVAC | Direct Install | Furnace Clean and Check (Gas) | 0
Residential_Single Family Low Income Program_HVAC_Direct Install_Smart Thermostat (Electric/Gas)_cost share_%FossilHeat | Residential | Single Family Low Income Program | HVAC | Direct Install | Smart Thermostat (Electric/Gas) | cost share | %FossilHeat | 100% | Natural Gas | MO TRM 2017 | 3.4.1 Advanced Thermostat
Residential_Single Family Low Income Program_HVAC_Direct Install_Smart Thermostat (Electric/Gas)_cost share_HeatingConsumption_Gas | Residential | Single Family Low Income Program | HVAC | Direct Install | Smart Thermostat (Electric/Gas) | cost share | HeatingConsumption_Gas | 778 | Average/Unknown | MO TRM 2017 | 3.4.1 Advanced Thermostat
Residential_Single Family Low Income Program_HVAC_Direct Install_Smart Thermostat (Electric/Gas)_cost share_HF | Residential | Single Family Low Income Program | HVAC | Direct Install | Smart Thermostat (Electric/Gas) | cost share | HF | 100% | Single-Family | MO TRM 2017 | 3.4.1 Advanced Thermostat
Residential_Single Family Low Income Program_HVAC_Direct Install_Smart Thermostat (Electric/Gas)_cost share_Heating_Reduction | Residential | Single Family Low Income Program | HVAC | Direct Install | Smart Thermostat (Electric/Gas) | cost share | Heating_Reduction | 7.4% | Unknown (Blended) | MO TRM 2017 | 3.4.1 Advanced Thermostat
Residential_Single Family Low Income Program_HVAC_Direct Install_Smart Thermostat (Electric/Gas)_cost share_Eff_ISR | Residential | Single Family Low Income Program | HVAC | Direct Install | Smart Thermostat (Electric/Gas) | cost share | Eff_ISR | 100% | Direct Install | MO TRM 2017 | 3.4.1 Advanced Thermostat
Residential_Single Family Low Income Program_HVAC_Direct Install_Smart Thermostat (Electric/Gas)_cost share_Therm Saved per Unit | Residential | Single Family Low Income Program | HVAC | Direct Install | Smart Thermostat (Electric/Gas) | cost share | Therm Saved per Unit | 57.572 |  | MO TRM 2017 | 3.4.1 Advanced Thermostat
Residential_Single Family Low Income Program_HVAC_Direct Install_Smart Thermostat (Electric/Gas)_cost share_Incremental Cost | Residential | Single Family Low Income Program | HVAC | Direct Install | Smart Thermostat (Electric/Gas) | cost share | Incremental Cost | 175 |  | MO TRM 2017 | 3.4.1 Advanced Thermostat
Residential_Single Family Low Income Program_HVAC_Direct Install_Smart Thermostat (Electric/Gas)_cost share_Lifetime (years) | Residential | Single Family Low Income Program | HVAC | Direct Install | Smart Thermostat (Electric/Gas) | cost share | Lifetime (years) | 10 |  | MO TRM 2017 | 3.4.1 Advanced Thermostat
Residential_Single Family Low Income Program_HVAC_Direct Install_Smart Thermostat (Electric/Gas)_cost share_ | Residential | Single Family Low Income Program | HVAC | Direct Install | Smart Thermostat (Electric/Gas) | cost share
Residential_Single Family Low Income Program_HVAC_Direct Install_Programmable Thermostat (Electric/Gas)_cost share_%FossilHeat | Residential | Single Family Low Income Program | HVAC | Direct Install | Programmable Thermostat (Electric/Gas) | cost share | %FossilHeat | 100% | Natural Gas | MO TRM 2017 | 3.4.7 Standard Programmable Thermostat
Residential_Single Family Low Income Program_HVAC_Direct Install_Programmable Thermostat (Electric/Gas)_cost share_HeatingConsumption_Gas | Residential | Single Family Low Income Program | HVAC | Direct Install | Programmable Thermostat (Electric/Gas) | cost share | HeatingConsumption_Gas | 778 | Average/Unknown | MO TRM 2017 | 3.4.7 Standard Programmable Thermostat
Residential_Single Family Low Income Program_HVAC_Direct Install_Programmable Thermostat (Electric/Gas)_cost share_HF | Residential | Single Family Low Income Program | HVAC | Direct Install | Programmable Thermostat (Electric/Gas) | cost share | HF | 100% | Single-Family | MO TRM 2017 | 3.4.7 Standard Programmable Thermostat
Residential_Single Family Low Income Program_HVAC_Direct Install_Programmable Thermostat (Electric/Gas)_cost share_Heating_Reduction | Residential | Single Family Low Income Program | HVAC | Direct Install | Programmable Thermostat (Electric/Gas) | cost share | Heating_Reduction | 6.8% |  | MO TRM 2017 | 3.4.7 Standard Programmable Thermostat
Residential_Single Family Low Income Program_HVAC_Direct Install_Programmable Thermostat (Electric/Gas)_cost share_Eff_ISR | Residential | Single Family Low Income Program | HVAC | Direct Install | Programmable Thermostat (Electric/Gas) | cost share | Eff_ISR | 100% | Direct Install | MO TRM 2017 | 3.4.7 Standard Programmable Thermostat
Residential_Single Family Low Income Program_HVAC_Direct Install_Programmable Thermostat (Electric/Gas)_cost share_PF | Residential | Single Family Low Income Program | HVAC | Direct Install | Programmable Thermostat (Electric/Gas) | cost share | PF | 50% |  | MO TRM 2017 | 3.4.7 Standard Programmable Thermostat
Residential_Single Family Low Income Program_HVAC_Direct Install_Programmable Thermostat (Electric/Gas)_cost share_Therm Saved per Unit | Residential | Single Family Low Income Program | HVAC | Direct Install | Programmable Thermostat (Electric/Gas) | cost share | Therm Saved per Unit | 26.452 |  | MO TRM 2017 | 3.4.7 Standard Programmable Thermostat
Residential_Single Family Low Income Program_HVAC_Direct Install_Programmable Thermostat (Electric/Gas)_cost share_Incremental Cost | Residential | Single Family Low Income Program | HVAC | Direct Install | Programmable Thermostat (Electric/Gas) | cost share | Incremental Cost | 70 |  | MO TRM 2017 | 3.4.7 Standard Programmable Thermostat
Residential_Single Family Low Income Program_HVAC_Direct Install_Programmable Thermostat (Electric/Gas)_cost share_Lifetime (years) | Residential | Single Family Low Income Program | HVAC | Direct Install | Programmable Thermostat (Electric/Gas) | cost share | Lifetime (years) | 10 |  | MO TRM 2017 | 3.4.7 Standard Programmable Thermostat
Residential_Single Family Low Income Program_HVAC_Direct Install_Programmable Thermostat (Electric/Gas)_cost share_ | Residential | Single Family Low Income Program | HVAC | Direct Install | Programmable Thermostat (Electric/Gas) | cost share
Residential_Single Family Low Income Program_Building Envelope_Direct Install_Air Sealing_cost share_CFM50_Pre | Residential | Single Family Low Income Program | Building Envelope | Direct Install | Air Sealing | cost share | CFM50_Pre | 3000 | Estimated | MO TRM 2017 | 3.7.1 Air Sealing
Residential_Single Family Low Income Program_Building Envelope_Direct Install_Air Sealing_cost share_CFM50_Post | Residential | Single Family Low Income Program | Building Envelope | Direct Install | Air Sealing | cost share | CFM50_Post | 2550 | Estimated as a 15%. Per MO TRM, this is a conservative estimate appropriate for a deemed savings calculation. | MO TRM 2017 | 3.7.1 Air Sealing
Residential_Single Family Low Income Program_Building Envelope_Direct Install_Air Sealing_cost share_N_heat | Residential | Single Family Low Income Program | Building Envelope | Direct Install | Air Sealing | cost share | N_heat | 23.8 | Average/Unknown, 1-story | MO TRM 2017 | 3.7.1 Air Sealing
Residential_Single Family Low Income Program_Building Envelope_Direct Install_Air Sealing_cost share_Minutes/hour | Residential | Single Family Low Income Program | Building Envelope | Direct Install | Air Sealing | cost share | Minutes/hour | 60 |  | MO TRM 2017 | 3.7.1 Air Sealing
Residential_Single Family Low Income Program_Building Envelope_Direct Install_Air Sealing_cost share_Hours/day | Residential | Single Family Low Income Program | Building Envelope | Direct Install | Air Sealing | cost share | Hours/day | 24 |  | MO TRM 2017 | 3.7.1 Air Sealing
Residential_Single Family Low Income Program_Building Envelope_Direct Install_Air Sealing_cost share_HDD | Residential | Single Family Low Income Program | Building Envelope | Direct Install | Air Sealing | cost share | HDD | 4037 | Average/Unknown | MO TRM 2017 | 3.7.1 Air Sealing
Residential_Single Family Low Income Program_Building Envelope_Direct Install_Air Sealing_cost share_SpecificHeatAir | Residential | Single Family Low Income Program | Building Envelope | Direct Install | Air Sealing | cost share | SpecificHeatAir | 0.018 |  | MO TRM 2017 | 3.7.1 Air Sealing
Residential_Single Family Low Income Program_Building Envelope_Direct Install_Air Sealing_cost share_nHeat | Residential | Single Family Low Income Program | Building Envelope | Direct Install | Air Sealing | cost share | nHeat | 71% |  | MO TRM 2017 | 3.7.1 Air Sealing
Residential_Single Family Low Income Program_Building Envelope_Direct Install_Air Sealing_cost share_ConversionFactor | Residential | Single Family Low Income Program | Building Envelope | Direct Install | Air Sealing | cost share | ConversionFactor | 100000 |  | MO TRM 2017 | 3.7.1 Air Sealing
Residential_Single Family Low Income Program_Building Envelope_Direct Install_Air Sealing_cost share_Therm Saved per Unit | Residential | Single Family Low Income Program | Building Envelope | Direct Install | Air Sealing | cost share | Therm Saved per Unit | 27.8658 |  | MO TRM 2017 | 3.7.1 Air Sealing
Residential_Single Family Low Income Program_Building Envelope_Direct Install_Air Sealing_cost share_Incremental Cost | Residential | Single Family Low Income Program | Building Envelope | Direct Install | Air Sealing | cost share | Incremental Cost | 1140 | Estimated as 2x the incentive cost @ 1000 sqft | MO TRM 2017 | 3.7.1 Air Sealing
Residential_Single Family Low Income Program_Building Envelope_Direct Install_Air Sealing_cost share_Lifetime (years) | Residential | Single Family Low Income Program | Building Envelope | Direct Install | Air Sealing | cost share | Lifetime (years) | 15 |  | MO TRM 2017 | 3.7.1 Air Sealing
Residential_Single Family Low Income Program_Building Envelope_Direct Install_Air Sealing_cost share_ | Residential | Single Family Low Income Program | Building Envelope | Direct Install | Air Sealing | cost share
Residential_Single Family Low Income Program_Building Envelope_Direct Install_Ceiling Insulation_cost share_R_Old | Residential | Single Family Low Income Program | Building Envelope | Direct Install | Ceiling Insulation | cost share | R_Old | 5 |  | MO TRM 2017 | 3.7.2 Ceiling Insulation
Residential_Single Family Low Income Program_Building Envelope_Direct Install_Ceiling Insulation_cost share_R_Attic | Residential | Single Family Low Income Program | Building Envelope | Direct Install | Ceiling Insulation | cost share | R_Attic | 38 | Estimated based upon IL TRM v7.0 Ceiling/Attic Insulation example | MO TRM 2017 | 3.7.2 Ceiling Insulation
Residential_Single Family Low Income Program_Building Envelope_Direct Install_Ceiling Insulation_cost share_A_Attic | Residential | Single Family Low Income Program | Building Envelope | Direct Install | Ceiling Insulation | cost share | A_Attic | 1000 |  | MO TRM 2017 | 3.7.2 Ceiling Insulation
Residential_Single Family Low Income Program_Building Envelope_Direct Install_Ceiling Insulation_cost share_FramingFactor_Attic | Residential | Single Family Low Income Program | Building Envelope | Direct Install | Ceiling Insulation | cost share | FramingFactor_Attic | 7% |  | MO TRM 2017 | 3.7.2 Ceiling Insulation
Residential_Single Family Low Income Program_Building Envelope_Direct Install_Ceiling Insulation_cost share_HDD | Residential | Single Family Low Income Program | Building Envelope | Direct Install | Ceiling Insulation | cost share | HDD | 4037 |  | MO TRM 2017 | 3.7.2 Ceiling Insulation
Residential_Single Family Low Income Program_Building Envelope_Direct Install_Ceiling Insulation_cost share_Hours/day | Residential | Single Family Low Income Program | Building Envelope | Direct Install | Ceiling Insulation | cost share | Hours/day | 24 |  | MO TRM 2017 | 3.7.2 Ceiling Insulation
Residential_Single Family Low Income Program_Building Envelope_Direct Install_Ceiling Insulation_cost share_ADJ_Attic | Residential | Single Family Low Income Program | Building Envelope | Direct Install | Ceiling Insulation | cost share | ADJ_Attic | 74% |  | MO TRM 2017 | 3.7.2 Ceiling Insulation
Residential_Single Family Low Income Program_Building Envelope_Direct Install_Ceiling Insulation_cost share_nHeat | Residential | Single Family Low Income Program | Building Envelope | Direct Install | Ceiling Insulation | cost share | nHeat | 71% |  | MO TRM 2017 | 3.7.2 Ceiling Insulation
Residential_Single Family Low Income Program_Building Envelope_Direct Install_Ceiling Insulation_cost share_ConversionFactor | Residential | Single Family Low Income Program | Building Envelope | Direct Install | Ceiling Insulation | cost share | ConversionFactor | 100000 |  | MO TRM 2017 | 3.7.2 Ceiling Insulation
Residential_Single Family Low Income Program_Building Envelope_Direct Install_Ceiling Insulation_cost share_Therm Saved per Unit | Residential | Single Family Low Income Program | Building Envelope | Direct Install | Ceiling Insulation | cost share | Therm Saved per Unit | 163.1123 |  | MO TRM 2017 | 3.7.2 Ceiling Insulation
Residential_Single Family Low Income Program_Building Envelope_Direct Install_Ceiling Insulation_cost share_Incremental Cost | Residential | Single Family Low Income Program | Building Envelope | Direct Install | Ceiling Insulation | cost share | Incremental Cost | 280 | Estimated as 2x the incentive cost per sqft | MO TRM 2017 | 3.7.2 Ceiling Insulation
Residential_Single Family Low Income Program_Building Envelope_Direct Install_Ceiling Insulation_cost share_Lifetime (years) | Residential | Single Family Low Income Program | Building Envelope | Direct Install | Ceiling Insulation | cost share | Lifetime (years) | 25 |  | MO TRM 2017 | 3.7.2 Ceiling Insulation
Residential_Single Family Low Income Program_Building Envelope_Direct Install_Ceiling Insulation_cost share_ | Residential | Single Family Low Income Program | Building Envelope | Direct Install | Ceiling Insulation | cost share
Residential_Single Family Low Income Program_HVAC_Prescriptive_Gas Furnace_96% AFUE_EFLH_Heating | Residential | Single Family Low Income Program | HVAC | Prescriptive | Gas Furnace | 96% AFUE | EFLH_Heating | 2218 | Average/Unknown | MO TRM 2017 | 3.4.6 Furnace
Residential_Single Family Low Income Program_HVAC_Prescriptive_Gas Furnace_96% AFUE_Capacity | Residential | Single Family Low Income Program | HVAC | Prescriptive | Gas Furnace | 96% AFUE | Capacity | 80000 | Estimated based upon IL TRM v7.0 Gas High Efficiency Furnace example | MO TRM 2017 | 3.4.6 Furnace
Residential_Single Family Low Income Program_HVAC_Prescriptive_Gas Furnace_96% AFUE_AFUE_EE | Residential | Single Family Low Income Program | HVAC | Prescriptive | Gas Furnace | 96% AFUE | AFUE_EE | 96% |  | MO TRM 2017 | 3.4.6 Furnace
Residential_Single Family Low Income Program_HVAC_Prescriptive_Gas Furnace_96% AFUE_AFUE_Base | Residential | Single Family Low Income Program | HVAC | Prescriptive | Gas Furnace | 96% AFUE | AFUE_Base | 80% |  | MO TRM 2017 | 3.4.6 Furnace
Residential_Single Family Low Income Program_HVAC_Prescriptive_Gas Furnace_96% AFUE_AFUE_Base | Residential | Single Family Low Income Program | HVAC | Prescriptive | Gas Furnace | 96% AFUE | AFUE_Base | 80% |  | MO TRM 2017 | 3.4.6 Furnace
Residential_Single Family Low Income Program_HVAC_Prescriptive_Gas Furnace_96% AFUE_ConversionFactor | Residential | Single Family Low Income Program | HVAC | Prescriptive | Gas Furnace | 96% AFUE | ConversionFactor | 100000 |  | MO TRM 2017 | 3.4.6 Furnace
Residential_Single Family Low Income Program_HVAC_Prescriptive_Gas Furnace_96% AFUE_Therm Saved per Unit | Residential | Single Family Low Income Program | HVAC | Prescriptive | Gas Furnace | 96% AFUE | Therm Saved per Unit | 354.88 |  | MO TRM 2017 | 3.4.6 Furnace
Residential_Single Family Low Income Program_HVAC_Prescriptive_Gas Furnace_96% AFUE_Incremental Cost | Residential | Single Family Low Income Program | HVAC | Prescriptive | Gas Furnace | 96% AFUE | Incremental Cost | 634.8328 | Incremental Total Installed Cost, Scaled from 95% AFUE cost | MO TRM 2017 | 3.4.6 Furnace
Residential_Single Family Low Income Program_HVAC_Prescriptive_Gas Furnace_96% AFUE_Lifetime (years) | Residential | Single Family Low Income Program | HVAC | Prescriptive | Gas Furnace | 96% AFUE | Lifetime (years) | 19 |  | MO TRM 2017 | 3.4.6 Furnace
Residential_Single Family Low Income Program_HVAC_Prescriptive_Gas Furnace_96% AFUE_ | Residential | Single Family Low Income Program | HVAC | Prescriptive | Gas Furnace | 96% AFUE
Residential_Single Family Low Income Program_HVAC_Prescriptive_Gas Furnace_92% AFUE_EFLH_Heating | Residential | Single Family Low Income Program | HVAC | Prescriptive | Gas Furnace | 92% AFUE | EFLH_Heating | 2218 | Average/Unknown | MO TRM 2017 | 3.4.6 Furnace
Residential_Single Family Low Income Program_HVAC_Prescriptive_Gas Furnace_92% AFUE_Capacity | Residential | Single Family Low Income Program | HVAC | Prescriptive | Gas Furnace | 92% AFUE | Capacity | 80000 | Estimated based upon IL TRM v7.0 Gas High Efficiency Furnace example | MO TRM 2017 | 3.4.6 Furnace
Residential_Single Family Low Income Program_HVAC_Prescriptive_Gas Furnace_92% AFUE_AFUE_EE | Residential | Single Family Low Income Program | HVAC | Prescriptive | Gas Furnace | 92% AFUE | AFUE_EE | 92% |  | MO TRM 2017 | 3.4.6 Furnace
Residential_Single Family Low Income Program_HVAC_Prescriptive_Gas Furnace_92% AFUE_AFUE_Base | Residential | Single Family Low Income Program | HVAC | Prescriptive | Gas Furnace | 92% AFUE | AFUE_Base | 80% |  | MO TRM 2017 | 3.4.6 Furnace
Residential_Single Family Low Income Program_HVAC_Prescriptive_Gas Furnace_92% AFUE_AFUE_Base | Residential | Single Family Low Income Program | HVAC | Prescriptive | Gas Furnace | 92% AFUE | AFUE_Base | 80% |  | MO TRM 2017 | 3.4.6 Furnace
Residential_Single Family Low Income Program_HVAC_Prescriptive_Gas Furnace_92% AFUE_ConversionFactor | Residential | Single Family Low Income Program | HVAC | Prescriptive | Gas Furnace | 92% AFUE | ConversionFactor | 100000 |  | MO TRM 2017 | 3.4.6 Furnace
Residential_Single Family Low Income Program_HVAC_Prescriptive_Gas Furnace_92% AFUE_Therm Saved per Unit | Residential | Single Family Low Income Program | HVAC | Prescriptive | Gas Furnace | 92% AFUE | Therm Saved per Unit | 266.16 |  | MO TRM 2017 | 3.4.6 Furnace
Residential_Single Family Low Income Program_HVAC_Prescriptive_Gas Furnace_92% AFUE_Incremental Cost | Residential | Single Family Low Income Program | HVAC | Prescriptive | Gas Furnace | 92% AFUE | Incremental Cost | 493.96 | Incremental Total Installed Cost, 92% AFUE | MO TRM 2017 | 3.4.6 Furnace
Residential_Single Family Low Income Program_HVAC_Prescriptive_Gas Furnace_92% AFUE_Lifetime (years) | Residential | Single Family Low Income Program | HVAC | Prescriptive | Gas Furnace | 92% AFUE | Lifetime (years) | 19 |  | MO TRM 2017 | 3.4.6 Furnace
Residential_Single Family Low Income Program_HVAC_Prescriptive_Gas Furnace_92% AFUE_ | Residential | Single Family Low Income Program | HVAC | Prescriptive | Gas Furnace | 92% AFUE
Residential_Single Family Low Income Program_HVAC_Prescriptive_Gas Furnace_90% AFUE_EFLH_Heating | Residential | Single Family Low Income Program | HVAC | Prescriptive | Gas Furnace | 90% AFUE | EFLH_Heating | 2218 | Average/Unknown | MO TRM 2017 | 3.4.6 Furnace
Residential_Single Family Low Income Program_HVAC_Prescriptive_Gas Furnace_90% AFUE_Capacity | Residential | Single Family Low Income Program | HVAC | Prescriptive | Gas Furnace | 90% AFUE | Capacity | 80000 | Estimated based upon IL TRM v7.0 Gas High Efficiency Furnace example | MO TRM 2017 | 3.4.6 Furnace
Residential_Single Family Low Income Program_HVAC_Prescriptive_Gas Furnace_90% AFUE_AFUE_EE | Residential | Single Family Low Income Program | HVAC | Prescriptive | Gas Furnace | 90% AFUE | AFUE_EE | 90% |  | MO TRM 2017 | 3.4.6 Furnace
Residential_Single Family Low Income Program_HVAC_Prescriptive_Gas Furnace_90% AFUE_AFUE_Base | Residential | Single Family Low Income Program | HVAC | Prescriptive | Gas Furnace | 90% AFUE | AFUE_Base | 80% |  | MO TRM 2017 | 3.4.6 Furnace
Residential_Single Family Low Income Program_HVAC_Prescriptive_Gas Furnace_90% AFUE_AFUE_Base | Residential | Single Family Low Income Program | HVAC | Prescriptive | Gas Furnace | 90% AFUE | AFUE_Base | 80% |  | MO TRM 2017 | 3.4.6 Furnace
Residential_Single Family Low Income Program_HVAC_Prescriptive_Gas Furnace_90% AFUE_ConversionFactor | Residential | Single Family Low Income Program | HVAC | Prescriptive | Gas Furnace | 90% AFUE | ConversionFactor | 100000 |  | MO TRM 2017 | 3.4.6 Furnace
Residential_Single Family Low Income Program_HVAC_Prescriptive_Gas Furnace_90% AFUE_Therm Saved per Unit | Residential | Single Family Low Income Program | HVAC | Prescriptive | Gas Furnace | 90% AFUE | Therm Saved per Unit | 221.8 |  | MO TRM 2017 | 3.4.6 Furnace
Residential_Single Family Low Income Program_HVAC_Prescriptive_Gas Furnace_90% AFUE_Incremental Cost | Residential | Single Family Low Income Program | HVAC | Prescriptive | Gas Furnace | 90% AFUE | Incremental Cost | 477.93 | Incremental Total Installed Cost, 90% AFUE | MO TRM 2017 | 3.4.6 Furnace
Residential_Single Family Low Income Program_HVAC_Prescriptive_Gas Furnace_90% AFUE_Lifetime (years) | Residential | Single Family Low Income Program | HVAC | Prescriptive | Gas Furnace | 90% AFUE | Lifetime (years) | 19 |  | MO TRM 2017 | 3.4.6 Furnace
Residential_Single Family Low Income Program_HVAC_Prescriptive_Gas Furnace_90% AFUE_ | Residential | Single Family Low Income Program | HVAC | Prescriptive | Gas Furnace | 90% AFUE
Residential_Single Family Low Income Program_HVAC_Prescriptive_Gas Boiler_90% AFUE_EFLH_Heating | Residential | Single Family Low Income Program | HVAC | Prescriptive | Gas Boiler | 90% AFUE | EFLH_Heating | 2218 |  | MO TRM 2017 | 3.4.3 Boiler
Residential_Single Family Low Income Program_HVAC_Prescriptive_Gas Boiler_90% AFUE_Capacity | Residential | Single Family Low Income Program | HVAC | Prescriptive | Gas Boiler | 90% AFUE | Capacity | 100000 | Estimated based upon IL TRM v7.0 Gas High Efficiency Boiler example | MO TRM 2017 | 3.4.3 Boiler
Residential_Single Family Low Income Program_HVAC_Prescriptive_Gas Boiler_90% AFUE_AFUE_EE | Residential | Single Family Low Income Program | HVAC | Prescriptive | Gas Boiler | 90% AFUE | AFUE_EE | 90% |  | MO TRM 2017 | 3.4.3 Boiler
Residential_Single Family Low Income Program_HVAC_Prescriptive_Gas Boiler_90% AFUE_AFUE_Base | Residential | Single Family Low Income Program | HVAC | Prescriptive | Gas Boiler | 90% AFUE | AFUE_Base | 82% |  | MO TRM 2017 | 3.4.3 Boiler
Residential_Single Family Low Income Program_HVAC_Prescriptive_Gas Boiler_90% AFUE_AFUE_Base | Residential | Single Family Low Income Program | HVAC | Prescriptive | Gas Boiler | 90% AFUE | AFUE_Base | 82% |  | MO TRM 2017 | 3.4.3 Boiler
Residential_Single Family Low Income Program_HVAC_Prescriptive_Gas Boiler_90% AFUE_ConversionFactor | Residential | Single Family Low Income Program | HVAC | Prescriptive | Gas Boiler | 90% AFUE | ConversionFactor | 100000 |  | MO TRM 2017 | 3.4.3 Boiler
Residential_Single Family Low Income Program_HVAC_Prescriptive_Gas Boiler_90% AFUE_Therm Saved per Unit | Residential | Single Family Low Income Program | HVAC | Prescriptive | Gas Boiler | 90% AFUE | Therm Saved per Unit | 216.3902 |  | MO TRM 2017 | 3.4.3 Boiler
Residential_Single Family Low Income Program_HVAC_Prescriptive_Gas Boiler_90% AFUE_Incremental Cost | Residential | Single Family Low Income Program | HVAC | Prescriptive | Gas Boiler | 90% AFUE | Incremental Cost | 884 | Incremental Total Installed Cost | MO TRM 2017 | 3.4.3 Boiler
Residential_Single Family Low Income Program_HVAC_Prescriptive_Gas Boiler_90% AFUE_Lifetime (years) | Residential | Single Family Low Income Program | HVAC | Prescriptive | Gas Boiler | 90% AFUE | Lifetime (years) | 26.5 |  | MO TRM 2017 | 3.4.3 Boiler
Residential_Single Family Low Income Program_HVAC_Prescriptive_Gas Boiler_90% AFUE_ | Residential | Single Family Low Income Program | HVAC | Prescriptive | Gas Boiler | 90% AFUE
Residential_Single Family Low Income Program_Water Heating_Prescriptive_Gas Tankless Water Heater_0.80 UEF_EF_Base | Residential | Single Family Low Income Program | Water Heating | Prescriptive | Gas Tankless Water Heater | 0.80 UEF | EF_Base | 0.6 | Baseline gas storage water heater | MO TRM 2017 | 3.3.3 Water Heater
Residential_Single Family Low Income Program_Water Heating_Prescriptive_Gas Tankless Water Heater_0.80 UEF_EF_EE | Residential | Single Family Low Income Program | Water Heating | Prescriptive | Gas Tankless Water Heater | 0.80 UEF | EF_EE | 0.8 |  | MO TRM 2017 | 3.3.3 Water Heater
Residential_Single Family Low Income Program_Water Heating_Prescriptive_Gas Tankless Water Heater_0.80 UEF_GPD | Residential | Single Family Low Income Program | Water Heating | Prescriptive | Gas Tankless Water Heater | 0.80 UEF | GPD | 17.6 |  | MO TRM 2017 | 3.3.3 Water Heater
Residential_Single Family Low Income Program_Water Heating_Prescriptive_Gas Tankless Water Heater_0.80 UEF_Household | Residential | Single Family Low Income Program | Water Heating | Prescriptive | Gas Tankless Water Heater | 0.80 UEF | Household | 2.67 | Single-Family | MO TRM 2017 | 3.3.3 Water Heater
Residential_Single Family Low Income Program_Water Heating_Prescriptive_Gas Tankless Water Heater_0.80 UEF_Days/year | Residential | Single Family Low Income Program | Water Heating | Prescriptive | Gas Tankless Water Heater | 0.80 UEF | Days/year | 365.25 |  | MO TRM 2017 | 3.3.3 Water Heater
Residential_Single Family Low Income Program_Water Heating_Prescriptive_Gas Tankless Water Heater_0.80 UEF_yWater | Residential | Single Family Low Income Program | Water Heating | Prescriptive | Gas Tankless Water Heater | 0.80 UEF | yWater | 8.33 |  | MO TRM 2017 | 3.3.3 Water Heater
Residential_Single Family Low Income Program_Water Heating_Prescriptive_Gas Tankless Water Heater_0.80 UEF_T_out | Residential | Single Family Low Income Program | Water Heating | Prescriptive | Gas Tankless Water Heater | 0.80 UEF | T_out | 125 |  | MO TRM 2017 | 3.3.3 Water Heater
Residential_Single Family Low Income Program_Water Heating_Prescriptive_Gas Tankless Water Heater_0.80 UEF_T_in | Residential | Single Family Low Income Program | Water Heating | Prescriptive | Gas Tankless Water Heater | 0.80 UEF | T_in | 57.898 |  | MO TRM 2017 | 3.3.3 Water Heater
Residential_Single Family Low Income Program_Water Heating_Prescriptive_Gas Tankless Water Heater_0.80 UEF_SpecificHeatWater | Residential | Single Family Low Income Program | Water Heating | Prescriptive | Gas Tankless Water Heater | 0.80 UEF | SpecificHeatWater | 1 |  | MO TRM 2017 | 3.3.3 Water Heater
Residential_Single Family Low Income Program_Water Heating_Prescriptive_Gas Tankless Water Heater_0.80 UEF_ConversionFactor | Residential | Single Family Low Income Program | Water Heating | Prescriptive | Gas Tankless Water Heater | 0.80 UEF | ConversionFactor | 100000 |  | MO TRM 2017 | 3.3.3 Water Heater
Residential_Single Family Low Income Program_Water Heating_Prescriptive_Gas Tankless Water Heater_0.80 UEF_Therm Saved per Unit | Residential | Single Family Low Income Program | Water Heating | Prescriptive | Gas Tankless Water Heater | 0.80 UEF | Therm Saved per Unit | 39.9745 |  | MO TRM 2017 | 3.3.3 Water Heater
Residential_Single Family Low Income Program_Water Heating_Prescriptive_Gas Tankless Water Heater_0.80 UEF_Incremental Cost | Residential | Single Family Low Income Program | Water Heating | Prescriptive | Gas Tankless Water Heater | 0.80 UEF | Incremental Cost | 510 | Incremental Cost of Gas Tankless Water Heater | MO TRM 2017 | 3.3.3 Water Heater
Residential_Single Family Low Income Program_Water Heating_Prescriptive_Gas Tankless Water Heater_0.80 UEF_Lifetime (years) | Residential | Single Family Low Income Program | Water Heating | Prescriptive | Gas Tankless Water Heater | 0.80 UEF | Lifetime (years) | 20 | Gas Tankless Water Heater | MO TRM 2017 | 3.3.3 Water Heater
Residential_Single Family Low Income Program_Water Heating_Prescriptive_Gas Tankless Water Heater_0.80 UEF_ | Residential | Single Family Low Income Program | Water Heating | Prescriptive | Gas Tankless Water Heater | 0.80 UEF
Residential_Single Family Low Income Program_Water Heating_Prescriptive_Gas Storage Water Heater_0.64 UEF_EF_Base | Residential | Single Family Low Income Program | Water Heating | Prescriptive | Gas Storage Water Heater | 0.64 UEF | EF_Base | 0.6 | Baseline gas storage water heater | MO TRM 2017 | 3.3.3 Water Heater
Residential_Single Family Low Income Program_Water Heating_Prescriptive_Gas Storage Water Heater_0.64 UEF_EF_EE | Residential | Single Family Low Income Program | Water Heating | Prescriptive | Gas Storage Water Heater | 0.64 UEF | EF_EE | 0.64 |  | MO TRM 2017 | 3.3.3 Water Heater
Residential_Single Family Low Income Program_Water Heating_Prescriptive_Gas Storage Water Heater_0.64 UEF_GPD | Residential | Single Family Low Income Program | Water Heating | Prescriptive | Gas Storage Water Heater | 0.64 UEF | GPD | 17.6 |  | MO TRM 2017 | 3.3.3 Water Heater
Residential_Single Family Low Income Program_Water Heating_Prescriptive_Gas Storage Water Heater_0.64 UEF_Household | Residential | Single Family Low Income Program | Water Heating | Prescriptive | Gas Storage Water Heater | 0.64 UEF | Household | 2.67 | Single-Family | MO TRM 2017 | 3.3.3 Water Heater
Residential_Single Family Low Income Program_Water Heating_Prescriptive_Gas Storage Water Heater_0.64 UEF_Days/year | Residential | Single Family Low Income Program | Water Heating | Prescriptive | Gas Storage Water Heater | 0.64 UEF | Days/year | 365.25 |  | MO TRM 2017 | 3.3.3 Water Heater
Residential_Single Family Low Income Program_Water Heating_Prescriptive_Gas Storage Water Heater_0.64 UEF_yWater | Residential | Single Family Low Income Program | Water Heating | Prescriptive | Gas Storage Water Heater | 0.64 UEF | yWater | 8.33 |  | MO TRM 2017 | 3.3.3 Water Heater
Residential_Single Family Low Income Program_Water Heating_Prescriptive_Gas Storage Water Heater_0.64 UEF_T_out | Residential | Single Family Low Income Program | Water Heating | Prescriptive | Gas Storage Water Heater | 0.64 UEF | T_out | 125 |  | MO TRM 2017 | 3.3.3 Water Heater
Residential_Single Family Low Income Program_Water Heating_Prescriptive_Gas Storage Water Heater_0.64 UEF_T_in | Residential | Single Family Low Income Program | Water Heating | Prescriptive | Gas Storage Water Heater | 0.64 UEF | T_in | 57.898 |  | MO TRM 2017 | 3.3.3 Water Heater
Residential_Single Family Low Income Program_Water Heating_Prescriptive_Gas Storage Water Heater_0.64 UEF_SpecificHeatWater | Residential | Single Family Low Income Program | Water Heating | Prescriptive | Gas Storage Water Heater | 0.64 UEF | SpecificHeatWater | 1 |  | MO TRM 2017 | 3.3.3 Water Heater
Residential_Single Family Low Income Program_Water Heating_Prescriptive_Gas Storage Water Heater_0.64 UEF_ConversionFactor | Residential | Single Family Low Income Program | Water Heating | Prescriptive | Gas Storage Water Heater | 0.64 UEF | ConversionFactor | 100000 |  | MO TRM 2017 | 3.3.3 Water Heater
Residential_Single Family Low Income Program_Water Heating_Prescriptive_Gas Storage Water Heater_0.64 UEF_Therm Saved per Unit | Residential | Single Family Low Income Program | Water Heating | Prescriptive | Gas Storage Water Heater | 0.64 UEF | Therm Saved per Unit | 9.9936 |  | MO TRM 2017 | 3.3.3 Water Heater
Residential_Single Family Low Income Program_Water Heating_Prescriptive_Gas Storage Water Heater_0.64 UEF_Incremental Cost | Residential | Single Family Low Income Program | Water Heating | Prescriptive | Gas Storage Water Heater | 0.64 UEF | Incremental Cost | 256 | Incremental Cost of Storage Water Heater | MO TRM 2017 | 3.3.3 Water Heater
Residential_Single Family Low Income Program_Water Heating_Prescriptive_Gas Storage Water Heater_0.64 UEF_Lifetime (years) | Residential | Single Family Low Income Program | Water Heating | Prescriptive | Gas Storage Water Heater | 0.64 UEF | Lifetime (years) | 13 | Gas Storage Water Heater | MO TRM 2017 | 3.3.3 Water Heater
Residential_Single Family Low Income Program_Water Heating_Prescriptive_Gas Storage Water Heater_0.64 UEF_ | Residential | Single Family Low Income Program | Water Heating | Prescriptive | Gas Storage Water Heater | 0.64 UEF
Residential_Single Family Low Income Program_HVAC/DHW_Prescriptive_High-efficiency boiler with side-arm tank_90% AFUE_EFLH_Heating | Residential | Single Family Low Income Program | HVAC/DHW | Prescriptive | High-efficiency boiler with side-arm tank | 90% AFUE | EFLH_Heating | 2218 |  | MO TRM 2017 | 3.4.3 Boiler
Residential_Single Family Low Income Program_HVAC/DHW_Prescriptive_High-efficiency boiler with side-arm tank_90% AFUE_Capacity | Residential | Single Family Low Income Program | HVAC/DHW | Prescriptive | High-efficiency boiler with side-arm tank | 90% AFUE | Capacity | 100000 | Estimated based upon IL TRM v7.0 Gas High Efficiency Boiler example | MO TRM 2017 | 3.4.3 Boiler
Residential_Single Family Low Income Program_HVAC/DHW_Prescriptive_High-efficiency boiler with side-arm tank_90% AFUE_AFUE_EE | Residential | Single Family Low Income Program | HVAC/DHW | Prescriptive | High-efficiency boiler with side-arm tank | 90% AFUE | AFUE_EE | 90% |  | MO TRM 2017 | 3.4.3 Boiler
Residential_Single Family Low Income Program_HVAC/DHW_Prescriptive_High-efficiency boiler with side-arm tank_90% AFUE_AFUE_Base | Residential | Single Family Low Income Program | HVAC/DHW | Prescriptive | High-efficiency boiler with side-arm tank | 90% AFUE | AFUE_Base | 82% |  | MO TRM 2017 | 3.4.3 Boiler
Residential_Single Family Low Income Program_HVAC/DHW_Prescriptive_High-efficiency boiler with side-arm tank_90% AFUE_AFUE_Base | Residential | Single Family Low Income Program | HVAC/DHW | Prescriptive | High-efficiency boiler with side-arm tank | 90% AFUE | AFUE_Base | 82% |  | MO TRM 2017 | 3.4.3 Boiler
Residential_Single Family Low Income Program_HVAC/DHW_Prescriptive_High-efficiency boiler with side-arm tank_90% AFUE_ConversionFactor | Residential | Single Family Low Income Program | HVAC/DHW | Prescriptive | High-efficiency boiler with side-arm tank | 90% AFUE | ConversionFactor | 100000 |  | MO TRM 2017 | 3.4.3 Boiler
Residential_Single Family Low Income Program_HVAC/DHW_Prescriptive_High-efficiency boiler with side-arm tank_90% AFUE_HVAC Savings per Unit | Residential | Single Family Low Income Program | HVAC/DHW | Prescriptive | High-efficiency boiler with side-arm tank | 90% AFUE | HVAC Savings per Unit | 216.3902 |  | MO TRM 2017 | 3.4.3 Boiler
Residential_Single Family Low Income Program_HVAC/DHW_Prescriptive_High-efficiency boiler with side-arm tank_90% AFUE_GPD | Residential | Single Family Low Income Program | HVAC/DHW | Prescriptive | High-efficiency boiler with side-arm tank | 90% AFUE | GPD | 17.6 |  | MO TRM 2017 | 3.3.3 Water Heater
Residential_Single Family Low Income Program_HVAC/DHW_Prescriptive_High-efficiency boiler with side-arm tank_90% AFUE_Household | Residential | Single Family Low Income Program | HVAC/DHW | Prescriptive | High-efficiency boiler with side-arm tank | 90% AFUE | Household | 2.67 | Single-Family | MO TRM 2017 | 3.3.3 Water Heater
Residential_Single Family Low Income Program_HVAC/DHW_Prescriptive_High-efficiency boiler with side-arm tank_90% AFUE_Days/year | Residential | Single Family Low Income Program | HVAC/DHW | Prescriptive | High-efficiency boiler with side-arm tank | 90% AFUE | Days/year | 365.25 |  | MO TRM 2017 | 3.3.3 Water Heater
Residential_Single Family Low Income Program_HVAC/DHW_Prescriptive_High-efficiency boiler with side-arm tank_90% AFUE_yWater | Residential | Single Family Low Income Program | HVAC/DHW | Prescriptive | High-efficiency boiler with side-arm tank | 90% AFUE | yWater | 8.33 |  | MO TRM 2017 | 3.3.3 Water Heater
Residential_Single Family Low Income Program_HVAC/DHW_Prescriptive_High-efficiency boiler with side-arm tank_90% AFUE_T_out | Residential | Single Family Low Income Program | HVAC/DHW | Prescriptive | High-efficiency boiler with side-arm tank | 90% AFUE | T_out | 125 |  | MO TRM 2017 | 3.3.3 Water Heater
Residential_Single Family Low Income Program_HVAC/DHW_Prescriptive_High-efficiency boiler with side-arm tank_90% AFUE_T_in | Residential | Single Family Low Income Program | HVAC/DHW | Prescriptive | High-efficiency boiler with side-arm tank | 90% AFUE | T_in | 57.898 |  | MO TRM 2017 | 3.3.3 Water Heater
Residential_Single Family Low Income Program_HVAC/DHW_Prescriptive_High-efficiency boiler with side-arm tank_90% AFUE_ConversionFactor | Residential | Single Family Low Income Program | HVAC/DHW | Prescriptive | High-efficiency boiler with side-arm tank | 90% AFUE | ConversionFactor | 100000 |  | NY TRM v6.1 | Indirect Water Heater
Residential_Single Family Low Income Program_HVAC/DHW_Prescriptive_High-efficiency boiler with side-arm tank_90% AFUE_EF_Base | Residential | Single Family Low Income Program | HVAC/DHW | Prescriptive | High-efficiency boiler with side-arm tank | 90% AFUE | EF_Base | 78% | Recovery efficiency of gas water heater, Single-Family. A proxy for thermal efficiency per NY TRM Indirect Water Heater entry | NY TRM v6.1 | Indirect Water Heater
Residential_Single Family Low Income Program_HVAC/DHW_Prescriptive_High-efficiency boiler with side-arm tank_90% AFUE_EF_EE | Residential | Single Family Low Income Program | HVAC/DHW | Prescriptive | High-efficiency boiler with side-arm tank | 90% AFUE | EF_EE | 90% |  | NY TRM v6.1 | Indirect Water Heater
Residential_Single Family Low Income Program_HVAC/DHW_Prescriptive_High-efficiency boiler with side-arm tank_90% AFUE_UA_Base | Residential | Single Family Low Income Program | HVAC/DHW | Prescriptive | High-efficiency boiler with side-arm tank | 90% AFUE | UA_Base | 7.85 |  | NY TRM v6.1 | Indirect Water Heater
Residential_Single Family Low Income Program_HVAC/DHW_Prescriptive_High-efficiency boiler with side-arm tank_90% AFUE_EF_Base | Residential | Single Family Low Income Program | HVAC/DHW | Prescriptive | High-efficiency boiler with side-arm tank | 90% AFUE | EF_Base | 78% | Recovery efficiency of gas water heater, Single-Family. A proxy for thermal efficiency per NY TRM Indirect Water Heater entry | NY TRM v6.1 | Indirect Water Heater
Residential_Single Family Low Income Program_HVAC/DHW_Prescriptive_High-efficiency boiler with side-arm tank_90% AFUE_UA_EE | Residential | Single Family Low Income Program | HVAC/DHW | Prescriptive | High-efficiency boiler with side-arm tank | 90% AFUE | UA_EE | 5.4 |  | NY TRM v6.1 | Indirect Water Heater
Residential_Single Family Low Income Program_HVAC/DHW_Prescriptive_High-efficiency boiler with side-arm tank_90% AFUE_EF_EE | Residential | Single Family Low Income Program | HVAC/DHW | Prescriptive | High-efficiency boiler with side-arm tank | 90% AFUE | EF_EE | 90% |  | NY TRM v6.1 | Indirect Water Heater
Residential_Single Family Low Income Program_HVAC/DHW_Prescriptive_High-efficiency boiler with side-arm tank_90% AFUE_T_out | Residential | Single Family Low Income Program | HVAC/DHW | Prescriptive | High-efficiency boiler with side-arm tank | 90% AFUE | T_out | 125 |  | NY TRM v6.1 | Indirect Water Heater
Residential_Single Family Low Income Program_HVAC/DHW_Prescriptive_High-efficiency boiler with side-arm tank_90% AFUE_T_amb | Residential | Single Family Low Income Program | HVAC/DHW | Prescriptive | High-efficiency boiler with side-arm tank | 90% AFUE | T_amb | 70 |  | NY TRM v6.1 | Indirect Water Heater
Residential_Single Family Low Income Program_HVAC/DHW_Prescriptive_High-efficiency boiler with side-arm tank_90% AFUE_ConversionFactor | Residential | Single Family Low Income Program | HVAC/DHW | Prescriptive | High-efficiency boiler with side-arm tank | 90% AFUE | ConversionFactor | 100000 |  | NY TRM v6.1 | Indirect Water Heater
Residential_Single Family Low Income Program_HVAC/DHW_Prescriptive_High-efficiency boiler with side-arm tank_90% AFUE_Hours/year | Residential | Single Family Low Income Program | HVAC/DHW | Prescriptive | High-efficiency boiler with side-arm tank | 90% AFUE | Hours/year | 8766 |  | NY TRM v6.1 | Indirect Water Heater
Residential_Single Family Low Income Program_HVAC/DHW_Prescriptive_High-efficiency boiler with side-arm tank_90% AFUE_DHW Savings per Unit | Residential | Single Family Low Income Program | HVAC/DHW | Prescriptive | High-efficiency boiler with side-arm tank | 90% AFUE | DHW Savings per Unit | 35.9941 | NY TRM savings calculation for Indirect Water Heater using weather-sensitive and MO-specific attributes from MO TRM | NY TRM v6.1 | Indirect Water Heater
Residential_Single Family Low Income Program_HVAC/DHW_Prescriptive_High-efficiency boiler with side-arm tank_90% AFUE_Therm Saved per Unit | Residential | Single Family Low Income Program | HVAC/DHW | Prescriptive | High-efficiency boiler with side-arm tank | 90% AFUE | Therm Saved per Unit | 252.3843 |  | MO TRM 2017 | 3.4.3 Boiler
Residential_Single Family Low Income Program_HVAC/DHW_Prescriptive_High-efficiency boiler with side-arm tank_90% AFUE_Incremental Cost | Residential | Single Family Low Income Program | HVAC/DHW | Prescriptive | High-efficiency boiler with side-arm tank | 90% AFUE | Incremental Cost | 1140 | Incremental Total Installed Cost of Boiler and Water Heater | MO TRM 2017 | 3.4.3 Boiler
Residential_Single Family Low Income Program_HVAC/DHW_Prescriptive_High-efficiency boiler with side-arm tank_90% AFUE_Lifetime (years) | Residential | Single Family Low Income Program | HVAC/DHW | Prescriptive | High-efficiency boiler with side-arm tank | 90% AFUE | Lifetime (years) | 13 | Minimum of Boiler and Water Heater Lifetime | MO TRM 2017 | 3.4.3 Boiler
Residential_Single Family Low Income Program_HVAC/DHW_Prescriptive_High-efficiency boiler with side-arm tank_90% AFUE_ | Residential | Single Family Low Income Program | HVAC/DHW | Prescriptive | High-efficiency boiler with side-arm tank | 90% AFUE
Residential_Single Family Low Income Program_HVAC/DHW_Prescriptive_Heating/water heating (tankless) boiler_90% AFUE_EFLH_Heating | Residential | Single Family Low Income Program | HVAC/DHW | Prescriptive | Heating/water heating (tankless) boiler | 90% AFUE | EFLH_Heating | 2218 |  | MO TRM 2017 | 3.4.3 Boiler
Residential_Single Family Low Income Program_HVAC/DHW_Prescriptive_Heating/water heating (tankless) boiler_90% AFUE_CAPInput | Residential | Single Family Low Income Program | HVAC/DHW | Prescriptive | Heating/water heating (tankless) boiler | 90% AFUE | CAPInput | 100000 |  | IL TRM v7.0 | 5.3.17 Gas High Efficiency Combination Boiler
Residential_Single Family Low Income Program_HVAC/DHW_Prescriptive_Heating/water heating (tankless) boiler_90% AFUE_AFUE_EE | Residential | Single Family Low Income Program | HVAC/DHW | Prescriptive | Heating/water heating (tankless) boiler | 90% AFUE | AFUE_EE | 90% |  | IL TRM v7.0 | 5.3.17 Gas High Efficiency Combination Boiler
Residential_Single Family Low Income Program_HVAC/DHW_Prescriptive_Heating/water heating (tankless) boiler_90% AFUE_AFUE_base | Residential | Single Family Low Income Program | HVAC/DHW | Prescriptive | Heating/water heating (tankless) boiler | 90% AFUE | AFUE_base | 82% |  | IL TRM v7.0 | 5.3.17 Gas High Efficiency Combination Boiler
Residential_Single Family Low Income Program_HVAC/DHW_Prescriptive_Heating/water heating (tankless) boiler_90% AFUE_ConversionFactor | Residential | Single Family Low Income Program | HVAC/DHW | Prescriptive | Heating/water heating (tankless) boiler | 90% AFUE | ConversionFactor | 100000 |  | IL TRM v7.0 | 5.3.17 Gas High Efficiency Combination Boiler
Residential_Single Family Low Income Program_HVAC/DHW_Prescriptive_Heating/water heating (tankless) boiler_90% AFUE_HVAC Savings per Unit | Residential | Single Family Low Income Program | HVAC/DHW | Prescriptive | Heating/water heating (tankless) boiler | 90% AFUE | HVAC Savings per Unit | 216.3902 |  | IL TRM v7.0 | 5.3.17 Gas High Efficiency Combination Boiler
Residential_Single Family Low Income Program_HVAC/DHW_Prescriptive_Heating/water heating (tankless) boiler_90% AFUE_UEF_Base | Residential | Single Family Low Income Program | HVAC/DHW | Prescriptive | Heating/water heating (tankless) boiler | 90% AFUE | UEF_Base | 0.58 | Single-Family | IL TRM v7.0 | 5.3.17 Gas High Efficiency Combination Boiler
Residential_Single Family Low Income Program_HVAC/DHW_Prescriptive_Heating/water heating (tankless) boiler_90% AFUE_UEF_EE | Residential | Single Family Low Income Program | HVAC/DHW | Prescriptive | Heating/water heating (tankless) boiler | 90% AFUE | UEF_EE | 0.933 |  | IL TRM v7.0 | 5.3.17 Gas High Efficiency Combination Boiler
Residential_Single Family Low Income Program_HVAC/DHW_Prescriptive_Heating/water heating (tankless) boiler_90% AFUE_GPD | Residential | Single Family Low Income Program | HVAC/DHW | Prescriptive | Heating/water heating (tankless) boiler | 90% AFUE | GPD | 17.6 |  | MO TRM 2017 | 3.3.3 Water Heater
Residential_Single Family Low Income Program_HVAC/DHW_Prescriptive_Heating/water heating (tankless) boiler_90% AFUE_Household | Residential | Single Family Low Income Program | HVAC/DHW | Prescriptive | Heating/water heating (tankless) boiler | 90% AFUE | Household | 2.67 | Single-Family | MO TRM 2017 | 3.3.3 Water Heater
Residential_Single Family Low Income Program_HVAC/DHW_Prescriptive_Heating/water heating (tankless) boiler_90% AFUE_Days/year | Residential | Single Family Low Income Program | HVAC/DHW | Prescriptive | Heating/water heating (tankless) boiler | 90% AFUE | Days/year | 365.25 |  | IL TRM v7.0 | 5.3.17 Gas High Efficiency Combination Boiler
Residential_Single Family Low Income Program_HVAC/DHW_Prescriptive_Heating/water heating (tankless) boiler_90% AFUE_yWater | Residential | Single Family Low Income Program | HVAC/DHW | Prescriptive | Heating/water heating (tankless) boiler | 90% AFUE | yWater | 8.33 |  | IL TRM v7.0 | 5.3.17 Gas High Efficiency Combination Boiler
Residential_Single Family Low Income Program_HVAC/DHW_Prescriptive_Heating/water heating (tankless) boiler_90% AFUE_T_out | Residential | Single Family Low Income Program | HVAC/DHW | Prescriptive | Heating/water heating (tankless) boiler | 90% AFUE | T_out | 125 |  | IL TRM v7.0 | 5.3.17 Gas High Efficiency Combination Boiler
Residential_Single Family Low Income Program_HVAC/DHW_Prescriptive_Heating/water heating (tankless) boiler_90% AFUE_T_in | Residential | Single Family Low Income Program | HVAC/DHW | Prescriptive | Heating/water heating (tankless) boiler | 90% AFUE | T_in | 57.898 |  | MO TRM 2017 | 3.3.3 Water Heater
Residential_Single Family Low Income Program_HVAC/DHW_Prescriptive_Heating/water heating (tankless) boiler_90% AFUE_SpecificHeatWater | Residential | Single Family Low Income Program | HVAC/DHW | Prescriptive | Heating/water heating (tankless) boiler | 90% AFUE | SpecificHeatWater | 1 |  | IL TRM v7.0 | 5.3.17 Gas High Efficiency Combination Boiler
Residential_Single Family Low Income Program_HVAC/DHW_Prescriptive_Heating/water heating (tankless) boiler_90% AFUE_DHW Savings per Unit | Residential | Single Family Low Income Program | HVAC/DHW | Prescriptive | Heating/water heating (tankless) boiler | 90% AFUE | ConversionFactor | 100000 |  | IL TRM v7.0 | 5.3.17 Gas High Efficiency Combination Boiler
Residential_Single Family Low Income Program_HVAC/DHW_Prescriptive_Heating/water heating (tankless) boiler_90% AFUE_ConversionFactor | Residential | Single Family Low Income Program | HVAC/DHW | Prescriptive | Heating/water heating (tankless) boiler | 90% AFUE | DHW Savings per Unit | 62.5835 |  | IL TRM v7.0 | 5.3.17 Gas High Efficiency Combination Boiler
Residential_Single Family Low Income Program_HVAC/DHW_Prescriptive_Heating/water heating (tankless) boiler_90% AFUE_Therm Saved per Unit | Residential | Single Family Low Income Program | HVAC/DHW | Prescriptive | Heating/water heating (tankless) boiler | 90% AFUE | Therm Saved per Unit | 278.9737 |  | IL TRM v7.0 | 5.3.17 Gas High Efficiency Combination Boiler
Residential_Single Family Low Income Program_HVAC/DHW_Prescriptive_Heating/water heating (tankless) boiler_90% AFUE_Incremental Cost | Residential | Single Family Low Income Program | HVAC/DHW | Prescriptive | Heating/water heating (tankless) boiler | 90% AFUE | Incremental Cost | 3522 |  | IL TRM v7.0 | 5.3.17 Gas High Efficiency Combination Boiler
Residential_Single Family Low Income Program_HVAC/DHW_Prescriptive_Heating/water heating (tankless) boiler_90% AFUE_Lifetime (years) | Residential | Single Family Low Income Program | HVAC/DHW | Prescriptive | Heating/water heating (tankless) boiler | 90% AFUE | Lifetime (years) | 21.5 |  | IL TRM v7.0 | 5.3.17 Gas High Efficiency Combination Boiler
Residential_Single Family Low Income Program_HVAC/DHW_Prescriptive_Heating/water heating (tankless) boiler_90% AFUE_ | Residential | Single Family Low Income Program | HVAC/DHW | Prescriptive | Heating/water heating (tankless) boiler | 90% AFUE