## Sheet1
New Measure? | UPDATED TRM PROGRAM NAME | TRM Measure Name | Updated TRM Primary Key | Measure Life (Years) | Electric Energy Savings (Annual kWh/unit) | Coincident Peak Demand Savings (kW/unit) | Incremental Measure Cost | Measure Incentive ($/unit) | Measure Notes
No | Whole Home Efficiency Program | Energy Saving Products Custom Measure | 0.23 | 0 | 0 | 0 | 0 | 0
No | Whole Home Efficiency Program | Dehumidifiers, ENERGY STAR Most Efficient | 613.1 | 12 | 188.425 | 0.0428 | 75 | 50
No | Whole Home Efficiency Program | Dehumidifiers, ENERGY STAR | 614.1 | 12 | 131.426 | 0.0299 | 10 | 35
No | Whole Home Efficiency Program | Room Air Purifiers - CADR 30-99 | 272.2 | 9 | 39 | 0.0045 | 8.44 | 5
No | Whole Home Efficiency Program | Room Air Purifiers - CADR 100-149 | 412.3 | 9 | 95 | 0.0109 | 22.33 | 10
No | Whole Home Efficiency Program | Room Air Purifiers - CADR 150-199 | 413.3 | 9 | 303 | 0.0346 | 92.34 | 45
No | Whole Home Efficiency Program | Room Air Purifiers - CADR 200-249 | 414.3 | 9 | 570 | 0.0651 | 44.5 | 20
No | Whole Home Efficiency Program | Room Air Purifiers - CADR Over 250 | 415.2 | 9 | 328 | 0.0374 | 44.5 | 20
No | Whole Home Efficiency Program | Smart Power Strip - Wh7-Plug (Time of Sale delivery) | 312.2 | 7 | 73.1 | 0.0082 | 10 | 10
No | Whole Home Efficiency Program | Tier 2 Advanced Power Strips (APS) - Residential Audio Visual | 491.2 | 7 | 136.072 | 0.0249 | 70 | 35
No | Whole Home Efficiency Program | Smart Thermostat - Unknown Heating / Unknown Cooling | 624.1 | 11 | 280.3191 | 0.1509 | 79 | 105.78
Yes | Whole Home Efficiency Program | Smart Thermostat - Unknown Heating / Unknown Cooling (POP) | 789 | 11 | 244.7877 | 0.1303 | 125 | 105.78 | Measure added based on adjustments of accounting for ESP t-stats participating in DR programs
Yes | Whole Home Efficiency Program | Smart Thermostat - Unknown Heating / Unknown Cooling - DR Enrolled (Marketplace) | 790 | 11 | 244.7877 | 0 | 125 | 105.78 | Measure added based on adjustments of accounting for ESP t-stats participating in DR programs
Yes | Whole Home Efficiency Program | Smart Thermostat - Unknown Heating / Unknown Cooling - DR Enrolled (POP) | 791 | 11 | 244.7877 | 0 | 125 | 105.78 | Measure added based on adjustments of accounting for ESP t-stats participating in DR programs
No | Whole Home Efficiency Program | Smart Thermostat - ASHP heating / cooling SF - DR Enrolled | 598.2 | 11 | 941.1926 | 0 | 79 | 39.5
No | Whole Home Efficiency Program | Smart Thermostat - ASHP heating / cooling MF - DR Enrolled | 599.2 | 11 | 639.01 | 0 | 79 | 39.5
No | Whole Home Efficiency Program | Smart Thermostat - electric furnace heating / CAC SF - DR Enrolled | 600.2 | 11 | 1421.6126 | 0 | 79 | 39.5
No | Whole Home Efficiency Program | Smart Thermostat - electric furnace heating / CAC MF - DR Enrolled | 601.2 | 11 | 951.283 | 0 | 79 | 39.5
No | Whole Home Efficiency Program | Smart Thermostat - Gas Heated / CAC SF - DR Enrolled | 602.2 | 11 | 306.8285 | 0 | 79 | 39.5
No | Whole Home Efficiency Program | Smart Thermostat - Gas Heated / CAC MF - DR Enrolled | 603.2 | 11 | 226.6733 | 0 | 79 | 39.5
Yes | Whole Home Efficiency Program | Door Sweep | 792 | 20 | 27.675 | 0 | 8 | 4 | Characterized by AEG, not currently in Evergy TRM
No | Whole Home Efficiency Program | LED Nightlights | 499.2 | 8 | 30.4846 | 0 | 3.35 | 39.5
No | Whole Home Efficiency Program | LED String Lights | 401.2 | 7 | 26.7225 | 0 | 17.365 | 7
No | Whole Home Efficiency Program | LED String Lights (Mini) | 615.1 | 7 | 3.465 | 0 | 15.38 | 7
No | Whole Home Efficiency Program | LED String Lights (C7) | 616.1 | 7 | 47.46 | 0 | 21.42 | 4.5
No | Whole Home Efficiency Program | LED String Lights (C9) | 617.1 | 7 | 52.5 | 0 | 17.28 | 5
Yes | Whole Home Efficiency Program | Linear Lighting | 793 | 20 | 9.4893 | 0.00064587 | 15.7024 | 7.85 | Measure added from Potential Study, not currently in Evergy TRM
Yes | Whole Home Efficiency Program | Linear Lighting | 794 | 20 | 9.4893 | 0.00064587 | 15.7024 | 7.85 | Measure added from Potential Study, not currently in Evergy TRM
No | Whole Home Efficiency Program | Pipe Insulated | 10.6 | 15 | 244.7516 | 0.0279 | 18 | 9
No | Whole Home Efficiency Program | Low Flow Showerhead | 11.6 | 10 | 217.0881 | 0.0221 | 12 | 6
No | Whole Home Efficiency Program | Low Flow Faucet Aerator-Bathroom | 245.6 | 10 | 20.6136 | 0.0283 | 8 | 2
No | Whole Home Efficiency Program | Low Flow Faucet Aerator-Kitchen | 246.5 | 10 | 40.2134 | 0.0079 | 8 | 2
No | Whole Home Efficiency Program | Pipe Insulated | 795 | 15 | 244.7516 | 0.0279 | 18 | 9
No | Whole Home Efficiency Program | Shower Start 1.5 gpm electric water heater | 409.2 | 10 | 83.8087 | 0.0072 | 50 | 25
Yes | Whole Home Efficiency Program | Water Heater - Thermostatic Shower Restriction Valve | 796 | 10 | 188.7329 | 0.013074 | 52.056 | 26.03 | Measure added from Potential Study, not currently in Evergy TRM
No | Whole Home Efficiency Program | ENERGY STAR Refrigerators | 399.3 | 15 | 40.82 | 0.0062 | 28 | 14
No | Whole Home Efficiency Program | ENERGY STAR Freezers | 400.3 | 21 | 45.332 | 0.0073 | 5 | 2.5
No | Whole Home Efficiency Program | Residential Washing Machines | 472.2 | 14 | 138.5581 | 0.0178 | 87 | 43.5
No | Whole Home Efficiency Program | Residential Dryers | 473.1 | 16 | 160.4368 | 0.0215 | 152 | 76
No | Whole Home Efficiency Program | ENERGY STAR Dishwasher (Electric DHW) | 474.2 | 11 | 37 | 0.0027 | 75.67 | 35
No | Whole Home Efficiency Program | ENERGY STAR Dishwasher (Unknown DHW) | 619.1 | 11 | 19.5952 | 0.0027 | 75.67 | 35
No | Whole Home Efficiency Program | ENERGY STAR Pool Pump and motor w/ auto controls - multi speed | 403.2 | 7 | 188.7081 | 0.4871 | 930 | 20
No | Whole Home Efficiency Program | ENERGY STAR VFDs on Residential Swimming Pool Pumps | 404.2 | 7 | 308.6821 | 0.2148 | 314 | 20
No | Whole Home Efficiency Program | Room AC Units | 271.2 | 12 | 30.5948 | 0.0212 | 93.1034 | 46.55
Yes | Whole Home Efficiency Program | Appliance Recycling Event | 797 | 1 | 0 | 0 | 0 | 0 | Line item to track event/projects participation
No | Whole Home Efficiency Program | Refrigerator Recycling | 488.2 | 6.5 | 900.8573 | 0.1111 | 50 | 25
No | Whole Home Efficiency Program | Freezer Recycling | 489.2 | 6.5 | 905.1909 | 0.1062 | 50 | 25
No | Whole Home Efficiency Program | Room Air Conditioner Recycling | 490.2 | 4 | 371.2245 | 0.2602 | 50 | 25
No | Whole Home Efficiency Program | Dehumidifier Recycling | 667 | 4 | 618.5385 | 0.14023 | 20 | 25
No | Whole Home Efficiency Program | Heating, Cooling & Home Comfort Bonus Incentive | 0.11 | 0 | 0 | 0 | 0 | 0
No | Whole Home Efficiency Program | Heating, Cooling & Home Comfort Custom Measure | 0.24 | 0 | 0 | 0 | 0 | 0
No | Whole Home Efficiency Program | Window AC - Early Replacement | 478.1 | 4 | 169.3009 | 0.1175 | 448 | 224
No | Whole Home Efficiency Program | CAC SEER 16 | 24.7 | 18 | 69.3264 | 0.1079 | 78.9286 | 650
No | Whole Home Efficiency Program | CAC SEER 16 - Early Replacement | 25.7 | 18 | 424.5337 | 0.4533 | 91.7498 | 650
No | Whole Home Efficiency Program | CAC SEER 16 - Early Replacement (future) | 26.6 | 12 | 69.3264 | 0.1079 | 0 | 650
No | Whole Home Efficiency Program | CAC SEER 17 | 27.7 | 18 | 83.9503 | 0.1079 | 221.4286 | 800
No | Whole Home Efficiency Program | CAC SEER 17 - Early Replacement | 28.7 | 18 | 439.1577 | 0.4533 | 234.2498 | 800
No | Whole Home Efficiency Program | CAC SEER 17 - Early Replacement (future) | 29.6 | 12 | 83.9503 | 0.1079 | 0 | 800
No | Whole Home Efficiency Program | CAC SEER 18 | 668.1 | 18 | 97.9143 | 0.1079 | 221.4286 | 800
No | Whole Home Efficiency Program | CAC SEER 18 - Early Replacement | 669.1 | 18 | 453.1217 | 0.4533 | 234.2498 | 800
No | Whole Home Efficiency Program | CAC SEER 18 - Early Replacement (future) | 670.1 | 12 | 97.9143 | 0.1079 | 0 | 800
No | Whole Home Efficiency Program | CAC SEER 16 - Early Replacement: MF | 446.2 | 18 | 424.5337 | 0.4533 | 91.7498 | 325
No | Whole Home Efficiency Program | CAC SEER 16 - Early Replacement: MF (future) | 447.3 | 12 | 69.3264 | 0.1079 | 0 | 325
No | Whole Home Efficiency Program | CAC SEER 16 - Replace at Fail: MF | 448.3 | 18 | 69.3264 | 0.1079 | 78.9286 | 325
No | Whole Home Efficiency Program | CAC SEER 17+ - Early Replacement: MF | 449.2 | 18 | 439.1577 | 0.4533 | 234.2498 | 400
No | Whole Home Efficiency Program | CAC SEER 17+ - Early Replacement: MF (future) | 450.3 | 12 | 83.9503 | 0.1079 | 0 | 400
No | Whole Home Efficiency Program | CAC SEER 17+ - Replace at Fail: MF | 451.3 | 18 | 83.9503 | 0.1079 | 221.4286 | 400
No | Whole Home Efficiency Program | ASHP SEER 16 | 34.7 | 16 | 113.828 | 0.1047 | 140.836 | 900
No | Whole Home Efficiency Program | ASHP SEER 16 - Early Replacement | 35.8 | 16 | 1605.2078 | 0.4581 | 247.6874 | 900
No | Whole Home Efficiency Program | ASHP SEER 16 - Early Replacement (future) | 36.7 | 10 | 113.828 | 0.1047 | 0 | 900
No | Whole Home Efficiency Program | ASHP SEER 16 - Replace Electric Resistance Heat | 37.8 | 16 | 3409.2336 | 0.1047 | 140.836 | 900
No | Whole Home Efficiency Program | ASHP SEER 16 - Replace Electric Resistance Heat - Early Replacement | 316.5 | 16 | 3767.6666 | 0.4581 | 247.6874 | 900
No | Whole Home Efficiency Program | ASHP SEER 16 - Replace Electric Resistance Heat - Early Replacement (future) | 317.4 | 10 | 113.828 | 0.1047 | 0 | 900
No | Whole Home Efficiency Program | ASHP SEER 17 | 38.7 | 16 | 270.8277 | 0.1047 | 212.3167 | 1200
No | Whole Home Efficiency Program | ASHP SEER 17 - Early Replacement | 39.8 | 16 | 1762.2075 | 0.4581 | 311.8624 | 1200
No | Whole Home Efficiency Program | ASHP SEER 17 - Early Replacement (future) | 40.7 | 10 | 270.8277 | 0.1047 | 0 | 1200
No | Whole Home Efficiency Program | ASHP SEER 17 - Replace Electric Resistance Heat | 41.8 | 16 | 3566.2333 | 0.1047 | 212.3167 | 1200
No | Whole Home Efficiency Program | ASHP SEER 17 - Replace Electric Resistance Heat - Early Replacement | 318.5 | 16 | 3924.6663 | 0.4581 | 373.1528 | 1200
No | Whole Home Efficiency Program | ASHP SEER 17 - Replace Electric Resistance Heat - Early Replacement (future) | 319.4 | 10 | 270.8277 | 0.1047 | 0 | 1200
No | Whole Home Efficiency Program | ASHP SEER 18 | 671.1 | 16 | 284.118 | 0.1047 | 273.607 | 1200
No | Whole Home Efficiency Program | ASHP SEER 18 - Early Replacement | 672.1 | 16 | 1775.4978 | 0.4581 | 373.1528 | 1200
No | Whole Home Efficiency Program | ASHP SEER 18 - Early Replacement (future) | 673.1 | 10 | 284.118 | 0.1047 | 0 | 1200
No | Whole Home Efficiency Program | ASHP SEER 18 - Replace Electric Resistance Heat | 674.1 | 16 | 3579.5237 | 0.1047 | 273.607 | 1200
No | Whole Home Efficiency Program | ASHP SEER 16 - replace ASHP: MF | 540.1 | 6 | 113.828 | 0.0975 | 140.836 | 450
No | Whole Home Efficiency Program | ASHP SEER 16 - replace electric furnace / CAC: MF | 455.2 | 16 | 3409.2336 | 0.0975 | 1252.1801 | 450
No | Whole Home Efficiency Program | ASHP SEER 16 - replace electric furnace / CAC - Early Replacement: MF | 462.2 | 16 | 3767.6666 | 0.4262 | 1190.7874 | 450
No | Whole Home Efficiency Program | ASHP SEER 16 - replace electric furnace / CAC - Early Replacement: MF (future) | 463.2 | 10 | 3409.2336 | 0.0975 | 0 | 450
No | Whole Home Efficiency Program | ASHP SEER 17 - replace electric furnace / CAC: MF | 456.2 | 16 | 3566.2333 | 0.0975 | 1194.9208 | 600
No | Whole Home Efficiency Program | ASHP SEER 17 - replace electric furnace / CAC - Early Replacement: MF | 535.1 | 16 | 3924.6663 | 0.4262 | 1274.6584 | 600
No | Whole Home Efficiency Program | ASHP SEER 17 - replace electric furnace / CAC - Early Replacement: MF (future) | 536.1 | 10 | 3566.2333 | 0.1361 | 0 | 600
No | Whole Home Efficiency Program | ASHP SEER 17 - replace ASHP - Early Replacement: MF | 458.2 | 16 | 1718.576 | 0.4262 | 311.8624 | 600
No | Whole Home Efficiency Program | ASHP SEER 17 - replace ASHP - Early Replacement: MF (future) | 459.2 | 10 | 270.8277 | 0.0975 | 0 | 600
No | Whole Home Efficiency Program | ASHP SEER 18 - replace electric furnace / CAC: MF | 457.2 | 16 | 3579.5237 | 0.0975 | 1256.2111 | 600
No | Whole Home Efficiency Program | ASHP SEER 18 - replace electric furnace / CAC - Early Replacement: MF | 537.1 | 16 | 3937.9567 | 0.4262 | 1335.9487 | 600
No | Whole Home Efficiency Program | ASHP SEER 18 - replace electric furnace / CAC - Early Replacement: MF (future) | 538.1 | 10 | 3579.5237 | 0.1361 | 0 | 600
No | Whole Home Efficiency Program | ASHP SEER 18 - replace ASHP - Early Replacement: MF | 460.2 | 16 | 1731.8663 | 0.4262 | 373.1528 | 600
No | Whole Home Efficiency Program | ASHP SEER 18 - replace ASHP - Early Replacement: MF (future) | 461.2 | 10 | 284.118 | 0.0975 | 0 | 600
No | Whole Home Efficiency Program | A/C Minisplit SEER 16: Replace at Fail / Time of Sale_SF: HVAC | 523.1 | 18 | 36.9 | 0.0514 | 2500 | 200
No | Whole Home Efficiency Program | A/C Minisplit SEER 16: Early Retirement_SF: HVAC | 524.1 | 18 | 359.4897 | 0.501 | 2500 | 200
No | Whole Home Efficiency Program | A/C Minisplit SEER 16: Early Retirement_SF: HVAC (Future) | 525.1 | 12 | 36.9 | 0.0514 | 0 | 200
No | Whole Home Efficiency Program | A/C Minisplit SEER 17: Replace at Fail / Time of Sale_SF: HVAC | 526.1 | 18 | 69.4588 | 0.0968 | 2500 | 200
No | Whole Home Efficiency Program | A/C Minisplit SEER 17: Early Retirement_SF: HVAC | 527.1 | 18 | 392.0485 | 0.5464 | 2500 | 200
No | Whole Home Efficiency Program | A/C Minisplit SEER 17: Early Retirement_SF: HVAC (Future) | 528.1 | 12 | 69.4588 | 0.0968 | 0 | 200
No | Whole Home Efficiency Program | A/C Minisplit SEER 18: Replace at Fail / Time of Sale_SF: HVAC | 529.1 | 18 | 98.4 | 0.1371 | 2500 | 200
No | Whole Home Efficiency Program | A/C Minisplit SEER 18: Early Retirement_SF: HVAC | 530.1 | 18 | 420.9897 | 0.5867 | 2500 | 200
No | Whole Home Efficiency Program | A/C Minisplit SEER 18: Early Retirement_SF: HVAC (Future) | 531.1 | 12 | 98.4 | 0.1371 | 0 | 200
No | Whole Home Efficiency Program | Heat Pump Ductless Mini Split - Replace at fail / Time of Sale | 20.7 | 15 | 417.9381 | 0.1116 | 320 | 150
No | Whole Home Efficiency Program | Heat Pump Ductless Mini Split - Early Replacement | 521.2 | 15 | 1766.2028 | 0.3022 | 827.1652 | 150
No | Whole Home Efficiency Program | Heat Pump Ductless Mini Split - Early Replacement (future) | 522.1 | 9 | 544.022 | 0.1123 | 0 | 150
No | Whole Home Efficiency Program | Ductless ASHP Replace Electric Resistance - Early Replacement: MF | 453.2 | 15 | 3774.7075 | 0.3502 | 5089.7544 | 150
No | Whole Home Efficiency Program | Ductless ASHP Replace Electric Resistance - Early Replacement: MF (future) | 454.2 | 9 | 3452.1178 | 0.0322 | 0 | 150
No | Whole Home Efficiency Program | GSHP - EER 23_Replace at Fail / Time of Sale_SF: HVAC | 240.8 | 25 | 814.5557 | 0.1573 | 1834.4942 | 1300
No | Whole Home Efficiency Program | GSHP - EER 23_Early Retirement ASHP_SF: HVAC | 243.8 | 6 | 2117.5292 | 0.5407 | 1918.2252 | 2000
No | Whole Home Efficiency Program | GSHP - EER 23 Early Retirement GSHP_SF: HVAC | 239.8 | 8 | 1137.1454 | 0.1573 | 1918.2252 | 2000
No | Whole Home Efficiency Program | GSHP - EER 23_Early Retirement AC/Electric Furnace_SF: HVAC | 241.8 | 6 | 4103.0105 | 0.5407 | 2634.0139 | 2000
No | Whole Home Efficiency Program | Smart Thermostat - ASHP heating / cooling SF | 273.3 | 11 | 941.1926 | 0.1861 | 79 | 39.5
No | Whole Home Efficiency Program | Smart Thermostat - ASHP heating / cooling MF | 416.3 | 11 | 639.01 | 0.1551 | 79 | 39.5
No | Whole Home Efficiency Program | Smart Thermostat - electric furnace heating / CAC SF | 417.3 | 11 | 1421.6126 | 0.1861 | 79 | 39.5
No | Whole Home Efficiency Program | Smart Thermostat - electric furnace heating / CAC MF | 418.3 | 11 | 951.283 | 0.1551 | 79 | 39.5
No | Whole Home Efficiency Program | Smart Thermostat - Gas Heated / CAC SF | 419.3 | 11 | 306.8285 | 0.1861 | 79 | 39.5
No | Whole Home Efficiency Program | Smart Thermostat - Gas Heated / CAC MF | 420.3 | 11 | 226.6733 | 0.1551 | 79 | 39.5
No | Whole Home Efficiency Program | Program Thermostat | 480.3 | 8 | 632.0249 | 0 | 30 | 15
No | Whole Home Efficiency Program | Smart Thermostat | 481.3 | 11 | 957.8463 | 0.0628 | 79 | 39.5
No | Whole Home Efficiency Program | CAC Dual-Speed Compressor | 395.2 | 18 | 140.5714 | 0.1943 | 620 | 1085
No | Whole Home Efficiency Program | CAC Variable-Speed Compressor | 396.2 | 18 | 247.528 | 0.1943 | 620 | 1085
No | Whole Home Efficiency Program | ASHP Dual-Speed Compressor | 397.2 | 18 | 78.597 | 0.1208 | 7742 | 13548.5
No | Whole Home Efficiency Program | ASHP Variable-Speed Compressor | 398.2 | 18 | 393.8494 | 0.1208 | 7732 | 13531
No | Whole Home Efficiency Program | Bathroom Exhaust Fan (Cont, ES Most Efficient) | 476.2 | 19 | 349.9034 | 0.0399 | 43.5 | 21.75
No | Whole Home Efficiency Program | Bathroom Exhaust Fan (Cont, Energy Star) | 635.1 | 19 | 275.0118 | 0.0314 | 43.5 | 21.75
No | Whole Home Efficiency Program | Bathroom Exhaust Fan (Int, ES Most Efficient) | 477.2 | 19 | 32.8465 | 0.0041 | 43.5 | 21.75
No | Whole Home Efficiency Program | Bathroom Exhaust Fan (Int, Energy Star) | 636.1 | 19 | 23.1623 | 0.0029 | 43.5 | 21.75
No | Whole Home Efficiency Program | Heat Pump Water Heaters < 55 gallons; < 2.6 UEF | 493.3 | 15 | 1734.9877 | 0.0822 | 1030 | 650
No | Whole Home Efficiency Program | Heat Pump Water Heaters < 55 gallons; > 2.6 UEF | 494.3 | 15 | 2456.5525 | 0.1164 | 1199 | 650
Yes | Whole Home Efficiency Program | Central Heat Pump - Controls and Commissioning | 798 | 15 | 1407.019 | 0.25987 | 157.51 | 78.76 | Measure added from Potential Study, not currently in Evergy TRM
Yes | Whole Home Efficiency Program | Central Heat Pump - Controls and Commissioning | 799 | 15 | 382.9752 | 0.10805 | 157.51 | 78.76 | Measure added from Potential Study, not currently in Evergy TRM
Yes | Whole Home Efficiency Program | Water Heater (> 55 Gal) | 800 | 15 | 643.0608 | 0.043607 | 236.2 | 650 | Measure added from Potential Study, not currently in Evergy TRM
Yes | Whole Home Efficiency Program | Water Heater - Drainwater Heat Recovery | 801 | 30 | 1194.78 | 0.082768 | 767.84 | 383.92 | Measure added from Potential Study, not currently in Evergy TRM
Yes | Whole Home Efficiency Program | Water Heater - Drainwater Heat Recovery | 802 | 30 | 1237.7412 | 0.092777 | 767.84 | 383.92 | Measure added from Potential Study, not currently in Evergy TRM
No | Whole Home Efficiency Program | CAC Tune Up | 484.2 | 3 | 33.9 | 0.0177 | 225 | 393.75
No | Whole Home Efficiency Program | ASHP Tune Up | 483.2 | 3 | 194.5765 | 0.0188 | 225 | 393.75
No | Whole Home Efficiency Program | CAC Tune-up /Indoor Coil (Evaporator) Cleaning MF | 410 | 3 | 148.1408 | 0.257 | 35 | 61.25
No | Whole Home Efficiency Program | CAC Tune-up /Outdoor Coil (Condenser) Cleaning MF | 411.1 | 2 | 78.7975 | 61.1647 | 122.48 | 214.34
No | Whole Home Efficiency Program | Indoor Coil Cleaning_SF:CAC | 262.5 | 3 | 44.28 | 0.0177 | 225 | 112.5
No | Whole Home Efficiency Program | Indoor Coil Cleaning_SF:ASHP | 263.5 | 3 | 165.6918 | 0.0188 | 225 | 112.5
No | Whole Home Efficiency Program | Outdoor Coil Cleaning_SF:CAC | 264.5 | 3 | 44.28 | 0.0177 | 225 | 112.5
No | Whole Home Efficiency Program | Outdoor Coil Cleaning_SF:ASHP | 265.5 | 3 | 165.6918 | 0.0188 | 225 | 112.5
No | Whole Home Efficiency Program | Refrigerant Charge Adjustment (RCA)_SF: CAC | 238.4 | 3 | 132.84 | 0.0532 | 175 | 87.5
No | Whole Home Efficiency Program | Refrigerant Charge Adjustment (RCA)_SF: ASHP | 267.5 | 3 | 165.6918 | 0.0188 | 225 | 112.5
No | Whole Home Efficiency Program | Air Sealing (Infiltration reduction) - Electric furnace/electric resistance base w/ no cooling | 640 | 20 | 0.7097 | 0 | 0.083442 | 113.4
No | Whole Home Efficiency Program | Air Sealing (Infiltration reduction) - ASHP base (electric heating and cooling) | 641 | 20 | 0.4464 | 7.492e-05 | 0.083442 | 113.4
No | Whole Home Efficiency Program | Air Sealing (Infiltration reduction) - CAC with electric resistance base | 642 | 20 | 0.792 | 7.581e-05 | 0.083442 | 113.4
No | Whole Home Efficiency Program | Air Sealing (Infiltration reduction) - CAC with gas furnace base | 643.1 | 20 | 0.0997 | 7.581e-05 | 0.083442 | 113.4
No | Whole Home Efficiency Program | Air Sealing (Infiltration reduction) - Gas furnace base with no cooling | 644.1 | 20 | 0.0174 | 0 | 0.083442 | 113.4
No | Whole Home Efficiency Program | Air Sealing (Infiltration reduction) - 30% MF LI DI electric furnace base/electric resistance | 441.2 | 20 | 2177.356 | 0 | 0.12 | 71.88
No | Whole Home Efficiency Program | Air Sealing (Infiltration reduction) - 30% MF LI DI ASHP base- Heating Only | 442.2 | 20 | 1067.3314 | 0 | 0.12 | 71.88
No | Whole Home Efficiency Program | Air Sealing (Infiltration reduction) - 30% MF LI DI CAC or ASHP- Cooling Only | 452.2 | 20 | 252.4137 | 0.23258 | 0.12 | 71.88
No | Whole Home Efficiency Program | Increased Ceiling Insulation - Electric furnace/electric resistance base with no cooling | 645 | 20 | 0.58 | 0 | 0.77833 | 189
No | Whole Home Efficiency Program | Increased Ceiling Insulation - ASHP base (electric heating and cooling) | 646 | 20 | 0.5634 | 0.00054966 | 0.77833 | 189
No | Whole Home Efficiency Program | Increased Ceiling Insulation - CAC with electric resistance base | 647 | 20 | 0.6399 | 0.00058961 | 0.77833 | 189
No | Whole Home Efficiency Program | Increased Ceiling Insulation - CAC with gas furnace base | 648 | 20 | 0.0929 | 8.56e-05 | 0.77833 | 189
No | Whole Home Efficiency Program | Increased Ceiling Insulation - Gas furnace base with no cooling | 649 | 20 | 0.033 | 0 | 0.77833 | 189
No | Whole Home Efficiency Program | Duct Repair and Sealing | 278 | 20 | 1218.8362 | 0.091174 | 497.62 | 248.81
Yes | Whole Home Efficiency Program | Ducting - Repair and Sealing - Aerosol | 803 | 15 | 3840.8114 | 0.7036 | 401.5187 | 200.76 | Measure added from Potential Study, not currently in Evergy TRM
Yes | Whole Home Efficiency Program | Ducting - Repair and Sealing - Aerosol | 804 | 15 | 12.223 | 0.0029483 | 1.58 | 121.66 | Measure added from Potential Study, not currently in Evergy TRM
Yes | Whole Home Efficiency Program | Insulation - Basement Sidewall | 805 | 20 | 449.2232 | 0.37855 | 428.6503 | 214.33 | Measure added from Potential Study, not currently in Evergy TRM
Yes | Whole Home Efficiency Program | Insulation - Ducting | 806 | 15 | 2659.449 | 0.26119 | 645.4795 | 322.74 | Measure added from Potential Study, not currently in Evergy TRM
Yes | Whole Home Efficiency Program | Insulation - Ducting | 807 | 15 | 8.1211 | 0.0010949 | 2.54 | 195.58 | Measure added from Potential Study, not currently in Evergy TRM
Yes | Whole Home Efficiency Program | Insulation - Floor Installation | 808 | 45 | 2497.4895 | 0.2225 | 1115.0758 | 557.54 | Measure added from Potential Study, not currently in Evergy TRM
Yes | Whole Home Efficiency Program | Insulation - Floor Upgrade | 809 | 45 | 1177.6346 | 0.10035 | 1115.0758 | 557.54 | Measure added from Potential Study, not currently in Evergy TRM
Yes | Whole Home Efficiency Program | Insulation - Radiant Barrier | 810 | 25 | 298.7115 | 0.25178 | 66.1486 | 33.08 | Measure added from Potential Study, not currently in Evergy TRM
Yes | Whole Home Efficiency Program | Building Shell - Liquid-Applied Weather-Resistive Barrier | 811 | 15 | 2551.8615 | 0.53651 | 1172.3819 | 586.19 | Measure added from Potential Study, not currently in Evergy TRM
Yes | Whole Home Efficiency Program | Building Shell - Liquid-Applied Weather-Resistive Barrier | 812 | 15 | 2.3036 | 0.00051894 | 0.72 | 162 | Measure added from Potential Study, not currently in Evergy TRM
Yes | Whole Home Efficiency Program | Building Shell - Whole-Home Aerosol Sealing | 813 | 20 | 1105.795 | 0.021227 | 386 | 193 | Measure added from Potential Study, not currently in Evergy TRM
Yes | Whole Home Efficiency Program | Market Rate Single Family New Construction Project | 814 | 1 | 0 | 0 | 0 | 0 | Line item to track event/projects participation
Yes | Whole Home Efficiency Program | Single Family New Construction Project Bundle | 815 | 0 | 0 | 0 | 0 | 2000 | Line item to track event/projects participation
Yes | Whole Home Efficiency Program | Single Family New Construction Project Enhanced Bundle | 816 | 0 | 0 | 0 | 0 | 3000 | Line item to track event/projects participation
No | Whole Home Efficiency Program | ENERGY STAR Clothes Washers (Electric DHW and Electric Dryer) | 485.3 | 14 | 138.5581 | 0.0178 | 87 | 0
No | Whole Home Efficiency Program | ENERGY STAR Clothes Washers (Unknown DHW and Unknown Dryer) | 618.1 | 14 | 84.214 | 0.0108 | 87 | 0
Yes | Whole Home Efficiency Program | Market Rate Multi-Family New Construction Project | 817 | 14 | 46244.4311 | 9.8658 | 9248.8862 | 4624.4431 | Characterized by AEG, not currently in Evergy TRM
Yes | Income Eligible Program | Online Home Audit | 818 | 1 | 0 | 0 | 0 | 0 | Line item to track event/projects participation
Yes | Income Eligible Program | Health and Safety Project | 819 | 1 | 0 | 0 | 0 | 20000 | Line item to track event/projects participation
No | Income Eligible Program | ENERGY STAR Refrigerators | 820 | 15 | 40.82 | 0.0062 | 28 | 28
No | Income Eligible Program | ENERGY STAR Clothes Washers (Electric DHW and Electric Dryer) | 821 | 14 | 138.5581 | 0.0178 | 87 | 87
No | Income Eligible Program | ENERGY STAR Clothes Washers (Unknown DHW and Unknown Dryer) | 822 | 14 | 84.214 | 0.0108 | 87 | 87
No | Income Eligible Program | ENERGY STAR Electric Clothes Dryers | 486.2 | 16 | 160.4368 | 0.0215 | 152 | 152
No | Income Eligible Program | ENERGY STAR Dishwasher (Electric DHW) | 823 | 11 | 37 | 0.0027 | 75.67 | 75.67
No | Income Eligible Program | ENERGY STAR Dishwasher (Unknown DHW) | 824 | 11 | 22.0816 | 0.0027 | 75.67 | 75.67
No | Income Eligible Program | Smart Power Strip - Wh7-Plug | 13.4 | 7 | 103 | 0.0116 | 26 | 26
No | Income Eligible Program | Tier 2 Advanced Power Strips (APS) - Residential Audio Visual | 825 | 7 | 136.072 | 0.0249 | 70 | 70
No | Income Eligible Program | Dehumidifiers, ENERGY STAR Most Efficient | 826 | 12 | 188.425 | 0.0428 | 75 | 75
No | Income Eligible Program | Dehumidifiers, ENERGY STAR | 827 | 12 | 131.426 | 0.0299 | 10 | 10
No | Income Eligible Program | Room Air Purifiers - CADR 30-99 | 828 | 9 | 39 | 0.0045 | 8.44 | 8.44
No | Income Eligible Program | Room Air Purifiers - CADR 100-149 | 829 | 9 | 95 | 0.0109 | 22.33 | 22.33
No | Income Eligible Program | Room Air Purifiers - CADR 150-199 | 830 | 9 | 303 | 0.0346 | 92.34 | 92.34
No | Income Eligible Program | Room Air Purifiers - CADR 200-249 | 831 | 9 | 570 | 0.0651 | 44.5 | 44.5
No | Income Eligible Program | Room Air Purifiers - CADR Over 250 | 832 | 9 | 328 | 0.0374 | 44.5 | 44.5
No | Income Eligible Program | Screw In - LEDs | 658 | 10 | 40.5874 | 0.0049 | 1.45 | 2.7
No | Income Eligible Program | Screw In - Specialty LEDs | 660 | 10 | 48.515 | 0.0054 | 1.65 | 5.18
No | Income Eligible Program | LED Nightlights | 833 | 8 | 30.4846 | 0 | 3.35 | 6.19
Yes | Income Eligible Program | Linear Lighting | 834 | 20 | 9.4893 | 0.00064587 | 15.7024 | 15.7 | Measure added from Potential Study, not currently in Evergy TRM
No | Income Eligible Program | Room AC Units | 835 | 12 | 30.5948 | 0.0212 | 93.1034 | 0
No | Income Eligible Program | CAC SEER 16 | 836 | 18 | 69.3264 | 0.1079 | 78.9286 | 0
No | Income Eligible Program | CAC SEER 16 - Early Replacement (Updated) | 837 | 18 | 424.5337 | 0.4533 | 91.7498 | 0
No | Income Eligible Program | CAC SEER 16 - Early Replacement (Updated) | 838 | 12 | 69.3264 | 0.1079 | 0 | 0
No | Income Eligible Program | CAC SEER 17 | 839 | 18 | 83.9503 | 0.1079 | 221.4286 | 0
No | Income Eligible Program | CAC SEER 17 - Early Replacement (Updated) | 840 | 18 | 439.1577 | 0.4533 | 234.2498 | 0
No | Income Eligible Program | CAC SEER 17 - Early Replacement (Updated) | 841 | 12 | 83.9503 | 0.1079 | 0 | 0
No | Income Eligible Program | CAC SEER 18 | 842 | 18 | 97.9143 | 0.1079 | 221.4286 | 0
No | Income Eligible Program | CAC SEER 18 - Early Replacement (Updated) | 843 | 18 | 453.1217 | 0.4533 | 234.2498 | 0
No | Income Eligible Program | CAC SEER 18 - Early Replacement (Updated) | 844 | 12 | 97.9143 | 0.1079 | 0 | 0
No | Income Eligible Program | ASHP SEER 16 | 845 | 16 | 113.828 | 0.1047 | 140.836 | 0
No | Income Eligible Program | ASHP SEER 16 - Early Replacement (Updated) | 846 | 16 | 1605.2078 | 0.4581 | 247.6874 | 0
No | Income Eligible Program | ASHP SEER 16 - Early Replacement (Updated) | 847 | 10 | 113.828 | 0.1047 | 0 | 0
No | Income Eligible Program | ASHP SEER 16 - Replace Electric Resistance Heat | 848 | 16 | 3409.2336 | 0.1047 | 140.836 | 0
No | Income Eligible Program | ASHP SEER 16 - Replace Electric Resistance Heat - Early Replacement (Updated) | 849 | 16 | 3767.6666 | 0.4581 | 247.6874 | 0
No | Income Eligible Program | ASHP SEER 16 - Replace Electric Resistance Heat - Early Replacement (Updated) | 850 | 10 | 113.828 | 0.1047 | 0 | 0
No | Income Eligible Program | ASHP SEER 17 | 851 | 16 | 270.8277 | 0.1047 | 212.3167 | 0
No | Income Eligible Program | ASHP SEER 17 - Early Replacement (Updated) | 852 | 16 | 1762.2075 | 0.4581 | 311.8624 | 0
No | Income Eligible Program | ASHP SEER 17 - Early Replacement (Updated) | 853 | 10 | 270.8277 | 0.1047 | 0 | 0
No | Income Eligible Program | ASHP SEER 17 - Replace Electric Resistance Heat | 854 | 16 | 3566.2333 | 0.1047 | 212.3167 | 0
No | Income Eligible Program | ASHP SEER 17 - Replace Electric Resistance Heat - Early Replacement (Updated) | 855 | 16 | 3924.6663 | 0.4581 | 373.1528 | 0
No | Income Eligible Program | ASHP SEER 17 - Replace Electric Resistance Heat - Early Replacement (Updated) | 856 | 10 | 270.8277 | 0.1047 | 0 | 0
No | Income Eligible Program | ASHP SEER 18 | 857 | 16 | 284.118 | 0.1047 | 273.607 | 0
No | Income Eligible Program | ASHP SEER 18 - Early Replacement (Updated) | 858 | 16 | 1775.4978 | 0.4581 | 373.1528 | 0
No | Income Eligible Program | ASHP SEER 18 - Early Replacement (Updated) | 859 | 10 | 284.118 | 0.1047 | 0 | 0
No | Income Eligible Program | ASHP SEER 18 - Replace Electric Resistance Heat | 860 | 16 | 3579.5237 | 0.1047 | 273.607 | 0
No | Income Eligible Program | A/C Minisplit SEER 16: Replace at Fail / Time of Sale_SF: HVAC | 861 | 18 | 36.9 | 0.0514 | 2500 | 0
No | Income Eligible Program | A/C Minisplit SEER 16: Early Retirement_SF: HVAC (Updated) | 862 | 18 | 359.4897 | 0.501 | 2500 | 0
No | Income Eligible Program | A/C Minisplit SEER 16: Early Retirement_SF: HVAC (Updated) | 863 | 12 | 36.9 | 0.0514 | 0 | 0
No | Income Eligible Program | A/C Minisplit SEER 17: Replace at Fail / Time of Sale_SF: HVAC | 864 | 18 | 69.4588 | 0.0968 | 2500 | 0
No | Income Eligible Program | A/C Minisplit SEER 17: Early Retirement_SF: HVAC (Updated) | 865 | 18 | 392.0485 | 0.5464 | 2500 | 0
No | Income Eligible Program | A/C Minisplit SEER 17: Early Retirement_SF: HVAC (Updated) | 866 | 12 | 69.4588 | 0.0968 | 0 | 0
No | Income Eligible Program | A/C Minisplit SEER 18: Replace at Fail / Time of Sale_SF: HVAC | 867 | 18 | 98.4 | 0.1371 | 2500 | 0
No | Income Eligible Program | A/C Minisplit SEER 18: Early Retirement_SF: HVAC (Updated) | 868 | 18 | 420.9897 | 0.5867 | 2500 | 0
No | Income Eligible Program | A/C Minisplit SEER 18: Early Retirement_SF: HVAC (Updated) | 869 | 12 | 98.4 | 0.1371 | 0 | 0
No | Income Eligible Program | Heat Pump Ductless Mini Split - Replace at fail / Time of Sale | 870 | 15 | 417.9381 | 0.1116 | 320 | 0
No | Income Eligible Program | Heat Pump Ductless Mini Split - Early Replacement (Updated) | 871 | 15 | 1766.2028 | 0.3022 | 827.1652 | 0
No | Income Eligible Program | Heat Pump Ductless Mini Split - Early Replacement (Updated) | 872 | 9 | 544.022 | 0.1123 | 0 | 0
No | Income Eligible Program | GSHP - EER 23 Early Retirement GSHP_SF: HVAC | 873 | 8 | 1137.1454 | 0.1573 | 1918.2252 | 0
No | Income Eligible Program | GSHP - EER 23_Replace at Fail / Time of Sale_SF: HVAC | 874 | 25 | 814.5557 | 0.1573 | 1834.4942 | 0
No | Income Eligible Program | GSHP - EER 23_Early Retirement AC/Electric Furnace_SF: HVAC | 875 | 6 | 4103.0105 | 0.5407 | 2634.0139 | 0
No | Income Eligible Program | GSHP - EER 23_Early Retirement ASHP_SF: HVAC | 876 | 6 | 2117.5292 | 0.5407 | 1918.2252 | 0
No | Income Eligible Program | Smart Thermostat - ASHP heating / cooling SF | 877 | 11 | 941.1926 | 0.1861 | 79 | 0
No | Income Eligible Program | Smart Thermostat - electric furnace heating / CAC SF | 878 | 11 | 1421.6126 | 0.1861 | 79 | 0
No | Income Eligible Program | Smart Thermostat - Gas Heated / CAC SF | 879 | 11 | 306.8285 | 0.1861 | 79 | 0
No | Income Eligible Program | Smart Thermostat - Unknown Heating / Unknown Cooling | 880 | 11 | 280.3191 | 0.1509 | 79 | 0
No | Income Eligible Program | Smart Thermostat - ASHP heating / cooling SF - DR Enrolled | 881 | 11 | 941.1926 | 0 | 79 | 0
No | Income Eligible Program | Smart Thermostat - electric furnace heating / CAC SF - DR Enrolled | 882 | 11 | 1421.6126 | 0 | 79 | 0
No | Income Eligible Program | Smart Thermostat - Gas Heated / CAC SF - DR Enrolled | 883 | 11 | 306.8285 | 0 | 79 | 0
No | Income Eligible Program | CAC Dual-Speed Compressor | 884 | 18 | 140.5714 | 0.1943 | 620 | 0
No | Income Eligible Program | CAC Variable-Speed Compressor | 885 | 18 | 247.528 | 0.1943 | 620 | 0
No | Income Eligible Program | ASHP Dual-Speed Compressor | 886 | 18 | 78.597 | 0.1208 | 7742 | 0
No | Income Eligible Program | ASHP Variable-Speed Compressor | 887 | 18 | 393.8494 | 0.1208 | 7732 | 0
No | Income Eligible Program | Duct Repair and Sealing | 888 | 20 | 1218.8362 | 0.091174 | 497.62 | 0
Yes | Income Eligible Program | Ducting - Repair and Sealing - Aerosol | 889 | 15 | 3531.4153 | 0.71719 | 290.2493 | 0 | Measure added from Potential Study, not currently in Evergy TRM
Yes | Income Eligible Program | Insulation - Radiant Barrier | 890 | 25 | 215.5521 | 0.18169 | 47.8174 | 0 | Measure added from Potential Study, not currently in Evergy TRM
Yes | Income Eligible Program | Insulation - Floor Installation | 891 | 45 | 1813.2228 | 0.16042 | 806.0645 | 0 | Measure added from Potential Study, not currently in Evergy TRM
Yes | Income Eligible Program | Insulation - Basement Sidewall | 892 | 20 | 381.2908 | 0.32131 | 364.4482 | 0 | Measure added from Potential Study, not currently in Evergy TRM
No | Income Eligible Program | Air Sealing (Infiltration reduction) - Electric furnace/electric resistance base w/ no cooling | 893 | 20 | 0.7097 | 0 | 0.083442 | 0
No | Income Eligible Program | Air Sealing (Infiltration reduction) - ASHP base (electric heating and cooling) | 894 | 20 | 0.4464 | 7.492e-05 | 0.083442 | 0
No | Income Eligible Program | Air Sealing (Infiltration reduction) - CAC with electric resistance base | 895 | 20 | 0.792 | 7.581e-05 | 0.083442 | 0
No | Income Eligible Program | Air Sealing (Infiltration reduction) - CAC with gas furnace base | 896 | 20 | 0.0997 | 7.581e-05 | 0.083442 | 0
No | Income Eligible Program | Air Sealing (Infiltration reduction) - Gas furnace base with no cooling | 897 | 20 | 0.0174 | 0 | 0.083442 | 0
No | Income Eligible Program | Increased Ceiling Insulation - Electric furnace/electric resistance base with no cooling | 898 | 20 | 0.58 | 0 | 0.77833 | 0
No | Income Eligible Program | Increased Ceiling Insulation - ASHP base (electric heating and cooling) | 899 | 20 | 0.5634 | 0.00054966 | 0.77833 | 0
No | Income Eligible Program | Increased Ceiling Insulation - CAC with electric resistance base | 900 | 20 | 0.6399 | 0.00058961 | 0.77833 | 0
No | Income Eligible Program | Increased Ceiling Insulation - CAC with gas furnace base | 901 | 20 | 0.0929 | 8.56e-05 | 0.77833 | 0
No | Income Eligible Program | Increased Ceiling Insulation - Gas furnace base with no cooling | 902 | 20 | 0.033 | 0 | 0.77833 | 0
No | Income Eligible Program | Indoor Coil Cleaning_SF:CAC | 903 | 3 | 44.28 | 0.0177 | 225 | 0
No | Income Eligible Program | Indoor Coil Cleaning_SF:ASHP | 904 | 3 | 165.6918 | 0.0188 | 225 | 0
No | Income Eligible Program | Outdoor Coil Cleaning_SF:CAC | 905 | 3 | 44.28 | 0.0177 | 225 | 0
No | Income Eligible Program | Outdoor Coil Cleaning_SF:ASHP | 906 | 3 | 165.6918 | 0.0188 | 225 | 0
No | Income Eligible Program | Refrigerant Charge Adjustment (RCA)_SF: ASHP | 907 | 3 | 165.6918 | 0.0188 | 225 | 0
No | Income Eligible Program | Refrigerant Charge Adjustment (RCA)_SF: CAC | 908 | 3 | 132.84 | 0.0532 | 175 | 0
Yes | Income Eligible Program | Water Heater (> 55 Gal) | 909 | 15 | 643.0608 | 0.043607 | 236.2 | 0 | Measure added from Potential Study, not currently in Evergy TRM
No | Income Eligible Program | Heat Pump Water Heaters < 55 gallons; < 2.6 UEF | 910 | 15 | 1734.9877 | 0.0822 | 1030 | 0
No | Income Eligible Program | Heat Pump Water Heaters < 55 gallons; > 2.6 UEF | 911 | 15 | 2456.5525 | 0.1164 | 1199 | 0
No | Income Eligible Program | Pipe Insulated | 912 | 15 | 244.7516 | 0.0279 | 18 | 0
No | Income Eligible Program | Low Flow Showerhead | 56.7 | 10 | 281.6516 | 0.0332 | 7 | 0
No | Income Eligible Program | Low Flow Faucet Aerator-Bathroom | 268.6 | 10 | 31.9028 | 0.0292 | 3 | 0
No | Income Eligible Program | Low Flow Faucet Aerator-Kitchen | 269.6 | 10 | 32.9876 | 0.0079 | 3 | 0
Yes | Income Eligible Program | Water Heater - Drainwater Heat Recovery | 913 | 30 | 1200.9535 | 0.083203 | 767.84 | 0 | Measure added from Potential Study, not currently in Evergy TRM
Yes | Income Eligible Program | Water Heater - Thermostatic Shower Restriction Valve | 914 | 10 | 189.6446 | 0.013138 | 52.056 | 0 | Measure added from Potential Study, not currently in Evergy TRM
Yes | Income Eligible Program | Income Eligible Multi-Family Audit | 915 | 1 | 0 | 0 | 0 | 0 | Line item to track event/projects participation
No | Income Eligible Program | Income-Eligible Multi-Family Custom Measure | 0.12 | 0 | 0 | 0 | 0 | 0
Yes | Income Eligible Program | Health and Safety Project | 916 | 1 | 0 | 0 | 0 | 2500 | Line item to track event/projects participation
No | Income Eligible Program | Refrigerator - Early Replacement - MF | 405.2 | 15 | 326.9 | 0.0493 | 872 | 451
No | Income Eligible Program | Refrigerator - Early Replacement (future) - MF | 406.2 | 10 | 51.9 | 0.0078 | 0 | 451
No | Income Eligible Program | Refrigerator - Early Replacement - MF - Auto defrost | 632.1 | 15 | 418.1 | 0.063 | 872 | 451
No | Income Eligible Program | Refrigerator - Early Replacement (future) - MF - Autodefrost | 633.1 | 10 | 41.9 | 0.0063 | 0 | 451
No | Income Eligible Program | Residential Washing Machines | 917 | 14 | 138.5581 | 0.0178 | 87 | 84
No | Income Eligible Program | Residential Dryers | 918 | 16 | 160.4368 | 0.0215 | 152 | 152
No | Income Eligible Program | ENERGY STAR Dishwasher (Electric DHW) | 919 | 11 | 37 | 0.0027 | 75.67 | 75.67
No | Income Eligible Program | ENERGY STAR Dishwasher (Unknown DHW) | 920 | 11 | 19.5952 | 0.0027 | 75.67 | 75.67
No | Income Eligible Program | Smart Power Strip - Wh7-Plug | 248.4 | 7 | 103 | 0.0116 | 26 | 28.13
Yes | Income Eligible Program | Pool Cleaner - Robotic | 921 | 5 | 575.2317 | 0.07784 | 112.9537 | 112.95 | Measure added from Potential Study, not currently in Evergy TRM
No | Income Eligible Program | Screw In - LEDs (In-Unit) | 53.7 | 8 | 36.3892 | 0.0044 | 1.45 | 2.7
No | Income Eligible Program | LED Flood Light (<15W) (Exterior) | 62.4 | 11.6198 | 298.981 | 0 | 26 | 5.18
No | Income Eligible Program | Screw In - LEDs - Common Area (Interior) | 249.6 | 3.3613 | 220.0619 | 0.024 | 1.45 | 2.7
No | Income Eligible Program | 1x4 LED retrofit kits (Com Area) | 475.2 | 9.5859 | 132.2034 | 0.0164 | 75 | 75
No | Income Eligible Program | Exterior LED replacing > 400W Fixture or Mogul Screw-Base Lamp | 654.1 | 11.6198 | 1136.0436 | 0 | 946 | 1182.5
No | Income Eligible Program | Exterior LED replacing 175W-250W Fixture or Mogul Screw-Base Lamp | 655.1 | 11.6198 | 890.196 | 0 | 566 | 398.8
No | Income Eligible Program | Interior LED Linear Lamp Replacing 4ft T8, T12, or T5/T5HO Lamp | 656.1 | 9.5859 | 80.0029 | 0.0099 | 10 | 24
No | Income Eligible Program | Interior LED Downlight or Retrofit Kit replacing 61-100W Fixture | 177.3 | 9.5859 | 205.9649 | 0.0256 | 27 | 27
Yes | Income Eligible Program | Linear Lighting | 922 | 20 | 9.4893 | 0.00064587 | 15.7024 | 75.6 | Measure added from Potential Study, not currently in Evergy TRM
No | Income Eligible Program | Window AC - Early Replacement | 923 | 4 | 169.3009 | 0.1175 | 448 | 448
No | Income Eligible Program | Window AC - Replace at Fail | 479.1 | 12 | 30.5948 | 0.0212 | 40 | 40
No | Income Eligible Program | CAC SEER 16 - Early Replacement: MF | 924 | 18 | 424.5337 | 0.4533 | 91.7498 | 263.8
No | Income Eligible Program | CAC SEER 16 - Early Replacement: MF (Updated) | 925 | 12 | 69.3264 | 0.1079 | 0 | 263.8
No | Income Eligible Program | CAC SEER 16 - Replace at Fail: MF | 926 | 18 | 69.3264 | 0.1079 | 78.9286 | 63.14
No | Income Eligible Program | CAC SEER 17+ - Early Replacement: MF (Updated) | 927 | 18 | 439.1577 | 0.4533 | 234.2498 | 377.8
No | Income Eligible Program | CAC SEER 17+ - Early Replacement: MF (Updated) | 928 | 12 | 83.9503 | 0.1079 | 0 | 377.8
No | Income Eligible Program | CAC SEER 17+ - Replace at Fail: MF | 929 | 18 | 83.9503 | 0.1079 | 221.4286 | 177.14
No | Income Eligible Program | ASHP SEER 16 - replace ASHP: MF | 930 | 6 | 113.828 | 0.0975 | 140.836 | 234.84
No | Income Eligible Program | ASHP SEER 16 - replace electric furnace / CAC: MF | 931 | 16 | 3409.2336 | 0.0975 | 1252.1801 | 125.14
No | Income Eligible Program | ASHP SEER 16 - replace electric furnace / CAC - Early Replacement: MF (Updated) | 932 | 16 | 3767.6666 | 0.4262 | 1190.7874 | 234.84
No | Income Eligible Program | ASHP SEER 16 - replace electric furnace / CAC - Early Replacement: MF (Updated) | 933 | 10 | 3409.2336 | 0.0975 | 0 | 234.84
No | Income Eligible Program | ASHP SEER 17 - replace electric furnace / CAC: MF | 934 | 16 | 3566.2333 | 0.0975 | 1194.9208 | 206.86
No | Income Eligible Program | ASHP SEER 17 - replace electric furnace / CAC - Early Replacement: MF (Updated) | 935 | 16 | 3924.6663 | 0.4262 | 1274.6584 | 1587.86
No | Income Eligible Program | ASHP SEER 17 - replace electric furnace / CAC - Early Replacement: MF (Updated) | 936 | 10 | 3566.2333 | 0.1361 | 0 | 1587.86
No | Income Eligible Program | ASHP SEER 17 - replace ASHP - Early Replacement: MF | 458.2 | 16 | 1718.576 | 0.4262 | 311.8624 | 316.56
No | Income Eligible Program | ASHP SEER 17 - replace ASHP - Early Replacement: MF (future) | 459.2 | 10 | 270.8277 | 0.0975 | 0 | 316.56
No | Income Eligible Program | ASHP SEER 18 - replace electric furnace / CAC: MF | 937 | 16 | 3579.5237 | 0.0975 | 1256.2111 | 206.86
No | Income Eligible Program | ASHP SEER 18 - replace ASHP - Early Replacement: MF (Updated) | 938 | 16 | 1731.8663 | 0.4262 | 373.1528 | 316.56
No | Income Eligible Program | ASHP SEER 18 - replace ASHP - Early Replacement: MF (Updated) | 939 | 10 | 284.118 | 0.0975 | 0 | 316.56
No | Income Eligible Program | ASHP SEER 18 - replace electric furnace / CAC - Early Replacement: MF (Updated) | 940 | 16 | 3937.9567 | 0.4262 | 1335.9487 | 1587.86
No | Income Eligible Program | ASHP SEER 18 - replace electric furnace / CAC - Early Replacement: MF (Updated) | 941 | 10 | 3579.5237 | 0.1361 | 0 | 1587.86
No | Income Eligible Program | Ductless ASHP Replace Electric Resistance - Early Replacement: MF (Updated) | 942 | 15 | 3774.7075 | 0.3502 | 5089.7544 | 2000
No | Income Eligible Program | Ductless ASHP Replace Electric Resistance - Early Replacement: MF (Updated) | 943 | 9 | 3452.1178 | 0.0322 | 0 | 2000
No | Income Eligible Program | Smart Thermostat - ASHP heating / cooling MF | 944 | 11 | 639.01 | 0.1551 | 79 | 125
No | Income Eligible Program | Smart Thermostat - electric furnace heating / CAC MF | 945 | 11 | 951.283 | 0.1551 | 79 | 125
No | Income Eligible Program | Smart Thermostat - Gas Heated / CAC MF | 946 | 11 | 226.6733 | 0.1551 | 79 | 125
No | Income Eligible Program | Smart Thermostat - ASHP heating / cooling MF - DR Enrolled | 947 | 11 | 639.01 | 0 | 79 | 125
No | Income Eligible Program | Smart Thermostat - electric furnace heating / CAC MF - DR Enrolled | 948 | 11 | 951.283 | 0 | 79 | 125
No | Income Eligible Program | Smart Thermostat - Gas Heated / CAC MF - DR Enrolled | 949 | 11 | 226.6733 | 0 | 79 | 125
No | Income Eligible Program | Program Thermostat | 950 | 8 | 632.0249 | 0 | 30 | 30
No | Income Eligible Program | Smart Thermostat | 951 | 11 | 957.8463 | 0.0628 | 79 | 125
Yes | Income Eligible Program | Central Heat Pump - Controls and Commissioning | 952 | 15 | 116.1492 | 0.035183 | 157.51 | 157.51 | Measure added from Potential Study, not currently in Evergy TRM
No | Income Eligible Program | ASHP Tune Up | 953 | 3 | 194.5765 | 0.0188 | 225 | 35
No | Income Eligible Program | CAC Tune Up | 954 | 3 | 33.9 | 0.0177 | 225 | 35
No | Income Eligible Program | CAC Tune-up /Indoor Coil (Evaporator) Cleaning MF | 955 | 3 | 148.1408 | 0.257 | 35 | 35
No | Income Eligible Program | CAC Tune-up /Outdoor Coil (Condenser) Cleaning MF | 956 | 2 | 78.7975 | 61.1647 | 122.48 | 35
No | Income Eligible Program | Bathroom Exhaust Fan (Cont, ES Most Efficient) | 957 | 19 | 349.9034 | 0.0399 | 43.5 | 43.5
No | Income Eligible Program | Bathroom Exhaust Fan (Cont, Energy Star) | 958 | 19 | 275.0118 | 0.0314 | 43.5 | 43.5
No | Income Eligible Program | Bathroom Exhaust Fan (Int, ES Most Efficient) | 959 | 19 | 32.8465 | 0.0041 | 43.5 | 43.5
No | Income Eligible Program | Bathroom Exhaust Fan (Int, Energy Star) | 960 | 19 | 23.1623 | 0.0029 | 43.5 | 43.5
No | Income Eligible Program | Air Sealing (Infiltration reduction) - 30% MF LI DI electric furnace base/electric resistance | 961 | 20 | 2177.356 | 0 | 0.12 | 0.12
No | Income Eligible Program | Air Sealing (Infiltration reduction) - 30% MF LI DI ASHP base- Heating Only | 962 | 20 | 1067.3314 | 0 | 0.12 | 0.12
No | Income Eligible Program | Air Sealing (Infiltration reduction) - 30% MF LI DI CAC or ASHP- Cooling Only | 963 | 20 | 252.4137 | 0.23258 | 0.12 | 0.12
Yes | Income Eligible Program | Building Shell - Liquid-Applied Weather-Resistive Barrier | 964 | 15 | 948.2467 | 0.18845 | 276.668 | 276.67 | Measure added from Potential Study, not currently in Evergy TRM
Yes | Income Eligible Program | Ducting - Repair and Sealing - Aerosol | 965 | 15 | 1389.4014 | 0.37508 | 176.4261 | 176.43 | Measure added from Potential Study, not currently in Evergy TRM
Yes | Income Eligible Program | Insulation - Radiant Barrier | 966 | 25 | 136.7295 | 0.11525 | 30.3953 | 30.4 | Measure added from Potential Study, not currently in Evergy TRM
Yes | Income Eligible Program | Water Heater (> 55 Gal) | 967 | 15 | 684.2962 | 0.050225 | 236.2 | 236.2 | Measure added from Potential Study, not currently in Evergy TRM
No | Income Eligible Program | Pipe Insulated | 968 | 15 | 244.7516 | 0.0279 | 18 | 18
No | Income Eligible Program | Shower Start 1.5 gpm electric water heater | 969 | 10 | 83.8087 | 0.0072 | 50 | 50
Yes | Income Eligible Program | Water Heater - Drainwater Heat Recovery | 970 | 30 | 1237.4955 | 0.092757 | 767.84 | 767.84 | Measure added from Potential Study, not currently in Evergy TRM
Yes | Income Eligible Program | Low Income Weatherization Kit | 971 | 16 | 239.0998 | 0.0135 | 44 | 44 | Characterized by AEG, not currently in Evergy TRM
Yes | Income Eligible Program | School Kits | 972 | 9 | 301.6166 | 0.043918 | 44.8 | 44.8 | Characterized by AEG, not currently in Evergy TRM
No | Income Eligible Program | Smart Power Strip - Wh7-Plug (Time of Sale delivery) | 973 | 7 | 73.1 | 0.0082 | 10 | 10
No | Income Eligible Program | LED String Lights | 974 | 7 | 26.7225 | 0 | 17.365 | 17.37
No | Income Eligible Program | LED String Lights (Mini) | 975 | 7 | 3.465 | 0 | 15.38 | 15.38
No | Income Eligible Program | LED String Lights (C7) | 976 | 7 | 47.46 | 0 | 21.42 | 21.42
No | Income Eligible Program | LED String Lights (C9) | 977 | 7 | 52.5 | 0 | 17.28 | 17.28
Yes | Income Eligible Program | Linear Lighting | 978 | 20 | 9.4893 | 0.00064587 | 15.7024 | 15.7 | Measure added from Potential Study, not currently in Evergy TRM
Yes | Income Eligible Program | Linear Lighting | 979 | 20 | 9.4893 | 0.00064587 | 15.7024 | 15.7 | Measure added from Potential Study, not currently in Evergy TRM
No | Income Eligible Program | Low Flow Faucet Aerator-Bathroom | 980 | 10 | 20.6136 | 0.0283 | 8 | 8
No | Income Eligible Program | Low Flow Faucet Aerator-Kitchen | 981 | 10 | 40.2134 | 0.0079 | 8 | 8
Yes | Income Eligible Program | Income Eligible Single Family New Construction Project - All Electric | 982 | 1 | 0 | 0 | 0 | 0 | Line item to track event/projects participation
Yes | Income Eligible Program | Income Eligible Single Family New Construction Project - Dual Fuel | 983 | 1 | 0 | 0 | 0 | 0 | Line item to track event/projects participation
Yes | Income Eligible Program | Water Heater (> 55 Gal) | 984 | 15 | 643.0608 | 0.043607 | 236.2 | 236.2 | Measure added from Potential Study, not currently in Evergy TRM
Yes | Income Eligible Program | Insulation - Ducting | 985 | 15 | 2659.449 | 0.26119 | 645.4795 | 645.48 | Measure added from Potential Study, not currently in Evergy TRM
Yes | Income Eligible Program | Insulation - Floor Installation | 986 | 45 | 2497.4895 | 0.2225 | 1115.0758 | 1115.08 | Measure added from Potential Study, not currently in Evergy TRM
Yes | Income Eligible Program | Income Eligible Multi-Family New Construction Project | 987 | 14 | 41789.4982 | 7.7829 | 12536.8495 | 12536.8495 | Characterized by AEG, not currently in Evergy TRM
Yes | Hard-to-Reach Businesses Program | Non-Profit Project | 988 | 15 | 34671 | 7.56 | 7582 | 7582 | Line item to track event/projects participation
No | Hard-to-Reach Businesses Program | ENERGY STAR Refrigerators | 989 | 15 | 40.82 | 0.0062 | 28 | 28
No | Hard-to-Reach Businesses Program | Refrigerator - Early Replacement - MF (Updated) | 990 | 15 | 326.9 | 0.0493 | 872 | 872
No | Hard-to-Reach Businesses Program | Refrigerator - Early Replacement - MF (Updated) | 991 | 10 | 51.9 | 0.0078 | 0 | 872
No | Hard-to-Reach Businesses Program | Residential Washing Machines | 992 | 14 | 138.5581 | 0.0178 | 87 | 87
No | Hard-to-Reach Businesses Program | ENERGY STAR Dishwasher (Unknown DHW) | 993 | 11 | 19.5952 | 0.0027 | 75.67 | 75.67
No | Hard-to-Reach Businesses Program | Smart Power Strip - Wh7-Plug (Time of Sale delivery) | 994 | 7 | 73.1 | 0.0082 | 10 | 10
No | Hard-to-Reach Businesses Program | Tier 2 Advanced Power Strips (APS) - Residential Audio Visual | 995 | 7 | 136.072 | 0.0249 | 70 | 70
No | Hard-to-Reach Businesses Program | Smart Power Strip - Wh7-Plug | 996 | 7 | 103 | 0.0116 | 26 | 26
No | Hard-to-Reach Businesses Program | Smart Power Strip - Wh7-Plug | 997 | 7 | 103 | 0.0116 | 26 | 26
No | Hard-to-Reach Businesses Program | Screw In - LEDs | 8.8 | 10 | 37.0889 | 0.0046 | 1.45 | 1.45
No | Hard-to-Reach Businesses Program | Screw In - Specialty LEDs | 998 | 10 | 48.515 | 0.0054 | 1.65 | 1.65
No | Hard-to-Reach Businesses Program | Screw In - LEDs (In-Unit) | 999 | 8 | 36.3892 | 0.0044 | 1.45 | 1.45
No | Hard-to-Reach Businesses Program | LED Flood Light (<15W) (Exterior) | 1000 | 11.6198 | 298.981 | 0 | 26 | 26
No | Hard-to-Reach Businesses Program | Screw In - LEDs - Common Area (Interior) | 1001 | 3.3613 | 220.0619 | 0.024 | 1.45 | 1.45
No | Hard-to-Reach Businesses Program | Exterior LED replacing > 400W Fixture or Mogul Screw-Base Lamp | 194.4 | 11.6198 | 3653.247 | 0 | 899 | 899
No | Hard-to-Reach Businesses Program | Exterior LED replacing 175W-250W Fixture or Mogul Screw-Base Lamp | 196.4 | 11.6198 | 861.4606 | 0 | 248 | 248
No | Hard-to-Reach Businesses Program | Room AC Units | 1002 | 12 | 30.5948 | 0.0212 | 93.1034 | 93.1
No | Hard-to-Reach Businesses Program | Window AC - Replace at Fail | 1003 | 12 | 30.5948 | 0.0212 | 40 | 40
No | Hard-to-Reach Businesses Program | CAC SEER 16 | 1004 | 18 | 69.3264 | 0.1079 | 78.9286 | 276.25
No | Hard-to-Reach Businesses Program | CAC SEER 16 - Early Replacement (Updated) | 1005 | 18 | 424.5337 | 0.4533 | 91.7498 | 321.12
No | Hard-to-Reach Businesses Program | CAC SEER 16 - Early Replacement (Updated) | 1006 | 12 | 69.3264 | 0.1079 | 0 | 321.12
No | Hard-to-Reach Businesses Program | CAC SEER 17 | 1007 | 18 | 83.9503 | 0.1079 | 221.4286 | 775
No | Hard-to-Reach Businesses Program | CAC SEER 17 - Early Replacement (Updated) | 1008 | 18 | 439.1577 | 0.4533 | 234.2498 | 819.87
No | Hard-to-Reach Businesses Program | CAC SEER 17 - Early Replacement (Updated) | 1009 | 12 | 83.9503 | 0.1079 | 0 | 819.87
No | Hard-to-Reach Businesses Program | CAC SEER 18 | 1010 | 18 | 97.9143 | 0.1079 | 221.4286 | 775
No | Hard-to-Reach Businesses Program | CAC SEER 18 - Early Replacement (Updated) | 1011 | 18 | 453.1217 | 0.4533 | 234.2498 | 819.87
No | Hard-to-Reach Businesses Program | CAC SEER 18 - Early Replacement (Updated) | 1012 | 12 | 97.9143 | 0.1079 | 0 | 819.87
No | Hard-to-Reach Businesses Program | CAC SEER 16 - Replace at Fail: MF | 1013 | 18 | 69.3264 | 0.1079 | 78.9286 | 276.25
No | Hard-to-Reach Businesses Program | CAC SEER 17+ - Replace at Fail: MF | 1014 | 18 | 83.9503 | 0.1079 | 221.4286 | 775
No | Hard-to-Reach Businesses Program | ASHP SEER 16 | 1015 | 16 | 113.828 | 0.1047 | 140.836 | 492.93
No | Hard-to-Reach Businesses Program | ASHP SEER 16 - Early Replacement (Updated) | 1016 | 16 | 1605.2078 | 0.4581 | 247.6874 | 1129.61
No | Hard-to-Reach Businesses Program | ASHP SEER 16 - Early Replacement (Updated) | 1017 | 10 | 113.828 | 0.1047 | 0 | 1129.61
No | Hard-to-Reach Businesses Program | ASHP SEER 16 - Replace Electric Resistance Heat | 1018 | 16 | 3409.2336 | 0.1047 | 140.836 | 492.93
No | Hard-to-Reach Businesses Program | ASHP SEER 17 | 1019 | 16 | 270.8277 | 0.1047 | 212.3167 | 743.11
No | Hard-to-Reach Businesses Program | ASHP SEER 17 - Early Replacement (Updated) | 1020 | 16 | 1762.2075 | 0.4581 | 311.8624 | 1322.44
No | Hard-to-Reach Businesses Program | ASHP SEER 17 - Early Replacement (Updated) | 1021 | 10 | 270.8277 | 0.1047 | 0 | 1322.44
No | Hard-to-Reach Businesses Program | ASHP SEER 17 - Replace Electric Resistance Heat | 1022 | 16 | 3566.2333 | 0.1047 | 212.3167 | 743.11
No | Hard-to-Reach Businesses Program | ASHP SEER 18 | 1023 | 16 | 284.118 | 0.1047 | 273.607 | 957.62
No | Hard-to-Reach Businesses Program | ASHP SEER 18 - Early Replacement (Updated) | 1024 | 16 | 1775.4978 | 0.4581 | 373.1528 | 1582.34
No | Hard-to-Reach Businesses Program | ASHP SEER 18 - Early Replacement (Updated) | 1025 | 10 | 284.118 | 0.1047 | 0 | 1582.34
No | Hard-to-Reach Businesses Program | ASHP SEER 18 - Replace Electric Resistance Heat | 1026 | 16 | 3579.5237 | 0.1047 | 273.607 | 957.62
No | Hard-to-Reach Businesses Program | ASHP SEER 16 - replace electric furnace / CAC: MF | 1027 | 16 | 3409.2336 | 0.0975 | 1252.1801 | 4382.63
No | Hard-to-Reach Businesses Program | ASHP SEER 16 - replace ASHP: MF | 1028 | 6 | 113.828 | 0.0975 | 140.836 | 492.93
No | Hard-to-Reach Businesses Program | ASHP SEER 17 - replace electric furnace / CAC: MF | 1029 | 16 | 3566.2333 | 0.0975 | 1194.9208 | 4182.22
No | Hard-to-Reach Businesses Program | ASHP SEER 17 - replace electric furnace / CAC - Early Replacement: MF (Updated) | 1030 | 16 | 3924.6663 | 0.4262 | 1274.6584 | 4461.3
No | Hard-to-Reach Businesses Program | ASHP SEER 17 - replace electric furnace / CAC - Early Replacement: MF (Updated) | 1031 | 10 | 3566.2333 | 0.1361 | 0 | 4461.3
No | Hard-to-Reach Businesses Program | ASHP SEER 18 - replace electric furnace / CAC: MF | 1032 | 16 | 3579.5237 | 0.0975 | 1256.2111 | 4396.74
No | Hard-to-Reach Businesses Program | ASHP SEER 18 - replace electric furnace / CAC - Early Replacement: MF (Updated) | 1033 | 16 | 3937.9567 | 0.4262 | 1335.9487 | 4675.82
No | Hard-to-Reach Businesses Program | ASHP SEER 18 - replace electric furnace / CAC - Early Replacement: MF (Updated) | 1034 | 10 | 3579.5237 | 0.1361 | 0 | 4675.82
No | Hard-to-Reach Businesses Program | A/C Minisplit SEER 16: Replace at Fail / Time of Sale_SF: HVAC | 1035 | 18 | 36.9 | 0.0514 | 2500 | 4479.17
No | Hard-to-Reach Businesses Program | A/C Minisplit SEER 16: Early Retirement_SF: HVAC (Updated) | 1036 | 18 | 359.4897 | 0.501 | 2500 | 4479.17
No | Hard-to-Reach Businesses Program | A/C Minisplit SEER 16: Early Retirement_SF: HVAC (Updated) | 1037 | 12 | 36.9 | 0.0514 | 0 | 4479.17
No | Hard-to-Reach Businesses Program | A/C Minisplit SEER 17: Replace at Fail / Time of Sale_SF: HVAC | 1038 | 18 | 69.4588 | 0.0968 | 2500 | 4479.17
No | Hard-to-Reach Businesses Program | A/C Minisplit SEER 17: Early Retirement_SF: HVAC (Updated) | 1039 | 18 | 392.0485 | 0.5464 | 2500 | 4479.17
No | Hard-to-Reach Businesses Program | A/C Minisplit SEER 17: Early Retirement_SF: HVAC (Updated) | 1040 | 12 | 69.4588 | 0.0968 | 0 | 4479.17
No | Hard-to-Reach Businesses Program | A/C Minisplit SEER 18: Replace at Fail / Time of Sale_SF: HVAC | 1041 | 18 | 98.4 | 0.1371 | 2500 | 4479.17
No | Hard-to-Reach Businesses Program | A/C Minisplit SEER 18: Early Retirement_SF: HVAC (Updated) | 1042 | 18 | 420.9897 | 0.5867 | 2500 | 4479.17
No | Hard-to-Reach Businesses Program | A/C Minisplit SEER 18: Early Retirement_SF: HVAC (Updated) | 1043 | 12 | 98.4 | 0.1371 | 0 | 4479.17
No | Hard-to-Reach Businesses Program | Heat Pump Ductless Mini Split - Replace at fail / Time of Sale | 1044 | 15 | 417.9381 | 0.1116 | 320 | 1120
No | Hard-to-Reach Businesses Program | GSHP - EER 23 Early Retirement GSHP_SF: HVAC | 1045 | 8 | 1137.1454 | 0.1573 | 1918.2252 | 6713.79
No | Hard-to-Reach Businesses Program | GSHP - EER 23_Replace at Fail / Time of Sale_SF: HVAC | 1046 | 25 | 814.5557 | 0.1573 | 1834.4942 | 6420.73
No | Hard-to-Reach Businesses Program | GSHP - EER 23_Early Retirement AC/Electric Furnace_SF: HVAC | 1047 | 6 | 4103.0105 | 0.5407 | 2634.0139 | 9219.05
No | Hard-to-Reach Businesses Program | GSHP - EER 23_Early Retirement ASHP_SF: HVAC | 1048 | 6 | 2117.5292 | 0.5407 | 1918.2252 | 6713.79
No | Hard-to-Reach Businesses Program | Smart Thermostat - ASHP heating / cooling SF | 1049 | 11 | 941.1926 | 0.1861 | 79 | 79
No | Hard-to-Reach Businesses Program | Smart Thermostat - ASHP heating / cooling MF | 1050 | 11 | 639.01 | 0.1551 | 79 | 79
No | Hard-to-Reach Businesses Program | Smart Thermostat - electric furnace heating / CAC SF | 1051 | 11 | 1421.6126 | 0.1861 | 79 | 79
No | Hard-to-Reach Businesses Program | Smart Thermostat - electric furnace heating / CAC MF | 1052 | 11 | 951.283 | 0.1551 | 79 | 79
No | Hard-to-Reach Businesses Program | Smart Thermostat - Gas Heated / CAC SF | 1053 | 11 | 306.8285 | 0.1861 | 79 | 79
No | Hard-to-Reach Businesses Program | Smart Thermostat - Gas Heated / CAC MF | 1054 | 11 | 226.6733 | 0.1551 | 79 | 79
No | Hard-to-Reach Businesses Program | Smart Thermostat - Unknown Heating / Unknown Cooling | 1055 | 11 | 280.3191 | 0.1509 | 79 | 79
No | Hard-to-Reach Businesses Program | Smart Thermostat - ASHP heating / cooling SF - DR Enrolled | 1056 | 11 | 941.1926 | 0 | 79 | 79
No | Hard-to-Reach Businesses Program | Smart Thermostat - ASHP heating / cooling MF - DR Enrolled | 1057 | 11 | 639.01 | 0 | 79 | 79
No | Hard-to-Reach Businesses Program | Smart Thermostat - electric furnace heating / CAC SF - DR Enrolled | 1058 | 11 | 1421.6126 | 0 | 79 | 79
No | Hard-to-Reach Businesses Program | Smart Thermostat - electric furnace heating / CAC MF - DR Enrolled | 1059 | 11 | 951.283 | 0 | 79 | 79
No | Hard-to-Reach Businesses Program | Smart Thermostat - Gas Heated / CAC SF - DR Enrolled | 1060 | 11 | 306.8285 | 0 | 79 | 79
No | Hard-to-Reach Businesses Program | Smart Thermostat - Gas Heated / CAC MF - DR Enrolled | 1061 | 11 | 226.6733 | 0 | 79 | 79
No | Hard-to-Reach Businesses Program | Program Thermostat | 1062 | 8 | 632.0249 | 0 | 30 | 30
No | Hard-to-Reach Businesses Program | Smart Thermostat | 1063 | 11 | 957.8463 | 0.0628 | 79 | 79
No | Hard-to-Reach Businesses Program | Bathroom Exhaust Fan (Cont, Energy Star) | 1064 | 19 | 275.0118 | 0.0314 | 43.5 | 43.5
No | Hard-to-Reach Businesses Program | Bathroom Exhaust Fan (Int, Energy Star) | 1065 | 19 | 23.1623 | 0.0029 | 43.5 | 43.5
No | Hard-to-Reach Businesses Program | Air Sealing (Infiltration reduction) - Electric furnace/electric resistance base w/ no cooling | 1066 | 20 | 0.7097 | 0 | 0.083442 | 113.98
No | Hard-to-Reach Businesses Program | Air Sealing (Infiltration reduction) - ASHP base (electric heating and cooling) | 1067 | 20 | 0.4464 | 7.492e-05 | 0.083442 | 113.98
No | Hard-to-Reach Businesses Program | Air Sealing (Infiltration reduction) - CAC with electric resistance base | 1068 | 20 | 0.792 | 7.581e-05 | 0.083442 | 113.98
No | Hard-to-Reach Businesses Program | Air Sealing (Infiltration reduction) - CAC with gas furnace base | 1069 | 20 | 0.0997 | 7.581e-05 | 0.083442 | 113.98
No | Hard-to-Reach Businesses Program | Air Sealing (Infiltration reduction) - Gas furnace base with no cooling | 1070 | 20 | 0.0174 | 0 | 0.083442 | 113.98
No | Hard-to-Reach Businesses Program | Increased Ceiling Insulation - Electric furnace/electric resistance base with no cooling | 1071 | 20 | 0.58 | 0 | 0.77833 | 531.6
No | Hard-to-Reach Businesses Program | Increased Ceiling Insulation - ASHP base (electric heating and cooling) | 1072 | 20 | 0.5634 | 0.00054966 | 0.77833 | 531.6
No | Hard-to-Reach Businesses Program | Increased Ceiling Insulation - CAC with electric resistance base | 1073 | 20 | 0.6399 | 0.00058961 | 0.77833 | 531.6
No | Hard-to-Reach Businesses Program | Increased Ceiling Insulation - CAC with gas furnace base | 1074 | 20 | 0.0929 | 8.56e-05 | 0.77833 | 531.6
No | Hard-to-Reach Businesses Program | Increased Ceiling Insulation - Gas furnace base with no cooling | 1075 | 20 | 0.033 | 0 | 0.77833 | 531.6
No | Hard-to-Reach Businesses Program | Duct Repair and Sealing | 1076 | 20 | 1218.8362 | 0.091174 | 497.62 | 497.62
No | Hard-to-Reach Businesses Program | Low Flow Showerhead | 1077 | 10 | 217.0881 | 0.0221 | 12 | 12
No | Hard-to-Reach Businesses Program | Low Flow Faucet Aerator-Bathroom | 1078 | 10 | 20.6136 | 0.0283 | 8 | 8
No | Hard-to-Reach Businesses Program | Low Flow Faucet Aerator-Kitchen | 1079 | 10 | 40.2134 | 0.0079 | 8 | 8
No | Hard-to-Reach Businesses Program | Pipe Insulated | 1080 | 15 | 244.7516 | 0.0279 | 18 | 18
No | Hard-to-Reach Businesses Program | Pipe Insulated | 1081 | 15 | 244.7516 | 0.0279 | 18 | 18
Yes | UHI Mitigation Program | Shade Tree - Years 1-5 | 1082 | 5 | 17.7657 | 0.00329 | 53.2938 | 600 | Measure added to TRM based on Evergy UHI Inputs
Yes | UHI Mitigation Program | Shade Tree - Years 6-10 | 1083 | 10 | 0 | 0 | 53.2938 | 0 | Measure added to TRM based on Evergy UHI Inputs
Yes | UHI Mitigation Program | Shade Tree - Years 11-15 | 1084 | 15 | 0 | 0 | 53.2938 | 0 | Measure added to TRM based on Evergy UHI Inputs
Yes | UHI Mitigation Program | Shade Tree - Years 16-20 | 1085 | 20 | 0 | 0 | 53.2938 | 0 | Measure added to TRM based on Evergy UHI Inputs
Yes | UHI Mitigation Program | Residential Cool Roof - AC/Gas | 1086 | 15 | 0.2161 | 7.35e-05 | 5.4 | 6500 | Measure added to TRM based on Evergy UHI Inputs
Yes | UHI Mitigation Program | Residential Cool Roof - AC/ER | 1087 | 15 | -0.6637 | 7.35e-05 | 5.4 | 6500 | Measure added to TRM based on Evergy UHI Inputs
Yes | UHI Mitigation Program | Residential Cool Roof - Heat Pump | 1088 | 15 | -0.0917 | 7.35e-05 | 5.4 | 6500 | Measure added to TRM based on Evergy UHI Inputs
Yes | UHI Mitigation Program | Commercial Cool Roof - Average Other | 1089 | 15 | 0.079101 | 2.685e-05 | 0 | 3000 | Measure added to TRM based on Evergy UHI Inputs
Yes | UHI Mitigation Program | Residential Advanced Cool Roof/Green Roof | 1090 | 15 | 0.2161 | 7.35e-05 | 0 | 0 | Measure added to TRM based on Evergy UHI Inputs
Yes | UHI Mitigation Program | Commercial Advanced Cool Roof/Green Roof | 1091 | 15 | 0.083246 | 2.685e-05 | 0 | 0 | Measure added to TRM based on Evergy UHI Inputs
No | Whole Business Efficiency Program | CAC <65 kBtuh | 90.2 | 15 | 151.8769 | 0.0667 | 127 | 80
No | Whole Business Efficiency Program | CAC 65<135 kBtuh | 91.2 | 15 | 581.7429 | 0.1527 | 127 | 80
No | Whole Business Efficiency Program | CAC 135<240 kBtuh | 92.2 | 15 | 605.7818 | 0.1711 | 100 | 80
No | Whole Business Efficiency Program | CAC >240 kBtuh | 93.2 | 15 | 356.6807 | 0.1216 | 100 | 80
No | Whole Business Efficiency Program | Packaged DX 135 - 240kbtu | 360.4 | 15 | 181.2112 | 0.0927 | 95 | 22
No | Whole Business Efficiency Program | Packaged DX 240 - 760kbtu | 361.4 | 15 | 225.391 | 0.1529 | 28.5 | 18
No | Whole Business Efficiency Program | Packaged DX 65 -135kbtu | 362.4 | 15 | 135.0885 | 0.0905 | 95 | 22
No | Whole Business Efficiency Program | Packaged DX >760kbtu | 363.4 | 15 | 143.0416 | 0.1582 | 28.5 | 18
No | Whole Business Efficiency Program | Packaged DX <65kbtu | 364.4 | 15 | 157.4623 | 0.0871 | 95 | 24
No | Whole Business Efficiency Program | ASHP 65 - 135kbtu | 367.4 | 16 | 262.7433 | 0.0922 | 100 | 40
No | Whole Business Efficiency Program | ASHP 135 - 240kbtu | 368.4 | 16 | 271.8614 | 0.0958 | 100 | 45
No | Whole Business Efficiency Program | ASHP >240kbtu | 369.4 | 16 | 304.3497 | 0.1144 | 100 | 45
No | Whole Business Efficiency Program | ASHP <65kbtu | 370.4 | 16 | 584.4529 | 0.1186 | 100 | 40
No | Whole Business Efficiency Program | Demand Controlled Ventillation (Gas Heat) | 372.1 | 10 | 0.428 | 0 | 1.5 | 0.75
No | Whole Business Efficiency Program | Demand Controlled Ventillation (Electric Heat) | 373.1 | 10 | 0.78 | 0 | 1.5 | 0.75
No | Whole Business Efficiency Program | Demand Controlled Ventillation (Heat Pump) | 374.1 | 10 | 0.545 | 0 | 1.5 | 0.75
No | Whole Business Efficiency Program | PTAC - Early Replacement | 381.3 | 16 | 478.3958 | 0.3113 | 1047 | 120
No | Whole Business Efficiency Program | PTAC - Early Replacement (future) | 382.1 | 8 | 497.8883 | 0.324 | 0 | 120
No | Whole Business Efficiency Program | PTHP - Early Replacement | 383.2 | 16 | 984.0605 | 0.3763 | 1047 | 220
No | Whole Business Efficiency Program | PTHP - Early Replacement (future) | 384.1 | 8 | 891.9102 | 0.3401 | 0 | 220
No | Whole Business Efficiency Program | VRF - Air Cooled <65,000 Btuh | 500.2 | 15 | 158.2769 | 0.1035 | 737 | 30
No | Whole Business Efficiency Program | VRF - Air Cooled 65,000 ≤ Btuh < 135,000 | 501.2 | 15 | 96.0897 | 0.062 | 737 | 30
No | Whole Business Efficiency Program | VRF - Air Cooled 135,000 ≤ Btuh < 240,000 | 502.2 | 15 | 100.9287 | 0.0676 | 737 | 30
No | Whole Business Efficiency Program | VRF - Air Cooled ≥ 240,000 Btuh | 503.2 | 15 | 110.4653 | 0.0826 | 737 | 30
No | Whole Business Efficiency Program | Air-Cooled Chiller with Condenser < 150 tons | 511.2 | 23 | 1239 | 1.1856 | 339.5 | 28
No | Whole Business Efficiency Program | Air-Cooled Chiller with Condenser ≥ 150 tons | 512.2 | 23 | 1239 | 1.1856 | 96.3333 | 30
No | Whole Business Efficiency Program | Path A - Water-Cooled Positive Displacement (Reciprocating, Rotary, Screw, Scroll) Chiller < 75 tons | 513.2 | 23 | 76.3224 | 0.0699 | 164 | 630
No | Whole Business Efficiency Program | Path A - Water-Cooled Positive Displacement (Reciprocating, Rotary, Screw, Scroll) Chiller 75 - 150 tons | 514.2 | 23 | 73.101 | 0.0685 | 58.25 | 600
No | Whole Business Efficiency Program | Path A - Water-Cooled Positive Displacement (Reciprocating, Rotary, Screw, Scroll) Chiller 150 - 300 tons | 515.2 | 23 | 113.988 | 0.0613 | 122 | 550
No | Whole Business Efficiency Program | Path A - Water-Cooled Positive Displacement (Reciprocating, Rotary, Screw, Scroll) Chiller ≥ 300 tons | 516.2 | 23 | 100.359 | 0.0561 | 16 | 500
No | Whole Business Efficiency Program | Path A - Water-Cooled Centrifugal Chiller < 150 tons | 517.2 | 23 | 71.2425 | 0.0569 | 135.5 | 600
No | Whole Business Efficiency Program | Path A - Water-Cooled Centrifugal Chiller 150 - 300 tons | 518.2 | 23 | 71.2425 | 0.0569 | 67.5 | 550
No | Whole Business Efficiency Program | Path A - Water-Cooled Centrifugal Chiller 300 - 600 tons | 519.2 | 23 | 239.127 | 0.052 | 38.5 | 500
No | Whole Business Efficiency Program | Path A - Water-Cooled Centrifugal Chiller ≥ 600 tons | 520.2 | 23 | 220.542 | 0.0484 | 22 | 450
No | Whole Business Efficiency Program | VFD for HVAC Supply and Return Fans 1-5 HP | 592.1 | 15 | 13692.5626 | 1.9746 | 2250 | 2138
No | Whole Business Efficiency Program | VFD for HVAC Supply and Return Fans 6-15 HP | 593.1 | 15 | 39531.7533 | 5.7008 | 3318 | 2875
No | Whole Business Efficiency Program | VFD for HVAC Supply and Return Fans 16-25 HP | 594.1 | 15 | 65463.9077 | 9.4404 | 4386 | 3250
No | Whole Business Efficiency Program | VFD for HVAC Supply and Return Fans 26-50 HP | 595.1 | 15 | 129680.8838 | 18.701 | 6573 | 6000
No | Whole Business Efficiency Program | VFD for HVAC Supply and Return Fans 51-75 HP | 596.1 | 15 | 193497.5292 | 27.9038 | 8532 | 7500
Yes | Whole Business Efficiency Program | HVAC - Maintenance | 1092 | 3 | 9656.4351 | 2.4759 | 0 | 100 | Measure added from Potential Study, not currently in Evergy TRM
No | Whole Business Efficiency Program | Smart Thermostat | 65.6 | 11 | 388 | 0.9029 | 170 | 85
No | Whole Business Efficiency Program | LED Refrigerator Case Light | 84.3 | 15 | 224.9713 | 0.0268 | 44 | 40
No | Whole Business Efficiency Program | LED Refrig Case Lights w/Doors 4ft 5ft or 6ft repl Fluor Refrig Case Lights w/Doors 4ft 5ft or 6ft | 174.7 | 8.6177 | 420.761 | 0.0835 | 55 | 40
No | Whole Business Efficiency Program | LED Freezer Case Lights w/Doors 4ft 5ft or 6ft repl Fluor Frezer Case Lights w/Doors 4ft 5ft or 6ft | 175.7 | 8.6177 | 420.761 | 0.0835 | 55 | 40
No | Whole Business Efficiency Program | High Performance High-Bay Fluorescent Fixture T8 > 4 Lamps Replacing HID Fixture | 98.2 | 15 | 1084.1659 | 0.2202 | 200 | 100
No | Whole Business Efficiency Program | High Bay Fluorescent Fixture (HP T8 <=4 lamps) | 99.1 | 15 | 648.7579 | 0.1318 | 225 | 112.5
No | Whole Business Efficiency Program | High-Bay Fluorescent Fixture T5 > 4 Lamps w/ HE Electronic Ballast Replacing HID Fixture | 100.2 | 15 | 701.0069 | 0.1424 | 100 | 50
No | Whole Business Efficiency Program | High-Bay Fluorescent Fixture T5 <= 4 Lamps w/ HE Electronic Ballast Replacing HID Fixture | 101.2 | 15 | 404.9294 | 0.0822 | 100 | 50
No | Whole Business Efficiency Program | LED Exit Sign | 102.7 | 5 | 67.1489 | 0.0077 | 32.5 | 16.25
No | Whole Business Efficiency Program | LED Flood Light (<15W) | 103.1 | 15 | 210.829 | 0 | 35 | 17.5
No | Whole Business Efficiency Program | LED Flood Light (>=15W) | 104.1 | 15 | 236.3246 | 0 | 45 | 22.5
No | Whole Business Efficiency Program | LED Recessed Fixture (1 ft x 4 ft) | 106.1 | 15 | 116.6893 | 0.0237 | 36.17 | 18.09
No | Whole Business Efficiency Program | LED Recessed Fixture (2 ft x 2 ft) | 107.1 | 15 | 70.1007 | 0.0142 | 22.55 | 11.28
No | Whole Business Efficiency Program | LED Recessed Fixture (2 ft x 4 ft) | 108.1 | 15 | 149.7804 | 0.0304 | 55.5 | 27.75
No | Whole Business Efficiency Program | Remove 4ft Lamp from T8 or T12 system | 109.5 | 11 | 85.2597 | 0.0225 | 12 | 6
No | Whole Business Efficiency Program | Remove 8ft Lamp from T8 or T12 System | 110.5 | 11 | 162.1293 | 0.0432 | 16 | 8
No | Whole Business Efficiency Program | Interior Occupancy or Vacancy Sensor Replacing No Controls | 115.6 | 15 | 393.195 | 0.2492 | 55 | 40
No | Whole Business Efficiency Program | Parking Garage 4ft 3 Lamp T5/T5HO or T8 replacing > 175W Fixture | 146.2 | 6 | 902.898 | 0.103 | 136 | 140
No | Whole Business Efficiency Program | Parking Garage 4ft 2 Lamp T5/T5HO or T8 replacing 101W-175W Fixture | 147.3 | 6 | 578.556 | 0.066 | 105 | 90
No | Whole Business Efficiency Program | Parking Garage 4ft 1 Lamp T5/T5HO or T8 replacing <= 100W Fixture | 148.3 | 6 | 631.152 | 0.072 | 74 | 70
No | Whole Business Efficiency Program | Parking Garage LED Linear Lamp Replacing 2ft T8, T12, or T5/T5HO Lamp | 508 | 6 | 61.362 | 0.007 | 13 | 6
No | Whole Business Efficiency Program | Parking Garage LED Linear Lamp Replacing 4ft T8, T12, or T5/T5HO Lamp | 509.2 | 5.7039 | 89.7427 | 0.0102 | 14 | 9
No | Whole Business Efficiency Program | Parking Garage LED Linear Lamp Replacing 8ft T8 or T12 Lamp | 510.1 | 6 | 193.7286 | 0.0221 | 13 | 12
No | Whole Business Efficiency Program | Remove 4ft Lamp from T5 or T5HO system | 504.1 | 11 | 166.7026 | 0.0402 | 13.91 | 6
No | Whole Business Efficiency Program | Interior LED Linear Lamp Replacing 2ft T8, T12, or T5/T5HO Lamp | 167.5 | 16.1917 | 20.486 | 0.0054 | 14 | 2
No | Whole Business Efficiency Program | Interior LED Linear Lamp Replacing 4ft T8, T12, or T5/T5HO Lamp | 166.6 | 12.9534 | 47.6497 | 0.0122 | 14 | 3
No | Whole Business Efficiency Program | Interior LED Linear Lamp Replacing 8ft T8 or T12 Lamp | 313.5 | 13.753 | 93.6234 | 0.021 | 13 | 8
No | Whole Business Efficiency Program | Interior LED Downlight or Retrofit Kit replacing 45-60W Fixture | 176.3 | 13 | 199.9537 | 0.0433 | 27 | 13.5
No | Whole Business Efficiency Program | Interior LED Downlight or Retrofit Kit replacing 61-100W Fixture | 1093 | 13 | 302.369 | 0.0655 | 27 | 13.5
No | Whole Business Efficiency Program | Interior LED Downlight or Retrofit Kit replacing 101-155W Fixture | 178.3 | 13 | 511.5889 | 0.1109 | 27 | 13.5
No | Whole Business Efficiency Program | 28W 4ft T8 Lamp Replacing 32W 4ft T8 Lamp | 224.3 | 15 | 22.058 | 0.0039 | 1 | 0.5
No | Whole Business Efficiency Program | 25W 4ft T8 Lamp Replacing 32W 4ft T8 Lamp | 225.3 | 15 | 38.6016 | 0.0068 | 2.5 | 1.25
No | Whole Business Efficiency Program | LED low bay mogul screw-base lamp/retrofit kit replacing 150W - 300W fixture | 226.5 | 11.4943 | 850.8311 | 0.166 | 100 | 80
No | Whole Business Efficiency Program | LED low/high bay mogul screw-base lamp/retrofit kit replacing 301W - 450W fixture | 227.5 | 12.6189 | 1053.1595 | 0.1886 | 150 | 100
No | Whole Business Efficiency Program | LED high bay mogul screw-base lamp/retrofit kit replacing 451W - 750W fixture | 228.5 | 13.753 | 1644.7856 | 0.3681 | 200 | 140
No | Whole Business Efficiency Program | LED high bay mogul screw-base lamp/retrofit kit replacing > 750W fixture | 229.2 | 11 | 3276.4441 | 0.6438 | 350 | 230
No | Whole Business Efficiency Program | LED ≤ 9 Watt Pin-Based Lamp Replacing CFL Pin-Based Lamp | 505.2 | 11.3 | 20.5661 | 0.0045 | 12 | 6
No | Whole Business Efficiency Program | LED 10 - 15 Watt Pin-Based Lamp Replacing CFL Pin-Based Lamp | 506.2 | 11.3 | 36.6854 | 0.0076 | 15 | 8
No | Whole Business Efficiency Program | LED ≥ 16 Watt Pin-Based Lamp Replacing CFL Pin-Based Lamp | 507.2 | 11.3 | 33.968 | 0.0077 | 18 | 10
No | Whole Business Efficiency Program | LED <=11 Watt Lamp Replacing Interior Halogen A 28-52 Watt Lamp | 352.2 | 16.1917 | 127.6178 | 0.0349 | 6.65 | 3.33
No | Whole Business Efficiency Program | LED <=14 Watt Lamp Replacing Interior Halogen BR/R 45-65 Watt Lamp | 354.1 | 16.1917 | 184.1692 | 0.0496 | 8.95 | 4.48
No | Whole Business Efficiency Program | LED <=13 Watt Lamp Replacing Interior Halogen MR-16 35-50 Watt Lamp | 355.1 | 16.1917 | 137.6507 | 0.0375 | 7.47 | 3.74
No | Whole Business Efficiency Program | LED <=20 Watt Lamp Replacing Interior Halogen PAR 48-90 Watt Lamp | 356.1 | 16.1917 | 196.0633 | 0.0535 | 10.03 | 5.02
No | Whole Business Efficiency Program | Interior T12/T8 4' 1-2 Lamp Fixture Replaced by LED Fixture | 565.1 | 11.3265 | 161.3356 | 0.0309 | 16.28 | 40
No | Whole Business Efficiency Program | Interior T12/T8 4' 3-6 Lamp Fixture Replaced by LED Fixture | 566.1 | 12.4065 | 357.6888 | 0.0728 | 57.34 | 80
No | Whole Business Efficiency Program | Interior T12/T8 8' 1-2 Lamp Fixture Replaced by LED Fixture | 567.1 | 10.4668 | 548.3097 | 0.0978 | 43.02 | 65
No | Whole Business Efficiency Program | Interior T12/T8/T5/T5HO 2' 1-4 Lamp OR Ubend 1-2 Lamp Fixture Replaced by LED Fixture | 568.1 | 12.9442 | 100.8313 | 0.0216 | 11.414 | 15
No | Whole Business Efficiency Program | Interior T5/T5HO 4' 1-2 Lamp Fixture Replaced by LED Fixture | 569 | 12 | 333.0451 | 0.0654 | 240.39 | 40
No | Whole Business Efficiency Program | Interior T5/T5HO 4' 3-6 Lamp Fixture Replaced by LED Fixture | 570.1 | 12.9364 | 536.5816 | 0.0961 | 82.1575 | 80
No | Whole Business Efficiency Program | Interior T12/T8 4' 1-2 Lamp Fixture Replaced by LED Retofit Kit | 571.1 | 11.5453 | 203.743 | 0.0363 | 108.09 | 20
No | Whole Business Efficiency Program | Interior T12/T8 4' 3-6 Lamp Fixture Replaced by LED Retofit Kit | 572.1 | 12.4716 | 392.7927 | 0.0781 | 41.6574 | 40
No | Whole Business Efficiency Program | Interior T12/T8 8' 1-2 Lamp Fixture Replaced by LED Retofit Kit | 573.1 | 12.1095 | 370.4242 | 0.0664 | 38.5617 | 45
No | Whole Business Efficiency Program | Interior T12/T8/T5/T5HO 2' 1-4 Lamp OR Ubend 1-2 Lamp Fixture Replaced by LED Retrofit Kit | 574.1 | 12.9016 | 139.4202 | 0.0297 | 11.8584 | 15
No | Whole Business Efficiency Program | Interior T5/T5HO 4' 1-2 Lamp Fixture Replaced by LED Retrofit Kit | 575 | 12 | 120.1663 | 0.0236 | 63.7 | 20
No | Whole Business Efficiency Program | Interior T5/T5HO 4' 3-6 Lamp Fixture Replaced by LED Retrofit Kit | 576.1 | 13.753 | 984.874 | 0.2214 | 45 | 70
No | Whole Business Efficiency Program | Interior LED Fixture Replacing 150-300W HID Fixture | 577.1 | 10.9641 | 451.1186 | 0.0808 | 55.6967 | 80
No | Whole Business Efficiency Program | Interior LED Fixture Replacing 301-500W HID Fixture | 578.1 | 12.34 | 1239.6824 | 0.229 | 110.3528 | 100
No | Whole Business Efficiency Program | Interior LED Fixture Replacing 501-850W HID Fixture | 579.1 | 13.753 | 2219.5206 | 0.499 | 143 | 140
No | Whole Business Efficiency Program | Interior LED Fixture Replacing >850W HID Fixture | 580.1 | 11.2496 | 1620.0818 | 0.2946 | 283.393 | 230
No | Whole Business Efficiency Program | Interior LED Retrofit Kit/Lamp Replacing 150-300W HID Fixture | 581.1 | 10.787 | 883.2911 | 0.1609 | 33 | 50
No | Whole Business Efficiency Program | Interior LED Retrofit Kit/Lamp Replacing 301-500W HID Fixture | 582.1 | 12.7972 | 1236.9783 | 0.2543 | 67.8719 | 80
No | Whole Business Efficiency Program | Interior LED Retrofit Kit/Lamp Replacing 501-850W HID Fixture | 583 | 11 | 2295.3111 | 0.451 | 606.89 | 120
No | Whole Business Efficiency Program | Interior LED Retrofit Kit/Lamp Replacing >850W HID Fixture | 584 | 11 | 3532.9789 | 0.6943 | 487.5 | 200
No | Whole Business Efficiency Program | Exterior LED Replacing HID or Fluorescent Fixture <210W | 585.1 | 11.6198 | 419.1942 | 0 | 23.9494 | 55
No | Whole Business Efficiency Program | Exterior LED Replacing HID or Fluorescent Fixture 211-300W | 586.1 | 11.6198 | 929.9443 | 0 | 39.5033 | 90
No | Whole Business Efficiency Program | Exterior LED Replacing HID or Fluorescent Fixture 301-500W | 587.1 | 11.6198 | 1321.4093 | 0 | 52.5813 | 140
No | Whole Business Efficiency Program | Exterior LED Replacing HID or Fluorescent Fixture >500W | 588.1 | 11.6198 | 3210.0566 | 0 | 114.9639 | 270
No | Whole Business Efficiency Program | Parking Garage LED Fixture or Screw-Base LED Lamp Replacing HID or Fluorescent Fixture ≤130W | 589.1 | 5.7039 | 585.1229 | 0.0667 | 44.282 | 70
No | Whole Business Efficiency Program | Parking Garage LED Fixture or Screw-Base LED Lamp Replacing HID or Fluorescent Fixture 131-210W | 590.1 | 5.7039 | 715.6602 | 0.0816 | 40.5393 | 90
No | Whole Business Efficiency Program | Parking Garage LED Fixture or Screw-Base LED Lamp Replacing HID or Fluorescent Fixture >210W | 591.1 | 5.7039 | 2046.861 | 0.2335 | 51.36 | 140
No | Whole Business Efficiency Program | Networked Lighting Controls | 284.4 | 15 | 21902.7197 | 4.9996 | 56 | 40
No | Whole Business Efficiency Program | Strip Curtains Freezer | 260.4 | 4 | 20055.75 | 2.2879 | 618.31 | 309.16
No | Whole Business Efficiency Program | Strip Curtains Cooler | 261.4 | 4 | 4864.2 | 0.5549 | 618.31 | 309.16
No | Whole Business Efficiency Program | Commercial Ice Machines, 101-300 lb/day | 550 | 10 | 805 | 0.092 | 306 | 120
No | Whole Business Efficiency Program | Commercial Ice Machines, 301-500 lb/day | 551 | 10 | 1117 | 0.115 | 266 | 150
No | Whole Business Efficiency Program | Commercial Ice Machines, 501-1000 lb/day | 552 | 10 | 1807 | 0.186 | 249 | 230
No | Whole Business Efficiency Program | Commercial Ice Machines, 1001-1500 lb/day | 553 | 10 | 2601 | 0.267 | 589 | 400
No | Whole Business Efficiency Program | Commercial Ice Machines, >1500 lb/day | 554 | 10 | 3641 | 0.374 | 939 | 500
No | Whole Business Efficiency Program | No Heat Case Doors for Coolers | 555 | 10 | 1222.6639 | 0.1312 | 275 | 200
No | Whole Business Efficiency Program | No Heat Case Doors for Freezers | 556 | 10 | 2595.2586 | 0.2785 | 800 | 80
No | Whole Business Efficiency Program | Automatic Door Closer for Walk-In Coolers | 557 | 8 | 943 | 0.137 | 156.82 | 70
No | Whole Business Efficiency Program | Automatic Door Closer for Walk-In Freezers | 558 | 8 | 2307 | 0.309 | 156.82 | 100
No | Whole Business Efficiency Program | Anti-Sweat Heater Controls for Freezer Case, Low Heat Doors | 559 | 12 | 921.7522 | 0.0226 | 85 | 45
No | Whole Business Efficiency Program | Anti-Sweat Heater Controls for Freezer Case, No Heat Doors | 560 | 12 | 377.0805 | 0.0093 | 85 | 45
No | Whole Business Efficiency Program | Anti-Sweat Heater Controls for Freezer Case, Standard Doors | 561 | 12 | 1333.7475 | 0.0327 | 85 | 45
No | Whole Business Efficiency Program | Anti-Sweat Heater Controls for Refrigerated Case, Low or No Heat Doors | 562 | 12 | 561.8898 | 0.0086 | 85 | 45
No | Whole Business Efficiency Program | Anti-Sweat Heater Controls for Refrigerated Case, Standard Door | 563 | 12 | 1016.531 | 0.0156 | 85 | 45
Yes | Whole Business Efficiency Program | Refrigeration - Floating Head Pressure | 1094 | 15 | 7129.7118 | 1.1981 | 0 | 0 | Measure added from Potential Study, not currently in Evergy TRM
No | Whole Business Efficiency Program | Low Flow Faucet Aerator Kitchen | 251.1 | 9 | 74.5049 | 0.0196 | 8 | 4
No | Whole Business Efficiency Program | Low Flow Faucet Aerator Bathroom | 252.2 | 9 | 122.2527 | 0.0322 | 8 | 4
No | Whole Business Efficiency Program | Pre-Rinse Spray Valves Small | 253.1 | 5 | 2769.6198 | 0 | 100 | 50
No | Whole Business Efficiency Program | Pre-Rinse Spray Valves Medium | 254.1 | 5 | 4154.4296 | 0 | 100 | 50
No | Whole Business Efficiency Program | Pre-Rinse Spray Valves Large | 255.1 | 5 | 8308.8593 | 0 | 100 | 50
No | Whole Business Efficiency Program | Pool Heater Heat Pump (Uncovered) | 357 | 15 | 35272.88 | 0 | 1000 | 500
No | Whole Business Efficiency Program | Pool Heater Heat Pump (Covered) | 358 | 15 | 6206.88 | 0 | 1000 | 500
No | Whole Business Efficiency Program | VSD Pumps (Chilled Water Pump) | 283.2 | 15 | 260.1581 | 0 | 1330 | 100
No | Whole Business Efficiency Program | VSD Pumps (Hot Water Pump) | 323.1 | 15 | 1348.8839 | 0 | 1330 | 100
No | Whole Business Efficiency Program | VSD Fans (Cooling Tower Fan) | 324.1 | 15 | 1612.3376 | 0.4376 | 1330 | 100
Yes | Whole Business Efficiency Program | Efficient Hand Dryers | 1095 | 10 | 3611.5418 | 0.64008 | 92.1034 | 46.05 | Measure added from Potential Study, not currently in Evergy TRM
Yes | Whole Business Efficiency Program | Circulating Engine Block Heater | 1096 | 15 | 3843.1329 | 0.66761 | 101.7327 | 50.87 | Measure added from Potential Study, not currently in Evergy TRM
No | Whole Business Efficiency Program | Compressed Air - Engineered Nozzle 1/4" | 119.1 | 15 | 1086.638 | 0.511 | 57 | 28.5
No | Whole Business Efficiency Program | Compressed Air - Engineered Nozzle 1/8" | 120.2 | 15 | 272.688 | 0.0656 | 42 | 21
No | Whole Business Efficiency Program | Compressed Air - No Loss Condensate Drain/Valve | 121.3 | 10 | 1969.656 | 0.305 | 700 | 200
No | Whole Business Efficiency Program | Variable Speed Drive Compressor - 1 shift weekdays | 122.2 | 13 | 310.6223 | 0.1493 | 100.93 | 85
No | Whole Business Efficiency Program | Variable Speed Drive Compressor - 2 shift weekdays | 123.3 | 13 | 608.5685 | 0.1463 | 100.93 | 90
No | Whole Business Efficiency Program | Variable Speed Drive Compressor - 3 shift weekdays | 124.2 | 13 | 931.8669 | 0.1493 | 100.93 | 95
No | Whole Business Efficiency Program | Variable Speed Drive Compressor - 3 shift weekdays plus weekends | 125.2 | 13 | 1329.12 | 0.1518 | 100.93 | 100
Yes | Whole Business Efficiency Program | Pumping System - Equipment Upgrade | 1097 | 10 | 473.6455 | 0.071032 | 9.6387 | 4.82 | Measure added from Potential Study, not currently in Evergy TRM
Yes | Whole Business Efficiency Program | Pumping System - System Optimization | 1098 | 10 | 1158.1665 | 0.17369 | 7.1635 | 3.58 | Measure added from Potential Study, not currently in Evergy TRM
Yes | Whole Business Efficiency Program | Pumping System - Variable Speed Drive | 1099 | 10 | 622.3132 | 0.093327 | 8.6772 | 4.34 | Measure added from Potential Study, not currently in Evergy TRM
Yes | Whole Business Efficiency Program | Server | 1100 | 4 | 1301.6194 | 0.19035 | 3.0245 | 200 | Measure added from Potential Study, not currently in Evergy TRM
No | Whole Business Efficiency Program | Combination Oven (Pan Capacity < 15) | 341 | 12 | 6439.8019 | 0.5289 | 4300 | 1000
No | Whole Business Efficiency Program | Combination Oven (Pan Capacity ≥ 15) | 342 | 12 | 11859.3208 | 0.9741 | 4300 | 1200
No | Whole Business Efficiency Program | ENERGY STAR Hot Holding Cabinet (0 < V <13) | 345 | 12 | 709.4981 | 0.0466 | 1783 | 440
No | Whole Business Efficiency Program | ENERGY STAR Hot Holding Cabinet (13 ≤ V <28) | 346 | 12 | 2772.2475 | 0.1822 | 1783 | 460
No | Whole Business Efficiency Program | ENERGY STAR Hot Holding Cabinet (28 ≤ V) | 347.1 | 12 | 3944.7 | 0.294 | 1800 | 480
No | Whole Business Efficiency Program | 3 Pan ENERGY STAR Steam Cooker | 348 | 12 | 30239.2287 | 2.4837 | 2490 | 1000
No | Whole Business Efficiency Program | 4 Pan ENERGY STAR Steam Cooker | 349 | 12 | 40864.9454 | 3.3565 | 2490 | 1200
No | Whole Business Efficiency Program | 5 Pan ENERGY STAR Steam Cooker | 350 | 12 | 51487.3749 | 4.2289 | 2490 | 1400
No | Whole Business Efficiency Program | 6 Pan ENERGY STAR Steam Cooker | 351 | 12 | 62113.0917 | 5.1017 | 2490 | 1600
No | Whole Business Efficiency Program | Kitchen Demand Ventillation Controls | 371 | 15 | 4966 | 0.68 | 1988 | 994
Yes | Whole Business Efficiency Program | Griddle | 1101 | 12 | 7932 | 1.0361 | 180.6351 | 90 | Measure added from Potential Study, not currently in Evergy TRM
Yes | Whole Business Efficiency Program | Kitchen Ventilation - Heat Recovery | 1102 | 15 | 0 | 0 | 0 | 994 | Measure added from Potential Study, not currently in Evergy TRM
No | Whole Business Efficiency Program | Business Custom Measure | 0.15 | 15 | 167227.4289 | 35.1868 | 26394.8167 | 16722.7429
Yes | Whole Business Efficiency Program | Business Custom Assessment | 1103 | 1 | 0 | 0 | 0 | 2184.6154 | Line item to track event/projects participation
No | Whole Business Efficiency Program | Retrocomissioning Custom Measure | 0.18 | 0 | 0 | 0 | 0 | 0
No | Whole Business Efficiency Program | C&I Custom - New Construction | 0.2 | 15 | 131670.2507 | 36.4443 | 85419.5685 | 21067.2401
No | Whole Business Efficiency Program | C&I Custom - New Construction Lighting | 0.21 | 15 | 215955.1429 | 40.2719 | 125050.2971 | 19435.9629
Yes | Hard-to-Reach Businesses Program | SBDI Audit | 1104 | 1 | 0 | 0 | 0 | 0 | Line item to track event/projects participation
No | Hard-to-Reach Businesses Program | Interior Daylighting Controls Replacing No Controls | 67.2 | 8 | 692.634 | 0.1407 | 66 | 66
No | Hard-to-Reach Businesses Program | High‐Bay Fluorescent Fixture T5 > 4 Lamps w/ HE Electronic Ballast Replacing HID Fixture | 69.2 | 15 | 701.0069 | 0.1424 | 100 | 100
No | Hard-to-Reach Businesses Program | Remove 4ft Lamp from T8 or T12 system | 72.2 | 11 | 121.9142 | 0.0248 | 12 | 12
No | Hard-to-Reach Businesses Program | High Performance High-Bay Fluorescent Fixture T8 > 4 Lamps Replacing HID Fixture | 181.3 | 15 | 1478.4696 | 0.2508 | 200 | 200
No | Hard-to-Reach Businesses Program | High‐Bay Fluorescent Fixture T5 <= 4 Lamps w/ HE Electronic Ballast Replacing HID Fixture | 183.3 | 15 | 677.6319 | 0.115 | 100 | 100
No | Hard-to-Reach Businesses Program | Remove 8ft Lamp from T8 or T12 System | 186.3 | 11 | 252.5366 | 0.0513 | 30 | 30
No | Hard-to-Reach Businesses Program | Parking Garage 4'3L T5, T5HP, or T8 replacing >175W fixture | 191.2 | 6 | 902.898 | 0.103 | 136 | 136
No | Hard-to-Reach Businesses Program | Parking Garage 4'2L T5, T5HP, or T8 replacing 101W-175W fixture | 192.3 | 6 | 578.556 | 0.066 | 105 | 105
No | Hard-to-Reach Businesses Program | Parking Garage 4'1L T5, T5HP, or T8 replacing <=100W fixture | 193.2 | 6 | 613.62 | 0.07 | 74 | 74
No | Hard-to-Reach Businesses Program | Exterior LED replacing 251W-400W Fixture or Mogul Screw‐Base Lamp | 195.4 | 11.6198 | 1339.3884 | 0 | 566 | 566
No | Hard-to-Reach Businesses Program | Exterior LED replacing < 175W Fixture or Mogul Screw-Base Lamp | 197.4 | 11.6198 | 396.6505 | 0 | 80 | 80
No | Hard-to-Reach Businesses Program | Parking Garage LED replacing > 175W Fixture or Mogul Screw-Base Lamp | 198.3 | 6 | 1377.1386 | 0.1571 | 520 | 520
No | Hard-to-Reach Businesses Program | Parking Garage LED replacing 101W-175W Fixture or Mogul Screw-Base Lamp | 199.4 | 5.7039 | 1074.0255 | 0.0806 | 248 | 248
No | Hard-to-Reach Businesses Program | Parking Garage LED replacing <= 100W Fixture or Mogul Screw-Base Lamp | 200.3 | 5.7039 | 849.5591 | 0.0969 | 80 | 80
No | Hard-to-Reach Businesses Program | Interior LED Linear Lamp Replacing 4ft T8, T12, or T5/T5HO Lamp | 201.3 | 12 | 69.3504 | 0.0158 | 24 | 24
No | Hard-to-Reach Businesses Program | Interior LED Linear Lamp Replacing 2ft T8, T12, or T5/T5HO Lamp | 202.2 | 12 | 34.6752 | 0.0079 | 13 | 13
No | Hard-to-Reach Businesses Program | Interior LED 1X4 Retrofit Kit replacing T8, T12 or T5/T5HO fixture | 203.4 | 13.6757 | 161.7589 | 0.0285 | 59 | 59
No | Hard-to-Reach Businesses Program | Interior LED 2X4 Retrofit Kit replacing T8, T12 or T5/T5HO fixture | 204.4 | 16.1917 | 258.9361 | 0.0689 | 78.3333 | 78.33
No | Hard-to-Reach Businesses Program | Interior LED 2X2 Retrofit Kit replacing T8, T12 or T5/T5HO fixture | 205.4 | 16.1917 | 113.4014 | 0.0302 | 61 | 61
No | Hard-to-Reach Businesses Program | Interior LED 1X4 Troffer or Linear Ambient replacing T8, T12 or T5/T5HO fixture | 206.4 | 16.1917 | 94.2462 | 0.0246 | 59 | 59
No | Hard-to-Reach Businesses Program | Interior LED 2X4 Troffer or Linear Ambient replacing T8, T12 or T5/T5HO fixture | 207.3 | 16.1917 | 267.3072 | 0.0675 | 78.3333 | 78.33
No | Hard-to-Reach Businesses Program | Interior LED 2X2 Troffer or Linear Ambient replacing T8, T12 or T5/T5HO fixture | 208.4 | 16.1917 | 69.7121 | 0.0186 | 61 | 61
No | Hard-to-Reach Businesses Program | LED Refrig Case Lights w/Doors 4ft 5ft or 6ft repl Fluor Refrig Case Lights w/Doors 4ft 5ft or 6ft | 209.5 | 8.6177 | 621.8816 | 0.0723 | 55 | 55
No | Hard-to-Reach Businesses Program | LED Freezer Case Lights w/Doors 4ft 5ft or 6ft repl Fluor Frezer Case Lights w/Doors 4ft 5ft or 6ft | 210.5 | 8.058 | 761.1301 | 0.1129 | 55 | 55
No | Hard-to-Reach Businesses Program | Interior LED Downlight or Retrofit Kit replacing 45-60W Fixture | 1105 | 13 | 199.9537 | 0.0433 | 27 | 27
No | Hard-to-Reach Businesses Program | Interior LED Downlight or Retrofit Kit replacing 61-100W Fixture | 1106 | 13 | 302.369 | 0.0655 | 27 | 27
No | Hard-to-Reach Businesses Program | Interior LED Downlight or Retrofit Kit replacing 101-155W Fixture | 213.3 | 13 | 512.0766 | 0.111 | 27 | 27
No | Hard-to-Reach Businesses Program | LED Low Bay Fixture replacing 150W-300W fixture | 214.5 | 12.9224 | 493.1142 | 0.096 | 127.6667 | 127.67
No | Hard-to-Reach Businesses Program | LED Low/High Bay Fixture replacing 301W-450W fixture | 215.5 | 12.6527 | 900.6139 | 0.1612 | 233 | 233
No | Hard-to-Reach Businesses Program | LED High Bay Fixture replacing 451W - 750W fixture | 216.5 | 13.8337 | 1678.1674 | 0.5586 | 332 | 332
No | Hard-to-Reach Businesses Program | LED High Bay fixture replacing > 750W fixture | 217.5 | 13.8337 | 2968.922 | 0.6254 | 458.3333 | 458.33
No | Hard-to-Reach Businesses Program | LED low bay mogul screw-base lamp/retrofit kit replacing 150W - 300W fixture | 230.4 | 11.4943 | 850.8311 | 0.1654 | 100 | 100
No | Hard-to-Reach Businesses Program | LED low/high bay mogul screw-base lamp/retrofit kit replacing 301W - 450W fixture | 231.4 | 12.6189 | 1053.1595 | 0.1891 | 150 | 150
No | Hard-to-Reach Businesses Program | LED high bay mogul screw-base lamp/retrofit kit replacing 451W - 750W fixture | 232.4 | 13.753 | 1644.7856 | 0.3694 | 200 | 200
No | Hard-to-Reach Businesses Program | LED high bay mogul screw-base lamp/retrofit kit replacing > 750W fixture | 233.1 | 12 | 4482.6382 | 0.8097 | 350 | 350
No | Hard-to-Reach Businesses Program | Smart Thermostat | 292.1 | 8 | 121.978 | 0 | 175 | 175
No | Hard-to-Reach Businesses Program | Smart Thermostat - Heat by Natural Gas Furnace with AC - Cooling | 464 | 10 | 268.7988 | 0 | 173.89 | 173.89
No | Hard-to-Reach Businesses Program | Smart Thermostat - Heat by Natural Gas Rooftop Unit - Cooling | 465 | 10 | 910.4413 | 0 | 173.89 | 173.89
No | Hard-to-Reach Businesses Program | Smart Thermostat - Heat by Natural Gas Furnace with AC - Heating | 466 | 10 | 47.8321 | 0 | 173.89 | 173.89
No | Hard-to-Reach Businesses Program | Smart Thermostat - Heat by Natural Gas Rooftop Unit - Heating | 467 | 10 | 104.2897 | 0 | 173.89 | 173.89
Yes | Hard-to-Reach Businesses Program | HVAC - Maintenance | 1107 | 3 | 9656.4351 | 2.4759 | 0 | 100 | Measure added from Potential Study, not currently in Evergy TRM
No | Hard-to-Reach Businesses Program | Automatic door closer for walk-in coolers | 299 | 8 | 943 | 0.137 | 156.82 | 156.82
No | Hard-to-Reach Businesses Program | Automatic door closer for walk-in freezers | 300 | 8 | 2307 | 0.309 | 156.82 | 156.82
No | Hard-to-Reach Businesses Program | Door heater controls for cooler (Humidity-based controls) | 301 | 12 | 541.1427 | 0 | 300 | 300
No | Hard-to-Reach Businesses Program | Door heater controls for freezer (Humidity-based controls) | 302 | 12 | 1278.6088 | 0 | 300 | 300
No | Hard-to-Reach Businesses Program | Door heater controls for cooler (Conductivity-based controls) | 325 | 12 | 688.7271 | 0 | 200 | 200
No | Hard-to-Reach Businesses Program | Door heater controls for freezer (Conductivity-based controls) | 326 | 12 | 1627.3202 | 0 | 200 | 200
No | Hard-to-Reach Businesses Program | Strip curtain for walk-in coolers - Convenience Store (No strip curtain) | 304 | 4 | 20 | 0.0023 | 10.22 | 10.22
No | Hard-to-Reach Businesses Program | Strip curtain for walk-in freezers - Convenience Store (No strip curtain) | 305 | 4 | 27 | 0.0031 | 10.22 | 10.22
No | Hard-to-Reach Businesses Program | Strip curtain for walk-in coolers - Restaurant (No strip curtain) | 306 | 4 | 30 | 0.0034 | 10.22 | 10.22
No | Hard-to-Reach Businesses Program | Strip curtain for walk-in freezers - Restaurant (No strip curtain) | 307 | 4 | 119 | 0.0136 | 10.22 | 10.22
No | Hard-to-Reach Businesses Program | Strip curtain for walk-in freezers - Convenience Store (Old strip curtain) | 328 | 4 | 8 | 0.0009 | 10.22 | 10.22
No | Hard-to-Reach Businesses Program | Strip curtain for walk-in freezers - Restaurant (Old strip curtain) | 329 | 4 | 34 | 0.0039 | 10.22 | 10.22
No | Hard-to-Reach Businesses Program | Strip curtain for walk-in coolers - Convenience Store (Old strip curtain) | 330 | 4 | 5 | 0.0006 | 10.22 | 10.22
No | Hard-to-Reach Businesses Program | Strip curtain for walk-in coolers - Restaurant (Old strip curtain) | 331 | 4 | 8 | 0.0009 | 10.22 | 10.22
No | Hard-to-Reach Businesses Program | Pre-Rinse Spray Valves Small | 1108 | 5 | 2769.6198 | 0 | 92.9 | 92.9
No | Hard-to-Reach Businesses Program | Low Flow Faucet Aerator - Kitchen | 287 | 9 | 74.5049 | 0.0199 | 8 | 8
No | Hard-to-Reach Businesses Program | Low Flow Faucet Aerator - Bathroom | 327 | 9 | 61.1263 | 0.0163 | 8 | 8
No | Hard-to-Reach Businesses Program | Low Flow Showerhead | 289 | 10 | 1308.4014 | 0.054 | 12 | 12
No | Hard-to-Reach Businesses Program | Water Heater Pipe Insulation | 290 | 15 | 102.7143 | 0.0117 | 15 | 15
Yes | Hard-to-Reach Businesses Program | Virtual Energy Management Project | 1109 | 11 | 29695 | 1.6949 | 4135.56 | 4135.56 | Line item to track event/projects participation
Yes | Business Energy Education Program | Building Operator Certification | 1110 | 1 | 0 | 0 | 700 | 700 | Line item to track event/projects participation
Yes | Business Energy Education Program | Building Codes Training | 1111 | 1 | 0 | 0 | 0 | 0 | Line item to track event/projects participation
Yes | Home Demand Response Program | Legacy Pre-MEEIA 4 Devices | 1112 | 11 | 0 | 0 | 0 | 10 | Added measures for DR Programs
Yes | Home Demand Response Program | Existing - MEEIA 4 Devices | 1113 | 11 | 0 | 0 | 0 | 0 | Added measures for DR Programs
Yes | Home Demand Response Program | BYO - Thermostat (DR enrolled) | 1114 | 11 | 0 | 1.25 | 211.56 | 50 | Added measures for DR Programs
Yes | Home Demand Response Program | DIY - Marketplace - Thermostat (DR enrolled) | 1115 | 11 | 0 | 1.25 | 0 | 50 | Added measures for DR Programs
Yes | Home Demand Response Program | Pro Installation - Thermostat (DR enrolled) | 1116 | 11 | 185 | 1.25 | 211.56 | 50 | Added measures for DR Programs
Yes | Business Demand Response Program | Legacy Pre-MEEIA 4 Devices | 1117 | 11 | 0 | 0 | 0 | 10 | Added measures for DR Programs
Yes | Business Demand Response Program | Existing - MEEIA 4 Devices | 1118 | 11 | 0 | 0 | 0 | 0 | Added measures for DR Programs
Yes | Business Demand Response Program | BYO - Thermostat (DR enrolled) | 1119 | 11 | 831 | 0.776 | 211.56 | 50 | Added measures for DR Programs
Yes | Business Demand Response Program | DIY - Marketplace - Thermostat (DR enrolled) | 1120 | 11 | 831 | 0.776 | 211.56 | 50 | Added measures for DR Programs
Yes | Business Demand Response Program | Pro Installation - Thermostat (DR enrolled) | 1121 | 11 | 831 | 0.776 | 211.56 | 50 | Added measures for DR Programs
Yes | Business Demand Response Program | Curtailment Agreements | 1122 | 1 | 0 | 864.8649 | 9081.0811 | 30270.2703 | Characterized by AEG, not currently in Evergy TRM
Yes | Business Demand Response Program | Curtailment Agreements - New Participants | 1123 | 1 | 0 | 864.8649 | 9081.0811 | 30270.2703 | Characterized by AEG, not currently in Evergy TRM
Yes | Business Demand Response Program | Advanced Demand Response | 1124 | 15 | 20857 | 20 | 60081 | 8085.7 | Characterized by AEG, not currently in Evergy TRM
No | Whole Home Efficiency Program | Radon Fans - Continous Inline Fan | 689 | 10 | 275.502 | 0.0315 | 0 | 0
Yes | Whole Home Efficiency Program | Interior Occupancy or Vacancy Sensor Replacing No Controls | 1126 | 15 | 393.195 | 0.2492 | 55 | 0 | Characterized by AEG, not currently in Evergy TRM
Yes | Hard-to-Reach Businesses Program | SBDI Kit | 1127 | 8 | 10685.4455 | 0.8202 | 615.3 | 615.3 | Characterized by AEG, not currently in Evergy TRM
Yes | Hard-to-Reach Businesses Program | Business Custom Measure | 1128 | 15 | 33445.4858 | 7.0374 | 5278.9633 | 3344.5486 | Characterized by AEG, not currently in Evergy TRM
Yes | Hard-to-Reach Businesses Program | Business Custom Assessment | 1129 | 1 | 0 | 0 | 0 | 2184.6154 | Characterized by AEG, not currently in Evergy TRM