## Summary
Scenario: | MET MEEIA
Retire Dates (from Coal)
[6 empty] | J LAC1 | 2032
[6 empty] | J LAC2 | 2039
[6 empty] | J IATAN1 | 2039
[6 empty] | J IATAN2 | 0
[6 empty] | K HAWTHORN5 | 0
New Resources
[7 empty] | Wind | 900
[7 empty] | Solar | 1350
[7 empty] | CT | 415
[7 empty] | CC | 1300
[7 empty] | Capacity Only | 352
[7 empty] | Battery-Gen | 0
[7 empty] | Battery-Wind | 0
[7 empty] | SMR | 0
Summary of Nameplate Capacity Built
|  | Category | Resource Type | 2024 | 2025 | 2026 | 2027 | 2028 | 2029 | 2030 | 2031 | 2032 | 2033 | 2034 | 2035 | 2036 | 2037 | 2038 | 2039 | 2040 | 2041 | 2042 | 2043 | Total
|  | Minimum RM |  | 15% | 16% | 17% | 18% | 19% | 20% | 21% | 21% | 21% | 21.5% | 21.5% | 21.5% | 22% | 22% | 22% | 22.5% | 22.5% | 22.5% | 23% | 23%
|  | Build Wind | Wind | 0 | 0 | 150 | 0 | 0 | 150 | 150 | 150 | 0 | 150 | 150 | 0 | 0 | 0 | 0 | 0 | 0 | 0 | 0 | 0 | 900 | Wind
|  | Build Solar | Solar | 0 | 0 | 0 | 300 | 300 | 7.3242e-06 | -1.5259e-06 | 3.3569e-06 | -8.8501e-06 | -8.0872e-06 | 5.3406e-06 | 6.1035e-07 | 7.782e-06 | -3.9673e-06 | -4.5776e-06 | 5.6458e-06 | -4.1199e-06 | 300 | 300 | 150 | 1350 | Solar
|  | Build CT | CT | 0 | 0 | 0 | 0 | 0 | 0 | 0 | 0 | 415 | 0 | 0 | 0 | 0 | 0 | 0 | 0 | 0 | 0 | 0 | 0 | 415 | CT
|  | Build CC | CC | 0 | 0 | 0 | 0 | 0 | 0 | 0 | 0 | 0 | 0 | 0 | 325 | 0 | 325 | 325 | 325 | 0 | 0 | 0 | 0 | 1300 | CC
|  | Build Capacity | Capacity Only | 0 | 0 | 116 | 28 | 0 | 0 | 0 | 17 | 42 | 38 | 33 | 27 | 0 | 0 | 0 | 0 | 6 | 0 | 0 | 45 | 352 | Capacity Only
|  | Coal_to_NG | Coal to NG | 0 | 0 | 0 | 0 | 0 | 0 | 0 | 0 | 0 | 0 | 0 | 0 | 0 | 0 | 0 | 0 | 0 | 0 | 0 | 0 | 0 | Coal to NG
|  | Build Battery-Gen | Battery-Gen | 0 | 0 | 0 | 0 | 0 | 0 | 0 | 0 | 0 | 0 | 0 | 0 | 0 | 0 | 0 | 0 | 0 | 0 | 0 | 0 | 0 | Battery-Gen
|  | Build Battery-Wind | Battery-Wind | 0 | 0 | 0 | 0 | 0 | 0 | 0 | 0 | 0 | 0 | 0 | 0 | 0 | 0 | 0 | 0 | 0 | 0 | 0 | 0 | 0 | Battery-Wind
|  | New Nuclear | SMR | 0 | 0 | 0 | 0 | 0 | 0 | 0 | 0 | 0 | 0 | 0 | 0 | 0 | 0 | 0 | 0 | 0 | 0 | 0 | 0 | 0 | SMR
|  | Change in Coal | Resource Type | 2024 | 2025 | 2026 | 2027 | 2028 | 2029 | 2030 | 2031 | 2032 | 2033 | 2034 | 2035 | 2036 | 2037 | 2038 | 2039 | 2040 | 2041 | 2042 | 2043 | Total
|  | Coal | Coal | 2253.99 | 2253.99 | 2253.99 | 2253.99 | 2253.99 | 2253.99 | 2253.99 | 2253.99 | 2253.99 | 1878.99 | 1878.99 | 1878.99 | 1878.99 | 1878.99 | 1878.99 | 1878.99 | 1047.39 | 1047.39 | 1047.39 | 1047.39 | 37628.4004 | Coal
|  | Coal | Change in Coal |  | 0 | 0 | 0 | 0 | 0 | 0 | 0 | 0 | -375 | 0 | 0 | 0 | 0 | 0 | 0 | -831.6 | 0 | 0 | 0 | -1206.6 | Change in Coal
Summary of Emissions (Tons)
|  | CO2 Constraint | Endpoint | 2024 | 2025 | 2026 | 2027 | 2028 | 2029 | 2030 | 2031 | 2032 | 2033 | 2034 | 2035 | 2036 | 2037 | 2038 | 2039 | 2040 | 2041 | 2042 | 2043 | Total
|  | Mid Restrictions | M2C | 9637160.7 | 9637160.7 | 9118070.4 | 8598980.1 | 8079889.8 | 7749472.44 | 7419055.08 | 7088637.72 | 6758220.36 | 6427803 | 6048081.24 | 5668359.48 | 5288637.72 | 4908915.96 | 4529194.2 | 4149472.44 | 3769750.68 | 3390028.92 | 3010307.16 | 2630585.4 | 123907783.5 | M2C
|  | High Restrictions | H3C | 7269979.584 | 6912130.848 | 6554282.112 | 6196433.376 | 5838584.64 | 5480735.904 | 5122887.168 | 4765038.432 | 4407189.696 | 4049340.96 | 3691492.224 | 3333643.488 | 2975794.752 | 2617946.016 | 2260097.28 | 1902248.544 | 1544399.808 | 1186551.072 | 828702.336 | 470853.6 | 77408331.84 | H3C
|  | Low Restrictions | L2N | 0 | 0 | 0 | 0 | 0 | 0 | 0 | 0 | 0 | 0 | 0 | 0 | 0 | 0 | 0 | 0 | 0 | 0 | 0 | 0 | 0 | L2N
|  | CO2 Emissions | M2C | 7877929 | 7916064 | 8078076.5 | 8079890 | 7749472.5 | 7419055 | 7088637.5 | 6488208 | 6427803 | 6048081 | 5668359.5 | 5288637.5 | 4908916 | 4529194 | 4149472.5 | 3769750.75 | 3390029 | 3010307.25 | 2630585.5 | 2630585.5 | 113149054 | CO2

## Planbuilder
Collection | Parent Object | Child Object | Property | Value | Data File | Units | Band | Date From | Date To | Timeslice | Scenario
Generators | System | Build CC 2028 | Units | 0 |  | - | 1 | 2028-01-01 |  |  | MET MEEIA
Generators | System | Build CC 2029 | Units | 0 |  | - | 1 | 2029-01-01 |  |  | MET MEEIA
Generators | System | Build CC 2030 | Units | 0 |  | - | 1 | 2030-01-01 |  |  | MET MEEIA
Generators | System | Build CC 2031 | Units | 0 |  | - | 1 | 2031-01-01 |  |  | MET MEEIA
Generators | System | Build CC 2032 | Units | 0 |  | - | 1 | 2032-01-01 |  |  | MET MEEIA
Generators | System | Build CC 2033 | Units | 0 |  | - | 1 | 2033-01-01 |  |  | MET MEEIA
Generators | System | Build CC 2034 | Units | 0 |  | - | 1 | 2034-01-01 |  |  | MET MEEIA
Generators | System | Build CC 2035 | Units | 1 |  | - | 1 | 2035-01-01 |  |  | MET MEEIA
Generators | System | Build CC 2036 | Units | 0 |  | - | 1 | 2036-01-01 |  |  | MET MEEIA
Generators | System | Build CC 2037 | Units | 1 |  | - | 1 | 2037-01-01 |  |  | MET MEEIA
Generators | System | Build CC 2038 | Units | 1 |  | - | 1 | 2038-01-01 |  |  | MET MEEIA
Generators | System | Build CC 2039 | Units | 1 |  | - | 1 | 2039-01-01 |  |  | MET MEEIA
Generators | System | Build CC 2040 | Units | 0 |  | - | 1 | 2040-01-01 |  |  | MET MEEIA
Generators | System | Build CC 2041 | Units | 0 |  | - | 1 | 2041-01-01 |  |  | MET MEEIA
Generators | System | Build CC 2042 | Units | 0 |  | - | 1 | 2042-01-01 |  |  | MET MEEIA
Generators | System | Build CC 2043 | Units | 0 |  | - | 1 | 2043-01-01 |  |  | MET MEEIA
Generators | System | Build CC_CCS 2028 | Units | 0 |  | - | 1 | 2028-01-01 |  |  | MET MEEIA
Generators | System | Build CC_CCS 2029 | Units | 0 |  | - | 1 | 2029-01-01 |  |  | MET MEEIA
Generators | System | Build CC_CCS 2030 | Units | 0 |  | - | 1 | 2030-01-01 |  |  | MET MEEIA
Generators | System | Build CC_CCS 2031 | Units | 0 |  | - | 1 | 2031-01-01 |  |  | MET MEEIA
Generators | System | Build CC_CCS 2032 | Units | 0 |  | - | 1 | 2032-01-01 |  |  | MET MEEIA
Generators | System | Build CC_CCS 2033 | Units | 0 |  | - | 1 | 2033-01-01 |  |  | MET MEEIA
Generators | System | Build CC_CCS 2034 | Units | 0 |  | - | 1 | 2034-01-01 |  |  | MET MEEIA
Generators | System | Build CC_CCS 2035 | Units | 0 |  | - | 1 | 2035-01-01 |  |  | MET MEEIA
Generators | System | Build CC_CCS 2036 | Units | 0 |  | - | 1 | 2036-01-01 |  |  | MET MEEIA
Generators | System | Build CC_CCS 2037 | Units | 0 |  | - | 1 | 2037-01-01 |  |  | MET MEEIA
Generators | System | Build CC_CCS 2038 | Units | 0 |  | - | 1 | 2038-01-01 |  |  | MET MEEIA
Generators | System | Build CC_CCS 2039 | Units | 0 |  | - | 1 | 2039-01-01 |  |  | MET MEEIA
Generators | System | Build CC_CCS 2040 | Units | 0 |  | - | 1 | 2040-01-01 |  |  | MET MEEIA
Generators | System | Build CC_CCS 2041 | Units | 0 |  | - | 1 | 2041-01-01 |  |  | MET MEEIA
Generators | System | Build CC_CCS 2042 | Units | 0 |  | - | 1 | 2042-01-01 |  |  | MET MEEIA
Generators | System | Build CC_CCS 2043 | Units | 0 |  | - | 1 | 2043-01-01 |  |  | MET MEEIA
Generators | System | Build CT 2028 | Units | 0 |  | - | 1 | 2028-01-01 |  |  | MET MEEIA
Generators | System | Build CT 2029 | Units | 0 |  | - | 1 | 2029-01-01 |  |  | MET MEEIA
Generators | System | Build CT 2030 | Units | 0 |  | - | 1 | 2030-01-01 |  |  | MET MEEIA
Generators | System | Build CT 2031 | Units | 0 |  | - | 1 | 2031-01-01 |  |  | MET MEEIA
Generators | System | Build CT 2032 | Units | 1 |  | - | 1 | 2032-01-01 |  |  | MET MEEIA
Generators | System | Build CT 2033 | Units | 0 |  | - | 1 | 2033-01-01 |  |  | MET MEEIA
Generators | System | Build CT 2034 | Units | 0 |  | - | 1 | 2034-01-01 |  |  | MET MEEIA
Generators | System | Build CT 2035 | Units | 0 |  | - | 1 | 2035-01-01 |  |  | MET MEEIA
Generators | System | Build CT 2036 | Units | 0 |  | - | 1 | 2036-01-01 |  |  | MET MEEIA
Generators | System | Build CT 2037 | Units | 0 |  | - | 1 | 2037-01-01 |  |  | MET MEEIA
Generators | System | Build CT 2038 | Units | 0 |  | - | 1 | 2038-01-01 |  |  | MET MEEIA
Generators | System | Build CT 2039 | Units | 0 |  | - | 1 | 2039-01-01 |  |  | MET MEEIA
Generators | System | Build CT 2040 | Units | 0 |  | - | 1 | 2040-01-01 |  |  | MET MEEIA
Generators | System | Build CT 2041 | Units | 0 |  | - | 1 | 2041-01-01 |  |  | MET MEEIA
Generators | System | Build CT 2042 | Units | 0 |  | - | 1 | 2042-01-01 |  |  | MET MEEIA
Generators | System | Build CT 2043 | Units | 0 |  | - | 1 | 2043-01-01 |  |  | MET MEEIA
Generators | System | Build Solar 2026 | Units | 0 |  | - | 1 | 2026-01-01 |  |  | MET MEEIA
Generators | System | Build Solar 2027 | Units | 2 |  | - | 1 | 2027-01-01 |  |  | MET MEEIA
Generators | System | Build Solar 2028 | Units | 2 |  | - | 1 | 2028-01-01 |  |  | MET MEEIA
Generators | System | Build Solar 2029 | Units | 0 |  | - | 1 | 2029-01-01 |  |  | MET MEEIA
Generators | System | Build Solar 2030 | Units | 0 |  | - | 1 | 2030-01-01 |  |  | MET MEEIA
Generators | System | Build Solar 2031 | Units | 0 |  | - | 1 | 2031-01-01 |  |  | MET MEEIA
Generators | System | Build Solar 2032 | Units | 0 |  | - | 1 | 2032-01-01 |  |  | MET MEEIA
Generators | System | Build Solar 2033 | Units | 0 |  | - | 1 | 2033-01-01 |  |  | MET MEEIA
Generators | System | Build Solar 2034 | Units | 0 |  | - | 1 | 2034-01-01 |  |  | MET MEEIA
Generators | System | Build Solar 2035 | Units | 0 |  | - | 1 | 2035-01-01 |  |  | MET MEEIA
Generators | System | Build Solar 2036 | Units | 0 |  | - | 1 | 2036-01-01 |  |  | MET MEEIA
Generators | System | Build Solar 2037 | Units | 0 |  | - | 1 | 2037-01-01 |  |  | MET MEEIA
Generators | System | Build Solar 2038 | Units | 0 |  | - | 1 | 2038-01-01 |  |  | MET MEEIA
Generators | System | Build Solar 2039 | Units | 0 |  | - | 1 | 2039-01-01 |  |  | MET MEEIA
Generators | System | Build Solar 2040 | Units | 0 |  | - | 1 | 2040-01-01 |  |  | MET MEEIA
Generators | System | Build Solar 2041 | Units | 2 |  | - | 1 | 2041-01-01 |  |  | MET MEEIA
Generators | System | Build Solar 2042 | Units | 2 |  | - | 1 | 2042-01-01 |  |  | MET MEEIA
Generators | System | Build Solar 2043 | Units | 1 |  | - | 1 | 2043-01-01 |  |  | MET MEEIA
Generators | System | Build Wind 2025 | Units | 0 |  | - | 1 | 2025-01-01 |  |  | MET MEEIA
Generators | System | Build Wind 2026 | Units | 1 |  | - | 1 | 2026-01-01 |  |  | MET MEEIA
Generators | System | Build Wind 2027 | Units | 0 |  | - | 1 | 2027-01-01 |  |  | MET MEEIA
Generators | System | Build Wind 2028 | Units | 0 |  | - | 1 | 2028-01-01 |  |  | MET MEEIA
Generators | System | Build Wind 2029 | Units | 1 |  | - | 1 | 2029-01-01 |  |  | MET MEEIA
Generators | System | Build Wind 2030 | Units | 1 |  | - | 1 | 2030-01-01 |  |  | MET MEEIA
Generators | System | Build Wind 2031 | Units | 1 |  | - | 1 | 2031-01-01 |  |  | MET MEEIA
Generators | System | Build Wind 2032 | Units | 0 |  | - | 1 | 2032-01-01 |  |  | MET MEEIA
Generators | System | Build Wind 2033 | Units | 1 |  | - | 1 | 2033-01-01 |  |  | MET MEEIA
Generators | System | Build Wind 2034 | Units | 1 |  | - | 1 | 2034-01-01 |  |  | MET MEEIA
Generators | System | Build Wind 2035 | Units | 0 |  | - | 1 | 2035-01-01 |  |  | MET MEEIA
Generators | System | Build Wind 2036 | Units | 0 |  | - | 1 | 2036-01-01 |  |  | MET MEEIA
Generators | System | Build Wind 2037 | Units | 0 |  | - | 1 | 2037-01-01 |  |  | MET MEEIA
Generators | System | Build Wind 2038 | Units | 0 |  | - | 1 | 2038-01-01 |  |  | MET MEEIA
Generators | System | Build Wind 2039 | Units | 0 |  | - | 1 | 2039-01-01 |  |  | MET MEEIA
Generators | System | Build Wind 2040 | Units | 0 |  | - | 1 | 2040-01-01 |  |  | MET MEEIA
Generators | System | Build Wind 2041 | Units | 0 |  | - | 1 | 2041-01-01 |  |  | MET MEEIA
Generators | System | Build Wind 2042 | Units | 0 |  | - | 1 | 2042-01-01 |  |  | MET MEEIA
Generators | System | Build Wind 2043 | Units | 0 |  | - | 1 | 2043-01-01 |  |  | MET MEEIA
Batteries | System | Build Battery-Wind 2026 | Units | 0 |  | - | 1 | 2026-01-01 |  |  | MET MEEIA
Batteries | System | Build Battery-Wind 2027 | Units | 0 |  | - | 1 | 2027-01-01 |  |  | MET MEEIA
Batteries | System | Build Battery-Wind 2028 | Units | 0 |  | - | 1 | 2028-01-01 |  |  | MET MEEIA
Batteries | System | Build Battery-Wind 2029 | Units | 0 |  | - | 1 | 2029-01-01 |  |  | MET MEEIA
Batteries | System | Build Battery-Wind 2030 | Units | 0 |  | - | 1 | 2030-01-01 |  |  | MET MEEIA
Batteries | System | Build Battery-Wind 2031 | Units | 0 |  | - | 1 | 2031-01-01 |  |  | MET MEEIA
Batteries | System | Build Battery-Wind 2032 | Units | 0 |  | - | 1 | 2032-01-01 |  |  | MET MEEIA
Batteries | System | Build Battery-Wind 2033 | Units | 0 |  | - | 1 | 2033-01-01 |  |  | MET MEEIA
Batteries | System | Build Battery-Wind 2034 | Units | 0 |  | - | 1 | 2034-01-01 |  |  | MET MEEIA
Batteries | System | Build Battery-Wind 2035 | Units | 0 |  | - | 1 | 2035-01-01 |  |  | MET MEEIA
Batteries | System | Build Battery-Wind 2036 | Units | 0 |  | - | 1 | 2036-01-01 |  |  | MET MEEIA
Batteries | System | Build Battery-Wind 2037 | Units | 0 |  | - | 1 | 2037-01-01 |  |  | MET MEEIA
Batteries | System | Build Battery-Wind 2038 | Units | 0 |  | - | 1 | 2038-01-01 |  |  | MET MEEIA
Batteries | System | Build Battery-Wind 2039 | Units | 0 |  | - | 1 | 2039-01-01 |  |  | MET MEEIA
Batteries | System | Build Battery-Wind 2040 | Units | 0 |  | - | 1 | 2040-01-01 |  |  | MET MEEIA
Batteries | System | Build Battery-Wind 2041 | Units | 0 |  | - | 1 | 2041-01-01 |  |  | MET MEEIA
Batteries | System | Build Battery-Wind 2042 | Units | 0 |  | - | 1 | 2042-01-01 |  |  | MET MEEIA
Batteries | System | Build Battery-Wind 2043 | Units | 0 |  | - | 1 | 2043-01-01 |  |  | MET MEEIA
Generators | System | Build SMR 2038 | Units | 0 |  | - | 1 | 2038-01-01 |  |  | MET MEEIA
Generators | System | Build SMR 2039 | Units | 0 |  | - | 1 | 2039-01-01 |  |  | MET MEEIA
Generators | System | Build SMR 2040 | Units | 0 |  | - | 1 | 2040-01-01 |  |  | MET MEEIA
Generators | System | Build SMR 2041 | Units | 0 |  | - | 1 | 2041-01-01 |  |  | MET MEEIA
Generators | System | Build SMR 2042 | Units | 0 |  | - | 1 | 2042-01-01 |  |  | MET MEEIA
Generators | System | Build SMR 2043 | Units | 0 |  | - | 1 | 2043-01-01 |  |  | MET MEEIA
Batteries | System | Build Battery-Gen 2026 | Units | 0 |  | - | 1 | 2026-01-01 |  |  | MET MEEIA
Batteries | System | Build Battery-Gen 2027 | Units | 0 |  | - | 1 | 2027-01-01 |  |  | MET MEEIA
Batteries | System | Build Battery-Gen 2028 | Units | 0 |  | - | 1 | 2028-01-01 |  |  | MET MEEIA
Batteries | System | Build Battery-Gen 2029 | Units | 0 |  | - | 1 | 2029-01-01 |  |  | MET MEEIA
Batteries | System | Build Battery-Gen 2030 | Units | 0 |  | - | 1 | 2030-01-01 |  |  | MET MEEIA
Batteries | System | Build Battery-Gen 2031 | Units | 0 |  | - | 1 | 2031-01-01 |  |  | MET MEEIA
Batteries | System | Build Battery-Gen 2032 | Units | 0 |  | - | 1 | 2032-01-01 |  |  | MET MEEIA
Batteries | System | Build Battery-Gen 2033 | Units | 0 |  | - | 1 | 2033-01-01 |  |  | MET MEEIA
Batteries | System | Build Battery-Gen 2034 | Units | 0 |  | - | 1 | 2034-01-01 |  |  | MET MEEIA
Batteries | System | Build Battery-Gen 2035 | Units | 0 |  | - | 1 | 2035-01-01 |  |  | MET MEEIA
Batteries | System | Build Battery-Gen 2036 | Units | 0 |  | - | 1 | 2036-01-01 |  |  | MET MEEIA
Batteries | System | Build Battery-Gen 2037 | Units | 0 |  | - | 1 | 2037-01-01 |  |  | MET MEEIA
Batteries | System | Build Battery-Gen 2038 | Units | 0 |  | - | 1 | 2038-01-01 |  |  | MET MEEIA
Batteries | System | Build Battery-Gen 2039 | Units | 0 |  | - | 1 | 2039-01-01 |  |  | MET MEEIA
Batteries | System | Build Battery-Gen 2040 | Units | 0 |  | - | 1 | 2040-01-01 |  |  | MET MEEIA
Batteries | System | Build Battery-Gen 2041 | Units | 0 |  | - | 1 | 2041-01-01 |  |  | MET MEEIA
Batteries | System | Build Battery-Gen 2042 | Units | 0 |  | - | 1 | 2042-01-01 |  |  | MET MEEIA
Batteries | System | Build Battery-Gen 2043 | Units | 0 |  | - | 1 | 2043-01-01 |  |  | MET MEEIA
Generators | System | Metro Full KS DSM | Units | 1 |  | - | 1 | 2023-01-01 |  |  | MET MEEIA
Generators | System | Metro Full KS DSM DRDSR | Units | 1 |  | - | 1 | 2023-01-01 |  |  | MET MEEIA
Generators | System | Metro Low KS DSM | Units | 0 |  | - | 1 | 2023-01-01 |  |  | MET MEEIA
Generators | System | Metro Low KS DSM DRDSR | Units | 0 |  | - | 1 | 2023-01-01 |  |  | MET MEEIA
Generators | System | Metro MAP | Units | 0 |  | - | 1 | 2023-01-01 |  |  | MET MEEIA
Generators | System | Metro MAP DRDSR | Units | 0 |  | - | 1 | 2023-01-01 |  |  | MET MEEIA
Generators | System | Metro RAP | Units | 0 |  | - | 1 | 2023-01-01 |  |  | MET MEEIA
Generators | System | Metro RAP DRDSR | Units | 0 |  | - | 1 | 2023-01-01 |  |  | MET MEEIA
Generators | System | Metro RAPminus | Units | 0 |  | - | 1 | 2023-01-01 |  |  | MET MEEIA
Generators | System | Metro RAPminus DRDSR | Units | 0 |  | - | 1 | 2023-01-01 |  |  | MET MEEIA
Generators | System | Metro RAPplus | Units | 0 |  | - | 1 | 2023-01-01 |  |  | MET MEEIA
Generators | System | Metro RAPplus DRDSR | Units | 0 |  | - | 1 | 2023-01-01 |  |  | MET MEEIA
Generators | System | K HAW5 NG | Units | 0 |  | - | 1 | 2027-01-01 |  |  | MET MEEIA
Generators | System | Build Winter Capacity Only | Units | 20 |  | - | 1 | 2027-01-01 | 2027-12-31 |  | MET MEEIA
Generators | System | Build Winter Capacity Only | Units | 100 |  | - | 1 | 2028-01-01 | 2028-12-31 |  | MET MEEIA
Generators | System | Build Winter Capacity Only | Units | 0 |  | - | 1 | 2029-01-01 | 2029-12-31 |  | MET MEEIA
Generators | System | Build Winter Capacity Only | Units | 10 |  | - | 1 | 2030-01-01 | 2030-12-31 |  | MET MEEIA
Generators | System | J LAC1 | Min Units Retired in Year | 0 |  | - | 1 | 2023-01-01 | 2032-12-31 |  | MET MEEIA
Generators | System | J LAC1 | Min Units Retired in Year | 1 |  | - | 1 | 2033-01-01 | 2033-12-31 |  | MET MEEIA
Generators | System | J LAC1 | Min Units Retired in Year | 0 |  | - | 1 | 2034-01-01 | 2042-12-31 |  | MET MEEIA
Generators | System | J LAC2 | Min Units Retired in Year | 0 |  | - | 1 | 2023-01-01 | 2039-12-31 |  | MET MEEIA
Generators | System | J LAC2 | Min Units Retired in Year | 1 |  | - | 1 | 2040-01-01 | 2040-12-31 |  | MET MEEIA
Generators | System | J LAC2 | Min Units Retired in Year | 0 |  | - | 1 | 2041-01-01 | 2042-12-31 |  | MET MEEIA
Generators | System | J IATAN1 | Min Units Retired in Year | 0 |  | - | 1 | 2023-01-01 | 2039-12-31 |  | MET MEEIA
Generators | System | J IATAN1 | Min Units Retired in Year | 1 |  | - | 1 | 2040-01-01 | 2040-12-31 |  | MET MEEIA
Generators | System | J IATAN1 | Min Units Retired in Year | 0 |  | - | 1 | 2041-01-01 | 2042-12-31 |  | MET MEEIA
Generators | System | K HAWTHORN5 | Max Units Retired | 1 |  | - | 1 |  |  |  | MET MEEIA
Generators | System | K HAWTHORN5 | Min Units Retired in Year | 0 |  | - | 1 | 2023-01-01 | 1900-12-31 |  | MET MEEIA
Generators | System | K HAWTHORN5 | Min Units Retired in Year | 1 |  | - | 1 | 1901-01-01 | 1901-12-31 |  | MET MEEIA
Generators | System | K HAWTHORN5 | Min Units Retired in Year | 0 |  | - | 1 | 1902-01-01 | 2042-12-31 |  | MET MEEIA
Generators | System | J IATAN2 | Max Units Retired | 1 |  | - | 1 |  |  |  | MET MEEIA
Generators | System | J IATAN2 | Min Units Retired in Year | 0 |  | - | 1 | 2023-01-01 | 1900-12-31 |  | MET MEEIA
Generators | System | J IATAN2 | Min Units Retired in Year | 1 |  | - | 1 | 1901-01-01 | 1901-12-31 |  | MET MEEIA
Generators | System | J IATAN2 | Min Units Retired in Year | 0 |  | - | 1 | 1902-01-01 | 2042-12-31 |  | MET MEEIA
ONLY IF THEY ARE IN THE MODEL
Formulas:
Date To = DATE(VLOOKUP([Child Object],Summary!$H3:I16,2,0),12,31)
Date To = DATE(YEAR([Date From]),12,31)
Date From = [Date To, row above]+1

## NameplateCapacity
Year | Wind (MW) | Solar (MW) | Battery (MW) | Thermal (MW) | Capacity Only (Annual MW) | DSM (Annual MW) | Retirements (MW)
2024 | 0 | 0 | 0 | 0 | 0 | 64.643 | 0
2025 | 0 | 0 | 0 | 0 | 0 | 82.1877 | 0
2026 | 150 | 0 | 0 | 0 | 116 | 167.7073 | 0
2027 | 0 | 300 | 0 | 0 | 28 | 214.136 | 0
2028 | 0 | 300 | 0 | 0 | 0 | 254.4177 | 0
2029 | 150 | 7.3242e-06 | 0 | 0 | 0 | 155.0268 | 0
2030 | 150 | -1.5259e-06 | 0 | 0 | 0 | 173.8823 | 0
2031 | 150 | 3.3569e-06 | 0 | 0 | 17 | 187.0314 | 0
2032 | 0 | -8.8501e-06 | 0 | 415 | 42 | 191.4546 | 0
2033 | 150 | -8.0872e-06 | 0 | 0 | 38 | 195.4219 | 375
2034 | 150 | 5.3406e-06 | 0 | 0 | 33 | 200.6197 | 0
2035 | 0 | 6.1035e-07 | 0 | 325 | 27 | 207.1679 | 0
2036 | 0 | 7.782e-06 | 0 | 0 | 0 | 210.0303 | 0
2037 | 0 | -3.9673e-06 | 0 | 325 | 0 | 209.7751 | 0
2038 | 0 | -4.5776e-06 | 0 | 325 | 0 | 208.2371 | 0
2039 | 0 | 5.6458e-06 | 0 | 325 | 0 | 209.6517 | 0
2040 | 0 | -4.1199e-06 | 0 | 0 | 6 | 211.131 | 831.6
2041 | 0 | 300 | 0 | 0 | 0 | 213.5312 | 0
2042 | 0 | 300 | 0 | 0 | 0 | 215.6845 | 0
2043 | 0 | 150 | 0 | 0 | 45 | 215.8992 | 0

## capworkbookview
| Utility Modeled | MET
Summer Capacity Balance
| Line Item | 2024 | 2025 | 2026 | 2027 | 2028 | 2029 | 2030 | 2031 | 2032 | 2033 | 2034 | 2035 | 2036 | 2037 | 2038 | 2039 | 2040 | 2041 | 2042 | 2043
Load & DSM
| Total Load | 3484 | 3586 | 3702 | 3878 | 3935 | 3951 | 3966 | 3978 | 3996 | 4010 | 4031 | 4052 | 4073 | 4091 | 4109 | 4126 | 4151 | 4166 | 4186 | 4211
| Net Load | 3484 | 3586 | 3702 | 3878 | 3935 | 3951 | 3966 | 3978 | 3996 | 4010 | 4031 | 4052 | 4073 | 4091 | 4109 | 4126 | 4151 | 4166 | 4186 | 4211
| Min Reserve Margin | 15% | 16% | 17% | 18% | 19% | 20% | 21% | 21% | 21% | 21.5% | 21.5% | 21.5% | 22% | 22% | 22% | 22.5% | 22.5% | 22.5% | 23% | 23%
| Capacity Needed | 4006.6 | 4159.76 | 4331.34 | 4576.04 | 4682.65 | 4741.2 | 4798.86 | 4813.38 | 4835.16 | 4872.15 | 4897.665 | 4923.18 | 4969.06 | 4991.02 | 5012.98 | 5054.35 | 5084.975 | 5103.35 | 5148.78 | 5179.53
| DSM | 2024 | 2025 | 2026 | 2027 | 2028 | 2029 | 2030 | 2031 | 2032 | 2033 | 2034 | 2035 | 2036 | 2037 | 2038 | 2039 | 2040 | 2041 | 2042 | 2043
| DSM Existing | 60 | 0 | 0 | 0 | 0 | 0 | 0 | 0 | 0 | 0 | 0 | 0 | 0 | 0 | 0 | 0 | 0 | 0 | 0 | 0
| TOU Rate Impact | 2.4678 | 4.3179 | 6.4599 | 8.5962 | 8.5823 | 8.5597 | 8.536 | 8.525 | 8.533 | 8.5094 | 8.4991 | 8.4997 | 8.517 | 8.5136 | 8.5187 | 8.5264 | 8.5384 | 8.5074 | 8.529 | 8.5498
| DSM Potential | 4.643 | 82.1877 | 167.7073 | 214.136 | 254.4177 | 155.0268 | 173.8823 | 187.0314 | 191.4546 | 195.4219 | 200.6197 | 207.1679 | 210.0303 | 209.7751 | 208.2371 | 209.6517 | 211.131 | 213.5312 | 215.6845 | 215.8992
| Total | 67.1108 | 86.5055 | 174.1672 | 222.7323 | 262.9999 | 163.5865 | 182.4183 | 195.5564 | 199.9876 | 203.9313 | 209.1188 | 215.6676 | 218.5473 | 218.2888 | 216.7558 | 218.1782 | 219.6694 | 222.0386 | 224.2136 | 224.4489
| Existing Resources | 2024 | 2025 | 2026 | 2027 | 2028 | 2029 | 2030 | 2031 | 2032 | 2033 | 2034 | 2035 | 2036 | 2037 | 2038 | 2039 | 2040 | 2041 | 2042 | 2043
| J WCK | 553.049 | 553.049 | 553.049 | 553.049 | 553.049 | 553.049 | 553.049 | 553.049 | 553.049 | 553.049 | 553.049 | 553.049 | 553.049 | 553.049 | 553.049 | 553.049 | 553.049 | 553.049 | 553.049 | 553.049
| J LAC1 | 379 | 396.5 | 395 | 395 | 394 | 394 | 394 | 394 | 394 | 0 | 0 | 0 | 0 | 0 | 0 | 0 | 0 | 0 | 0 | 0
| J LAC2 | 334 | 334 | 334 | 334 | 334 | 334 | 334 | 334 | 334 | 334 | 334 | 334 | 334 | 334 | 334 | 334 | 0 | 0 | 0 | 0
| J IATAN1 | 491.75 | 491.75 | 491.75 | 491.75 | 491.75 | 491.75 | 491.75 | 491.75 | 491.75 | 491.75 | 491.75 | 491.75 | 491.75 | 491.75 | 491.75 | 491.75 | 0 | 0 | 0 | 0
| J IATAN2 | 490.8034 | 490.8034 | 490.8034 | 490.8034 | 490.8034 | 490.8034 | 490.8034 | 490.8034 | 490.8034 | 490.8034 | 490.8034 | 490.8034 | 490.8034 | 490.8034 | 490.8034 | 490.8034 | 490.8034 | 490.8034 | 490.8034 | 490.8034
| K HAWTHORN5 | 561.6 | 561.6 | 561.6 | 561.6 | 561.6 | 561.6 | 561.6 | 561.6 | 561.6 | 561.6 | 561.6 | 561.6 | 561.6 | 561.6 | 561.6 | 561.6 | 561.6 | 561.6 | 561.6 | 561.6
| K HAWTHORN69 | 241.8 | 241.8 | 241.8 | 241.8 | 241.8 | 241.8 | 241.8 | 241.8 | 241.8 | 241.8 | 241.8 | 241.8 | 241.8 | 241.8 | 241.8 | 241.8 | 241.8 | 241.8 | 241.8 | 241.8
| K HAWTHORN7 | 78.3 | 78.3 | 89.3 | 89.3 | 90.3 | 90.3 | 90.3 | 90.3 | 90.3 | 90.3 | 90.3 | 90.3 | 90.3 | 90.3 | 90.3 | 90.3 | 90.3 | 90.3 | 90.3 | 90.3
| K HAWTHORN8 | 79.1 | 79.1 | 90.1 | 90.1 | 91.1 | 91.1 | 91.1 | 91.1 | 91.1 | 91.1 | 91.1 | 91.1 | 91.1 | 91.1 | 91.1 | 91.1 | 91.1 | 91.1 | 91.1 | 91.1
| K Osawatomie | 76.6 | 76.6 | 76.6 | 87.6 | 87.6 | 87.6 | 87.6 | 87.6 | 87.6 | 87.6 | 87.6 | 87.6 | 87.6 | 87.6 | 87.6 | 87.6 | 87.6 | 87.6 | 87.6 | 87.6
| K WestGardner1 | 77.9 | 77.9 | 77.9 | 88.9 | 88.9 | 88.9 | 88.9 | 88.9 | 88.9 | 88.9 | 88.9 | 88.9 | 88.9 | 88.9 | 88.9 | 88.9 | 88.9 | 88.9 | 88.9 | 88.9
| K WestGardner2 | 79.2 | 79.2 | 79.2 | 90.2 | 90.2 | 90.2 | 90.2 | 90.2 | 90.2 | 90.2 | 90.2 | 90.2 | 90.2 | 90.2 | 90.2 | 90.2 | 90.2 | 90.2 | 90.2 | 90.2
| K WestGardner3 | 78.5 | 78.5 | 78.5 | 90.5 | 90.5 | 90.5 | 90.5 | 90.5 | 90.5 | 90.5 | 90.5 | 90.5 | 90.5 | 90.5 | 90.5 | 90.5 | 90.5 | 90.5 | 90.5 | 90.5
| K WestGardner4 | 79.2 | 79.2 | 79.2 | 91.2 | 91.2 | 91.2 | 91.2 | 91.2 | 91.2 | 91.2 | 91.2 | 91.2 | 91.2 | 91.2 | 91.2 | 91.2 | 91.2 | 91.2 | 91.2 | 91.2
| K NORTHEAST11 | 48 | 48 | 48 | 48 | 48 | 48 | 48 | 48 | 48 | 48 | 48 | 48 | 48 | 48 | 48 | 48 | 48 | 48 | 48 | 48
| K NORTHEAST12 | 49 | 49 | 49 | 49 | 49 | 49 | 49 | 49 | 49 | 49 | 49 | 49 | 49 | 49 | 49 | 49 | 49 | 49 | 49 | 49
| K NORTHEAST13 | 48.2 | 48.2 | 48.2 | 48.2 | 48.2 | 48.2 | 48.2 | 48.2 | 48.2 | 48.2 | 48.2 | 48.2 | 48.2 | 48.2 | 48.2 | 48.2 | 48.2 | 48.2 | 48.2 | 48.2
| K NORTHEAST14 | 51 | 51 | 51 | 51 | 51 | 51 | 51 | 51 | 51 | 51 | 51 | 51 | 51 | 51 | 51 | 51 | 51 | 51 | 51 | 51
| K NORTHEAST15 | 48 | 48 | 48 | 48 | 48 | 48 | 48 | 48 | 48 | 48 | 48 | 48 | 48 | 48 | 48 | 48 | 48 | 48 | 48 | 48
| K NORTHEAST16 | 48 | 48 | 48 | 48 | 48 | 48 | 48 | 48 | 48 | 48 | 48 | 48 | 48 | 48 | 48 | 48 | 48 | 48 | 48 | 48
| K NORTHEAST17 | 53.2 | 53.2 | 53.2 | 53.2 | 53.2 | 53.2 | 53.2 | 53.2 | 53.2 | 53.2 | 53.2 | 53.2 | 53.2 | 53.2 | 53.2 | 53.2 | 53.2 | 53.2 | 53.2 | 53.2
| K NORTHEAST18 | 49 | 49 | 49 | 49 | 49 | 49 | 49 | 49 | 49 | 49 | 49 | 49 | 49 | 49 | 49 | 49 | 49 | 49 | 49 | 49
| K SPEAR1 | 35.51 | 35.51 | 18.64 | 18.64 | 18.64 | 18.64 | 18.64 | 18.64 | 18.64 | 18.64 | 18.64 | 18.64 | 18.64 | 18.64 | 18.64 | 18.64 | 18.64 | 18.64 | 18.64 | 18.64
| K SPEAR2 | 16.96 | 16.96 | 10.88 | 10.88 | 10.88 | 10.88 | 10.88 | 10.88 | 10.88 | 10.88 | 10.88 | 10.88 | 10.88 | 10.88 | 10.88 | 10.88 | 10.88 | 10.88 | 10.88 | 10.88
| K HAWTHORN SOLAR | 4.5 | 4.5 | 3.3 | 3.3 | 3.3 | 3.3 | 3.3 | 3.3 | 3.3 | 3.3 | 3.3 | 3.3 | 3.3 | 3.3 | 3.3 | 3.3 | 3.3 | 3.3 | 3.3 | 3.3
| Total | 4052.1724 | 4069.6724 | 4066.0224 | 4123.0224 | 4124.0224 | 4124.0224 | 4124.0224 | 4124.0224 | 4124.0224 | 3730.0224 | 3730.0224 | 3730.0224 | 3730.0224 | 3730.0224 | 3730.0224 | 3730.0224 | 2904.2724 | 2904.2724 | 2904.2724 | 2904.2724
| Renewable PPAs | 2024 | 2025 | 2026 | 2027 | 2028 | 2029 | 2030 | 2031 | 2032 | 2033 | 2034 | 2035 | 2036 | 2037 | 2038 | 2039 | 2040 | 2041 | 2042 | 2043
| K CIMARRON2 | 54.3 | 54.3 | 35.88 | 35.88 | 35.88 | 35.88 | 35.88 | 35.88 | 0 | 0 | 0 | 0 | 0 | 0 | 0 | 0 | 0 | 0 | 0 | 0
| K OSBORN | 20.7 | 20.7 | 22.92 | 22.92 | 22.92 | 22.92 | 22.92 | 22.92 | 22.92 | 22.92 | 22.92 | 22.92 | 22.92 | 0 | 0 | 0 | 0 | 0 | 0 | 0
| K PONDEROSA | 62.24 | 62.24 | 15.26 | 15.26 | 15.26 | 15.26 | 15.26 | 15.26 | 15.26 | 15.26 | 15.26 | 15.26 | 15.26 | 15.26 | 15.26 | 15.26 | 15.26 | 0 | 0 | 0
| K PRAIRIEQUEEN | 25.99 | 25.99 | 19.14 | 19.14 | 19.14 | 19.14 | 19.14 | 19.14 | 19.14 | 19.14 | 19.14 | 19.14 | 19.14 | 19.14 | 19.14 | 19.14 | 0 | 0 | 0 | 0
| K PRATT | 69.95 | 69.95 | 32.68 | 32.68 | 32.68 | 32.68 | 32.68 | 32.68 | 32.68 | 32.68 | 32.68 | 32.68 | 32.68 | 32.68 | 32.68 | 32.68 | 32.68 | 32.68 | 32.68 | 32.68
| K ROCKCREEK | 31.03 | 31.03 | 40.08 | 40.08 | 40.08 | 40.08 | 40.08 | 40.08 | 40.08 | 40.08 | 40.08 | 40.08 | 40.08 | 40.08 | 0 | 0 | 0 | 0 | 0 | 0
| K SLATECREEK | 66.69 | 66.69 | 37.71 | 37.71 | 37.71 | 37.71 | 37.71 | 37.71 | 37.71 | 37.71 | 37.71 | 37.71 | 0 | 0 | 0 | 0 | 0 | 0 | 0 | 0
| K SPEAR3 | 38.16 | 38.16 | 23.1 | 23.1 | 23.1 | 23.1 | 23.1 | 23.1 | 23.1 | 0 | 0 | 0 | 0 | 0 | 0 | 0 | 0 | 0 | 0 | 0
| K WAVERLY | 62.33 | 62.33 | 39.87 | 39.87 | 39.87 | 39.87 | 39.87 | 39.87 | 39.87 | 39.87 | 39.87 | 39.87 | 0 | 0 | 0 | 0 | 0 | 0 | 0 | 0
| K CNPPD | 0 | 0 | 0 | 0 | 0 | 0 | 0 | 0 | 0 | 0 | 0 | 0 | 0 | 0 | 0 | 0 | 0 | 0 | 0 | 0
| Total | 431.39 | 431.39 | 266.64 | 266.64 | 266.64 | 266.64 | 266.64 | 266.64 | 230.76 | 207.66 | 207.66 | 207.66 | 130.08 | 107.16 | 67.08 | 67.08 | 47.94 | 32.68 | 32.68 | 32.68
| Capacity Only Purchases | 2024 | 2025 | 2026 | 2027 | 2028 | 2029 | 2030 | 2031 | 2032 | 2033 | 2034 | 2035 | 2036 | 2037 | 2038 | 2039 | 2040 | 2041 | 2042 | 2043
| Metro Cap Buy | 0 | 0 | 0 | 0 | 0 | 0 | 0 | 0 | 0 | 0 | 0 | 0 | 0 | 0 | 0 | 0 | 0 | 0 | 0 | 0
| Total | 0 | 0 | 0 | 0 | 0 | 0 | 0 | 0 | 0 | 0 | 0 | 0 | 0 | 0 | 0 | 0 | 0 | 0 | 0 | 0
| Capacity Only Sales | 2024 | 2025 | 2026 | 2027 | 2028 | 2029 | 2030 | 2031 | 2032 | 2033 | 2034 | 2035 | 2036 | 2037 | 2038 | 2039 | 2040 | 2041 | 2042 | 2043
| Metro Cap Sale | -305 | -290 | -255 | -215 | -215 | 0 | 0 | 0 | 0 | 0 | 0 | 0 | 0 | 0 | 0 | 0 | 0 | 0 | 0 | 0
| Total | -305 | -290 | -255 | -215 | -215 | 0 | 0 | 0 | 0 | 0 | 0 | 0 | 0 | 0 | 0 | 0 | 0 | 0 | 0 | 0
| Capacity Position - Exising | 2024 | 2025 | 2026 | 2027 | 2028 | 2029 | 2030 | 2031 | 2032 | 2033 | 2034 | 2035 | 2036 | 2037 | 2038 | 2039 | 2040 | 2041 | 2042 | 2043
| Net Load | 3484 | 3586 | 3702 | 3878 | 3935 | 3951 | 3966 | 3978 | 3996 | 4010 | 4031 | 4052 | 4073 | 4091 | 4109 | 4126 | 4151 | 4166 | 4186 | 4211
| Capacity Need | 4006.6 | 4159.76 | 4331.34 | 4576.04 | 4682.65 | 4741.2 | 4798.86 | 4813.38 | 4835.16 | 4872.15 | 4897.665 | 4923.18 | 4969.06 | 4991.02 | 5012.98 | 5054.35 | 5084.975 | 5103.35 | 5148.78 | 5179.53
| Existing Resources | 4052.1724 | 4069.6724 | 4066.0224 | 4123.0224 | 4124.0224 | 4124.0224 | 4124.0224 | 4124.0224 | 4124.0224 | 3730.0224 | 3730.0224 | 3730.0224 | 3730.0224 | 3730.0224 | 3730.0224 | 3730.0224 | 2904.2724 | 2904.2724 | 2904.2724 | 2904.2724
| MET PBA | 0 | 0 | -59.1447 | -72.8259 | -86.2894 | -85.2014 | -84.331 | -84.331 | -84.331 | -84.331 | -84.331 | -84.331 | -84.331 | -84.331 | -84.331 | -84.331 | -84.331 | -84.331 | -84.331 | -84.331
| DSM | 67.1108 | 86.5055 | 174.1672 | 222.7323 | 262.9999 | 163.5865 | 182.4183 | 195.5564 | 199.9876 | 203.9313 | 209.1188 | 215.6676 | 218.5473 | 218.2888 | 216.7558 | 218.1782 | 219.6694 | 222.0386 | 224.2136 | 224.4489
| Renewable PPA | 431.39 | 431.39 | 266.64 | 266.64 | 266.64 | 266.64 | 266.64 | 266.64 | 230.76 | 207.66 | 207.66 | 207.66 | 130.08 | 107.16 | 67.08 | 67.08 | 47.94 | 32.68 | 32.68 | 32.68
| Capacity Only | -305 | -290 | -255 | -215 | -215 | 0 | 0 | 0 | 0 | 0 | 0 | 0 | 0 | 0 | 0 | 0 | 0 | 0 | 0 | 0
| Capacity Total | 4245.6732 | 4297.5679 | 4192.6849 | 4324.5688 | 4352.3729 | 4469.0475 | 4488.7497 | 4501.8877 | 4470.439 | 4057.2826 | 4062.4701 | 4069.019 | 3994.3187 | 3971.1401 | 3929.5272 | 3930.9495 | 3087.5508 | 3074.66 | 3076.8349 | 3077.0703
| Excess (Short) | 239.0732 | 137.8079 | -138.6551 | -251.4712 | -330.2771 | -272.1525 | -310.1103 | -311.4923 | -364.721 | -814.8674 | -835.1949 | -854.161 | -974.7413 | -1019.8799 | -1083.4528 | -1123.4005 | -1997.4242 | -2028.69 | -2071.9451 | -2102.4597
| Reserve Margin | 21.86% | 19.84% | 13.25% | 11.52% | 10.61% | 13.11% | 13.18% | 13.17% | 11.87% | 1.179% | 0.7807% | 0.42% | -1.932% | -2.93% | -4.368% | -4.727% | -25.62% | -26.2% | -26.5% | -26.93%
| New Build Capacity | 2024 | 2025 | 2026 | 2027 | 2028 | 2029 | 2030 | 2031 | 2032 | 2033 | 2034 | 2035 | 2036 | 2037 | 2038 | 2039 | 2040 | 2041 | 2042 | 2043
| K HAW5 NG | 0 | 0 | 0 | 0 | 0 | 0 | 0 | 0 | 0 | 0 | 0 | 0 | 0 | 0 | 0 | 0 | 0 | 0 | 0 | 0
* | Build Wind | 0 | 0 | 22.75 | 22.5 | 22.2 | 43.8 | 64.8 | 85.2 | 84 | 104.25 | 124.2 | 123.3 | 122.4 | 121.5 | 120.6 | 119.7 | 118.8 | 117.9 | 117 | 116.1
| Build Solar | 0 | 0 | 0 | 201 | 384 | 366 | 348 | 330 | 312 | 292.8 | 273.6 | 254.4 | 235.2 | 216 | 196.8 | 177.6 | 158.4 | 208.8 | 240 | 226.8
* | Build CC | 0 | 0 | 0 | 0 | 0 | 0 | 0 | 0 | 0 | 0 | 0 | 325 | 325 | 650 | 975 | 1300 | 1300 | 1300 | 1300 | 1300
| Build CT | 0 | 0 | 0 | 0 | 0 | 0 | 0 | 0 | 415 | 415 | 415 | 415 | 415 | 415 | 415 | 415 | 415 | 415 | 415 | 415
* | Build Battery-Gen | 0 | 0 | 0 | 0 | 0 | 0 | 0 | 0 | 0 | 0 | 0 | 0 | 0 | 0 | 0 | 0 | 0 | 0 | 0 | 0
* | Build Battery-Wind | 0 | 0 | 0 | 0 | 0 | 0 | 0 | 0 | 0 | 0 | 0 | 0 | 0 | 0 | 0 | 0 | 0 | 0 | 0 | 0
| New Nuclear | 0 | 0 | 0 | 0 | 0 | 0 | 0 | 0 | 0 | 0 | 0 | 0 | 0 | 0 | 0 | 0 | 0 | 0 | 0 | 0
| Build Capacity | 0 | 0 | 116 | 28 | 0 | 0 | 0 | 17 | 42 | 38 | 33 | 27 | 0 | 0 | 0 | 0 | 6 | 0 | 0 | 45
| Sell Capacity | 0 | 0 | 0 | 0 | 0 | 0 | 0 | 0 | 0 | 0 | 0 | 0 | 0 | 0 | 0 | 0 | 0 | 0 | 0 | 0
| Total | 0 | 0 | 138.75 | 251.5 | 406.2 | 409.8 | 412.8 | 432.2 | 853 | 850.05 | 845.8 | 1144.7 | 1097.6 | 1402.5 | 1707.4 | 2012.3 | 1998.2 | 2041.7 | 2072 | 2102.9
| Capacity Position - Future | 2024 | 2025 | 2026 | 2027 | 2028 | 2029 | 2030 | 2031 | 2032 | 2033 | 2034 | 2035 | 2036 | 2037 | 2038 | 2039 | 2040 | 2041 | 2042 | 2043
| New Capacity Total | 4245.6732 | 4297.5679 | 4331.4349 | 4576.0688 | 4758.5729 | 4878.8475 | 4901.5497 | 4934.0877 | 5323.439 | 4907.3326 | 4908.2701 | 5213.719 | 5091.9187 | 5373.6401 | 5636.9272 | 5943.2496 | 5085.7508 | 5116.36 | 5148.8349 | 5179.9703
| Reserve Buffer | 0 | 0 | 0 | 0 | 0 | 0 | 0 | 0 | 0 | 0 | 0 | 0 | 0 | 0 | 0 | 0 | 0 | 0 | 0 | 0
| New Cap Total Less Buffer | 4245.6732 | 4297.5679 | 4331.4349 | 4576.0688 | 4758.5729 | 4878.8475 | 4901.5497 | 4934.0877 | 5323.439 | 4907.3326 | 4908.2701 | 5213.719 | 5091.9187 | 5373.6401 | 5636.9272 | 5943.2496 | 5085.7508 | 5116.36 | 5148.8349 | 5179.9703
| Excess (Short) | 239.0732 | 137.8079 | 0.09487 | 0.028791 | 75.9229 | 137.6475 | 102.6897 | 120.7077 | 488.279 | 35.1826 | 10.6051 | 290.539 | 122.8587 | 382.6201 | 623.9472 | 888.8996 | 0.77577 | 13.01 | 0.054947 | 0.44032
| Reserve Margin | 21.86% | 19.84% | 17% | 18% | 20.93% | 23.48% | 23.59% | 24.03% | 33.22% | 22.38% | 21.76% | 28.67% | 25.02% | 31.35% | 37.18% | 44.04% | 22.52% | 22.81% | 23% | 23.01%
| Model RM Output | 21.86% | 19.84% | 17% | 18% | 20.93% | 23.48% | 23.59% | 24.03% | 33.22% | 22.38% | 21.76% | 28.67% | 25.02% | 31.35% | 37.18% | 44.04% | 22.52% | 22.81% | 23% | 23.01%
| Net | 239.0732 | 137.8079 | 0.09487 | 0.028791 | 75.9229 | 137.6475 | 102.6897 | 120.7077 | 488.279 | 35.1826 | 10.6051 | 290.539 | 122.8587 | 382.6201 | 623.9472 | 888.8996 | 0.77577 | 13.01 | 0.054947 | 0.44032

## capbalance
Utility Modeled | MET
Capacity Balance MET MEEIA
Line Item | 2024 | 2025 | 2026 | 2027 | 2028 | 2029 | 2030 | 2031 | 2032 | 2033 | 2034 | 2035 | 2036 | 2037 | 2038 | 2039 | 2040 | 2041 | 2042 | 2043
Total Capacity Need | 4006.6 | 4159.76 | 4331.34 | 4576.04 | 4682.65 | 4741.2 | 4798.86 | 4813.38 | 4835.16 | 4872.15 | 4897.665 | 4923.18 | 4969.06 | 4991.02 | 5012.98 | 5054.35 | 5084.975 | 5103.35 | 5148.78 | 5179.53
Other existing net PBA | 1490.019 | 1505.019 | 1478.7243 | 1562.0432 | 1550.5796 | 1766.6676 | 1767.538 | 1767.538 | 1767.538 | 1767.538 | 1767.538 | 1767.538 | 1767.538 | 1767.538 | 1767.538 | 1767.538 | 1767.538 | 1767.538 | 1767.538 | 1767.538
Coal | 2257.1534 | 2274.6534 | 2273.1534 | 2273.1534 | 2272.1534 | 2272.1534 | 2272.1534 | 2272.1534 | 2272.1534 | 1878.1534 | 1878.1534 | 1878.1534 | 1878.1534 | 1878.1534 | 1878.1534 | 1878.1534 | 1052.4034 | 1052.4034 | 1052.4034 | 1052.4034
Existing DSM and TOU | 62.4678 | 4.3179 | 6.4599 | 8.5962 | 8.5823 | 8.5597 | 8.536 | 8.525 | 8.533 | 8.5094 | 8.4991 | 8.4997 | 8.517 | 8.5136 | 8.5187 | 8.5264 | 8.5384 | 8.5074 | 8.529 | 8.5498
Renewable PPA | 431.39 | 431.39 | 266.64 | 266.64 | 266.64 | 266.64 | 266.64 | 266.64 | 230.76 | 207.66 | 207.66 | 207.66 | 130.08 | 107.16 | 67.08 | 67.08 | 47.94 | 32.68 | 32.68 | 32.68
Net Need | -234.4302 | -55.6203 | 306.3624 | 465.6072 | 584.6948 | 427.1793 | 483.9926 | 498.5237 | 556.1756 | 1010.2893 | 1035.8146 | 1061.3289 | 1184.7716 | 1229.655 | 1291.6899 | 1333.0522 | 2208.5552 | 2242.2212 | 2287.6296 | 2318.3589
New Additions
New DSM Potential | 4.643 | 82.1877 | 167.7073 | 214.136 | 254.4177 | 155.0268 | 173.8823 | 187.0314 | 191.4546 | 195.4219 | 200.6197 | 207.1679 | 210.0303 | 209.7751 | 208.2371 | 209.6517 | 211.131 | 213.5312 | 215.6845 | 215.8992
Build Wind | 0 | 0 | 22.75 | 22.5 | 22.2 | 43.8 | 64.8 | 85.2 | 84 | 104.25 | 124.2 | 123.3 | 122.4 | 121.5 | 120.6 | 119.7 | 118.8 | 117.9 | 117 | 116.1
Build Solar | 0 | 0 | 0 | 201 | 384 | 366 | 348 | 330 | 312 | 292.8 | 273.6 | 254.4 | 235.2 | 216 | 196.8 | 177.6 | 158.4 | 208.8 | 240 | 226.8
Build CT | 0 | 0 | 0 | 0 | 0 | 0 | 0 | 0 | 415 | 415 | 415 | 415 | 415 | 415 | 415 | 415 | 415 | 415 | 415 | 415
Build CC | 0 | 0 | 0 | 0 | 0 | 0 | 0 | 0 | 0 | 0 | 0 | 325 | 325 | 650 | 975 | 1300 | 1300 | 1300 | 1300 | 1300
Build Battery | 0 | 0 | 0 | 0 | 0 | 0 | 0 | 0 | 0 | 0 | 0 | 0 | 0 | 0 | 0 | 0 | 0 | 0 | 0 | 0
New Nuclear | 0 | 0 | 0 | 0 | 0 | 0 | 0 | 0 | 0 | 0 | 0 | 0 | 0 | 0 | 0 | 0 | 0 | 0 | 0 | 0
Build Capacity | 0 | 0 | 116 | 28 | 0 | 0 | 0 | 17 | 42 | 38 | 33 | 27 | 0 | 0 | 0 | 0 | 6 | 0 | 0 | 45
Net Additions | 4.643 | 82.1877 | 306.4573 | 465.636 | 660.6177 | 564.8268 | 586.6823 | 619.2314 | 1044.4546 | 1045.4719 | 1046.4197 | 1351.8679 | 1307.6303 | 1612.2751 | 1915.6371 | 2221.9517 | 2209.331 | 2255.2312 | 2287.6845 | 2318.7992
Capacity Balance | -239.0732 | -137.8079 | -0.09487 | -0.028791 | -75.9229 | -137.6475 | -102.6897 | -120.7077 | -488.279 | -35.1826 | -10.6051 | -290.539 | -122.8587 | -382.6201 | -623.9472 | -888.8996 | -0.77577 | -13.01 | -0.054947 | -0.44032

## capworkbookviewWin
| Utility Modeled | MET
Winter Capacity Balance
| Line Item | 2024 | 2025 | 2026 | 2027 | 2028 | 2029 | 2030 | 2031 | 2032 | 2033 | 2034 | 2035 | 2036 | 2037 | 2038 | 2039 | 2040 | 2041 | 2042 | 2043
Load & DSM
| Total Load | 2674 | 2777 | 2891 | 3066 | 3120 | 3129 | 3139 | 3148 | 3159 | 3165 | 3176 | 3187 | 3203 | 3221 | 3240 | 3258 | 3278 | 3296 | 3314 | 3331
| Net Load | 2674 | 2777 | 2891 | 3066 | 3120 | 3129 | 3139 | 3148 | 3159 | 3165 | 3176 | 3187 | 3203 | 3221 | 3240 | 3258 | 3278 | 3296 | 3314 | 3331
| Winter Reserve Margin | 30% | 31% | 32% | 33% | 34% | 35% | 37% | 37% | 37% | 37% | 37% | 37% | 38% | 38% | 38% | 38% | 38% | 38% | 39% | 39%
| Capacity Needed | 3476.2 | 3637.87 | 3816.12 | 4077.78 | 4180.8 | 4224.15 | 4300.43 | 4312.76 | 4327.83 | 4336.05 | 4351.12 | 4366.19 | 4420.14 | 4444.98 | 4471.2 | 4496.04 | 4523.64 | 4548.48 | 4606.46 | 4630.09
| DSM | 2024 | 2025 | 2026 | 2027 | 2028 | 2029 | 2030 | 2031 | 2032 | 2033 | 2034 | 2035 | 2036 | 2037 | 2038 | 2039 | 2040 | 2041 | 2042 | 2043
| DSM Existing | 60 | 0 | 0 | 0 | 0 | 0 | 0 | 0 | 0 | 0 | 0 | 0 | 0 | 0 | 0 | 0 | 0 | 0 | 0 | 0
| TOU Rate Impact | 0 | 1.5015 | 2.6621 | 4.0099 | 5.3727 | 5.4158 | 5.465 | 5.5019 | 5.5405 | 5.5728 | 5.6151 | 5.6559 | 5.7047 | 5.7518 | 5.792 | 5.8394 | 5.8921 | 5.9335 | 5.9302 | 5.9741
| DSM Potential | 0 | 3.348 | 57.6392 | 117.0673 | 149.8729 | 177.538 | 107.9987 | 119.9886 | 128.2309 | 130.7911 | 133.1308 | 136.5835 | 141.2142 | 143.3992 | 143.3853 | 142.4888 | 143.7771 | 145.3179 | 146.9694 | 148.6986
| Total | 60 | 4.8495 | 60.3013 | 121.0772 | 155.2456 | 182.9538 | 113.4637 | 125.4906 | 133.7715 | 136.3639 | 138.7459 | 142.2394 | 146.9189 | 149.151 | 149.1773 | 148.3282 | 149.6692 | 151.2514 | 152.8996 | 154.6727
| Existing Resources | 2024 | 2025 | 2026 | 2027 | 2028 | 2029 | 2030 | 2031 | 2032 | 2033 | 2034 | 2035 | 2036 | 2037 | 2038 | 2039 | 2040 | 2041 | 2042 | 2043
| J WCK | 553.049 | 553.049 | 553.049 | 553.049 | 553.049 | 553.049 | 553.049 | 553.049 | 553.049 | 553.049 | 553.049 | 553.049 | 553.049 | 553.049 | 553.049 | 553.049 | 553.049 | 553.049 | 553.049 | 553.049
| J LAC1 | 379 | 379 | 379 | 379 | 379 | 379 | 379 | 379 | 379 | 0 | 0 | 0 | 0 | 0 | 0 | 0 | 0 | 0 | 0 | 0
| J LAC2 | 334 | 334 | 334 | 334 | 334 | 334 | 334 | 334 | 334 | 334 | 334 | 334 | 334 | 334 | 334 | 334 | 0 | 0 | 0 | 0
| J IATAN1 | 491.75 | 491.75 | 491.75 | 491.75 | 491.75 | 491.75 | 491.75 | 491.75 | 491.75 | 491.75 | 491.75 | 491.75 | 491.75 | 491.75 | 491.75 | 491.75 | 0 | 0 | 0 | 0
| J IATAN2 | 490.8034 | 490.8034 | 490.8034 | 490.8034 | 490.8034 | 490.8034 | 490.8034 | 490.8034 | 490.8034 | 490.8034 | 490.8034 | 490.8034 | 490.8034 | 490.8034 | 490.8034 | 490.8034 | 490.8034 | 490.8034 | 490.8034 | 490.8034
| K HAWTHORN5 | 561.6 | 561.6 | 561.6 | 561.6 | 561.6 | 561.6 | 561.6 | 561.6 | 561.6 | 561.6 | 561.6 | 561.6 | 561.6 | 561.6 | 561.6 | 561.6 | 561.6 | 561.6 | 561.6 | 561.6
| K HAWTHORN69 | 0 | 0 | 0 | 0 | 0 | 0 | 0 | 0 | 0 | 0 | 0 | 0 | 0 | 0 | 0 | 0 | 0 | 0 | 0 | 0
| K HAWTHORN7 | 86.13 | 86.13 | 86.13 | 86.13 | 86.13 | 86.13 | 86.13 | 86.13 | 86.13 | 86.13 | 86.13 | 86.13 | 86.13 | 86.13 | 86.13 | 86.13 | 86.13 | 86.13 | 86.13 | 86.13
| K HAWTHORN8 | 87.01 | 87.01 | 87.01 | 87.01 | 87.01 | 87.01 | 87.01 | 87.01 | 87.01 | 87.01 | 87.01 | 87.01 | 87.01 | 87.01 | 87.01 | 87.01 | 87.01 | 87.01 | 87.01 | 87.01
| K Osawatomie | 84.26 | 84.26 | 84.26 | 84.26 | 84.26 | 84.26 | 84.26 | 84.26 | 84.26 | 84.26 | 84.26 | 84.26 | 84.26 | 84.26 | 84.26 | 84.26 | 84.26 | 84.26 | 84.26 | 84.26
| K WestGardner1 | 85.69 | 85.69 | 85.69 | 85.69 | 85.69 | 85.69 | 85.69 | 85.69 | 85.69 | 85.69 | 85.69 | 85.69 | 85.69 | 85.69 | 85.69 | 85.69 | 85.69 | 85.69 | 85.69 | 85.69
| K WestGardner2 | 87.12 | 87.12 | 87.12 | 87.12 | 87.12 | 87.12 | 87.12 | 87.12 | 87.12 | 87.12 | 87.12 | 87.12 | 87.12 | 87.12 | 87.12 | 87.12 | 87.12 | 87.12 | 87.12 | 87.12
| K WestGardner3 | 86.35 | 86.35 | 86.35 | 86.35 | 86.35 | 86.35 | 86.35 | 86.35 | 86.35 | 86.35 | 86.35 | 86.35 | 86.35 | 86.35 | 86.35 | 86.35 | 86.35 | 86.35 | 86.35 | 86.35
| K WestGardner4 | 87.12 | 87.12 | 87.12 | 87.12 | 87.12 | 87.12 | 87.12 | 87.12 | 87.12 | 87.12 | 87.12 | 87.12 | 87.12 | 87.12 | 87.12 | 87.12 | 87.12 | 87.12 | 87.12 | 87.12
| K NORTHEAST11 | 52.8 | 52.8 | 52.8 | 52.8 | 52.8 | 52.8 | 52.8 | 52.8 | 52.8 | 52.8 | 52.8 | 52.8 | 52.8 | 52.8 | 52.8 | 52.8 | 52.8 | 52.8 | 52.8 | 52.8
| K NORTHEAST12 | 53.9 | 53.9 | 53.9 | 53.9 | 53.9 | 53.9 | 53.9 | 53.9 | 53.9 | 53.9 | 53.9 | 53.9 | 53.9 | 53.9 | 53.9 | 53.9 | 53.9 | 53.9 | 53.9 | 53.9
| K NORTHEAST13 | 53.02 | 53.02 | 53.02 | 53.02 | 53.02 | 53.02 | 53.02 | 53.02 | 53.02 | 53.02 | 53.02 | 53.02 | 53.02 | 53.02 | 53.02 | 53.02 | 53.02 | 53.02 | 53.02 | 53.02
| K NORTHEAST14 | 56.1 | 56.1 | 56.1 | 56.1 | 56.1 | 56.1 | 56.1 | 56.1 | 56.1 | 56.1 | 56.1 | 56.1 | 56.1 | 56.1 | 56.1 | 56.1 | 56.1 | 56.1 | 56.1 | 56.1
| K NORTHEAST15 | 52.8 | 52.8 | 52.8 | 52.8 | 52.8 | 52.8 | 52.8 | 52.8 | 52.8 | 52.8 | 52.8 | 52.8 | 52.8 | 52.8 | 52.8 | 52.8 | 52.8 | 52.8 | 52.8 | 52.8
| K NORTHEAST16 | 52.8 | 52.8 | 52.8 | 52.8 | 52.8 | 52.8 | 52.8 | 52.8 | 52.8 | 52.8 | 52.8 | 52.8 | 52.8 | 52.8 | 52.8 | 52.8 | 52.8 | 52.8 | 52.8 | 52.8
| K NORTHEAST17 | 58.52 | 58.52 | 58.52 | 58.52 | 58.52 | 58.52 | 58.52 | 58.52 | 58.52 | 58.52 | 58.52 | 58.52 | 58.52 | 58.52 | 58.52 | 58.52 | 58.52 | 58.52 | 58.52 | 58.52
| K NORTHEAST18 | 53.9 | 53.9 | 53.9 | 53.9 | 53.9 | 53.9 | 53.9 | 53.9 | 53.9 | 53.9 | 53.9 | 53.9 | 53.9 | 53.9 | 53.9 | 53.9 | 53.9 | 53.9 | 53.9 | 53.9
| K SPEAR1 | 18.94 | 18.94 | 13.88 | 13.88 | 13.88 | 13.88 | 13.88 | 13.88 | 13.88 | 13.88 | 13.88 | 13.88 | 13.88 | 13.88 | 13.88 | 13.88 | 13.88 | 13.88 | 13.88 | 13.88
| K SPEAR2 | 9.05 | 9.05 | 10.19 | 10.19 | 10.19 | 10.19 | 10.19 | 10.19 | 10.19 | 10.19 | 10.19 | 10.19 | 10.19 | 10.19 | 10.19 | 10.19 | 10.19 | 10.19 | 10.19 | 10.19
| K HAWTHORN SOLAR | 0.07 | 0.07 | 3.3 | 3.3 | 3.3 | 3.3 | 3.3 | 3.3 | 3.3 | 3.3 | 3.3 | 3.3 | 3.3 | 3.3 | 3.3 | 3.3 | 3.3 | 3.3 | 3.3 | 3.3
| Total | 3875.7824 | 3875.7824 | 3875.0924 | 3875.0924 | 3875.0924 | 3875.0924 | 3875.0924 | 3875.0924 | 3875.0924 | 3496.0924 | 3496.0924 | 3496.0924 | 3496.0924 | 3496.0924 | 3496.0924 | 3496.0924 | 2670.3424 | 2670.3424 | 2670.3424 | 2670.3424
| Renewable PPAs | 2024 | 2025 | 2026 | 2027 | 2028 | 2029 | 2030 | 2031 | 2032 | 2033 | 2034 | 2035 | 2036 | 2037 | 2038 | 2039 | 2040 | 2041 | 2042 | 2043
| K CIMARRON2 | 34.33 | 34.33 | 33.42 | 33.42 | 33.42 | 33.42 | 33.42 | 33.42 | 0 | 0 | 0 | 0 | 0 | 0 | 0 | 0 | 0 | 0 | 0 | 0
| K OSBORN | 26.02 | 26.02 | 27.13 | 27.13 | 27.13 | 27.13 | 27.13 | 27.13 | 27.13 | 27.13 | 27.13 | 27.13 | 27.13 | 0 | 0 | 0 | 0 | 0 | 0 | 0
| K PONDEROSA | 4.66 | 4.66 | 9.17 | 9.17 | 9.17 | 9.17 | 9.17 | 9.17 | 9.17 | 9.17 | 9.17 | 9.17 | 9.17 | 9.17 | 9.17 | 9.17 | 9.17 | 0 | 0 | 0
| K PRAIRIEQUEEN | 12.15 | 12.15 | 16.61 | 16.61 | 16.61 | 16.61 | 16.61 | 16.61 | 16.61 | 16.61 | 16.61 | 16.61 | 16.61 | 16.61 | 16.61 | 16.61 | 0 | 0 | 0 | 0
| K PRATT | 8.85 | 8.85 | 27.08 | 27.08 | 27.08 | 27.08 | 27.08 | 27.08 | 27.08 | 27.08 | 27.08 | 27.08 | 27.08 | 27.08 | 27.08 | 27.08 | 27.08 | 27.08 | 27.08 | 27.08
| K ROCKCREEK | 30.23 | 30.23 | 50.57 | 50.57 | 50.57 | 50.57 | 50.57 | 50.57 | 50.57 | 50.57 | 50.57 | 50.57 | 50.57 | 50.57 | 0 | 0 | 0 | 0 | 0 | 0
| K SLATECREEK | 33.02 | 33.02 | 38.52 | 38.52 | 38.52 | 38.52 | 38.52 | 38.52 | 38.52 | 38.52 | 38.52 | 38.52 | 0 | 0 | 0 | 0 | 0 | 0 | 0 | 0
| K SPEAR3 | 20.35 | 20.35 | 21.58 | 21.58 | 21.58 | 21.58 | 21.58 | 21.58 | 21.58 | 0 | 0 | 0 | 0 | 0 | 0 | 0 | 0 | 0 | 0 | 0
| K WAVERLY | 26.18 | 26.18 | 44.39 | 44.39 | 44.39 | 44.39 | 44.39 | 44.39 | 44.39 | 44.39 | 44.39 | 44.39 | 5.7277 | 0 | 0 | 0 | 0 | 0 | 0 | 0
| K CNPPD | 0 | 0 | 0 | 0 | 0 | 0 | 0 | 0 | 0 | 0 | 0 | 0 | 0 | 0 | 0 | 0 | 0 | 0 | 0 | 0
| Total | 195.79 | 195.79 | 268.47 | 268.47 | 268.47 | 268.47 | 268.47 | 268.47 | 235.05 | 213.47 | 213.47 | 213.47 | 136.2877 | 103.43 | 52.86 | 52.86 | 36.25 | 27.08 | 27.08 | 27.08
| Capacity Only Purchases | 2024 | 2025 | 2026 | 2027 | 2028 | 2029 | 2030 | 2031 | 2032 | 2033 | 2034 | 2035 | 2036 | 2037 | 2038 | 2039 | 2040 | 2041 | 2042 | 2043
| Metro Cap Buy | 0 | 0 | 0 | 0 | 0 | 0 | 0 | 0 | 0 | 0 | 0 | 0 | 0 | 0 | 0 | 0 | 0 | 0 | 0 | 0
| Total | 0 | 0 | 0 | 0 | 0 | 0 | 0 | 0 | 0 | 0 | 0 | 0 | 0 | 0 | 0 | 0 | 0 | 0 | 0 | 0
| Capacity Only Sales | 2024 | 2025 | 2026 | 2027 | 2028 | 2029 | 2030 | 2031 | 2032 | 2033 | 2034 | 2035 | 2036 | 2037 | 2038 | 2039 | 2040 | 2041 | 2042 | 2043
| Metro Cap Sale | -305 | -290 | -255 | -215 | -215 | 0 | 0 | 0 | 0 | 0 | 0 | 0 | 0 | 0 | 0 | 0 | 0 | 0 | 0 | 0
| Total | -305 | -290 | -255 | -215 | -215 | 0 | 0 | 0 | 0 | 0 | 0 | 0 | 0 | 0 | 0 | 0 | 0 | 0 | 0 | 0
| Capacity Position - Exising | 2024 | 2025 | 2026 | 2027 | 2028 | 2029 | 2030 | 2031 | 2032 | 2033 | 2034 | 2035 | 2036 | 2037 | 2038 | 2039 | 2040 | 2041 | 2042 | 2043
| Net Load | 2674 | 2777 | 2891 | 3066 | 3120 | 3129 | 3139 | 3148 | 3159 | 3165 | 3176 | 3187 | 3203 | 3221 | 3240 | 3258 | 3278 | 3296 | 3314 | 3331
| Capacity Need | 3476.2 | 3637.87 | 3816.12 | 4077.78 | 4180.8 | 4224.15 | 4300.43 | 4312.76 | 4327.83 | 4336.05 | 4351.12 | 4366.19 | 4420.14 | 4444.98 | 4471.2 | 4496.04 | 4523.64 | 4548.48 | 4606.46 | 4630.09
| Existing Resources | 3875.7824 | 3875.7824 | 3875.0924 | 3875.0924 | 3875.0924 | 3875.0924 | 3875.0924 | 3875.0924 | 3875.0924 | 3496.0924 | 3496.0924 | 3496.0924 | 3496.0924 | 3496.0924 | 3496.0924 | 3496.0924 | 2670.3424 | 2670.3424 | 2670.3424 | 2670.3424
| MET PBA | 0 | 0 | 0 | -45.107 | -58.888 | -74.1112 | -69.1579 | -91.8968 | -91.8968 | -91.8968 | -91.8968 | -91.8968 | -91.8968 | -91.8968 | -91.8968 | -91.8968 | -91.8968 | -91.8968 | -91.8968 | -91.8968
| DSM | 60 | 4.8495 | 60.3013 | 121.0772 | 155.2456 | 182.9538 | 113.4637 | 125.4906 | 133.7715 | 136.3639 | 138.7459 | 142.2394 | 146.9189 | 149.151 | 149.1773 | 148.3282 | 149.6692 | 151.2514 | 152.8996 | 154.6727
| Renewable PPA | 195.79 | 195.79 | 268.47 | 268.47 | 268.47 | 268.47 | 268.47 | 268.47 | 235.05 | 213.47 | 213.47 | 213.47 | 136.2877 | 103.43 | 52.86 | 52.86 | 36.25 | 27.08 | 27.08 | 27.08
| Capacity Only | -305 | -290 | -255 | -215 | -215 | 0 | 0 | 0 | 0 | 0 | 0 | 0 | 0 | 0 | 0 | 0 | 0 | 0 | 0 | 0
| Capacity Total | 3826.5724 | 3786.4219 | 3948.8637 | 4004.5326 | 4024.92 | 4252.405 | 4187.8682 | 4177.1562 | 4152.0171 | 3754.0295 | 3756.4116 | 3759.9051 | 3687.4023 | 3656.7766 | 3606.233 | 3605.3838 | 2764.3648 | 2756.777 | 2758.4253 | 2760.1983
| Excess (Short) | 350.3724 | 148.5519 | 132.7437 | -73.2474 | -155.88 | 28.255 | -112.5618 | -135.6038 | -175.8129 | -582.0205 | -594.7084 | -606.2849 | -732.7377 | -788.2034 | -864.967 | -890.6562 | -1759.2752 | -1791.703 | -1848.0347 | -1869.8917
| Reserve Margin | 43.1% | 36.35% | 36.59% | 30.61% | 29% | 35.9% | 33.41% | 32.69% | 31.43% | 18.61% | 18.27% | 17.98% | 15.12% | 13.53% | 11.3% | 10.66% | -15.67% | -16.36% | -16.76% | -17.14%
| New Build Capacity | 2024 | 2025 | 2026 | 2027 | 2028 | 2029 | 2030 | 2031 | 2032 | 2033 | 2034 | 2035 | 2036 | 2037 | 2038 | 2039 | 2040 | 2041 | 2042 | 2043
| K HAW5 NG | 0 | 0 | 0 | 0 | 0 | 0 | 0 | 0 | 0 | 0 | 0 | 0 | 0 | 0 | 0 | 0 | 0 | 0 | 0 | 0
* | Build Wind | 0 | 0 | 0 | 23 | 22.5 | 22.2 | 43.8 | 64.8 | 85.2 | 84 | 104.25 | 124.2 | 123.3 | 122.4 | 121.5 | 120.6 | 119.7 | 118.8 | 117.9 | 117
| Build Solar | 0 | 0 | 0 | 0 | 34.5 | 64.2 | 59.4 | 54.6 | 49.8 | 45 | 43.5 | 42 | 40.5 | 39 | 37.5 | 36 | 34.5 | 33 | 47.25 | 60
| Build CC | 0 | 0 | 0 | 0 | 0 | 0 | 0 | 0 | 0 | 0 | 0 | 0 | 325 | 325 | 650 | 975 | 1300 | 1300 | 1300 | 1300
| Build CT | 0 | 0 | 0 | 0 | 0 | 0 | 0 | 0 | 0 | 415 | 415 | 415 | 415 | 415 | 415 | 415 | 415 | 415 | 415 | 415
* | Build Battery-Gen | 0 | 0 | 0 | 0 | 0 | 0 | 0 | 0 | 0 | 0 | 0 | 0 | 0 | 0 | 0 | 0 | 0 | 0 | 0 | 0
* | Build Battery-Wind | 0 | 0 | 0 | 0 | 0 | 0 | 0 | 0 | 0 | 0 | 0 | 0 | 0 | 0 | 0 | 0 | 0 | 0 | 0 | 0
| New Nuclear | 0 | 0 | 0 | 0 | 0 | 0 | 0 | 0 | 0 | 0 | 0 | 0 | 0 | 0 | 0 | 0 | 0 | 0 | 0 | 0
| Build Capacity | 0 | 0 | 116 | 48 | 100 | 0 | 10 | 17 | 42 | 38 | 33 | 27 | 0 | 0 | 0 | 0 | 6 | 0 | 0 | 45
| Sell Capacity | 0 | 0 | 0 | 0 | 0 | 0 | 0 | 0 | 0 | 0 | 0 | 0 | 0 | 0 | 0 | 0 | 0 | 0 | 0 | 0
| Total | 0 | 0 | 116 | 71 | 157 | 86.4 | 113.2 | 136.4 | 177 | 582 | 595.75 | 608.2 | 903.8 | 901.4 | 1224 | 1546.6 | 1875.2 | 1866.8 | 1880.15 | 1937
| Capacity Position - Future | 2024 | 2025 | 2026 | 2027 | 2028 | 2029 | 2030 | 2031 | 2032 | 2033 | 2034 | 2035 | 2036 | 2037 | 2038 | 2039 | 2040 | 2041 | 2042 | 2043
| New Capacity Total | 3826.5724 | 3786.4219 | 4064.8637 | 4075.5326 | 4181.92 | 4338.805 | 4301.0682 | 4313.5562 | 4329.0171 | 4336.0295 | 4352.1616 | 4368.1051 | 4591.2023 | 4558.1766 | 4830.233 | 5151.9838 | 4639.5648 | 4623.577 | 4638.5753 | 4697.1983
| Reserve Buffer | 0 | 0 | 0 | 0 | 0 | 0 | 0 | 0 | 0 | 0 | 0 | 0 | 0 | 0 | 0 | 0 | 0 | 0 | 0 | 0
| New Cap Total Less Buffer | 3826.5724 | 3786.4219 | 4064.8637 | 4075.5326 | 4181.92 | 4338.805 | 4301.0682 | 4313.5562 | 4329.0171 | 4336.0295 | 4352.1616 | 4368.1051 | 4591.2023 | 4558.1766 | 4830.233 | 5151.9838 | 4639.5648 | 4623.577 | 4638.5753 | 4697.1983
| Excess (Short) | 350.3724 | 148.5519 | 248.7437 | -2.2474 | 1.12 | 114.655 | 0.63821 | 0.79619 | 1.1871 | -0.02049 | 1.0416 | 1.9151 | 171.0623 | 113.1966 | 359.033 | 655.9438 | 115.9248 | 75.097 | 32.1153 | 67.1083
| Reserve Margin | 43.1% | 36.35% | 40.6% | 32.93% | 34.04% | 38.66% | 37.02% | 37.03% | 37.04% | 37% | 37.03% | 37.06% | 43.34% | 41.51% | 49.08% | 58.13% | 41.54% | 40.28% | 39.97% | 41.01%
| Model Reserve Margin | 43.1% | 36.35% | 40.6% | 32.93% | 34.04% | 38.66% | 37.02% | 37.03% | 37.04% | 37% | 37.03% | 37.06% | 43.34% | 41.51% | 49.08% | 58.13% | 41.54% | 40.28% | 39.97% | 41.01%
| Winter-High Outage RM | 45% | 45% | 45% | 47% | 49% | 51% | 51% | 51% | 51% | 51.5% | 51.5% | 51.5% | 52% | 52% | 52% | 52.5% | 52.5% | 52.5% | 53% | 53%
| Additional Requirement | 401.1 | 388.78 | 375.83 | 429.24 | 468 | 500.64 | 439.46 | 440.72 | 442.26 | 458.925 | 460.52 | 462.115 | 448.42 | 450.94 | 453.6 | 472.41 | 475.31 | 477.92 | 463.96 | 466.34

## capbalanceWinter
Utility Modeled | MET
Capacity Balance Winter MET MEEIA
Line Item | 2024 | 2025 | 2026 | 2027 | 2028 | 2029 | 2030 | 2031 | 2032 | 2033 | 2034 | 2035 | 2036 | 2037 | 2038 | 2039 | 2040 | 2041 | 2042 | 2043
Total Capacity Need | 3476.2 | 3637.87 | 3816.12 | 4077.78 | 4180.8 | 4224.15 | 4300.43 | 4312.76 | 4327.83 | 4336.05 | 4351.12 | 4366.19 | 4420.14 | 4444.98 | 4471.2 | 4496.04 | 4523.64 | 4548.48 | 4606.46 | 4630.09
Other existing net PBA | 1313.629 | 1328.629 | 1362.939 | 1357.832 | 1344.051 | 1543.8278 | 1548.7812 | 1526.0423 | 1526.0423 | 1526.0423 | 1526.0423 | 1526.0423 | 1526.0423 | 1526.0423 | 1526.0423 | 1526.0423 | 1526.0423 | 1526.0423 | 1526.0423 | 1526.0423
Coal | 2257.1534 | 2257.1534 | 2257.1534 | 2257.1534 | 2257.1534 | 2257.1534 | 2257.1534 | 2257.1534 | 2257.1534 | 1878.1534 | 1878.1534 | 1878.1534 | 1878.1534 | 1878.1534 | 1878.1534 | 1878.1534 | 1052.4034 | 1052.4034 | 1052.4034 | 1052.4034
Existing DSM and TOU | 60 | 1.5015 | 2.6621 | 4.0099 | 5.3727 | 5.4158 | 5.465 | 5.5019 | 5.5405 | 5.5728 | 5.6151 | 5.6559 | 5.7047 | 5.7518 | 5.792 | 5.8394 | 5.8921 | 5.9335 | 5.9302 | 5.9741
Renewable PPA | 195.79 | 195.79 | 268.47 | 268.47 | 268.47 | 268.47 | 268.47 | 268.47 | 235.05 | 213.47 | 213.47 | 213.47 | 136.2877 | 103.43 | 52.86 | 52.86 | 36.25 | 27.08 | 27.08 | 27.08
Net Need | -350.3724 | -145.2039 | -75.1045 | 190.3147 | 305.7529 | 149.283 | 220.5605 | 255.5924 | 304.0438 | 712.8116 | 727.8393 | 742.8685 | 873.9519 | 931.6026 | 1008.3523 | 1033.145 | 1903.0523 | 1937.0209 | 1995.0042 | 2018.5903
New Additions
New DSM Potential | 0 | 3.348 | 57.6392 | 117.0673 | 149.8729 | 177.538 | 107.9987 | 119.9886 | 128.2309 | 130.7911 | 133.1308 | 136.5835 | 141.2142 | 143.3992 | 143.3853 | 142.4888 | 143.7771 | 145.3179 | 146.9694 | 148.6986
Build Wind | 0 | 0 | 0 | 23 | 22.5 | 22.2 | 43.8 | 64.8 | 85.2 | 84 | 104.25 | 124.2 | 123.3 | 122.4 | 121.5 | 120.6 | 119.7 | 118.8 | 117.9 | 117
Build Solar | 0 | 0 | 0 | 0 | 34.5 | 64.2 | 59.4 | 54.6 | 49.8 | 45 | 43.5 | 42 | 40.5 | 39 | 37.5 | 36 | 34.5 | 33 | 47.25 | 60
Build CT | 0 | 0 | 0 | 0 | 0 | 0 | 0 | 0 | 0 | 415 | 415 | 415 | 415 | 415 | 415 | 415 | 415 | 415 | 415 | 415
Build CC | 0 | 0 | 0 | 0 | 0 | 0 | 0 | 0 | 0 | 0 | 0 | 0 | 325 | 325 | 650 | 975 | 1300 | 1300 | 1300 | 1300
Build Battery | 0 | 0 | 0 | 0 | 0 | 0 | 0 | 0 | 0 | 0 | 0 | 0 | 0 | 0 | 0 | 0 | 0 | 0 | 0 | 0
New Nuclear | 0 | 0 | 0 | 0 | 0 | 0 | 0 | 0 | 0 | 0 | 0 | 0 | 0 | 0 | 0 | 0 | 0 | 0 | 0 | 0
Build Capacity | 0 | 0 | 116 | 48 | 100 | 0 | 10 | 17 | 42 | 38 | 33 | 27 | 0 | 0 | 0 | 0 | 6 | 0 | 0 | 45
Net Additions | 0 | 3.348 | 173.6392 | 188.0673 | 306.8729 | 263.938 | 221.1987 | 256.3886 | 305.2309 | 712.7911 | 728.8808 | 744.7835 | 1045.0142 | 1044.7992 | 1367.3853 | 1689.0888 | 2018.9771 | 2012.1179 | 2027.1194 | 2085.6986
Capacity Balance | -350.3724 | -148.5519 | -248.7437 | 2.2474 | -1.12 | -114.655 | -0.63821 | -0.79619 | -1.1871 | 0.02049 | -1.0416 | -1.9151 | -171.0623 | -113.1966 | -359.033 | -655.9438 | -115.9248 | -75.097 | -32.1153 | -67.1083

## GenLoadbalance
Hours | 8784 | 8760 | 8760 | 8760 | 8784 | 8760 | 8760 | 8760 | 8784 | 8760 | 8760 | 8760 | 8784 | 8760 | 8760 | 8760 | 8784 | 8760 | 8760 | 8760
Category | 2024 | 2025 | 2026 | 2027 | 2028 | 2029 | 2030 | 2031 | 2032 | 2033 | 2034 | 2035 | 2036 | 2037 | 2038 | 2039 | 2040 | 2041 | 2042 | 2043
Build Wind | 0 | 0 | 72.9654 | 72.6307 | 72.334 | 144.8407 | 218.5229 | 291.5969 | 290.1769 | 361.3697 | 434.0101 | 434.5222 | 435.7094 | 437.2101 | 433.8264 | 431.5931 | 433.8339 | 435.6303 | 436.1283 | 436.9232
Build Solar | 0 | 0 | 0 | 76.7449 | 153.016 | 152.3406 | 151.5788 | 150.821 | 149.9786 | 149.3165 | 148.5699 | 147.8271 | 147.0014 | 146.3525 | 145.6207 | 144.8926 | 144.0834 | 220.1922 | 295.8362 | 332.7295
Build CT | 0 | 0 | 0 | 0 | 0 | 0 | 0 | 0 | 0 | 0 | 0 | 0 | 0 | 0 | 0 | 0 | 0 | 0 | 6.3497 | 0
Build CC | 0 | 0 | 0 | 0 | 0 | 0 | 0 | 0 | 0 | 0 | 0 | 17.565 | 140.2179 | 307.1434 | 399.7763 | 642.2955 | 728.6164 | 659.6425 | 687.5909 | 588.1632
Build Capacity | 0 | 0 | 0 | 0 | 0 | 0 | 0 | 0 | 0 | 0 | 0 | 0 | 0 | 0 | 0 | 0 | 0 | 0 | 0 | 0
Build Battery-Wind | 0 | 0 | 0 | 0 | 0 | 0 | 0 | 0 | 0 | 0 | 0 | 0 | 0 | 0 | 0 | 0 | 0 | 0 | 0 | 0
Build Battery-Gen | 0 | 0 | 0 | 0 | 0 | 0 | 0 | 0 | 0 | 0 | 0 | 0 | 0 | 0 | 0 | 0 | 0 | 0 | 0 | 0
New Nuclear | 0 | 0 | 0 | 0 | 0 | 0 | 0 | 0 | 0 | 0 | 0 | 0 | 0 | 0 | 0 | 0 | 0 | 0 | 0 | 0
Coal_to_NG | 0 | 0 | 0 | 0 | 0 | 0 | 0 | 0 | 0 | 0 | 0 | 0 | 0 | 0 | 0 | 0 | 0 | 0 | 0 | 0
Sell Capacity | 0 | 0 | 0 | 0 | 0 | 0 | 0 | 0 | 0 | 0 | 0 | 0 | 0 | 0 | 0 | 0 | 0 | 0 | 0 | 0
Coal | 827.9838 | 840.6471 | 857.3162 | 859.7358 | 823.5059 | 791.8259 | 758.5702 | 701.8706 | 696.6856 | 660.5823 | 617.5842 | 572.616 | 486.6449 | 387.0141 | 311.4969 | 178.4435 | 103.4406 | 87.0008 | 33.2134 | 71.8632
DSM Existing | 0.17077 | 0 | 0 | 0 | 0 | 0 | 0 | 0 | 0 | 0 | 0 | 0 | 0 | 0 | 0 | 0 | 0 | 0 | 0 | 0
DSM Potential | 1.4491 | 10.1896 | 20.1706 | 30.3306 | 41.0472 | 43.966 | 47.2557 | 50.0139 | 52.4366 | 54.8687 | 57.388 | 59.6739 | 60.0387 | 59.7605 | 58.2513 | 57.7691 | 56.8297 | 56.2733 | 55.3903 | 52.4781
Gas | 21.5484 | 10.9709 | 12.0419 | 8.0324 | 8.0104 | 9.0164 | 10.0003 | 5.512 | 4.738 | 3.2317 | 7.1889 | 0.93389 | 0 | 0 | 0 | 0.71209 | 1.9053 | 1.3386 | 27.6698 | 1.8318
Hydro PPA | 0 | 0 | 0 | 0 | 0 | 0 | 0 | 0 | 0 | 0 | 0 | 0 | 0 | 0 | 0 | 0 | 0 | 0 | 0 | 0
LandfillGas | 0 | 0 | 0 | 0 | 0 | 0 | 0 | 0 | 0 | 0 | 0 | 0 | 0 | 0 | 0 | 0 | 0 | 0 | 0 | 0
Nuclear | 494.7993 | 497.7042 | 564.1717 | 499.6339 | 499.893 | 564.6666 | 492.0357 | 498.7166 | 565.283 | 491.0039 | 498.8149 | 565.3201 | 491.2326 | 498.893 | 565.3982 | 491.0681 | 499.075 | 565.4372 | 491.0681 | 565.4372
Oil | 0 | 0 | 0 | 0 | 0 | 0 | 0 | 0 | 0 | 0 | 0 | 0 | 0 | 0 | 0 | 0 | 0 | 0 | 0 | 0
Solar | 1.6872 | 1.6882 | 1.6882 | 1.6882 | 1.6872 | 1.6882 | 1.6882 | 1.6884 | 1.6874 | 1.6884 | 1.6884 | 1.6884 | 1.6874 | 1.6884 | 1.6884 | 1.6884 | 1.6874 | 1.6884 | 1.6884 | 1.6884
Trans Upgrades | 0 | 0 | 0 | 0 | 0 | 0 | 0 | 0 | 0 | 0 | 0 | 0 | 0 | 0 | 0 | 0 | 0 | 0 | 0 | 0
Wind | 18.1035 | 18.756 | 18.756 | 21.4043 | 21.3707 | 21.6282 | 23.0686 | 24.1693 | 23.7774 | 24.2386 | 24.4109 | 23.8933 | 24.2355 | 24.4109 | 24.166 | 24.2769 | 24.7517 | 24.4427 | 24.4427 | 24.4427
Wind PPA | 520.029 | 520.1292 | 520.1292 | 520.1292 | 520.029 | 520.1292 | 520.1292 | 520.1292 | 477.1136 | 425.0644 | 425.0644 | 425.0644 | 271.274 | 203.1588 | 137.6745 | 125.4712 | 98.0129 | 54.1022 | 54.1022 | 54.1022
Capacity Only | 0 | 0 | 0 | 0 | 0 | 0 | 0 | 0 | 0 | 0 | 0 | 0 | 0 | 0 | 0 | 0 | 0 | 0 | 0 | 0
Load | 1837.1463 | 1945.5957 | 2054.8942 | 2226.1248 | 2270.06 | 2284.2265 | 2292.5498 | 2300.3768 | 2305.8622 | 2319.1159 | 2330.712 | 2342.453 | 2351.0291 | 2365.1296 | 2375.4426 | 2385.2548 | 2392.1654 | 2404.7865 | 2413.4799 | 2423.0235
Difference | 48.6248 | -45.5104 | 12.345 | -135.7949 | -129.1666 | -34.1247 | -69.7001 | -55.8591 | -43.9852 | -147.7518 | -115.9923 | -93.3488 | -292.9874 | -299.498 | -297.5438 | -287.0443 | -299.9292 | -299.0382 | -300 | -293.3641

## SampleOutput
Lookup | Lookup2 | Lookup3 | max | Retire Year | Parent Name | Collection | Child Name | Category | Property | Band | Units | 2024 | 2025 | 2026 | 2027 | 2028 | 2029 | 2030 | 2031 | 2032 | 2033 | 2034 | 2035 | 2036 | 2037 | 2038 | 2039 | 2040 | 2041 | 2042 | 2043
J WCK_Units | Nuclear_Units | J Nuclear_Units | 1 | 0 | System | Generator | J WCK | Nuclear | Units | 1 | - | bar: 2024 to 2043
J WCK_Generation | Nuclear_Generation | J Nuclear_Generation | 4965.4458 | 0 | System | Generator | J WCK | Nuclear | Generation | 1 | GWh | 4346.3169 | 4359.8892 | 4942.144 | 4376.793 | 4391.0601 | 4946.4795 | 4310.2324 | 4368.7578 | 4965.4458 | 4301.1938 | 4369.6182 | 4952.2041 | 4314.9868 | 4370.3022 | 4952.8882 | 4301.7563 | 4383.8745 | 4953.23 | 4301.7563 | 4953.23
J WCK_Capacity Factor | Nuclear_Capacity Factor | J Nuclear_Capacity Factor | 99.4263 | 0 | System | Generator | J WCK | Nuclear | Capacity Factor | 1 | % | 87.0053 | 87.5161 | 99.2038 | 87.8554 | 87.901 | 99.2908 | 86.5194 | 87.6942 | 99.3991 | 86.3379 | 87.7114 | 99.4057 | 86.3782 | 87.7252 | 99.4194 | 86.3492 | 87.7572 | 99.4263 | 86.3492 | 99.4263
J WCK_FO&M Cost | Nuclear_FO&M Cost | J Nuclear_FO&M Cost | 0 | 0 | System | Generator | J WCK | Nuclear | FO&M Cost | 1 | 0 | 0 | 0 | 0 | 0 | 0 | 0 | 0 | 0 | 0 | 0 | 0 | 0 | 0 | 0 | 0 | 0 | 0 | 0 | 0 | 0
J WCK_Generation Cost | Nuclear_Generation Cost | J Nuclear_Generation Cost | 42736.6016 | 0 | System | Generator | J WCK | Nuclear | Generation Cost | 1 | 0 | 37556.6328 | 38046.4297 | 42736.6016 | 35647.6094 | 34629.1133 | 36440.793 | 32503.5625 | 33184.4336 | 37995.8359 | 33160.7148 | 33946.2422 | 38771.8828 | 34050.6406 | 34765.0273 | 39722.1992 | 34787.4883 | 35751.7383 | 40742.6328 | 35693.4219 | 41098.9648
J WCK_Fixed Costs | Nuclear_Fixed Costs | J Nuclear_Fixed Costs | 0 | 0 | System | Generator | J WCK | Nuclear | Fixed Costs | 1 | 0 | 0 | 0 | 0 | 0 | 0 | 0 | 0 | 0 | 0 | 0 | 0 | 0 | 0 | 0 | 0 | 0 | 0 | 0 | 0 | 0
J WCK_Pool Revenue | Nuclear_Pool Revenue | J Nuclear_Pool Revenue | 149531.8906 | 0 | System | Generator | J WCK | Nuclear | Pool Revenue | 1 | 0 | 70292.4688 | 74535.6406 | 84924.2422 | 80026.1953 | 83464.7266 | 93274 | 86551.5938 | 88981.6562 | 100854.1641 | 95229.3359 | 99422.6562 | 113921.5781 | 108638.25 | 111941.1562 | 127275.3281 | 121355.2031 | 124865.1719 | 140631.8594 | 134417.3438 | 149531.8906
J WCK_Max Capacity | Nuclear_Max Capacity | J Nuclear_Max Capacity | 568.7 | 0 | System | Generator | J WCK | Nuclear | Max Capacity | 1 | MW | 568.7 | 568.7 | 568.7 | 568.7 | 568.7 | 568.7 | 568.7 | 568.7 | 568.7 | 568.7 | 568.7 | 568.7 | 568.7 | 568.7 | 568.7 | 568.7 | 568.7 | 568.7 | 568.7 | 568.7
J WCK_Installed Capacity | Nuclear_Installed Capacity | J Nuclear_Installed Capacity | 568.7 | 0 | System | Generator | J WCK | Nuclear | Installed Capacity | 1 | MW | 568.7 | 568.7 | 568.7 | 568.7 | 568.7 | 568.7 | 568.7 | 568.7 | 568.7 | 568.7 | 568.7 | 568.7 | 568.7 | 568.7 | 568.7 | 568.7 | 568.7 | 568.7 | 568.7 | 568.7
J WCK_Firm Capacity | Nuclear_Firm Capacity | J Nuclear_Firm Capacity | 553.049 | 0 | System | Generator | J WCK | Nuclear | Firm Capacity | 1 | MW | 553.049 | 553.049 | 553.049 | 553.049 | 553.049 | 553.049 | 553.049 | 553.049 | 553.049 | 553.049 | 553.049 | 553.049 | 553.049 | 553.049 | 553.049 | 553.049 | 553.049 | 553.049 | 553.049 | 553.049
J WCK_Forced Outage Rate | Nuclear_Forced Outage Rate | J Nuclear_Forced Outage Rate | 0.56 | 0 | System | Generator | J WCK | Nuclear | Forced Outage Rate | 1 | % | 0.49115 | 0.49403 | 0.56 | 0.49556 | 0.49574 | 0.56 | 0.48789 | 0.49403 | 0.56 | 0.48636 | 0.49403 | 0.56 | 0.48656 | 0.49403 | 0.56 | 0.48636 | 0.49421 | 0.56 | 0.48636 | 0.56
J WCK_Outage Rate | Nuclear_Outage Rate | J Nuclear_Outage Rate | 13.637 | 0 | System | Generator | J WCK | Nuclear | Outage Rate | 1 | % | 12.7862 | 12.2748 | 0.56 | 12.0024 | 11.9711 | 0.56 | 13.3646 | 12.2748 | 0.56 | 13.637 | 12.2748 | 0.56 | 13.6013 | 12.2748 | 0.56 | 13.637 | 12.2428 | 0.56 | 13.637 | 0.56
J WCK_Units Built | Nuclear_Units Built | J Nuclear_Units Built | 0 | 0 | System | Generator | J WCK | Nuclear | Units Built | 1 | - | 0 | 0 | 0 | 0 | 0 | 0 | 0 | 0 | 0 | 0 | 0 | 0 | 0 | 0 | 0 | 0 | 0 | 0 | 0 | 0
J WCK_Units Retired | Nuclear_Units Retired | J Nuclear_Units Retired | 0 | 0 | System | Generator | J WCK | Nuclear | Units Retired | 1 | - | 0 | 0 | 0 | 0 | 0 | 0 | 0 | 0 | 0 | 0 | 0 | 0 | 0 | 0 | 0 | 0 | 0 | 0 | 0 | 0
J WCK_Capacity Built | Nuclear_Capacity Built | J Nuclear_Capacity Built | 0 | 0 | System | Generator | J WCK | Nuclear | Capacity Built | 1 | MW | 0 | 0 | 0 | 0 | 0 | 0 | 0 | 0 | 0 | 0 | 0 | 0 | 0 | 0 | 0 | 0 | 0 | 0 | 0 | 0
J IATAN1_Units | Coal_Units | J Coal_Units | 1 | 0 | System | Generator | J IATAN1 | Coal | Units | 1 | - | 1 | 1 | 1 | 1 | 1 | 1 | 1 | 1 | 1 | 1 | 1 | 1 | 1 | 1 | 1 | 1 | 0 | 0 | 0 | 0
J IATAN1_Generation | Coal_Generation | J Coal_Generation | 1499.5171 | 0 | System | Generator | J IATAN1 | Coal | Generation | 1 | GWh | 1312.7814 | 1370.9114 | 1499.5171 | 1307.6804 | 1267.6101 | 1220.9193 | 1059.025 | 720.101 | 801.3511 | 682.8842 | 764.2477 | 588.9807 | 225.5599 | 150.3768 | 21.5649 | 60.392 | 0 | 0 | 0 | 0
J IATAN1_Capacity Factor | Coal_Capacity Factor | J Coal_Capacity Factor | 34.2973 | 0 | System | Generator | J IATAN1 | Coal | Capacity Factor | 1 | % | 29.9442 | 31.3558 | 34.2973 | 29.9096 | 28.9138 | 27.9251 | 24.2223 | 16.4703 | 18.2786 | 15.6191 | 17.48 | 13.4713 | 5.145 | 3.4395 | 0.49324 | 1.3813 | 0 | 0 | 0 | 0
J IATAN1_FO&M Cost | Coal_FO&M Cost | J Coal_FO&M Cost | 56149.9414 | 0 | System | Generator | J IATAN1 | Coal | FO&M Cost | 1 | 0 | 14082.8418 | 19554.875 | 17936.3965 | 18502.6191 | 24762.7773 | 25117.0605 | 27783.1426 | 34366.2812 | 34716.3438 | 37292.3359 | 43818.9375 | 43941.7461 | 46765.9531 | 53425.375 | 53422.4727 | 56149.9414 | 0 | 0 | 0 | 0
J IATAN1_Generation Cost | Coal_Generation Cost | J Coal_Generation Cost | 32123.4531 | 0 | System | Generator | J IATAN1 | Coal | Generation Cost | 1 | 0 | 26992.8145 | 28772.0391 | 32123.4531 | 28506.4023 | 28389.9141 | 28072.3789 | 24769.2324 | 17264.1562 | 19493.5898 | 17168.2852 | 19664.1133 | 15509.9424 | 6061.0508 | 4176.9839 | 609.549 | 1749.7051 | 0 | 0 | 0 | 0
J IATAN1_Fixed Costs | Coal_Fixed Costs | J Coal_Fixed Costs | 56149.9414 | 0 | System | Generator | J IATAN1 | Coal | Fixed Costs | 1 | 0 | 14082.8418 | 19554.875 | 17936.3965 | 18502.6191 | 24762.7773 | 25117.0605 | 27783.1426 | 34366.2812 | 34716.3438 | 37292.3359 | 43818.9375 | 43941.7461 | 46765.9531 | 53425.375 | 53422.4727 | 56149.9414 | 0 | 0 | 0 | 0
J IATAN1_Pool Revenue | Coal_Pool Revenue | J Coal_Pool Revenue | 41716.5703 | 0 | System | Generator | J IATAN1 | Coal | Pool Revenue | 1 | 0 | 35001.6328 | 37407.0977 | 41716.5703 | 34900.3398 | 35578.1562 | 35821.4336 | 32882.4609 | 21581.8535 | 24949.9102 | 23075.3457 | 25799.959 | 22340.5938 | 9687.3027 | 6098.9702 | 1110.4261 | 4168.5034 | 0 | 0 | 0 | 0
J IATAN1_Max Capacity | Coal_Max Capacity | J Coal_Max Capacity | 499.1 | 0 | System | Generator | J IATAN1 | Coal | Max Capacity | 1 | MW | 499.1 | 499.1 | 499.1 | 499.1 | 499.1 | 499.1 | 499.1 | 499.1 | 499.1 | 499.1 | 499.1 | 499.1 | 499.1 | 499.1 | 499.1 | 499.1 | 499.1 | 499.1 | 499.1 | 499.1
J IATAN1_Installed Capacity | Coal_Installed Capacity | J Coal_Installed Capacity | 499.1 | 0 | System | Generator | J IATAN1 | Coal | Installed Capacity | 1 | MW | 499.1 | 499.1 | 499.1 | 499.1 | 499.1 | 499.1 | 499.1 | 499.1 | 499.1 | 499.1 | 499.1 | 499.1 | 499.1 | 499.1 | 499.1 | 499.1 | 0 | 0 | 0 | 0
J IATAN1_Firm Capacity | Coal_Firm Capacity | J Coal_Firm Capacity | 491.75 | 0 | System | Generator | J IATAN1 | Coal | Firm Capacity | 1 | MW | 491.75 | 491.75 | 491.75 | 491.75 | 491.75 | 491.75 | 491.75 | 491.75 | 491.75 | 491.75 | 491.75 | 491.75 | 491.75 | 491.75 | 491.75 | 491.75 | 0 | 0 | 0 | 0
J IATAN1_Forced Outage Rate | Coal_Forced Outage Rate | J Coal_Forced Outage Rate | 13.991 | 0 | System | Generator | J IATAN1 | Coal | Forced Outage Rate | 1 | % | 13.991 | 13.991 | 13.991 | 13.991 | 13.991 | 13.991 | 13.991 | 13.991 | 13.991 | 13.991 | 13.991 | 13.991 | 13.991 | 13.991 | 13.991 | 13.991 | 0 | 0 | 0 | 0
J IATAN1_Outage Rate | Coal_Outage Rate | J Coal_Outage Rate | 21.8622 | 0 | System | Generator | J IATAN1 | Coal | Outage Rate | 1 | % | 21.8407 | 21.8622 | 21.8622 | 21.8622 | 21.8407 | 21.8622 | 21.8622 | 21.8622 | 21.8407 | 21.8622 | 21.8622 | 21.8622 | 21.8407 | 21.8622 | 21.8622 | 21.8622 | 0 | 0 | 0 | 0
J IATAN1_Units Built | Coal_Units Built | J Coal_Units Built | 0 | 0 | System | Generator | J IATAN1 | Coal | Units Built | 1 | - | 0 | 0 | 0 | 0 | 0 | 0 | 0 | 0 | 0 | 0 | 0 | 0 | 0 | 0 | 0 | 0 | 0 | 0 | 0 | 0
J IATAN1_Units Retired | Coal_Units Retired | J Coal_Units Retired | 1 | 2039 | System | Generator | J IATAN1 | Coal | Units Retired | 1 | - | 0 | 0 | 0 | 0 | 0 | 0 | 0 | 0 | 0 | 0 | 0 | 0 | 0 | 0 | 0 | 0 | 1 | 0 | 0 | 0
J IATAN1_Capacity Built | Coal_Capacity Built | J Coal_Capacity Built | 0 | 0 | System | Generator | J IATAN1 | Coal | Capacity Built | 1 | MW | 0 | 0 | 0 | 0 | 0 | 0 | 0 | 0 | 0 | 0 | 0 | 0 | 0 | 0 | 0 | 0 | 0 | 0 | 0 | 0
J IATAN2_Units | Coal_Units | J Coal_Units | 1 | 0 | System | Generator | J IATAN2 | Coal | Units | 1 | - | bar: 2024 to 2043
J IATAN2_Generation | Coal_Generation | J Coal_Generation | 1709.1229 | 0 | System | Generator | J IATAN2 | Coal | Generation | 1 | GWh | 1565.4325 | 1610.2225 | 1608.2761 | 1582.5116 | 1561.4526 | 1556.1879 | 1577.6102 | 1633.9506 | 1709.1229 | 1690.1946 | 1588.4349 | 1428.0928 | 1231.0837 | 1091.4282 | 897.9669 | 428.7733 | 342.9756 | 142.3165 | 216.4735 | 164.8363
J IATAN2_Capacity Factor | Coal_Capacity Factor | J Coal_Capacity Factor | 39.5159 | 0 | System | Generator | J IATAN2 | Coal | Capacity Factor | 1 | % | 36.1937 | 37.3313 | 37.2861 | 36.6888 | 36.1017 | 36.0785 | 36.5752 | 37.8814 | 39.5159 | 39.1853 | 36.8261 | 33.1088 | 28.4634 | 25.3036 | 20.8184 | 9.9406 | 7.9298 | 3.2995 | 5.0187 | 3.8215
J IATAN2_FO&M Cost | Coal_FO&M Cost | J Coal_FO&M Cost | 434812.9062 | 0 | System | Generator | J IATAN2 | Coal | FO&M Cost | 1 | 0 | 9627.583 | 10758.3242 | 12541.2021 | 16424.5312 | 15011.6182 | 17482.4473 | 22771.2051 | 23462.3594 | 26059.9941 | 31470.6289 | 32040.9844 | 34633.2812 | 40426.625 | 40782.125 | 43341.8711 | 49236.8867 | 53147.3398 | 52212.0898 | 55206.4648 | 434812.9062
J IATAN2_Generation Cost | Coal_Generation Cost | J Coal_Generation Cost | 38549.2539 | 0 | System | Generator | J IATAN2 | Coal | Generation Cost | 1 | 0 | 29139.4766 | 30564.1016 | 31124.7383 | 31178.998 | 31629.6621 | 32383.5215 | 33402.4336 | 35455.4453 | 37687.1172 | 38549.2539 | 36954.793 | 34084.2539 | 30119.8164 | 27400.502 | 23074.5508 | 11252.7676 | 9338.4111 | 3950.249 | 12632.1943 | 4820.9805
J IATAN2_Fixed Costs | Coal_Fixed Costs | J Coal_Fixed Costs | 434812.9062 | 0 | System | Generator | J IATAN2 | Coal | Fixed Costs | 1 | 0 | 9627.583 | 10758.3242 | 12541.2021 | 16424.5312 | 15011.6182 | 17482.4473 | 22771.2051 | 23462.3594 | 26059.9941 | 31470.6289 | 32040.9844 | 34633.2812 | 40426.625 | 40782.125 | 43341.8711 | 49236.8867 | 53147.3398 | 52212.0898 | 55206.4648 | 434812.9062
J IATAN2_Pool Revenue | Coal_Pool Revenue | J Coal_Pool Revenue | 47698.3945 | 0 | System | Generator | J IATAN2 | Coal | Pool Revenue | 1 | 0 | 40002.4219 | 42288.9453 | 43946.793 | 40706.875 | 42126.3867 | 43609.0664 | 45824.207 | 43211.8945 | 47115.9297 | 47698.3945 | 47612.6992 | 46163.4805 | 38683.1211 | 34598.4922 | 28542.2715 | 16180.4668 | 16206.9043 | 9019.4248 | 12666.8926 | 10540.8242
J IATAN2_Max Capacity | Coal_Max Capacity | J Coal_Max Capacity | 492.39 | 0 | System | Generator | J IATAN2 | Coal | Max Capacity | 1 | MW | 492.39 | 492.39 | 492.39 | 492.39 | 492.39 | 492.39 | 492.39 | 492.39 | 492.39 | 492.39 | 492.39 | 492.39 | 492.39 | 492.39 | 492.39 | 492.39 | 492.39 | 492.39 | 492.39 | 492.39
J IATAN2_Installed Capacity | Coal_Installed Capacity | J Coal_Installed Capacity | 492.39 | 0 | System | Generator | J IATAN2 | Coal | Installed Capacity | 1 | MW | 492.39 | 492.39 | 492.39 | 492.39 | 492.39 | 492.39 | 492.39 | 492.39 | 492.39 | 492.39 | 492.39 | 492.39 | 492.39 | 492.39 | 492.39 | 492.39 | 492.39 | 492.39 | 492.39 | 492.39
J IATAN2_Firm Capacity | Coal_Firm Capacity | J Coal_Firm Capacity | 490.8034 | 0 | System | Generator | J IATAN2 | Coal | Firm Capacity | 1 | MW | 490.8034 | 490.8034 | 490.8034 | 490.8034 | 490.8034 | 490.8034 | 490.8034 | 490.8034 | 490.8034 | 490.8034 | 490.8034 | 490.8034 | 490.8034 | 490.8034 | 490.8034 | 490.8034 | 490.8034 | 490.8034 | 490.8034 | 490.8034
J IATAN2_Forced Outage Rate | Coal_Forced Outage Rate | J Coal_Forced Outage Rate | 10.8982 | 0 | System | Generator | J IATAN2 | Coal | Forced Outage Rate | 1 | % | 10.8982 | 10.8982 | 10.8982 | 10.8982 | 10.8982 | 10.8982 | 10.8982 | 10.8982 | 10.8982 | 10.8982 | 10.8982 | 10.8982 | 10.8982 | 10.8982 | 10.8982 | 10.8982 | 10.8982 | 10.8982 | 10.8982 | 10.8982
J IATAN2_Outage Rate | Coal_Outage Rate | J Coal_Outage Rate | 21.7106 | 0 | System | Generator | J IATAN2 | Coal | Outage Rate | 1 | % | 21.681 | 21.7106 | 21.7106 | 21.7106 | 21.681 | 21.7106 | 21.7106 | 21.7106 | 21.681 | 21.7106 | 21.7106 | 21.7106 | 21.681 | 21.7106 | 21.7106 | 21.7106 | 21.681 | 21.7106 | 21.7106 | 21.7106
J IATAN2_Units Built | Coal_Units Built | J Coal_Units Built | 0 | 0 | System | Generator | J IATAN2 | Coal | Units Built | 1 | - | 0 | 0 | 0 | 0 | 0 | 0 | 0 | 0 | 0 | 0 | 0 | 0 | 0 | 0 | 0 | 0 | 0 | 0 | 0 | 0
J IATAN2_Units Retired | Coal_Units Retired | J Coal_Units Retired | 0 | 0 | System | Generator | J IATAN2 | Coal | Units Retired | 1 | - | 0 | 0 | 0 | 0 | 0 | 0 | 0 | 0 | 0 | 0 | 0 | 0 | 0 | 0 | 0 | 0 | 0 | 0 | 0 | 0
J IATAN2_Capacity Built | Coal_Capacity Built | J Coal_Capacity Built | 0 | 0 | System | Generator | J IATAN2 | Coal | Capacity Built | 1 | MW | 0 | 0 | 0 | 0 | 0 | 0 | 0 | 0 | 0 | 0 | 0 | 0 | 0 | 0 | 0 | 0 | 0 | 0 | 0 | 0
J LAC1_Units | Coal_Units | J Coal_Units | 1 | 0 | System | Generator | J LAC1 | Coal | Units | 1 | - | 1 | 1 | 1 | 1 | 1 | 1 | 1 | 1 | 1 | 0 | 0 | 0 | 0 | 0 | 0 | 0 | 0 | 0 | 0 | 0
J LAC1_Generation | Coal_Generation | J Coal_Generation | 1235.9904 | 0 | System | Generator | J LAC1 | Coal | Generation | 1 | GWh | 1214.3312 | 1226.2633 | 1211.3528 | 1235.9904 | 1145.0009 | 1007.1627 | 799.7488 | 465.0457 | 378.3827 | 0 | 0 | 0 | 0 | 0 | 0 | 0 | 0 | 0 | 0 | 0
J LAC1_Capacity Factor | Coal_Capacity Factor | J Coal_Capacity Factor | 37.6253 | 0 | System | Generator | J LAC1 | Coal | Capacity Factor | 1 | % | 36.8649 | 37.3292 | 36.8753 | 37.6253 | 34.7602 | 30.6594 | 24.3455 | 14.1566 | 11.487 | 0 | 0 | 0 | 0 | 0 | 0 | 0 | 0 | 0 | 0 | 0
J LAC1_FO&M Cost | Coal_FO&M Cost | J Coal_FO&M Cost | 26653.8027 | 0 | System | Generator | J LAC1 | Coal | FO&M Cost | 1 | 0 | 12849.9658 | 12481.4033 | 13900.1465 | 17438.8926 | 16451.6133 | 19411.1504 | 23959.0312 | 23971.4434 | 26653.8027 | 0 | 0 | 0 | 0 | 0 | 0 | 0 | 0 | 0 | 0 | 0
J LAC1_Generation Cost | Coal_Generation Cost | J Coal_Generation Cost | 24440.7812 | 0 | System | Generator | J LAC1 | Coal | Generation Cost | 1 | 0 | 22377.7012 | 22800.5703 | 22782.3496 | 24440.7812 | 22987.1992 | 20660.6152 | 16676.9824 | 9897.374 | 8166.2969 | 0 | 0 | 0 | 0 | 0 | 0 | 0 | 0 | 0 | 0 | 0
J LAC1_Fixed Costs | Coal_Fixed Costs | J Coal_Fixed Costs | 26653.8027 | 0 | System | Generator | J LAC1 | Coal | Fixed Costs | 1 | 0 | 12849.9658 | 12481.4033 | 13900.1465 | 17438.8926 | 16451.6133 | 19411.1504 | 23959.0312 | 23971.4434 | 26653.8027 | 0 | 0 | 0 | 0 | 0 | 0 | 0 | 0 | 0 | 0 | 0
J LAC1_Pool Revenue | Coal_Pool Revenue | J Coal_Pool Revenue | 31651.3945 | 0 | System | Generator | J LAC1 | Coal | Pool Revenue | 1 | 0 | 29900.0215 | 30979.4453 | 31651.3945 | 30780.043 | 29184.0859 | 26465.8184 | 21666.8672 | 12092.9404 | 10321.5312 | 0 | 0 | 0 | 0 | 0 | 0 | 0 | 0 | 0 | 0 | 0
J LAC1_Max Capacity | Coal_Max Capacity | J Coal_Max Capacity | 375 | 0 | System | Generator | J LAC1 | Coal | Max Capacity | 1 | MW | 375 | 375 | 375 | 375 | 375 | 375 | 375 | 375 | 375 | 375 | 375 | 375 | 375 | 375 | 375 | 375 | 375 | 375 | 375 | 375
J LAC1_Installed Capacity | Coal_Installed Capacity | J Coal_Installed Capacity | 375 | 0 | System | Generator | J LAC1 | Coal | Installed Capacity | 1 | MW | 375 | 375 | 375 | 375 | 375 | 375 | 375 | 375 | 375 | 0 | 0 | 0 | 0 | 0 | 0 | 0 | 0 | 0 | 0 | 0
J LAC1_Firm Capacity | Coal_Firm Capacity | J Coal_Firm Capacity | 396.5 | 0 | System | Generator | J LAC1 | Coal | Firm Capacity | 1 | MW | 379 | 396.5 | 395 | 395 | 394 | 394 | 394 | 394 | 394 | 0 | 0 | 0 | 0 | 0 | 0 | 0 | 0 | 0 | 0 | 0
J LAC1_Forced Outage Rate | Coal_Forced Outage Rate | J Coal_Forced Outage Rate | 24.1932 | 0 | System | Generator | J LAC1 | Coal | Forced Outage Rate | 1 | % | 24.1932 | 24.1932 | 24.1932 | 24.1932 | 24.1932 | 24.1932 | 24.1932 | 24.1932 | 24.1932 | 0 | 0 | 0 | 0 | 0 | 0 | 0 | 0 | 0 | 0 | 0
J LAC1_Outage Rate | Coal_Outage Rate | J Coal_Outage Rate | 28.5833 | 0 | System | Generator | J LAC1 | Coal | Outage Rate | 1 | % | 28.5713 | 28.5833 | 28.5833 | 28.5833 | 28.5713 | 28.5833 | 28.5833 | 28.5833 | 28.5713 | 0 | 0 | 0 | 0 | 0 | 0 | 0 | 0 | 0 | 0 | 0
J LAC1_Units Built | Coal_Units Built | J Coal_Units Built | 0 | 0 | System | Generator | J LAC1 | Coal | Units Built | 1 | - | 0 | 0 | 0 | 0 | 0 | 0 | 0 | 0 | 0 | 0 | 0 | 0 | 0 | 0 | 0 | 0 | 0 | 0 | 0 | 0
J LAC1_Units Retired | Coal_Units Retired | J Coal_Units Retired | 1 | 2032 | System | Generator | J LAC1 | Coal | Units Retired | 1 | - | 0 | 0 | 0 | 0 | 0 | 0 | 0 | 0 | 0 | 1 | 0 | 0 | 0 | 0 | 0 | 0 | 0 | 0 | 0 | 0
J LAC1_Capacity Built | Coal_Capacity Built | J Coal_Capacity Built | 0 | 0 | System | Generator | J LAC1 | Coal | Capacity Built | 1 | MW | 0 | 0 | 0 | 0 | 0 | 0 | 0 | 0 | 0 | 0 | 0 | 0 | 0 | 0 | 0 | 0 | 0 | 0 | 0 | 0
J LAC2_Units | Coal_Units | J Coal_Units | 1 | 0 | System | Generator | J LAC2 | Coal | Units | 1 | - | 1 | 1 | 1 | 1 | 1 | 1 | 1 | 1 | 1 | 1 | 1 | 1 | 1 | 1 | 1 | 1 | 0 | 0 | 0 | 0
J LAC2_Generation | Coal_Generation | J Coal_Generation | 1201.1503 | 0 | System | Generator | J LAC2 | Coal | Generation | 1 | GWh | 1167.1125 | 1178.3199 | 1164.7142 | 1201.1503 | 1124.4448 | 1004.4753 | 880.358 | 722.2232 | 614.5929 | 577.4514 | 572.9172 | 553.1076 | 66.2245 | 3.8787 | 16.7242 | 27.8647 | 0 | 0 | 0 | 0
J LAC2_Capacity Factor | Coal_Capacity Factor | J Coal_Capacity Factor | 41.2384 | 0 | System | Generator | J LAC2 | Coal | Capacity Factor | 1 | % | 39.9603 | 40.4546 | 39.9874 | 41.2384 | 38.4994 | 34.4861 | 30.2248 | 24.7957 | 21.0428 | 19.8253 | 19.6696 | 18.9895 | 2.2674 | 0.13317 | 0.57418 | 0.95666 | 0 | 0 | 0 | 0
J LAC2_FO&M Cost | Coal_FO&M Cost | J Coal_FO&M Cost | 40309.7422 | 0 | System | Generator | J LAC2 | Coal | FO&M Cost | 1 | 0 | 8378.9355 | 10115.8213 | 13505.8467 | 12660.5684 | 14839.0518 | 19058.9883 | 18992.5625 | 21611.0293 | 27173.5039 | 26872.8926 | 29003.375 | 33648.2266 | 33392.7227 | 35798.8203 | 40309.7422 | 39855.0586 | 0 | 0 | 0 | 0
J LAC2_Generation Cost | Coal_Generation Cost | J Coal_Generation Cost | 23636.9492 | 0 | System | Generator | J LAC2 | Coal | Generation Cost | 1 | 0 | 21398.4766 | 21797.8203 | 21794.5195 | 23636.9492 | 22471.0332 | 20508.2148 | 18260.7637 | 15290.834 | 13194.417 | 12786.123 | 12974.1279 | 12802.918 | 1581.2524 | 96.1746 | 416.1504 | 708.3051 | 0 | 0 | 0 | 0
J LAC2_Fixed Costs | Coal_Fixed Costs | J Coal_Fixed Costs | 40309.7422 | 0 | System | Generator | J LAC2 | Coal | Fixed Costs | 1 | 0 | 8378.9355 | 10115.8213 | 13505.8467 | 12660.5684 | 14839.0518 | 19058.9883 | 18992.5625 | 21611.0293 | 27173.5039 | 26872.8926 | 29003.375 | 33648.2266 | 33392.7227 | 35798.8203 | 40309.7422 | 39855.0586 | 0 | 0 | 0 | 0
J LAC2_Pool Revenue | Coal_Pool Revenue | J Coal_Pool Revenue | 30481.377 | 0 | System | Generator | J LAC2 | Coal | Pool Revenue | 1 | 0 | 28802.3633 | 29826.9629 | 30481.377 | 29910.1016 | 28612.748 | 26289.0801 | 23770.8262 | 18121.3262 | 16169.1865 | 15903.4482 | 16827.9805 | 17661.7227 | 2011.3855 | 105.773 | 469.746 | 1824.5723 | 0 | 0 | 0 | 0
J LAC2_Max Capacity | Coal_Max Capacity | J Coal_Max Capacity | 332.5 | 0 | System | Generator | J LAC2 | Coal | Max Capacity | 1 | MW | 332.5 | 332.5 | 332.5 | 332.5 | 332.5 | 332.5 | 332.5 | 332.5 | 332.5 | 332.5 | 332.5 | 332.5 | 332.5 | 332.5 | 332.5 | 332.5 | 332.5 | 332.5 | 332.5 | 332.5
J LAC2_Installed Capacity | Coal_Installed Capacity | J Coal_Installed Capacity | 332.5 | 0 | System | Generator | J LAC2 | Coal | Installed Capacity | 1 | MW | 332.5 | 332.5 | 332.5 | 332.5 | 332.5 | 332.5 | 332.5 | 332.5 | 332.5 | 332.5 | 332.5 | 332.5 | 332.5 | 332.5 | 332.5 | 332.5 | 0 | 0 | 0 | 0
J LAC2_Firm Capacity | Coal_Firm Capacity | J Coal_Firm Capacity | 334 | 0 | System | Generator | J LAC2 | Coal | Firm Capacity | 1 | MW | 334 | 334 | 334 | 334 | 334 | 334 | 334 | 334 | 334 | 334 | 334 | 334 | 334 | 334 | 334 | 334 | 0 | 0 | 0 | 0
J LAC2_Forced Outage Rate | Coal_Forced Outage Rate | J Coal_Forced Outage Rate | 15.124 | 0 | System | Generator | J LAC2 | Coal | Forced Outage Rate | 1 | % | 15.124 | 15.124 | 15.124 | 15.124 | 15.124 | 15.124 | 15.124 | 15.124 | 15.124 | 15.124 | 15.124 | 15.124 | 15.124 | 15.124 | 15.124 | 15.124 | 0 | 0 | 0 | 0
J LAC2_Outage Rate | Coal_Outage Rate | J Coal_Outage Rate | 22.7998 | 0 | System | Generator | J LAC2 | Coal | Outage Rate | 1 | % | 22.7788 | 22.7998 | 22.7998 | 22.7998 | 22.7788 | 22.7998 | 22.7998 | 22.7998 | 22.7788 | 22.7998 | 22.7998 | 22.7998 | 22.7788 | 22.7998 | 22.7998 | 22.7998 | 0 | 0 | 0 | 0
J LAC2_Units Built | Coal_Units Built | J Coal_Units Built | 0 | 0 | System | Generator | J LAC2 | Coal | Units Built | 1 | - | 0 | 0 | 0 | 0 | 0 | 0 | 0 | 0 | 0 | 0 | 0 | 0 | 0 | 0 | 0 | 0 | 0 | 0 | 0 | 0
J LAC2_Units Retired | Coal_Units Retired | J Coal_Units Retired | 1 | 2039 | System | Generator | J LAC2 | Coal | Units Retired | 1 | - | 0 | 0 | 0 | 0 | 0 | 0 | 0 | 0 | 0 | 0 | 0 | 0 | 0 | 0 | 0 | 0 | 1 | 0 | 0 | 0
J LAC2_Capacity Built | Coal_Capacity Built | J Coal_Capacity Built | 0 | 0 | System | Generator | J LAC2 | Coal | Capacity Built | 1 | MW | 0 | 0 | 0 | 0 | 0 | 0 | 0 | 0 | 0 | 0 | 0 | 0 | 0 | 0 | 0 | 0 | 0 | 0 | 0 | 0
K HAWTHORN5_Units | Coal_Units | K Coal_Units | 1 | 0 | System | Generator | K HAWTHORN5 | Coal | Units | 1 | - | bar: 2024 to 2043
K HAWTHORN5_Generation | Coal_Generation | K Coal_Generation | 2836.1707 | 0 | System | Generator | K HAWTHORN5 | Coal | Generation | 1 | GWh | 2013.3521 | 1978.3517 | 2026.2296 | 2203.9529 | 2135.1675 | 2147.6501 | 2328.3333 | 2607.0659 | 2616.2368 | 2836.1707 | 2484.438 | 2445.9351 | 2751.8208 | 2144.5596 | 1792.4567 | 1046.1354 | 565.6468 | 619.8105 | 74.4757 | 464.6851
K HAWTHORN5_Capacity Factor | Coal_Capacity Factor | K Coal_Capacity Factor | 58.3358 | 0 | System | Generator | K HAWTHORN5 | Coal | Capacity Factor | 1 | % | 41.2985 | 40.6918 | 41.6765 | 45.332 | 43.7972 | 44.174 | 47.8904 | 53.6235 | 53.6651 | 58.3358 | 51.1012 | 50.3092 | 56.4462 | 44.1104 | 36.8682 | 21.5175 | 11.6027 | 12.7486 | 1.5319 | 9.5579
K HAWTHORN5_FO&M Cost | Coal_FO&M Cost | K Coal_FO&M Cost | 259034.5156 | 0 | System | Generator | K HAWTHORN5 | Coal | FO&M Cost | 1 | 0 | 13611.1357 | 13798.3418 | 19373.959 | 16915.9727 | 18328.4688 | 25928.957 | 23662.6133 | 24676.0781 | 31496.207 | 28888.5918 | 29885.8848 | 37246.2578 | 34596.7383 | 35579.9414 | 42650.2539 | 39675.8398 | 40779.4531 | 47944.8867 | 44743.8281 | 259034.5156
K HAWTHORN5_Generation Cost | Coal_Generation Cost | K Coal_Generation Cost | 62333.5234 | 0 | System | Generator | K HAWTHORN5 | Coal | Generation Cost | 1 | 0 | 34894.7578 | 35101.75 | 36367.0664 | 41535.2969 | 41328.2031 | 42236.6211 | 46541.5547 | 53097.0664 | 53797.9414 | 60181.2031 | 53616.1445 | 53989.5547 | 62333.5234 | 49750.1797 | 42578.0898 | 25163.1426 | 13977.3564 | 15722.7656 | 3106.95 | 12357.2891
K HAWTHORN5_Fixed Costs | Coal_Fixed Costs | K Coal_Fixed Costs | 259034.5156 | 0 | System | Generator | K HAWTHORN5 | Coal | Fixed Costs | 1 | 0 | 13611.1357 | 13798.3418 | 19373.959 | 16915.9727 | 18328.4688 | 25928.957 | 23662.6133 | 24676.0781 | 31496.207 | 28888.5918 | 29885.8848 | 37246.2578 | 34596.7383 | 35579.9414 | 42650.2539 | 39675.8398 | 40779.4531 | 47944.8867 | 44743.8281 | 259034.5156
K HAWTHORN5_Pool Revenue | Coal_Pool Revenue | K Coal_Pool Revenue | 82322.7266 | 0 | System | Generator | K HAWTHORN5 | Coal | Pool Revenue | 1 | 0 | 51971.2734 | 53654.4922 | 56997.0586 | 58606.1719 | 59233.9609 | 61361.793 | 66139.5703 | 67932.9922 | 70619.2266 | 76610.9219 | 73061.0703 | 75386.9375 | 82322.7266 | 70890.6797 | 62990.0703 | 43989.6562 | 27313.1465 | 30116.2988 | 3539.7285 | 24651.6621
K HAWTHORN5_Max Capacity | Coal_Max Capacity | K Coal_Max Capacity | 555 | 0 | System | Generator | K HAWTHORN5 | Coal | Max Capacity | 1 | MW | 555 | 555 | 555 | 555 | 555 | 555 | 555 | 555 | 555 | 555 | 555 | 555 | 555 | 555 | 555 | 555 | 555 | 555 | 555 | 555
K HAWTHORN5_Installed Capacity | Coal_Installed Capacity | K Coal_Installed Capacity | 555 | 0 | System | Generator | K HAWTHORN5 | Coal | Installed Capacity | 1 | MW | 555 | 555 | 555 | 555 | 555 | 555 | 555 | 555 | 555 | 555 | 555 | 555 | 555 | 555 | 555 | 555 | 555 | 555 | 555 | 555
K HAWTHORN5_Firm Capacity | Coal_Firm Capacity | K Coal_Firm Capacity | 561.6 | 0 | System | Generator | K HAWTHORN5 | Coal | Firm Capacity | 1 | MW | 561.6 | 561.6 | 561.6 | 561.6 | 561.6 | 561.6 | 561.6 | 561.6 | 561.6 | 561.6 | 561.6 | 561.6 | 561.6 | 561.6 | 561.6 | 561.6 | 561.6 | 561.6 | 561.6 | 561.6
K HAWTHORN5_Forced Outage Rate | Coal_Forced Outage Rate | K Coal_Forced Outage Rate | 14.7788 | 0 | System | Generator | K HAWTHORN5 | Coal | Forced Outage Rate | 1 | % | 14.7788 | 14.7788 | 14.7788 | 14.7788 | 14.7788 | 14.7788 | 14.7788 | 14.7788 | 14.7788 | 14.7788 | 14.7788 | 14.7788 | 14.7788 | 14.7788 | 14.7788 | 14.7788 | 14.7788 | 14.7788 | 14.7788 | 14.7788
K HAWTHORN5_Outage Rate | Coal_Outage Rate | K Coal_Outage Rate | 29.1867 | 0 | System | Generator | K HAWTHORN5 | Coal | Outage Rate | 1 | % | 29.1474 | 29.1867 | 29.1867 | 29.1867 | 29.1474 | 29.1867 | 29.1867 | 29.1867 | 29.1474 | 29.1867 | 29.1867 | 29.1867 | 29.1474 | 29.1867 | 29.1867 | 29.1867 | 29.1474 | 29.1867 | 29.1867 | 29.1867
K HAWTHORN5_Units Built | Coal_Units Built | K Coal_Units Built | 0 | 0 | System | Generator | K HAWTHORN5 | Coal | Units Built | 1 | - | 0 | 0 | 0 | 0 | 0 | 0 | 0 | 0 | 0 | 0 | 0 | 0 | 0 | 0 | 0 | 0 | 0 | 0 | 0 | 0
K HAWTHORN5_Units Retired | Coal_Units Retired | K Coal_Units Retired | 0 | 0 | System | Generator | K HAWTHORN5 | Coal | Units Retired | 1 | - | 0 | 0 | 0 | 0 | 0 | 0 | 0 | 0 | 0 | 0 | 0 | 0 | 0 | 0 | 0 | 0 | 0 | 0 | 0 | 0
K HAWTHORN5_Capacity Built | Coal_Capacity Built | K Coal_Capacity Built | 0 | 0 | System | Generator | K HAWTHORN5 | Coal | Capacity Built | 1 | MW | 0 | 0 | 0 | 0 | 0 | 0 | 0 | 0 | 0 | 0 | 0 | 0 | 0 | 0 | 0 | 0 | 0 | 0 | 0 | 0
K HAWTHORN69_Units | Gas_Units | K Gas_Units | 1 | 0 | System | Generator | K HAWTHORN69 | Gas | Units | 1 | - | bar: 2024 to 2043
K HAWTHORN69_Generation | Gas_Generation | K Gas_Generation | 242.3874 | 0 | System | Generator | K HAWTHORN69 | Gas | Generation | 1 | GWh | 85.919 | 60.3379 | 60.3379 | 43.0985 | 43.0985 | 51.7182 | 60.3379 | 48.2847 | 41.6187 | 28.3095 | 60.3379 | 8.1809 | 0 | 0 | 0 | 6.2379 | 16.7364 | 11.7265 | 242.3874 | 16.0469
K HAWTHORN69_Capacity Factor | Gas_Capacity Factor | K Gas_Capacity Factor | 14.9566 | 0 | System | Generator | K HAWTHORN69 | Gas | Capacity Factor | 1 | % | 5.2872 | 3.7232 | 3.7232 | 2.6594 | 2.6522 | 3.1913 | 3.7232 | 2.9794 | 2.5611 | 1.7469 | 3.7232 | 0.50481 | 0 | 0 | 0 | 0.38491 | 1.0299 | 0.72359 | 14.9566 | 0.99018
K HAWTHORN69_FO&M Cost | Gas_FO&M Cost | K Gas_FO&M Cost | 0 | 0 | System | Generator | K HAWTHORN69 | Gas | FO&M Cost | 1 | 0 | 0 | 0 | 0 | 0 | 0 | 0 | 0 | 0 | 0 | 0 | 0 | 0 | 0 | 0 | 0 | 0 | 0 | 0 | 0 | 0
K HAWTHORN69_Generation Cost | Gas_Generation Cost | K Gas_Generation Cost | 15394.9424 | 0 | System | Generator | K HAWTHORN69 | Gas | Generation Cost | 1 | 0 | 2630.231 | 2106.1863 | 2175.0415 | 1544.3845 | 1587.3289 | 1911.6251 | 2264.2449 | 1860.1835 | 1666.5138 | 1186.9003 | 2617.4312 | 380.5286 | 0 | 0 | 0 | 327.1253 | 945.1777 | 694.0959 | 15394.9424 | 1010.6497
K HAWTHORN69_Fixed Costs | Gas_Fixed Costs | K Gas_Fixed Costs | 0 | 0 | System | Generator | K HAWTHORN69 | Gas | Fixed Costs | 1 | 0 | 0 | 0 | 0 | 0 | 0 | 0 | 0 | 0 | 0 | 0 | 0 | 0 | 0 | 0 | 0 | 0 | 0 | 0 | 0 | 0
K HAWTHORN69_Pool Revenue | Gas_Pool Revenue | K Gas_Pool Revenue | 11466.4453 | 0 | System | Generator | K HAWTHORN69 | Gas | Pool Revenue | 1 | 0 | 3133.8606 | 2447.6445 | 2550.5833 | 1680.0222 | 1732.3076 | 2110.3318 | 2506.7922 | 1914.9642 | 1713.4648 | 1235.6196 | 2617.614 | 401.6088 | 0 | 0 | 0 | 279.3273 | 728.1934 | 551.4605 | 11466.4453 | 801.2445
K HAWTHORN69_Max Capacity | Gas_Max Capacity | K Gas_Max Capacity | 185 | 0 | System | Generator | K HAWTHORN69 | Gas | Max Capacity | 1 | MW | 185 | 185 | 185 | 185 | 185 | 185 | 185 | 185 | 185 | 185 | 185 | 185 | 185 | 185 | 185 | 185 | 185 | 185 | 185 | 185
K HAWTHORN69_Installed Capacity | Gas_Installed Capacity | K Gas_Installed Capacity | 185 | 0 | System | Generator | K HAWTHORN69 | Gas | Installed Capacity | 1 | MW | 185 | 185 | 185 | 185 | 185 | 185 | 185 | 185 | 185 | 185 | 185 | 185 | 185 | 185 | 185 | 185 | 185 | 185 | 185 | 185
K HAWTHORN69_Firm Capacity | Gas_Firm Capacity | K Gas_Firm Capacity | 241.8 | 0 | System | Generator | K HAWTHORN69 | Gas | Firm Capacity | 1 | MW | 241.8 | 241.8 | 241.8 | 241.8 | 241.8 | 241.8 | 241.8 | 241.8 | 241.8 | 241.8 | 241.8 | 241.8 | 241.8 | 241.8 | 241.8 | 241.8 | 241.8 | 241.8 | 241.8 | 241.8
K HAWTHORN69_Forced Outage Rate | Gas_Forced Outage Rate | K Gas_Forced Outage Rate | 12.14 | 0 | System | Generator | K HAWTHORN69 | Gas | Forced Outage Rate | 1 | % | 12.14 | 12.14 | 12.14 | 12.14 | 12.14 | 12.14 | 12.14 | 12.14 | 12.14 | 12.14 | 12.14 | 12.14 | 12.14 | 12.14 | 12.14 | 12.14 | 12.14 | 12.14 | 12.14 | 12.14
K HAWTHORN69_Outage Rate | Gas_Outage Rate | K Gas_Outage Rate | 24.85 | 0 | System | Generator | K HAWTHORN69 | Gas | Outage Rate | 1 | % | 24.85 | 24.85 | 24.85 | 24.85 | 24.85 | 24.85 | 24.85 | 24.85 | 24.85 | 24.85 | 24.85 | 24.85 | 24.85 | 24.85 | 24.85 | 24.85 | 24.85 | 24.85 | 24.85 | 24.85
K HAWTHORN69_Units Built | Gas_Units Built | K Gas_Units Built | 0 | 0 | System | Generator | K HAWTHORN69 | Gas | Units Built | 1 | - | 0 | 0 | 0 | 0 | 0 | 0 | 0 | 0 | 0 | 0 | 0 | 0 | 0 | 0 | 0 | 0 | 0 | 0 | 0 | 0
K HAWTHORN69_Units Retired | Gas_Units Retired | K Gas_Units Retired | 0 | 0 | System | Generator | K HAWTHORN69 | Gas | Units Retired | 1 | - | 0 | 0 | 0 | 0 | 0 | 0 | 0 | 0 | 0 | 0 | 0 | 0 | 0 | 0 | 0 | 0 | 0 | 0 | 0 | 0
K HAWTHORN69_Capacity Built | Gas_Capacity Built | K Gas_Capacity Built | 0 | 0 | System | Generator | K HAWTHORN69 | Gas | Capacity Built | 1 | MW | 0 | 0 | 0 | 0 | 0 | 0 | 0 | 0 | 0 | 0 | 0 | 0 | 0 | 0 | 0 | 0 | 0 | 0 | 0 | 0
K HAWTHORN7_Units | Gas_Units | K Gas_Units | 1 | 0 | System | Generator | K HAWTHORN7 | Gas | Units | 1 | - | bar: 2024 to 2043
K HAWTHORN7_Generation | Gas_Generation | K Gas_Generation | 29.7585 | 0 | System | Generator | K HAWTHORN7 | Gas | Generation | 1 | GWh | 29.7585 | 17.0049 | 17.0049 | 8.5024 | 8.5024 | 8.5024 | 8.5024 | 0 | 0 | 0 | 0 | 0 | 0 | 0 | 0 | 0 | 0 | 0 | 0 | 0
K HAWTHORN7_Capacity Factor | Gas_Capacity Factor | K Gas_Capacity Factor | 4.2348 | 0 | System | Generator | K HAWTHORN7 | Gas | Capacity Factor | 1 | % | 4.2348 | 2.4265 | 2.4265 | 1.2132 | 1.2099 | 1.2132 | 1.2132 | 0 | 0 | 0 | 0 | 0 | 0 | 0 | 0 | 0 | 0 | 0 | 0 | 0
K HAWTHORN7_FO&M Cost | Gas_FO&M Cost | K Gas_FO&M Cost | 0 | 0 | System | Generator | K HAWTHORN7 | Gas | FO&M Cost | 1 | 0 | 0 | 0 | 0 | 0 | 0 | 0 | 0 | 0 | 0 | 0 | 0 | 0 | 0 | 0 | 0 | 0 | 0 | 0 | 0 | 0
K HAWTHORN7_Generation Cost | Gas_Generation Cost | K Gas_Generation Cost | 1000.6995 | 0 | System | Generator | K HAWTHORN7 | Gas | Generation Cost | 1 | 0 | 1000.6995 | 668.2182 | 691.6007 | 340.2026 | 349.9806 | 349.1949 | 353.2172 | 0 | 0 | 0 | 0 | 0 | 0 | 0 | 0 | 0 | 0 | 0 | 0 | 0
K HAWTHORN7_Fixed Costs | Gas_Fixed Costs | K Gas_Fixed Costs | 0 | 0 | System | Generator | K HAWTHORN7 | Gas | Fixed Costs | 1 | 0 | 0 | 0 | 0 | 0 | 0 | 0 | 0 | 0 | 0 | 0 | 0 | 0 | 0 | 0 | 0 | 0 | 0 | 0 | 0 | 0
K HAWTHORN7_Pool Revenue | Gas_Pool Revenue | K Gas_Pool Revenue | 1155.3228 | 0 | System | Generator | K HAWTHORN7 | Gas | Pool Revenue | 1 | 0 | 1155.3228 | 739.4339 | 769.4399 | 346.0078 | 357.2948 | 368.1245 | 381.2566 | 0 | 0 | 0 | 0 | 0 | 0 | 0 | 0 | 0 | 0 | 0 | 0 | 0
K HAWTHORN7_Max Capacity | Gas_Max Capacity | K Gas_Max Capacity | 80 | 0 | System | Generator | K HAWTHORN7 | Gas | Max Capacity | 1 | MW | 80 | 80 | 80 | 80 | 80 | 80 | 80 | 80 | 80 | 80 | 80 | 80 | 80 | 80 | 80 | 80 | 80 | 80 | 80 | 80
K HAWTHORN7_Installed Capacity | Gas_Installed Capacity | K Gas_Installed Capacity | 80 | 0 | System | Generator | K HAWTHORN7 | Gas | Installed Capacity | 1 | MW | 80 | 80 | 80 | 80 | 80 | 80 | 80 | 80 | 80 | 80 | 80 | 80 | 80 | 80 | 80 | 80 | 80 | 80 | 80 | 80
K HAWTHORN7_Firm Capacity | Gas_Firm Capacity | K Gas_Firm Capacity | 90.3 | 0 | System | Generator | K HAWTHORN7 | Gas | Firm Capacity | 1 | MW | 78.3 | 78.3 | 89.3 | 89.3 | 90.3 | 90.3 | 90.3 | 90.3 | 90.3 | 90.3 | 90.3 | 90.3 | 90.3 | 90.3 | 90.3 | 90.3 | 90.3 | 90.3 | 90.3 | 90.3
K HAWTHORN7_Forced Outage Rate | Gas_Forced Outage Rate | K Gas_Forced Outage Rate | 13.26 | 0 | System | Generator | K HAWTHORN7 | Gas | Forced Outage Rate | 1 | % | 13.26 | 13.26 | 13.26 | 13.26 | 13.26 | 13.26 | 13.26 | 13.26 | 13.26 | 13.26 | 13.26 | 13.26 | 13.26 | 13.26 | 13.26 | 13.26 | 13.26 | 13.26 | 13.26 | 13.26
K HAWTHORN7_Outage Rate | Gas_Outage Rate | K Gas_Outage Rate | 14.29 | 0 | System | Generator | K HAWTHORN7 | Gas | Outage Rate | 1 | % | 14.29 | 14.29 | 14.29 | 14.29 | 14.29 | 14.29 | 14.29 | 14.29 | 14.29 | 14.29 | 14.29 | 14.29 | 14.29 | 14.29 | 14.29 | 14.29 | 14.29 | 14.29 | 14.29 | 14.29
K HAWTHORN7_Units Built | Gas_Units Built | K Gas_Units Built | 0 | 0 | System | Generator | K HAWTHORN7 | Gas | Units Built | 1 | - | 0 | 0 | 0 | 0 | 0 | 0 | 0 | 0 | 0 | 0 | 0 | 0 | 0 | 0 | 0 | 0 | 0 | 0 | 0 | 0
K HAWTHORN7_Units Retired | Gas_Units Retired | K Gas_Units Retired | 0 | 0 | System | Generator | K HAWTHORN7 | Gas | Units Retired | 1 | - | 0 | 0 | 0 | 0 | 0 | 0 | 0 | 0 | 0 | 0 | 0 | 0 | 0 | 0 | 0 | 0 | 0 | 0 | 0 | 0
K HAWTHORN7_Capacity Built | Gas_Capacity Built | K Gas_Capacity Built | 0 | 0 | System | Generator | K HAWTHORN7 | Gas | Capacity Built | 1 | MW | 0 | 0 | 0 | 0 | 0 | 0 | 0 | 0 | 0 | 0 | 0 | 0 | 0 | 0 | 0 | 0 | 0 | 0 | 0 | 0
K HAWTHORN8_Units | Gas_Units | K Gas_Units | 1 | 0 | System | Generator | K HAWTHORN8 | Gas | Units | 1 | - | bar: 2024 to 2043
K HAWTHORN8_Generation | Gas_Generation | K Gas_Generation | 37.3741 | 0 | System | Generator | K HAWTHORN8 | Gas | Generation | 1 | GWh | 37.3741 | 18.7627 | 28.144 | 18.7627 | 18.7627 | 18.7627 | 18.7627 | 0 | 0 | 0 | 2.6364 | 0 | 0 | 0 | 0 | 0 | 0 | 0 | 0 | 0
K HAWTHORN8_Capacity Factor | Gas_Capacity Factor | K Gas_Capacity Factor | 5.3185 | 0 | System | Generator | K HAWTHORN8 | Gas | Capacity Factor | 1 | % | 5.3185 | 2.6773 | 4.016 | 2.6773 | 2.67 | 2.6773 | 2.6773 | 0 | 0 | 0 | 0.3762 | 0 | 0 | 0 | 0 | 0 | 0 | 0 | 0 | 0
K HAWTHORN8_FO&M Cost | Gas_FO&M Cost | K Gas_FO&M Cost | 0 | 0 | System | Generator | K HAWTHORN8 | Gas | FO&M Cost | 1 | 0 | 0 | 0 | 0 | 0 | 0 | 0 | 0 | 0 | 0 | 0 | 0 | 0 | 0 | 0 | 0 | 0 | 0 | 0 | 0 | 0
K HAWTHORN8_Generation Cost | Gas_Generation Cost | K Gas_Generation Cost | 1170.1726 | 0 | System | Generator | K HAWTHORN8 | Gas | Generation Cost | 1 | 0 | 1170.1726 | 691.9942 | 1075.2932 | 706.1343 | 726.3835 | 724.7825 | 733.1273 | 0 | 0 | 0 | 121.7505 | 0 | 0 | 0 | 0 | 0 | 0 | 0 | 0 | 0
K HAWTHORN8_Fixed Costs | Gas_Fixed Costs | K Gas_Fixed Costs | 0 | 0 | System | Generator | K HAWTHORN8 | Gas | Fixed Costs | 1 | 0 | 0 | 0 | 0 | 0 | 0 | 0 | 0 | 0 | 0 | 0 | 0 | 0 | 0 | 0 | 0 | 0 | 0 | 0 | 0 | 0
K HAWTHORN8_Pool Revenue | Gas_Pool Revenue | K Gas_Pool Revenue | 1413.3221 | 0 | System | Generator | K HAWTHORN8 | Gas | Pool Revenue | 1 | 0 | 1413.3221 | 815.8705 | 1208.855 | 741.7466 | 765.2998 | 788.2704 | 813.5441 | 0 | 0 | 0 | 82.1838 | 0 | 0 | 0 | 0 | 0 | 0 | 0 | 0 | 0
K HAWTHORN8_Max Capacity | Gas_Max Capacity | K Gas_Max Capacity | 80 | 0 | System | Generator | K HAWTHORN8 | Gas | Max Capacity | 1 | MW | 80 | 80 | 80 | 80 | 80 | 80 | 80 | 80 | 80 | 80 | 80 | 80 | 80 | 80 | 80 | 80 | 80 | 80 | 80 | 80
K HAWTHORN8_Installed Capacity | Gas_Installed Capacity | K Gas_Installed Capacity | 80 | 0 | System | Generator | K HAWTHORN8 | Gas | Installed Capacity | 1 | MW | 80 | 80 | 80 | 80 | 80 | 80 | 80 | 80 | 80 | 80 | 80 | 80 | 80 | 80 | 80 | 80 | 80 | 80 | 80 | 80
K HAWTHORN8_Firm Capacity | Gas_Firm Capacity | K Gas_Firm Capacity | 91.1 | 0 | System | Generator | K HAWTHORN8 | Gas | Firm Capacity | 1 | MW | 79.1 | 79.1 | 90.1 | 90.1 | 91.1 | 91.1 | 91.1 | 91.1 | 91.1 | 91.1 | 91.1 | 91.1 | 91.1 | 91.1 | 91.1 | 91.1 | 91.1 | 91.1 | 91.1 | 91.1
K HAWTHORN8_Forced Outage Rate | Gas_Forced Outage Rate | K Gas_Forced Outage Rate | 4.19 | 0 | System | Generator | K HAWTHORN8 | Gas | Forced Outage Rate | 1 | % | 4.19 | 4.19 | 4.19 | 4.19 | 4.19 | 4.19 | 4.19 | 4.19 | 4.19 | 4.19 | 4.19 | 4.19 | 4.19 | 4.19 | 4.19 | 4.19 | 4.19 | 4.19 | 4.19 | 4.19
K HAWTHORN8_Outage Rate | Gas_Outage Rate | K Gas_Outage Rate | 5.43 | 0 | System | Generator | K HAWTHORN8 | Gas | Outage Rate | 1 | % | 5.43 | 5.43 | 5.43 | 5.43 | 5.43 | 5.43 | 5.43 | 5.43 | 5.43 | 5.43 | 5.43 | 5.43 | 5.43 | 5.43 | 5.43 | 5.43 | 5.43 | 5.43 | 5.43 | 5.43
K HAWTHORN8_Units Built | Gas_Units Built | K Gas_Units Built | 0 | 0 | System | Generator | K HAWTHORN8 | Gas | Units Built | 1 | - | 0 | 0 | 0 | 0 | 0 | 0 | 0 | 0 | 0 | 0 | 0 | 0 | 0 | 0 | 0 | 0 | 0 | 0 | 0 | 0
K HAWTHORN8_Units Retired | Gas_Units Retired | K Gas_Units Retired | 0 | 0 | System | Generator | K HAWTHORN8 | Gas | Units Retired | 1 | - | 0 | 0 | 0 | 0 | 0 | 0 | 0 | 0 | 0 | 0 | 0 | 0 | 0 | 0 | 0 | 0 | 0 | 0 | 0 | 0
K HAWTHORN8_Capacity Built | Gas_Capacity Built | K Gas_Capacity Built | 0 | 0 | System | Generator | K HAWTHORN8 | Gas | Capacity Built | 1 | MW | 0 | 0 | 0 | 0 | 0 | 0 | 0 | 0 | 0 | 0 | 0 | 0 | 0 | 0 | 0 | 0 | 0 | 0 | 0 | 0
K Osawatomie_Units | Gas_Units | K Gas_Units | 1 | 0 | System | Generator | K Osawatomie | Gas | Units | 1 | - | bar: 2024 to 2043
K Osawatomie_Generation | Gas_Generation | K Gas_Generation | 9.0093 | 0 | System | Generator | K Osawatomie | Gas | Generation | 1 | GWh | 9.0093 | 0 | 0 | 0 | 0 | 0 | 0 | 0 | 0 | 0 | 0 | 0 | 0 | 0 | 0 | 0 | 0 | 0 | 0 | 0
K Osawatomie_Capacity Factor | Gas_Capacity Factor | K Gas_Capacity Factor | 1.2821 | 0 | System | Generator | K Osawatomie | Gas | Capacity Factor | 1 | % | 1.2821 | 0 | 0 | 0 | 0 | 0 | 0 | 0 | 0 | 0 | 0 | 0 | 0 | 0 | 0 | 0 | 0 | 0 | 0 | 0
K Osawatomie_FO&M Cost | Gas_FO&M Cost | K Gas_FO&M Cost | 0 | 0 | System | Generator | K Osawatomie | Gas | FO&M Cost | 1 | 0 | 0 | 0 | 0 | 0 | 0 | 0 | 0 | 0 | 0 | 0 | 0 | 0 | 0 | 0 | 0 | 0 | 0 | 0 | 0 | 0
K Osawatomie_Generation Cost | Gas_Generation Cost | K Gas_Generation Cost | 333.4456 | 0 | System | Generator | K Osawatomie | Gas | Generation Cost | 1 | 0 | 333.4456 | 0 | 0 | 0 | 0 | 0 | 0 | 0 | 0 | 0 | 0 | 0 | 0 | 0 | 0 | 0 | 0 | 0 | 0 | 0
K Osawatomie_Fixed Costs | Gas_Fixed Costs | K Gas_Fixed Costs | 0 | 0 | System | Generator | K Osawatomie | Gas | Fixed Costs | 1 | 0 | 0 | 0 | 0 | 0 | 0 | 0 | 0 | 0 | 0 | 0 | 0 | 0 | 0 | 0 | 0 | 0 | 0 | 0 | 0 | 0
K Osawatomie_Pool Revenue | Gas_Pool Revenue | K Gas_Pool Revenue | 339.7467 | 0 | System | Generator | K Osawatomie | Gas | Pool Revenue | 1 | 0 | 339.7467 | 0 | 0 | 0 | 0 | 0 | 0 | 0 | 0 | 0 | 0 | 0 | 0 | 0 | 0 | 0 | 0 | 0 | 0 | 0
K Osawatomie_Max Capacity | Gas_Max Capacity | K Gas_Max Capacity | 80 | 0 | System | Generator | K Osawatomie | Gas | Max Capacity | 1 | MW | 80 | 80 | 80 | 80 | 80 | 80 | 80 | 80 | 80 | 80 | 80 | 80 | 80 | 80 | 80 | 80 | 80 | 80 | 80 | 80
K Osawatomie_Installed Capacity | Gas_Installed Capacity | K Gas_Installed Capacity | 80 | 0 | System | Generator | K Osawatomie | Gas | Installed Capacity | 1 | MW | 80 | 80 | 80 | 80 | 80 | 80 | 80 | 80 | 80 | 80 | 80 | 80 | 80 | 80 | 80 | 80 | 80 | 80 | 80 | 80
K Osawatomie_Firm Capacity | Gas_Firm Capacity | K Gas_Firm Capacity | 87.6 | 0 | System | Generator | K Osawatomie | Gas | Firm Capacity | 1 | MW | 76.6 | 76.6 | 76.6 | 87.6 | 87.6 | 87.6 | 87.6 | 87.6 | 87.6 | 87.6 | 87.6 | 87.6 | 87.6 | 87.6 | 87.6 | 87.6 | 87.6 | 87.6 | 87.6 | 87.6
K Osawatomie_Forced Outage Rate | Gas_Forced Outage Rate | K Gas_Forced Outage Rate | 8.51 | 0 | System | Generator | K Osawatomie | Gas | Forced Outage Rate | 1 | % | 8.51 | 8.51 | 8.51 | 8.51 | 8.51 | 8.51 | 8.51 | 8.51 | 8.51 | 8.51 | 8.51 | 8.51 | 8.51 | 8.51 | 8.51 | 8.51 | 8.51 | 8.51 | 8.51 | 8.51
K Osawatomie_Outage Rate | Gas_Outage Rate | K Gas_Outage Rate | 9.18 | 0 | System | Generator | K Osawatomie | Gas | Outage Rate | 1 | % | 9.18 | 9.18 | 9.18 | 9.18 | 9.18 | 9.18 | 9.18 | 9.18 | 9.18 | 9.18 | 9.18 | 9.18 | 9.18 | 9.18 | 9.18 | 9.18 | 9.18 | 9.18 | 9.18 | 9.18
K Osawatomie_Units Built | Gas_Units Built | K Gas_Units Built | 0 | 0 | System | Generator | K Osawatomie | Gas | Units Built | 1 | - | 0 | 0 | 0 | 0 | 0 | 0 | 0 | 0 | 0 | 0 | 0 | 0 | 0 | 0 | 0 | 0 | 0 | 0 | 0 | 0
K Osawatomie_Units Retired | Gas_Units Retired | K Gas_Units Retired | 0 | 0 | System | Generator | K Osawatomie | Gas | Units Retired | 1 | - | 0 | 0 | 0 | 0 | 0 | 0 | 0 | 0 | 0 | 0 | 0 | 0 | 0 | 0 | 0 | 0 | 0 | 0 | 0 | 0
K Osawatomie_Capacity Built | Gas_Capacity Built | K Gas_Capacity Built | 0 | 0 | System | Generator | K Osawatomie | Gas | Capacity Built | 1 | MW | 0 | 0 | 0 | 0 | 0 | 0 | 0 | 0 | 0 | 0 | 0 | 0 | 0 | 0 | 0 | 0 | 0 | 0 | 0 | 0
K WestGardner1_Units | Gas_Units | K Gas_Units | 1 | 0 | System | Generator | K WestGardner1 | Gas | Units | 1 | - | bar: 2024 to 2043
K WestGardner1_Generation | Gas_Generation | K Gas_Generation | 9.3079 | 0 | System | Generator | K WestGardner1 | Gas | Generation | 1 | GWh | 9.3079 | 0 | 0 | 0 | 0 | 0 | 0 | 0 | 0 | 0 | 0 | 0 | 0 | 0 | 0 | 0 | 0 | 0 | 0 | 0
K WestGardner1_Capacity Factor | Gas_Capacity Factor | K Gas_Capacity Factor | 1.3246 | 0 | System | Generator | K WestGardner1 | Gas | Capacity Factor | 1 | % | 1.3246 | 0 | 0 | 0 | 0 | 0 | 0 | 0 | 0 | 0 | 0 | 0 | 0 | 0 | 0 | 0 | 0 | 0 | 0 | 0
K WestGardner1_FO&M Cost | Gas_FO&M Cost | K Gas_FO&M Cost | 0 | 0 | System | Generator | K WestGardner1 | Gas | FO&M Cost | 1 | 0 | 0 | 0 | 0 | 0 | 0 | 0 | 0 | 0 | 0 | 0 | 0 | 0 | 0 | 0 | 0 | 0 | 0 | 0 | 0 | 0
K WestGardner1_Generation Cost | Gas_Generation Cost | K Gas_Generation Cost | 342.4889 | 0 | System | Generator | K WestGardner1 | Gas | Generation Cost | 1 | 0 | 342.4889 | 0 | 0 | 0 | 0 | 0 | 0 | 0 | 0 | 0 | 0 | 0 | 0 | 0 | 0 | 0 | 0 | 0 | 0 | 0
K WestGardner1_Fixed Costs | Gas_Fixed Costs | K Gas_Fixed Costs | 0 | 0 | System | Generator | K WestGardner1 | Gas | Fixed Costs | 1 | 0 | 0 | 0 | 0 | 0 | 0 | 0 | 0 | 0 | 0 | 0 | 0 | 0 | 0 | 0 | 0 | 0 | 0 | 0 | 0 | 0
K WestGardner1_Pool Revenue | Gas_Pool Revenue | K Gas_Pool Revenue | 351.0068 | 0 | System | Generator | K WestGardner1 | Gas | Pool Revenue | 1 | 0 | 351.0068 | 0 | 0 | 0 | 0 | 0 | 0 | 0 | 0 | 0 | 0 | 0 | 0 | 0 | 0 | 0 | 0 | 0 | 0 | 0
K WestGardner1_Max Capacity | Gas_Max Capacity | K Gas_Max Capacity | 80 | 0 | System | Generator | K WestGardner1 | Gas | Max Capacity | 1 | MW | 80 | 80 | 80 | 80 | 80 | 80 | 80 | 80 | 80 | 80 | 80 | 80 | 80 | 80 | 80 | 80 | 80 | 80 | 80 | 80
K WestGardner1_Installed Capacity | Gas_Installed Capacity | K Gas_Installed Capacity | 80 | 0 | System | Generator | K WestGardner1 | Gas | Installed Capacity | 1 | MW | 80 | 80 | 80 | 80 | 80 | 80 | 80 | 80 | 80 | 80 | 80 | 80 | 80 | 80 | 80 | 80 | 80 | 80 | 80 | 80
K WestGardner1_Firm Capacity | Gas_Firm Capacity | K Gas_Firm Capacity | 88.9 | 0 | System | Generator | K WestGardner1 | Gas | Firm Capacity | 1 | MW | 77.9 | 77.9 | 77.9 | 88.9 | 88.9 | 88.9 | 88.9 | 88.9 | 88.9 | 88.9 | 88.9 | 88.9 | 88.9 | 88.9 | 88.9 | 88.9 | 88.9 | 88.9 | 88.9 | 88.9
K WestGardner1_Forced Outage Rate | Gas_Forced Outage Rate | K Gas_Forced Outage Rate | 5 | 0 | System | Generator | K WestGardner1 | Gas | Forced Outage Rate | 1 | % | 5 | 5 | 5 | 5 | 5 | 5 | 5 | 5 | 5 | 5 | 5 | 5 | 5 | 5 | 5 | 5 | 5 | 5 | 5 | 5
K WestGardner1_Outage Rate | Gas_Outage Rate | K Gas_Outage Rate | 6.17 | 0 | System | Generator | K WestGardner1 | Gas | Outage Rate | 1 | % | 6.17 | 6.17 | 6.17 | 6.17 | 6.17 | 6.17 | 6.17 | 6.17 | 6.17 | 6.17 | 6.17 | 6.17 | 6.17 | 6.17 | 6.17 | 6.17 | 6.17 | 6.17 | 6.17 | 6.17
K WestGardner1_Units Built | Gas_Units Built | K Gas_Units Built | 0 | 0 | System | Generator | K WestGardner1 | Gas | Units Built | 1 | - | 0 | 0 | 0 | 0 | 0 | 0 | 0 | 0 | 0 | 0 | 0 | 0 | 0 | 0 | 0 | 0 | 0 | 0 | 0 | 0
K WestGardner1_Units Retired | Gas_Units Retired | K Gas_Units Retired | 0 | 0 | System | Generator | K WestGardner1 | Gas | Units Retired | 1 | - | 0 | 0 | 0 | 0 | 0 | 0 | 0 | 0 | 0 | 0 | 0 | 0 | 0 | 0 | 0 | 0 | 0 | 0 | 0 | 0
K WestGardner1_Capacity Built | Gas_Capacity Built | K Gas_Capacity Built | 0 | 0 | System | Generator | K WestGardner1 | Gas | Capacity Built | 1 | MW | 0 | 0 | 0 | 0 | 0 | 0 | 0 | 0 | 0 | 0 | 0 | 0 | 0 | 0 | 0 | 0 | 0 | 0 | 0 | 0
K WestGardner2_Units | Gas_Units | K Gas_Units | 1 | 0 | System | Generator | K WestGardner2 | Gas | Units | 1 | - | bar: 2024 to 2043
K WestGardner2_Generation | Gas_Generation | K Gas_Generation | 9.3258 | 0 | System | Generator | K WestGardner2 | Gas | Generation | 1 | GWh | 9.3258 | 0 | 0 | 0 | 0 | 0 | 0 | 0 | 0 | 0 | 0 | 0 | 0 | 0 | 0 | 0 | 0 | 0 | 0 | 0
K WestGardner2_Capacity Factor | Gas_Capacity Factor | K Gas_Capacity Factor | 1.3271 | 0 | System | Generator | K WestGardner2 | Gas | Capacity Factor | 1 | % | 1.3271 | 0 | 0 | 0 | 0 | 0 | 0 | 0 | 0 | 0 | 0 | 0 | 0 | 0 | 0 | 0 | 0 | 0 | 0 | 0
K WestGardner2_FO&M Cost | Gas_FO&M Cost | K Gas_FO&M Cost | 0 | 0 | System | Generator | K WestGardner2 | Gas | FO&M Cost | 1 | 0 | 0 | 0 | 0 | 0 | 0 | 0 | 0 | 0 | 0 | 0 | 0 | 0 | 0 | 0 | 0 | 0 | 0 | 0 | 0 | 0
K WestGardner2_Generation Cost | Gas_Generation Cost | K Gas_Generation Cost | 342.9791 | 0 | System | Generator | K WestGardner2 | Gas | Generation Cost | 1 | 0 | 342.9791 | 0 | 0 | 0 | 0 | 0 | 0 | 0 | 0 | 0 | 0 | 0 | 0 | 0 | 0 | 0 | 0 | 0 | 0 | 0
K WestGardner2_Fixed Costs | Gas_Fixed Costs | K Gas_Fixed Costs | 0 | 0 | System | Generator | K WestGardner2 | Gas | Fixed Costs | 1 | 0 | 0 | 0 | 0 | 0 | 0 | 0 | 0 | 0 | 0 | 0 | 0 | 0 | 0 | 0 | 0 | 0 | 0 | 0 | 0 | 0
K WestGardner2_Pool Revenue | Gas_Pool Revenue | K Gas_Pool Revenue | 351.6801 | 0 | System | Generator | K WestGardner2 | Gas | Pool Revenue | 1 | 0 | 351.6801 | 0 | 0 | 0 | 0 | 0 | 0 | 0 | 0 | 0 | 0 | 0 | 0 | 0 | 0 | 0 | 0 | 0 | 0 | 0
K WestGardner2_Max Capacity | Gas_Max Capacity | K Gas_Max Capacity | 80 | 0 | System | Generator | K WestGardner2 | Gas | Max Capacity | 1 | MW | 80 | 80 | 80 | 80 | 80 | 80 | 80 | 80 | 80 | 80 | 80 | 80 | 80 | 80 | 80 | 80 | 80 | 80 | 80 | 80
K WestGardner2_Installed Capacity | Gas_Installed Capacity | K Gas_Installed Capacity | 80 | 0 | System | Generator | K WestGardner2 | Gas | Installed Capacity | 1 | MW | 80 | 80 | 80 | 80 | 80 | 80 | 80 | 80 | 80 | 80 | 80 | 80 | 80 | 80 | 80 | 80 | 80 | 80 | 80 | 80
K WestGardner2_Firm Capacity | Gas_Firm Capacity | K Gas_Firm Capacity | 90.2 | 0 | System | Generator | K WestGardner2 | Gas | Firm Capacity | 1 | MW | 79.2 | 79.2 | 79.2 | 90.2 | 90.2 | 90.2 | 90.2 | 90.2 | 90.2 | 90.2 | 90.2 | 90.2 | 90.2 | 90.2 | 90.2 | 90.2 | 90.2 | 90.2 | 90.2 | 90.2
K WestGardner2_Forced Outage Rate | Gas_Forced Outage Rate | K Gas_Forced Outage Rate | 5.01 | 0 | System | Generator | K WestGardner2 | Gas | Forced Outage Rate | 1 | % | 5.01 | 5.01 | 5.01 | 5.01 | 5.01 | 5.01 | 5.01 | 5.01 | 5.01 | 5.01 | 5.01 | 5.01 | 5.01 | 5.01 | 5.01 | 5.01 | 5.01 | 5.01 | 5.01 | 5.01
K WestGardner2_Outage Rate | Gas_Outage Rate | K Gas_Outage Rate | 5.99 | 0 | System | Generator | K WestGardner2 | Gas | Outage Rate | 1 | % | 5.99 | 5.99 | 5.99 | 5.99 | 5.99 | 5.99 | 5.99 | 5.99 | 5.99 | 5.99 | 5.99 | 5.99 | 5.99 | 5.99 | 5.99 | 5.99 | 5.99 | 5.99 | 5.99 | 5.99
K WestGardner2_Units Built | Gas_Units Built | K Gas_Units Built | 0 | 0 | System | Generator | K WestGardner2 | Gas | Units Built | 1 | - | 0 | 0 | 0 | 0 | 0 | 0 | 0 | 0 | 0 | 0 | 0 | 0 | 0 | 0 | 0 | 0 | 0 | 0 | 0 | 0
K WestGardner2_Units Retired | Gas_Units Retired | K Gas_Units Retired | 0 | 0 | System | Generator | K WestGardner2 | Gas | Units Retired | 1 | - | 0 | 0 | 0 | 0 | 0 | 0 | 0 | 0 | 0 | 0 | 0 | 0 | 0 | 0 | 0 | 0 | 0 | 0 | 0 | 0
K WestGardner2_Capacity Built | Gas_Capacity Built | K Gas_Capacity Built | 0 | 0 | System | Generator | K WestGardner2 | Gas | Capacity Built | 1 | MW | 0 | 0 | 0 | 0 | 0 | 0 | 0 | 0 | 0 | 0 | 0 | 0 | 0 | 0 | 0 | 0 | 0 | 0 | 0 | 0
K WestGardner3_Units | Gas_Units | K Gas_Units | 1 | 0 | System | Generator | K WestGardner3 | Gas | Units | 1 | - | bar: 2024 to 2043
K WestGardner3_Generation | Gas_Generation | K Gas_Generation | 4.4218 | 0 | System | Generator | K WestGardner3 | Gas | Generation | 1 | GWh | 4.4218 | 0 | 0 | 0 | 0 | 0 | 0 | 0 | 0 | 0 | 0 | 0 | 0 | 0 | 0 | 0 | 0 | 0 | 0 | 0
K WestGardner3_Capacity Factor | Gas_Capacity Factor | K Gas_Capacity Factor | 0.62925 | 0 | System | Generator | K WestGardner3 | Gas | Capacity Factor | 1 | % | 0.62925 | 0 | 0 | 0 | 0 | 0 | 0 | 0 | 0 | 0 | 0 | 0 | 0 | 0 | 0 | 0 | 0 | 0 | 0 | 0
K WestGardner3_FO&M Cost | Gas_FO&M Cost | K Gas_FO&M Cost | 0 | 0 | System | Generator | K WestGardner3 | Gas | FO&M Cost | 1 | 0 | 0 | 0 | 0 | 0 | 0 | 0 | 0 | 0 | 0 | 0 | 0 | 0 | 0 | 0 | 0 | 0 | 0 | 0 | 0 | 0
K WestGardner3_Generation Cost | Gas_Generation Cost | K Gas_Generation Cost | 164.8726 | 0 | System | Generator | K WestGardner3 | Gas | Generation Cost | 1 | 0 | 164.8726 | 0 | 0 | 0 | 0 | 0 | 0 | 0 | 0 | 0 | 0 | 0 | 0 | 0 | 0 | 0 | 0 | 0 | 0 | 0
K WestGardner3_Fixed Costs | Gas_Fixed Costs | K Gas_Fixed Costs | 0 | 0 | System | Generator | K WestGardner3 | Gas | Fixed Costs | 1 | 0 | 0 | 0 | 0 | 0 | 0 | 0 | 0 | 0 | 0 | 0 | 0 | 0 | 0 | 0 | 0 | 0 | 0 | 0 | 0 | 0
K WestGardner3_Pool Revenue | Gas_Pool Revenue | K Gas_Pool Revenue | 169.7487 | 0 | System | Generator | K WestGardner3 | Gas | Pool Revenue | 1 | 0 | 169.7487 | 0 | 0 | 0 | 0 | 0 | 0 | 0 | 0 | 0 | 0 | 0 | 0 | 0 | 0 | 0 | 0 | 0 | 0 | 0
K WestGardner3_Max Capacity | Gas_Max Capacity | K Gas_Max Capacity | 80 | 0 | System | Generator | K WestGardner3 | Gas | Max Capacity | 1 | MW | 80 | 80 | 80 | 80 | 80 | 80 | 80 | 80 | 80 | 80 | 80 | 80 | 80 | 80 | 80 | 80 | 80 | 80 | 80 | 80
K WestGardner3_Installed Capacity | Gas_Installed Capacity | K Gas_Installed Capacity | 80 | 0 | System | Generator | K WestGardner3 | Gas | Installed Capacity | 1 | MW | 80 | 80 | 80 | 80 | 80 | 80 | 80 | 80 | 80 | 80 | 80 | 80 | 80 | 80 | 80 | 80 | 80 | 80 | 80 | 80
K WestGardner3_Firm Capacity | Gas_Firm Capacity | K Gas_Firm Capacity | 90.5 | 0 | System | Generator | K WestGardner3 | Gas | Firm Capacity | 1 | MW | 78.5 | 78.5 | 78.5 | 90.5 | 90.5 | 90.5 | 90.5 | 90.5 | 90.5 | 90.5 | 90.5 | 90.5 | 90.5 | 90.5 | 90.5 | 90.5 | 90.5 | 90.5 | 90.5 | 90.5
K WestGardner3_Forced Outage Rate | Gas_Forced Outage Rate | K Gas_Forced Outage Rate | 10.08 | 0 | System | Generator | K WestGardner3 | Gas | Forced Outage Rate | 1 | % | 10.08 | 10.08 | 10.08 | 10.08 | 10.08 | 10.08 | 10.08 | 10.08 | 10.08 | 10.08 | 10.08 | 10.08 | 10.08 | 10.08 | 10.08 | 10.08 | 10.08 | 10.08 | 10.08 | 10.08
K WestGardner3_Outage Rate | Gas_Outage Rate | K Gas_Outage Rate | 10.85 | 0 | System | Generator | K WestGardner3 | Gas | Outage Rate | 1 | % | 10.85 | 10.85 | 10.85 | 10.85 | 10.85 | 10.85 | 10.85 | 10.85 | 10.85 | 10.85 | 10.85 | 10.85 | 10.85 | 10.85 | 10.85 | 10.85 | 10.85 | 10.85 | 10.85 | 10.85
K WestGardner3_Units Built | Gas_Units Built | K Gas_Units Built | 0 | 0 | System | Generator | K WestGardner3 | Gas | Units Built | 1 | - | 0 | 0 | 0 | 0 | 0 | 0 | 0 | 0 | 0 | 0 | 0 | 0 | 0 | 0 | 0 | 0 | 0 | 0 | 0 | 0
K WestGardner3_Units Retired | Gas_Units Retired | K Gas_Units Retired | 0 | 0 | System | Generator | K WestGardner3 | Gas | Units Retired | 1 | - | 0 | 0 | 0 | 0 | 0 | 0 | 0 | 0 | 0 | 0 | 0 | 0 | 0 | 0 | 0 | 0 | 0 | 0 | 0 | 0
K WestGardner3_Capacity Built | Gas_Capacity Built | K Gas_Capacity Built | 0 | 0 | System | Generator | K WestGardner3 | Gas | Capacity Built | 1 | MW | 0 | 0 | 0 | 0 | 0 | 0 | 0 | 0 | 0 | 0 | 0 | 0 | 0 | 0 | 0 | 0 | 0 | 0 | 0 | 0
K WestGardner4_Units | Gas_Units | K Gas_Units | 1 | 0 | System | Generator | K WestGardner4 | Gas | Units | 1 | - | bar: 2024 to 2043
K WestGardner4_Generation | Gas_Generation | K Gas_Generation | 4.1649 | 0 | System | Generator | K WestGardner4 | Gas | Generation | 1 | GWh | 4.1649 | 0 | 0 | 0 | 0 | 0 | 0 | 0 | 0 | 0 | 0 | 0 | 0 | 0 | 0 | 0 | 0 | 0 | 0 | 0
K WestGardner4_Capacity Factor | Gas_Capacity Factor | K Gas_Capacity Factor | 0.59268 | 0 | System | Generator | K WestGardner4 | Gas | Capacity Factor | 1 | % | 0.59268 | 0 | 0 | 0 | 0 | 0 | 0 | 0 | 0 | 0 | 0 | 0 | 0 | 0 | 0 | 0 | 0 | 0 | 0 | 0
K WestGardner4_FO&M Cost | Gas_FO&M Cost | K Gas_FO&M Cost | 0 | 0 | System | Generator | K WestGardner4 | Gas | FO&M Cost | 1 | 0 | 0 | 0 | 0 | 0 | 0 | 0 | 0 | 0 | 0 | 0 | 0 | 0 | 0 | 0 | 0 | 0 | 0 | 0 | 0 | 0
K WestGardner4_Generation Cost | Gas_Generation Cost | K Gas_Generation Cost | 157.82 | 0 | System | Generator | K WestGardner4 | Gas | Generation Cost | 1 | 0 | 157.82 | 0 | 0 | 0 | 0 | 0 | 0 | 0 | 0 | 0 | 0 | 0 | 0 | 0 | 0 | 0 | 0 | 0 | 0 | 0
K WestGardner4_Fixed Costs | Gas_Fixed Costs | K Gas_Fixed Costs | 0 | 0 | System | Generator | K WestGardner4 | Gas | Fixed Costs | 1 | 0 | 0 | 0 | 0 | 0 | 0 | 0 | 0 | 0 | 0 | 0 | 0 | 0 | 0 | 0 | 0 | 0 | 0 | 0 | 0 | 0
K WestGardner4_Pool Revenue | Gas_Pool Revenue | K Gas_Pool Revenue | 159.8856 | 0 | System | Generator | K WestGardner4 | Gas | Pool Revenue | 1 | 0 | 159.8856 | 0 | 0 | 0 | 0 | 0 | 0 | 0 | 0 | 0 | 0 | 0 | 0 | 0 | 0 | 0 | 0 | 0 | 0 | 0
K WestGardner4_Max Capacity | Gas_Max Capacity | K Gas_Max Capacity | 80 | 0 | System | Generator | K WestGardner4 | Gas | Max Capacity | 1 | MW | 80 | 80 | 80 | 80 | 80 | 80 | 80 | 80 | 80 | 80 | 80 | 80 | 80 | 80 | 80 | 80 | 80 | 80 | 80 | 80
K WestGardner4_Installed Capacity | Gas_Installed Capacity | K Gas_Installed Capacity | 80 | 0 | System | Generator | K WestGardner4 | Gas | Installed Capacity | 1 | MW | 80 | 80 | 80 | 80 | 80 | 80 | 80 | 80 | 80 | 80 | 80 | 80 | 80 | 80 | 80 | 80 | 80 | 80 | 80 | 80
K WestGardner4_Firm Capacity | Gas_Firm Capacity | K Gas_Firm Capacity | 91.2 | 0 | System | Generator | K WestGardner4 | Gas | Firm Capacity | 1 | MW | 79.2 | 79.2 | 79.2 | 91.2 | 91.2 | 91.2 | 91.2 | 91.2 | 91.2 | 91.2 | 91.2 | 91.2 | 91.2 | 91.2 | 91.2 | 91.2 | 91.2 | 91.2 | 91.2 | 91.2
K WestGardner4_Forced Outage Rate | Gas_Forced Outage Rate | K Gas_Forced Outage Rate | 13.77 | 0 | System | Generator | K WestGardner4 | Gas | Forced Outage Rate | 1 | % | 13.77 | 13.77 | 13.77 | 13.77 | 13.77 | 13.77 | 13.77 | 13.77 | 13.77 | 13.77 | 13.77 | 13.77 | 13.77 | 13.77 | 13.77 | 13.77 | 13.77 | 13.77 | 13.77 | 13.77
K WestGardner4_Outage Rate | Gas_Outage Rate | K Gas_Outage Rate | 16.03 | 0 | System | Generator | K WestGardner4 | Gas | Outage Rate | 1 | % | 16.03 | 16.03 | 16.03 | 16.03 | 16.03 | 16.03 | 16.03 | 16.03 | 16.03 | 16.03 | 16.03 | 16.03 | 16.03 | 16.03 | 16.03 | 16.03 | 16.03 | 16.03 | 16.03 | 16.03
K WestGardner4_Units Built | Gas_Units Built | K Gas_Units Built | 0 | 0 | System | Generator | K WestGardner4 | Gas | Units Built | 1 | - | 0 | 0 | 0 | 0 | 0 | 0 | 0 | 0 | 0 | 0 | 0 | 0 | 0 | 0 | 0 | 0 | 0 | 0 | 0 | 0
K WestGardner4_Units Retired | Gas_Units Retired | K Gas_Units Retired | 0 | 0 | System | Generator | K WestGardner4 | Gas | Units Retired | 1 | - | 0 | 0 | 0 | 0 | 0 | 0 | 0 | 0 | 0 | 0 | 0 | 0 | 0 | 0 | 0 | 0 | 0 | 0 | 0 | 0
K WestGardner4_Capacity Built | Gas_Capacity Built | K Gas_Capacity Built | 0 | 0 | System | Generator | K WestGardner4 | Gas | Capacity Built | 1 | MW | 0 | 0 | 0 | 0 | 0 | 0 | 0 | 0 | 0 | 0 | 0 | 0 | 0 | 0 | 0 | 0 | 0 | 0 | 0 | 0
K NORTHEAST11_Units | Oil_Units | K Oil_Units | 1 | 0 | System | Generator | K NORTHEAST11 | Oil | Units | 1 | - | bar: 2024 to 2043
K NORTHEAST11_Generation | Oil_Generation | K Oil_Generation | 0 | 0 | System | Generator | K NORTHEAST11 | Oil | Generation | 1 | GWh | 0 | 0 | 0 | 0 | 0 | 0 | 0 | 0 | 0 | 0 | 0 | 0 | 0 | 0 | 0 | 0 | 0 | 0 | 0 | 0
K NORTHEAST11_Capacity Factor | Oil_Capacity Factor | K Oil_Capacity Factor | 0 | 0 | System | Generator | K NORTHEAST11 | Oil | Capacity Factor | 1 | % | 0 | 0 | 0 | 0 | 0 | 0 | 0 | 0 | 0 | 0 | 0 | 0 | 0 | 0 | 0 | 0 | 0 | 0 | 0 | 0
K NORTHEAST11_FO&M Cost | Oil_FO&M Cost | K Oil_FO&M Cost | 0 | 0 | System | Generator | K NORTHEAST11 | Oil | FO&M Cost | 1 | 0 | 0 | 0 | 0 | 0 | 0 | 0 | 0 | 0 | 0 | 0 | 0 | 0 | 0 | 0 | 0 | 0 | 0 | 0 | 0 | 0
K NORTHEAST11_Generation Cost | Oil_Generation Cost | K Oil_Generation Cost | 0 | 0 | System | Generator | K NORTHEAST11 | Oil | Generation Cost | 1 | 0 | 0 | 0 | 0 | 0 | 0 | 0 | 0 | 0 | 0 | 0 | 0 | 0 | 0 | 0 | 0 | 0 | 0 | 0 | 0 | 0
K NORTHEAST11_Fixed Costs | Oil_Fixed Costs | K Oil_Fixed Costs | 0 | 0 | System | Generator | K NORTHEAST11 | Oil | Fixed Costs | 1 | 0 | 0 | 0 | 0 | 0 | 0 | 0 | 0 | 0 | 0 | 0 | 0 | 0 | 0 | 0 | 0 | 0 | 0 | 0 | 0 | 0
K NORTHEAST11_Pool Revenue | Oil_Pool Revenue | K Oil_Pool Revenue | 0 | 0 | System | Generator | K NORTHEAST11 | Oil | Pool Revenue | 1 | 0 | 0 | 0 | 0 | 0 | 0 | 0 | 0 | 0 | 0 | 0 | 0 | 0 | 0 | 0 | 0 | 0 | 0 | 0 | 0 | 0
K NORTHEAST11_Max Capacity | Oil_Max Capacity | K Oil_Max Capacity | 47 | 0 | System | Generator | K NORTHEAST11 | Oil | Max Capacity | 1 | MW | 47 | 47 | 47 | 47 | 47 | 47 | 47 | 47 | 47 | 47 | 47 | 47 | 47 | 47 | 47 | 47 | 47 | 47 | 47 | 47
K NORTHEAST11_Installed Capacity | Oil_Installed Capacity | K Oil_Installed Capacity | 47 | 0 | System | Generator | K NORTHEAST11 | Oil | Installed Capacity | 1 | MW | 47 | 47 | 47 | 47 | 47 | 47 | 47 | 47 | 47 | 47 | 47 | 47 | 47 | 47 | 47 | 47 | 47 | 47 | 47 | 47
K NORTHEAST11_Firm Capacity | Oil_Firm Capacity | K Oil_Firm Capacity | 48 | 0 | System | Generator | K NORTHEAST11 | Oil | Firm Capacity | 1 | MW | 48 | 48 | 48 | 48 | 48 | 48 | 48 | 48 | 48 | 48 | 48 | 48 | 48 | 48 | 48 | 48 | 48 | 48 | 48 | 48
K NORTHEAST11_Forced Outage Rate | Oil_Forced Outage Rate | K Oil_Forced Outage Rate | 12.3 | 0 | System | Generator | K NORTHEAST11 | Oil | Forced Outage Rate | 1 | % | 12.3 | 12.3 | 12.3 | 12.3 | 12.3 | 12.3 | 12.3 | 12.3 | 12.3 | 12.3 | 12.3 | 12.3 | 12.3 | 12.3 | 12.3 | 12.3 | 12.3 | 12.3 | 12.3 | 12.3
K NORTHEAST11_Outage Rate | Oil_Outage Rate | K Oil_Outage Rate | 27.85 | 0 | System | Generator | K NORTHEAST11 | Oil | Outage Rate | 1 | % | 27.85 | 27.85 | 27.85 | 27.85 | 27.85 | 27.85 | 27.85 | 27.85 | 27.85 | 27.85 | 27.85 | 27.85 | 27.85 | 27.85 | 27.85 | 27.85 | 27.85 | 27.85 | 27.85 | 27.85
K NORTHEAST11_Units Built | Oil_Units Built | K Oil_Units Built | 0 | 0 | System | Generator | K NORTHEAST11 | Oil | Units Built | 1 | - | 0 | 0 | 0 | 0 | 0 | 0 | 0 | 0 | 0 | 0 | 0 | 0 | 0 | 0 | 0 | 0 | 0 | 0 | 0 | 0
K NORTHEAST11_Units Retired | Oil_Units Retired | K Oil_Units Retired | 0 | 0 | System | Generator | K NORTHEAST11 | Oil | Units Retired | 1 | - | 0 | 0 | 0 | 0 | 0 | 0 | 0 | 0 | 0 | 0 | 0 | 0 | 0 | 0 | 0 | 0 | 0 | 0 | 0 | 0
K NORTHEAST11_Capacity Built | Oil_Capacity Built | K Oil_Capacity Built | 0 | 0 | System | Generator | K NORTHEAST11 | Oil | Capacity Built | 1 | MW | 0 | 0 | 0 | 0 | 0 | 0 | 0 | 0 | 0 | 0 | 0 | 0 | 0 | 0 | 0 | 0 | 0 | 0 | 0 | 0
K NORTHEAST12_Units | Oil_Units | K Oil_Units | 1 | 0 | System | Generator | K NORTHEAST12 | Oil | Units | 1 | - | bar: 2024 to 2043
K NORTHEAST12_Generation | Oil_Generation | K Oil_Generation | 0 | 0 | System | Generator | K NORTHEAST12 | Oil | Generation | 1 | GWh | 0 | 0 | 0 | 0 | 0 | 0 | 0 | 0 | 0 | 0 | 0 | 0 | 0 | 0 | 0 | 0 | 0 | 0 | 0 | 0
K NORTHEAST12_Capacity Factor | Oil_Capacity Factor | K Oil_Capacity Factor | 0 | 0 | System | Generator | K NORTHEAST12 | Oil | Capacity Factor | 1 | % | 0 | 0 | 0 | 0 | 0 | 0 | 0 | 0 | 0 | 0 | 0 | 0 | 0 | 0 | 0 | 0 | 0 | 0 | 0 | 0
K NORTHEAST12_FO&M Cost | Oil_FO&M Cost | K Oil_FO&M Cost | 0 | 0 | System | Generator | K NORTHEAST12 | Oil | FO&M Cost | 1 | 0 | 0 | 0 | 0 | 0 | 0 | 0 | 0 | 0 | 0 | 0 | 0 | 0 | 0 | 0 | 0 | 0 | 0 | 0 | 0 | 0
K NORTHEAST12_Generation Cost | Oil_Generation Cost | K Oil_Generation Cost | 0 | 0 | System | Generator | K NORTHEAST12 | Oil | Generation Cost | 1 | 0 | 0 | 0 | 0 | 0 | 0 | 0 | 0 | 0 | 0 | 0 | 0 | 0 | 0 | 0 | 0 | 0 | 0 | 0 | 0 | 0
K NORTHEAST12_Fixed Costs | Oil_Fixed Costs | K Oil_Fixed Costs | 0 | 0 | System | Generator | K NORTHEAST12 | Oil | Fixed Costs | 1 | 0 | 0 | 0 | 0 | 0 | 0 | 0 | 0 | 0 | 0 | 0 | 0 | 0 | 0 | 0 | 0 | 0 | 0 | 0 | 0 | 0
K NORTHEAST12_Pool Revenue | Oil_Pool Revenue | K Oil_Pool Revenue | 0 | 0 | System | Generator | K NORTHEAST12 | Oil | Pool Revenue | 1 | 0 | 0 | 0 | 0 | 0 | 0 | 0 | 0 | 0 | 0 | 0 | 0 | 0 | 0 | 0 | 0 | 0 | 0 | 0 | 0 | 0
K NORTHEAST12_Max Capacity | Oil_Max Capacity | K Oil_Max Capacity | 41 | 0 | System | Generator | K NORTHEAST12 | Oil | Max Capacity | 1 | MW | 41 | 41 | 41 | 41 | 41 | 41 | 41 | 41 | 41 | 41 | 41 | 41 | 41 | 41 | 41 | 41 | 41 | 41 | 41 | 41
K NORTHEAST12_Installed Capacity | Oil_Installed Capacity | K Oil_Installed Capacity | 41 | 0 | System | Generator | K NORTHEAST12 | Oil | Installed Capacity | 1 | MW | 41 | 41 | 41 | 41 | 41 | 41 | 41 | 41 | 41 | 41 | 41 | 41 | 41 | 41 | 41 | 41 | 41 | 41 | 41 | 41
K NORTHEAST12_Firm Capacity | Oil_Firm Capacity | K Oil_Firm Capacity | 49 | 0 | System | Generator | K NORTHEAST12 | Oil | Firm Capacity | 1 | MW | 49 | 49 | 49 | 49 | 49 | 49 | 49 | 49 | 49 | 49 | 49 | 49 | 49 | 49 | 49 | 49 | 49 | 49 | 49 | 49
K NORTHEAST12_Forced Outage Rate | Oil_Forced Outage Rate | K Oil_Forced Outage Rate | 5.55 | 0 | System | Generator | K NORTHEAST12 | Oil | Forced Outage Rate | 1 | % | 5.55 | 5.55 | 5.55 | 5.55 | 5.55 | 5.55 | 5.55 | 5.55 | 5.55 | 5.55 | 5.55 | 5.55 | 5.55 | 5.55 | 5.55 | 5.55 | 5.55 | 5.55 | 5.55 | 5.55
K NORTHEAST12_Outage Rate | Oil_Outage Rate | K Oil_Outage Rate | 18.05 | 0 | System | Generator | K NORTHEAST12 | Oil | Outage Rate | 1 | % | 18.05 | 18.05 | 18.05 | 18.05 | 18.05 | 18.05 | 18.05 | 18.05 | 18.05 | 18.05 | 18.05 | 18.05 | 18.05 | 18.05 | 18.05 | 18.05 | 18.05 | 18.05 | 18.05 | 18.05
K NORTHEAST12_Units Built | Oil_Units Built | K Oil_Units Built | 0 | 0 | System | Generator | K NORTHEAST12 | Oil | Units Built | 1 | - | 0 | 0 | 0 | 0 | 0 | 0 | 0 | 0 | 0 | 0 | 0 | 0 | 0 | 0 | 0 | 0 | 0 | 0 | 0 | 0
K NORTHEAST12_Units Retired | Oil_Units Retired | K Oil_Units Retired | 0 | 0 | System | Generator | K NORTHEAST12 | Oil | Units Retired | 1 | - | 0 | 0 | 0 | 0 | 0 | 0 | 0 | 0 | 0 | 0 | 0 | 0 | 0 | 0 | 0 | 0 | 0 | 0 | 0 | 0
K NORTHEAST12_Capacity Built | Oil_Capacity Built | K Oil_Capacity Built | 0 | 0 | System | Generator | K NORTHEAST12 | Oil | Capacity Built | 1 | MW | 0 | 0 | 0 | 0 | 0 | 0 | 0 | 0 | 0 | 0 | 0 | 0 | 0 | 0 | 0 | 0 | 0 | 0 | 0 | 0
K NORTHEAST13_Units | Oil_Units | K Oil_Units | 1 | 0 | System | Generator | K NORTHEAST13 | Oil | Units | 1 | - | bar: 2024 to 2043
K NORTHEAST13_Generation | Oil_Generation | K Oil_Generation | 0 | 0 | System | Generator | K NORTHEAST13 | Oil | Generation | 1 | GWh | 0 | 0 | 0 | 0 | 0 | 0 | 0 | 0 | 0 | 0 | 0 | 0 | 0 | 0 | 0 | 0 | 0 | 0 | 0 | 0
K NORTHEAST13_Capacity Factor | Oil_Capacity Factor | K Oil_Capacity Factor | 0 | 0 | System | Generator | K NORTHEAST13 | Oil | Capacity Factor | 1 | % | 0 | 0 | 0 | 0 | 0 | 0 | 0 | 0 | 0 | 0 | 0 | 0 | 0 | 0 | 0 | 0 | 0 | 0 | 0 | 0
K NORTHEAST13_FO&M Cost | Oil_FO&M Cost | K Oil_FO&M Cost | 0 | 0 | System | Generator | K NORTHEAST13 | Oil | FO&M Cost | 1 | 0 | 0 | 0 | 0 | 0 | 0 | 0 | 0 | 0 | 0 | 0 | 0 | 0 | 0 | 0 | 0 | 0 | 0 | 0 | 0 | 0
K NORTHEAST13_Generation Cost | Oil_Generation Cost | K Oil_Generation Cost | 0 | 0 | System | Generator | K NORTHEAST13 | Oil | Generation Cost | 1 | 0 | 0 | 0 | 0 | 0 | 0 | 0 | 0 | 0 | 0 | 0 | 0 | 0 | 0 | 0 | 0 | 0 | 0 | 0 | 0 | 0
K NORTHEAST13_Fixed Costs | Oil_Fixed Costs | K Oil_Fixed Costs | 0 | 0 | System | Generator | K NORTHEAST13 | Oil | Fixed Costs | 1 | 0 | 0 | 0 | 0 | 0 | 0 | 0 | 0 | 0 | 0 | 0 | 0 | 0 | 0 | 0 | 0 | 0 | 0 | 0 | 0 | 0
K NORTHEAST13_Pool Revenue | Oil_Pool Revenue | K Oil_Pool Revenue | 0 | 0 | System | Generator | K NORTHEAST13 | Oil | Pool Revenue | 1 | 0 | 0 | 0 | 0 | 0 | 0 | 0 | 0 | 0 | 0 | 0 | 0 | 0 | 0 | 0 | 0 | 0 | 0 | 0 | 0 | 0
K NORTHEAST13_Max Capacity | Oil_Max Capacity | K Oil_Max Capacity | 46 | 0 | System | Generator | K NORTHEAST13 | Oil | Max Capacity | 1 | MW | 46 | 46 | 46 | 46 | 46 | 46 | 46 | 46 | 46 | 46 | 46 | 46 | 46 | 46 | 46 | 46 | 46 | 46 | 46 | 46
K NORTHEAST13_Installed Capacity | Oil_Installed Capacity | K Oil_Installed Capacity | 46 | 0 | System | Generator | K NORTHEAST13 | Oil | Installed Capacity | 1 | MW | 46 | 46 | 46 | 46 | 46 | 46 | 46 | 46 | 46 | 46 | 46 | 46 | 46 | 46 | 46 | 46 | 46 | 46 | 46 | 46
K NORTHEAST13_Firm Capacity | Oil_Firm Capacity | K Oil_Firm Capacity | 48.2 | 0 | System | Generator | K NORTHEAST13 | Oil | Firm Capacity | 1 | MW | 48.2 | 48.2 | 48.2 | 48.2 | 48.2 | 48.2 | 48.2 | 48.2 | 48.2 | 48.2 | 48.2 | 48.2 | 48.2 | 48.2 | 48.2 | 48.2 | 48.2 | 48.2 | 48.2 | 48.2
K NORTHEAST13_Forced Outage Rate | Oil_Forced Outage Rate | K Oil_Forced Outage Rate | 8.11 | 0 | System | Generator | K NORTHEAST13 | Oil | Forced Outage Rate | 1 | % | 8.11 | 8.11 | 8.11 | 8.11 | 8.11 | 8.11 | 8.11 | 8.11 | 8.11 | 8.11 | 8.11 | 8.11 | 8.11 | 8.11 | 8.11 | 8.11 | 8.11 | 8.11 | 8.11 | 8.11
K NORTHEAST13_Outage Rate | Oil_Outage Rate | K Oil_Outage Rate | 11.96 | 0 | System | Generator | K NORTHEAST13 | Oil | Outage Rate | 1 | % | 11.96 | 11.96 | 11.96 | 11.96 | 11.96 | 11.96 | 11.96 | 11.96 | 11.96 | 11.96 | 11.96 | 11.96 | 11.96 | 11.96 | 11.96 | 11.96 | 11.96 | 11.96 | 11.96 | 11.96
K NORTHEAST13_Units Built | Oil_Units Built | K Oil_Units Built | 0 | 0 | System | Generator | K NORTHEAST13 | Oil | Units Built | 1 | - | 0 | 0 | 0 | 0 | 0 | 0 | 0 | 0 | 0 | 0 | 0 | 0 | 0 | 0 | 0 | 0 | 0 | 0 | 0 | 0
K NORTHEAST13_Units Retired | Oil_Units Retired | K Oil_Units Retired | 0 | 0 | System | Generator | K NORTHEAST13 | Oil | Units Retired | 1 | - | 0 | 0 | 0 | 0 | 0 | 0 | 0 | 0 | 0 | 0 | 0 | 0 | 0 | 0 | 0 | 0 | 0 | 0 | 0 | 0
K NORTHEAST13_Capacity Built | Oil_Capacity Built | K Oil_Capacity Built | 0 | 0 | System | Generator | K NORTHEAST13 | Oil | Capacity Built | 1 | MW | 0 | 0 | 0 | 0 | 0 | 0 | 0 | 0 | 0 | 0 | 0 | 0 | 0 | 0 | 0 | 0 | 0 | 0 | 0 | 0
K NORTHEAST14_Units | Oil_Units | K Oil_Units | 1 | 0 | System | Generator | K NORTHEAST14 | Oil | Units | 1 | - | bar: 2024 to 2043
K NORTHEAST14_Generation | Oil_Generation | K Oil_Generation | 0 | 0 | System | Generator | K NORTHEAST14 | Oil | Generation | 1 | GWh | 0 | 0 | 0 | 0 | 0 | 0 | 0 | 0 | 0 | 0 | 0 | 0 | 0 | 0 | 0 | 0 | 0 | 0 | 0 | 0
K NORTHEAST14_Capacity Factor | Oil_Capacity Factor | K Oil_Capacity Factor | 0 | 0 | System | Generator | K NORTHEAST14 | Oil | Capacity Factor | 1 | % | 0 | 0 | 0 | 0 | 0 | 0 | 0 | 0 | 0 | 0 | 0 | 0 | 0 | 0 | 0 | 0 | 0 | 0 | 0 | 0
K NORTHEAST14_FO&M Cost | Oil_FO&M Cost | K Oil_FO&M Cost | 0 | 0 | System | Generator | K NORTHEAST14 | Oil | FO&M Cost | 1 | 0 | 0 | 0 | 0 | 0 | 0 | 0 | 0 | 0 | 0 | 0 | 0 | 0 | 0 | 0 | 0 | 0 | 0 | 0 | 0 | 0
K NORTHEAST14_Generation Cost | Oil_Generation Cost | K Oil_Generation Cost | 0 | 0 | System | Generator | K NORTHEAST14 | Oil | Generation Cost | 1 | 0 | 0 | 0 | 0 | 0 | 0 | 0 | 0 | 0 | 0 | 0 | 0 | 0 | 0 | 0 | 0 | 0 | 0 | 0 | 0 | 0
K NORTHEAST14_Fixed Costs | Oil_Fixed Costs | K Oil_Fixed Costs | 0 | 0 | System | Generator | K NORTHEAST14 | Oil | Fixed Costs | 1 | 0 | 0 | 0 | 0 | 0 | 0 | 0 | 0 | 0 | 0 | 0 | 0 | 0 | 0 | 0 | 0 | 0 | 0 | 0 | 0 | 0
K NORTHEAST14_Pool Revenue | Oil_Pool Revenue | K Oil_Pool Revenue | 0 | 0 | System | Generator | K NORTHEAST14 | Oil | Pool Revenue | 1 | 0 | 0 | 0 | 0 | 0 | 0 | 0 | 0 | 0 | 0 | 0 | 0 | 0 | 0 | 0 | 0 | 0 | 0 | 0 | 0 | 0
K NORTHEAST14_Max Capacity | Oil_Max Capacity | K Oil_Max Capacity | 49 | 0 | System | Generator | K NORTHEAST14 | Oil | Max Capacity | 1 | MW | 49 | 49 | 49 | 49 | 49 | 49 | 49 | 49 | 49 | 49 | 49 | 49 | 49 | 49 | 49 | 49 | 49 | 49 | 49 | 49
K NORTHEAST14_Installed Capacity | Oil_Installed Capacity | K Oil_Installed Capacity | 49 | 0 | System | Generator | K NORTHEAST14 | Oil | Installed Capacity | 1 | MW | 49 | 49 | 49 | 49 | 49 | 49 | 49 | 49 | 49 | 49 | 49 | 49 | 49 | 49 | 49 | 49 | 49 | 49 | 49 | 49
K NORTHEAST14_Firm Capacity | Oil_Firm Capacity | K Oil_Firm Capacity | 51 | 0 | System | Generator | K NORTHEAST14 | Oil | Firm Capacity | 1 | MW | 51 | 51 | 51 | 51 | 51 | 51 | 51 | 51 | 51 | 51 | 51 | 51 | 51 | 51 | 51 | 51 | 51 | 51 | 51 | 51
K NORTHEAST14_Forced Outage Rate | Oil_Forced Outage Rate | K Oil_Forced Outage Rate | 2.71 | 0 | System | Generator | K NORTHEAST14 | Oil | Forced Outage Rate | 1 | % | 2.71 | 2.71 | 2.71 | 2.71 | 2.71 | 2.71 | 2.71 | 2.71 | 2.71 | 2.71 | 2.71 | 2.71 | 2.71 | 2.71 | 2.71 | 2.71 | 2.71 | 2.71 | 2.71 | 2.71
K NORTHEAST14_Outage Rate | Oil_Outage Rate | K Oil_Outage Rate | 3.46 | 0 | System | Generator | K NORTHEAST14 | Oil | Outage Rate | 1 | % | 3.46 | 3.46 | 3.46 | 3.46 | 3.46 | 3.46 | 3.46 | 3.46 | 3.46 | 3.46 | 3.46 | 3.46 | 3.46 | 3.46 | 3.46 | 3.46 | 3.46 | 3.46 | 3.46 | 3.46
K NORTHEAST14_Units Built | Oil_Units Built | K Oil_Units Built | 0 | 0 | System | Generator | K NORTHEAST14 | Oil | Units Built | 1 | - | 0 | 0 | 0 | 0 | 0 | 0 | 0 | 0 | 0 | 0 | 0 | 0 | 0 | 0 | 0 | 0 | 0 | 0 | 0 | 0
K NORTHEAST14_Units Retired | Oil_Units Retired | K Oil_Units Retired | 0 | 0 | System | Generator | K NORTHEAST14 | Oil | Units Retired | 1 | - | 0 | 0 | 0 | 0 | 0 | 0 | 0 | 0 | 0 | 0 | 0 | 0 | 0 | 0 | 0 | 0 | 0 | 0 | 0 | 0
K NORTHEAST14_Capacity Built | Oil_Capacity Built | K Oil_Capacity Built | 0 | 0 | System | Generator | K NORTHEAST14 | Oil | Capacity Built | 1 | MW | 0 | 0 | 0 | 0 | 0 | 0 | 0 | 0 | 0 | 0 | 0 | 0 | 0 | 0 | 0 | 0 | 0 | 0 | 0 | 0
K NORTHEAST15_Units | Oil_Units | K Oil_Units | 1 | 0 | System | Generator | K NORTHEAST15 | Oil | Units | 1 | - | bar: 2024 to 2043
K NORTHEAST15_Generation | Oil_Generation | K Oil_Generation | 0 | 0 | System | Generator | K NORTHEAST15 | Oil | Generation | 1 | GWh | 0 | 0 | 0 | 0 | 0 | 0 | 0 | 0 | 0 | 0 | 0 | 0 | 0 | 0 | 0 | 0 | 0 | 0 | 0 | 0
K NORTHEAST15_Capacity Factor | Oil_Capacity Factor | K Oil_Capacity Factor | 0 | 0 | System | Generator | K NORTHEAST15 | Oil | Capacity Factor | 1 | % | 0 | 0 | 0 | 0 | 0 | 0 | 0 | 0 | 0 | 0 | 0 | 0 | 0 | 0 | 0 | 0 | 0 | 0 | 0 | 0
K NORTHEAST15_FO&M Cost | Oil_FO&M Cost | K Oil_FO&M Cost | 0 | 0 | System | Generator | K NORTHEAST15 | Oil | FO&M Cost | 1 | 0 | 0 | 0 | 0 | 0 | 0 | 0 | 0 | 0 | 0 | 0 | 0 | 0 | 0 | 0 | 0 | 0 | 0 | 0 | 0 | 0
K NORTHEAST15_Generation Cost | Oil_Generation Cost | K Oil_Generation Cost | 0 | 0 | System | Generator | K NORTHEAST15 | Oil | Generation Cost | 1 | 0 | 0 | 0 | 0 | 0 | 0 | 0 | 0 | 0 | 0 | 0 | 0 | 0 | 0 | 0 | 0 | 0 | 0 | 0 | 0 | 0
K NORTHEAST15_Fixed Costs | Oil_Fixed Costs | K Oil_Fixed Costs | 0 | 0 | System | Generator | K NORTHEAST15 | Oil | Fixed Costs | 1 | 0 | 0 | 0 | 0 | 0 | 0 | 0 | 0 | 0 | 0 | 0 | 0 | 0 | 0 | 0 | 0 | 0 | 0 | 0 | 0 | 0
K NORTHEAST15_Pool Revenue | Oil_Pool Revenue | K Oil_Pool Revenue | 0 | 0 | System | Generator | K NORTHEAST15 | Oil | Pool Revenue | 1 | 0 | 0 | 0 | 0 | 0 | 0 | 0 | 0 | 0 | 0 | 0 | 0 | 0 | 0 | 0 | 0 | 0 | 0 | 0 | 0 | 0
K NORTHEAST15_Max Capacity | Oil_Max Capacity | K Oil_Max Capacity | 53 | 0 | System | Generator | K NORTHEAST15 | Oil | Max Capacity | 1 | MW | 53 | 53 | 53 | 53 | 53 | 53 | 53 | 53 | 53 | 53 | 53 | 53 | 53 | 53 | 53 | 53 | 53 | 53 | 53 | 53
K NORTHEAST15_Installed Capacity | Oil_Installed Capacity | K Oil_Installed Capacity | 53 | 0 | System | Generator | K NORTHEAST15 | Oil | Installed Capacity | 1 | MW | 53 | 53 | 53 | 53 | 53 | 53 | 53 | 53 | 53 | 53 | 53 | 53 | 53 | 53 | 53 | 53 | 53 | 53 | 53 | 53
K NORTHEAST15_Firm Capacity | Oil_Firm Capacity | K Oil_Firm Capacity | 48 | 0 | System | Generator | K NORTHEAST15 | Oil | Firm Capacity | 1 | MW | 48 | 48 | 48 | 48 | 48 | 48 | 48 | 48 | 48 | 48 | 48 | 48 | 48 | 48 | 48 | 48 | 48 | 48 | 48 | 48
K NORTHEAST15_Forced Outage Rate | Oil_Forced Outage Rate | K Oil_Forced Outage Rate | 3.74 | 0 | System | Generator | K NORTHEAST15 | Oil | Forced Outage Rate | 1 | % | 3.74 | 3.74 | 3.74 | 3.74 | 3.74 | 3.74 | 3.74 | 3.74 | 3.74 | 3.74 | 3.74 | 3.74 | 3.74 | 3.74 | 3.74 | 3.74 | 3.74 | 3.74 | 3.74 | 3.74
K NORTHEAST15_Outage Rate | Oil_Outage Rate | K Oil_Outage Rate | 4.41 | 0 | System | Generator | K NORTHEAST15 | Oil | Outage Rate | 1 | % | 4.41 | 4.41 | 4.41 | 4.41 | 4.41 | 4.41 | 4.41 | 4.41 | 4.41 | 4.41 | 4.41 | 4.41 | 4.41 | 4.41 | 4.41 | 4.41 | 4.41 | 4.41 | 4.41 | 4.41
K NORTHEAST15_Units Built | Oil_Units Built | K Oil_Units Built | 0 | 0 | System | Generator | K NORTHEAST15 | Oil | Units Built | 1 | - | 0 | 0 | 0 | 0 | 0 | 0 | 0 | 0 | 0 | 0 | 0 | 0 | 0 | 0 | 0 | 0 | 0 | 0 | 0 | 0
K NORTHEAST15_Units Retired | Oil_Units Retired | K Oil_Units Retired | 0 | 0 | System | Generator | K NORTHEAST15 | Oil | Units Retired | 1 | - | 0 | 0 | 0 | 0 | 0 | 0 | 0 | 0 | 0 | 0 | 0 | 0 | 0 | 0 | 0 | 0 | 0 | 0 | 0 | 0
K NORTHEAST15_Capacity Built | Oil_Capacity Built | K Oil_Capacity Built | 0 | 0 | System | Generator | K NORTHEAST15 | Oil | Capacity Built | 1 | MW | 0 | 0 | 0 | 0 | 0 | 0 | 0 | 0 | 0 | 0 | 0 | 0 | 0 | 0 | 0 | 0 | 0 | 0 | 0 | 0
K NORTHEAST16_Units | Oil_Units | K Oil_Units | 1 | 0 | System | Generator | K NORTHEAST16 | Oil | Units | 1 | - | bar: 2024 to 2043
K NORTHEAST16_Generation | Oil_Generation | K Oil_Generation | 0 | 0 | System | Generator | K NORTHEAST16 | Oil | Generation | 1 | GWh | 0 | 0 | 0 | 0 | 0 | 0 | 0 | 0 | 0 | 0 | 0 | 0 | 0 | 0 | 0 | 0 | 0 | 0 | 0 | 0
K NORTHEAST16_Capacity Factor | Oil_Capacity Factor | K Oil_Capacity Factor | 0 | 0 | System | Generator | K NORTHEAST16 | Oil | Capacity Factor | 1 | % | 0 | 0 | 0 | 0 | 0 | 0 | 0 | 0 | 0 | 0 | 0 | 0 | 0 | 0 | 0 | 0 | 0 | 0 | 0 | 0
K NORTHEAST16_FO&M Cost | Oil_FO&M Cost | K Oil_FO&M Cost | 0 | 0 | System | Generator | K NORTHEAST16 | Oil | FO&M Cost | 1 | 0 | 0 | 0 | 0 | 0 | 0 | 0 | 0 | 0 | 0 | 0 | 0 | 0 | 0 | 0 | 0 | 0 | 0 | 0 | 0 | 0
K NORTHEAST16_Generation Cost | Oil_Generation Cost | K Oil_Generation Cost | 0 | 0 | System | Generator | K NORTHEAST16 | Oil | Generation Cost | 1 | 0 | 0 | 0 | 0 | 0 | 0 | 0 | 0 | 0 | 0 | 0 | 0 | 0 | 0 | 0 | 0 | 0 | 0 | 0 | 0 | 0
K NORTHEAST16_Fixed Costs | Oil_Fixed Costs | K Oil_Fixed Costs | 0 | 0 | System | Generator | K NORTHEAST16 | Oil | Fixed Costs | 1 | 0 | 0 | 0 | 0 | 0 | 0 | 0 | 0 | 0 | 0 | 0 | 0 | 0 | 0 | 0 | 0 | 0 | 0 | 0 | 0 | 0
K NORTHEAST16_Pool Revenue | Oil_Pool Revenue | K Oil_Pool Revenue | 0 | 0 | System | Generator | K NORTHEAST16 | Oil | Pool Revenue | 1 | 0 | 0 | 0 | 0 | 0 | 0 | 0 | 0 | 0 | 0 | 0 | 0 | 0 | 0 | 0 | 0 | 0 | 0 | 0 | 0 | 0
K NORTHEAST16_Max Capacity | Oil_Max Capacity | K Oil_Max Capacity | 53 | 0 | System | Generator | K NORTHEAST16 | Oil | Max Capacity | 1 | MW | 53 | 53 | 53 | 53 | 53 | 53 | 53 | 53 | 53 | 53 | 53 | 53 | 53 | 53 | 53 | 53 | 53 | 53 | 53 | 53
K NORTHEAST16_Installed Capacity | Oil_Installed Capacity | K Oil_Installed Capacity | 53 | 0 | System | Generator | K NORTHEAST16 | Oil | Installed Capacity | 1 | MW | 53 | 53 | 53 | 53 | 53 | 53 | 53 | 53 | 53 | 53 | 53 | 53 | 53 | 53 | 53 | 53 | 53 | 53 | 53 | 53
K NORTHEAST16_Firm Capacity | Oil_Firm Capacity | K Oil_Firm Capacity | 48 | 0 | System | Generator | K NORTHEAST16 | Oil | Firm Capacity | 1 | MW | 48 | 48 | 48 | 48 | 48 | 48 | 48 | 48 | 48 | 48 | 48 | 48 | 48 | 48 | 48 | 48 | 48 | 48 | 48 | 48
K NORTHEAST16_Forced Outage Rate | Oil_Forced Outage Rate | K Oil_Forced Outage Rate | 3.4 | 0 | System | Generator | K NORTHEAST16 | Oil | Forced Outage Rate | 1 | % | 3.4 | 3.4 | 3.4 | 3.4 | 3.4 | 3.4 | 3.4 | 3.4 | 3.4 | 3.4 | 3.4 | 3.4 | 3.4 | 3.4 | 3.4 | 3.4 | 3.4 | 3.4 | 3.4 | 3.4
K NORTHEAST16_Outage Rate | Oil_Outage Rate | K Oil_Outage Rate | 4.01 | 0 | System | Generator | K NORTHEAST16 | Oil | Outage Rate | 1 | % | 4.01 | 4.01 | 4.01 | 4.01 | 4.01 | 4.01 | 4.01 | 4.01 | 4.01 | 4.01 | 4.01 | 4.01 | 4.01 | 4.01 | 4.01 | 4.01 | 4.01 | 4.01 | 4.01 | 4.01
K NORTHEAST16_Units Built | Oil_Units Built | K Oil_Units Built | 0 | 0 | System | Generator | K NORTHEAST16 | Oil | Units Built | 1 | - | 0 | 0 | 0 | 0 | 0 | 0 | 0 | 0 | 0 | 0 | 0 | 0 | 0 | 0 | 0 | 0 | 0 | 0 | 0 | 0
K NORTHEAST16_Units Retired | Oil_Units Retired | K Oil_Units Retired | 0 | 0 | System | Generator | K NORTHEAST16 | Oil | Units Retired | 1 | - | 0 | 0 | 0 | 0 | 0 | 0 | 0 | 0 | 0 | 0 | 0 | 0 | 0 | 0 | 0 | 0 | 0 | 0 | 0 | 0
K NORTHEAST16_Capacity Built | Oil_Capacity Built | K Oil_Capacity Built | 0 | 0 | System | Generator | K NORTHEAST16 | Oil | Capacity Built | 1 | MW | 0 | 0 | 0 | 0 | 0 | 0 | 0 | 0 | 0 | 0 | 0 | 0 | 0 | 0 | 0 | 0 | 0 | 0 | 0 | 0
K NORTHEAST17_Units | Oil_Units | K Oil_Units | 1 | 0 | System | Generator | K NORTHEAST17 | Oil | Units | 1 | - | bar: 2024 to 2043
K NORTHEAST17_Generation | Oil_Generation | K Oil_Generation | 0 | 0 | System | Generator | K NORTHEAST17 | Oil | Generation | 1 | GWh | 0 | 0 | 0 | 0 | 0 | 0 | 0 | 0 | 0 | 0 | 0 | 0 | 0 | 0 | 0 | 0 | 0 | 0 | 0 | 0
K NORTHEAST17_Capacity Factor | Oil_Capacity Factor | K Oil_Capacity Factor | 0 | 0 | System | Generator | K NORTHEAST17 | Oil | Capacity Factor | 1 | % | 0 | 0 | 0 | 0 | 0 | 0 | 0 | 0 | 0 | 0 | 0 | 0 | 0 | 0 | 0 | 0 | 0 | 0 | 0 | 0
K NORTHEAST17_FO&M Cost | Oil_FO&M Cost | K Oil_FO&M Cost | 0 | 0 | System | Generator | K NORTHEAST17 | Oil | FO&M Cost | 1 | 0 | 0 | 0 | 0 | 0 | 0 | 0 | 0 | 0 | 0 | 0 | 0 | 0 | 0 | 0 | 0 | 0 | 0 | 0 | 0 | 0
K NORTHEAST17_Generation Cost | Oil_Generation Cost | K Oil_Generation Cost | 0 | 0 | System | Generator | K NORTHEAST17 | Oil | Generation Cost | 1 | 0 | 0 | 0 | 0 | 0 | 0 | 0 | 0 | 0 | 0 | 0 | 0 | 0 | 0 | 0 | 0 | 0 | 0 | 0 | 0 | 0
K NORTHEAST17_Fixed Costs | Oil_Fixed Costs | K Oil_Fixed Costs | 0 | 0 | System | Generator | K NORTHEAST17 | Oil | Fixed Costs | 1 | 0 | 0 | 0 | 0 | 0 | 0 | 0 | 0 | 0 | 0 | 0 | 0 | 0 | 0 | 0 | 0 | 0 | 0 | 0 | 0 | 0
K NORTHEAST17_Pool Revenue | Oil_Pool Revenue | K Oil_Pool Revenue | 0 | 0 | System | Generator | K NORTHEAST17 | Oil | Pool Revenue | 1 | 0 | 0 | 0 | 0 | 0 | 0 | 0 | 0 | 0 | 0 | 0 | 0 | 0 | 0 | 0 | 0 | 0 | 0 | 0 | 0 | 0
K NORTHEAST17_Max Capacity | Oil_Max Capacity | K Oil_Max Capacity | 53 | 0 | System | Generator | K NORTHEAST17 | Oil | Max Capacity | 1 | MW | 53 | 53 | 53 | 53 | 53 | 53 | 53 | 53 | 53 | 53 | 53 | 53 | 53 | 53 | 53 | 53 | 53 | 53 | 53 | 53
K NORTHEAST17_Installed Capacity | Oil_Installed Capacity | K Oil_Installed Capacity | 53 | 0 | System | Generator | K NORTHEAST17 | Oil | Installed Capacity | 1 | MW | 53 | 53 | 53 | 53 | 53 | 53 | 53 | 53 | 53 | 53 | 53 | 53 | 53 | 53 | 53 | 53 | 53 | 53 | 53 | 53
K NORTHEAST17_Firm Capacity | Oil_Firm Capacity | K Oil_Firm Capacity | 53.2 | 0 | System | Generator | K NORTHEAST17 | Oil | Firm Capacity | 1 | MW | 53.2 | 53.2 | 53.2 | 53.2 | 53.2 | 53.2 | 53.2 | 53.2 | 53.2 | 53.2 | 53.2 | 53.2 | 53.2 | 53.2 | 53.2 | 53.2 | 53.2 | 53.2 | 53.2 | 53.2
K NORTHEAST17_Forced Outage Rate | Oil_Forced Outage Rate | K Oil_Forced Outage Rate | 3.95 | 0 | System | Generator | K NORTHEAST17 | Oil | Forced Outage Rate | 1 | % | 3.95 | 3.95 | 3.95 | 3.95 | 3.95 | 3.95 | 3.95 | 3.95 | 3.95 | 3.95 | 3.95 | 3.95 | 3.95 | 3.95 | 3.95 | 3.95 | 3.95 | 3.95 | 3.95 | 3.95
K NORTHEAST17_Outage Rate | Oil_Outage Rate | K Oil_Outage Rate | 12.48 | 0 | System | Generator | K NORTHEAST17 | Oil | Outage Rate | 1 | % | 12.48 | 12.48 | 12.48 | 12.48 | 12.48 | 12.48 | 12.48 | 12.48 | 12.48 | 12.48 | 12.48 | 12.48 | 12.48 | 12.48 | 12.48 | 12.48 | 12.48 | 12.48 | 12.48 | 12.48
K NORTHEAST17_Units Built | Oil_Units Built | K Oil_Units Built | 0 | 0 | System | Generator | K NORTHEAST17 | Oil | Units Built | 1 | - | 0 | 0 | 0 | 0 | 0 | 0 | 0 | 0 | 0 | 0 | 0 | 0 | 0 | 0 | 0 | 0 | 0 | 0 | 0 | 0
K NORTHEAST17_Units Retired | Oil_Units Retired | K Oil_Units Retired | 0 | 0 | System | Generator | K NORTHEAST17 | Oil | Units Retired | 1 | - | 0 | 0 | 0 | 0 | 0 | 0 | 0 | 0 | 0 | 0 | 0 | 0 | 0 | 0 | 0 | 0 | 0 | 0 | 0 | 0
K NORTHEAST17_Capacity Built | Oil_Capacity Built | K Oil_Capacity Built | 0 | 0 | System | Generator | K NORTHEAST17 | Oil | Capacity Built | 1 | MW | 0 | 0 | 0 | 0 | 0 | 0 | 0 | 0 | 0 | 0 | 0 | 0 | 0 | 0 | 0 | 0 | 0 | 0 | 0 | 0
K NORTHEAST18_Units | Oil_Units | K Oil_Units | 1 | 0 | System | Generator | K NORTHEAST18 | Oil | Units | 1 | - | bar: 2024 to 2043
K NORTHEAST18_Generation | Oil_Generation | K Oil_Generation | 0 | 0 | System | Generator | K NORTHEAST18 | Oil | Generation | 1 | GWh | 0 | 0 | 0 | 0 | 0 | 0 | 0 | 0 | 0 | 0 | 0 | 0 | 0 | 0 | 0 | 0 | 0 | 0 | 0 | 0
K NORTHEAST18_Capacity Factor | Oil_Capacity Factor | K Oil_Capacity Factor | 0 | 0 | System | Generator | K NORTHEAST18 | Oil | Capacity Factor | 1 | % | 0 | 0 | 0 | 0 | 0 | 0 | 0 | 0 | 0 | 0 | 0 | 0 | 0 | 0 | 0 | 0 | 0 | 0 | 0 | 0
K NORTHEAST18_FO&M Cost | Oil_FO&M Cost | K Oil_FO&M Cost | 0 | 0 | System | Generator | K NORTHEAST18 | Oil | FO&M Cost | 1 | 0 | 0 | 0 | 0 | 0 | 0 | 0 | 0 | 0 | 0 | 0 | 0 | 0 | 0 | 0 | 0 | 0 | 0 | 0 | 0 | 0
K NORTHEAST18_Generation Cost | Oil_Generation Cost | K Oil_Generation Cost | 0 | 0 | System | Generator | K NORTHEAST18 | Oil | Generation Cost | 1 | 0 | 0 | 0 | 0 | 0 | 0 | 0 | 0 | 0 | 0 | 0 | 0 | 0 | 0 | 0 | 0 | 0 | 0 | 0 | 0 | 0
K NORTHEAST18_Fixed Costs | Oil_Fixed Costs | K Oil_Fixed Costs | 0 | 0 | System | Generator | K NORTHEAST18 | Oil | Fixed Costs | 1 | 0 | 0 | 0 | 0 | 0 | 0 | 0 | 0 | 0 | 0 | 0 | 0 | 0 | 0 | 0 | 0 | 0 | 0 | 0 | 0 | 0
K NORTHEAST18_Pool Revenue | Oil_Pool Revenue | K Oil_Pool Revenue | 0 | 0 | System | Generator | K NORTHEAST18 | Oil | Pool Revenue | 1 | 0 | 0 | 0 | 0 | 0 | 0 | 0 | 0 | 0 | 0 | 0 | 0 | 0 | 0 | 0 | 0 | 0 | 0 | 0 | 0 | 0
K NORTHEAST18_Max Capacity | Oil_Max Capacity | K Oil_Max Capacity | 52 | 0 | System | Generator | K NORTHEAST18 | Oil | Max Capacity | 1 | MW | 52 | 52 | 52 | 52 | 52 | 52 | 52 | 52 | 52 | 52 | 52 | 52 | 52 | 52 | 52 | 52 | 52 | 52 | 52 | 52
K NORTHEAST18_Installed Capacity | Oil_Installed Capacity | K Oil_Installed Capacity | 52 | 0 | System | Generator | K NORTHEAST18 | Oil | Installed Capacity | 1 | MW | 52 | 52 | 52 | 52 | 52 | 52 | 52 | 52 | 52 | 52 | 52 | 52 | 52 | 52 | 52 | 52 | 52 | 52 | 52 | 52
K NORTHEAST18_Firm Capacity | Oil_Firm Capacity | K Oil_Firm Capacity | 49 | 0 | System | Generator | K NORTHEAST18 | Oil | Firm Capacity | 1 | MW | 49 | 49 | 49 | 49 | 49 | 49 | 49 | 49 | 49 | 49 | 49 | 49 | 49 | 49 | 49 | 49 | 49 | 49 | 49 | 49
K NORTHEAST18_Forced Outage Rate | Oil_Forced Outage Rate | K Oil_Forced Outage Rate | 2.03 | 0 | System | Generator | K NORTHEAST18 | Oil | Forced Outage Rate | 1 | % | 2.03 | 2.03 | 2.03 | 2.03 | 2.03 | 2.03 | 2.03 | 2.03 | 2.03 | 2.03 | 2.03 | 2.03 | 2.03 | 2.03 | 2.03 | 2.03 | 2.03 | 2.03 | 2.03 | 2.03
K NORTHEAST18_Outage Rate | Oil_Outage Rate | K Oil_Outage Rate | 10.56 | 0 | System | Generator | K NORTHEAST18 | Oil | Outage Rate | 1 | % | 10.56 | 10.56 | 10.56 | 10.56 | 10.56 | 10.56 | 10.56 | 10.56 | 10.56 | 10.56 | 10.56 | 10.56 | 10.56 | 10.56 | 10.56 | 10.56 | 10.56 | 10.56 | 10.56 | 10.56
K NORTHEAST18_Units Built | Oil_Units Built | K Oil_Units Built | 0 | 0 | System | Generator | K NORTHEAST18 | Oil | Units Built | 1 | - | 0 | 0 | 0 | 0 | 0 | 0 | 0 | 0 | 0 | 0 | 0 | 0 | 0 | 0 | 0 | 0 | 0 | 0 | 0 | 0
K NORTHEAST18_Units Retired | Oil_Units Retired | K Oil_Units Retired | 0 | 0 | System | Generator | K NORTHEAST18 | Oil | Units Retired | 1 | - | 0 | 0 | 0 | 0 | 0 | 0 | 0 | 0 | 0 | 0 | 0 | 0 | 0 | 0 | 0 | 0 | 0 | 0 | 0 | 0
K NORTHEAST18_Capacity Built | Oil_Capacity Built | K Oil_Capacity Built | 0 | 0 | System | Generator | K NORTHEAST18 | Oil | Capacity Built | 1 | MW | 0 | 0 | 0 | 0 | 0 | 0 | 0 | 0 | 0 | 0 | 0 | 0 | 0 | 0 | 0 | 0 | 0 | 0 | 0 | 0
K SPEAR1_Units | Wind_Units | K Wind_Units | 1 | 0 | System | Generator | K SPEAR1 | Wind | Units | 1 | - | bar: 2024 to 2043
K SPEAR1_Generation | Wind_Generation | K Wind_Generation | 147.1425 | 0 | System | Generator | K SPEAR1 | Wind | Generation | 1 | GWh | 107.6211 | 111.1952 | 111.1952 | 126.8954 | 127.0437 | 128.223 | 136.762 | 143.2878 | 141.3504 | 143.6781 | 144.7201 | 141.6513 | 144.0737 | 144.7201 | 143.5712 | 143.9254 | 147.1425 | 144.9086 | 144.9086 | 144.9086
K SPEAR1_Capacity Factor | Wind_Capacity Factor | K Wind_Capacity Factor | 16.6679 | 0 | System | Generator | K SPEAR1 | Wind | Capacity Factor | 1 | % | 12.191 | 12.6304 | 12.6304 | 14.4137 | 14.3911 | 14.5645 | 15.5344 | 16.2757 | 16.0117 | 16.32 | 16.4384 | 16.0898 | 16.3202 | 16.4384 | 16.3079 | 16.3481 | 16.6679 | 16.4598 | 16.4598 | 16.4598
K SPEAR1_FO&M Cost | Wind_FO&M Cost | K Wind_FO&M Cost | 0 | 0 | System | Generator | K SPEAR1 | Wind | FO&M Cost | 1 | 0 | 0 | 0 | 0 | 0 | 0 | 0 | 0 | 0 | 0 | 0 | 0 | 0 | 0 | 0 | 0 | 0 | 0 | 0 | 0 | 0
K SPEAR1_Generation Cost | Wind_Generation Cost | K Wind_Generation Cost | 0 | 0 | System | Generator | K SPEAR1 | Wind | Generation Cost | 1 | 0 | 0 | 0 | 0 | 0 | 0 | 0 | 0 | 0 | 0 | 0 | 0 | 0 | 0 | 0 | 0 | 0 | 0 | 0 | 0 | 0
K SPEAR1_Fixed Costs | Wind_Fixed Costs | K Wind_Fixed Costs | 0 | 0 | System | Generator | K SPEAR1 | Wind | Fixed Costs | 1 | 0 | 0 | 0 | 0 | 0 | 0 | 0 | 0 | 0 | 0 | 0 | 0 | 0 | 0 | 0 | 0 | 0 | 0 | 0 | 0 | 0
K SPEAR1_Pool Revenue | Wind_Pool Revenue | K Wind_Pool Revenue | 2683.0901 | 0 | System | Generator | K SPEAR1 | Wind | Pool Revenue | 1 | 0 | 1470.2051 | 1620.5385 | 1779.4252 | 1884.3511 | 1909.0494 | 1935.5453 | 1944.0198 | 1979.7543 | 2010.0933 | 2073.0913 | 2140.4219 | 2215.1667 | 2282.9619 | 2350.1887 | 2416.9836 | 2420.4622 | 2467.3279 | 2547.8618 | 2611.4287 | 2683.0901
K SPEAR1_Max Capacity | Wind_Max Capacity | K Wind_Max Capacity | 100.5 | 0 | System | Generator | K SPEAR1 | Wind | Max Capacity | 1 | MW | 100.5 | 100.5 | 100.5 | 100.5 | 100.5 | 100.5 | 100.5 | 100.5 | 100.5 | 100.5 | 100.5 | 100.5 | 100.5 | 100.5 | 100.5 | 100.5 | 100.5 | 100.5 | 100.5 | 100.5
K SPEAR1_Installed Capacity | Wind_Installed Capacity | K Wind_Installed Capacity | 100.5 | 0 | System | Generator | K SPEAR1 | Wind | Installed Capacity | 1 | MW | 100.5 | 100.5 | 100.5 | 100.5 | 100.5 | 100.5 | 100.5 | 100.5 | 100.5 | 100.5 | 100.5 | 100.5 | 100.5 | 100.5 | 100.5 | 100.5 | 100.5 | 100.5 | 100.5 | 100.5
K SPEAR1_Firm Capacity | Wind_Firm Capacity | K Wind_Firm Capacity | 35.51 | 0 | System | Generator | K SPEAR1 | Wind | Firm Capacity | 1 | MW | 35.51 | 35.51 | 18.64 | 18.64 | 18.64 | 18.64 | 18.64 | 18.64 | 18.64 | 18.64 | 18.64 | 18.64 | 18.64 | 18.64 | 18.64 | 18.64 | 18.64 | 18.64 | 18.64 | 18.64
K SPEAR1_Forced Outage Rate | Wind_Forced Outage Rate | K Wind_Forced Outage Rate | 0 | 0 | System | Generator | K SPEAR1 | Wind | Forced Outage Rate | 1 | % | 0 | 0 | 0 | 0 | 0 | 0 | 0 | 0 | 0 | 0 | 0 | 0 | 0 | 0 | 0 | 0 | 0 | 0 | 0 | 0
K SPEAR1_Outage Rate | Wind_Outage Rate | K Wind_Outage Rate | 0 | 0 | System | Generator | K SPEAR1 | Wind | Outage Rate | 1 | % | 0 | 0 | 0 | 0 | 0 | 0 | 0 | 0 | 0 | 0 | 0 | 0 | 0 | 0 | 0 | 0 | 0 | 0 | 0 | 0
K SPEAR1_Units Built | Wind_Units Built | K Wind_Units Built | 0 | 0 | System | Generator | K SPEAR1 | Wind | Units Built | 1 | - | 0 | 0 | 0 | 0 | 0 | 0 | 0 | 0 | 0 | 0 | 0 | 0 | 0 | 0 | 0 | 0 | 0 | 0 | 0 | 0
K SPEAR1_Units Retired | Wind_Units Retired | K Wind_Units Retired | 0 | 0 | System | Generator | K SPEAR1 | Wind | Units Retired | 1 | - | 0 | 0 | 0 | 0 | 0 | 0 | 0 | 0 | 0 | 0 | 0 | 0 | 0 | 0 | 0 | 0 | 0 | 0 | 0 | 0
K SPEAR1_Capacity Built | Wind_Capacity Built | K Wind_Capacity Built | 0 | 0 | System | Generator | K SPEAR1 | Wind | Capacity Built | 1 | MW | 0 | 0 | 0 | 0 | 0 | 0 | 0 | 0 | 0 | 0 | 0 | 0 | 0 | 0 | 0 | 0 | 0 | 0 | 0 | 0
K SPEAR2_Units | Wind_Units | K Wind_Units | 1 | 0 | System | Generator | K SPEAR2 | Wind | Units | 1 | - | bar: 2024 to 2043
K SPEAR2_Generation | Wind_Generation | K Wind_Generation | 70.2763 | 0 | System | Generator | K SPEAR2 | Wind | Generation | 1 | GWh | 51.4003 | 53.1075 | 53.1075 | 60.6062 | 60.6769 | 61.2402 | 65.3186 | 68.4353 | 67.51 | 68.6518 | 69.1194 | 67.6537 | 68.8105 | 69.1194 | 68.1233 | 68.7398 | 70.2763 | 69.2094 | 69.2094 | 69.2094
K SPEAR2_Capacity Factor | Wind_Capacity Factor | K Wind_Capacity Factor | 16.6677 | 0 | System | Generator | K SPEAR2 | Wind | Capacity Factor | 1 | % | 12.1908 | 12.6302 | 12.6302 | 14.4136 | 14.391 | 14.5644 | 15.5343 | 16.2755 | 16.0116 | 16.327 | 16.4382 | 16.0896 | 16.32 | 16.4382 | 16.2013 | 16.3479 | 16.6677 | 16.4596 | 16.4596 | 16.4596
K SPEAR2_FO&M Cost | Wind_FO&M Cost | K Wind_FO&M Cost | 0 | 0 | System | Generator | K SPEAR2 | Wind | FO&M Cost | 1 | 0 | 0 | 0 | 0 | 0 | 0 | 0 | 0 | 0 | 0 | 0 | 0 | 0 | 0 | 0 | 0 | 0 | 0 | 0 | 0 | 0
K SPEAR2_Generation Cost | Wind_Generation Cost | K Wind_Generation Cost | 0 | 0 | System | Generator | K SPEAR2 | Wind | Generation Cost | 1 | 0 | 0 | 0 | 0 | 0 | 0 | 0 | 0 | 0 | 0 | 0 | 0 | 0 | 0 | 0 | 0 | 0 | 0 | 0 | 0 | 0
K SPEAR2_Fixed Costs | Wind_Fixed Costs | K Wind_Fixed Costs | 0 | 0 | System | Generator | K SPEAR2 | Wind | Fixed Costs | 1 | 0 | 0 | 0 | 0 | 0 | 0 | 0 | 0 | 0 | 0 | 0 | 0 | 0 | 0 | 0 | 0 | 0 | 0 | 0 | 0 | 0
K SPEAR2_Pool Revenue | Wind_Pool Revenue | K Wind_Pool Revenue | 1281.4615 | 0 | System | Generator | K SPEAR2 | Wind | Pool Revenue | 1 | 0 | 702.175 | 773.9758 | 849.8611 | 899.9763 | 911.7717 | 924.4272 | 928.4749 | 945.5444 | 960.0337 | 990.067 | 1022.2808 | 1057.9797 | 1090.3584 | 1122.4675 | 1156.1361 | 1156.0287 | 1178.4103 | 1216.8752 | 1247.2351 | 1281.4615
K SPEAR2_Max Capacity | Wind_Max Capacity | K Wind_Max Capacity | 48 | 0 | System | Generator | K SPEAR2 | Wind | Max Capacity | 1 | MW | 48 | 48 | 48 | 48 | 48 | 48 | 48 | 48 | 48 | 48 | 48 | 48 | 48 | 48 | 48 | 48 | 48 | 48 | 48 | 48
K SPEAR2_Installed Capacity | Wind_Installed Capacity | K Wind_Installed Capacity | 48 | 0 | System | Generator | K SPEAR2 | Wind | Installed Capacity | 1 | MW | 48 | 48 | 48 | 48 | 48 | 48 | 48 | 48 | 48 | 48 | 48 | 48 | 48 | 48 | 48 | 48 | 48 | 48 | 48 | 48
K SPEAR2_Firm Capacity | Wind_Firm Capacity | K Wind_Firm Capacity | 16.96 | 0 | System | Generator | K SPEAR2 | Wind | Firm Capacity | 1 | MW | 16.96 | 16.96 | 10.88 | 10.88 | 10.88 | 10.88 | 10.88 | 10.88 | 10.88 | 10.88 | 10.88 | 10.88 | 10.88 | 10.88 | 10.88 | 10.88 | 10.88 | 10.88 | 10.88 | 10.88
K SPEAR2_Forced Outage Rate | Wind_Forced Outage Rate | K Wind_Forced Outage Rate | 0 | 0 | System | Generator | K SPEAR2 | Wind | Forced Outage Rate | 1 | % | 0 | 0 | 0 | 0 | 0 | 0 | 0 | 0 | 0 | 0 | 0 | 0 | 0 | 0 | 0 | 0 | 0 | 0 | 0 | 0
K SPEAR2_Outage Rate | Wind_Outage Rate | K Wind_Outage Rate | 0 | 0 | System | Generator | K SPEAR2 | Wind | Outage Rate | 1 | % | 0 | 0 | 0 | 0 | 0 | 0 | 0 | 0 | 0 | 0 | 0 | 0 | 0 | 0 | 0 | 0 | 0 | 0 | 0 | 0
K SPEAR2_Units Built | Wind_Units Built | K Wind_Units Built | 0 | 0 | System | Generator | K SPEAR2 | Wind | Units Built | 1 | - | 0 | 0 | 0 | 0 | 0 | 0 | 0 | 0 | 0 | 0 | 0 | 0 | 0 | 0 | 0 | 0 | 0 | 0 | 0 | 0
K SPEAR2_Units Retired | Wind_Units Retired | K Wind_Units Retired | 0 | 0 | System | Generator | K SPEAR2 | Wind | Units Retired | 1 | - | 0 | 0 | 0 | 0 | 0 | 0 | 0 | 0 | 0 | 0 | 0 | 0 | 0 | 0 | 0 | 0 | 0 | 0 | 0 | 0
K SPEAR2_Capacity Built | Wind_Capacity Built | K Wind_Capacity Built | 0 | 0 | System | Generator | K SPEAR2 | Wind | Capacity Built | 1 | MW | 0 | 0 | 0 | 0 | 0 | 0 | 0 | 0 | 0 | 0 | 0 | 0 | 0 | 0 | 0 | 0 | 0 | 0 | 0 | 0
K CIMARRON2_Units | Wind PPA_Units | K Wind PPA_Units | 1 | 0 | System | Generator | K CIMARRON2 | Wind PPA | Units | 1 | - | 1 | 1 | 1 | 1 | 1 | 1 | 1 | 1 | 0 | 0 | 0 | 0 | 0 | 0 | 0 | 0 | 0 | 0 | 0 | 0
K CIMARRON2_Generation | Wind PPA_Generation | K Wind PPA_Generation | 517.8749 | 0 | System | Generator | K CIMARRON2 | Wind PPA | Generation | 1 | GWh | 517.8749 | 517.3193 | 517.3193 | 517.3193 | 517.8749 | 517.3193 | 517.3193 | 517.3193 | 221.2739 | 0 | 0 | 0 | 0 | 0 | 0 | 0 | 0 | 0 | 0 | 0
K CIMARRON2_Capacity Factor | Wind PPA_Capacity Factor | K Wind PPA_Capacity Factor | 45.9647 | 0 | System | Generator | K CIMARRON2 | Wind PPA | Capacity Factor | 1 | % | 44.9707 | 45.0455 | 45.0455 | 45.0455 | 44.9707 | 45.0455 | 45.0455 | 45.0455 | 45.9647 | 0 | 0 | 0 | 0 | 0 | 0 | 0 | 0 | 0 | 0 | 0
K CIMARRON2_FO&M Cost | Wind PPA_FO&M Cost | K Wind PPA_FO&M Cost | 0 | 0 | System | Generator | K CIMARRON2 | Wind PPA | FO&M Cost | 1 | 0 | 0 | 0 | 0 | 0 | 0 | 0 | 0 | 0 | 0 | 0 | 0 | 0 | 0 | 0 | 0 | 0 | 0 | 0 | 0 | 0
K CIMARRON2_Generation Cost | Wind PPA_Generation Cost | K Wind PPA_Generation Cost | 16313.0576 | 0 | System | Generator | K CIMARRON2 | Wind PPA | Generation Cost | 1 | 0 | 16313.0576 | 16295.5566 | 16295.5566 | 16295.5566 | 16313.0576 | 16295.5566 | 16295.5566 | 16295.5566 | 6970.1279 | 0 | 0 | 0 | 0 | 0 | 0 | 0 | 0 | 0 | 0 | 0
K CIMARRON2_Fixed Costs | Wind PPA_Fixed Costs | K Wind PPA_Fixed Costs | 0 | 0 | System | Generator | K CIMARRON2 | Wind PPA | Fixed Costs | 1 | 0 | 0 | 0 | 0 | 0 | 0 | 0 | 0 | 0 | 0 | 0 | 0 | 0 | 0 | 0 | 0 | 0 | 0 | 0 | 0 | 0
K CIMARRON2_Pool Revenue | Wind PPA_Pool Revenue | K Wind PPA_Pool Revenue | 6972.5742 | 0 | System | Generator | K CIMARRON2 | Wind PPA | Pool Revenue | 1 | 0 | 4240.4692 | 4847.21 | 5446.0591 | 6385.8486 | 6485.8555 | 6575.3223 | 6667.5352 | 6972.5742 | 2181.5271 | 0 | 0 | 0 | 0 | 0 | 0 | 0 | 0 | 0 | 0 | 0
K CIMARRON2_Max Capacity | Wind PPA_Max Capacity | K Wind PPA_Max Capacity | 131.1 | 0 | System | Generator | K CIMARRON2 | Wind PPA | Max Capacity | 1 | MW | 131.1 | 131.1 | 131.1 | 131.1 | 131.1 | 131.1 | 131.1 | 131.1 | 131.1 | 0 | 0 | 0 | 0 | 0 | 0 | 0 | 0 | 0 | 0 | 0
K CIMARRON2_Installed Capacity | Wind PPA_Installed Capacity | K Wind PPA_Installed Capacity | 131.1 | 0 | System | Generator | K CIMARRON2 | Wind PPA | Installed Capacity | 1 | MW | 131.1 | 131.1 | 131.1 | 131.1 | 131.1 | 131.1 | 131.1 | 131.1 | 0 | 0 | 0 | 0 | 0 | 0 | 0 | 0 | 0 | 0 | 0 | 0
K CIMARRON2_Firm Capacity | Wind PPA_Firm Capacity | K Wind PPA_Firm Capacity | 54.3 | 0 | System | Generator | K CIMARRON2 | Wind PPA | Firm Capacity | 1 | MW | 54.3 | 54.3 | 35.88 | 35.88 | 35.88 | 35.88 | 35.88 | 35.88 | 0 | 0 | 0 | 0 | 0 | 0 | 0 | 0 | 0 | 0 | 0 | 0
K CIMARRON2_Forced Outage Rate | Wind PPA_Forced Outage Rate | K Wind PPA_Forced Outage Rate | 0 | 0 | System | Generator | K CIMARRON2 | Wind PPA | Forced Outage Rate | 1 | % | 0 | 0 | 0 | 0 | 0 | 0 | 0 | 0 | 0 | 0 | 0 | 0 | 0 | 0 | 0 | 0 | 0 | 0 | 0 | 0
K CIMARRON2_Outage Rate | Wind PPA_Outage Rate | K Wind PPA_Outage Rate | 0 | 0 | System | Generator | K CIMARRON2 | Wind PPA | Outage Rate | 1 | % | 0 | 0 | 0 | 0 | 0 | 0 | 0 | 0 | 0 | 0 | 0 | 0 | 0 | 0 | 0 | 0 | 0 | 0 | 0 | 0
K CIMARRON2_Units Built | Wind PPA_Units Built | K Wind PPA_Units Built | 0 | 0 | System | Generator | K CIMARRON2 | Wind PPA | Units Built | 1 | - | 0 | 0 | 0 | 0 | 0 | 0 | 0 | 0 | 0 | 0 | 0 | 0 | 0 | 0 | 0 | 0 | 0 | 0 | 0 | 0
K CIMARRON2_Units Retired | Wind PPA_Units Retired | K Wind PPA_Units Retired | 0 | 0 | System | Generator | K CIMARRON2 | Wind PPA | Units Retired | 1 | - | 0 | 0 | 0 | 0 | 0 | 0 | 0 | 0 | 0 | 0 | 0 | 0 | 0 | 0 | 0 | 0 | 0 | 0 | 0 | 0
K CIMARRON2_Capacity Built | Wind PPA_Capacity Built | K Wind PPA_Capacity Built | 0 | 0 | System | Generator | K CIMARRON2 | Wind PPA | Capacity Built | 1 | MW | 0 | 0 | 0 | 0 | 0 | 0 | 0 | 0 | 0 | 0 | 0 | 0 | 0 | 0 | 0 | 0 | 0 | 0 | 0 | 0
K OSBORN_Units | Wind PPA_Units | K Wind PPA_Units | 1 | 0 | System | Generator | K OSBORN | Wind PPA | Units | 1 | - | 1 | 1 | 1 | 1 | 1 | 1 | 1 | 1 | 1 | 1 | 1 | 1 | 1 | 0 | 0 | 0 | 0 | 0 | 0 | 0
K OSBORN_Generation | Wind PPA_Generation | K Wind PPA_Generation | 500.6903 | 0 | System | Generator | K OSBORN | Wind PPA | Generation | 1 | GWh | 500.6903 | 498.2 | 498.2 | 498.2 | 500.6903 | 498.2 | 498.2 | 498.2 | 500.6903 | 498.2 | 498.2 | 498.2 | 489.7638 | 0 | 0 | 0 | 0 | 0 | 0 | 0
K OSBORN_Capacity Factor | Wind PPA_Capacity Factor | K Wind PPA_Capacity Factor | 48.7269 | 0 | System | Generator | K OSBORN | Wind PPA | Capacity Factor | 1 | % | 47.5002 | 47.3934 | 47.3934 | 47.3934 | 47.5002 | 47.3934 | 47.3934 | 47.3934 | 47.5002 | 47.3934 | 47.3934 | 47.3934 | 48.7269 | 0 | 0 | 0 | 0 | 0 | 0 | 0
K OSBORN_FO&M Cost | Wind PPA_FO&M Cost | K Wind PPA_FO&M Cost | 0 | 0 | System | Generator | K OSBORN | Wind PPA | FO&M Cost | 1 | 0 | 0 | 0 | 0 | 0 | 0 | 0 | 0 | 0 | 0 | 0 | 0 | 0 | 0 | 0 | 0 | 0 | 0 | 0 | 0 | 0
K OSBORN_Generation Cost | Wind PPA_Generation Cost | K Wind PPA_Generation Cost | 15771.7461 | 0 | System | Generator | K OSBORN | Wind PPA | Generation Cost | 1 | 0 | 15771.7461 | 15693.2979 | 15693.2979 | 15693.2979 | 15771.7461 | 15693.2979 | 15693.2979 | 15693.2979 | 15771.7461 | 15693.2979 | 15693.2979 | 15693.2979 | 15427.5586 | 0 | 0 | 0 | 0 | 0 | 0 | 0
K OSBORN_Fixed Costs | Wind PPA_Fixed Costs | K Wind PPA_Fixed Costs | 0 | 0 | System | Generator | K OSBORN | Wind PPA | Fixed Costs | 1 | 0 | 0 | 0 | 0 | 0 | 0 | 0 | 0 | 0 | 0 | 0 | 0 | 0 | 0 | 0 | 0 | 0 | 0 | 0 | 0 | 0
K OSBORN_Pool Revenue | Wind PPA_Pool Revenue | K Wind PPA_Pool Revenue | 7626.7578 | 0 | System | Generator | K OSBORN | Wind PPA | Pool Revenue | 1 | 0 | 4555.8867 | 5124.1436 | 5717.481 | 6379.1841 | 6497.8965 | 6553.0073 | 6641.9844 | 6804.1841 | 6922.0957 | 7107.1055 | 7326.0122 | 7551.4478 | 7626.7578 | 0 | 0 | 0 | 0 | 0 | 0 | 0
K OSBORN_Max Capacity | Wind PPA_Max Capacity | K Wind PPA_Max Capacity | 120 | 0 | System | Generator | K OSBORN | Wind PPA | Max Capacity | 1 | MW | 120 | 120 | 120 | 120 | 120 | 120 | 120 | 120 | 120 | 120 | 120 | 120 | 120 | 0 | 0 | 0 | 0 | 0 | 0 | 0
K OSBORN_Installed Capacity | Wind PPA_Installed Capacity | K Wind PPA_Installed Capacity | 120 | 0 | System | Generator | K OSBORN | Wind PPA | Installed Capacity | 1 | MW | 120 | 120 | 120 | 120 | 120 | 120 | 120 | 120 | 120 | 120 | 120 | 120 | 120 | 0 | 0 | 0 | 0 | 0 | 0 | 0
K OSBORN_Firm Capacity | Wind PPA_Firm Capacity | K Wind PPA_Firm Capacity | 22.92 | 0 | System | Generator | K OSBORN | Wind PPA | Firm Capacity | 1 | MW | 20.7 | 20.7 | 22.92 | 22.92 | 22.92 | 22.92 | 22.92 | 22.92 | 22.92 | 22.92 | 22.92 | 22.92 | 22.92 | 0 | 0 | 0 | 0 | 0 | 0 | 0
K OSBORN_Forced Outage Rate | Wind PPA_Forced Outage Rate | K Wind PPA_Forced Outage Rate | 0 | 0 | System | Generator | K OSBORN | Wind PPA | Forced Outage Rate | 1 | % | 0 | 0 | 0 | 0 | 0 | 0 | 0 | 0 | 0 | 0 | 0 | 0 | 0 | 0 | 0 | 0 | 0 | 0 | 0 | 0
K OSBORN_Outage Rate | Wind PPA_Outage Rate | K Wind PPA_Outage Rate | 0 | 0 | System | Generator | K OSBORN | Wind PPA | Outage Rate | 1 | % | 0 | 0 | 0 | 0 | 0 | 0 | 0 | 0 | 0 | 0 | 0 | 0 | 0 | 0 | 0 | 0 | 0 | 0 | 0 | 0
K OSBORN_Units Built | Wind PPA_Units Built | K Wind PPA_Units Built | 0 | 0 | System | Generator | K OSBORN | Wind PPA | Units Built | 1 | - | 0 | 0 | 0 | 0 | 0 | 0 | 0 | 0 | 0 | 0 | 0 | 0 | 0 | 0 | 0 | 0 | 0 | 0 | 0 | 0
K OSBORN_Units Retired | Wind PPA_Units Retired | K Wind PPA_Units Retired | 0 | 0 | System | Generator | K OSBORN | Wind PPA | Units Retired | 1 | - | 0 | 0 | 0 | 0 | 0 | 0 | 0 | 0 | 0 | 0 | 0 | 0 | 0 | 0 | 0 | 0 | 0 | 0 | 0 | 0
K OSBORN_Capacity Built | Wind PPA_Capacity Built | K Wind PPA_Capacity Built | 0 | 0 | System | Generator | K OSBORN | Wind PPA | Capacity Built | 1 | MW | 0 | 0 | 0 | 0 | 0 | 0 | 0 | 0 | 0 | 0 | 0 | 0 | 0 | 0 | 0 | 0 | 0 | 0 | 0 | 0
K PONDEROSA_Units | Wind PPA_Units | K Wind PPA_Units | 1 | 0 | System | Generator | K PONDEROSA | Wind PPA | Units | 1 | - | 1 | 1 | 1 | 1 | 1 | 1 | 1 | 1 | 1 | 1 | 1 | 1 | 1 | 1 | 1 | 1 | 1 | 0 | 0 | 0
K PONDEROSA_Generation | Wind PPA_Generation | K Wind PPA_Generation | 462.1926 | 0 | System | Generator | K PONDEROSA | Wind PPA | Generation | 1 | GWh | 462.1926 | 461.6138 | 461.6138 | 461.6138 | 462.1926 | 461.6138 | 461.6138 | 461.6138 | 462.1926 | 461.6138 | 461.6138 | 461.6138 | 462.1926 | 461.6138 | 461.6138 | 461.6138 | 384.9899 | 0 | 0 | 0
K PONDEROSA_Capacity Factor | Wind PPA_Capacity Factor | K Wind PPA_Capacity Factor | 52.6956 | 0 | System | Generator | K PONDEROSA | Wind PPA | Capacity Factor | 1 | % | 52.6175 | 52.6956 | 52.6956 | 52.6956 | 52.6175 | 52.6956 | 52.6956 | 52.6956 | 52.6175 | 52.6956 | 52.6956 | 52.6956 | 52.6175 | 52.6956 | 52.6956 | 52.6956 | 52.082 | 0 | 0 | 0
K PONDEROSA_FO&M Cost | Wind PPA_FO&M Cost | K Wind PPA_FO&M Cost | 0 | 0 | System | Generator | K PONDEROSA | Wind PPA | FO&M Cost | 1 | 0 | 0 | 0 | 0 | 0 | 0 | 0 | 0 | 0 | 0 | 0 | 0 | 0 | 0 | 0 | 0 | 0 | 0 | 0 | 0 | 0
K PONDEROSA_Generation Cost | Wind PPA_Generation Cost | K Wind PPA_Generation Cost | 7732.4814 | 0 | System | Generator | K PONDEROSA | Wind PPA | Generation Cost | 1 | 0 | 7732.4814 | 7722.7993 | 7722.7993 | 7722.7993 | 7732.4814 | 7722.7993 | 7722.7993 | 7722.7993 | 7732.4814 | 7722.7993 | 7722.7993 | 7722.7993 | 7732.4814 | 7722.7993 | 7722.7993 | 7722.7993 | 6440.8809 | 0 | 0 | 0
K PONDEROSA_Fixed Costs | Wind PPA_Fixed Costs | K Wind PPA_Fixed Costs | 0 | 0 | System | Generator | K PONDEROSA | Wind PPA | Fixed Costs | 1 | 0 | 0 | 0 | 0 | 0 | 0 | 0 | 0 | 0 | 0 | 0 | 0 | 0 | 0 | 0 | 0 | 0 | 0 | 0 | 0 | 0
K PONDEROSA_Pool Revenue | Wind PPA_Pool Revenue | K Wind PPA_Pool Revenue | 7677.606 | 0 | System | Generator | K PONDEROSA | Wind PPA | Pool Revenue | 1 | 0 | 3793.0796 | 4342.269 | 4884.4585 | 5754.0024 | 5845.3931 | 5919.7495 | 5997.5322 | 6278.8657 | 6358.3101 | 6573.7944 | 6797.5098 | 7015.6392 | 7249.9126 | 7459.7964 | 7677.606 | 7564.2744 | 6581.4272 | 0 | 0 | 0
K PONDEROSA_Max Capacity | Wind PPA_Max Capacity | K Wind PPA_Max Capacity | 100 | 0 | System | Generator | K PONDEROSA | Wind PPA | Max Capacity | 1 | MW | 100 | 100 | 100 | 100 | 100 | 100 | 100 | 100 | 100 | 100 | 100 | 100 | 100 | 100 | 100 | 100 | 100 | 0 | 0 | 0
K PONDEROSA_Installed Capacity | Wind PPA_Installed Capacity | K Wind PPA_Installed Capacity | 100 | 0 | System | Generator | K PONDEROSA | Wind PPA | Installed Capacity | 1 | MW | 100 | 100 | 100 | 100 | 100 | 100 | 100 | 100 | 100 | 100 | 100 | 100 | 100 | 100 | 100 | 100 | 100 | 0 | 0 | 0
K PONDEROSA_Firm Capacity | Wind PPA_Firm Capacity | K Wind PPA_Firm Capacity | 62.24 | 0 | System | Generator | K PONDEROSA | Wind PPA | Firm Capacity | 1 | MW | 62.24 | 62.24 | 15.26 | 15.26 | 15.26 | 15.26 | 15.26 | 15.26 | 15.26 | 15.26 | 15.26 | 15.26 | 15.26 | 15.26 | 15.26 | 15.26 | 15.26 | 0 | 0 | 0
K PONDEROSA_Forced Outage Rate | Wind PPA_Forced Outage Rate | K Wind PPA_Forced Outage Rate | 0 | 0 | System | Generator | K PONDEROSA | Wind PPA | Forced Outage Rate | 1 | % | 0 | 0 | 0 | 0 | 0 | 0 | 0 | 0 | 0 | 0 | 0 | 0 | 0 | 0 | 0 | 0 | 0 | 0 | 0 | 0
K PONDEROSA_Outage Rate | Wind PPA_Outage Rate | K Wind PPA_Outage Rate | 0 | 0 | System | Generator | K PONDEROSA | Wind PPA | Outage Rate | 1 | % | 0 | 0 | 0 | 0 | 0 | 0 | 0 | 0 | 0 | 0 | 0 | 0 | 0 | 0 | 0 | 0 | 0 | 0 | 0 | 0
K PONDEROSA_Units Built | Wind PPA_Units Built | K Wind PPA_Units Built | 0 | 0 | System | Generator | K PONDEROSA | Wind PPA | Units Built | 1 | - | 0 | 0 | 0 | 0 | 0 | 0 | 0 | 0 | 0 | 0 | 0 | 0 | 0 | 0 | 0 | 0 | 0 | 0 | 0 | 0
K PONDEROSA_Units Retired | Wind PPA_Units Retired | K Wind PPA_Units Retired | 0 | 0 | System | Generator | K PONDEROSA | Wind PPA | Units Retired | 1 | - | 0 | 0 | 0 | 0 | 0 | 0 | 0 | 0 | 0 | 0 | 0 | 0 | 0 | 0 | 0 | 0 | 0 | 0 | 0 | 0
K PONDEROSA_Capacity Built | Wind PPA_Capacity Built | K Wind PPA_Capacity Built | 0 | 0 | System | Generator | K PONDEROSA | Wind PPA | Capacity Built | 1 | MW | 0 | 0 | 0 | 0 | 0 | 0 | 0 | 0 | 0 | 0 | 0 | 0 | 0 | 0 | 0 | 0 | 0 | 0 | 0 | 0
K PRAIRIEQUEEN_Units | Wind PPA_Units | K Wind PPA_Units | 1 | 0 | System | Generator | K PRAIRIEQUEEN | Wind PPA | Units | 1 | - | 1 | 1 | 1 | 1 | 1 | 1 | 1 | 1 | 1 | 1 | 1 | 1 | 1 | 1 | 1 | 1 | 0 | 0 | 0 | 0
K PRAIRIEQUEEN_Generation | Wind PPA_Generation | K Wind PPA_Generation | 271.4349 | 0 | System | Generator | K PRAIRIEQUEEN | Wind PPA | Generation | 1 | GWh | 271.4349 | 270.48 | 270.48 | 270.48 | 271.4349 | 270.48 | 270.48 | 270.48 | 271.4349 | 270.48 | 270.48 | 270.48 | 271.4349 | 270.48 | 270.48 | 163.5788 | 0 | 0 | 0 | 0
K PRAIRIEQUEEN_Capacity Factor | Wind PPA_Capacity Factor | K Wind PPA_Capacity Factor | 34.3345 | 0 | System | Generator | K PRAIRIEQUEEN | Wind PPA | Capacity Factor | 1 | % | 34.3345 | 34.3075 | 34.3075 | 34.3075 | 34.3345 | 34.3075 | 34.3075 | 34.3075 | 34.3345 | 34.3075 | 34.3075 | 34.3075 | 34.3345 | 34.3075 | 34.3075 | 34.113 | 0 | 0 | 0 | 0
K PRAIRIEQUEEN_FO&M Cost | Wind PPA_FO&M Cost | K Wind PPA_FO&M Cost | 0 | 0 | System | Generator | K PRAIRIEQUEEN | Wind PPA | FO&M Cost | 1 | 0 | 0 | 0 | 0 | 0 | 0 | 0 | 0 | 0 | 0 | 0 | 0 | 0 | 0 | 0 | 0 | 0 | 0 | 0 | 0 | 0
K PRAIRIEQUEEN_Generation Cost | Wind PPA_Generation Cost | K Wind PPA_Generation Cost | 4003.6653 | 0 | System | Generator | K PRAIRIEQUEEN | Wind PPA | Generation Cost | 1 | 0 | 4003.6653 | 3989.5806 | 3989.5806 | 3989.5806 | 4003.6653 | 3989.5806 | 3989.5806 | 3989.5806 | 4003.6653 | 3989.5806 | 3989.5806 | 3989.5806 | 4003.6653 | 3989.5806 | 3989.5806 | 2412.7871 | 0 | 0 | 0 | 0
K PRAIRIEQUEEN_Fixed Costs | Wind PPA_Fixed Costs | K Wind PPA_Fixed Costs | 0 | 0 | System | Generator | K PRAIRIEQUEEN | Wind PPA | Fixed Costs | 1 | 0 | 0 | 0 | 0 | 0 | 0 | 0 | 0 | 0 | 0 | 0 | 0 | 0 | 0 | 0 | 0 | 0 | 0 | 0 | 0 | 0
K PRAIRIEQUEEN_Pool Revenue | Wind PPA_Pool Revenue | K Wind PPA_Pool Revenue | 4381.146 | 0 | System | Generator | K PRAIRIEQUEEN | Wind PPA | Pool Revenue | 1 | 0 | 2346.5562 | 2647.8545 | 2951.311 | 3344.3308 | 3406.3564 | 3445.0127 | 3490.7222 | 3609.9849 | 3668.6826 | 3778.9131 | 3898.729 | 4020.2261 | 4156.6411 | 4261.314 | 4381.146 | 2679.418 | 0 | 0 | 0 | 0
K PRAIRIEQUEEN_Max Capacity | Wind PPA_Max Capacity | K Wind PPA_Max Capacity | 90 | 0 | System | Generator | K PRAIRIEQUEEN | Wind PPA | Max Capacity | 1 | MW | 90 | 90 | 90 | 90 | 90 | 90 | 90 | 90 | 90 | 90 | 90 | 90 | 90 | 90 | 90 | 90 | 0 | 0 | 0 | 0
K PRAIRIEQUEEN_Installed Capacity | Wind PPA_Installed Capacity | K Wind PPA_Installed Capacity | 90 | 0 | System | Generator | K PRAIRIEQUEEN | Wind PPA | Installed Capacity | 1 | MW | 90 | 90 | 90 | 90 | 90 | 90 | 90 | 90 | 90 | 90 | 90 | 90 | 90 | 90 | 90 | 90 | 0 | 0 | 0 | 0
K PRAIRIEQUEEN_Firm Capacity | Wind PPA_Firm Capacity | K Wind PPA_Firm Capacity | 25.99 | 0 | System | Generator | K PRAIRIEQUEEN | Wind PPA | Firm Capacity | 1 | MW | 25.99 | 25.99 | 19.14 | 19.14 | 19.14 | 19.14 | 19.14 | 19.14 | 19.14 | 19.14 | 19.14 | 19.14 | 19.14 | 19.14 | 19.14 | 19.14 | 0 | 0 | 0 | 0
K PRAIRIEQUEEN_Forced Outage Rate | Wind PPA_Forced Outage Rate | K Wind PPA_Forced Outage Rate | 0 | 0 | System | Generator | K PRAIRIEQUEEN | Wind PPA | Forced Outage Rate | 1 | % | 0 | 0 | 0 | 0 | 0 | 0 | 0 | 0 | 0 | 0 | 0 | 0 | 0 | 0 | 0 | 0 | 0 | 0 | 0 | 0
K PRAIRIEQUEEN_Outage Rate | Wind PPA_Outage Rate | K Wind PPA_Outage Rate | 0 | 0 | System | Generator | K PRAIRIEQUEEN | Wind PPA | Outage Rate | 1 | % | 0 | 0 | 0 | 0 | 0 | 0 | 0 | 0 | 0 | 0 | 0 | 0 | 0 | 0 | 0 | 0 | 0 | 0 | 0 | 0
K PRAIRIEQUEEN_Units Built | Wind PPA_Units Built | K Wind PPA_Units Built | 0 | 0 | System | Generator | K PRAIRIEQUEEN | Wind PPA | Units Built | 1 | - | 0 | 0 | 0 | 0 | 0 | 0 | 0 | 0 | 0 | 0 | 0 | 0 | 0 | 0 | 0 | 0 | 0 | 0 | 0 | 0
K PRAIRIEQUEEN_Units Retired | Wind PPA_Units Retired | K Wind PPA_Units Retired | 0 | 0 | System | Generator | K PRAIRIEQUEEN | Wind PPA | Units Retired | 1 | - | 0 | 0 | 0 | 0 | 0 | 0 | 0 | 0 | 0 | 0 | 0 | 0 | 0 | 0 | 0 | 0 | 0 | 0 | 0 | 0
K PRAIRIEQUEEN_Capacity Built | Wind PPA_Capacity Built | K Wind PPA_Capacity Built | 0 | 0 | System | Generator | K PRAIRIEQUEEN | Wind PPA | Capacity Built | 1 | MW | 0 | 0 | 0 | 0 | 0 | 0 | 0 | 0 | 0 | 0 | 0 | 0 | 0 | 0 | 0 | 0 | 0 | 0 | 0 | 0
K PRATT_Units | Wind PPA_Units | K Wind PPA_Units | 1 | 0 | System | Generator | K PRATT | Wind PPA | Units | 1 | - | bar: 2024 to 2043
K PRATT_Generation | Wind PPA_Generation | K Wind PPA_Generation | 475.9557 | 0 | System | Generator | K PRATT | Wind PPA | Generation | 1 | GWh | 475.9557 | 473.9351 | 473.9351 | 473.9351 | 475.9557 | 473.9351 | 473.9351 | 473.9351 | 475.9557 | 473.9351 | 473.9351 | 473.9351 | 475.9557 | 473.9351 | 473.9351 | 473.9351 | 475.9557 | 473.9351 | 473.9351 | 473.9351
K PRATT_Capacity Factor | Wind PPA_Capacity Factor | K Wind PPA_Capacity Factor | 49.2585 | 0 | System | Generator | K PRATT | Wind PPA | Capacity Factor | 1 | % | 49.2585 | 49.1838 | 49.1838 | 49.1838 | 49.2585 | 49.1838 | 49.1838 | 49.1838 | 49.2585 | 49.1838 | 49.1838 | 49.1838 | 49.2585 | 49.1838 | 49.1838 | 49.1838 | 49.2585 | 49.1838 | 49.1838 | 49.1838
K PRATT_FO&M Cost | Wind PPA_FO&M Cost | K Wind PPA_FO&M Cost | 0 | 0 | System | Generator | K PRATT | Wind PPA | FO&M Cost | 1 | 0 | 0 | 0 | 0 | 0 | 0 | 0 | 0 | 0 | 0 | 0 | 0 | 0 | 0 | 0 | 0 | 0 | 0 | 0 | 0 | 0
K PRATT_Generation Cost | Wind PPA_Generation Cost | K Wind PPA_Generation Cost | 6829.9644 | 0 | System | Generator | K PRATT | Wind PPA | Generation Cost | 1 | 0 | 6829.9644 | 6800.9683 | 6800.9683 | 6800.9683 | 6829.9644 | 6800.9683 | 6800.9683 | 6800.9683 | 6829.9644 | 6800.9683 | 6800.9683 | 6800.9683 | 6829.9644 | 6800.9683 | 6800.9683 | 6800.9683 | 6829.9644 | 6800.9683 | 6800.9683 | 6800.9683
K PRATT_Fixed Costs | Wind PPA_Fixed Costs | K Wind PPA_Fixed Costs | 0 | 0 | System | Generator | K PRATT | Wind PPA | Fixed Costs | 1 | 0 | 0 | 0 | 0 | 0 | 0 | 0 | 0 | 0 | 0 | 0 | 0 | 0 | 0 | 0 | 0 | 0 | 0 | 0 | 0 | 0
K PRATT_Pool Revenue | Wind PPA_Pool Revenue | K Wind PPA_Pool Revenue | 9162.5742 | 0 | System | Generator | K PRATT | Wind PPA | Pool Revenue | 1 | 0 | 4420.1162 | 4974.7495 | 5549.3833 | 6186.5234 | 6299.0288 | 6360.3789 | 6448.8071 | 6607.5947 | 6719.1309 | 6909.9346 | 7127.9214 | 7351.2446 | 7612.9023 | 7794.9243 | 8014.3755 | 8272.2021 | 8530.0293 | 8706.3926 | 8928.5635 | 9162.5742
K PRATT_Max Capacity | Wind PPA_Max Capacity | K Wind PPA_Max Capacity | 110 | 0 | System | Generator | K PRATT | Wind PPA | Max Capacity | 1 | MW | 110 | 110 | 110 | 110 | 110 | 110 | 110 | 110 | 110 | 110 | 110 | 110 | 110 | 110 | 110 | 110 | 110 | 110 | 110 | 110
K PRATT_Installed Capacity | Wind PPA_Installed Capacity | K Wind PPA_Installed Capacity | 110 | 0 | System | Generator | K PRATT | Wind PPA | Installed Capacity | 1 | MW | 110 | 110 | 110 | 110 | 110 | 110 | 110 | 110 | 110 | 110 | 110 | 110 | 110 | 110 | 110 | 110 | 110 | 110 | 110 | 110
K PRATT_Firm Capacity | Wind PPA_Firm Capacity | K Wind PPA_Firm Capacity | 69.95 | 0 | System | Generator | K PRATT | Wind PPA | Firm Capacity | 1 | MW | 69.95 | 69.95 | 32.68 | 32.68 | 32.68 | 32.68 | 32.68 | 32.68 | 32.68 | 32.68 | 32.68 | 32.68 | 32.68 | 32.68 | 32.68 | 32.68 | 32.68 | 32.68 | 32.68 | 32.68
K PRATT_Forced Outage Rate | Wind PPA_Forced Outage Rate | K Wind PPA_Forced Outage Rate | 0 | 0 | System | Generator | K PRATT | Wind PPA | Forced Outage Rate | 1 | % | 0 | 0 | 0 | 0 | 0 | 0 | 0 | 0 | 0 | 0 | 0 | 0 | 0 | 0 | 0 | 0 | 0 | 0 | 0 | 0
K PRATT_Outage Rate | Wind PPA_Outage Rate | K Wind PPA_Outage Rate | 0 | 0 | System | Generator | K PRATT | Wind PPA | Outage Rate | 1 | % | 0 | 0 | 0 | 0 | 0 | 0 | 0 | 0 | 0 | 0 | 0 | 0 | 0 | 0 | 0 | 0 | 0 | 0 | 0 | 0
K PRATT_Units Built | Wind PPA_Units Built | K Wind PPA_Units Built | 0 | 0 | System | Generator | K PRATT | Wind PPA | Units Built | 1 | - | 0 | 0 | 0 | 0 | 0 | 0 | 0 | 0 | 0 | 0 | 0 | 0 | 0 | 0 | 0 | 0 | 0 | 0 | 0 | 0
K PRATT_Units Retired | Wind PPA_Units Retired | K Wind PPA_Units Retired | 0 | 0 | System | Generator | K PRATT | Wind PPA | Units Retired | 1 | - | 0 | 0 | 0 | 0 | 0 | 0 | 0 | 0 | 0 | 0 | 0 | 0 | 0 | 0 | 0 | 0 | 0 | 0 | 0 | 0
K PRATT_Capacity Built | Wind PPA_Capacity Built | K Wind PPA_Capacity Built | 0 | 0 | System | Generator | K PRATT | Wind PPA | Capacity Built | 1 | MW | 0 | 0 | 0 | 0 | 0 | 0 | 0 | 0 | 0 | 0 | 0 | 0 | 0 | 0 | 0 | 0 | 0 | 0 | 0 | 0
K ROCKCREEK_Units | Wind PPA_Units | K Wind PPA_Units | 1 | 0 | System | Generator | K ROCKCREEK | Wind PPA | Units | 1 | - | 1 | 1 | 1 | 1 | 1 | 1 | 1 | 1 | 1 | 1 | 1 | 1 | 1 | 1 | 0 | 0 | 0 | 0 | 0 | 0
K ROCKCREEK_Generation | Wind PPA_Generation | K Wind PPA_Generation | 664.5236 | 0 | System | Generator | K ROCKCREEK | Wind PPA | Generation | 1 | GWh | 664.5236 | 663.1321 | 663.1321 | 663.1321 | 664.5236 | 663.1321 | 663.1321 | 663.1321 | 664.5236 | 663.1321 | 663.1321 | 663.1321 | 664.5236 | 573.6424 | 0 | 0 | 0 | 0 | 0 | 0
K ROCKCREEK_Capacity Factor | Wind PPA_Capacity Factor | K Wind PPA_Capacity Factor | 42.5601 | 0 | System | Generator | K ROCKCREEK | Wind PPA | Capacity Factor | 1 | % | 42.0287 | 42.0556 | 42.0556 | 42.0556 | 42.0287 | 42.0556 | 42.0556 | 42.0556 | 42.0287 | 42.0556 | 42.0556 | 42.0556 | 42.0287 | 42.5601 | 0 | 0 | 0 | 0 | 0 | 0
K ROCKCREEK_FO&M Cost | Wind PPA_FO&M Cost | K Wind PPA_FO&M Cost | 0 | 0 | System | Generator | K ROCKCREEK | Wind PPA | FO&M Cost | 1 | 0 | 0 | 0 | 0 | 0 | 0 | 0 | 0 | 0 | 0 | 0 | 0 | 0 | 0 | 0 | 0 | 0 | 0 | 0 | 0 | 0
K ROCKCREEK_Generation Cost | Wind PPA_Generation Cost | K Wind PPA_Generation Cost | 19902.4805 | 0 | System | Generator | K ROCKCREEK | Wind PPA | Generation Cost | 1 | 0 | 19902.4805 | 19860.8047 | 19860.8047 | 19860.8047 | 19902.4805 | 19860.8047 | 19860.8047 | 19860.8047 | 19902.4805 | 19860.8047 | 19860.8047 | 19860.8047 | 19902.4805 | 17180.5898 | 0 | 0 | 0 | 0 | 0 | 0
K ROCKCREEK_Fixed Costs | Wind PPA_Fixed Costs | K Wind PPA_Fixed Costs | 0 | 0 | System | Generator | K ROCKCREEK | Wind PPA | Fixed Costs | 1 | 0 | 0 | 0 | 0 | 0 | 0 | 0 | 0 | 0 | 0 | 0 | 0 | 0 | 0 | 0 | 0 | 0 | 0 | 0 | 0 | 0
K ROCKCREEK_Pool Revenue | Wind PPA_Pool Revenue | K Wind PPA_Pool Revenue | 10274.0391 | 0 | System | Generator | K ROCKCREEK | Wind PPA | Pool Revenue | 1 | 0 | 5848.7461 | 6616.0396 | 7386.0801 | 8344.4268 | 8477.7559 | 8582.5996 | 8696.3203 | 8946.418 | 9077.7373 | 9353.0098 | 9648.457 | 9946.7012 | 10274.0391 | 9057.0967 | 0 | 0 | 0 | 0 | 0 | 0
K ROCKCREEK_Max Capacity | Wind PPA_Max Capacity | K Wind PPA_Max Capacity | 180 | 0 | System | Generator | K ROCKCREEK | Wind PPA | Max Capacity | 1 | MW | 180 | 180 | 180 | 180 | 180 | 180 | 180 | 180 | 180 | 180 | 180 | 180 | 180 | 180 | 0 | 0 | 0 | 0 | 0 | 0
K ROCKCREEK_Installed Capacity | Wind PPA_Installed Capacity | K Wind PPA_Installed Capacity | 180 | 0 | System | Generator | K ROCKCREEK | Wind PPA | Installed Capacity | 1 | MW | 180 | 180 | 180 | 180 | 180 | 180 | 180 | 180 | 180 | 180 | 180 | 180 | 180 | 180 | 0 | 0 | 0 | 0 | 0 | 0
K ROCKCREEK_Firm Capacity | Wind PPA_Firm Capacity | K Wind PPA_Firm Capacity | 40.08 | 0 | System | Generator | K ROCKCREEK | Wind PPA | Firm Capacity | 1 | MW | 31.03 | 31.03 | 40.08 | 40.08 | 40.08 | 40.08 | 40.08 | 40.08 | 40.08 | 40.08 | 40.08 | 40.08 | 40.08 | 40.08 | 0 | 0 | 0 | 0 | 0 | 0
K ROCKCREEK_Forced Outage Rate | Wind PPA_Forced Outage Rate | K Wind PPA_Forced Outage Rate | 0 | 0 | System | Generator | K ROCKCREEK | Wind PPA | Forced Outage Rate | 1 | % | 0 | 0 | 0 | 0 | 0 | 0 | 0 | 0 | 0 | 0 | 0 | 0 | 0 | 0 | 0 | 0 | 0 | 0 | 0 | 0
K ROCKCREEK_Outage Rate | Wind PPA_Outage Rate | K Wind PPA_Outage Rate | 0 | 0 | System | Generator | K ROCKCREEK | Wind PPA | Outage Rate | 1 | % | 0 | 0 | 0 | 0 | 0 | 0 | 0 | 0 | 0 | 0 | 0 | 0 | 0 | 0 | 0 | 0 | 0 | 0 | 0 | 0
K ROCKCREEK_Units Built | Wind PPA_Units Built | K Wind PPA_Units Built | 0 | 0 | System | Generator | K ROCKCREEK | Wind PPA | Units Built | 1 | - | 0 | 0 | 0 | 0 | 0 | 0 | 0 | 0 | 0 | 0 | 0 | 0 | 0 | 0 | 0 | 0 | 0 | 0 | 0 | 0
K ROCKCREEK_Units Retired | Wind PPA_Units Retired | K Wind PPA_Units Retired | 0 | 0 | System | Generator | K ROCKCREEK | Wind PPA | Units Retired | 1 | - | 0 | 0 | 0 | 0 | 0 | 0 | 0 | 0 | 0 | 0 | 0 | 0 | 0 | 0 | 0 | 0 | 0 | 0 | 0 | 0
K ROCKCREEK_Capacity Built | Wind PPA_Capacity Built | K Wind PPA_Capacity Built | 0 | 0 | System | Generator | K ROCKCREEK | Wind PPA | Capacity Built | 1 | MW | 0 | 0 | 0 | 0 | 0 | 0 | 0 | 0 | 0 | 0 | 0 | 0 | 0 | 0 | 0 | 0 | 0 | 0 | 0 | 0
K SLATECREEK_Units | Wind PPA_Units | K Wind PPA_Units | 1 | 0 | System | Generator | K SLATECREEK | Wind PPA | Units | 1 | - | 1 | 1 | 1 | 1 | 1 | 1 | 1 | 1 | 1 | 1 | 1 | 1 | 0 | 0 | 0 | 0 | 0 | 0 | 0 | 0
K SLATECREEK_Generation | Wind PPA_Generation | K Wind PPA_Generation | 608.6332 | 0 | System | Generator | K SLATECREEK | Wind PPA | Generation | 1 | GWh | 608.6332 | 607.2344 | 607.2344 | 607.2344 | 608.6332 | 607.2344 | 607.2344 | 607.2344 | 608.6332 | 607.2344 | 607.2344 | 607.2344 | 0 | 0 | 0 | 0 | 0 | 0 | 0 | 0
K SLATECREEK_Capacity Factor | Wind PPA_Capacity Factor | K Wind PPA_Capacity Factor | 46.3396 | 0 | System | Generator | K SLATECREEK | Wind PPA | Capacity Factor | 1 | % | 46.1926 | 46.2127 | 46.2127 | 46.2127 | 46.1926 | 46.2127 | 46.2127 | 46.2127 | 46.1926 | 46.2127 | 46.2127 | 46.3396 | 0 | 0 | 0 | 0 | 0 | 0 | 0 | 0
K SLATECREEK_FO&M Cost | Wind PPA_FO&M Cost | K Wind PPA_FO&M Cost | 0 | 0 | System | Generator | K SLATECREEK | Wind PPA | FO&M Cost | 1 | 0 | 0 | 0 | 0 | 0 | 0 | 0 | 0 | 0 | 0 | 0 | 0 | 0 | 0 | 0 | 0 | 0 | 0 | 0 | 0 | 0
K SLATECREEK_Generation Cost | Wind PPA_Generation Cost | K Wind PPA_Generation Cost | 15154.9668 | 0 | System | Generator | K SLATECREEK | Wind PPA | Generation Cost | 1 | 0 | 15154.9668 | 15120.1357 | 15120.1357 | 15120.1357 | 15154.9668 | 15120.1357 | 15120.1357 | 15120.1357 | 15154.9668 | 15120.1357 | 15120.1357 | 15120.1357 | 0 | 0 | 0 | 0 | 0 | 0 | 0 | 0
K SLATECREEK_Fixed Costs | Wind PPA_Fixed Costs | K Wind PPA_Fixed Costs | 0 | 0 | System | Generator | K SLATECREEK | Wind PPA | Fixed Costs | 1 | 0 | 0 | 0 | 0 | 0 | 0 | 0 | 0 | 0 | 0 | 0 | 0 | 0 | 0 | 0 | 0 | 0 | 0 | 0 | 0 | 0
K SLATECREEK_Pool Revenue | Wind PPA_Pool Revenue | K Wind PPA_Pool Revenue | 9070.7471 | 0 | System | Generator | K SLATECREEK | Wind PPA | Pool Revenue | 1 | 0 | 5212.0933 | 5904.8921 | 6595.0879 | 7550.0601 | 7672.9033 | 7767.0649 | 7868.5518 | 8143.8706 | 8266.3223 | 8525.0889 | 8797.083 | 9070.7471 | 0 | 0 | 0 | 0 | 0 | 0 | 0 | 0
K SLATECREEK_Max Capacity | Wind PPA_Max Capacity | K Wind PPA_Max Capacity | 150 | 0 | System | Generator | K SLATECREEK | Wind PPA | Max Capacity | 1 | MW | 150 | 150 | 150 | 150 | 150 | 150 | 150 | 150 | 150 | 150 | 150 | 150 | 0 | 0 | 0 | 0 | 0 | 0 | 0 | 0
K SLATECREEK_Installed Capacity | Wind PPA_Installed Capacity | K Wind PPA_Installed Capacity | 150 | 0 | System | Generator | K SLATECREEK | Wind PPA | Installed Capacity | 1 | MW | 150 | 150 | 150 | 150 | 150 | 150 | 150 | 150 | 150 | 150 | 150 | 150 | 0 | 0 | 0 | 0 | 0 | 0 | 0 | 0
K SLATECREEK_Firm Capacity | Wind PPA_Firm Capacity | K Wind PPA_Firm Capacity | 66.69 | 0 | System | Generator | K SLATECREEK | Wind PPA | Firm Capacity | 1 | MW | 66.69 | 66.69 | 37.71 | 37.71 | 37.71 | 37.71 | 37.71 | 37.71 | 37.71 | 37.71 | 37.71 | 37.71 | 0 | 0 | 0 | 0 | 0 | 0 | 0 | 0
K SLATECREEK_Forced Outage Rate | Wind PPA_Forced Outage Rate | K Wind PPA_Forced Outage Rate | 0 | 0 | System | Generator | K SLATECREEK | Wind PPA | Forced Outage Rate | 1 | % | 0 | 0 | 0 | 0 | 0 | 0 | 0 | 0 | 0 | 0 | 0 | 0 | 0 | 0 | 0 | 0 | 0 | 0 | 0 | 0
K SLATECREEK_Outage Rate | Wind PPA_Outage Rate | K Wind PPA_Outage Rate | 0 | 0 | System | Generator | K SLATECREEK | Wind PPA | Outage Rate | 1 | % | 0 | 0 | 0 | 0 | 0 | 0 | 0 | 0 | 0 | 0 | 0 | 0 | 0 | 0 | 0 | 0 | 0 | 0 | 0 | 0
K SLATECREEK_Units Built | Wind PPA_Units Built | K Wind PPA_Units Built | 0 | 0 | System | Generator | K SLATECREEK | Wind PPA | Units Built | 1 | - | 0 | 0 | 0 | 0 | 0 | 0 | 0 | 0 | 0 | 0 | 0 | 0 | 0 | 0 | 0 | 0 | 0 | 0 | 0 | 0
K SLATECREEK_Units Retired | Wind PPA_Units Retired | K Wind PPA_Units Retired | 0 | 0 | System | Generator | K SLATECREEK | Wind PPA | Units Retired | 1 | - | 0 | 0 | 0 | 0 | 0 | 0 | 0 | 0 | 0 | 0 | 0 | 0 | 0 | 0 | 0 | 0 | 0 | 0 | 0 | 0
K SLATECREEK_Capacity Built | Wind PPA_Capacity Built | K Wind PPA_Capacity Built | 0 | 0 | System | Generator | K SLATECREEK | Wind PPA | Capacity Built | 1 | MW | 0 | 0 | 0 | 0 | 0 | 0 | 0 | 0 | 0 | 0 | 0 | 0 | 0 | 0 | 0 | 0 | 0 | 0 | 0 | 0
K SPEAR3_Units | Wind PPA_Units | K Wind PPA_Units | 1 | 0 | System | Generator | K SPEAR3 | Wind PPA | Units | 1 | - | 1 | 1 | 1 | 1 | 1 | 1 | 1 | 1 | 1 | 0 | 0 | 0 | 0 | 0 | 0 | 0 | 0 | 0 | 0 | 0
K SPEAR3_Generation | Wind PPA_Generation | K Wind PPA_Generation | 315.8683 | 0 | System | Generator | K SPEAR3 | Wind PPA | Generation | 1 | GWh | 315.8683 | 315.4484 | 315.4484 | 315.4484 | 315.8683 | 315.4484 | 315.4484 | 315.4484 | 235.5005 | 0 | 0 | 0 | 0 | 0 | 0 | 0 | 0 | 0 | 0 | 0
K SPEAR3_Capacity Factor | Wind PPA_Capacity Factor | K Wind PPA_Capacity Factor | 35.7243 | 0 | System | Generator | K SPEAR3 | Wind PPA | Capacity Factor | 1 | % | 35.6741 | 35.7243 | 35.7243 | 35.7243 | 35.6741 | 35.7243 | 35.7243 | 35.7243 | 35.3987 | 0 | 0 | 0 | 0 | 0 | 0 | 0 | 0 | 0 | 0 | 0
K SPEAR3_FO&M Cost | Wind PPA_FO&M Cost | K Wind PPA_FO&M Cost | 0 | 0 | System | Generator | K SPEAR3 | Wind PPA | FO&M Cost | 1 | 0 | 0 | 0 | 0 | 0 | 0 | 0 | 0 | 0 | 0 | 0 | 0 | 0 | 0 | 0 | 0 | 0 | 0 | 0 | 0 | 0
K SPEAR3_Generation Cost | Wind PPA_Generation Cost | K Wind PPA_Generation Cost | 9308.6387 | 0 | System | Generator | K SPEAR3 | Wind PPA | Generation Cost | 1 | 0 | 9308.6387 | 9296.2627 | 9296.2627 | 9296.2627 | 9308.6387 | 9296.2627 | 9296.2627 | 9296.2627 | 6940.1987 | 0 | 0 | 0 | 0 | 0 | 0 | 0 | 0 | 0 | 0 | 0
K SPEAR3_Fixed Costs | Wind PPA_Fixed Costs | K Wind PPA_Fixed Costs | 0 | 0 | System | Generator | K SPEAR3 | Wind PPA | Fixed Costs | 1 | 0 | 0 | 0 | 0 | 0 | 0 | 0 | 0 | 0 | 0 | 0 | 0 | 0 | 0 | 0 | 0 | 0 | 0 | 0 | 0 | 0
K SPEAR3_Pool Revenue | Wind PPA_Pool Revenue | K Wind PPA_Pool Revenue | 4232.5615 | 0 | System | Generator | K SPEAR3 | Wind PPA | Pool Revenue | 1 | 0 | 2594.4883 | 2960.5359 | 3321.8738 | 3882.79 | 3944.5715 | 3997.9011 | 4053.9985 | 4232.5615 | 3366.5073 | 0 | 0 | 0 | 0 | 0 | 0 | 0 | 0 | 0 | 0 | 0
K SPEAR3_Max Capacity | Wind PPA_Max Capacity | K Wind PPA_Max Capacity | 100.8 | 0 | System | Generator | K SPEAR3 | Wind PPA | Max Capacity | 1 | MW | 100.8 | 100.8 | 100.8 | 100.8 | 100.8 | 100.8 | 100.8 | 100.8 | 100.8 | 0 | 0 | 0 | 0 | 0 | 0 | 0 | 0 | 0 | 0 | 0
K SPEAR3_Installed Capacity | Wind PPA_Installed Capacity | K Wind PPA_Installed Capacity | 100.8 | 0 | System | Generator | K SPEAR3 | Wind PPA | Installed Capacity | 1 | MW | 100.8 | 100.8 | 100.8 | 100.8 | 100.8 | 100.8 | 100.8 | 100.8 | 100.8 | 0 | 0 | 0 | 0 | 0 | 0 | 0 | 0 | 0 | 0 | 0
K SPEAR3_Firm Capacity | Wind PPA_Firm Capacity | K Wind PPA_Firm Capacity | 38.16 | 0 | System | Generator | K SPEAR3 | Wind PPA | Firm Capacity | 1 | MW | 38.16 | 38.16 | 23.1 | 23.1 | 23.1 | 23.1 | 23.1 | 23.1 | 23.1 | 0 | 0 | 0 | 0 | 0 | 0 | 0 | 0 | 0 | 0 | 0
K SPEAR3_Forced Outage Rate | Wind PPA_Forced Outage Rate | K Wind PPA_Forced Outage Rate | 0 | 0 | System | Generator | K SPEAR3 | Wind PPA | Forced Outage Rate | 1 | % | 0 | 0 | 0 | 0 | 0 | 0 | 0 | 0 | 0 | 0 | 0 | 0 | 0 | 0 | 0 | 0 | 0 | 0 | 0 | 0
K SPEAR3_Outage Rate | Wind PPA_Outage Rate | K Wind PPA_Outage Rate | 0 | 0 | System | Generator | K SPEAR3 | Wind PPA | Outage Rate | 1 | % | 0 | 0 | 0 | 0 | 0 | 0 | 0 | 0 | 0 | 0 | 0 | 0 | 0 | 0 | 0 | 0 | 0 | 0 | 0 | 0
K SPEAR3_Units Built | Wind PPA_Units Built | K Wind PPA_Units Built | 0 | 0 | System | Generator | K SPEAR3 | Wind PPA | Units Built | 1 | - | 0 | 0 | 0 | 0 | 0 | 0 | 0 | 0 | 0 | 0 | 0 | 0 | 0 | 0 | 0 | 0 | 0 | 0 | 0 | 0
K SPEAR3_Units Retired | Wind PPA_Units Retired | K Wind PPA_Units Retired | 0 | 0 | System | Generator | K SPEAR3 | Wind PPA | Units Retired | 1 | - | 0 | 0 | 0 | 0 | 0 | 0 | 0 | 0 | 0 | 0 | 0 | 0 | 0 | 0 | 0 | 0 | 0 | 0 | 0 | 0
K SPEAR3_Capacity Built | Wind PPA_Capacity Built | K Wind PPA_Capacity Built | 0 | 0 | System | Generator | K SPEAR3 | Wind PPA | Capacity Built | 1 | MW | 0 | 0 | 0 | 0 | 0 | 0 | 0 | 0 | 0 | 0 | 0 | 0 | 0 | 0 | 0 | 0 | 0 | 0 | 0 | 0
K WAVERLY_Units | Wind PPA_Units | K Wind PPA_Units | 1 | 0 | System | Generator | K WAVERLY | Wind PPA | Units | 1 | - | 1 | 1 | 1 | 1 | 1 | 1 | 1 | 1 | 1 | 1 | 1 | 1 | 0 | 0 | 0 | 0 | 0 | 0 | 0 | 0
K WAVERLY_Generation | Wind PPA_Generation | K Wind PPA_Generation | 750.7611 | 0 | System | Generator | K WAVERLY | Wind PPA | Generation | 1 | GWh | 750.7611 | 748.9688 | 748.9688 | 748.9688 | 750.7611 | 748.9688 | 748.9688 | 748.9688 | 750.7611 | 748.9688 | 748.9688 | 748.9688 | 19 | 0 | 0 | 0 | 0 | 0 | 0 | 0
K WAVERLY_Capacity Factor | Wind PPA_Capacity Factor | K Wind PPA_Capacity Factor | 98.9583 | 0 | System | Generator | K WAVERLY | Wind PPA | Capacity Factor | 1 | % | 42.7346 | 42.7494 | 42.7494 | 42.7494 | 42.7346 | 42.7494 | 42.7494 | 42.7494 | 42.7346 | 42.7494 | 42.7494 | 42.7494 | 98.9583 | 0 | 0 | 0 | 0 | 0 | 0 | 0
K WAVERLY_FO&M Cost | Wind PPA_FO&M Cost | K Wind PPA_FO&M Cost | 0 | 0 | System | Generator | K WAVERLY | Wind PPA | FO&M Cost | 1 | 0 | 0 | 0 | 0 | 0 | 0 | 0 | 0 | 0 | 0 | 0 | 0 | 0 | 0 | 0 | 0 | 0 | 0 | 0 | 0 | 0
K WAVERLY_Generation Cost | Wind PPA_Generation Cost | K Wind PPA_Generation Cost | 19707.4785 | 0 | System | Generator | K WAVERLY | Wind PPA | Generation Cost | 1 | 0 | 19707.4785 | 19660.4297 | 19660.4297 | 19660.4297 | 19707.4785 | 19660.4297 | 19660.4297 | 19660.4297 | 19707.4785 | 19660.4297 | 19660.4297 | 19660.4297 | 498.75 | 0 | 0 | 0 | 0 | 0 | 0 | 0
K WAVERLY_Fixed Costs | Wind PPA_Fixed Costs | K Wind PPA_Fixed Costs | 0 | 0 | System | Generator | K WAVERLY | Wind PPA | Fixed Costs | 1 | 0 | 0 | 0 | 0 | 0 | 0 | 0 | 0 | 0 | 0 | 0 | 0 | 0 | 0 | 0 | 0 | 0 | 0 | 0 | 0 | 0
K WAVERLY_Pool Revenue | Wind PPA_Pool Revenue | K Wind PPA_Pool Revenue | 11063.5254 | 0 | System | Generator | K WAVERLY | Wind PPA | Pool Revenue | 1 | 0 | 6125.5942 | 6969.1719 | 7813.8618 | 9126.1494 | 9276.8711 | 9401.7217 | 9526.7021 | 9929.7295 | 10074.9414 | 10390.7578 | 10724.3408 | 11063.5254 | 262.9922 | 0 | 0 | 0 | 0 | 0 | 0 | 0
K WAVERLY_Max Capacity | Wind PPA_Max Capacity | K Wind PPA_Max Capacity | 200 | 0 | System | Generator | K WAVERLY | Wind PPA | Max Capacity | 1 | MW | 200 | 200 | 200 | 200 | 200 | 200 | 200 | 200 | 200 | 200 | 200 | 200 | 200 | 0 | 0 | 0 | 0 | 0 | 0 | 0
K WAVERLY_Installed Capacity | Wind PPA_Installed Capacity | K Wind PPA_Installed Capacity | 200 | 0 | System | Generator | K WAVERLY | Wind PPA | Installed Capacity | 1 | MW | 200 | 200 | 200 | 200 | 200 | 200 | 200 | 200 | 200 | 200 | 200 | 200 | 0 | 0 | 0 | 0 | 0 | 0 | 0 | 0
K WAVERLY_Firm Capacity | Wind PPA_Firm Capacity | K Wind PPA_Firm Capacity | 62.33 | 0 | System | Generator | K WAVERLY | Wind PPA | Firm Capacity | 1 | MW | 62.33 | 62.33 | 39.87 | 39.87 | 39.87 | 39.87 | 39.87 | 39.87 | 39.87 | 39.87 | 39.87 | 39.87 | 0 | 0 | 0 | 0 | 0 | 0 | 0 | 0
K WAVERLY_Forced Outage Rate | Wind PPA_Forced Outage Rate | K Wind PPA_Forced Outage Rate | 0 | 0 | System | Generator | K WAVERLY | Wind PPA | Forced Outage Rate | 1 | % | 0 | 0 | 0 | 0 | 0 | 0 | 0 | 0 | 0 | 0 | 0 | 0 | 0 | 0 | 0 | 0 | 0 | 0 | 0 | 0
K WAVERLY_Outage Rate | Wind PPA_Outage Rate | K Wind PPA_Outage Rate | 0 | 0 | System | Generator | K WAVERLY | Wind PPA | Outage Rate | 1 | % | 0 | 0 | 0 | 0 | 0 | 0 | 0 | 0 | 0 | 0 | 0 | 0 | 0 | 0 | 0 | 0 | 0 | 0 | 0 | 0
K WAVERLY_Units Built | Wind PPA_Units Built | K Wind PPA_Units Built | 0 | 0 | System | Generator | K WAVERLY | Wind PPA | Units Built | 1 | - | 0 | 0 | 0 | 0 | 0 | 0 | 0 | 0 | 0 | 0 | 0 | 0 | 0 | 0 | 0 | 0 | 0 | 0 | 0 | 0
K WAVERLY_Units Retired | Wind PPA_Units Retired | K Wind PPA_Units Retired | 0 | 0 | System | Generator | K WAVERLY | Wind PPA | Units Retired | 1 | - | 0 | 0 | 0 | 0 | 0 | 0 | 0 | 0 | 0 | 0 | 0 | 0 | 0 | 0 | 0 | 0 | 0 | 0 | 0 | 0
K WAVERLY_Capacity Built | Wind PPA_Capacity Built | K Wind PPA_Capacity Built | 0 | 0 | System | Generator | K WAVERLY | Wind PPA | Capacity Built | 1 | MW | 0 | 0 | 0 | 0 | 0 | 0 | 0 | 0 | 0 | 0 | 0 | 0 | 0 | 0 | 0 | 0 | 0 | 0 | 0 | 0
K HAWTHORN SOLAR_Units | Solar_Units | K Solar_Units | 1 | 0 | System | Generator | K HAWTHORN SOLAR | Solar | Units | 1 | - | bar: 2024 to 2043
K HAWTHORN SOLAR_Generation | Solar_Generation | K Solar_Generation | 14.8221 | 0 | System | Generator | K HAWTHORN SOLAR | Solar | Generation | 1 | GWh | 14.8204 | 14.7886 | 14.7886 | 14.7886 | 14.8204 | 14.7886 | 14.7886 | 14.7903 | 14.8221 | 14.7903 | 14.7903 | 14.7903 | 14.8221 | 14.7903 | 14.7903 | 14.7903 | 14.8221 | 14.7903 | 14.7903 | 14.7903
K HAWTHORN SOLAR_Capacity Factor | Solar_Capacity Factor | K Solar_Capacity Factor | 25.5816 | 0 | System | Generator | K HAWTHORN SOLAR | Solar | Capacity Factor | 1 | % | 25.5637 | 25.5788 | 25.5788 | 25.5788 | 25.5637 | 25.5788 | 25.5788 | 25.5816 | 25.5666 | 25.5816 | 25.5816 | 25.5816 | 25.5666 | 25.5816 | 25.5816 | 25.5816 | 25.5666 | 25.5816 | 25.5816 | 25.5816
K HAWTHORN SOLAR_FO&M Cost | Solar_FO&M Cost | K Solar_FO&M Cost | 0 | 0 | System | Generator | K HAWTHORN SOLAR | Solar | FO&M Cost | 1 | 0 | 0 | 0 | 0 | 0 | 0 | 0 | 0 | 0 | 0 | 0 | 0 | 0 | 0 | 0 | 0 | 0 | 0 | 0 | 0 | 0
K HAWTHORN SOLAR_Generation Cost | Solar_Generation Cost | K Solar_Generation Cost | 0 | 0 | System | Generator | K HAWTHORN SOLAR | Solar | Generation Cost | 1 | 0 | 0 | 0 | 0 | 0 | 0 | 0 | 0 | 0 | 0 | 0 | 0 | 0 | 0 | 0 | 0 | 0 | 0 | 0 | 0 | 0
K HAWTHORN SOLAR_Fixed Costs | Solar_Fixed Costs | K Solar_Fixed Costs | 0 | 0 | System | Generator | K HAWTHORN SOLAR | Solar | Fixed Costs | 1 | 0 | 0 | 0 | 0 | 0 | 0 | 0 | 0 | 0 | 0 | 0 | 0 | 0 | 0 | 0 | 0 | 0 | 0 | 0 | 0 | 0
K HAWTHORN SOLAR_Pool Revenue | Solar_Pool Revenue | K Solar_Pool Revenue | 495.0777 | 0 | System | Generator | K HAWTHORN SOLAR | Solar | Pool Revenue | 1 | 0 | 353.3783 | 366.0753 | 380.5009 | 361.8214 | 369.4677 | 376.143 | 383.9531 | 321.3292 | 330.2604 | 343.7718 | 358.2632 | 372.5352 | 386.9551 | 401.1736 | 416.2472 | 437.7952 | 454.9613 | 467.2498 | 482.567 | 495.0777
K HAWTHORN SOLAR_Max Capacity | Solar_Max Capacity | K Solar_Max Capacity | 6.6 | 0 | System | Generator | K HAWTHORN SOLAR | Solar | Max Capacity | 1 | MW | 6.6 | 6.6 | 6.6 | 6.6 | 6.6 | 6.6 | 6.6 | 6.6 | 6.6 | 6.6 | 6.6 | 6.6 | 6.6 | 6.6 | 6.6 | 6.6 | 6.6 | 6.6 | 6.6 | 6.6
K HAWTHORN SOLAR_Installed Capacity | Solar_Installed Capacity | K Solar_Installed Capacity | 6.6 | 0 | System | Generator | K HAWTHORN SOLAR | Solar | Installed Capacity | 1 | MW | 6.6 | 6.6 | 6.6 | 6.6 | 6.6 | 6.6 | 6.6 | 6.6 | 6.6 | 6.6 | 6.6 | 6.6 | 6.6 | 6.6 | 6.6 | 6.6 | 6.6 | 6.6 | 6.6 | 6.6
K HAWTHORN SOLAR_Firm Capacity | Solar_Firm Capacity | K Solar_Firm Capacity | 4.5 | 0 | System | Generator | K HAWTHORN SOLAR | Solar | Firm Capacity | 1 | MW | 4.5 | 4.5 | 3.3 | 3.3 | 3.3 | 3.3 | 3.3 | 3.3 | 3.3 | 3.3 | 3.3 | 3.3 | 3.3 | 3.3 | 3.3 | 3.3 | 3.3 | 3.3 | 3.3 | 3.3
K HAWTHORN SOLAR_Forced Outage Rate | Solar_Forced Outage Rate | K Solar_Forced Outage Rate | 0 | 0 | System | Generator | K HAWTHORN SOLAR | Solar | Forced Outage Rate | 1 | % | 0 | 0 | 0 | 0 | 0 | 0 | 0 | 0 | 0 | 0 | 0 | 0 | 0 | 0 | 0 | 0 | 0 | 0 | 0 | 0
K HAWTHORN SOLAR_Outage Rate | Solar_Outage Rate | K Solar_Outage Rate | 0 | 0 | System | Generator | K HAWTHORN SOLAR | Solar | Outage Rate | 1 | % | 0 | 0 | 0 | 0 | 0 | 0 | 0 | 0 | 0 | 0 | 0 | 0 | 0 | 0 | 0 | 0 | 0 | 0 | 0 | 0
K HAWTHORN SOLAR_Units Built | Solar_Units Built | K Solar_Units Built | 0 | 0 | System | Generator | K HAWTHORN SOLAR | Solar | Units Built | 1 | - | 0 | 0 | 0 | 0 | 0 | 0 | 0 | 0 | 0 | 0 | 0 | 0 | 0 | 0 | 0 | 0 | 0 | 0 | 0 | 0
K HAWTHORN SOLAR_Units Retired | Solar_Units Retired | K Solar_Units Retired | 0 | 0 | System | Generator | K HAWTHORN SOLAR | Solar | Units Retired | 1 | - | 0 | 0 | 0 | 0 | 0 | 0 | 0 | 0 | 0 | 0 | 0 | 0 | 0 | 0 | 0 | 0 | 0 | 0 | 0 | 0
K HAWTHORN SOLAR_Capacity Built | Solar_Capacity Built | K Solar_Capacity Built | 0 | 0 | System | Generator | K HAWTHORN SOLAR | Solar | Capacity Built | 1 | MW | 0 | 0 | 0 | 0 | 0 | 0 | 0 | 0 | 0 | 0 | 0 | 0 | 0 | 0 | 0 | 0 | 0 | 0 | 0 | 0
Build CC 2028_Units | Build CC_Units | B Build CC_Units | 0 | 0 | System | Generator | Build CC 2028 | Build CC | Units | 1 | - | 0 | 0 | 0 | 0 | 0 | 0 | 0 | 0 | 0 | 0 | 0 | 0 | 0 | 0 | 0 | 0 | 0 | 0 | 0 | 0
Build CC 2028_Generation | Build CC_Generation | B Build CC_Generation | 0 | 0 | System | Generator | Build CC 2028 | Build CC | Generation | 1 | GWh | 0 | 0 | 0 | 0 | 0 | 0 | 0 | 0 | 0 | 0 | 0 | 0 | 0 | 0 | 0 | 0 | 0 | 0 | 0 | 0
Build CC 2028_Capacity Factor | Build CC_Capacity Factor | B Build CC_Capacity Factor | 0 | 0 | System | Generator | Build CC 2028 | Build CC | Capacity Factor | 1 | % | 0 | 0 | 0 | 0 | 0 | 0 | 0 | 0 | 0 | 0 | 0 | 0 | 0 | 0 | 0 | 0 | 0 | 0 | 0 | 0
Build CC 2028_FO&M Cost | Build CC_FO&M Cost | B Build CC_FO&M Cost | 0 | 0 | System | Generator | Build CC 2028 | Build CC | FO&M Cost | 1 | 0 | 0 | 0 | 0 | 0 | 0 | 0 | 0 | 0 | 0 | 0 | 0 | 0 | 0 | 0 | 0 | 0 | 0 | 0 | 0 | 0
Build CC 2028_Generation Cost | Build CC_Generation Cost | B Build CC_Generation Cost | 0 | 0 | System | Generator | Build CC 2028 | Build CC | Generation Cost | 1 | 0 | 0 | 0 | 0 | 0 | 0 | 0 | 0 | 0 | 0 | 0 | 0 | 0 | 0 | 0 | 0 | 0 | 0 | 0 | 0 | 0
Build CC 2028_Fixed Costs | Build CC_Fixed Costs | B Build CC_Fixed Costs | 0 | 0 | System | Generator | Build CC 2028 | Build CC | Fixed Costs | 1 | 0 | 0 | 0 | 0 | 0 | 0 | 0 | 0 | 0 | 0 | 0 | 0 | 0 | 0 | 0 | 0 | 0 | 0 | 0 | 0 | 0
Build CC 2028_Pool Revenue | Build CC_Pool Revenue | B Build CC_Pool Revenue | 0 | 0 | System | Generator | Build CC 2028 | Build CC | Pool Revenue | 1 | 0 | 0 | 0 | 0 | 0 | 0 | 0 | 0 | 0 | 0 | 0 | 0 | 0 | 0 | 0 | 0 | 0 | 0 | 0 | 0 | 0
Build CC 2028_Max Capacity | Build CC_Max Capacity | B Build CC_Max Capacity | 325 | 0 | System | Generator | Build CC 2028 | Build CC | Max Capacity | 1 | MW | 0 | 0 | 0 | 0 | 325 | 325 | 325 | 325 | 325 | 325 | 325 | 325 | 325 | 325 | 325 | 325 | 325 | 325 | 325 | 325
Build CC 2028_Installed Capacity | Build CC_Installed Capacity | B Build CC_Installed Capacity | 0 | 0 | System | Generator | Build CC 2028 | Build CC | Installed Capacity | 1 | MW | 0 | 0 | 0 | 0 | 0 | 0 | 0 | 0 | 0 | 0 | 0 | 0 | 0 | 0 | 0 | 0 | 0 | 0 | 0 | 0
Build CC 2028_Firm Capacity | Build CC_Firm Capacity | B Build CC_Firm Capacity | 0 | 0 | System | Generator | Build CC 2028 | Build CC | Firm Capacity | 1 | MW | 0 | 0 | 0 | 0 | 0 | 0 | 0 | 0 | 0 | 0 | 0 | 0 | 0 | 0 | 0 | 0 | 0 | 0 | 0 | 0
Build CC 2028_Forced Outage Rate | Build CC_Forced Outage Rate | B Build CC_Forced Outage Rate | 0 | 0 | System | Generator | Build CC 2028 | Build CC | Forced Outage Rate | 1 | % | 0 | 0 | 0 | 0 | 0 | 0 | 0 | 0 | 0 | 0 | 0 | 0 | 0 | 0 | 0 | 0 | 0 | 0 | 0 | 0
Build CC 2028_Outage Rate | Build CC_Outage Rate | B Build CC_Outage Rate | 0 | 0 | System | Generator | Build CC 2028 | Build CC | Outage Rate | 1 | % | 0 | 0 | 0 | 0 | 0 | 0 | 0 | 0 | 0 | 0 | 0 | 0 | 0 | 0 | 0 | 0 | 0 | 0 | 0 | 0
Build CC 2028_Units Built | Build CC_Units Built | B Build CC_Units Built | 0 | 0 | System | Generator | Build CC 2028 | Build CC | Units Built | 1 | - | 0 | 0 | 0 | 0 | 0 | 0 | 0 | 0 | 0 | 0 | 0 | 0 | 0 | 0 | 0 | 0 | 0 | 0 | 0 | 0
Build CC 2028_Units Retired | Build CC_Units Retired | B Build CC_Units Retired | 0 | 0 | System | Generator | Build CC 2028 | Build CC | Units Retired | 1 | - | 0 | 0 | 0 | 0 | 0 | 0 | 0 | 0 | 0 | 0 | 0 | 0 | 0 | 0 | 0 | 0 | 0 | 0 | 0 | 0
Build CC 2028_Capacity Built | Build CC_Capacity Built | B Build CC_Capacity Built | 0 | 0 | System | Generator | Build CC 2028 | Build CC | Capacity Built | 1 | MW | 0 | 0 | 0 | 0 | 0 | 0 | 0 | 0 | 0 | 0 | 0 | 0 | 0 | 0 | 0 | 0 | 0 | 0 | 0 | 0
Build CC 2029_Units | Build CC_Units | B Build CC_Units | 0 | 0 | System | Generator | Build CC 2029 | Build CC | Units | 1 | - | 0 | 0 | 0 | 0 | 0 | 0 | 0 | 0 | 0 | 0 | 0 | 0 | 0 | 0 | 0 | 0 | 0 | 0 | 0 | 0
Build CC 2029_Generation | Build CC_Generation | B Build CC_Generation | 0 | 0 | System | Generator | Build CC 2029 | Build CC | Generation | 1 | GWh | 0 | 0 | 0 | 0 | 0 | 0 | 0 | 0 | 0 | 0 | 0 | 0 | 0 | 0 | 0 | 0 | 0 | 0 | 0 | 0
Build CC 2029_Capacity Factor | Build CC_Capacity Factor | B Build CC_Capacity Factor | 0 | 0 | System | Generator | Build CC 2029 | Build CC | Capacity Factor | 1 | % | 0 | 0 | 0 | 0 | 0 | 0 | 0 | 0 | 0 | 0 | 0 | 0 | 0 | 0 | 0 | 0 | 0 | 0 | 0 | 0
Build CC 2029_FO&M Cost | Build CC_FO&M Cost | B Build CC_FO&M Cost | 0 | 0 | System | Generator | Build CC 2029 | Build CC | FO&M Cost | 1 | 0 | 0 | 0 | 0 | 0 | 0 | 0 | 0 | 0 | 0 | 0 | 0 | 0 | 0 | 0 | 0 | 0 | 0 | 0 | 0 | 0
Build CC 2029_Generation Cost | Build CC_Generation Cost | B Build CC_Generation Cost | 0 | 0 | System | Generator | Build CC 2029 | Build CC | Generation Cost | 1 | 0 | 0 | 0 | 0 | 0 | 0 | 0 | 0 | 0 | 0 | 0 | 0 | 0 | 0 | 0 | 0 | 0 | 0 | 0 | 0 | 0
Build CC 2029_Fixed Costs | Build CC_Fixed Costs | B Build CC_Fixed Costs | 0 | 0 | System | Generator | Build CC 2029 | Build CC | Fixed Costs | 1 | 0 | 0 | 0 | 0 | 0 | 0 | 0 | 0 | 0 | 0 | 0 | 0 | 0 | 0 | 0 | 0 | 0 | 0 | 0 | 0 | 0
Build CC 2029_Pool Revenue | Build CC_Pool Revenue | B Build CC_Pool Revenue | 0 | 0 | System | Generator | Build CC 2029 | Build CC | Pool Revenue | 1 | 0 | 0 | 0 | 0 | 0 | 0 | 0 | 0 | 0 | 0 | 0 | 0 | 0 | 0 | 0 | 0 | 0 | 0 | 0 | 0 | 0
Build CC 2029_Max Capacity | Build CC_Max Capacity | B Build CC_Max Capacity | 325 | 0 | System | Generator | Build CC 2029 | Build CC | Max Capacity | 1 | MW | 0 | 0 | 0 | 0 | 0 | 325 | 325 | 325 | 325 | 325 | 325 | 325 | 325 | 325 | 325 | 325 | 325 | 325 | 325 | 325
Build CC 2029_Installed Capacity | Build CC_Installed Capacity | B Build CC_Installed Capacity | 0 | 0 | System | Generator | Build CC 2029 | Build CC | Installed Capacity | 1 | MW | 0 | 0 | 0 | 0 | 0 | 0 | 0 | 0 | 0 | 0 | 0 | 0 | 0 | 0 | 0 | 0 | 0 | 0 | 0 | 0
Build CC 2029_Firm Capacity | Build CC_Firm Capacity | B Build CC_Firm Capacity | 0 | 0 | System | Generator | Build CC 2029 | Build CC | Firm Capacity | 1 | MW | 0 | 0 | 0 | 0 | 0 | 0 | 0 | 0 | 0 | 0 | 0 | 0 | 0 | 0 | 0 | 0 | 0 | 0 | 0 | 0
Build CC 2029_Forced Outage Rate | Build CC_Forced Outage Rate | B Build CC_Forced Outage Rate | 0 | 0 | System | Generator | Build CC 2029 | Build CC | Forced Outage Rate | 1 | % | 0 | 0 | 0 | 0 | 0 | 0 | 0 | 0 | 0 | 0 | 0 | 0 | 0 | 0 | 0 | 0 | 0 | 0 | 0 | 0
Build CC 2029_Outage Rate | Build CC_Outage Rate | B Build CC_Outage Rate | 0 | 0 | System | Generator | Build CC 2029 | Build CC | Outage Rate | 1 | % | 0 | 0 | 0 | 0 | 0 | 0 | 0 | 0 | 0 | 0 | 0 | 0 | 0 | 0 | 0 | 0 | 0 | 0 | 0 | 0
Build CC 2029_Units Built | Build CC_Units Built | B Build CC_Units Built | 0 | 0 | System | Generator | Build CC 2029 | Build CC | Units Built | 1 | - | 0 | 0 | 0 | 0 | 0 | 0 | 0 | 0 | 0 | 0 | 0 | 0 | 0 | 0 | 0 | 0 | 0 | 0 | 0 | 0
Build CC 2029_Units Retired | Build CC_Units Retired | B Build CC_Units Retired | 0 | 0 | System | Generator | Build CC 2029 | Build CC | Units Retired | 1 | - | 0 | 0 | 0 | 0 | 0 | 0 | 0 | 0 | 0 | 0 | 0 | 0 | 0 | 0 | 0 | 0 | 0 | 0 | 0 | 0
Build CC 2029_Capacity Built | Build CC_Capacity Built | B Build CC_Capacity Built | 0 | 0 | System | Generator | Build CC 2029 | Build CC | Capacity Built | 1 | MW | 0 | 0 | 0 | 0 | 0 | 0 | 0 | 0 | 0 | 0 | 0 | 0 | 0 | 0 | 0 | 0 | 0 | 0 | 0 | 0
Build CC 2030_Units | Build CC_Units | B Build CC_Units | 0 | 0 | System | Generator | Build CC 2030 | Build CC | Units | 1 | - | 0 | 0 | 0 | 0 | 0 | 0 | 0 | 0 | 0 | 0 | 0 | 0 | 0 | 0 | 0 | 0 | 0 | 0 | 0 | 0
Build CC 2030_Generation | Build CC_Generation | B Build CC_Generation | 0 | 0 | System | Generator | Build CC 2030 | Build CC | Generation | 1 | GWh | 0 | 0 | 0 | 0 | 0 | 0 | 0 | 0 | 0 | 0 | 0 | 0 | 0 | 0 | 0 | 0 | 0 | 0 | 0 | 0
Build CC 2030_Capacity Factor | Build CC_Capacity Factor | B Build CC_Capacity Factor | 0 | 0 | System | Generator | Build CC 2030 | Build CC | Capacity Factor | 1 | % | 0 | 0 | 0 | 0 | 0 | 0 | 0 | 0 | 0 | 0 | 0 | 0 | 0 | 0 | 0 | 0 | 0 | 0 | 0 | 0
Build CC 2030_FO&M Cost | Build CC_FO&M Cost | B Build CC_FO&M Cost | 0 | 0 | System | Generator | Build CC 2030 | Build CC | FO&M Cost | 1 | 0 | 0 | 0 | 0 | 0 | 0 | 0 | 0 | 0 | 0 | 0 | 0 | 0 | 0 | 0 | 0 | 0 | 0 | 0 | 0 | 0
Build CC 2030_Generation Cost | Build CC_Generation Cost | B Build CC_Generation Cost | 0 | 0 | System | Generator | Build CC 2030 | Build CC | Generation Cost | 1 | 0 | 0 | 0 | 0 | 0 | 0 | 0 | 0 | 0 | 0 | 0 | 0 | 0 | 0 | 0 | 0 | 0 | 0 | 0 | 0 | 0
Build CC 2030_Fixed Costs | Build CC_Fixed Costs | B Build CC_Fixed Costs | 0 | 0 | System | Generator | Build CC 2030 | Build CC | Fixed Costs | 1 | 0 | 0 | 0 | 0 | 0 | 0 | 0 | 0 | 0 | 0 | 0 | 0 | 0 | 0 | 0 | 0 | 0 | 0 | 0 | 0 | 0
Build CC 2030_Pool Revenue | Build CC_Pool Revenue | B Build CC_Pool Revenue | 0 | 0 | System | Generator | Build CC 2030 | Build CC | Pool Revenue | 1 | 0 | 0 | 0 | 0 | 0 | 0 | 0 | 0 | 0 | 0 | 0 | 0 | 0 | 0 | 0 | 0 | 0 | 0 | 0 | 0 | 0
Build CC 2030_Max Capacity | Build CC_Max Capacity | B Build CC_Max Capacity | 325 | 0 | System | Generator | Build CC 2030 | Build CC | Max Capacity | 1 | MW | 0 | 0 | 0 | 0 | 0 | 0 | 325 | 325 | 325 | 325 | 325 | 325 | 325 | 325 | 325 | 325 | 325 | 325 | 325 | 325
Build CC 2030_Installed Capacity | Build CC_Installed Capacity | B Build CC_Installed Capacity | 0 | 0 | System | Generator | Build CC 2030 | Build CC | Installed Capacity | 1 | MW | 0 | 0 | 0 | 0 | 0 | 0 | 0 | 0 | 0 | 0 | 0 | 0 | 0 | 0 | 0 | 0 | 0 | 0 | 0 | 0
Build CC 2030_Firm Capacity | Build CC_Firm Capacity | B Build CC_Firm Capacity | 0 | 0 | System | Generator | Build CC 2030 | Build CC | Firm Capacity | 1 | MW | 0 | 0 | 0 | 0 | 0 | 0 | 0 | 0 | 0 | 0 | 0 | 0 | 0 | 0 | 0 | 0 | 0 | 0 | 0 | 0
Build CC 2030_Forced Outage Rate | Build CC_Forced Outage Rate | B Build CC_Forced Outage Rate | 0 | 0 | System | Generator | Build CC 2030 | Build CC | Forced Outage Rate | 1 | % | 0 | 0 | 0 | 0 | 0 | 0 | 0 | 0 | 0 | 0 | 0 | 0 | 0 | 0 | 0 | 0 | 0 | 0 | 0 | 0
Build CC 2030_Outage Rate | Build CC_Outage Rate | B Build CC_Outage Rate | 0 | 0 | System | Generator | Build CC 2030 | Build CC | Outage Rate | 1 | % | 0 | 0 | 0 | 0 | 0 | 0 | 0 | 0 | 0 | 0 | 0 | 0 | 0 | 0 | 0 | 0 | 0 | 0 | 0 | 0
Build CC 2030_Units Built | Build CC_Units Built | B Build CC_Units Built | 0 | 0 | System | Generator | Build CC 2030 | Build CC | Units Built | 1 | - | 0 | 0 | 0 | 0 | 0 | 0 | 0 | 0 | 0 | 0 | 0 | 0 | 0 | 0 | 0 | 0 | 0 | 0 | 0 | 0
Build CC 2030_Units Retired | Build CC_Units Retired | B Build CC_Units Retired | 0 | 0 | System | Generator | Build CC 2030 | Build CC | Units Retired | 1 | - | 0 | 0 | 0 | 0 | 0 | 0 | 0 | 0 | 0 | 0 | 0 | 0 | 0 | 0 | 0 | 0 | 0 | 0 | 0 | 0
Build CC 2030_Capacity Built | Build CC_Capacity Built | B Build CC_Capacity Built | 0 | 0 | System | Generator | Build CC 2030 | Build CC | Capacity Built | 1 | MW | 0 | 0 | 0 | 0 | 0 | 0 | 0 | 0 | 0 | 0 | 0 | 0 | 0 | 0 | 0 | 0 | 0 | 0 | 0 | 0
Build CC 2031_Units | Build CC_Units | B Build CC_Units | 0 | 0 | System | Generator | Build CC 2031 | Build CC | Units | 1 | - | 0 | 0 | 0 | 0 | 0 | 0 | 0 | 0 | 0 | 0 | 0 | 0 | 0 | 0 | 0 | 0 | 0 | 0 | 0 | 0
Build CC 2031_Generation | Build CC_Generation | B Build CC_Generation | 0 | 0 | System | Generator | Build CC 2031 | Build CC | Generation | 1 | GWh | 0 | 0 | 0 | 0 | 0 | 0 | 0 | 0 | 0 | 0 | 0 | 0 | 0 | 0 | 0 | 0 | 0 | 0 | 0 | 0
Build CC 2031_Capacity Factor | Build CC_Capacity Factor | B Build CC_Capacity Factor | 0 | 0 | System | Generator | Build CC 2031 | Build CC | Capacity Factor | 1 | % | 0 | 0 | 0 | 0 | 0 | 0 | 0 | 0 | 0 | 0 | 0 | 0 | 0 | 0 | 0 | 0 | 0 | 0 | 0 | 0
Build CC 2031_FO&M Cost | Build CC_FO&M Cost | B Build CC_FO&M Cost | 0 | 0 | System | Generator | Build CC 2031 | Build CC | FO&M Cost | 1 | 0 | 0 | 0 | 0 | 0 | 0 | 0 | 0 | 0 | 0 | 0 | 0 | 0 | 0 | 0 | 0 | 0 | 0 | 0 | 0 | 0
Build CC 2031_Generation Cost | Build CC_Generation Cost | B Build CC_Generation Cost | 0 | 0 | System | Generator | Build CC 2031 | Build CC | Generation Cost | 1 | 0 | 0 | 0 | 0 | 0 | 0 | 0 | 0 | 0 | 0 | 0 | 0 | 0 | 0 | 0 | 0 | 0 | 0 | 0 | 0 | 0
Build CC 2031_Fixed Costs | Build CC_Fixed Costs | B Build CC_Fixed Costs | 0 | 0 | System | Generator | Build CC 2031 | Build CC | Fixed Costs | 1 | 0 | 0 | 0 | 0 | 0 | 0 | 0 | 0 | 0 | 0 | 0 | 0 | 0 | 0 | 0 | 0 | 0 | 0 | 0 | 0 | 0
Build CC 2031_Pool Revenue | Build CC_Pool Revenue | B Build CC_Pool Revenue | 0 | 0 | System | Generator | Build CC 2031 | Build CC | Pool Revenue | 1 | 0 | 0 | 0 | 0 | 0 | 0 | 0 | 0 | 0 | 0 | 0 | 0 | 0 | 0 | 0 | 0 | 0 | 0 | 0 | 0 | 0
Build CC 2031_Max Capacity | Build CC_Max Capacity | B Build CC_Max Capacity | 325 | 0 | System | Generator | Build CC 2031 | Build CC | Max Capacity | 1 | MW | 0 | 0 | 0 | 0 | 0 | 0 | 0 | 325 | 325 | 325 | 325 | 325 | 325 | 325 | 325 | 325 | 325 | 325 | 325 | 325
Build CC 2031_Installed Capacity | Build CC_Installed Capacity | B Build CC_Installed Capacity | 0 | 0 | System | Generator | Build CC 2031 | Build CC | Installed Capacity | 1 | MW | 0 | 0 | 0 | 0 | 0 | 0 | 0 | 0 | 0 | 0 | 0 | 0 | 0 | 0 | 0 | 0 | 0 | 0 | 0 | 0
Build CC 2031_Firm Capacity | Build CC_Firm Capacity | B Build CC_Firm Capacity | 0 | 0 | System | Generator | Build CC 2031 | Build CC | Firm Capacity | 1 | MW | 0 | 0 | 0 | 0 | 0 | 0 | 0 | 0 | 0 | 0 | 0 | 0 | 0 | 0 | 0 | 0 | 0 | 0 | 0 | 0
Build CC 2031_Forced Outage Rate | Build CC_Forced Outage Rate | B Build CC_Forced Outage Rate | 0 | 0 | System | Generator | Build CC 2031 | Build CC | Forced Outage Rate | 1 | % | 0 | 0 | 0 | 0 | 0 | 0 | 0 | 0 | 0 | 0 | 0 | 0 | 0 | 0 | 0 | 0 | 0 | 0 | 0 | 0
Build CC 2031_Outage Rate | Build CC_Outage Rate | B Build CC_Outage Rate | 0 | 0 | System | Generator | Build CC 2031 | Build CC | Outage Rate | 1 | % | 0 | 0 | 0 | 0 | 0 | 0 | 0 | 0 | 0 | 0 | 0 | 0 | 0 | 0 | 0 | 0 | 0 | 0 | 0 | 0
Build CC 2031_Units Built | Build CC_Units Built | B Build CC_Units Built | 0 | 0 | System | Generator | Build CC 2031 | Build CC | Units Built | 1 | - | 0 | 0 | 0 | 0 | 0 | 0 | 0 | 0 | 0 | 0 | 0 | 0 | 0 | 0 | 0 | 0 | 0 | 0 | 0 | 0
Build CC 2031_Units Retired | Build CC_Units Retired | B Build CC_Units Retired | 0 | 0 | System | Generator | Build CC 2031 | Build CC | Units Retired | 1 | - | 0 | 0 | 0 | 0 | 0 | 0 | 0 | 0 | 0 | 0 | 0 | 0 | 0 | 0 | 0 | 0 | 0 | 0 | 0 | 0
Build CC 2031_Capacity Built | Build CC_Capacity Built | B Build CC_Capacity Built | 0 | 0 | System | Generator | Build CC 2031 | Build CC | Capacity Built | 1 | MW | 0 | 0 | 0 | 0 | 0 | 0 | 0 | 0 | 0 | 0 | 0 | 0 | 0 | 0 | 0 | 0 | 0 | 0 | 0 | 0
Build CC 2032_Units | Build CC_Units | B Build CC_Units | 0 | 0 | System | Generator | Build CC 2032 | Build CC | Units | 1 | - | 0 | 0 | 0 | 0 | 0 | 0 | 0 | 0 | 0 | 0 | 0 | 0 | 0 | 0 | 0 | 0 | 0 | 0 | 0 | 0
Build CC 2032_Generation | Build CC_Generation | B Build CC_Generation | 0 | 0 | System | Generator | Build CC 2032 | Build CC | Generation | 1 | GWh | 0 | 0 | 0 | 0 | 0 | 0 | 0 | 0 | 0 | 0 | 0 | 0 | 0 | 0 | 0 | 0 | 0 | 0 | 0 | 0
Build CC 2032_Capacity Factor | Build CC_Capacity Factor | B Build CC_Capacity Factor | 0 | 0 | System | Generator | Build CC 2032 | Build CC | Capacity Factor | 1 | % | 0 | 0 | 0 | 0 | 0 | 0 | 0 | 0 | 0 | 0 | 0 | 0 | 0 | 0 | 0 | 0 | 0 | 0 | 0 | 0
Build CC 2032_FO&M Cost | Build CC_FO&M Cost | B Build CC_FO&M Cost | 0 | 0 | System | Generator | Build CC 2032 | Build CC | FO&M Cost | 1 | 0 | 0 | 0 | 0 | 0 | 0 | 0 | 0 | 0 | 0 | 0 | 0 | 0 | 0 | 0 | 0 | 0 | 0 | 0 | 0 | 0
Build CC 2032_Generation Cost | Build CC_Generation Cost | B Build CC_Generation Cost | 0 | 0 | System | Generator | Build CC 2032 | Build CC | Generation Cost | 1 | 0 | 0 | 0 | 0 | 0 | 0 | 0 | 0 | 0 | 0 | 0 | 0 | 0 | 0 | 0 | 0 | 0 | 0 | 0 | 0 | 0
Build CC 2032_Fixed Costs | Build CC_Fixed Costs | B Build CC_Fixed Costs | 0 | 0 | System | Generator | Build CC 2032 | Build CC | Fixed Costs | 1 | 0 | 0 | 0 | 0 | 0 | 0 | 0 | 0 | 0 | 0 | 0 | 0 | 0 | 0 | 0 | 0 | 0 | 0 | 0 | 0 | 0
Build CC 2032_Pool Revenue | Build CC_Pool Revenue | B Build CC_Pool Revenue | 0 | 0 | System | Generator | Build CC 2032 | Build CC | Pool Revenue | 1 | 0 | 0 | 0 | 0 | 0 | 0 | 0 | 0 | 0 | 0 | 0 | 0 | 0 | 0 | 0 | 0 | 0 | 0 | 0 | 0 | 0
Build CC 2032_Max Capacity | Build CC_Max Capacity | B Build CC_Max Capacity | 325 | 0 | System | Generator | Build CC 2032 | Build CC | Max Capacity | 1 | MW | 0 | 0 | 0 | 0 | 0 | 0 | 0 | 0 | 325 | 325 | 325 | 325 | 325 | 325 | 325 | 325 | 325 | 325 | 325 | 325
Build CC 2032_Installed Capacity | Build CC_Installed Capacity | B Build CC_Installed Capacity | 0 | 0 | System | Generator | Build CC 2032 | Build CC | Installed Capacity | 1 | MW | 0 | 0 | 0 | 0 | 0 | 0 | 0 | 0 | 0 | 0 | 0 | 0 | 0 | 0 | 0 | 0 | 0 | 0 | 0 | 0
Build CC 2032_Firm Capacity | Build CC_Firm Capacity | B Build CC_Firm Capacity | 0 | 0 | System | Generator | Build CC 2032 | Build CC | Firm Capacity | 1 | MW | 0 | 0 | 0 | 0 | 0 | 0 | 0 | 0 | 0 | 0 | 0 | 0 | 0 | 0 | 0 | 0 | 0 | 0 | 0 | 0
Build CC 2032_Forced Outage Rate | Build CC_Forced Outage Rate | B Build CC_Forced Outage Rate | 0 | 0 | System | Generator | Build CC 2032 | Build CC | Forced Outage Rate | 1 | % | 0 | 0 | 0 | 0 | 0 | 0 | 0 | 0 | 0 | 0 | 0 | 0 | 0 | 0 | 0 | 0 | 0 | 0 | 0 | 0
Build CC 2032_Outage Rate | Build CC_Outage Rate | B Build CC_Outage Rate | 0 | 0 | System | Generator | Build CC 2032 | Build CC | Outage Rate | 1 | % | 0 | 0 | 0 | 0 | 0 | 0 | 0 | 0 | 0 | 0 | 0 | 0 | 0 | 0 | 0 | 0 | 0 | 0 | 0 | 0
Build CC 2032_Units Built | Build CC_Units Built | B Build CC_Units Built | 0 | 0 | System | Generator | Build CC 2032 | Build CC | Units Built | 1 | - | 0 | 0 | 0 | 0 | 0 | 0 | 0 | 0 | 0 | 0 | 0 | 0 | 0 | 0 | 0 | 0 | 0 | 0 | 0 | 0
Build CC 2032_Units Retired | Build CC_Units Retired | B Build CC_Units Retired | 0 | 0 | System | Generator | Build CC 2032 | Build CC | Units Retired | 1 | - | 0 | 0 | 0 | 0 | 0 | 0 | 0 | 0 | 0 | 0 | 0 | 0 | 0 | 0 | 0 | 0 | 0 | 0 | 0 | 0
Build CC 2032_Capacity Built | Build CC_Capacity Built | B Build CC_Capacity Built | 0 | 0 | System | Generator | Build CC 2032 | Build CC | Capacity Built | 1 | MW | 0 | 0 | 0 | 0 | 0 | 0 | 0 | 0 | 0 | 0 | 0 | 0 | 0 | 0 | 0 | 0 | 0 | 0 | 0 | 0
Build CC 2033_Units | Build CC_Units | B Build CC_Units | 0 | 0 | System | Generator | Build CC 2033 | Build CC | Units | 1 | - | 0 | 0 | 0 | 0 | 0 | 0 | 0 | 0 | 0 | 0 | 0 | 0 | 0 | 0 | 0 | 0 | 0 | 0 | 0 | 0
Build CC 2033_Generation | Build CC_Generation | B Build CC_Generation | 0 | 0 | System | Generator | Build CC 2033 | Build CC | Generation | 1 | GWh | 0 | 0 | 0 | 0 | 0 | 0 | 0 | 0 | 0 | 0 | 0 | 0 | 0 | 0 | 0 | 0 | 0 | 0 | 0 | 0
Build CC 2033_Capacity Factor | Build CC_Capacity Factor | B Build CC_Capacity Factor | 0 | 0 | System | Generator | Build CC 2033 | Build CC | Capacity Factor | 1 | % | 0 | 0 | 0 | 0 | 0 | 0 | 0 | 0 | 0 | 0 | 0 | 0 | 0 | 0 | 0 | 0 | 0 | 0 | 0 | 0
Build CC 2033_FO&M Cost | Build CC_FO&M Cost | B Build CC_FO&M Cost | 0 | 0 | System | Generator | Build CC 2033 | Build CC | FO&M Cost | 1 | 0 | 0 | 0 | 0 | 0 | 0 | 0 | 0 | 0 | 0 | 0 | 0 | 0 | 0 | 0 | 0 | 0 | 0 | 0 | 0 | 0
Build CC 2033_Generation Cost | Build CC_Generation Cost | B Build CC_Generation Cost | 0 | 0 | System | Generator | Build CC 2033 | Build CC | Generation Cost | 1 | 0 | 0 | 0 | 0 | 0 | 0 | 0 | 0 | 0 | 0 | 0 | 0 | 0 | 0 | 0 | 0 | 0 | 0 | 0 | 0 | 0
Build CC 2033_Fixed Costs | Build CC_Fixed Costs | B Build CC_Fixed Costs | 0 | 0 | System | Generator | Build CC 2033 | Build CC | Fixed Costs | 1 | 0 | 0 | 0 | 0 | 0 | 0 | 0 | 0 | 0 | 0 | 0 | 0 | 0 | 0 | 0 | 0 | 0 | 0 | 0 | 0 | 0
Build CC 2033_Pool Revenue | Build CC_Pool Revenue | B Build CC_Pool Revenue | 0 | 0 | System | Generator | Build CC 2033 | Build CC | Pool Revenue | 1 | 0 | 0 | 0 | 0 | 0 | 0 | 0 | 0 | 0 | 0 | 0 | 0 | 0 | 0 | 0 | 0 | 0 | 0 | 0 | 0 | 0
Build CC 2033_Max Capacity | Build CC_Max Capacity | B Build CC_Max Capacity | 325 | 0 | System | Generator | Build CC 2033 | Build CC | Max Capacity | 1 | MW | 0 | 0 | 0 | 0 | 0 | 0 | 0 | 0 | 0 | 325 | 325 | 325 | 325 | 325 | 325 | 325 | 325 | 325 | 325 | 325
Build CC 2033_Installed Capacity | Build CC_Installed Capacity | B Build CC_Installed Capacity | 0 | 0 | System | Generator | Build CC 2033 | Build CC | Installed Capacity | 1 | MW | 0 | 0 | 0 | 0 | 0 | 0 | 0 | 0 | 0 | 0 | 0 | 0 | 0 | 0 | 0 | 0 | 0 | 0 | 0 | 0
Build CC 2033_Firm Capacity | Build CC_Firm Capacity | B Build CC_Firm Capacity | 0 | 0 | System | Generator | Build CC 2033 | Build CC | Firm Capacity | 1 | MW | 0 | 0 | 0 | 0 | 0 | 0 | 0 | 0 | 0 | 0 | 0 | 0 | 0 | 0 | 0 | 0 | 0 | 0 | 0 | 0
Build CC 2033_Forced Outage Rate | Build CC_Forced Outage Rate | B Build CC_Forced Outage Rate | 0 | 0 | System | Generator | Build CC 2033 | Build CC | Forced Outage Rate | 1 | % | 0 | 0 | 0 | 0 | 0 | 0 | 0 | 0 | 0 | 0 | 0 | 0 | 0 | 0 | 0 | 0 | 0 | 0 | 0 | 0
Build CC 2033_Outage Rate | Build CC_Outage Rate | B Build CC_Outage Rate | 0 | 0 | System | Generator | Build CC 2033 | Build CC | Outage Rate | 1 | % | 0 | 0 | 0 | 0 | 0 | 0 | 0 | 0 | 0 | 0 | 0 | 0 | 0 | 0 | 0 | 0 | 0 | 0 | 0 | 0
Build CC 2033_Units Built | Build CC_Units Built | B Build CC_Units Built | 0 | 0 | System | Generator | Build CC 2033 | Build CC | Units Built | 1 | - | 0 | 0 | 0 | 0 | 0 | 0 | 0 | 0 | 0 | 0 | 0 | 0 | 0 | 0 | 0 | 0 | 0 | 0 | 0 | 0
Build CC 2033_Units Retired | Build CC_Units Retired | B Build CC_Units Retired | 0 | 0 | System | Generator | Build CC 2033 | Build CC | Units Retired | 1 | - | 0 | 0 | 0 | 0 | 0 | 0 | 0 | 0 | 0 | 0 | 0 | 0 | 0 | 0 | 0 | 0 | 0 | 0 | 0 | 0
Build CC 2033_Capacity Built | Build CC_Capacity Built | B Build CC_Capacity Built | 0 | 0 | System | Generator | Build CC 2033 | Build CC | Capacity Built | 1 | MW | 0 | 0 | 0 | 0 | 0 | 0 | 0 | 0 | 0 | 0 | 0 | 0 | 0 | 0 | 0 | 0 | 0 | 0 | 0 | 0
Build CC 2034_Units | Build CC_Units | B Build CC_Units | 0 | 0 | System | Generator | Build CC 2034 | Build CC | Units | 1 | - | 0 | 0 | 0 | 0 | 0 | 0 | 0 | 0 | 0 | 0 | 0 | 0 | 0 | 0 | 0 | 0 | 0 | 0 | 0 | 0
Build CC 2034_Generation | Build CC_Generation | B Build CC_Generation | 0 | 0 | System | Generator | Build CC 2034 | Build CC | Generation | 1 | GWh | 0 | 0 | 0 | 0 | 0 | 0 | 0 | 0 | 0 | 0 | 0 | 0 | 0 | 0 | 0 | 0 | 0 | 0 | 0 | 0
Build CC 2034_Capacity Factor | Build CC_Capacity Factor | B Build CC_Capacity Factor | 0 | 0 | System | Generator | Build CC 2034 | Build CC | Capacity Factor | 1 | % | 0 | 0 | 0 | 0 | 0 | 0 | 0 | 0 | 0 | 0 | 0 | 0 | 0 | 0 | 0 | 0 | 0 | 0 | 0 | 0
Build CC 2034_FO&M Cost | Build CC_FO&M Cost | B Build CC_FO&M Cost | 0 | 0 | System | Generator | Build CC 2034 | Build CC | FO&M Cost | 1 | 0 | 0 | 0 | 0 | 0 | 0 | 0 | 0 | 0 | 0 | 0 | 0 | 0 | 0 | 0 | 0 | 0 | 0 | 0 | 0 | 0
Build CC 2034_Generation Cost | Build CC_Generation Cost | B Build CC_Generation Cost | 0 | 0 | System | Generator | Build CC 2034 | Build CC | Generation Cost | 1 | 0 | 0 | 0 | 0 | 0 | 0 | 0 | 0 | 0 | 0 | 0 | 0 | 0 | 0 | 0 | 0 | 0 | 0 | 0 | 0 | 0
Build CC 2034_Fixed Costs | Build CC_Fixed Costs | B Build CC_Fixed Costs | 0 | 0 | System | Generator | Build CC 2034 | Build CC | Fixed Costs | 1 | 0 | 0 | 0 | 0 | 0 | 0 | 0 | 0 | 0 | 0 | 0 | 0 | 0 | 0 | 0 | 0 | 0 | 0 | 0 | 0 | 0
Build CC 2034_Pool Revenue | Build CC_Pool Revenue | B Build CC_Pool Revenue | 0 | 0 | System | Generator | Build CC 2034 | Build CC | Pool Revenue | 1 | 0 | 0 | 0 | 0 | 0 | 0 | 0 | 0 | 0 | 0 | 0 | 0 | 0 | 0 | 0 | 0 | 0 | 0 | 0 | 0 | 0
Build CC 2034_Max Capacity | Build CC_Max Capacity | B Build CC_Max Capacity | 325 | 0 | System | Generator | Build CC 2034 | Build CC | Max Capacity | 1 | MW | 0 | 0 | 0 | 0 | 0 | 0 | 0 | 0 | 0 | 0 | 325 | 325 | 325 | 325 | 325 | 325 | 325 | 325 | 325 | 325
Build CC 2034_Installed Capacity | Build CC_Installed Capacity | B Build CC_Installed Capacity | 0 | 0 | System | Generator | Build CC 2034 | Build CC | Installed Capacity | 1 | MW | 0 | 0 | 0 | 0 | 0 | 0 | 0 | 0 | 0 | 0 | 0 | 0 | 0 | 0 | 0 | 0 | 0 | 0 | 0 | 0
Build CC 2034_Firm Capacity | Build CC_Firm Capacity | B Build CC_Firm Capacity | 0 | 0 | System | Generator | Build CC 2034 | Build CC | Firm Capacity | 1 | MW | 0 | 0 | 0 | 0 | 0 | 0 | 0 | 0 | 0 | 0 | 0 | 0 | 0 | 0 | 0 | 0 | 0 | 0 | 0 | 0
Build CC 2034_Forced Outage Rate | Build CC_Forced Outage Rate | B Build CC_Forced Outage Rate | 0 | 0 | System | Generator | Build CC 2034 | Build CC | Forced Outage Rate | 1 | % | 0 | 0 | 0 | 0 | 0 | 0 | 0 | 0 | 0 | 0 | 0 | 0 | 0 | 0 | 0 | 0 | 0 | 0 | 0 | 0
Build CC 2034_Outage Rate | Build CC_Outage Rate | B Build CC_Outage Rate | 0 | 0 | System | Generator | Build CC 2034 | Build CC | Outage Rate | 1 | % | 0 | 0 | 0 | 0 | 0 | 0 | 0 | 0 | 0 | 0 | 0 | 0 | 0 | 0 | 0 | 0 | 0 | 0 | 0 | 0
Build CC 2034_Units Built | Build CC_Units Built | B Build CC_Units Built | 0 | 0 | System | Generator | Build CC 2034 | Build CC | Units Built | 1 | - | 0 | 0 | 0 | 0 | 0 | 0 | 0 | 0 | 0 | 0 | 0 | 0 | 0 | 0 | 0 | 0 | 0 | 0 | 0 | 0
Build CC 2034_Units Retired | Build CC_Units Retired | B Build CC_Units Retired | 0 | 0 | System | Generator | Build CC 2034 | Build CC | Units Retired | 1 | - | 0 | 0 | 0 | 0 | 0 | 0 | 0 | 0 | 0 | 0 | 0 | 0 | 0 | 0 | 0 | 0 | 0 | 0 | 0 | 0
Build CC 2034_Capacity Built | Build CC_Capacity Built | B Build CC_Capacity Built | 0 | 0 | System | Generator | Build CC 2034 | Build CC | Capacity Built | 1 | MW | 0 | 0 | 0 | 0 | 0 | 0 | 0 | 0 | 0 | 0 | 0 | 0 | 0 | 0 | 0 | 0 | 0 | 0 | 0 | 0
Build CC 2035_Units | Build CC_Units | B Build CC_Units | 1 | 0 | System | Generator | Build CC 2035 | Build CC | Units | 1 | - | 0 | 0 | 0 | 0 | 0 | 0 | 0 | 0 | 0 | 0 | 0 | 1 | 1 | 1 | 1 | 1 | 1 | 1 | 1 | 1
Build CC 2035_Generation | Build CC_Generation | B Build CC_Generation | 1636.9652 | 0 | System | Generator | Build CC 2035 | Build CC | Generation | 1 | GWh | 0 | 0 | 0 | 0 | 0 | 0 | 0 | 0 | 0 | 0 | 0 | 153.8692 | 1231.6738 | 1322.1478 | 1118.0919 | 1433.907 | 1636.9652 | 1400.6606 | 1546.053 | 1289.7797
Build CC 2035_Capacity Factor | Build CC_Capacity Factor | B Build CC_Capacity Factor | 57.3408 | 0 | System | Generator | Build CC 2035 | Build CC | Capacity Factor | 1 | % | 0 | 0 | 0 | 0 | 0 | 0 | 0 | 0 | 0 | 0 | 0 | 5.4046 | 43.144 | 46.44 | 39.2726 | 50.3655 | 57.3408 | 49.1978 | 54.3046 | 45.3031
Build CC 2035_FO&M Cost | Build CC_FO&M Cost | B Build CC_FO&M Cost | 66624.9531 | 0 | System | Generator | Build CC 2035 | Build CC | FO&M Cost | 1 | 0 | 0 | 0 | 0 | 0 | 0 | 0 | 0 | 0 | 0 | 0 | 0 | 66624.9531 | 66064.25 | 64790.7461 | 63782.3906 | 62850.8945 | 62159.9102 | 61194.5547 | 60434.9453 | 59685.0781
Build CC 2035_Generation Cost | Build CC_Generation Cost | B Build CC_Generation Cost | 72114.2969 | 0 | System | Generator | Build CC 2035 | Build CC | Generation Cost | 1 | 0 | 0 | 0 | 0 | 0 | 0 | 0 | 0 | 0 | 0 | 0 | 0 | 5051.2563 | 41216.6992 | 47459.3516 | 41901.5195 | 56459.6602 | 70063.625 | 63380.6992 | 72114.2969 | 62953.8281
Build CC 2035_Fixed Costs | Build CC_Fixed Costs | B Build CC_Fixed Costs | 66624.9531 | 0 | System | Generator | Build CC 2035 | Build CC | Fixed Costs | 1 | 0 | 0 | 0 | 0 | 0 | 0 | 0 | 0 | 0 | 0 | 0 | 0 | 66624.9531 | 66064.25 | 64790.7461 | 63782.3906 | 62850.8945 | 62159.9102 | 61194.5547 | 60434.9453 | 59685.0781
Build CC 2035_Pool Revenue | Build CC_Pool Revenue | B Build CC_Pool Revenue | 50179.9531 | 0 | System | Generator | Build CC 2035 | Build CC | Pool Revenue | 1 | 0 | 0 | 0 | 0 | 0 | 0 | 0 | 0 | 0 | 0 | 0 | 0 | 6419.3042 | 32382.5723 | 36738.6758 | 34381.875 | 43202.957 | 50076.6602 | 46122.2344 | 50179.9531 | 46527.9727
Build CC 2035_Max Capacity | Build CC_Max Capacity | B Build CC_Max Capacity | 325 | 0 | System | Generator | Build CC 2035 | Build CC | Max Capacity | 1 | MW | 0 | 0 | 0 | 0 | 0 | 0 | 0 | 0 | 0 | 0 | 0 | 325 | 325 | 325 | 325 | 325 | 325 | 325 | 325 | 325
Build CC 2035_Installed Capacity | Build CC_Installed Capacity | B Build CC_Installed Capacity | 325 | 0 | System | Generator | Build CC 2035 | Build CC | Installed Capacity | 1 | MW | 0 | 0 | 0 | 0 | 0 | 0 | 0 | 0 | 0 | 0 | 0 | 325 | 325 | 325 | 325 | 325 | 325 | 325 | 325 | 325
Build CC 2035_Firm Capacity | Build CC_Firm Capacity | B Build CC_Firm Capacity | 325 | 0 | System | Generator | Build CC 2035 | Build CC | Firm Capacity | 1 | MW | 0 | 0 | 0 | 0 | 0 | 0 | 0 | 0 | 0 | 0 | 0 | 325 | 325 | 325 | 325 | 325 | 325 | 325 | 325 | 325
Build CC 2035_Forced Outage Rate | Build CC_Forced Outage Rate | B Build CC_Forced Outage Rate | 8 | 0 | System | Generator | Build CC 2035 | Build CC | Forced Outage Rate | 1 | % | 0 | 0 | 0 | 0 | 0 | 0 | 0 | 0 | 0 | 0 | 0 | 8 | 8 | 8 | 8 | 8 | 8 | 8 | 8 | 8
Build CC 2035_Outage Rate | Build CC_Outage Rate | B Build CC_Outage Rate | 20 | 0 | System | Generator | Build CC 2035 | Build CC | Outage Rate | 1 | % | 0 | 0 | 0 | 0 | 0 | 0 | 0 | 0 | 0 | 0 | 0 | 20 | 20 | 20 | 20 | 20 | 20 | 20 | 20 | 20
Build CC 2035_Units Built | Build CC_Units Built | B Build CC_Units Built | 1 | 0 | System | Generator | Build CC 2035 | Build CC | Units Built | 1 | - | 0 | 0 | 0 | 0 | 0 | 0 | 0 | 0 | 0 | 0 | 0 | 1 | 0 | 0 | 0 | 0 | 0 | 0 | 0 | 0
Build CC 2035_Units Retired | Build CC_Units Retired | B Build CC_Units Retired | 0 | 0 | System | Generator | Build CC 2035 | Build CC | Units Retired | 1 | - | 0 | 0 | 0 | 0 | 0 | 0 | 0 | 0 | 0 | 0 | 0 | 0 | 0 | 0 | 0 | 0 | 0 | 0 | 0 | 0
Build CC 2035_Capacity Built | Build CC_Capacity Built | B Build CC_Capacity Built | 325 | 0 | System | Generator | Build CC 2035 | Build CC | Capacity Built | 1 | MW | 0 | 0 | 0 | 0 | 0 | 0 | 0 | 0 | 0 | 0 | 0 | 325 | 0 | 0 | 0 | 0 | 0 | 0 | 0 | 0
Build CC 2036_Units | Build CC_Units | B Build CC_Units | 0 | 0 | System | Generator | Build CC 2036 | Build CC | Units | 1 | - | 0 | 0 | 0 | 0 | 0 | 0 | 0 | 0 | 0 | 0 | 0 | 0 | 0 | 0 | 0 | 0 | 0 | 0 | 0 | 0
Build CC 2036_Generation | Build CC_Generation | B Build CC_Generation | 0 | 0 | System | Generator | Build CC 2036 | Build CC | Generation | 1 | GWh | 0 | 0 | 0 | 0 | 0 | 0 | 0 | 0 | 0 | 0 | 0 | 0 | 0 | 0 | 0 | 0 | 0 | 0 | 0 | 0
Build CC 2036_Capacity Factor | Build CC_Capacity Factor | B Build CC_Capacity Factor | 0 | 0 | System | Generator | Build CC 2036 | Build CC | Capacity Factor | 1 | % | 0 | 0 | 0 | 0 | 0 | 0 | 0 | 0 | 0 | 0 | 0 | 0 | 0 | 0 | 0 | 0 | 0 | 0 | 0 | 0
Build CC 2036_FO&M Cost | Build CC_FO&M Cost | B Build CC_FO&M Cost | 0 | 0 | System | Generator | Build CC 2036 | Build CC | FO&M Cost | 1 | 0 | 0 | 0 | 0 | 0 | 0 | 0 | 0 | 0 | 0 | 0 | 0 | 0 | 0 | 0 | 0 | 0 | 0 | 0 | 0 | 0
Build CC 2036_Generation Cost | Build CC_Generation Cost | B Build CC_Generation Cost | 0 | 0 | System | Generator | Build CC 2036 | Build CC | Generation Cost | 1 | 0 | 0 | 0 | 0 | 0 | 0 | 0 | 0 | 0 | 0 | 0 | 0 | 0 | 0 | 0 | 0 | 0 | 0 | 0 | 0 | 0
Build CC 2036_Fixed Costs | Build CC_Fixed Costs | B Build CC_Fixed Costs | 0 | 0 | System | Generator | Build CC 2036 | Build CC | Fixed Costs | 1 | 0 | 0 | 0 | 0 | 0 | 0 | 0 | 0 | 0 | 0 | 0 | 0 | 0 | 0 | 0 | 0 | 0 | 0 | 0 | 0 | 0
Build CC 2036_Pool Revenue | Build CC_Pool Revenue | B Build CC_Pool Revenue | 0 | 0 | System | Generator | Build CC 2036 | Build CC | Pool Revenue | 1 | 0 | 0 | 0 | 0 | 0 | 0 | 0 | 0 | 0 | 0 | 0 | 0 | 0 | 0 | 0 | 0 | 0 | 0 | 0 | 0 | 0
Build CC 2036_Max Capacity | Build CC_Max Capacity | B Build CC_Max Capacity | 325 | 0 | System | Generator | Build CC 2036 | Build CC | Max Capacity | 1 | MW | 0 | 0 | 0 | 0 | 0 | 0 | 0 | 0 | 0 | 0 | 0 | 0 | 325 | 325 | 325 | 325 | 325 | 325 | 325 | 325
Build CC 2036_Installed Capacity | Build CC_Installed Capacity | B Build CC_Installed Capacity | 0 | 0 | System | Generator | Build CC 2036 | Build CC | Installed Capacity | 1 | MW | 0 | 0 | 0 | 0 | 0 | 0 | 0 | 0 | 0 | 0 | 0 | 0 | 0 | 0 | 0 | 0 | 0 | 0 | 0 | 0
Build CC 2036_Firm Capacity | Build CC_Firm Capacity | B Build CC_Firm Capacity | 0 | 0 | System | Generator | Build CC 2036 | Build CC | Firm Capacity | 1 | MW | 0 | 0 | 0 | 0 | 0 | 0 | 0 | 0 | 0 | 0 | 0 | 0 | 0 | 0 | 0 | 0 | 0 | 0 | 0 | 0
Build CC 2036_Forced Outage Rate | Build CC_Forced Outage Rate | B Build CC_Forced Outage Rate | 0 | 0 | System | Generator | Build CC 2036 | Build CC | Forced Outage Rate | 1 | % | 0 | 0 | 0 | 0 | 0 | 0 | 0 | 0 | 0 | 0 | 0 | 0 | 0 | 0 | 0 | 0 | 0 | 0 | 0 | 0
Build CC 2036_Outage Rate | Build CC_Outage Rate | B Build CC_Outage Rate | 0 | 0 | System | Generator | Build CC 2036 | Build CC | Outage Rate | 1 | % | 0 | 0 | 0 | 0 | 0 | 0 | 0 | 0 | 0 | 0 | 0 | 0 | 0 | 0 | 0 | 0 | 0 | 0 | 0 | 0
Build CC 2036_Units Built | Build CC_Units Built | B Build CC_Units Built | 0 | 0 | System | Generator | Build CC 2036 | Build CC | Units Built | 1 | - | 0 | 0 | 0 | 0 | 0 | 0 | 0 | 0 | 0 | 0 | 0 | 0 | 0 | 0 | 0 | 0 | 0 | 0 | 0 | 0
Build CC 2036_Units Retired | Build CC_Units Retired | B Build CC_Units Retired | 0 | 0 | System | Generator | Build CC 2036 | Build CC | Units Retired | 1 | - | 0 | 0 | 0 | 0 | 0 | 0 | 0 | 0 | 0 | 0 | 0 | 0 | 0 | 0 | 0 | 0 | 0 | 0 | 0 | 0
Build CC 2036_Capacity Built | Build CC_Capacity Built | B Build CC_Capacity Built | 0 | 0 | System | Generator | Build CC 2036 | Build CC | Capacity Built | 1 | MW | 0 | 0 | 0 | 0 | 0 | 0 | 0 | 0 | 0 | 0 | 0 | 0 | 0 | 0 | 0 | 0 | 0 | 0 | 0 | 0
Build CC 2037_Units | Build CC_Units | B Build CC_Units | 1 | 0 | System | Generator | Build CC 2037 | Build CC | Units | 1 | - | 0 | 0 | 0 | 0 | 0 | 0 | 0 | 0 | 0 | 0 | 0 | 0 | 0 | 1 | 1 | 1 | 1 | 1 | 1 | 1
Build CC 2037_Generation | Build CC_Generation | B Build CC_Generation | 1611.0122 | 0 | System | Generator | Build CC 2037 | Build CC | Generation | 1 | GWh | 0 | 0 | 0 | 0 | 0 | 0 | 0 | 0 | 0 | 0 | 0 | 0 | 0 | 1368.4283 | 1200.537 | 1448.9309 | 1611.0122 | 1519.0411 | 1395.8726 | 1312.9207
Build CC 2037_Capacity Factor | Build CC_Capacity Factor | B Build CC_Capacity Factor | 56.4317 | 0 | System | Generator | Build CC 2037 | Build CC | Capacity Factor | 1 | % | 0 | 0 | 0 | 0 | 0 | 0 | 0 | 0 | 0 | 0 | 0 | 0 | 0 | 48.0656 | 42.1685 | 50.8933 | 56.4317 | 53.3559 | 49.0296 | 46.1159
Build CC 2037_FO&M Cost | Build CC_FO&M Cost | B Build CC_FO&M Cost | 69345.5078 | 0 | System | Generator | Build CC 2037 | Build CC | FO&M Cost | 1 | 0 | 0 | 0 | 0 | 0 | 0 | 0 | 0 | 0 | 0 | 0 | 0 | 0 | 0 | 69345.5078 | 68579.9922 | 67449.2812 | 66588.5078 | 65443.7773 | 64554.4844 | 63733.1055
Build CC 2037_Generation Cost | Build CC_Generation Cost | B Build CC_Generation Cost | 69212.8203 | 0 | System | Generator | Build CC 2037 | Build CC | Generation Cost | 1 | 0 | 0 | 0 | 0 | 0 | 0 | 0 | 0 | 0 | 0 | 0 | 0 | 0 | 0 | 49493.9922 | 45250.918 | 56684.1523 | 68645.3594 | 69212.8203 | 64992.918 | 64187.9883
Build CC 2037_Fixed Costs | Build CC_Fixed Costs | B Build CC_Fixed Costs | 69345.5078 | 0 | System | Generator | Build CC 2037 | Build CC | Fixed Costs | 1 | 0 | 0 | 0 | 0 | 0 | 0 | 0 | 0 | 0 | 0 | 0 | 0 | 0 | 0 | 69345.5078 | 68579.9922 | 67449.2812 | 66588.5078 | 65443.7773 | 64554.4844 | 63733.1055
Build CC 2037_Pool Revenue | Build CC_Pool Revenue | B Build CC_Pool Revenue | 50375.7539 | 0 | System | Generator | Build CC 2037 | Build CC | Pool Revenue | 1 | 0 | 0 | 0 | 0 | 0 | 0 | 0 | 0 | 0 | 0 | 0 | 0 | 0 | 0 | 38373.793 | 36596.3555 | 42259.1602 | 50101.375 | 50375.7539 | 46161.082 | 45719.5898
Build CC 2037_Max Capacity | Build CC_Max Capacity | B Build CC_Max Capacity | 325 | 0 | System | Generator | Build CC 2037 | Build CC | Max Capacity | 1 | MW | 0 | 0 | 0 | 0 | 0 | 0 | 0 | 0 | 0 | 0 | 0 | 0 | 0 | 325 | 325 | 325 | 325 | 325 | 325 | 325
Build CC 2037_Installed Capacity | Build CC_Installed Capacity | B Build CC_Installed Capacity | 325 | 0 | System | Generator | Build CC 2037 | Build CC | Installed Capacity | 1 | MW | 0 | 0 | 0 | 0 | 0 | 0 | 0 | 0 | 0 | 0 | 0 | 0 | 0 | 325 | 325 | 325 | 325 | 325 | 325 | 325
Build CC 2037_Firm Capacity | Build CC_Firm Capacity | B Build CC_Firm Capacity | 325 | 0 | System | Generator | Build CC 2037 | Build CC | Firm Capacity | 1 | MW | 0 | 0 | 0 | 0 | 0 | 0 | 0 | 0 | 0 | 0 | 0 | 0 | 0 | 325 | 325 | 325 | 325 | 325 | 325 | 325
Build CC 2037_Forced Outage Rate | Build CC_Forced Outage Rate | B Build CC_Forced Outage Rate | 8 | 0 | System | Generator | Build CC 2037 | Build CC | Forced Outage Rate | 1 | % | 0 | 0 | 0 | 0 | 0 | 0 | 0 | 0 | 0 | 0 | 0 | 0 | 0 | 8 | 8 | 8 | 8 | 8 | 8 | 8
Build CC 2037_Outage Rate | Build CC_Outage Rate | B Build CC_Outage Rate | 20 | 0 | System | Generator | Build CC 2037 | Build CC | Outage Rate | 1 | % | 0 | 0 | 0 | 0 | 0 | 0 | 0 | 0 | 0 | 0 | 0 | 0 | 0 | 20 | 20 | 20 | 20 | 20 | 20 | 20
Build CC 2037_Units Built | Build CC_Units Built | B Build CC_Units Built | 1 | 0 | System | Generator | Build CC 2037 | Build CC | Units Built | 1 | - | 0 | 0 | 0 | 0 | 0 | 0 | 0 | 0 | 0 | 0 | 0 | 0 | 0 | 1 | 0 | 0 | 0 | 0 | 0 | 0
Build CC 2037_Units Retired | Build CC_Units Retired | B Build CC_Units Retired | 0 | 0 | System | Generator | Build CC 2037 | Build CC | Units Retired | 1 | - | 0 | 0 | 0 | 0 | 0 | 0 | 0 | 0 | 0 | 0 | 0 | 0 | 0 | 0 | 0 | 0 | 0 | 0 | 0 | 0
Build CC 2037_Capacity Built | Build CC_Capacity Built | B Build CC_Capacity Built | 325 | 0 | System | Generator | Build CC 2037 | Build CC | Capacity Built | 1 | MW | 0 | 0 | 0 | 0 | 0 | 0 | 0 | 0 | 0 | 0 | 0 | 0 | 0 | 325 | 0 | 0 | 0 | 0 | 0 | 0
Build CC 2038_Units | Build CC_Units | B Build CC_Units | 1 | 0 | System | Generator | Build CC 2038 | Build CC | Units | 1 | - | 0 | 0 | 0 | 0 | 0 | 0 | 0 | 0 | 0 | 0 | 0 | 0 | 0 | 0 | 1 | 1 | 1 | 1 | 1 | 1
Build CC 2038_Generation | Build CC_Generation | B Build CC_Generation | 1589.4276 | 0 | System | Generator | Build CC 2038 | Build CC | Generation | 1 | GWh | 0 | 0 | 0 | 0 | 0 | 0 | 0 | 0 | 0 | 0 | 0 | 0 | 0 | 0 | 1183.4114 | 1464.4856 | 1589.4276 | 1383.4919 | 1485.7152 | 1207.3462
Build CC 2038_Capacity Factor | Build CC_Capacity Factor | B Build CC_Capacity Factor | 55.6756 | 0 | System | Generator | Build CC 2038 | Build CC | Capacity Factor | 1 | % | 0 | 0 | 0 | 0 | 0 | 0 | 0 | 0 | 0 | 0 | 0 | 0 | 0 | 0 | 41.567 | 51.4396 | 55.6756 | 48.5947 | 52.1853 | 42.4077
Build CC 2038_FO&M Cost | Build CC_FO&M Cost | B Build CC_FO&M Cost | 70740.5 | 0 | System | Generator | Build CC 2038 | Build CC | FO&M Cost | 1 | 0 | 0 | 0 | 0 | 0 | 0 | 0 | 0 | 0 | 0 | 0 | 0 | 0 | 0 | 0 | 70740.5 | 69962.7109 | 69001.4062 | 67752.7656 | 66774.1406 | 65870.4531
Build CC 2038_Generation Cost | Build CC_Generation Cost | B Build CC_Generation Cost | 69820.9141 | 0 | System | Generator | Build CC 2038 | Build CC | Generation Cost | 1 | 0 | 0 | 0 | 0 | 0 | 0 | 0 | 0 | 0 | 0 | 0 | 0 | 0 | 0 | 0 | 44395.7695 | 57408.7773 | 67986.7266 | 62722.6133 | 69820.9141 | 58894.1211
Build CC 2038_Fixed Costs | Build CC_Fixed Costs | B Build CC_Fixed Costs | 70740.5 | 0 | System | Generator | Build CC 2038 | Build CC | Fixed Costs | 1 | 0 | 0 | 0 | 0 | 0 | 0 | 0 | 0 | 0 | 0 | 0 | 0 | 0 | 0 | 0 | 70740.5 | 69962.7109 | 69001.4062 | 67752.7656 | 66774.1406 | 65870.4531
Build CC 2038_Pool Revenue | Build CC_Pool Revenue | B Build CC_Pool Revenue | 49442.0273 | 0 | System | Generator | Build CC 2038 | Build CC | Pool Revenue | 1 | 0 | 0 | 0 | 0 | 0 | 0 | 0 | 0 | 0 | 0 | 0 | 0 | 0 | 0 | 0 | 35589.3555 | 43795.3125 | 49442.0273 | 45804.9609 | 49319.5664 | 44488.7734
Build CC 2038_Max Capacity | Build CC_Max Capacity | B Build CC_Max Capacity | 325 | 0 | System | Generator | Build CC 2038 | Build CC | Max Capacity | 1 | MW | 0 | 0 | 0 | 0 | 0 | 0 | 0 | 0 | 0 | 0 | 0 | 0 | 0 | 0 | 325 | 325 | 325 | 325 | 325 | 325
Build CC 2038_Installed Capacity | Build CC_Installed Capacity | B Build CC_Installed Capacity | 325 | 0 | System | Generator | Build CC 2038 | Build CC | Installed Capacity | 1 | MW | 0 | 0 | 0 | 0 | 0 | 0 | 0 | 0 | 0 | 0 | 0 | 0 | 0 | 0 | 325 | 325 | 325 | 325 | 325 | 325
Build CC 2038_Firm Capacity | Build CC_Firm Capacity | B Build CC_Firm Capacity | 325 | 0 | System | Generator | Build CC 2038 | Build CC | Firm Capacity | 1 | MW | 0 | 0 | 0 | 0 | 0 | 0 | 0 | 0 | 0 | 0 | 0 | 0 | 0 | 0 | 325 | 325 | 325 | 325 | 325 | 325
Build CC 2038_Forced Outage Rate | Build CC_Forced Outage Rate | B Build CC_Forced Outage Rate | 8 | 0 | System | Generator | Build CC 2038 | Build CC | Forced Outage Rate | 1 | % | 0 | 0 | 0 | 0 | 0 | 0 | 0 | 0 | 0 | 0 | 0 | 0 | 0 | 0 | 8 | 8 | 8 | 8 | 8 | 8
Build CC 2038_Outage Rate | Build CC_Outage Rate | B Build CC_Outage Rate | 20 | 0 | System | Generator | Build CC 2038 | Build CC | Outage Rate | 1 | % | 0 | 0 | 0 | 0 | 0 | 0 | 0 | 0 | 0 | 0 | 0 | 0 | 0 | 0 | 20 | 20 | 20 | 20 | 20 | 20
Build CC 2038_Units Built | Build CC_Units Built | B Build CC_Units Built | 1 | 0 | System | Generator | Build CC 2038 | Build CC | Units Built | 1 | - | 0 | 0 | 0 | 0 | 0 | 0 | 0 | 0 | 0 | 0 | 0 | 0 | 0 | 0 | 1 | 0 | 0 | 0 | 0 | 0
Build CC 2038_Units Retired | Build CC_Units Retired | B Build CC_Units Retired | 0 | 0 | System | Generator | Build CC 2038 | Build CC | Units Retired | 1 | - | 0 | 0 | 0 | 0 | 0 | 0 | 0 | 0 | 0 | 0 | 0 | 0 | 0 | 0 | 0 | 0 | 0 | 0 | 0 | 0
Build CC 2038_Capacity Built | Build CC_Capacity Built | B Build CC_Capacity Built | 325 | 0 | System | Generator | Build CC 2038 | Build CC | Capacity Built | 1 | MW | 0 | 0 | 0 | 0 | 0 | 0 | 0 | 0 | 0 | 0 | 0 | 0 | 0 | 0 | 325 | 0 | 0 | 0 | 0 | 0
Build CC 2039_Units | Build CC_Units | B Build CC_Units | 1 | 0 | System | Generator | Build CC 2039 | Build CC | Units | 1 | - | 0 | 0 | 0 | 0 | 0 | 0 | 0 | 0 | 0 | 0 | 0 | 0 | 0 | 0 | 0 | 1 | 1 | 1 | 1 | 1
Build CC 2039_Generation | Build CC_Generation | B Build CC_Generation | 1595.6555 | 0 | System | Generator | Build CC 2039 | Build CC | Generation | 1 | GWh | 0 | 0 | 0 | 0 | 0 | 0 | 0 | 0 | 0 | 0 | 0 | 0 | 0 | 0 | 0 | 1279.1848 | 1562.7615 | 1475.2747 | 1595.6555 | 1342.2629
Build CC 2039_Capacity Factor | Build CC_Capacity Factor | B Build CC_Capacity Factor | 56.0469 | 0 | System | Generator | Build CC 2039 | Build CC | Capacity Factor | 1 | % | 0 | 0 | 0 | 0 | 0 | 0 | 0 | 0 | 0 | 0 | 0 | 0 | 0 | 0 | 0 | 44.931 | 54.7415 | 51.8186 | 56.0469 | 47.1466
Build CC 2039_FO&M Cost | Build CC_FO&M Cost | B Build CC_FO&M Cost | 72187.0391 | 0 | System | Generator | Build CC 2039 | Build CC | FO&M Cost | 1 | 0 | 0 | 0 | 0 | 0 | 0 | 0 | 0 | 0 | 0 | 0 | 0 | 0 | 0 | 0 | 0 | 72187.0391 | 71591.9297 | 70226.4453 | 69148.0703 | 68152.8047
Build CC 2039_Generation Cost | Build CC_Generation Cost | B Build CC_Generation Cost | 75176.6172 | 0 | System | Generator | Build CC 2039 | Build CC | Generation Cost | 1 | 0 | 0 | 0 | 0 | 0 | 0 | 0 | 0 | 0 | 0 | 0 | 0 | 0 | 0 | 0 | 0 | 50122.5312 | 66568.1641 | 67403.0703 | 75176.6172 | 65473.3828
Build CC 2039_Fixed Costs | Build CC_Fixed Costs | B Build CC_Fixed Costs | 72187.0391 | 0 | System | Generator | Build CC 2039 | Build CC | Fixed Costs | 1 | 0 | 0 | 0 | 0 | 0 | 0 | 0 | 0 | 0 | 0 | 0 | 0 | 0 | 0 | 0 | 0 | 72187.0391 | 71591.9297 | 70226.4453 | 69148.0703 | 68152.8047
Build CC 2039_Pool Revenue | Build CC_Pool Revenue | B Build CC_Pool Revenue | 50667.3867 | 0 | System | Generator | Build CC 2039 | Build CC | Pool Revenue | 1 | 0 | 0 | 0 | 0 | 0 | 0 | 0 | 0 | 0 | 0 | 0 | 0 | 0 | 0 | 0 | 0 | 39969.2148 | 49471.6094 | 48650.6016 | 50667.3867 | 46892.2461
Build CC 2039_Max Capacity | Build CC_Max Capacity | B Build CC_Max Capacity | 325 | 0 | System | Generator | Build CC 2039 | Build CC | Max Capacity | 1 | MW | 0 | 0 | 0 | 0 | 0 | 0 | 0 | 0 | 0 | 0 | 0 | 0 | 0 | 0 | 0 | 325 | 325 | 325 | 325 | 325
Build CC 2039_Installed Capacity | Build CC_Installed Capacity | B Build CC_Installed Capacity | 325 | 0 | System | Generator | Build CC 2039 | Build CC | Installed Capacity | 1 | MW | 0 | 0 | 0 | 0 | 0 | 0 | 0 | 0 | 0 | 0 | 0 | 0 | 0 | 0 | 0 | 325 | 325 | 325 | 325 | 325
Build CC 2039_Firm Capacity | Build CC_Firm Capacity | B Build CC_Firm Capacity | 325 | 0 | System | Generator | Build CC 2039 | Build CC | Firm Capacity | 1 | MW | 0 | 0 | 0 | 0 | 0 | 0 | 0 | 0 | 0 | 0 | 0 | 0 | 0 | 0 | 0 | 325 | 325 | 325 | 325 | 325
Build CC 2039_Forced Outage Rate | Build CC_Forced Outage Rate | B Build CC_Forced Outage Rate | 8 | 0 | System | Generator | Build CC 2039 | Build CC | Forced Outage Rate | 1 | % | 0 | 0 | 0 | 0 | 0 | 0 | 0 | 0 | 0 | 0 | 0 | 0 | 0 | 0 | 0 | 8 | 8 | 8 | 8 | 8
Build CC 2039_Outage Rate | Build CC_Outage Rate | B Build CC_Outage Rate | 20 | 0 | System | Generator | Build CC 2039 | Build CC | Outage Rate | 1 | % | 0 | 0 | 0 | 0 | 0 | 0 | 0 | 0 | 0 | 0 | 0 | 0 | 0 | 0 | 0 | 20 | 20 | 20 | 20 | 20
Build CC 2039_Units Built | Build CC_Units Built | B Build CC_Units Built | 1 | 0 | System | Generator | Build CC 2039 | Build CC | Units Built | 1 | - | 0 | 0 | 0 | 0 | 0 | 0 | 0 | 0 | 0 | 0 | 0 | 0 | 0 | 0 | 0 | 1 | 0 | 0 | 0 | 0
Build CC 2039_Units Retired | Build CC_Units Retired | B Build CC_Units Retired | 0 | 0 | System | Generator | Build CC 2039 | Build CC | Units Retired | 1 | - | 0 | 0 | 0 | 0 | 0 | 0 | 0 | 0 | 0 | 0 | 0 | 0 | 0 | 0 | 0 | 0 | 0 | 0 | 0 | 0
Build CC 2039_Capacity Built | Build CC_Capacity Built | B Build CC_Capacity Built | 325 | 0 | System | Generator | Build CC 2039 | Build CC | Capacity Built | 1 | MW | 0 | 0 | 0 | 0 | 0 | 0 | 0 | 0 | 0 | 0 | 0 | 0 | 0 | 0 | 0 | 325 | 0 | 0 | 0 | 0
Build CC 2040_Units | Build CC_Units | B Build CC_Units | 0 | 0 | System | Generator | Build CC 2040 | Build CC | Units | 1 | - | 0 | 0 | 0 | 0 | 0 | 0 | 0 | 0 | 0 | 0 | 0 | 0 | 0 | 0 | 0 | 0 | 0 | 0 | 0 | 0
Build CC 2040_Generation | Build CC_Generation | B Build CC_Generation | 0 | 0 | System | Generator | Build CC 2040 | Build CC | Generation | 1 | GWh | 0 | 0 | 0 | 0 | 0 | 0 | 0 | 0 | 0 | 0 | 0 | 0 | 0 | 0 | 0 | 0 | 0 | 0 | 0 | 0
Build CC 2040_Capacity Factor | Build CC_Capacity Factor | B Build CC_Capacity Factor | 0 | 0 | System | Generator | Build CC 2040 | Build CC | Capacity Factor | 1 | % | 0 | 0 | 0 | 0 | 0 | 0 | 0 | 0 | 0 | 0 | 0 | 0 | 0 | 0 | 0 | 0 | 0 | 0 | 0 | 0
Build CC 2040_FO&M Cost | Build CC_FO&M Cost | B Build CC_FO&M Cost | 0 | 0 | System | Generator | Build CC 2040 | Build CC | FO&M Cost | 1 | 0 | 0 | 0 | 0 | 0 | 0 | 0 | 0 | 0 | 0 | 0 | 0 | 0 | 0 | 0 | 0 | 0 | 0 | 0 | 0 | 0
Build CC 2040_Generation Cost | Build CC_Generation Cost | B Build CC_Generation Cost | 0 | 0 | System | Generator | Build CC 2040 | Build CC | Generation Cost | 1 | 0 | 0 | 0 | 0 | 0 | 0 | 0 | 0 | 0 | 0 | 0 | 0 | 0 | 0 | 0 | 0 | 0 | 0 | 0 | 0 | 0
Build CC 2040_Fixed Costs | Build CC_Fixed Costs | B Build CC_Fixed Costs | 0 | 0 | System | Generator | Build CC 2040 | Build CC | Fixed Costs | 1 | 0 | 0 | 0 | 0 | 0 | 0 | 0 | 0 | 0 | 0 | 0 | 0 | 0 | 0 | 0 | 0 | 0 | 0 | 0 | 0 | 0
Build CC 2040_Pool Revenue | Build CC_Pool Revenue | B Build CC_Pool Revenue | 0 | 0 | System | Generator | Build CC 2040 | Build CC | Pool Revenue | 1 | 0 | 0 | 0 | 0 | 0 | 0 | 0 | 0 | 0 | 0 | 0 | 0 | 0 | 0 | 0 | 0 | 0 | 0 | 0 | 0 | 0
Build CC 2040_Max Capacity | Build CC_Max Capacity | B Build CC_Max Capacity | 325 | 0 | System | Generator | Build CC 2040 | Build CC | Max Capacity | 1 | MW | 0 | 0 | 0 | 0 | 0 | 0 | 0 | 0 | 0 | 0 | 0 | 0 | 0 | 0 | 0 | 0 | 325 | 325 | 325 | 325
Build CC 2040_Installed Capacity | Build CC_Installed Capacity | B Build CC_Installed Capacity | 0 | 0 | System | Generator | Build CC 2040 | Build CC | Installed Capacity | 1 | MW | 0 | 0 | 0 | 0 | 0 | 0 | 0 | 0 | 0 | 0 | 0 | 0 | 0 | 0 | 0 | 0 | 0 | 0 | 0 | 0
Build CC 2040_Firm Capacity | Build CC_Firm Capacity | B Build CC_Firm Capacity | 0 | 0 | System | Generator | Build CC 2040 | Build CC | Firm Capacity | 1 | MW | 0 | 0 | 0 | 0 | 0 | 0 | 0 | 0 | 0 | 0 | 0 | 0 | 0 | 0 | 0 | 0 | 0 | 0 | 0 | 0
Build CC 2040_Forced Outage Rate | Build CC_Forced Outage Rate | B Build CC_Forced Outage Rate | 0 | 0 | System | Generator | Build CC 2040 | Build CC | Forced Outage Rate | 1 | % | 0 | 0 | 0 | 0 | 0 | 0 | 0 | 0 | 0 | 0 | 0 | 0 | 0 | 0 | 0 | 0 | 0 | 0 | 0 | 0
Build CC 2040_Outage Rate | Build CC_Outage Rate | B Build CC_Outage Rate | 0 | 0 | System | Generator | Build CC 2040 | Build CC | Outage Rate | 1 | % | 0 | 0 | 0 | 0 | 0 | 0 | 0 | 0 | 0 | 0 | 0 | 0 | 0 | 0 | 0 | 0 | 0 | 0 | 0 | 0
Build CC 2040_Units Built | Build CC_Units Built | B Build CC_Units Built | 0 | 0 | System | Generator | Build CC 2040 | Build CC | Units Built | 1 | - | 0 | 0 | 0 | 0 | 0 | 0 | 0 | 0 | 0 | 0 | 0 | 0 | 0 | 0 | 0 | 0 | 0 | 0 | 0 | 0
Build CC 2040_Units Retired | Build CC_Units Retired | B Build CC_Units Retired | 0 | 0 | System | Generator | Build CC 2040 | Build CC | Units Retired | 1 | - | 0 | 0 | 0 | 0 | 0 | 0 | 0 | 0 | 0 | 0 | 0 | 0 | 0 | 0 | 0 | 0 | 0 | 0 | 0 | 0
Build CC 2040_Capacity Built | Build CC_Capacity Built | B Build CC_Capacity Built | 0 | 0 | System | Generator | Build CC 2040 | Build CC | Capacity Built | 1 | MW | 0 | 0 | 0 | 0 | 0 | 0 | 0 | 0 | 0 | 0 | 0 | 0 | 0 | 0 | 0 | 0 | 0 | 0 | 0 | 0
Build CC 2041_Units | Build CC_Units | B Build CC_Units | 0 | 0 | System | Generator | Build CC 2041 | Build CC | Units | 1 | - | 0 | 0 | 0 | 0 | 0 | 0 | 0 | 0 | 0 | 0 | 0 | 0 | 0 | 0 | 0 | 0 | 0 | 0 | 0 | 0
Build CC 2041_Generation | Build CC_Generation | B Build CC_Generation | 0 | 0 | System | Generator | Build CC 2041 | Build CC | Generation | 1 | GWh | 0 | 0 | 0 | 0 | 0 | 0 | 0 | 0 | 0 | 0 | 0 | 0 | 0 | 0 | 0 | 0 | 0 | 0 | 0 | 0
Build CC 2041_Capacity Factor | Build CC_Capacity Factor | B Build CC_Capacity Factor | 0 | 0 | System | Generator | Build CC 2041 | Build CC | Capacity Factor | 1 | % | 0 | 0 | 0 | 0 | 0 | 0 | 0 | 0 | 0 | 0 | 0 | 0 | 0 | 0 | 0 | 0 | 0 | 0 | 0 | 0
Build CC 2041_FO&M Cost | Build CC_FO&M Cost | B Build CC_FO&M Cost | 0 | 0 | System | Generator | Build CC 2041 | Build CC | FO&M Cost | 1 | 0 | 0 | 0 | 0 | 0 | 0 | 0 | 0 | 0 | 0 | 0 | 0 | 0 | 0 | 0 | 0 | 0 | 0 | 0 | 0 | 0
Build CC 2041_Generation Cost | Build CC_Generation Cost | B Build CC_Generation Cost | 0 | 0 | System | Generator | Build CC 2041 | Build CC | Generation Cost | 1 | 0 | 0 | 0 | 0 | 0 | 0 | 0 | 0 | 0 | 0 | 0 | 0 | 0 | 0 | 0 | 0 | 0 | 0 | 0 | 0 | 0
Build CC 2041_Fixed Costs | Build CC_Fixed Costs | B Build CC_Fixed Costs | 0 | 0 | System | Generator | Build CC 2041 | Build CC | Fixed Costs | 1 | 0 | 0 | 0 | 0 | 0 | 0 | 0 | 0 | 0 | 0 | 0 | 0 | 0 | 0 | 0 | 0 | 0 | 0 | 0 | 0 | 0
Build CC 2041_Pool Revenue | Build CC_Pool Revenue | B Build CC_Pool Revenue | 0 | 0 | System | Generator | Build CC 2041 | Build CC | Pool Revenue | 1 | 0 | 0 | 0 | 0 | 0 | 0 | 0 | 0 | 0 | 0 | 0 | 0 | 0 | 0 | 0 | 0 | 0 | 0 | 0 | 0 | 0
Build CC 2041_Max Capacity | Build CC_Max Capacity | B Build CC_Max Capacity | 325 | 0 | System | Generator | Build CC 2041 | Build CC | Max Capacity | 1 | MW | 0 | 0 | 0 | 0 | 0 | 0 | 0 | 0 | 0 | 0 | 0 | 0 | 0 | 0 | 0 | 0 | 0 | 325 | 325 | 325
Build CC 2041_Installed Capacity | Build CC_Installed Capacity | B Build CC_Installed Capacity | 0 | 0 | System | Generator | Build CC 2041 | Build CC | Installed Capacity | 1 | MW | 0 | 0 | 0 | 0 | 0 | 0 | 0 | 0 | 0 | 0 | 0 | 0 | 0 | 0 | 0 | 0 | 0 | 0 | 0 | 0
Build CC 2041_Firm Capacity | Build CC_Firm Capacity | B Build CC_Firm Capacity | 0 | 0 | System | Generator | Build CC 2041 | Build CC | Firm Capacity | 1 | MW | 0 | 0 | 0 | 0 | 0 | 0 | 0 | 0 | 0 | 0 | 0 | 0 | 0 | 0 | 0 | 0 | 0 | 0 | 0 | 0
Build CC 2041_Forced Outage Rate | Build CC_Forced Outage Rate | B Build CC_Forced Outage Rate | 0 | 0 | System | Generator | Build CC 2041 | Build CC | Forced Outage Rate | 1 | % | 0 | 0 | 0 | 0 | 0 | 0 | 0 | 0 | 0 | 0 | 0 | 0 | 0 | 0 | 0 | 0 | 0 | 0 | 0 | 0
Build CC 2041_Outage Rate | Build CC_Outage Rate | B Build CC_Outage Rate | 0 | 0 | System | Generator | Build CC 2041 | Build CC | Outage Rate | 1 | % | 0 | 0 | 0 | 0 | 0 | 0 | 0 | 0 | 0 | 0 | 0 | 0 | 0 | 0 | 0 | 0 | 0 | 0 | 0 | 0
Build CC 2041_Units Built | Build CC_Units Built | B Build CC_Units Built | 0 | 0 | System | Generator | Build CC 2041 | Build CC | Units Built | 1 | - | 0 | 0 | 0 | 0 | 0 | 0 | 0 | 0 | 0 | 0 | 0 | 0 | 0 | 0 | 0 | 0 | 0 | 0 | 0 | 0
Build CC 2041_Units Retired | Build CC_Units Retired | B Build CC_Units Retired | 0 | 0 | System | Generator | Build CC 2041 | Build CC | Units Retired | 1 | - | 0 | 0 | 0 | 0 | 0 | 0 | 0 | 0 | 0 | 0 | 0 | 0 | 0 | 0 | 0 | 0 | 0 | 0 | 0 | 0
Build CC 2041_Capacity Built | Build CC_Capacity Built | B Build CC_Capacity Built | 0 | 0 | System | Generator | Build CC 2041 | Build CC | Capacity Built | 1 | MW | 0 | 0 | 0 | 0 | 0 | 0 | 0 | 0 | 0 | 0 | 0 | 0 | 0 | 0 | 0 | 0 | 0 | 0 | 0 | 0
Build CC 2042_Units | Build CC_Units | B Build CC_Units | 0 | 0 | System | Generator | Build CC 2042 | Build CC | Units | 1 | - | 0 | 0 | 0 | 0 | 0 | 0 | 0 | 0 | 0 | 0 | 0 | 0 | 0 | 0 | 0 | 0 | 0 | 0 | 0 | 0
Build CC 2042_Generation | Build CC_Generation | B Build CC_Generation | 0 | 0 | System | Generator | Build CC 2042 | Build CC | Generation | 1 | GWh | 0 | 0 | 0 | 0 | 0 | 0 | 0 | 0 | 0 | 0 | 0 | 0 | 0 | 0 | 0 | 0 | 0 | 0 | 0 | 0
Build CC 2042_Capacity Factor | Build CC_Capacity Factor | B Build CC_Capacity Factor | 0 | 0 | System | Generator | Build CC 2042 | Build CC | Capacity Factor | 1 | % | 0 | 0 | 0 | 0 | 0 | 0 | 0 | 0 | 0 | 0 | 0 | 0 | 0 | 0 | 0 | 0 | 0 | 0 | 0 | 0
Build CC 2042_FO&M Cost | Build CC_FO&M Cost | B Build CC_FO&M Cost | 0 | 0 | System | Generator | Build CC 2042 | Build CC | FO&M Cost | 1 | 0 | 0 | 0 | 0 | 0 | 0 | 0 | 0 | 0 | 0 | 0 | 0 | 0 | 0 | 0 | 0 | 0 | 0 | 0 | 0 | 0
Build CC 2042_Generation Cost | Build CC_Generation Cost | B Build CC_Generation Cost | 0 | 0 | System | Generator | Build CC 2042 | Build CC | Generation Cost | 1 | 0 | 0 | 0 | 0 | 0 | 0 | 0 | 0 | 0 | 0 | 0 | 0 | 0 | 0 | 0 | 0 | 0 | 0 | 0 | 0 | 0
Build CC 2042_Fixed Costs | Build CC_Fixed Costs | B Build CC_Fixed Costs | 0 | 0 | System | Generator | Build CC 2042 | Build CC | Fixed Costs | 1 | 0 | 0 | 0 | 0 | 0 | 0 | 0 | 0 | 0 | 0 | 0 | 0 | 0 | 0 | 0 | 0 | 0 | 0 | 0 | 0 | 0
Build CC 2042_Pool Revenue | Build CC_Pool Revenue | B Build CC_Pool Revenue | 0 | 0 | System | Generator | Build CC 2042 | Build CC | Pool Revenue | 1 | 0 | 0 | 0 | 0 | 0 | 0 | 0 | 0 | 0 | 0 | 0 | 0 | 0 | 0 | 0 | 0 | 0 | 0 | 0 | 0 | 0
Build CC 2042_Max Capacity | Build CC_Max Capacity | B Build CC_Max Capacity | 325 | 0 | System | Generator | Build CC 2042 | Build CC | Max Capacity | 1 | MW | 0 | 0 | 0 | 0 | 0 | 0 | 0 | 0 | 0 | 0 | 0 | 0 | 0 | 0 | 0 | 0 | 0 | 0 | 325 | 325
Build CC 2042_Installed Capacity | Build CC_Installed Capacity | B Build CC_Installed Capacity | 0 | 0 | System | Generator | Build CC 2042 | Build CC | Installed Capacity | 1 | MW | 0 | 0 | 0 | 0 | 0 | 0 | 0 | 0 | 0 | 0 | 0 | 0 | 0 | 0 | 0 | 0 | 0 | 0 | 0 | 0
Build CC 2042_Firm Capacity | Build CC_Firm Capacity | B Build CC_Firm Capacity | 0 | 0 | System | Generator | Build CC 2042 | Build CC | Firm Capacity | 1 | MW | 0 | 0 | 0 | 0 | 0 | 0 | 0 | 0 | 0 | 0 | 0 | 0 | 0 | 0 | 0 | 0 | 0 | 0 | 0 | 0
Build CC 2042_Forced Outage Rate | Build CC_Forced Outage Rate | B Build CC_Forced Outage Rate | 0 | 0 | System | Generator | Build CC 2042 | Build CC | Forced Outage Rate | 1 | % | 0 | 0 | 0 | 0 | 0 | 0 | 0 | 0 | 0 | 0 | 0 | 0 | 0 | 0 | 0 | 0 | 0 | 0 | 0 | 0
Build CC 2042_Outage Rate | Build CC_Outage Rate | B Build CC_Outage Rate | 0 | 0 | System | Generator | Build CC 2042 | Build CC | Outage Rate | 1 | % | 0 | 0 | 0 | 0 | 0 | 0 | 0 | 0 | 0 | 0 | 0 | 0 | 0 | 0 | 0 | 0 | 0 | 0 | 0 | 0
Build CC 2042_Units Built | Build CC_Units Built | B Build CC_Units Built | 0 | 0 | System | Generator | Build CC 2042 | Build CC | Units Built | 1 | - | 0 | 0 | 0 | 0 | 0 | 0 | 0 | 0 | 0 | 0 | 0 | 0 | 0 | 0 | 0 | 0 | 0 | 0 | 0 | 0
Build CC 2042_Units Retired | Build CC_Units Retired | B Build CC_Units Retired | 0 | 0 | System | Generator | Build CC 2042 | Build CC | Units Retired | 1 | - | 0 | 0 | 0 | 0 | 0 | 0 | 0 | 0 | 0 | 0 | 0 | 0 | 0 | 0 | 0 | 0 | 0 | 0 | 0 | 0
Build CC 2042_Capacity Built | Build CC_Capacity Built | B Build CC_Capacity Built | 0 | 0 | System | Generator | Build CC 2042 | Build CC | Capacity Built | 1 | MW | 0 | 0 | 0 | 0 | 0 | 0 | 0 | 0 | 0 | 0 | 0 | 0 | 0 | 0 | 0 | 0 | 0 | 0 | 0 | 0
Build CC 2043_Units | Build CC_Units | B Build CC_Units | 0 | 0 | System | Generator | Build CC 2043 | Build CC | Units | 1 | - | 0 | 0 | 0 | 0 | 0 | 0 | 0 | 0 | 0 | 0 | 0 | 0 | 0 | 0 | 0 | 0 | 0 | 0 | 0 | 0
Build CC 2043_Generation | Build CC_Generation | B Build CC_Generation | 0 | 0 | System | Generator | Build CC 2043 | Build CC | Generation | 1 | GWh | 0 | 0 | 0 | 0 | 0 | 0 | 0 | 0 | 0 | 0 | 0 | 0 | 0 | 0 | 0 | 0 | 0 | 0 | 0 | 0
Build CC 2043_Capacity Factor | Build CC_Capacity Factor | B Build CC_Capacity Factor | 0 | 0 | System | Generator | Build CC 2043 | Build CC | Capacity Factor | 1 | % | 0 | 0 | 0 | 0 | 0 | 0 | 0 | 0 | 0 | 0 | 0 | 0 | 0 | 0 | 0 | 0 | 0 | 0 | 0 | 0
Build CC 2043_FO&M Cost | Build CC_FO&M Cost | B Build CC_FO&M Cost | 0 | 0 | System | Generator | Build CC 2043 | Build CC | FO&M Cost | 1 | 0 | 0 | 0 | 0 | 0 | 0 | 0 | 0 | 0 | 0 | 0 | 0 | 0 | 0 | 0 | 0 | 0 | 0 | 0 | 0 | 0
Build CC 2043_Generation Cost | Build CC_Generation Cost | B Build CC_Generation Cost | 0 | 0 | System | Generator | Build CC 2043 | Build CC | Generation Cost | 1 | 0 | 0 | 0 | 0 | 0 | 0 | 0 | 0 | 0 | 0 | 0 | 0 | 0 | 0 | 0 | 0 | 0 | 0 | 0 | 0 | 0
Build CC 2043_Fixed Costs | Build CC_Fixed Costs | B Build CC_Fixed Costs | 0 | 0 | System | Generator | Build CC 2043 | Build CC | Fixed Costs | 1 | 0 | 0 | 0 | 0 | 0 | 0 | 0 | 0 | 0 | 0 | 0 | 0 | 0 | 0 | 0 | 0 | 0 | 0 | 0 | 0 | 0
Build CC 2043_Pool Revenue | Build CC_Pool Revenue | B Build CC_Pool Revenue | 0 | 0 | System | Generator | Build CC 2043 | Build CC | Pool Revenue | 1 | 0 | 0 | 0 | 0 | 0 | 0 | 0 | 0 | 0 | 0 | 0 | 0 | 0 | 0 | 0 | 0 | 0 | 0 | 0 | 0 | 0
Build CC 2043_Max Capacity | Build CC_Max Capacity | B Build CC_Max Capacity | 325 | 0 | System | Generator | Build CC 2043 | Build CC | Max Capacity | 1 | MW | 0 | 0 | 0 | 0 | 0 | 0 | 0 | 0 | 0 | 0 | 0 | 0 | 0 | 0 | 0 | 0 | 0 | 0 | 0 | 325
Build CC 2043_Installed Capacity | Build CC_Installed Capacity | B Build CC_Installed Capacity | 0 | 0 | System | Generator | Build CC 2043 | Build CC | Installed Capacity | 1 | MW | 0 | 0 | 0 | 0 | 0 | 0 | 0 | 0 | 0 | 0 | 0 | 0 | 0 | 0 | 0 | 0 | 0 | 0 | 0 | 0
Build CC 2043_Firm Capacity | Build CC_Firm Capacity | B Build CC_Firm Capacity | 0 | 0 | System | Generator | Build CC 2043 | Build CC | Firm Capacity | 1 | MW | 0 | 0 | 0 | 0 | 0 | 0 | 0 | 0 | 0 | 0 | 0 | 0 | 0 | 0 | 0 | 0 | 0 | 0 | 0 | 0
Build CC 2043_Forced Outage Rate | Build CC_Forced Outage Rate | B Build CC_Forced Outage Rate | 0 | 0 | System | Generator | Build CC 2043 | Build CC | Forced Outage Rate | 1 | % | 0 | 0 | 0 | 0 | 0 | 0 | 0 | 0 | 0 | 0 | 0 | 0 | 0 | 0 | 0 | 0 | 0 | 0 | 0 | 0
Build CC 2043_Outage Rate | Build CC_Outage Rate | B Build CC_Outage Rate | 0 | 0 | System | Generator | Build CC 2043 | Build CC | Outage Rate | 1 | % | 0 | 0 | 0 | 0 | 0 | 0 | 0 | 0 | 0 | 0 | 0 | 0 | 0 | 0 | 0 | 0 | 0 | 0 | 0 | 0
Build CC 2043_Units Built | Build CC_Units Built | B Build CC_Units Built | 0 | 0 | System | Generator | Build CC 2043 | Build CC | Units Built | 1 | - | 0 | 0 | 0 | 0 | 0 | 0 | 0 | 0 | 0 | 0 | 0 | 0 | 0 | 0 | 0 | 0 | 0 | 0 | 0 | 0
Build CC 2043_Units Retired | Build CC_Units Retired | B Build CC_Units Retired | 0 | 0 | System | Generator | Build CC 2043 | Build CC | Units Retired | 1 | - | 0 | 0 | 0 | 0 | 0 | 0 | 0 | 0 | 0 | 0 | 0 | 0 | 0 | 0 | 0 | 0 | 0 | 0 | 0 | 0
Build CC 2043_Capacity Built | Build CC_Capacity Built | B Build CC_Capacity Built | 0 | 0 | System | Generator | Build CC 2043 | Build CC | Capacity Built | 1 | MW | 0 | 0 | 0 | 0 | 0 | 0 | 0 | 0 | 0 | 0 | 0 | 0 | 0 | 0 | 0 | 0 | 0 | 0 | 0 | 0
Metro Full KS DSM_Units | DSM Potential_Units | M DSM Potential_Units | 1 | 0 | System | Generator | Metro Full KS DSM | DSM Potential | Units | 1 | - | bar: 2024 to 2043
Metro Full KS DSM_Generation | DSM Potential_Generation | M DSM Potential_Generation | 446.675 | 0 | System | Generator | Metro Full KS DSM | DSM Potential | Generation | 1 | GWh | 12.308 | 40.653 | 76.03 | 113.424 | 156.045 | 185.32 | 216.599 | 245.407 | 273.655 | 299.985 | 328.988 | 352.243 | 366.248 | 375.494 | 377.378 | 388.596 | 409.162 | 429.313 | 446.675 | 446.675
Metro Full KS DSM_Capacity Factor | DSM Potential_Capacity Factor | M DSM Potential_Capacity Factor | 40.4383 | 0 | System | Generator | Metro Full KS DSM | DSM Potential | Capacity Factor | 1 | % | 28.0237 | 30.9384 | 32.1453 | 33.1999 | 34.8327 | 36.4746 | 38.0399 | 38.909 | 39.4352 | 39.8196 | 40.3825 | 40.2104 | 40.0913 | 40.4383 | 40.2614 | 39.9642 | 39.4749 | 39.2067 | 38.629 | 36.9495
Metro Full KS DSM_FO&M Cost | DSM Potential_FO&M Cost | M DSM Potential_FO&M Cost | 19880.0625 | 0 | System | Generator | Metro Full KS DSM | DSM Potential | FO&M Cost | 1 | 0 | 3695.1243 | 5024.7495 | 9932.874 | 11782.5225 | 15368.5762 | 15485.8467 | 16315.2832 | 16681.1211 | 17542.9512 | 18110.8164 | 18725.1875 | 19038.7656 | 19346.1992 | 19632.5605 | 19711.9062 | 19831.7148 | 19880.0625 | 19828.5918 | 19861.9844 | 18604.5176
Metro Full KS DSM_Generation Cost | DSM Potential_Generation Cost | M DSM Potential_Generation Cost | 0 | 0 | System | Generator | Metro Full KS DSM | DSM Potential | Generation Cost | 1 | 0 | 0 | 0 | 0 | 0 | 0 | 0 | 0 | 0 | 0 | 0 | 0 | 0 | 0 | 0 | 0 | 0 | 0 | 0 | 0 | 0
Metro Full KS DSM_Fixed Costs | DSM Potential_Fixed Costs | M DSM Potential_Fixed Costs | 19880.0625 | 0 | System | Generator | Metro Full KS DSM | DSM Potential | Fixed Costs | 1 | 0 | 3695.1243 | 5024.7495 | 9932.874 | 11782.5225 | 15368.5762 | 15485.8467 | 16315.2832 | 16681.1211 | 17542.9512 | 18110.8164 | 18725.1875 | 19038.7656 | 19346.1992 | 19632.5605 | 19711.9062 | 19831.7148 | 19880.0625 | 19828.5918 | 19861.9844 | 18604.5176
Metro Full KS DSM_Pool Revenue | DSM Potential_Pool Revenue | M DSM Potential_Pool Revenue | 17662.6133 | 0 | System | Generator | Metro Full KS DSM | DSM Potential | Pool Revenue | 1 | 0 | 295.9431 | 992.7093 | 1928.3186 | 2856.9656 | 3968.9109 | 4793.6519 | 5698.5391 | 6287.9761 | 7200.6182 | 8183.7041 | 9313.873 | 10358.0967 | 11166.6533 | 11873.9277 | 12335.5127 | 13544.5742 | 14718.4414 | 15944.7734 | 17171.6816 | 17662.6133
Metro Full KS DSM_Max Capacity | DSM Potential_Max Capacity | M DSM Potential_Max Capacity | 138 | 0 | System | Generator | Metro Full KS DSM | DSM Potential | Max Capacity | 1 | MW | 5 | 15 | 27 | 39 | 51 | 58 | 65 | 72 | 79 | 86 | 93 | 100 | 104 | 106 | 107 | 111 | 118 | 125 | 132 | 138
Metro Full KS DSM_Installed Capacity | DSM Potential_Installed Capacity | M DSM Potential_Installed Capacity | 138 | 0 | System | Generator | Metro Full KS DSM | DSM Potential | Installed Capacity | 1 | MW | 5 | 15 | 27 | 39 | 51 | 58 | 65 | 72 | 79 | 86 | 93 | 100 | 104 | 106 | 107 | 111 | 118 | 125 | 132 | 138
Metro Full KS DSM_Firm Capacity | DSM Potential_Firm Capacity | M DSM Potential_Firm Capacity | 137.3621 | 0 | System | Generator | Metro Full KS DSM | DSM Potential | Firm Capacity | 1 | MW | 4.643 | 14.5896 | 26.6005 | 38.7122 | 50.1634 | 57.3697 | 64.6127 | 71.5775 | 78.4749 | 85.0049 | 92.9325 | 99.8311 | 103.5952 | 105.2856 | 106.214 | 110.1745 | 117.1359 | 124.7078 | 131.6943 | 137.3621
Metro Full KS DSM_Forced Outage Rate | DSM Potential_Forced Outage Rate | M DSM Potential_Forced Outage Rate | 0 | 0 | System | Generator | Metro Full KS DSM | DSM Potential | Forced Outage Rate | 1 | % | 0 | 0 | 0 | 0 | 0 | 0 | 0 | 0 | 0 | 0 | 0 | 0 | 0 | 0 | 0 | 0 | 0 | 0 | 0 | 0
Metro Full KS DSM_Outage Rate | DSM Potential_Outage Rate | M DSM Potential_Outage Rate | 0 | 0 | System | Generator | Metro Full KS DSM | DSM Potential | Outage Rate | 1 | % | 0 | 0 | 0 | 0 | 0 | 0 | 0 | 0 | 0 | 0 | 0 | 0 | 0 | 0 | 0 | 0 | 0 | 0 | 0 | 0
Metro Full KS DSM_Units Built | DSM Potential_Units Built | M DSM Potential_Units Built | 1 | 0 | System | Generator | Metro Full KS DSM | DSM Potential | Units Built | 1 | - | 1 | 0 | 0 | 0 | 0 | 0 | 0 | 0 | 0 | 0 | 0 | 0 | 0 | 0 | 0 | 0 | 0 | 0 | 0 | 0
Metro Full KS DSM_Units Retired | DSM Potential_Units Retired | M DSM Potential_Units Retired | 0 | 0 | System | Generator | Metro Full KS DSM | DSM Potential | Units Retired | 1 | - | 0 | 0 | 0 | 0 | 0 | 0 | 0 | 0 | 0 | 0 | 0 | 0 | 0 | 0 | 0 | 0 | 0 | 0 | 0 | 0
Metro Full KS DSM_Capacity Built | DSM Potential_Capacity Built | M DSM Potential_Capacity Built | 5 | 0 | System | Generator | Metro Full KS DSM | DSM Potential | Capacity Built | 1 | MW | 5 | 0 | 0 | 0 | 0 | 0 | 0 | 0 | 0 | 0 | 0 | 0 | 0 | 0 | 0 | 0 | 0 | 0 | 0 | 0
Metro Full KS DSM DRDSR_Units | DSM Potential_Units | M DSM Potential_Units | 1 | 0 | System | Generator | Metro Full KS DSM DRDSR | DSM Potential | Units | 1 | - | bar: 2024 to 2043
Metro Full KS DSM DRDSR_Generation | DSM Potential_Generation | M DSM Potential_Generation | 3.1363 | 0 | System | Generator | Metro Full KS DSM DRDSR | DSM Potential | Generation | 1 | GWh | 0.42115 | 0.85296 | 1.2365 | 1.8554 | 2.1938 | 2.5301 | 2.9473 | 3.0995 | 3.107 | 3.1145 | 3.1179 | 3.1186 | 3.1189 | 3.1196 | 3.1204 | 3.123 | 3.1278 | 3.1315 | 3.1334 | 3.1363
Metro Full KS DSM DRDSR_Capacity Factor | DSM Potential_Capacity Factor | M DSM Potential_Capacity Factor | 0.62907 | 0 | System | Generator | Metro Full KS DSM DRDSR | DSM Potential | Capacity Factor | 1 | % | 0.59179 | 0.62375 | 0.62121 | 0.62218 | 0.6275 | 0.62549 | 0.62675 | 0.62907 | 0.62684 | 0.6281 | 0.62789 | 0.62757 | 0.62568 | 0.62683 | 0.62665 | 0.62619 | 0.62428 | 0.62573 | 0.62541 | 0.62516
Metro Full KS DSM DRDSR_FO&M Cost | DSM Potential_FO&M Cost | M DSM Potential_FO&M Cost | 0 | 0 | System | Generator | Metro Full KS DSM DRDSR | DSM Potential | FO&M Cost | 1 | 0 | 0 | 0 | 0 | 0 | 0 | 0 | 0 | 0 | 0 | 0 | 0 | 0 | 0 | 0 | 0 | 0 | 0 | 0 | 0 | 0
Metro Full KS DSM DRDSR_Generation Cost | DSM Potential_Generation Cost | M DSM Potential_Generation Cost | 0 | 0 | System | Generator | Metro Full KS DSM DRDSR | DSM Potential | Generation Cost | 1 | 0 | 0 | 0 | 0 | 0 | 0 | 0 | 0 | 0 | 0 | 0 | 0 | 0 | 0 | 0 | 0 | 0 | 0 | 0 | 0 | 0
Metro Full KS DSM DRDSR_Fixed Costs | DSM Potential_Fixed Costs | M DSM Potential_Fixed Costs | 0 | 0 | System | Generator | Metro Full KS DSM DRDSR | DSM Potential | Fixed Costs | 1 | 0 | 0 | 0 | 0 | 0 | 0 | 0 | 0 | 0 | 0 | 0 | 0 | 0 | 0 | 0 | 0 | 0 | 0 | 0 | 0 | 0
Metro Full KS DSM DRDSR_Pool Revenue | DSM Potential_Pool Revenue | M DSM Potential_Pool Revenue | 226.6298 | 0 | System | Generator | Metro Full KS DSM DRDSR | DSM Potential | Pool Revenue | 1 | 0 | 19.4651 | 36.5965 | 56.0345 | 70.5416 | 83.5864 | 99.9964 | 119.3416 | 111.3863 | 115.3564 | 122.4608 | 128.3465 | 133.6431 | 137.9096 | 141.3621 | 145.6916 | 203.3202 | 205.1669 | 207.2397 | 190.0339 | 226.6298
Metro Full KS DSM DRDSR_Max Capacity | DSM Potential_Max Capacity | M DSM Potential_Max Capacity | 73.8469 | 0 | System | Generator | Metro Full KS DSM DRDSR | DSM Potential | Max Capacity | 1 | MW | 16.8458 | 22.5171 | 34.0958 | 50.9645 | 53.1129 | 65.0135 | 73.5631 | 73.713 | 73.8088 | 73.8397 | 73.8469 | 73.7999 | 73.7448 | 73.7039 | 73.6451 | 73.7249 | 73.742 | 73.7569 | 73.7801 | 73.7888
Metro Full KS DSM DRDSR_Installed Capacity | DSM Potential_Installed Capacity | M DSM Potential_Installed Capacity | 73.8469 | 0 | System | Generator | Metro Full KS DSM DRDSR | DSM Potential | Installed Capacity | 1 | MW | 16.8458 | 22.5171 | 34.0958 | 50.9645 | 53.1129 | 65.0135 | 73.5631 | 73.713 | 73.8088 | 73.8397 | 73.8469 | 73.7999 | 73.7448 | 73.7039 | 73.6451 | 73.7249 | 73.742 | 73.7569 | 73.7801 | 73.7888
Metro Full KS DSM DRDSR_Firm Capacity | DSM Potential_Firm Capacity | M DSM Potential_Firm Capacity | 73.8469 | 0 | System | Generator | Metro Full KS DSM DRDSR | DSM Potential | Firm Capacity | 1 | MW | 0 | 16.8458 | 22.5171 | 34.0958 | 50.9645 | 53.1129 | 65.0135 | 73.5631 | 73.713 | 73.8088 | 73.8397 | 73.8469 | 73.7999 | 73.7448 | 73.7039 | 73.6451 | 73.7249 | 73.742 | 73.7569 | 73.7801
Metro Full KS DSM DRDSR_Forced Outage Rate | DSM Potential_Forced Outage Rate | M DSM Potential_Forced Outage Rate | 0 | 0 | System | Generator | Metro Full KS DSM DRDSR | DSM Potential | Forced Outage Rate | 1 | % | 0 | 0 | 0 | 0 | 0 | 0 | 0 | 0 | 0 | 0 | 0 | 0 | 0 | 0 | 0 | 0 | 0 | 0 | 0 | 0
Metro Full KS DSM DRDSR_Outage Rate | DSM Potential_Outage Rate | M DSM Potential_Outage Rate | 0 | 0 | System | Generator | Metro Full KS DSM DRDSR | DSM Potential | Outage Rate | 1 | % | 0 | 0 | 0 | 0 | 0 | 0 | 0 | 0 | 0 | 0 | 0 | 0 | 0 | 0 | 0 | 0 | 0 | 0 | 0 | 0
Metro Full KS DSM DRDSR_Units Built | DSM Potential_Units Built | M DSM Potential_Units Built | 1 | 0 | System | Generator | Metro Full KS DSM DRDSR | DSM Potential | Units Built | 1 | - | 1 | 0 | 0 | 0 | 0 | 0 | 0 | 0 | 0 | 0 | 0 | 0 | 0 | 0 | 0 | 0 | 0 | 0 | 0 | 0
Metro Full KS DSM DRDSR_Units Retired | DSM Potential_Units Retired | M DSM Potential_Units Retired | 0 | 0 | System | Generator | Metro Full KS DSM DRDSR | DSM Potential | Units Retired | 1 | - | 0 | 0 | 0 | 0 | 0 | 0 | 0 | 0 | 0 | 0 | 0 | 0 | 0 | 0 | 0 | 0 | 0 | 0 | 0 | 0
Metro Full KS DSM DRDSR_Capacity Built | DSM Potential_Capacity Built | M DSM Potential_Capacity Built | 16.8458 | 0 | System | Generator | Metro Full KS DSM DRDSR | DSM Potential | Capacity Built | 1 | MW | 16.8458 | 0 | 0 | 0 | 0 | 0 | 0 | 0 | 0 | 0 | 0 | 0 | 0 | 0 | 0 | 0 | 0 | 0 | 0 | 0
Metro MEEIA_Units | DSM Potential_Units | M DSM Potential_Units | 1 | 0 | System | Generator | Metro MEEIA | DSM Potential | Units | 1 | - | 0 | 1 | 1 | 1 | 1 | 1 | 1 | 1 | 1 | 1 | 1 | 1 | 1 | 1 | 1 | 1 | 1 | 1 | 1 | 1
Metro MEEIA_Generation | DSM Potential_Generation | M DSM Potential_Generation | 197.74 | 0 | System | Generator | Metro MEEIA | DSM Potential | Generation | 1 | GWh | 0 | 43.488 | 93.669 | 145.121 | 197.74 | 196.726 | 194.414 | 189.615 | 183.841 | 177.55 | 170.613 | 167.382 | 158.013 | 144.888 | 129.783 | 114.338 | 86.902 | 60.51 | 35.411 | 9.8969
Metro MEEIA_Capacity Factor | DSM Potential_Capacity Factor | M DSM Potential_Capacity Factor | 57.2834 | 0 | System | Generator | Metro MEEIA | DSM Potential | Capacity Factor | 1 | % | 0 | 49.6438 | 48.6037 | 50.201 | 50.0253 | 49.9051 | 49.3186 | 51.537 | 52.3227 | 54.7791 | 57.2834 | 56.1986 | 54.5113 | 53.354 | 51.0876 | 50.2011 | 47.1105 | 43.1721 | 36.7486 | 22.5956
Metro MEEIA_FO&M Cost | DSM Potential_FO&M Cost | M DSM Potential_FO&M Cost | 28221.0293 | 0 | System | Generator | Metro MEEIA | DSM Potential | FO&M Cost | 1 | 0 | 0 | 23917.5957 | 27274.4961 | 28221.0293 | 27596.3652 | 0 | 0 | 0 | 0 | 0 | 0 | 0 | 0 | 0 | 0 | 0 | 0 | 0 | 0 | 0
Metro MEEIA_Generation Cost | DSM Potential_Generation Cost | M DSM Potential_Generation Cost | 0 | 0 | System | Generator | Metro MEEIA | DSM Potential | Generation Cost | 1 | 0 | 0 | 0 | 0 | 0 | 0 | 0 | 0 | 0 | 0 | 0 | 0 | 0 | 0 | 0 | 0 | 0 | 0 | 0 | 0 | 0
Metro MEEIA_Fixed Costs | DSM Potential_Fixed Costs | M DSM Potential_Fixed Costs | 28221.0293 | 0 | System | Generator | Metro MEEIA | DSM Potential | Fixed Costs | 1 | 0 | 0 | 23917.5957 | 27274.4961 | 28221.0293 | 27596.3652 | 0 | 0 | 0 | 0 | 0 | 0 | 0 | 0 | 0 | 0 | 0 | 0 | 0 | 0 | 0
Metro MEEIA_Pool Revenue | DSM Potential_Pool Revenue | M DSM Potential_Pool Revenue | 4019.2258 | 0 | System | Generator | Metro MEEIA | DSM Potential | Pool Revenue | 1 | 0 | 0 | 693.2592 | 1573.0547 | 2639.0112 | 3712.9795 | 3792.9216 | 3867.2815 | 4019.2258 | 4008.5537 | 4005.7747 | 3959.2883 | 4010.3689 | 3912.699 | 3698.8074 | 3410.0818 | 3046.0664 | 2364.9612 | 1692.0215 | 1015.3929 | 289.6761
Metro MEEIA_Max Capacity | DSM Potential_Max Capacity | M DSM Potential_Max Capacity | 45 | 0 | System | Generator | Metro MEEIA | DSM Potential | Max Capacity | 1 | MW | 0 | 10 | 22 | 33 | 45 | 45 | 45 | 42 | 40 | 37 | 34 | 34 | 33 | 31 | 29 | 26 | 21 | 16 | 11 | 5
Metro MEEIA_Installed Capacity | DSM Potential_Installed Capacity | M DSM Potential_Installed Capacity | 45 | 0 | System | Generator | Metro MEEIA | DSM Potential | Installed Capacity | 1 | MW | 0 | 10 | 22 | 33 | 45 | 45 | 45 | 42 | 40 | 37 | 34 | 34 | 33 | 31 | 29 | 26 | 21 | 16 | 11 | 5
Metro MEEIA_Firm Capacity | DSM Potential_Firm Capacity | M DSM Potential_Firm Capacity | 44.7851 | 0 | System | Generator | Metro MEEIA | DSM Potential | Firm Capacity | 1 | MW | 0 | 9.7523 | 21.2036 | 32.9068 | 44.7851 | 44.5442 | 44.2561 | 41.8909 | 39.2667 | 36.6082 | 33.8475 | 33.4899 | 32.6353 | 30.7447 | 28.3192 | 25.8322 | 20.2702 | 15.0814 | 10.2333 | 4.757
Metro MEEIA_Forced Outage Rate | DSM Potential_Forced Outage Rate | M DSM Potential_Forced Outage Rate | 0 | 0 | System | Generator | Metro MEEIA | DSM Potential | Forced Outage Rate | 1 | % | 0 | 0 | 0 | 0 | 0 | 0 | 0 | 0 | 0 | 0 | 0 | 0 | 0 | 0 | 0 | 0 | 0 | 0 | 0 | 0
Metro MEEIA_Outage Rate | DSM Potential_Outage Rate | M DSM Potential_Outage Rate | 0 | 0 | System | Generator | Metro MEEIA | DSM Potential | Outage Rate | 1 | % | 0 | 0 | 0 | 0 | 0 | 0 | 0 | 0 | 0 | 0 | 0 | 0 | 0 | 0 | 0 | 0 | 0 | 0 | 0 | 0
Metro MEEIA_Units Built | DSM Potential_Units Built | M DSM Potential_Units Built | 1 | 0 | System | Generator | Metro MEEIA | DSM Potential | Units Built | 1 | - | 0 | 1 | 0 | 0 | 0 | 0 | 0 | 0 | 0 | 0 | 0 | 0 | 0 | 0 | 0 | 0 | 0 | 0 | 0 | 0
Metro MEEIA_Units Retired | DSM Potential_Units Retired | M DSM Potential_Units Retired | 0 | 0 | System | Generator | Metro MEEIA | DSM Potential | Units Retired | 1 | - | 0 | 0 | 0 | 0 | 0 | 0 | 0 | 0 | 0 | 0 | 0 | 0 | 0 | 0 | 0 | 0 | 0 | 0 | 0 | 0
Metro MEEIA_Capacity Built | DSM Potential_Capacity Built | M DSM Potential_Capacity Built | 10 | 0 | System | Generator | Metro MEEIA | DSM Potential | Capacity Built | 1 | MW | 0 | 10 | 0 | 0 | 0 | 0 | 0 | 0 | 0 | 0 | 0 | 0 | 0 | 0 | 0 | 0 | 0 | 0 | 0 | 0
Metro MEEIA DRDSR_Units | DSM Potential_Units | M DSM Potential_Units | 1 | 0 | System | Generator | Metro MEEIA DRDSR | DSM Potential | Units | 1 | - | 0 | 1 | 1 | 1 | 1 | 1 | 1 | 1 | 1 | 1 | 1 | 1 | 1 | 1 | 1 | 1 | 1 | 1 | 1 | 1
Metro MEEIA DRDSR_Generation | DSM Potential_Generation | M DSM Potential_Generation | 5.7589 | 0 | System | Generator | Metro MEEIA DRDSR | DSM Potential | Generation | 1 | GWh | 0 | 4.2665 | 5.7589 | 5.2953 | 4.5796 | 0.56567 | 0 | 0 | 0 | 0 | 0 | 0 | 0 | 0 | 0 | 0 | 0 | 0 | 0 | 0
Metro MEEIA DRDSR_Capacity Factor | DSM Potential_Capacity Factor | M DSM Potential_Capacity Factor | 1.1917 | 0 | System | Generator | Metro MEEIA DRDSR | DSM Potential | Capacity Factor | 1 | % | 0 | 1.1917 | 0.86427 | 0.69898 | 0.60947 | 0.20765 | 0 | 0 | 0 | 0 | 0 | 0 | 0 | 0 | 0 | 0 | 0 | 0 | 0 | 0
Metro MEEIA DRDSR_FO&M Cost | DSM Potential_FO&M Cost | M DSM Potential_FO&M Cost | 0 | 0 | System | Generator | Metro MEEIA DRDSR | DSM Potential | FO&M Cost | 1 | 0 | 0 | 0 | 0 | 0 | 0 | 0 | 0 | 0 | 0 | 0 | 0 | 0 | 0 | 0 | 0 | 0 | 0 | 0 | 0 | 0
Metro MEEIA DRDSR_Generation Cost | DSM Potential_Generation Cost | M DSM Potential_Generation Cost | 0 | 0 | System | Generator | Metro MEEIA DRDSR | DSM Potential | Generation Cost | 1 | 0 | 0 | 0 | 0 | 0 | 0 | 0 | 0 | 0 | 0 | 0 | 0 | 0 | 0 | 0 | 0 | 0 | 0 | 0 | 0 | 0
Metro MEEIA DRDSR_Fixed Costs | DSM Potential_Fixed Costs | M DSM Potential_Fixed Costs | 0 | 0 | System | Generator | Metro MEEIA DRDSR | DSM Potential | Fixed Costs | 1 | 0 | 0 | 0 | 0 | 0 | 0 | 0 | 0 | 0 | 0 | 0 | 0 | 0 | 0 | 0 | 0 | 0 | 0 | 0 | 0 | 0
Metro MEEIA DRDSR_Pool Revenue | DSM Potential_Pool Revenue | M DSM Potential_Pool Revenue | 213.14 | 0 | System | Generator | Metro MEEIA DRDSR | DSM Potential | Pool Revenue | 1 | 0 | 0 | 160.3816 | 213.14 | 177.5578 | 161.9624 | 15.3374 | 0 | 0 | 0 | 0 | 0 | 0 | 0 | 0 | 0 | 0 | 0 | 0 | 0 | 0
Metro MEEIA DRDSR_Max Capacity | DSM Potential_Max Capacity | M DSM Potential_Max Capacity | 115.3767 | 0 | System | Generator | Metro MEEIA DRDSR | DSM Potential | Max Capacity | 1 | MW | 0 | 84.2768 | 107.1374 | 115.3767 | 108.4384 | 0 | 0 | 0 | 0 | 0 | 0 | 0 | 0 | 0 | 0 | 0 | 0 | 0 | 0 | 0
Metro MEEIA DRDSR_Installed Capacity | DSM Potential_Installed Capacity | M DSM Potential_Installed Capacity | 115.3767 | 0 | System | Generator | Metro MEEIA DRDSR | DSM Potential | Installed Capacity | 1 | MW | 0 | 84.2768 | 107.1374 | 115.3767 | 108.4384 | 0 | 0 | 0 | 0 | 0 | 0 | 0 | 0 | 0 | 0 | 0 | 0 | 0 | 0 | 0
Metro MEEIA DRDSR_Firm Capacity | DSM Potential_Firm Capacity | M DSM Potential_Firm Capacity | 108.5046 | 0 | System | Generator | Metro MEEIA DRDSR | DSM Potential | Firm Capacity | 1 | MW | 0 | 41 | 97.3861 | 108.4213 | 108.5046 | 0 | 0 | 0 | 0 | 0 | 0 | 0 | 0 | 0 | 0 | 0 | 0 | 0 | 0 | 0
Metro MEEIA DRDSR_Forced Outage Rate | DSM Potential_Forced Outage Rate | M DSM Potential_Forced Outage Rate | 0 | 0 | System | Generator | Metro MEEIA DRDSR | DSM Potential | Forced Outage Rate | 1 | % | 0 | 0 | 0 | 0 | 0 | 0 | 0 | 0 | 0 | 0 | 0 | 0 | 0 | 0 | 0 | 0 | 0 | 0 | 0 | 0
Metro MEEIA DRDSR_Outage Rate | DSM Potential_Outage Rate | M DSM Potential_Outage Rate | 0 | 0 | System | Generator | Metro MEEIA DRDSR | DSM Potential | Outage Rate | 1 | % | 0 | 0 | 0 | 0 | 0 | 0 | 0 | 0 | 0 | 0 | 0 | 0 | 0 | 0 | 0 | 0 | 0 | 0 | 0 | 0
Metro MEEIA DRDSR_Units Built | DSM Potential_Units Built | M DSM Potential_Units Built | 1 | 0 | System | Generator | Metro MEEIA DRDSR | DSM Potential | Units Built | 1 | - | 0 | 1 | 0 | 0 | 0 | 0 | 0 | 0 | 0 | 0 | 0 | 0 | 0 | 0 | 0 | 0 | 0 | 0 | 0 | 0
Metro MEEIA DRDSR_Units Retired | DSM Potential_Units Retired | M DSM Potential_Units Retired | 0 | 0 | System | Generator | Metro MEEIA DRDSR | DSM Potential | Units Retired | 1 | - | 0 | 0 | 0 | 0 | 0 | 0 | 0 | 0 | 0 | 0 | 0 | 0 | 0 | 0 | 0 | 0 | 0 | 0 | 0 | 0
Metro MEEIA DRDSR_Capacity Built | DSM Potential_Capacity Built | M DSM Potential_Capacity Built | 84.2768 | 0 | System | Generator | Metro MEEIA DRDSR | DSM Potential | Capacity Built | 1 | MW | 0 | 84.2768 | 0 | 0 | 0 | 0 | 0 | 0 | 0 | 0 | 0 | 0 | 0 | 0 | 0 | 0 | 0 | 0 | 0 | 0
Metro Cap Buy_Units | Capacity Only_Units | M Capacity Only_Units | 1 | 0 | System | Generator | Metro Cap Buy | Capacity Only | Units | 1 | - | bar: 2024 to 2043
Metro Cap Buy_Generation | Capacity Only_Generation | M Capacity Only_Generation | 0 | 0 | System | Generator | Metro Cap Buy | Capacity Only | Generation | 1 | GWh | 0 | 0 | 0 | 0 | 0 | 0 | 0 | 0 | 0 | 0 | 0 | 0 | 0 | 0 | 0 | 0 | 0 | 0 | 0 | 0
Metro Cap Buy_Capacity Factor | Capacity Only_Capacity Factor | M Capacity Only_Capacity Factor | 0 | 0 | System | Generator | Metro Cap Buy | Capacity Only | Capacity Factor | 1 | % | 0 | 0 | 0 | 0 | 0 | 0 | 0 | 0 | 0 | 0 | 0 | 0 | 0 | 0 | 0 | 0 | 0 | 0 | 0 | 0
Metro Cap Buy_FO&M Cost | Capacity Only_FO&M Cost | M Capacity Only_FO&M Cost | 0 | 0 | System | Generator | Metro Cap Buy | Capacity Only | FO&M Cost | 1 | 0 | 0 | 0 | 0 | 0 | 0 | 0 | 0 | 0 | 0 | 0 | 0 | 0 | 0 | 0 | 0 | 0 | 0 | 0 | 0 | 0
Metro Cap Buy_Generation Cost | Capacity Only_Generation Cost | M Capacity Only_Generation Cost | 0 | 0 | System | Generator | Metro Cap Buy | Capacity Only | Generation Cost | 1 | 0 | 0 | 0 | 0 | 0 | 0 | 0 | 0 | 0 | 0 | 0 | 0 | 0 | 0 | 0 | 0 | 0 | 0 | 0 | 0 | 0
Metro Cap Buy_Fixed Costs | Capacity Only_Fixed Costs | M Capacity Only_Fixed Costs | 0 | 0 | System | Generator | Metro Cap Buy | Capacity Only | Fixed Costs | 1 | 0 | 0 | 0 | 0 | 0 | 0 | 0 | 0 | 0 | 0 | 0 | 0 | 0 | 0 | 0 | 0 | 0 | 0 | 0 | 0 | 0
Metro Cap Buy_Pool Revenue | Capacity Only_Pool Revenue | M Capacity Only_Pool Revenue | 0 | 0 | System | Generator | Metro Cap Buy | Capacity Only | Pool Revenue | 1 | 0 | 0 | 0 | 0 | 0 | 0 | 0 | 0 | 0 | 0 | 0 | 0 | 0 | 0 | 0 | 0 | 0 | 0 | 0 | 0 | 0
Metro Cap Buy_Max Capacity | Capacity Only_Max Capacity | M Capacity Only_Max Capacity | 1 | 0 | System | Generator | Metro Cap Buy | Capacity Only | Max Capacity | 1 | MW | bar: 2024 to 2043
Metro Cap Buy_Installed Capacity | Capacity Only_Installed Capacity | M Capacity Only_Installed Capacity | 1 | 0 | System | Generator | Metro Cap Buy | Capacity Only | Installed Capacity | 1 | MW | bar: 2024 to 2043
Metro Cap Buy_Firm Capacity | Capacity Only_Firm Capacity | M Capacity Only_Firm Capacity | 0 | 0 | System | Generator | Metro Cap Buy | Capacity Only | Firm Capacity | 1 | MW | 0 | 0 | 0 | 0 | 0 | 0 | 0 | 0 | 0 | 0 | 0 | 0 | 0 | 0 | 0 | 0 | 0 | 0 | 0 | 0
Metro Cap Buy_Forced Outage Rate | Capacity Only_Forced Outage Rate | M Capacity Only_Forced Outage Rate | 0 | 0 | System | Generator | Metro Cap Buy | Capacity Only | Forced Outage Rate | 1 | % | 0 | 0 | 0 | 0 | 0 | 0 | 0 | 0 | 0 | 0 | 0 | 0 | 0 | 0 | 0 | 0 | 0 | 0 | 0 | 0
Metro Cap Buy_Outage Rate | Capacity Only_Outage Rate | M Capacity Only_Outage Rate | 0 | 0 | System | Generator | Metro Cap Buy | Capacity Only | Outage Rate | 1 | % | 0 | 0 | 0 | 0 | 0 | 0 | 0 | 0 | 0 | 0 | 0 | 0 | 0 | 0 | 0 | 0 | 0 | 0 | 0 | 0
Metro Cap Buy_Units Built | Capacity Only_Units Built | M Capacity Only_Units Built | 0 | 0 | System | Generator | Metro Cap Buy | Capacity Only | Units Built | 1 | - | 0 | 0 | 0 | 0 | 0 | 0 | 0 | 0 | 0 | 0 | 0 | 0 | 0 | 0 | 0 | 0 | 0 | 0 | 0 | 0
Metro Cap Buy_Units Retired | Capacity Only_Units Retired | M Capacity Only_Units Retired | 0 | 0 | System | Generator | Metro Cap Buy | Capacity Only | Units Retired | 1 | - | 0 | 0 | 0 | 0 | 0 | 0 | 0 | 0 | 0 | 0 | 0 | 0 | 0 | 0 | 0 | 0 | 0 | 0 | 0 | 0
Metro Cap Buy_Capacity Built | Capacity Only_Capacity Built | M Capacity Only_Capacity Built | 0 | 0 | System | Generator | Metro Cap Buy | Capacity Only | Capacity Built | 1 | MW | 0 | 0 | 0 | 0 | 0 | 0 | 0 | 0 | 0 | 0 | 0 | 0 | 0 | 0 | 0 | 0 | 0 | 0 | 0 | 0
Metro Cap Sale_Units | Capacity Only_Units | M Capacity Only_Units | 1 | 0 | System | Generator | Metro Cap Sale | Capacity Only | Units | 1 | - | bar: 2024 to 2043
Metro Cap Sale_Generation | Capacity Only_Generation | M Capacity Only_Generation | 0 | 0 | System | Generator | Metro Cap Sale | Capacity Only | Generation | 1 | GWh | 0 | 0 | 0 | 0 | 0 | 0 | 0 | 0 | 0 | 0 | 0 | 0 | 0 | 0 | 0 | 0 | 0 | 0 | 0 | 0
Metro Cap Sale_Capacity Factor | Capacity Only_Capacity Factor | M Capacity Only_Capacity Factor | 0 | 0 | System | Generator | Metro Cap Sale | Capacity Only | Capacity Factor | 1 | % | 0 | 0 | 0 | 0 | 0 | 0 | 0 | 0 | 0 | 0 | 0 | 0 | 0 | 0 | 0 | 0 | 0 | 0 | 0 | 0
Metro Cap Sale_FO&M Cost | Capacity Only_FO&M Cost | M Capacity Only_FO&M Cost | 0 | 0 | System | Generator | Metro Cap Sale | Capacity Only | FO&M Cost | 1 | 0 | 0 | 0 | 0 | 0 | 0 | 0 | 0 | 0 | 0 | 0 | 0 | 0 | 0 | 0 | 0 | 0 | 0 | 0 | 0 | 0
Metro Cap Sale_Generation Cost | Capacity Only_Generation Cost | M Capacity Only_Generation Cost | 0 | 0 | System | Generator | Metro Cap Sale | Capacity Only | Generation Cost | 1 | 0 | 0 | 0 | 0 | 0 | 0 | 0 | 0 | 0 | 0 | 0 | 0 | 0 | 0 | 0 | 0 | 0 | 0 | 0 | 0 | 0
Metro Cap Sale_Fixed Costs | Capacity Only_Fixed Costs | M Capacity Only_Fixed Costs | 0 | 0 | System | Generator | Metro Cap Sale | Capacity Only | Fixed Costs | 1 | 0 | 0 | 0 | 0 | 0 | 0 | 0 | 0 | 0 | 0 | 0 | 0 | 0 | 0 | 0 | 0 | 0 | 0 | 0 | 0 | 0
Metro Cap Sale_Pool Revenue | Capacity Only_Pool Revenue | M Capacity Only_Pool Revenue | 0 | 0 | System | Generator | Metro Cap Sale | Capacity Only | Pool Revenue | 1 | 0 | 0 | 0 | 0 | 0 | 0 | 0 | 0 | 0 | 0 | 0 | 0 | 0 | 0 | 0 | 0 | 0 | 0 | 0 | 0 | 0
Metro Cap Sale_Max Capacity | Capacity Only_Max Capacity | M Capacity Only_Max Capacity | 1 | 0 | System | Generator | Metro Cap Sale | Capacity Only | Max Capacity | 1 | MW | bar: 2024 to 2043
Metro Cap Sale_Installed Capacity | Capacity Only_Installed Capacity | M Capacity Only_Installed Capacity | 1 | 0 | System | Generator | Metro Cap Sale | Capacity Only | Installed Capacity | 1 | MW | bar: 2024 to 2043
Metro Cap Sale_Firm Capacity | Capacity Only_Firm Capacity | M Capacity Only_Firm Capacity | 0 | 0 | System | Generator | Metro Cap Sale | Capacity Only | Firm Capacity | 1 | MW | -305 | -290 | -255 | -215 | -215 | 0 | 0 | 0 | 0 | 0 | 0 | 0 | 0 | 0 | 0 | 0 | 0 | 0 | 0 | 0
Metro Cap Sale_Forced Outage Rate | Capacity Only_Forced Outage Rate | M Capacity Only_Forced Outage Rate | 0 | 0 | System | Generator | Metro Cap Sale | Capacity Only | Forced Outage Rate | 1 | % | 0 | 0 | 0 | 0 | 0 | 0 | 0 | 0 | 0 | 0 | 0 | 0 | 0 | 0 | 0 | 0 | 0 | 0 | 0 | 0
Metro Cap Sale_Outage Rate | Capacity Only_Outage Rate | M Capacity Only_Outage Rate | 0 | 0 | System | Generator | Metro Cap Sale | Capacity Only | Outage Rate | 1 | % | 0 | 0 | 0 | 0 | 0 | 0 | 0 | 0 | 0 | 0 | 0 | 0 | 0 | 0 | 0 | 0 | 0 | 0 | 0 | 0
Metro Cap Sale_Units Built | Capacity Only_Units Built | M Capacity Only_Units Built | 0 | 0 | System | Generator | Metro Cap Sale | Capacity Only | Units Built | 1 | - | 0 | 0 | 0 | 0 | 0 | 0 | 0 | 0 | 0 | 0 | 0 | 0 | 0 | 0 | 0 | 0 | 0 | 0 | 0 | 0
Metro Cap Sale_Units Retired | Capacity Only_Units Retired | M Capacity Only_Units Retired | 0 | 0 | System | Generator | Metro Cap Sale | Capacity Only | Units Retired | 1 | - | 0 | 0 | 0 | 0 | 0 | 0 | 0 | 0 | 0 | 0 | 0 | 0 | 0 | 0 | 0 | 0 | 0 | 0 | 0 | 0
Metro Cap Sale_Capacity Built | Capacity Only_Capacity Built | M Capacity Only_Capacity Built | 0 | 0 | System | Generator | Metro Cap Sale | Capacity Only | Capacity Built | 1 | MW | 0 | 0 | 0 | 0 | 0 | 0 | 0 | 0 | 0 | 0 | 0 | 0 | 0 | 0 | 0 | 0 | 0 | 0 | 0 | 0
Build Wind 2026_Units | Build Wind_Units | B Build Wind_Units | 1 | 0 | System | Generator | Build Wind 2026 | Build Wind | Units | 1 | - | 0 | 0 | 1 | 1 | 1 | 1 | 1 | 1 | 1 | 1 | 1 | 1 | 1 | 1 | 1 | 1 | 1 | 1 | 1 | 1
Build Wind 2026_Generation | Build Wind_Generation | B Build Wind_Generation | 639.177 | 0 | System | Generator | Build Wind 2026 | Build Wind | Generation | 1 | GWh | 0 | 0 | 639.177 | 636.2447 | 635.3817 | 634.4025 | 638.0869 | 638.5971 | 637.2284 | 633.1198 | 633.6548 | 634.4025 | 626.0237 | 634.0751 | 619.0958 | 624.3243 | 635.1328 | 634.6459 | 638.5971 | 637.0335
Build Wind 2026_Capacity Factor | Build Wind_Capacity Factor | B Build Wind_Capacity Factor | 48.6436 | 0 | System | Generator | Build Wind 2026 | Build Wind | Capacity Factor | 1 | % | 0 | 0 | 48.6436 | 48.4204 | 48.2227 | 48.2802 | 48.5606 | 48.5995 | 48.3628 | 48.1826 | 48.2233 | 48.2802 | 47.5124 | 48.2553 | 47.1154 | 47.5133 | 48.2038 | 48.2988 | 48.5995 | 48.4805
Build Wind 2026_FO&M Cost | Build Wind_FO&M Cost | B Build Wind_FO&M Cost | 52662.1602 | 0 | System | Generator | Build Wind 2026 | Build Wind | FO&M Cost | 1 | 0 | 0 | 0 | 52662.1602 | 50405.2188 | 47521.2344 | 45192.7812 | 43484.9336 | 41781.1367 | 40557.4141 | 39481.4297 | 38520.6211 | 37564.2812 | 36712.8359 | 35665.4688 | 34723.2227 | 33785.9141 | 32943.6719 | 31926.5938 | 31004.8418 | 30088.5352
Build Wind 2026_Generation Cost | Build Wind_Generation Cost | B Build Wind_Generation Cost | 0 | 0 | System | Generator | Build Wind 2026 | Build Wind | Generation Cost | 1 | 0 | 0 | 0 | -24559.6504 | -25058.1562 | -25649.7715 | -26250.4961 | -27063.0273 | -27761.7832 | -28394.8379 | -28917.0488 | -29665.0234 | -30442.5273 | 0 | 0 | 0 | 0 | 0 | 0 | 0 | 0
Build Wind 2026_Fixed Costs | Build Wind_Fixed Costs | B Build Wind_Fixed Costs | 52662.1602 | 0 | System | Generator | Build Wind 2026 | Build Wind | Fixed Costs | 1 | 0 | 0 | 0 | 52662.1602 | 50405.2188 | 47521.2344 | 45192.7812 | 43484.9336 | 41781.1367 | 40557.4141 | 39481.4297 | 38520.6211 | 37564.2812 | 36712.8359 | 35665.4688 | 34723.2227 | 33785.9141 | 32943.6719 | 31926.5938 | 31004.8418 | 30088.5352
Build Wind 2026_Pool Revenue | Build Wind_Pool Revenue | B Build Wind_Pool Revenue | 12347.25 | 0 | System | Generator | Build Wind 2026 | Build Wind | Pool Revenue | 1 | 0 | 0 | 0 | 7385.8462 | 8352.7852 | 8482.2832 | 8573.1934 | 8718.0107 | 8970.8574 | 9077.0957 | 9340.6338 | 9671.6953 | 9989.7773 | 10395.6143 | 10677.7646 | 10986.252 | 11094.3428 | 11371.5684 | 11725.4717 | 12005.8125 | 12347.25
Build Wind 2026_Max Capacity | Build Wind_Max Capacity | B Build Wind_Max Capacity | 150 | 0 | System | Generator | Build Wind 2026 | Build Wind | Max Capacity | 1 | MW | 0 | 0 | 150 | 150 | 150 | 150 | 150 | 150 | 150 | 150 | 150 | 150 | 150 | 150 | 150 | 150 | 150 | 150 | 150 | 150
Build Wind 2026_Installed Capacity | Build Wind_Installed Capacity | B Build Wind_Installed Capacity | 150 | 0 | System | Generator | Build Wind 2026 | Build Wind | Installed Capacity | 1 | MW | 0 | 0 | 150 | 150 | 150 | 150 | 150 | 150 | 150 | 150 | 150 | 150 | 150 | 150 | 150 | 150 | 150 | 150 | 150 | 150
Build Wind 2026_Firm Capacity | Build Wind_Firm Capacity | B Build Wind_Firm Capacity | 22.75 | 0 | System | Generator | Build Wind 2026 | Build Wind | Firm Capacity | 1 | MW | 0 | 0 | 22.75 | 22.5 | 22.2 | 21.9 | 21.6 | 21.3 | 21 | 20.85 | 20.7 | 20.55 | 20.4 | 20.25 | 20.1 | 19.95 | 19.8 | 19.65 | 19.5 | 19.35
Build Wind 2026_Forced Outage Rate | Build Wind_Forced Outage Rate | B Build Wind_Forced Outage Rate | 0 | 0 | System | Generator | Build Wind 2026 | Build Wind | Forced Outage Rate | 1 | % | 0 | 0 | 0 | 0 | 0 | 0 | 0 | 0 | 0 | 0 | 0 | 0 | 0 | 0 | 0 | 0 | 0 | 0 | 0 | 0
Build Wind 2026_Outage Rate | Build Wind_Outage Rate | B Build Wind_Outage Rate | 0 | 0 | System | Generator | Build Wind 2026 | Build Wind | Outage Rate | 1 | % | 0 | 0 | 0 | 0 | 0 | 0 | 0 | 0 | 0 | 0 | 0 | 0 | 0 | 0 | 0 | 0 | 0 | 0 | 0 | 0
Build Wind 2026_Units Built | Build Wind_Units Built | B Build Wind_Units Built | 1 | 0 | System | Generator | Build Wind 2026 | Build Wind | Units Built | 1 | - | 0 | 0 | 1 | 0 | 0 | 0 | 0 | 0 | 0 | 0 | 0 | 0 | 0 | 0 | 0 | 0 | 0 | 0 | 0 | 0
Build Wind 2026_Units Retired | Build Wind_Units Retired | B Build Wind_Units Retired | 0 | 0 | System | Generator | Build Wind 2026 | Build Wind | Units Retired | 1 | - | 0 | 0 | 0 | 0 | 0 | 0 | 0 | 0 | 0 | 0 | 0 | 0 | 0 | 0 | 0 | 0 | 0 | 0 | 0 | 0
Build Wind 2026_Capacity Built | Build Wind_Capacity Built | B Build Wind_Capacity Built | 150 | 0 | System | Generator | Build Wind 2026 | Build Wind | Capacity Built | 1 | MW | 0 | 0 | 150 | 0 | 0 | 0 | 0 | 0 | 0 | 0 | 0 | 0 | 0 | 0 | 0 | 0 | 0 | 0 | 0 | 0
Build Wind 2027_Units | Build Wind_Units | B Build Wind_Units | 0 | 0 | System | Generator | Build Wind 2027 | Build Wind | Units | 1 | - | 0 | 0 | 0 | 0 | 0 | 0 | 0 | 0 | 0 | 0 | 0 | 0 | 0 | 0 | 0 | 0 | 0 | 0 | 0 | 0
Build Wind 2027_Generation | Build Wind_Generation | B Build Wind_Generation | 0 | 0 | System | Generator | Build Wind 2027 | Build Wind | Generation | 1 | GWh | 0 | 0 | 0 | 0 | 0 | 0 | 0 | 0 | 0 | 0 | 0 | 0 | 0 | 0 | 0 | 0 | 0 | 0 | 0 | 0
Build Wind 2027_Capacity Factor | Build Wind_Capacity Factor | B Build Wind_Capacity Factor | 0 | 0 | System | Generator | Build Wind 2027 | Build Wind | Capacity Factor | 1 | % | 0 | 0 | 0 | 0 | 0 | 0 | 0 | 0 | 0 | 0 | 0 | 0 | 0 | 0 | 0 | 0 | 0 | 0 | 0 | 0
Build Wind 2027_FO&M Cost | Build Wind_FO&M Cost | B Build Wind_FO&M Cost | 0 | 0 | System | Generator | Build Wind 2027 | Build Wind | FO&M Cost | 1 | 0 | 0 | 0 | 0 | 0 | 0 | 0 | 0 | 0 | 0 | 0 | 0 | 0 | 0 | 0 | 0 | 0 | 0 | 0 | 0 | 0
Build Wind 2027_Generation Cost | Build Wind_Generation Cost | B Build Wind_Generation Cost | 0 | 0 | System | Generator | Build Wind 2027 | Build Wind | Generation Cost | 1 | 0 | 0 | 0 | 0 | 0 | 0 | 0 | 0 | 0 | 0 | 0 | 0 | 0 | 0 | 0 | 0 | 0 | 0 | 0 | 0 | 0
Build Wind 2027_Fixed Costs | Build Wind_Fixed Costs | B Build Wind_Fixed Costs | 0 | 0 | System | Generator | Build Wind 2027 | Build Wind | Fixed Costs | 1 | 0 | 0 | 0 | 0 | 0 | 0 | 0 | 0 | 0 | 0 | 0 | 0 | 0 | 0 | 0 | 0 | 0 | 0 | 0 | 0 | 0
Build Wind 2027_Pool Revenue | Build Wind_Pool Revenue | B Build Wind_Pool Revenue | 0 | 0 | System | Generator | Build Wind 2027 | Build Wind | Pool Revenue | 1 | 0 | 0 | 0 | 0 | 0 | 0 | 0 | 0 | 0 | 0 | 0 | 0 | 0 | 0 | 0 | 0 | 0 | 0 | 0 | 0 | 0
Build Wind 2027_Max Capacity | Build Wind_Max Capacity | B Build Wind_Max Capacity | 150 | 0 | System | Generator | Build Wind 2027 | Build Wind | Max Capacity | 1 | MW | 0 | 0 | 0 | 150 | 150 | 150 | 150 | 150 | 150 | 150 | 150 | 150 | 150 | 150 | 150 | 150 | 150 | 150 | 150 | 150
Build Wind 2027_Installed Capacity | Build Wind_Installed Capacity | B Build Wind_Installed Capacity | 0 | 0 | System | Generator | Build Wind 2027 | Build Wind | Installed Capacity | 1 | MW | 0 | 0 | 0 | 0 | 0 | 0 | 0 | 0 | 0 | 0 | 0 | 0 | 0 | 0 | 0 | 0 | 0 | 0 | 0 | 0
Build Wind 2027_Firm Capacity | Build Wind_Firm Capacity | B Build Wind_Firm Capacity | 0 | 0 | System | Generator | Build Wind 2027 | Build Wind | Firm Capacity | 1 | MW | 0 | 0 | 0 | 0 | 0 | 0 | 0 | 0 | 0 | 0 | 0 | 0 | 0 | 0 | 0 | 0 | 0 | 0 | 0 | 0
Build Wind 2027_Forced Outage Rate | Build Wind_Forced Outage Rate | B Build Wind_Forced Outage Rate | 0 | 0 | System | Generator | Build Wind 2027 | Build Wind | Forced Outage Rate | 1 | % | 0 | 0 | 0 | 0 | 0 | 0 | 0 | 0 | 0 | 0 | 0 | 0 | 0 | 0 | 0 | 0 | 0 | 0 | 0 | 0
Build Wind 2027_Outage Rate | Build Wind_Outage Rate | B Build Wind_Outage Rate | 0 | 0 | System | Generator | Build Wind 2027 | Build Wind | Outage Rate | 1 | % | 0 | 0 | 0 | 0 | 0 | 0 | 0 | 0 | 0 | 0 | 0 | 0 | 0 | 0 | 0 | 0 | 0 | 0 | 0 | 0
Build Wind 2027_Units Built | Build Wind_Units Built | B Build Wind_Units Built | 0 | 0 | System | Generator | Build Wind 2027 | Build Wind | Units Built | 1 | - | 0 | 0 | 0 | 0 | 0 | 0 | 0 | 0 | 0 | 0 | 0 | 0 | 0 | 0 | 0 | 0 | 0 | 0 | 0 | 0
Build Wind 2027_Units Retired | Build Wind_Units Retired | B Build Wind_Units Retired | 0 | 0 | System | Generator | Build Wind 2027 | Build Wind | Units Retired | 1 | - | 0 | 0 | 0 | 0 | 0 | 0 | 0 | 0 | 0 | 0 | 0 | 0 | 0 | 0 | 0 | 0 | 0 | 0 | 0 | 0
Build Wind 2027_Capacity Built | Build Wind_Capacity Built | B Build Wind_Capacity Built | 0 | 0 | System | Generator | Build Wind 2027 | Build Wind | Capacity Built | 1 | MW | 0 | 0 | 0 | 0 | 0 | 0 | 0 | 0 | 0 | 0 | 0 | 0 | 0 | 0 | 0 | 0 | 0 | 0 | 0 | 0
Build Wind 2028_Units | Build Wind_Units | B Build Wind_Units | 0 | 0 | System | Generator | Build Wind 2028 | Build Wind | Units | 1 | - | 0 | 0 | 0 | 0 | 0 | 0 | 0 | 0 | 0 | 0 | 0 | 0 | 0 | 0 | 0 | 0 | 0 | 0 | 0 | 0
Build Wind 2028_Generation | Build Wind_Generation | B Build Wind_Generation | 0 | 0 | System | Generator | Build Wind 2028 | Build Wind | Generation | 1 | GWh | 0 | 0 | 0 | 0 | 0 | 0 | 0 | 0 | 0 | 0 | 0 | 0 | 0 | 0 | 0 | 0 | 0 | 0 | 0 | 0
Build Wind 2028_Capacity Factor | Build Wind_Capacity Factor | B Build Wind_Capacity Factor | 0 | 0 | System | Generator | Build Wind 2028 | Build Wind | Capacity Factor | 1 | % | 0 | 0 | 0 | 0 | 0 | 0 | 0 | 0 | 0 | 0 | 0 | 0 | 0 | 0 | 0 | 0 | 0 | 0 | 0 | 0
Build Wind 2028_FO&M Cost | Build Wind_FO&M Cost | B Build Wind_FO&M Cost | 0 | 0 | System | Generator | Build Wind 2028 | Build Wind | FO&M Cost | 1 | 0 | 0 | 0 | 0 | 0 | 0 | 0 | 0 | 0 | 0 | 0 | 0 | 0 | 0 | 0 | 0 | 0 | 0 | 0 | 0 | 0
Build Wind 2028_Generation Cost | Build Wind_Generation Cost | B Build Wind_Generation Cost | 0 | 0 | System | Generator | Build Wind 2028 | Build Wind | Generation Cost | 1 | 0 | 0 | 0 | 0 | 0 | 0 | 0 | 0 | 0 | 0 | 0 | 0 | 0 | 0 | 0 | 0 | 0 | 0 | 0 | 0 | 0
Build Wind 2028_Fixed Costs | Build Wind_Fixed Costs | B Build Wind_Fixed Costs | 0 | 0 | System | Generator | Build Wind 2028 | Build Wind | Fixed Costs | 1 | 0 | 0 | 0 | 0 | 0 | 0 | 0 | 0 | 0 | 0 | 0 | 0 | 0 | 0 | 0 | 0 | 0 | 0 | 0 | 0 | 0
Build Wind 2028_Pool Revenue | Build Wind_Pool Revenue | B Build Wind_Pool Revenue | 0 | 0 | System | Generator | Build Wind 2028 | Build Wind | Pool Revenue | 1 | 0 | 0 | 0 | 0 | 0 | 0 | 0 | 0 | 0 | 0 | 0 | 0 | 0 | 0 | 0 | 0 | 0 | 0 | 0 | 0 | 0
Build Wind 2028_Max Capacity | Build Wind_Max Capacity | B Build Wind_Max Capacity | 150 | 0 | System | Generator | Build Wind 2028 | Build Wind | Max Capacity | 1 | MW | 0 | 0 | 0 | 0 | 150 | 150 | 150 | 150 | 150 | 150 | 150 | 150 | 150 | 150 | 150 | 150 | 150 | 150 | 150 | 150
Build Wind 2028_Installed Capacity | Build Wind_Installed Capacity | B Build Wind_Installed Capacity | 0 | 0 | System | Generator | Build Wind 2028 | Build Wind | Installed Capacity | 1 | MW | 0 | 0 | 0 | 0 | 0 | 0 | 0 | 0 | 0 | 0 | 0 | 0 | 0 | 0 | 0 | 0 | 0 | 0 | 0 | 0
Build Wind 2028_Firm Capacity | Build Wind_Firm Capacity | B Build Wind_Firm Capacity | 0 | 0 | System | Generator | Build Wind 2028 | Build Wind | Firm Capacity | 1 | MW | 0 | 0 | 0 | 0 | 0 | 0 | 0 | 0 | 0 | 0 | 0 | 0 | 0 | 0 | 0 | 0 | 0 | 0 | 0 | 0
Build Wind 2028_Forced Outage Rate | Build Wind_Forced Outage Rate | B Build Wind_Forced Outage Rate | 0 | 0 | System | Generator | Build Wind 2028 | Build Wind | Forced Outage Rate | 1 | % | 0 | 0 | 0 | 0 | 0 | 0 | 0 | 0 | 0 | 0 | 0 | 0 | 0 | 0 | 0 | 0 | 0 | 0 | 0 | 0
Build Wind 2028_Outage Rate | Build Wind_Outage Rate | B Build Wind_Outage Rate | 0 | 0 | System | Generator | Build Wind 2028 | Build Wind | Outage Rate | 1 | % | 0 | 0 | 0 | 0 | 0 | 0 | 0 | 0 | 0 | 0 | 0 | 0 | 0 | 0 | 0 | 0 | 0 | 0 | 0 | 0
Build Wind 2028_Units Built | Build Wind_Units Built | B Build Wind_Units Built | 0 | 0 | System | Generator | Build Wind 2028 | Build Wind | Units Built | 1 | - | 0 | 0 | 0 | 0 | 0 | 0 | 0 | 0 | 0 | 0 | 0 | 0 | 0 | 0 | 0 | 0 | 0 | 0 | 0 | 0
Build Wind 2028_Units Retired | Build Wind_Units Retired | B Build Wind_Units Retired | 0 | 0 | System | Generator | Build Wind 2028 | Build Wind | Units Retired | 1 | - | 0 | 0 | 0 | 0 | 0 | 0 | 0 | 0 | 0 | 0 | 0 | 0 | 0 | 0 | 0 | 0 | 0 | 0 | 0 | 0
Build Wind 2028_Capacity Built | Build Wind_Capacity Built | B Build Wind_Capacity Built | 0 | 0 | System | Generator | Build Wind 2028 | Build Wind | Capacity Built | 1 | MW | 0 | 0 | 0 | 0 | 0 | 0 | 0 | 0 | 0 | 0 | 0 | 0 | 0 | 0 | 0 | 0 | 0 | 0 | 0 | 0
Build Wind 2029_Units | Build Wind_Units | B Build Wind_Units | 1 | 0 | System | Generator | Build Wind 2029 | Build Wind | Units | 1 | - | 0 | 0 | 0 | 0 | 0 | 1 | 1 | 1 | 1 | 1 | 1 | 1 | 1 | 1 | 1 | 1 | 1 | 1 | 1 | 1
Build Wind 2029_Generation | Build Wind_Generation | B Build Wind_Generation | 640.2495 | 0 | System | Generator | Build Wind 2029 | Build Wind | Generation | 1 | GWh | 0 | 0 | 0 | 0 | 0 | 634.4025 | 638.0869 | 638.5971 | 637.2284 | 633.1198 | 633.6548 | 634.4025 | 640.2495 | 639.177 | 636.2447 | 623.9526 | 635.1328 | 638.0869 | 638.5971 | 639.177
Build Wind 2029_Capacity Factor | Build Wind_Capacity Factor | B Build Wind_Capacity Factor | 48.6436 | 0 | System | Generator | Build Wind 2029 | Build Wind | Capacity Factor | 1 | % | 0 | 0 | 0 | 0 | 0 | 48.2802 | 48.5606 | 48.5995 | 48.3628 | 48.1826 | 48.2233 | 48.2802 | 48.5921 | 48.6436 | 48.4204 | 47.485 | 48.2038 | 48.5606 | 48.5995 | 48.6436
Build Wind 2029_FO&M Cost | Build Wind_FO&M Cost | B Build Wind_FO&M Cost | 57654.4688 | 0 | System | Generator | Build Wind 2029 | Build Wind | FO&M Cost | 1 | 0 | 0 | 0 | 0 | 0 | 0 | 57654.4688 | 55175.3203 | 51865.707 | 49585.8711 | 47573.4219 | 45700.8125 | 44233.2383 | 43289.0898 | 42113.0859 | 41060.1719 | 40012.1914 | 39076.0352 | 37931.5352 | 36899.1133 | 35872.1367
Build Wind 2029_Generation Cost | Build Wind_Generation Cost | B Build Wind_Generation Cost | 0 | 0 | System | Generator | Build Wind 2029 | Build Wind | Generation Cost | 1 | 0 | 0 | 0 | 0 | 0 | 0 | -26250.4961 | -27063.0273 | -27761.7832 | -28394.8379 | -28917.0488 | -29665.0234 | -30442.5273 | -31491.1816 | -32224.3906 | -32878.4727 | 0 | 0 | 0 | 0 | 0
Build Wind 2029_Fixed Costs | Build Wind_Fixed Costs | B Build Wind_Fixed Costs | 57654.4688 | 0 | System | Generator | Build Wind 2029 | Build Wind | Fixed Costs | 1 | 0 | 0 | 0 | 0 | 0 | 0 | 57654.4688 | 55175.3203 | 51865.707 | 49585.8711 | 47573.4219 | 45700.8125 | 44233.2383 | 43289.0898 | 42113.0859 | 41060.1719 | 40012.1914 | 39076.0352 | 37931.5352 | 36899.1133 | 35872.1367
Build Wind 2029_Pool Revenue | Build Wind_Pool Revenue | B Build Wind_Pool Revenue | 12331.459 | 0 | System | Generator | Build Wind 2029 | Build Wind | Pool Revenue | 1 | 0 | 0 | 0 | 0 | 0 | 0 | 8573.1934 | 8718.0107 | 8970.8574 | 9077.0957 | 9340.6338 | 9671.6953 | 9989.7773 | 10368.6436 | 10659.1797 | 10950.0166 | 11101.8105 | 11371.5684 | 11696.0146 | 12005.8125 | 12331.459
Build Wind 2029_Max Capacity | Build Wind_Max Capacity | B Build Wind_Max Capacity | 150 | 0 | System | Generator | Build Wind 2029 | Build Wind | Max Capacity | 1 | MW | 0 | 0 | 0 | 0 | 0 | 150 | 150 | 150 | 150 | 150 | 150 | 150 | 150 | 150 | 150 | 150 | 150 | 150 | 150 | 150
Build Wind 2029_Installed Capacity | Build Wind_Installed Capacity | B Build Wind_Installed Capacity | 150 | 0 | System | Generator | Build Wind 2029 | Build Wind | Installed Capacity | 1 | MW | 0 | 0 | 0 | 0 | 0 | 150 | 150 | 150 | 150 | 150 | 150 | 150 | 150 | 150 | 150 | 150 | 150 | 150 | 150 | 150
Build Wind 2029_Firm Capacity | Build Wind_Firm Capacity | B Build Wind_Firm Capacity | 21.9 | 0 | System | Generator | Build Wind 2029 | Build Wind | Firm Capacity | 1 | MW | 0 | 0 | 0 | 0 | 0 | 21.9 | 21.6 | 21.3 | 21 | 20.85 | 20.7 | 20.55 | 20.4 | 20.25 | 20.1 | 19.95 | 19.8 | 19.65 | 19.5 | 19.35
Build Wind 2029_Forced Outage Rate | Build Wind_Forced Outage Rate | B Build Wind_Forced Outage Rate | 0 | 0 | System | Generator | Build Wind 2029 | Build Wind | Forced Outage Rate | 1 | % | 0 | 0 | 0 | 0 | 0 | 0 | 0 | 0 | 0 | 0 | 0 | 0 | 0 | 0 | 0 | 0 | 0 | 0 | 0 | 0
Build Wind 2029_Outage Rate | Build Wind_Outage Rate | B Build Wind_Outage Rate | 0 | 0 | System | Generator | Build Wind 2029 | Build Wind | Outage Rate | 1 | % | 0 | 0 | 0 | 0 | 0 | 0 | 0 | 0 | 0 | 0 | 0 | 0 | 0 | 0 | 0 | 0 | 0 | 0 | 0 | 0
Build Wind 2029_Units Built | Build Wind_Units Built | B Build Wind_Units Built | 1 | 0 | System | Generator | Build Wind 2029 | Build Wind | Units Built | 1 | - | 0 | 0 | 0 | 0 | 0 | 1 | 0 | 0 | 0 | 0 | 0 | 0 | 0 | 0 | 0 | 0 | 0 | 0 | 0 | 0
Build Wind 2029_Units Retired | Build Wind_Units Retired | B Build Wind_Units Retired | 0 | 0 | System | Generator | Build Wind 2029 | Build Wind | Units Retired | 1 | - | 0 | 0 | 0 | 0 | 0 | 0 | 0 | 0 | 0 | 0 | 0 | 0 | 0 | 0 | 0 | 0 | 0 | 0 | 0 | 0
Build Wind 2029_Capacity Built | Build Wind_Capacity Built | B Build Wind_Capacity Built | 150 | 0 | System | Generator | Build Wind 2029 | Build Wind | Capacity Built | 1 | MW | 0 | 0 | 0 | 0 | 0 | 150 | 0 | 0 | 0 | 0 | 0 | 0 | 0 | 0 | 0 | 0 | 0 | 0 | 0 | 0
Build Wind 2030_Units | Build Wind_Units | B Build Wind_Units | 1 | 0 | System | Generator | Build Wind 2030 | Build Wind | Units | 1 | - | 0 | 0 | 0 | 0 | 0 | 0 | 1 | 1 | 1 | 1 | 1 | 1 | 1 | 1 | 1 | 1 | 1 | 1 | 1 | 1
Build Wind 2030_Generation | Build Wind_Generation | B Build Wind_Generation | 640.2495 | 0 | System | Generator | Build Wind 2030 | Build Wind | Generation | 1 | GWh | 0 | 0 | 0 | 0 | 0 | 0 | 638.0869 | 638.5971 | 637.2284 | 633.1198 | 633.6548 | 634.4025 | 640.2495 | 639.177 | 636.2447 | 633.1198 | 635.1328 | 629.128 | 635.845 | 634.5779
Build Wind 2030_Capacity Factor | Build Wind_Capacity Factor | B Build Wind_Capacity Factor | 48.6436 | 0 | System | Generator | Build Wind 2030 | Build Wind | Capacity Factor | 1 | % | 0 | 0 | 0 | 0 | 0 | 0 | 48.5606 | 48.5995 | 48.3628 | 48.1826 | 48.2233 | 48.2802 | 48.5921 | 48.6436 | 48.4204 | 48.1826 | 48.2038 | 47.8788 | 48.39 | 48.2936
Build Wind 2030_FO&M Cost | Build Wind_FO&M Cost | B Build Wind_FO&M Cost | 57637.7266 | 0 | System | Generator | Build Wind 2030 | Build Wind | FO&M Cost | 1 | 0 | 0 | 0 | 0 | 0 | 0 | 0 | 57637.7266 | 55171.8555 | 52020.668 | 49476.5039 | 47611.0625 | 45750.0859 | 44414.2148 | 43239.5039 | 42190.957 | 41147.3438 | 40218.6797 | 39075.4219 | 38047.3672 | 37024.7617
Build Wind 2030_Generation Cost | Build Wind_Generation Cost | B Build Wind_Generation Cost | 0 | 0 | System | Generator | Build Wind 2030 | Build Wind | Generation Cost | 1 | 0 | 0 | 0 | 0 | 0 | 0 | 0 | -27063.0273 | -27761.7832 | -28394.8379 | -28917.0488 | -29665.0234 | -30442.5273 | -31491.1816 | -32224.3906 | -32878.4727 | -33534.9102 | 0 | 0 | 0 | 0
Build Wind 2030_Fixed Costs | Build Wind_Fixed Costs | B Build Wind_Fixed Costs | 57637.7266 | 0 | System | Generator | Build Wind 2030 | Build Wind | Fixed Costs | 1 | 0 | 0 | 0 | 0 | 0 | 0 | 0 | 57637.7266 | 55171.8555 | 52020.668 | 49476.5039 | 47611.0625 | 45750.0859 | 44414.2148 | 43239.5039 | 42190.957 | 41147.3438 | 40218.6797 | 39075.4219 | 38047.3672 | 37024.7617
Build Wind 2030_Pool Revenue | Build Wind_Pool Revenue | B Build Wind_Pool Revenue | 12371.3174 | 0 | System | Generator | Build Wind 2030 | Build Wind | Pool Revenue | 1 | 0 | 0 | 0 | 0 | 0 | 0 | 0 | 8718.0107 | 8970.8574 | 9077.0957 | 9340.6338 | 9671.6953 | 9989.7773 | 10368.6436 | 10659.1797 | 10950.0166 | 11001.5137 | 11371.5684 | 11766.0703 | 12029.1182 | 12371.3174
Build Wind 2030_Max Capacity | Build Wind_Max Capacity | B Build Wind_Max Capacity | 150 | 0 | System | Generator | Build Wind 2030 | Build Wind | Max Capacity | 1 | MW | 0 | 0 | 0 | 0 | 0 | 0 | 150 | 150 | 150 | 150 | 150 | 150 | 150 | 150 | 150 | 150 | 150 | 150 | 150 | 150
Build Wind 2030_Installed Capacity | Build Wind_Installed Capacity | B Build Wind_Installed Capacity | 150 | 0 | System | Generator | Build Wind 2030 | Build Wind | Installed Capacity | 1 | MW | 0 | 0 | 0 | 0 | 0 | 0 | 150 | 150 | 150 | 150 | 150 | 150 | 150 | 150 | 150 | 150 | 150 | 150 | 150 | 150
Build Wind 2030_Firm Capacity | Build Wind_Firm Capacity | B Build Wind_Firm Capacity | 21.6 | 0 | System | Generator | Build Wind 2030 | Build Wind | Firm Capacity | 1 | MW | 0 | 0 | 0 | 0 | 0 | 0 | 21.6 | 21.3 | 21 | 20.85 | 20.7 | 20.55 | 20.4 | 20.25 | 20.1 | 19.95 | 19.8 | 19.65 | 19.5 | 19.35
Build Wind 2030_Forced Outage Rate | Build Wind_Forced Outage Rate | B Build Wind_Forced Outage Rate | 0 | 0 | System | Generator | Build Wind 2030 | Build Wind | Forced Outage Rate | 1 | % | 0 | 0 | 0 | 0 | 0 | 0 | 0 | 0 | 0 | 0 | 0 | 0 | 0 | 0 | 0 | 0 | 0 | 0 | 0 | 0
Build Wind 2030_Outage Rate | Build Wind_Outage Rate | B Build Wind_Outage Rate | 0 | 0 | System | Generator | Build Wind 2030 | Build Wind | Outage Rate | 1 | % | 0 | 0 | 0 | 0 | 0 | 0 | 0 | 0 | 0 | 0 | 0 | 0 | 0 | 0 | 0 | 0 | 0 | 0 | 0 | 0
Build Wind 2030_Units Built | Build Wind_Units Built | B Build Wind_Units Built | 1 | 0 | System | Generator | Build Wind 2030 | Build Wind | Units Built | 1 | - | 0 | 0 | 0 | 0 | 0 | 0 | 1 | 0 | 0 | 0 | 0 | 0 | 0 | 0 | 0 | 0 | 0 | 0 | 0 | 0
Build Wind 2030_Units Retired | Build Wind_Units Retired | B Build Wind_Units Retired | 0 | 0 | System | Generator | Build Wind 2030 | Build Wind | Units Retired | 1 | - | 0 | 0 | 0 | 0 | 0 | 0 | 0 | 0 | 0 | 0 | 0 | 0 | 0 | 0 | 0 | 0 | 0 | 0 | 0 | 0
Build Wind 2030_Capacity Built | Build Wind_Capacity Built | B Build Wind_Capacity Built | 150 | 0 | System | Generator | Build Wind 2030 | Build Wind | Capacity Built | 1 | MW | 0 | 0 | 0 | 0 | 0 | 0 | 150 | 0 | 0 | 0 | 0 | 0 | 0 | 0 | 0 | 0 | 0 | 0 | 0 | 0
Build Wind 2031_Units | Build Wind_Units | B Build Wind_Units | 1 | 0 | System | Generator | Build Wind 2031 | Build Wind | Units | 1 | - | 0 | 0 | 0 | 0 | 0 | 0 | 0 | 1 | 1 | 1 | 1 | 1 | 1 | 1 | 1 | 1 | 1 | 1 | 1 | 1
Build Wind 2031_Generation | Build Wind_Generation | B Build Wind_Generation | 640.2495 | 0 | System | Generator | Build Wind 2031 | Build Wind | Generation | 1 | GWh | 0 | 0 | 0 | 0 | 0 | 0 | 0 | 638.5971 | 637.2284 | 633.1198 | 633.6548 | 634.4025 | 640.2495 | 639.177 | 636.2447 | 633.1198 | 635.1328 | 638.0869 | 630.2505 | 639.177
Build Wind 2031_Capacity Factor | Build Wind_Capacity Factor | B Build Wind_Capacity Factor | 48.6436 | 0 | System | Generator | Build Wind 2031 | Build Wind | Capacity Factor | 1 | % | 0 | 0 | 0 | 0 | 0 | 0 | 0 | 48.5995 | 48.3628 | 48.1826 | 48.2233 | 48.2802 | 48.5921 | 48.6436 | 48.4204 | 48.1826 | 48.2038 | 48.5606 | 47.9643 | 48.6436
Build Wind 2031_FO&M Cost | Build Wind_FO&M Cost | B Build Wind_FO&M Cost | 58638.25 | 0 | System | Generator | Build Wind 2031 | Build Wind | FO&M Cost | 1 | 0 | 0 | 0 | 0 | 0 | 0 | 0 | 0 | 58638.25 | 56287.25 | 52787.7188 | 50347.8906 | 48453.4648 | 46691.1953 | 45084.1758 | 44015.2422 | 42951.2422 | 42007.0742 | 40838.5469 | 39790.1016 | 38747.1055
Build Wind 2031_Generation Cost | Build Wind_Generation Cost | B Build Wind_Generation Cost | 0 | 0 | System | Generator | Build Wind 2031 | Build Wind | Generation Cost | 1 | 0 | 0 | 0 | 0 | 0 | 0 | 0 | 0 | -27761.7832 | -28394.8379 | -28917.0488 | -29665.0234 | -30442.5273 | -31491.1816 | -32224.3906 | -32878.4727 | -33534.9102 | -34482.5781 | 0 | 0 | 0
Build Wind 2031_Fixed Costs | Build Wind_Fixed Costs | B Build Wind_Fixed Costs | 58638.25 | 0 | System | Generator | Build Wind 2031 | Build Wind | Fixed Costs | 1 | 0 | 0 | 0 | 0 | 0 | 0 | 0 | 0 | 58638.25 | 56287.25 | 52787.7188 | 50347.8906 | 48453.4648 | 46691.1953 | 45084.1758 | 44015.2422 | 42951.2422 | 42007.0742 | 40838.5469 | 39790.1016 | 38747.1055
Build Wind 2031_Pool Revenue | Build Wind_Pool Revenue | B Build Wind_Pool Revenue | 12331.459 | 0 | System | Generator | Build Wind 2031 | Build Wind | Pool Revenue | 1 | 0 | 0 | 0 | 0 | 0 | 0 | 0 | 0 | 8970.8574 | 9077.0957 | 9340.6338 | 9671.6953 | 9989.7773 | 10368.6436 | 10659.1797 | 10950.0166 | 11001.5137 | 11371.5684 | 11696.0146 | 12070.8096 | 12331.459
Build Wind 2031_Max Capacity | Build Wind_Max Capacity | B Build Wind_Max Capacity | 150 | 0 | System | Generator | Build Wind 2031 | Build Wind | Max Capacity | 1 | MW | 0 | 0 | 0 | 0 | 0 | 0 | 0 | 150 | 150 | 150 | 150 | 150 | 150 | 150 | 150 | 150 | 150 | 150 | 150 | 150
Build Wind 2031_Installed Capacity | Build Wind_Installed Capacity | B Build Wind_Installed Capacity | 150 | 0 | System | Generator | Build Wind 2031 | Build Wind | Installed Capacity | 1 | MW | 0 | 0 | 0 | 0 | 0 | 0 | 0 | 150 | 150 | 150 | 150 | 150 | 150 | 150 | 150 | 150 | 150 | 150 | 150 | 150
Build Wind 2031_Firm Capacity | Build Wind_Firm Capacity | B Build Wind_Firm Capacity | 21.3 | 0 | System | Generator | Build Wind 2031 | Build Wind | Firm Capacity | 1 | MW | 0 | 0 | 0 | 0 | 0 | 0 | 0 | 21.3 | 21 | 20.85 | 20.7 | 20.55 | 20.4 | 20.25 | 20.1 | 19.95 | 19.8 | 19.65 | 19.5 | 19.35
Build Wind 2031_Forced Outage Rate | Build Wind_Forced Outage Rate | B Build Wind_Forced Outage Rate | 0 | 0 | System | Generator | Build Wind 2031 | Build Wind | Forced Outage Rate | 1 | % | 0 | 0 | 0 | 0 | 0 | 0 | 0 | 0 | 0 | 0 | 0 | 0 | 0 | 0 | 0 | 0 | 0 | 0 | 0 | 0
Build Wind 2031_Outage Rate | Build Wind_Outage Rate | B Build Wind_Outage Rate | 0 | 0 | System | Generator | Build Wind 2031 | Build Wind | Outage Rate | 1 | % | 0 | 0 | 0 | 0 | 0 | 0 | 0 | 0 | 0 | 0 | 0 | 0 | 0 | 0 | 0 | 0 | 0 | 0 | 0 | 0
Build Wind 2031_Units Built | Build Wind_Units Built | B Build Wind_Units Built | 1 | 0 | System | Generator | Build Wind 2031 | Build Wind | Units Built | 1 | - | 0 | 0 | 0 | 0 | 0 | 0 | 0 | 1 | 0 | 0 | 0 | 0 | 0 | 0 | 0 | 0 | 0 | 0 | 0 | 0
Build Wind 2031_Units Retired | Build Wind_Units Retired | B Build Wind_Units Retired | 0 | 0 | System | Generator | Build Wind 2031 | Build Wind | Units Retired | 1 | - | 0 | 0 | 0 | 0 | 0 | 0 | 0 | 0 | 0 | 0 | 0 | 0 | 0 | 0 | 0 | 0 | 0 | 0 | 0 | 0
Build Wind 2031_Capacity Built | Build Wind_Capacity Built | B Build Wind_Capacity Built | 150 | 0 | System | Generator | Build Wind 2031 | Build Wind | Capacity Built | 1 | MW | 0 | 0 | 0 | 0 | 0 | 0 | 0 | 150 | 0 | 0 | 0 | 0 | 0 | 0 | 0 | 0 | 0 | 0 | 0 | 0
Build Wind 2032_Units | Build Wind_Units | B Build Wind_Units | 0 | 0 | System | Generator | Build Wind 2032 | Build Wind | Units | 1 | - | 0 | 0 | 0 | 0 | 0 | 0 | 0 | 0 | 0 | 0 | 0 | 0 | 0 | 0 | 0 | 0 | 0 | 0 | 0 | 0
Build Wind 2032_Generation | Build Wind_Generation | B Build Wind_Generation | 0 | 0 | System | Generator | Build Wind 2032 | Build Wind | Generation | 1 | GWh | 0 | 0 | 0 | 0 | 0 | 0 | 0 | 0 | 0 | 0 | 0 | 0 | 0 | 0 | 0 | 0 | 0 | 0 | 0 | 0
Build Wind 2032_Capacity Factor | Build Wind_Capacity Factor | B Build Wind_Capacity Factor | 0 | 0 | System | Generator | Build Wind 2032 | Build Wind | Capacity Factor | 1 | % | 0 | 0 | 0 | 0 | 0 | 0 | 0 | 0 | 0 | 0 | 0 | 0 | 0 | 0 | 0 | 0 | 0 | 0 | 0 | 0
Build Wind 2032_FO&M Cost | Build Wind_FO&M Cost | B Build Wind_FO&M Cost | 0 | 0 | System | Generator | Build Wind 2032 | Build Wind | FO&M Cost | 1 | 0 | 0 | 0 | 0 | 0 | 0 | 0 | 0 | 0 | 0 | 0 | 0 | 0 | 0 | 0 | 0 | 0 | 0 | 0 | 0 | 0
Build Wind 2032_Generation Cost | Build Wind_Generation Cost | B Build Wind_Generation Cost | 0 | 0 | System | Generator | Build Wind 2032 | Build Wind | Generation Cost | 1 | 0 | 0 | 0 | 0 | 0 | 0 | 0 | 0 | 0 | 0 | 0 | 0 | 0 | 0 | 0 | 0 | 0 | 0 | 0 | 0 | 0
Build Wind 2032_Fixed Costs | Build Wind_Fixed Costs | B Build Wind_Fixed Costs | 0 | 0 | System | Generator | Build Wind 2032 | Build Wind | Fixed Costs | 1 | 0 | 0 | 0 | 0 | 0 | 0 | 0 | 0 | 0 | 0 | 0 | 0 | 0 | 0 | 0 | 0 | 0 | 0 | 0 | 0 | 0
Build Wind 2032_Pool Revenue | Build Wind_Pool Revenue | B Build Wind_Pool Revenue | 0 | 0 | System | Generator | Build Wind 2032 | Build Wind | Pool Revenue | 1 | 0 | 0 | 0 | 0 | 0 | 0 | 0 | 0 | 0 | 0 | 0 | 0 | 0 | 0 | 0 | 0 | 0 | 0 | 0 | 0 | 0
Build Wind 2032_Max Capacity | Build Wind_Max Capacity | B Build Wind_Max Capacity | 150 | 0 | System | Generator | Build Wind 2032 | Build Wind | Max Capacity | 1 | MW | 0 | 0 | 0 | 0 | 0 | 0 | 0 | 0 | 150 | 150 | 150 | 150 | 150 | 150 | 150 | 150 | 150 | 150 | 150 | 150
Build Wind 2032_Installed Capacity | Build Wind_Installed Capacity | B Build Wind_Installed Capacity | 0 | 0 | System | Generator | Build Wind 2032 | Build Wind | Installed Capacity | 1 | MW | 0 | 0 | 0 | 0 | 0 | 0 | 0 | 0 | 0 | 0 | 0 | 0 | 0 | 0 | 0 | 0 | 0 | 0 | 0 | 0
Build Wind 2032_Firm Capacity | Build Wind_Firm Capacity | B Build Wind_Firm Capacity | 0 | 0 | System | Generator | Build Wind 2032 | Build Wind | Firm Capacity | 1 | MW | 0 | 0 | 0 | 0 | 0 | 0 | 0 | 0 | 0 | 0 | 0 | 0 | 0 | 0 | 0 | 0 | 0 | 0 | 0 | 0
Build Wind 2032_Forced Outage Rate | Build Wind_Forced Outage Rate | B Build Wind_Forced Outage Rate | 0 | 0 | System | Generator | Build Wind 2032 | Build Wind | Forced Outage Rate | 1 | % | 0 | 0 | 0 | 0 | 0 | 0 | 0 | 0 | 0 | 0 | 0 | 0 | 0 | 0 | 0 | 0 | 0 | 0 | 0 | 0
Build Wind 2032_Outage Rate | Build Wind_Outage Rate | B Build Wind_Outage Rate | 0 | 0 | System | Generator | Build Wind 2032 | Build Wind | Outage Rate | 1 | % | 0 | 0 | 0 | 0 | 0 | 0 | 0 | 0 | 0 | 0 | 0 | 0 | 0 | 0 | 0 | 0 | 0 | 0 | 0 | 0
Build Wind 2032_Units Built | Build Wind_Units Built | B Build Wind_Units Built | 0 | 0 | System | Generator | Build Wind 2032 | Build Wind | Units Built | 1 | - | 0 | 0 | 0 | 0 | 0 | 0 | 0 | 0 | 0 | 0 | 0 | 0 | 0 | 0 | 0 | 0 | 0 | 0 | 0 | 0
Build Wind 2032_Units Retired | Build Wind_Units Retired | B Build Wind_Units Retired | 0 | 0 | System | Generator | Build Wind 2032 | Build Wind | Units Retired | 1 | - | 0 | 0 | 0 | 0 | 0 | 0 | 0 | 0 | 0 | 0 | 0 | 0 | 0 | 0 | 0 | 0 | 0 | 0 | 0 | 0
Build Wind 2032_Capacity Built | Build Wind_Capacity Built | B Build Wind_Capacity Built | 0 | 0 | System | Generator | Build Wind 2032 | Build Wind | Capacity Built | 1 | MW | 0 | 0 | 0 | 0 | 0 | 0 | 0 | 0 | 0 | 0 | 0 | 0 | 0 | 0 | 0 | 0 | 0 | 0 | 0 | 0
Build Wind 2033_Units | Build Wind_Units | B Build Wind_Units | 1 | 0 | System | Generator | Build Wind 2033 | Build Wind | Units | 1 | - | 0 | 0 | 0 | 0 | 0 | 0 | 0 | 0 | 0 | 1 | 1 | 1 | 1 | 1 | 1 | 1 | 1 | 1 | 1 | 1
Build Wind 2033_Generation | Build Wind_Generation | B Build Wind_Generation | 640.2495 | 0 | System | Generator | Build Wind 2033 | Build Wind | Generation | 1 | GWh | 0 | 0 | 0 | 0 | 0 | 0 | 0 | 0 | 0 | 633.1198 | 633.6548 | 634.4025 | 640.2495 | 639.177 | 636.2447 | 633.1198 | 635.1328 | 638.0869 | 638.5971 | 638.3045
Build Wind 2033_Capacity Factor | Build Wind_Capacity Factor | B Build Wind_Capacity Factor | 48.6436 | 0 | System | Generator | Build Wind 2033 | Build Wind | Capacity Factor | 1 | % | 0 | 0 | 0 | 0 | 0 | 0 | 0 | 0 | 0 | 48.1826 | 48.2233 | 48.2802 | 48.5921 | 48.6436 | 48.4204 | 48.1826 | 48.2038 | 48.5606 | 48.5995 | 48.5772
Build Wind 2033_FO&M Cost | Build Wind_FO&M Cost | B Build Wind_FO&M Cost | 60759.2031 | 0 | System | Generator | Build Wind 2033 | Build Wind | FO&M Cost | 1 | 0 | 0 | 0 | 0 | 0 | 0 | 0 | 0 | 0 | 0 | 60759.2031 | 58171.3555 | 54713.8047 | 52336.2812 | 50236.9336 | 48285.3984 | 46758.3984 | 45781.1406 | 44558.9023 | 43467.0586 | 42380.6641
Build Wind 2033_Generation Cost | Build Wind_Generation Cost | B Build Wind_Generation Cost | 0 | 0 | System | Generator | Build Wind 2033 | Build Wind | Generation Cost | 1 | 0 | 0 | 0 | 0 | 0 | 0 | 0 | 0 | 0 | 0 | -28917.0488 | -29665.0234 | -30442.5273 | -31491.1816 | -32224.3906 | -32878.4727 | -33534.9102 | -34482.5781 | -35509.0352 | -36425.8633 | 0
Build Wind 2033_Fixed Costs | Build Wind_Fixed Costs | B Build Wind_Fixed Costs | 60759.2031 | 0 | System | Generator | Build Wind 2033 | Build Wind | Fixed Costs | 1 | 0 | 0 | 0 | 0 | 0 | 0 | 0 | 0 | 0 | 0 | 60759.2031 | 58171.3555 | 54713.8047 | 52336.2812 | 50236.9336 | 48285.3984 | 46758.3984 | 45781.1406 | 44558.9023 | 43467.0586 | 42380.6641
Build Wind 2033_Pool Revenue | Build Wind_Pool Revenue | B Build Wind_Pool Revenue | 12339.0205 | 0 | System | Generator | Build Wind 2033 | Build Wind | Pool Revenue | 1 | 0 | 0 | 0 | 0 | 0 | 0 | 0 | 0 | 0 | 0 | 9340.6338 | 9671.6953 | 9989.7773 | 10368.6436 | 10659.1797 | 10950.0166 | 11001.5137 | 11371.5684 | 11696.0146 | 12005.8125 | 12339.0205
Build Wind 2033_Max Capacity | Build Wind_Max Capacity | B Build Wind_Max Capacity | 150 | 0 | System | Generator | Build Wind 2033 | Build Wind | Max Capacity | 1 | MW | 0 | 0 | 0 | 0 | 0 | 0 | 0 | 0 | 0 | 150 | 150 | 150 | 150 | 150 | 150 | 150 | 150 | 150 | 150 | 150
Build Wind 2033_Installed Capacity | Build Wind_Installed Capacity | B Build Wind_Installed Capacity | 150 | 0 | System | Generator | Build Wind 2033 | Build Wind | Installed Capacity | 1 | MW | 0 | 0 | 0 | 0 | 0 | 0 | 0 | 0 | 0 | 150 | 150 | 150 | 150 | 150 | 150 | 150 | 150 | 150 | 150 | 150
Build Wind 2033_Firm Capacity | Build Wind_Firm Capacity | B Build Wind_Firm Capacity | 20.85 | 0 | System | Generator | Build Wind 2033 | Build Wind | Firm Capacity | 1 | MW | 0 | 0 | 0 | 0 | 0 | 0 | 0 | 0 | 0 | 20.85 | 20.7 | 20.55 | 20.4 | 20.25 | 20.1 | 19.95 | 19.8 | 19.65 | 19.5 | 19.35
Build Wind 2033_Forced Outage Rate | Build Wind_Forced Outage Rate | B Build Wind_Forced Outage Rate | 0 | 0 | System | Generator | Build Wind 2033 | Build Wind | Forced Outage Rate | 1 | % | 0 | 0 | 0 | 0 | 0 | 0 | 0 | 0 | 0 | 0 | 0 | 0 | 0 | 0 | 0 | 0 | 0 | 0 | 0 | 0
Build Wind 2033_Outage Rate | Build Wind_Outage Rate | B Build Wind_Outage Rate | 0 | 0 | System | Generator | Build Wind 2033 | Build Wind | Outage Rate | 1 | % | 0 | 0 | 0 | 0 | 0 | 0 | 0 | 0 | 0 | 0 | 0 | 0 | 0 | 0 | 0 | 0 | 0 | 0 | 0 | 0
Build Wind 2033_Units Built | Build Wind_Units Built | B Build Wind_Units Built | 1 | 0 | System | Generator | Build Wind 2033 | Build Wind | Units Built | 1 | - | 0 | 0 | 0 | 0 | 0 | 0 | 0 | 0 | 0 | 1 | 0 | 0 | 0 | 0 | 0 | 0 | 0 | 0 | 0 | 0
Build Wind 2033_Units Retired | Build Wind_Units Retired | B Build Wind_Units Retired | 0 | 0 | System | Generator | Build Wind 2033 | Build Wind | Units Retired | 1 | - | 0 | 0 | 0 | 0 | 0 | 0 | 0 | 0 | 0 | 0 | 0 | 0 | 0 | 0 | 0 | 0 | 0 | 0 | 0 | 0
Build Wind 2033_Capacity Built | Build Wind_Capacity Built | B Build Wind_Capacity Built | 150 | 0 | System | Generator | Build Wind 2033 | Build Wind | Capacity Built | 1 | MW | 0 | 0 | 0 | 0 | 0 | 0 | 0 | 0 | 0 | 150 | 0 | 0 | 0 | 0 | 0 | 0 | 0 | 0 | 0 | 0
Build Wind 2034_Units | Build Wind_Units | B Build Wind_Units | 1 | 0 | System | Generator | Build Wind 2034 | Build Wind | Units | 1 | - | 0 | 0 | 0 | 0 | 0 | 0 | 0 | 0 | 0 | 0 | 1 | 1 | 1 | 1 | 1 | 1 | 1 | 1 | 1 | 1
Build Wind 2034_Generation | Build Wind_Generation | B Build Wind_Generation | 640.2495 | 0 | System | Generator | Build Wind 2034 | Build Wind | Generation | 1 | GWh | 0 | 0 | 0 | 0 | 0 | 0 | 0 | 0 | 0 | 0 | 633.6548 | 634.4025 | 640.2495 | 639.177 | 636.2447 | 633.1198 | 635.1328 | 638.0869 | 638.5971 | 639.177
Build Wind 2034_Capacity Factor | Build Wind_Capacity Factor | B Build Wind_Capacity Factor | 48.6436 | 0 | System | Generator | Build Wind 2034 | Build Wind | Capacity Factor | 1 | % | 0 | 0 | 0 | 0 | 0 | 0 | 0 | 0 | 0 | 0 | 48.2233 | 48.2802 | 48.5921 | 48.6436 | 48.4204 | 48.1826 | 48.2038 | 48.5606 | 48.5995 | 48.6436
Build Wind 2034_FO&M Cost | Build Wind_FO&M Cost | B Build Wind_FO&M Cost | 61828.4453 | 0 | System | Generator | Build Wind 2034 | Build Wind | FO&M Cost | 1 | 0 | 0 | 0 | 0 | 0 | 0 | 0 | 0 | 0 | 0 | 0 | 61828.4453 | 59199.1133 | 55838.2305 | 53124.8594 | 51137.6289 | 49155.332 | 47735.0859 | 46485.7539 | 45372.1562 | 44264.0078
Build Wind 2034_Generation Cost | Build Wind_Generation Cost | B Build Wind_Generation Cost | 0 | 0 | System | Generator | Build Wind 2034 | Build Wind | Generation Cost | 1 | 0 | 0 | 0 | 0 | 0 | 0 | 0 | 0 | 0 | 0 | 0 | -22248.7676 | -22831.8965 | -23618.3867 | -24168.293 | -24658.8535 | -25151.1836 | -25861.9336 | -26631.7773 | -27319.3984 | -28027.8105
Build Wind 2034_Fixed Costs | Build Wind_Fixed Costs | B Build Wind_Fixed Costs | 61828.4453 | 0 | System | Generator | Build Wind 2034 | Build Wind | Fixed Costs | 1 | 0 | 0 | 0 | 0 | 0 | 0 | 0 | 0 | 0 | 0 | 0 | 61828.4453 | 59199.1133 | 55838.2305 | 53124.8594 | 51137.6289 | 49155.332 | 47735.0859 | 46485.7539 | 45372.1562 | 44264.0078
Build Wind 2034_Pool Revenue | Build Wind_Pool Revenue | B Build Wind_Pool Revenue | 12331.459 | 0 | System | Generator | Build Wind 2034 | Build Wind | Pool Revenue | 1 | 0 | 0 | 0 | 0 | 0 | 0 | 0 | 0 | 0 | 0 | 0 | 9671.6953 | 9989.7773 | 10368.6436 | 10659.1797 | 10950.0166 | 11001.5137 | 11371.5684 | 11696.0146 | 12005.8125 | 12331.459
Build Wind 2034_Max Capacity | Build Wind_Max Capacity | B Build Wind_Max Capacity | 150 | 0 | System | Generator | Build Wind 2034 | Build Wind | Max Capacity | 1 | MW | 0 | 0 | 0 | 0 | 0 | 0 | 0 | 0 | 0 | 0 | 150 | 150 | 150 | 150 | 150 | 150 | 150 | 150 | 150 | 150
Build Wind 2034_Installed Capacity | Build Wind_Installed Capacity | B Build Wind_Installed Capacity | 150 | 0 | System | Generator | Build Wind 2034 | Build Wind | Installed Capacity | 1 | MW | 0 | 0 | 0 | 0 | 0 | 0 | 0 | 0 | 0 | 0 | 150 | 150 | 150 | 150 | 150 | 150 | 150 | 150 | 150 | 150
Build Wind 2034_Firm Capacity | Build Wind_Firm Capacity | B Build Wind_Firm Capacity | 20.7 | 0 | System | Generator | Build Wind 2034 | Build Wind | Firm Capacity | 1 | MW | 0 | 0 | 0 | 0 | 0 | 0 | 0 | 0 | 0 | 0 | 20.7 | 20.55 | 20.4 | 20.25 | 20.1 | 19.95 | 19.8 | 19.65 | 19.5 | 19.35
Build Wind 2034_Forced Outage Rate | Build Wind_Forced Outage Rate | B Build Wind_Forced Outage Rate | 0 | 0 | System | Generator | Build Wind 2034 | Build Wind | Forced Outage Rate | 1 | % | 0 | 0 | 0 | 0 | 0 | 0 | 0 | 0 | 0 | 0 | 0 | 0 | 0 | 0 | 0 | 0 | 0 | 0 | 0 | 0
Build Wind 2034_Outage Rate | Build Wind_Outage Rate | B Build Wind_Outage Rate | 0 | 0 | System | Generator | Build Wind 2034 | Build Wind | Outage Rate | 1 | % | 0 | 0 | 0 | 0 | 0 | 0 | 0 | 0 | 0 | 0 | 0 | 0 | 0 | 0 | 0 | 0 | 0 | 0 | 0 | 0
Build Wind 2034_Units Built | Build Wind_Units Built | B Build Wind_Units Built | 1 | 0 | System | Generator | Build Wind 2034 | Build Wind | Units Built | 1 | - | 0 | 0 | 0 | 0 | 0 | 0 | 0 | 0 | 0 | 0 | 1 | 0 | 0 | 0 | 0 | 0 | 0 | 0 | 0 | 0
Build Wind 2034_Units Retired | Build Wind_Units Retired | B Build Wind_Units Retired | 0 | 0 | System | Generator | Build Wind 2034 | Build Wind | Units Retired | 1 | - | 0 | 0 | 0 | 0 | 0 | 0 | 0 | 0 | 0 | 0 | 0 | 0 | 0 | 0 | 0 | 0 | 0 | 0 | 0 | 0
Build Wind 2034_Capacity Built | Build Wind_Capacity Built | B Build Wind_Capacity Built | 150 | 0 | System | Generator | Build Wind 2034 | Build Wind | Capacity Built | 1 | MW | 0 | 0 | 0 | 0 | 0 | 0 | 0 | 0 | 0 | 0 | 150 | 0 | 0 | 0 | 0 | 0 | 0 | 0 | 0 | 0
Build Wind 2035_Units | Build Wind_Units | B Build Wind_Units | 0 | 0 | System | Generator | Build Wind 2035 | Build Wind | Units | 1 | - | 0 | 0 | 0 | 0 | 0 | 0 | 0 | 0 | 0 | 0 | 0 | 0 | 0 | 0 | 0 | 0 | 0 | 0 | 0 | 0
Build Wind 2035_Generation | Build Wind_Generation | B Build Wind_Generation | 0 | 0 | System | Generator | Build Wind 2035 | Build Wind | Generation | 1 | GWh | 0 | 0 | 0 | 0 | 0 | 0 | 0 | 0 | 0 | 0 | 0 | 0 | 0 | 0 | 0 | 0 | 0 | 0 | 0 | 0
Build Wind 2035_Capacity Factor | Build Wind_Capacity Factor | B Build Wind_Capacity Factor | 0 | 0 | System | Generator | Build Wind 2035 | Build Wind | Capacity Factor | 1 | % | 0 | 0 | 0 | 0 | 0 | 0 | 0 | 0 | 0 | 0 | 0 | 0 | 0 | 0 | 0 | 0 | 0 | 0 | 0 | 0
Build Wind 2035_FO&M Cost | Build Wind_FO&M Cost | B Build Wind_FO&M Cost | 0 | 0 | System | Generator | Build Wind 2035 | Build Wind | FO&M Cost | 1 | 0 | 0 | 0 | 0 | 0 | 0 | 0 | 0 | 0 | 0 | 0 | 0 | 0 | 0 | 0 | 0 | 0 | 0 | 0 | 0 | 0
Build Wind 2035_Generation Cost | Build Wind_Generation Cost | B Build Wind_Generation Cost | 0 | 0 | System | Generator | Build Wind 2035 | Build Wind | Generation Cost | 1 | 0 | 0 | 0 | 0 | 0 | 0 | 0 | 0 | 0 | 0 | 0 | 0 | 0 | 0 | 0 | 0 | 0 | 0 | 0 | 0 | 0
Build Wind 2035_Fixed Costs | Build Wind_Fixed Costs | B Build Wind_Fixed Costs | 0 | 0 | System | Generator | Build Wind 2035 | Build Wind | Fixed Costs | 1 | 0 | 0 | 0 | 0 | 0 | 0 | 0 | 0 | 0 | 0 | 0 | 0 | 0 | 0 | 0 | 0 | 0 | 0 | 0 | 0 | 0
Build Wind 2035_Pool Revenue | Build Wind_Pool Revenue | B Build Wind_Pool Revenue | 0 | 0 | System | Generator | Build Wind 2035 | Build Wind | Pool Revenue | 1 | 0 | 0 | 0 | 0 | 0 | 0 | 0 | 0 | 0 | 0 | 0 | 0 | 0 | 0 | 0 | 0 | 0 | 0 | 0 | 0 | 0
Build Wind 2035_Max Capacity | Build Wind_Max Capacity | B Build Wind_Max Capacity | 150 | 0 | System | Generator | Build Wind 2035 | Build Wind | Max Capacity | 1 | MW | 0 | 0 | 0 | 0 | 0 | 0 | 0 | 0 | 0 | 0 | 0 | 150 | 150 | 150 | 150 | 150 | 150 | 150 | 150 | 150
Build Wind 2035_Installed Capacity | Build Wind_Installed Capacity | B Build Wind_Installed Capacity | 0 | 0 | System | Generator | Build Wind 2035 | Build Wind | Installed Capacity | 1 | MW | 0 | 0 | 0 | 0 | 0 | 0 | 0 | 0 | 0 | 0 | 0 | 0 | 0 | 0 | 0 | 0 | 0 | 0 | 0 | 0
Build Wind 2035_Firm Capacity | Build Wind_Firm Capacity | B Build Wind_Firm Capacity | 0 | 0 | System | Generator | Build Wind 2035 | Build Wind | Firm Capacity | 1 | MW | 0 | 0 | 0 | 0 | 0 | 0 | 0 | 0 | 0 | 0 | 0 | 0 | 0 | 0 | 0 | 0 | 0 | 0 | 0 | 0
Build Wind 2035_Forced Outage Rate | Build Wind_Forced Outage Rate | B Build Wind_Forced Outage Rate | 0 | 0 | System | Generator | Build Wind 2035 | Build Wind | Forced Outage Rate | 1 | % | 0 | 0 | 0 | 0 | 0 | 0 | 0 | 0 | 0 | 0 | 0 | 0 | 0 | 0 | 0 | 0 | 0 | 0 | 0 | 0
Build Wind 2035_Outage Rate | Build Wind_Outage Rate | B Build Wind_Outage Rate | 0 | 0 | System | Generator | Build Wind 2035 | Build Wind | Outage Rate | 1 | % | 0 | 0 | 0 | 0 | 0 | 0 | 0 | 0 | 0 | 0 | 0 | 0 | 0 | 0 | 0 | 0 | 0 | 0 | 0 | 0
Build Wind 2035_Units Built | Build Wind_Units Built | B Build Wind_Units Built | 0 | 0 | System | Generator | Build Wind 2035 | Build Wind | Units Built | 1 | - | 0 | 0 | 0 | 0 | 0 | 0 | 0 | 0 | 0 | 0 | 0 | 0 | 0 | 0 | 0 | 0 | 0 | 0 | 0 | 0
Build Wind 2035_Units Retired | Build Wind_Units Retired | B Build Wind_Units Retired | 0 | 0 | System | Generator | Build Wind 2035 | Build Wind | Units Retired | 1 | - | 0 | 0 | 0 | 0 | 0 | 0 | 0 | 0 | 0 | 0 | 0 | 0 | 0 | 0 | 0 | 0 | 0 | 0 | 0 | 0
Build Wind 2035_Capacity Built | Build Wind_Capacity Built | B Build Wind_Capacity Built | 0 | 0 | System | Generator | Build Wind 2035 | Build Wind | Capacity Built | 1 | MW | 0 | 0 | 0 | 0 | 0 | 0 | 0 | 0 | 0 | 0 | 0 | 0 | 0 | 0 | 0 | 0 | 0 | 0 | 0 | 0
Build Wind 2036_Units | Build Wind_Units | B Build Wind_Units | 0 | 0 | System | Generator | Build Wind 2036 | Build Wind | Units | 1 | - | 0 | 0 | 0 | 0 | 0 | 0 | 0 | 0 | 0 | 0 | 0 | 0 | 0 | 0 | 0 | 0 | 0 | 0 | 0 | 0
Build Wind 2036_Generation | Build Wind_Generation | B Build Wind_Generation | 0 | 0 | System | Generator | Build Wind 2036 | Build Wind | Generation | 1 | GWh | 0 | 0 | 0 | 0 | 0 | 0 | 0 | 0 | 0 | 0 | 0 | 0 | 0 | 0 | 0 | 0 | 0 | 0 | 0 | 0
Build Wind 2036_Capacity Factor | Build Wind_Capacity Factor | B Build Wind_Capacity Factor | 0 | 0 | System | Generator | Build Wind 2036 | Build Wind | Capacity Factor | 1 | % | 0 | 0 | 0 | 0 | 0 | 0 | 0 | 0 | 0 | 0 | 0 | 0 | 0 | 0 | 0 | 0 | 0 | 0 | 0 | 0
Build Wind 2036_FO&M Cost | Build Wind_FO&M Cost | B Build Wind_FO&M Cost | 0 | 0 | System | Generator | Build Wind 2036 | Build Wind | FO&M Cost | 1 | 0 | 0 | 0 | 0 | 0 | 0 | 0 | 0 | 0 | 0 | 0 | 0 | 0 | 0 | 0 | 0 | 0 | 0 | 0 | 0 | 0
Build Wind 2036_Generation Cost | Build Wind_Generation Cost | B Build Wind_Generation Cost | 0 | 0 | System | Generator | Build Wind 2036 | Build Wind | Generation Cost | 1 | 0 | 0 | 0 | 0 | 0 | 0 | 0 | 0 | 0 | 0 | 0 | 0 | 0 | 0 | 0 | 0 | 0 | 0 | 0 | 0 | 0
Build Wind 2036_Fixed Costs | Build Wind_Fixed Costs | B Build Wind_Fixed Costs | 0 | 0 | System | Generator | Build Wind 2036 | Build Wind | Fixed Costs | 1 | 0 | 0 | 0 | 0 | 0 | 0 | 0 | 0 | 0 | 0 | 0 | 0 | 0 | 0 | 0 | 0 | 0 | 0 | 0 | 0 | 0
Build Wind 2036_Pool Revenue | Build Wind_Pool Revenue | B Build Wind_Pool Revenue | 0 | 0 | System | Generator | Build Wind 2036 | Build Wind | Pool Revenue | 1 | 0 | 0 | 0 | 0 | 0 | 0 | 0 | 0 | 0 | 0 | 0 | 0 | 0 | 0 | 0 | 0 | 0 | 0 | 0 | 0 | 0
Build Wind 2036_Max Capacity | Build Wind_Max Capacity | B Build Wind_Max Capacity | 150 | 0 | System | Generator | Build Wind 2036 | Build Wind | Max Capacity | 1 | MW | 0 | 0 | 0 | 0 | 0 | 0 | 0 | 0 | 0 | 0 | 0 | 0 | 150 | 150 | 150 | 150 | 150 | 150 | 150 | 150
Build Wind 2036_Installed Capacity | Build Wind_Installed Capacity | B Build Wind_Installed Capacity | 0 | 0 | System | Generator | Build Wind 2036 | Build Wind | Installed Capacity | 1 | MW | 0 | 0 | 0 | 0 | 0 | 0 | 0 | 0 | 0 | 0 | 0 | 0 | 0 | 0 | 0 | 0 | 0 | 0 | 0 | 0
Build Wind 2036_Firm Capacity | Build Wind_Firm Capacity | B Build Wind_Firm Capacity | 0 | 0 | System | Generator | Build Wind 2036 | Build Wind | Firm Capacity | 1 | MW | 0 | 0 | 0 | 0 | 0 | 0 | 0 | 0 | 0 | 0 | 0 | 0 | 0 | 0 | 0 | 0 | 0 | 0 | 0 | 0
Build Wind 2036_Forced Outage Rate | Build Wind_Forced Outage Rate | B Build Wind_Forced Outage Rate | 0 | 0 | System | Generator | Build Wind 2036 | Build Wind | Forced Outage Rate | 1 | % | 0 | 0 | 0 | 0 | 0 | 0 | 0 | 0 | 0 | 0 | 0 | 0 | 0 | 0 | 0 | 0 | 0 | 0 | 0 | 0
Build Wind 2036_Outage Rate | Build Wind_Outage Rate | B Build Wind_Outage Rate | 0 | 0 | System | Generator | Build Wind 2036 | Build Wind | Outage Rate | 1 | % | 0 | 0 | 0 | 0 | 0 | 0 | 0 | 0 | 0 | 0 | 0 | 0 | 0 | 0 | 0 | 0 | 0 | 0 | 0 | 0
Build Wind 2036_Units Built | Build Wind_Units Built | B Build Wind_Units Built | 0 | 0 | System | Generator | Build Wind 2036 | Build Wind | Units Built | 1 | - | 0 | 0 | 0 | 0 | 0 | 0 | 0 | 0 | 0 | 0 | 0 | 0 | 0 | 0 | 0 | 0 | 0 | 0 | 0 | 0
Build Wind 2036_Units Retired | Build Wind_Units Retired | B Build Wind_Units Retired | 0 | 0 | System | Generator | Build Wind 2036 | Build Wind | Units Retired | 1 | - | 0 | 0 | 0 | 0 | 0 | 0 | 0 | 0 | 0 | 0 | 0 | 0 | 0 | 0 | 0 | 0 | 0 | 0 | 0 | 0
Build Wind 2036_Capacity Built | Build Wind_Capacity Built | B Build Wind_Capacity Built | 0 | 0 | System | Generator | Build Wind 2036 | Build Wind | Capacity Built | 1 | MW | 0 | 0 | 0 | 0 | 0 | 0 | 0 | 0 | 0 | 0 | 0 | 0 | 0 | 0 | 0 | 0 | 0 | 0 | 0 | 0
Build Wind 2037_Units | Build Wind_Units | B Build Wind_Units | 0 | 0 | System | Generator | Build Wind 2037 | Build Wind | Units | 1 | - | 0 | 0 | 0 | 0 | 0 | 0 | 0 | 0 | 0 | 0 | 0 | 0 | 0 | 0 | 0 | 0 | 0 | 0 | 0 | 0
Build Wind 2037_Generation | Build Wind_Generation | B Build Wind_Generation | 0 | 0 | System | Generator | Build Wind 2037 | Build Wind | Generation | 1 | GWh | 0 | 0 | 0 | 0 | 0 | 0 | 0 | 0 | 0 | 0 | 0 | 0 | 0 | 0 | 0 | 0 | 0 | 0 | 0 | 0
Build Wind 2037_Capacity Factor | Build Wind_Capacity Factor | B Build Wind_Capacity Factor | 0 | 0 | System | Generator | Build Wind 2037 | Build Wind | Capacity Factor | 1 | % | 0 | 0 | 0 | 0 | 0 | 0 | 0 | 0 | 0 | 0 | 0 | 0 | 0 | 0 | 0 | 0 | 0 | 0 | 0 | 0
Build Wind 2037_FO&M Cost | Build Wind_FO&M Cost | B Build Wind_FO&M Cost | 0 | 0 | System | Generator | Build Wind 2037 | Build Wind | FO&M Cost | 1 | 0 | 0 | 0 | 0 | 0 | 0 | 0 | 0 | 0 | 0 | 0 | 0 | 0 | 0 | 0 | 0 | 0 | 0 | 0 | 0 | 0
Build Wind 2037_Generation Cost | Build Wind_Generation Cost | B Build Wind_Generation Cost | 0 | 0 | System | Generator | Build Wind 2037 | Build Wind | Generation Cost | 1 | 0 | 0 | 0 | 0 | 0 | 0 | 0 | 0 | 0 | 0 | 0 | 0 | 0 | 0 | 0 | 0 | 0 | 0 | 0 | 0 | 0
Build Wind 2037_Fixed Costs | Build Wind_Fixed Costs | B Build Wind_Fixed Costs | 0 | 0 | System | Generator | Build Wind 2037 | Build Wind | Fixed Costs | 1 | 0 | 0 | 0 | 0 | 0 | 0 | 0 | 0 | 0 | 0 | 0 | 0 | 0 | 0 | 0 | 0 | 0 | 0 | 0 | 0 | 0
Build Wind 2037_Pool Revenue | Build Wind_Pool Revenue | B Build Wind_Pool Revenue | 0 | 0 | System | Generator | Build Wind 2037 | Build Wind | Pool Revenue | 1 | 0 | 0 | 0 | 0 | 0 | 0 | 0 | 0 | 0 | 0 | 0 | 0 | 0 | 0 | 0 | 0 | 0 | 0 | 0 | 0 | 0
Build Wind 2037_Max Capacity | Build Wind_Max Capacity | B Build Wind_Max Capacity | 150 | 0 | System | Generator | Build Wind 2037 | Build Wind | Max Capacity | 1 | MW | 0 | 0 | 0 | 0 | 0 | 0 | 0 | 0 | 0 | 0 | 0 | 0 | 0 | 150 | 150 | 150 | 150 | 150 | 150 | 150
Build Wind 2037_Installed Capacity | Build Wind_Installed Capacity | B Build Wind_Installed Capacity | 0 | 0 | System | Generator | Build Wind 2037 | Build Wind | Installed Capacity | 1 | MW | 0 | 0 | 0 | 0 | 0 | 0 | 0 | 0 | 0 | 0 | 0 | 0 | 0 | 0 | 0 | 0 | 0 | 0 | 0 | 0
Build Wind 2037_Firm Capacity | Build Wind_Firm Capacity | B Build Wind_Firm Capacity | 0 | 0 | System | Generator | Build Wind 2037 | Build Wind | Firm Capacity | 1 | MW | 0 | 0 | 0 | 0 | 0 | 0 | 0 | 0 | 0 | 0 | 0 | 0 | 0 | 0 | 0 | 0 | 0 | 0 | 0 | 0
Build Wind 2037_Forced Outage Rate | Build Wind_Forced Outage Rate | B Build Wind_Forced Outage Rate | 0 | 0 | System | Generator | Build Wind 2037 | Build Wind | Forced Outage Rate | 1 | % | 0 | 0 | 0 | 0 | 0 | 0 | 0 | 0 | 0 | 0 | 0 | 0 | 0 | 0 | 0 | 0 | 0 | 0 | 0 | 0
Build Wind 2037_Outage Rate | Build Wind_Outage Rate | B Build Wind_Outage Rate | 0 | 0 | System | Generator | Build Wind 2037 | Build Wind | Outage Rate | 1 | % | 0 | 0 | 0 | 0 | 0 | 0 | 0 | 0 | 0 | 0 | 0 | 0 | 0 | 0 | 0 | 0 | 0 | 0 | 0 | 0
Build Wind 2037_Units Built | Build Wind_Units Built | B Build Wind_Units Built | 0 | 0 | System | Generator | Build Wind 2037 | Build Wind | Units Built | 1 | - | 0 | 0 | 0 | 0 | 0 | 0 | 0 | 0 | 0 | 0 | 0 | 0 | 0 | 0 | 0 | 0 | 0 | 0 | 0 | 0
Build Wind 2037_Units Retired | Build Wind_Units Retired | B Build Wind_Units Retired | 0 | 0 | System | Generator | Build Wind 2037 | Build Wind | Units Retired | 1 | - | 0 | 0 | 0 | 0 | 0 | 0 | 0 | 0 | 0 | 0 | 0 | 0 | 0 | 0 | 0 | 0 | 0 | 0 | 0 | 0
Build Wind 2037_Capacity Built | Build Wind_Capacity Built | B Build Wind_Capacity Built | 0 | 0 | System | Generator | Build Wind 2037 | Build Wind | Capacity Built | 1 | MW | 0 | 0 | 0 | 0 | 0 | 0 | 0 | 0 | 0 | 0 | 0 | 0 | 0 | 0 | 0 | 0 | 0 | 0 | 0 | 0
Build Wind 2038_Units | Build Wind_Units | B Build Wind_Units | 0 | 0 | System | Generator | Build Wind 2038 | Build Wind | Units | 1 | - | 0 | 0 | 0 | 0 | 0 | 0 | 0 | 0 | 0 | 0 | 0 | 0 | 0 | 0 | 0 | 0 | 0 | 0 | 0 | 0
Build Wind 2038_Generation | Build Wind_Generation | B Build Wind_Generation | 0 | 0 | System | Generator | Build Wind 2038 | Build Wind | Generation | 1 | GWh | 0 | 0 | 0 | 0 | 0 | 0 | 0 | 0 | 0 | 0 | 0 | 0 | 0 | 0 | 0 | 0 | 0 | 0 | 0 | 0
Build Wind 2038_Capacity Factor | Build Wind_Capacity Factor | B Build Wind_Capacity Factor | 0 | 0 | System | Generator | Build Wind 2038 | Build Wind | Capacity Factor | 1 | % | 0 | 0 | 0 | 0 | 0 | 0 | 0 | 0 | 0 | 0 | 0 | 0 | 0 | 0 | 0 | 0 | 0 | 0 | 0 | 0
Build Wind 2038_FO&M Cost | Build Wind_FO&M Cost | B Build Wind_FO&M Cost | 0 | 0 | System | Generator | Build Wind 2038 | Build Wind | FO&M Cost | 1 | 0 | 0 | 0 | 0 | 0 | 0 | 0 | 0 | 0 | 0 | 0 | 0 | 0 | 0 | 0 | 0 | 0 | 0 | 0 | 0 | 0
Build Wind 2038_Generation Cost | Build Wind_Generation Cost | B Build Wind_Generation Cost | 0 | 0 | System | Generator | Build Wind 2038 | Build Wind | Generation Cost | 1 | 0 | 0 | 0 | 0 | 0 | 0 | 0 | 0 | 0 | 0 | 0 | 0 | 0 | 0 | 0 | 0 | 0 | 0 | 0 | 0 | 0
Build Wind 2038_Fixed Costs | Build Wind_Fixed Costs | B Build Wind_Fixed Costs | 0 | 0 | System | Generator | Build Wind 2038 | Build Wind | Fixed Costs | 1 | 0 | 0 | 0 | 0 | 0 | 0 | 0 | 0 | 0 | 0 | 0 | 0 | 0 | 0 | 0 | 0 | 0 | 0 | 0 | 0 | 0
Build Wind 2038_Pool Revenue | Build Wind_Pool Revenue | B Build Wind_Pool Revenue | 0 | 0 | System | Generator | Build Wind 2038 | Build Wind | Pool Revenue | 1 | 0 | 0 | 0 | 0 | 0 | 0 | 0 | 0 | 0 | 0 | 0 | 0 | 0 | 0 | 0 | 0 | 0 | 0 | 0 | 0 | 0
Build Wind 2038_Max Capacity | Build Wind_Max Capacity | B Build Wind_Max Capacity | 150 | 0 | System | Generator | Build Wind 2038 | Build Wind | Max Capacity | 1 | MW | 0 | 0 | 0 | 0 | 0 | 0 | 0 | 0 | 0 | 0 | 0 | 0 | 0 | 0 | 150 | 150 | 150 | 150 | 150 | 150
Build Wind 2038_Installed Capacity | Build Wind_Installed Capacity | B Build Wind_Installed Capacity | 0 | 0 | System | Generator | Build Wind 2038 | Build Wind | Installed Capacity | 1 | MW | 0 | 0 | 0 | 0 | 0 | 0 | 0 | 0 | 0 | 0 | 0 | 0 | 0 | 0 | 0 | 0 | 0 | 0 | 0 | 0
Build Wind 2038_Firm Capacity | Build Wind_Firm Capacity | B Build Wind_Firm Capacity | 0 | 0 | System | Generator | Build Wind 2038 | Build Wind | Firm Capacity | 1 | MW | 0 | 0 | 0 | 0 | 0 | 0 | 0 | 0 | 0 | 0 | 0 | 0 | 0 | 0 | 0 | 0 | 0 | 0 | 0 | 0
Build Wind 2038_Forced Outage Rate | Build Wind_Forced Outage Rate | B Build Wind_Forced Outage Rate | 0 | 0 | System | Generator | Build Wind 2038 | Build Wind | Forced Outage Rate | 1 | % | 0 | 0 | 0 | 0 | 0 | 0 | 0 | 0 | 0 | 0 | 0 | 0 | 0 | 0 | 0 | 0 | 0 | 0 | 0 | 0
Build Wind 2038_Outage Rate | Build Wind_Outage Rate | B Build Wind_Outage Rate | 0 | 0 | System | Generator | Build Wind 2038 | Build Wind | Outage Rate | 1 | % | 0 | 0 | 0 | 0 | 0 | 0 | 0 | 0 | 0 | 0 | 0 | 0 | 0 | 0 | 0 | 0 | 0 | 0 | 0 | 0
Build Wind 2038_Units Built | Build Wind_Units Built | B Build Wind_Units Built | 0 | 0 | System | Generator | Build Wind 2038 | Build Wind | Units Built | 1 | - | 0 | 0 | 0 | 0 | 0 | 0 | 0 | 0 | 0 | 0 | 0 | 0 | 0 | 0 | 0 | 0 | 0 | 0 | 0 | 0
Build Wind 2038_Units Retired | Build Wind_Units Retired | B Build Wind_Units Retired | 0 | 0 | System | Generator | Build Wind 2038 | Build Wind | Units Retired | 1 | - | 0 | 0 | 0 | 0 | 0 | 0 | 0 | 0 | 0 | 0 | 0 | 0 | 0 | 0 | 0 | 0 | 0 | 0 | 0 | 0
Build Wind 2038_Capacity Built | Build Wind_Capacity Built | B Build Wind_Capacity Built | 0 | 0 | System | Generator | Build Wind 2038 | Build Wind | Capacity Built | 1 | MW | 0 | 0 | 0 | 0 | 0 | 0 | 0 | 0 | 0 | 0 | 0 | 0 | 0 | 0 | 0 | 0 | 0 | 0 | 0 | 0
Build Wind 2039_Units | Build Wind_Units | B Build Wind_Units | 0 | 0 | System | Generator | Build Wind 2039 | Build Wind | Units | 1 | - | 0 | 0 | 0 | 0 | 0 | 0 | 0 | 0 | 0 | 0 | 0 | 0 | 0 | 0 | 0 | 0 | 0 | 0 | 0 | 0
Build Wind 2039_Generation | Build Wind_Generation | B Build Wind_Generation | 0 | 0 | System | Generator | Build Wind 2039 | Build Wind | Generation | 1 | GWh | 0 | 0 | 0 | 0 | 0 | 0 | 0 | 0 | 0 | 0 | 0 | 0 | 0 | 0 | 0 | 0 | 0 | 0 | 0 | 0
Build Wind 2039_Capacity Factor | Build Wind_Capacity Factor | B Build Wind_Capacity Factor | 0 | 0 | System | Generator | Build Wind 2039 | Build Wind | Capacity Factor | 1 | % | 0 | 0 | 0 | 0 | 0 | 0 | 0 | 0 | 0 | 0 | 0 | 0 | 0 | 0 | 0 | 0 | 0 | 0 | 0 | 0
Build Wind 2039_FO&M Cost | Build Wind_FO&M Cost | B Build Wind_FO&M Cost | 0 | 0 | System | Generator | Build Wind 2039 | Build Wind | FO&M Cost | 1 | 0 | 0 | 0 | 0 | 0 | 0 | 0 | 0 | 0 | 0 | 0 | 0 | 0 | 0 | 0 | 0 | 0 | 0 | 0 | 0 | 0
Build Wind 2039_Generation Cost | Build Wind_Generation Cost | B Build Wind_Generation Cost | 0 | 0 | System | Generator | Build Wind 2039 | Build Wind | Generation Cost | 1 | 0 | 0 | 0 | 0 | 0 | 0 | 0 | 0 | 0 | 0 | 0 | 0 | 0 | 0 | 0 | 0 | 0 | 0 | 0 | 0 | 0
Build Wind 2039_Fixed Costs | Build Wind_Fixed Costs | B Build Wind_Fixed Costs | 0 | 0 | System | Generator | Build Wind 2039 | Build Wind | Fixed Costs | 1 | 0 | 0 | 0 | 0 | 0 | 0 | 0 | 0 | 0 | 0 | 0 | 0 | 0 | 0 | 0 | 0 | 0 | 0 | 0 | 0 | 0
Build Wind 2039_Pool Revenue | Build Wind_Pool Revenue | B Build Wind_Pool Revenue | 0 | 0 | System | Generator | Build Wind 2039 | Build Wind | Pool Revenue | 1 | 0 | 0 | 0 | 0 | 0 | 0 | 0 | 0 | 0 | 0 | 0 | 0 | 0 | 0 | 0 | 0 | 0 | 0 | 0 | 0 | 0
Build Wind 2039_Max Capacity | Build Wind_Max Capacity | B Build Wind_Max Capacity | 150 | 0 | System | Generator | Build Wind 2039 | Build Wind | Max Capacity | 1 | MW | 0 | 0 | 0 | 0 | 0 | 0 | 0 | 0 | 0 | 0 | 0 | 0 | 0 | 0 | 0 | 150 | 150 | 150 | 150 | 150
Build Wind 2039_Installed Capacity | Build Wind_Installed Capacity | B Build Wind_Installed Capacity | 0 | 0 | System | Generator | Build Wind 2039 | Build Wind | Installed Capacity | 1 | MW | 0 | 0 | 0 | 0 | 0 | 0 | 0 | 0 | 0 | 0 | 0 | 0 | 0 | 0 | 0 | 0 | 0 | 0 | 0 | 0
Build Wind 2039_Firm Capacity | Build Wind_Firm Capacity | B Build Wind_Firm Capacity | 0 | 0 | System | Generator | Build Wind 2039 | Build Wind | Firm Capacity | 1 | MW | 0 | 0 | 0 | 0 | 0 | 0 | 0 | 0 | 0 | 0 | 0 | 0 | 0 | 0 | 0 | 0 | 0 | 0 | 0 | 0
Build Wind 2039_Forced Outage Rate | Build Wind_Forced Outage Rate | B Build Wind_Forced Outage Rate | 0 | 0 | System | Generator | Build Wind 2039 | Build Wind | Forced Outage Rate | 1 | % | 0 | 0 | 0 | 0 | 0 | 0 | 0 | 0 | 0 | 0 | 0 | 0 | 0 | 0 | 0 | 0 | 0 | 0 | 0 | 0
Build Wind 2039_Outage Rate | Build Wind_Outage Rate | B Build Wind_Outage Rate | 0 | 0 | System | Generator | Build Wind 2039 | Build Wind | Outage Rate | 1 | % | 0 | 0 | 0 | 0 | 0 | 0 | 0 | 0 | 0 | 0 | 0 | 0 | 0 | 0 | 0 | 0 | 0 | 0 | 0 | 0
Build Wind 2039_Units Built | Build Wind_Units Built | B Build Wind_Units Built | 0 | 0 | System | Generator | Build Wind 2039 | Build Wind | Units Built | 1 | - | 0 | 0 | 0 | 0 | 0 | 0 | 0 | 0 | 0 | 0 | 0 | 0 | 0 | 0 | 0 | 0 | 0 | 0 | 0 | 0
Build Wind 2039_Units Retired | Build Wind_Units Retired | B Build Wind_Units Retired | 0 | 0 | System | Generator | Build Wind 2039 | Build Wind | Units Retired | 1 | - | 0 | 0 | 0 | 0 | 0 | 0 | 0 | 0 | 0 | 0 | 0 | 0 | 0 | 0 | 0 | 0 | 0 | 0 | 0 | 0
Build Wind 2039_Capacity Built | Build Wind_Capacity Built | B Build Wind_Capacity Built | 0 | 0 | System | Generator | Build Wind 2039 | Build Wind | Capacity Built | 1 | MW | 0 | 0 | 0 | 0 | 0 | 0 | 0 | 0 | 0 | 0 | 0 | 0 | 0 | 0 | 0 | 0 | 0 | 0 | 0 | 0
Build Wind 2040_Units | Build Wind_Units | B Build Wind_Units | 0 | 0 | System | Generator | Build Wind 2040 | Build Wind | Units | 1 | - | 0 | 0 | 0 | 0 | 0 | 0 | 0 | 0 | 0 | 0 | 0 | 0 | 0 | 0 | 0 | 0 | 0 | 0 | 0 | 0
Build Wind 2040_Generation | Build Wind_Generation | B Build Wind_Generation | 0 | 0 | System | Generator | Build Wind 2040 | Build Wind | Generation | 1 | GWh | 0 | 0 | 0 | 0 | 0 | 0 | 0 | 0 | 0 | 0 | 0 | 0 | 0 | 0 | 0 | 0 | 0 | 0 | 0 | 0
Build Wind 2040_Capacity Factor | Build Wind_Capacity Factor | B Build Wind_Capacity Factor | 0 | 0 | System | Generator | Build Wind 2040 | Build Wind | Capacity Factor | 1 | % | 0 | 0 | 0 | 0 | 0 | 0 | 0 | 0 | 0 | 0 | 0 | 0 | 0 | 0 | 0 | 0 | 0 | 0 | 0 | 0
Build Wind 2040_FO&M Cost | Build Wind_FO&M Cost | B Build Wind_FO&M Cost | 0 | 0 | System | Generator | Build Wind 2040 | Build Wind | FO&M Cost | 1 | 0 | 0 | 0 | 0 | 0 | 0 | 0 | 0 | 0 | 0 | 0 | 0 | 0 | 0 | 0 | 0 | 0 | 0 | 0 | 0 | 0
Build Wind 2040_Generation Cost | Build Wind_Generation Cost | B Build Wind_Generation Cost | 0 | 0 | System | Generator | Build Wind 2040 | Build Wind | Generation Cost | 1 | 0 | 0 | 0 | 0 | 0 | 0 | 0 | 0 | 0 | 0 | 0 | 0 | 0 | 0 | 0 | 0 | 0 | 0 | 0 | 0 | 0
Build Wind 2040_Fixed Costs | Build Wind_Fixed Costs | B Build Wind_Fixed Costs | 0 | 0 | System | Generator | Build Wind 2040 | Build Wind | Fixed Costs | 1 | 0 | 0 | 0 | 0 | 0 | 0 | 0 | 0 | 0 | 0 | 0 | 0 | 0 | 0 | 0 | 0 | 0 | 0 | 0 | 0 | 0
Build Wind 2040_Pool Revenue | Build Wind_Pool Revenue | B Build Wind_Pool Revenue | 0 | 0 | System | Generator | Build Wind 2040 | Build Wind | Pool Revenue | 1 | 0 | 0 | 0 | 0 | 0 | 0 | 0 | 0 | 0 | 0 | 0 | 0 | 0 | 0 | 0 | 0 | 0 | 0 | 0 | 0 | 0
Build Wind 2040_Max Capacity | Build Wind_Max Capacity | B Build Wind_Max Capacity | 150 | 0 | System | Generator | Build Wind 2040 | Build Wind | Max Capacity | 1 | MW | 0 | 0 | 0 | 0 | 0 | 0 | 0 | 0 | 0 | 0 | 0 | 0 | 0 | 0 | 0 | 0 | 150 | 150 | 150 | 150
Build Wind 2040_Installed Capacity | Build Wind_Installed Capacity | B Build Wind_Installed Capacity | 0 | 0 | System | Generator | Build Wind 2040 | Build Wind | Installed Capacity | 1 | MW | 0 | 0 | 0 | 0 | 0 | 0 | 0 | 0 | 0 | 0 | 0 | 0 | 0 | 0 | 0 | 0 | 0 | 0 | 0 | 0
Build Wind 2040_Firm Capacity | Build Wind_Firm Capacity | B Build Wind_Firm Capacity | 0 | 0 | System | Generator | Build Wind 2040 | Build Wind | Firm Capacity | 1 | MW | 0 | 0 | 0 | 0 | 0 | 0 | 0 | 0 | 0 | 0 | 0 | 0 | 0 | 0 | 0 | 0 | 0 | 0 | 0 | 0
Build Wind 2040_Forced Outage Rate | Build Wind_Forced Outage Rate | B Build Wind_Forced Outage Rate | 0 | 0 | System | Generator | Build Wind 2040 | Build Wind | Forced Outage Rate | 1 | % | 0 | 0 | 0 | 0 | 0 | 0 | 0 | 0 | 0 | 0 | 0 | 0 | 0 | 0 | 0 | 0 | 0 | 0 | 0 | 0
Build Wind 2040_Outage Rate | Build Wind_Outage Rate | B Build Wind_Outage Rate | 0 | 0 | System | Generator | Build Wind 2040 | Build Wind | Outage Rate | 1 | % | 0 | 0 | 0 | 0 | 0 | 0 | 0 | 0 | 0 | 0 | 0 | 0 | 0 | 0 | 0 | 0 | 0 | 0 | 0 | 0
Build Wind 2040_Units Built | Build Wind_Units Built | B Build Wind_Units Built | 0 | 0 | System | Generator | Build Wind 2040 | Build Wind | Units Built | 1 | - | 0 | 0 | 0 | 0 | 0 | 0 | 0 | 0 | 0 | 0 | 0 | 0 | 0 | 0 | 0 | 0 | 0 | 0 | 0 | 0
Build Wind 2040_Units Retired | Build Wind_Units Retired | B Build Wind_Units Retired | 0 | 0 | System | Generator | Build Wind 2040 | Build Wind | Units Retired | 1 | - | 0 | 0 | 0 | 0 | 0 | 0 | 0 | 0 | 0 | 0 | 0 | 0 | 0 | 0 | 0 | 0 | 0 | 0 | 0 | 0
Build Wind 2040_Capacity Built | Build Wind_Capacity Built | B Build Wind_Capacity Built | 0 | 0 | System | Generator | Build Wind 2040 | Build Wind | Capacity Built | 1 | MW | 0 | 0 | 0 | 0 | 0 | 0 | 0 | 0 | 0 | 0 | 0 | 0 | 0 | 0 | 0 | 0 | 0 | 0 | 0 | 0
Build Wind 2041_Units | Build Wind_Units | B Build Wind_Units | 0 | 0 | System | Generator | Build Wind 2041 | Build Wind | Units | 1 | - | 0 | 0 | 0 | 0 | 0 | 0 | 0 | 0 | 0 | 0 | 0 | 0 | 0 | 0 | 0 | 0 | 0 | 0 | 0 | 0
Build Wind 2041_Generation | Build Wind_Generation | B Build Wind_Generation | 0 | 0 | System | Generator | Build Wind 2041 | Build Wind | Generation | 1 | GWh | 0 | 0 | 0 | 0 | 0 | 0 | 0 | 0 | 0 | 0 | 0 | 0 | 0 | 0 | 0 | 0 | 0 | 0 | 0 | 0
Build Wind 2041_Capacity Factor | Build Wind_Capacity Factor | B Build Wind_Capacity Factor | 0 | 0 | System | Generator | Build Wind 2041 | Build Wind | Capacity Factor | 1 | % | 0 | 0 | 0 | 0 | 0 | 0 | 0 | 0 | 0 | 0 | 0 | 0 | 0 | 0 | 0 | 0 | 0 | 0 | 0 | 0
Build Wind 2041_FO&M Cost | Build Wind_FO&M Cost | B Build Wind_FO&M Cost | 0 | 0 | System | Generator | Build Wind 2041 | Build Wind | FO&M Cost | 1 | 0 | 0 | 0 | 0 | 0 | 0 | 0 | 0 | 0 | 0 | 0 | 0 | 0 | 0 | 0 | 0 | 0 | 0 | 0 | 0 | 0
Build Wind 2041_Generation Cost | Build Wind_Generation Cost | B Build Wind_Generation Cost | 0 | 0 | System | Generator | Build Wind 2041 | Build Wind | Generation Cost | 1 | 0 | 0 | 0 | 0 | 0 | 0 | 0 | 0 | 0 | 0 | 0 | 0 | 0 | 0 | 0 | 0 | 0 | 0 | 0 | 0 | 0
Build Wind 2041_Fixed Costs | Build Wind_Fixed Costs | B Build Wind_Fixed Costs | 0 | 0 | System | Generator | Build Wind 2041 | Build Wind | Fixed Costs | 1 | 0 | 0 | 0 | 0 | 0 | 0 | 0 | 0 | 0 | 0 | 0 | 0 | 0 | 0 | 0 | 0 | 0 | 0 | 0 | 0 | 0
Build Wind 2041_Pool Revenue | Build Wind_Pool Revenue | B Build Wind_Pool Revenue | 0 | 0 | System | Generator | Build Wind 2041 | Build Wind | Pool Revenue | 1 | 0 | 0 | 0 | 0 | 0 | 0 | 0 | 0 | 0 | 0 | 0 | 0 | 0 | 0 | 0 | 0 | 0 | 0 | 0 | 0 | 0
Build Wind 2041_Max Capacity | Build Wind_Max Capacity | B Build Wind_Max Capacity | 150 | 0 | System | Generator | Build Wind 2041 | Build Wind | Max Capacity | 1 | MW | 0 | 0 | 0 | 0 | 0 | 0 | 0 | 0 | 0 | 0 | 0 | 0 | 0 | 0 | 0 | 0 | 0 | 150 | 150 | 150
Build Wind 2041_Installed Capacity | Build Wind_Installed Capacity | B Build Wind_Installed Capacity | 0 | 0 | System | Generator | Build Wind 2041 | Build Wind | Installed Capacity | 1 | MW | 0 | 0 | 0 | 0 | 0 | 0 | 0 | 0 | 0 | 0 | 0 | 0 | 0 | 0 | 0 | 0 | 0 | 0 | 0 | 0
Build Wind 2041_Firm Capacity | Build Wind_Firm Capacity | B Build Wind_Firm Capacity | 0 | 0 | System | Generator | Build Wind 2041 | Build Wind | Firm Capacity | 1 | MW | 0 | 0 | 0 | 0 | 0 | 0 | 0 | 0 | 0 | 0 | 0 | 0 | 0 | 0 | 0 | 0 | 0 | 0 | 0 | 0
Build Wind 2041_Forced Outage Rate | Build Wind_Forced Outage Rate | B Build Wind_Forced Outage Rate | 0 | 0 | System | Generator | Build Wind 2041 | Build Wind | Forced Outage Rate | 1 | % | 0 | 0 | 0 | 0 | 0 | 0 | 0 | 0 | 0 | 0 | 0 | 0 | 0 | 0 | 0 | 0 | 0 | 0 | 0 | 0
Build Wind 2041_Outage Rate | Build Wind_Outage Rate | B Build Wind_Outage Rate | 0 | 0 | System | Generator | Build Wind 2041 | Build Wind | Outage Rate | 1 | % | 0 | 0 | 0 | 0 | 0 | 0 | 0 | 0 | 0 | 0 | 0 | 0 | 0 | 0 | 0 | 0 | 0 | 0 | 0 | 0
Build Wind 2041_Units Built | Build Wind_Units Built | B Build Wind_Units Built | 0 | 0 | System | Generator | Build Wind 2041 | Build Wind | Units Built | 1 | - | 0 | 0 | 0 | 0 | 0 | 0 | 0 | 0 | 0 | 0 | 0 | 0 | 0 | 0 | 0 | 0 | 0 | 0 | 0 | 0
Build Wind 2041_Units Retired | Build Wind_Units Retired | B Build Wind_Units Retired | 0 | 0 | System | Generator | Build Wind 2041 | Build Wind | Units Retired | 1 | - | 0 | 0 | 0 | 0 | 0 | 0 | 0 | 0 | 0 | 0 | 0 | 0 | 0 | 0 | 0 | 0 | 0 | 0 | 0 | 0
Build Wind 2041_Capacity Built | Build Wind_Capacity Built | B Build Wind_Capacity Built | 0 | 0 | System | Generator | Build Wind 2041 | Build Wind | Capacity Built | 1 | MW | 0 | 0 | 0 | 0 | 0 | 0 | 0 | 0 | 0 | 0 | 0 | 0 | 0 | 0 | 0 | 0 | 0 | 0 | 0 | 0
Build Wind 2042_Units | Build Wind_Units | B Build Wind_Units | 0 | 0 | System | Generator | Build Wind 2042 | Build Wind | Units | 1 | - | 0 | 0 | 0 | 0 | 0 | 0 | 0 | 0 | 0 | 0 | 0 | 0 | 0 | 0 | 0 | 0 | 0 | 0 | 0 | 0
Build Wind 2042_Generation | Build Wind_Generation | B Build Wind_Generation | 0 | 0 | System | Generator | Build Wind 2042 | Build Wind | Generation | 1 | GWh | 0 | 0 | 0 | 0 | 0 | 0 | 0 | 0 | 0 | 0 | 0 | 0 | 0 | 0 | 0 | 0 | 0 | 0 | 0 | 0
Build Wind 2042_Capacity Factor | Build Wind_Capacity Factor | B Build Wind_Capacity Factor | 0 | 0 | System | Generator | Build Wind 2042 | Build Wind | Capacity Factor | 1 | % | 0 | 0 | 0 | 0 | 0 | 0 | 0 | 0 | 0 | 0 | 0 | 0 | 0 | 0 | 0 | 0 | 0 | 0 | 0 | 0
Build Wind 2042_FO&M Cost | Build Wind_FO&M Cost | B Build Wind_FO&M Cost | 0 | 0 | System | Generator | Build Wind 2042 | Build Wind | FO&M Cost | 1 | 0 | 0 | 0 | 0 | 0 | 0 | 0 | 0 | 0 | 0 | 0 | 0 | 0 | 0 | 0 | 0 | 0 | 0 | 0 | 0 | 0
Build Wind 2042_Generation Cost | Build Wind_Generation Cost | B Build Wind_Generation Cost | 0 | 0 | System | Generator | Build Wind 2042 | Build Wind | Generation Cost | 1 | 0 | 0 | 0 | 0 | 0 | 0 | 0 | 0 | 0 | 0 | 0 | 0 | 0 | 0 | 0 | 0 | 0 | 0 | 0 | 0 | 0
Build Wind 2042_Fixed Costs | Build Wind_Fixed Costs | B Build Wind_Fixed Costs | 0 | 0 | System | Generator | Build Wind 2042 | Build Wind | Fixed Costs | 1 | 0 | 0 | 0 | 0 | 0 | 0 | 0 | 0 | 0 | 0 | 0 | 0 | 0 | 0 | 0 | 0 | 0 | 0 | 0 | 0 | 0
Build Wind 2042_Pool Revenue | Build Wind_Pool Revenue | B Build Wind_Pool Revenue | 0 | 0 | System | Generator | Build Wind 2042 | Build Wind | Pool Revenue | 1 | 0 | 0 | 0 | 0 | 0 | 0 | 0 | 0 | 0 | 0 | 0 | 0 | 0 | 0 | 0 | 0 | 0 | 0 | 0 | 0 | 0
Build Wind 2042_Max Capacity | Build Wind_Max Capacity | B Build Wind_Max Capacity | 150 | 0 | System | Generator | Build Wind 2042 | Build Wind | Max Capacity | 1 | MW | 0 | 0 | 0 | 0 | 0 | 0 | 0 | 0 | 0 | 0 | 0 | 0 | 0 | 0 | 0 | 0 | 0 | 0 | 150 | 150
Build Wind 2042_Installed Capacity | Build Wind_Installed Capacity | B Build Wind_Installed Capacity | 0 | 0 | System | Generator | Build Wind 2042 | Build Wind | Installed Capacity | 1 | MW | 0 | 0 | 0 | 0 | 0 | 0 | 0 | 0 | 0 | 0 | 0 | 0 | 0 | 0 | 0 | 0 | 0 | 0 | 0 | 0
Build Wind 2042_Firm Capacity | Build Wind_Firm Capacity | B Build Wind_Firm Capacity | 0 | 0 | System | Generator | Build Wind 2042 | Build Wind | Firm Capacity | 1 | MW | 0 | 0 | 0 | 0 | 0 | 0 | 0 | 0 | 0 | 0 | 0 | 0 | 0 | 0 | 0 | 0 | 0 | 0 | 0 | 0
Build Wind 2042_Forced Outage Rate | Build Wind_Forced Outage Rate | B Build Wind_Forced Outage Rate | 0 | 0 | System | Generator | Build Wind 2042 | Build Wind | Forced Outage Rate | 1 | % | 0 | 0 | 0 | 0 | 0 | 0 | 0 | 0 | 0 | 0 | 0 | 0 | 0 | 0 | 0 | 0 | 0 | 0 | 0 | 0
Build Wind 2042_Outage Rate | Build Wind_Outage Rate | B Build Wind_Outage Rate | 0 | 0 | System | Generator | Build Wind 2042 | Build Wind | Outage Rate | 1 | % | 0 | 0 | 0 | 0 | 0 | 0 | 0 | 0 | 0 | 0 | 0 | 0 | 0 | 0 | 0 | 0 | 0 | 0 | 0 | 0
Build Wind 2042_Units Built | Build Wind_Units Built | B Build Wind_Units Built | 0 | 0 | System | Generator | Build Wind 2042 | Build Wind | Units Built | 1 | - | 0 | 0 | 0 | 0 | 0 | 0 | 0 | 0 | 0 | 0 | 0 | 0 | 0 | 0 | 0 | 0 | 0 | 0 | 0 | 0
Build Wind 2042_Units Retired | Build Wind_Units Retired | B Build Wind_Units Retired | 0 | 0 | System | Generator | Build Wind 2042 | Build Wind | Units Retired | 1 | - | 0 | 0 | 0 | 0 | 0 | 0 | 0 | 0 | 0 | 0 | 0 | 0 | 0 | 0 | 0 | 0 | 0 | 0 | 0 | 0
Build Wind 2042_Capacity Built | Build Wind_Capacity Built | B Build Wind_Capacity Built | 0 | 0 | System | Generator | Build Wind 2042 | Build Wind | Capacity Built | 1 | MW | 0 | 0 | 0 | 0 | 0 | 0 | 0 | 0 | 0 | 0 | 0 | 0 | 0 | 0 | 0 | 0 | 0 | 0 | 0 | 0
Build Wind 2043_Units | Build Wind_Units | B Build Wind_Units | 0 | 0 | System | Generator | Build Wind 2043 | Build Wind | Units | 1 | - | 0 | 0 | 0 | 0 | 0 | 0 | 0 | 0 | 0 | 0 | 0 | 0 | 0 | 0 | 0 | 0 | 0 | 0 | 0 | 0
Build Wind 2043_Generation | Build Wind_Generation | B Build Wind_Generation | 0 | 0 | System | Generator | Build Wind 2043 | Build Wind | Generation | 1 | GWh | 0 | 0 | 0 | 0 | 0 | 0 | 0 | 0 | 0 | 0 | 0 | 0 | 0 | 0 | 0 | 0 | 0 | 0 | 0 | 0
Build Wind 2043_Capacity Factor | Build Wind_Capacity Factor | B Build Wind_Capacity Factor | 0 | 0 | System | Generator | Build Wind 2043 | Build Wind | Capacity Factor | 1 | % | 0 | 0 | 0 | 0 | 0 | 0 | 0 | 0 | 0 | 0 | 0 | 0 | 0 | 0 | 0 | 0 | 0 | 0 | 0 | 0
Build Wind 2043_FO&M Cost | Build Wind_FO&M Cost | B Build Wind_FO&M Cost | 0 | 0 | System | Generator | Build Wind 2043 | Build Wind | FO&M Cost | 1 | 0 | 0 | 0 | 0 | 0 | 0 | 0 | 0 | 0 | 0 | 0 | 0 | 0 | 0 | 0 | 0 | 0 | 0 | 0 | 0 | 0
Build Wind 2043_Generation Cost | Build Wind_Generation Cost | B Build Wind_Generation Cost | 0 | 0 | System | Generator | Build Wind 2043 | Build Wind | Generation Cost | 1 | 0 | 0 | 0 | 0 | 0 | 0 | 0 | 0 | 0 | 0 | 0 | 0 | 0 | 0 | 0 | 0 | 0 | 0 | 0 | 0 | 0
Build Wind 2043_Fixed Costs | Build Wind_Fixed Costs | B Build Wind_Fixed Costs | 0 | 0 | System | Generator | Build Wind 2043 | Build Wind | Fixed Costs | 1 | 0 | 0 | 0 | 0 | 0 | 0 | 0 | 0 | 0 | 0 | 0 | 0 | 0 | 0 | 0 | 0 | 0 | 0 | 0 | 0 | 0
Build Wind 2043_Pool Revenue | Build Wind_Pool Revenue | B Build Wind_Pool Revenue | 0 | 0 | System | Generator | Build Wind 2043 | Build Wind | Pool Revenue | 1 | 0 | 0 | 0 | 0 | 0 | 0 | 0 | 0 | 0 | 0 | 0 | 0 | 0 | 0 | 0 | 0 | 0 | 0 | 0 | 0 | 0
Build Wind 2043_Max Capacity | Build Wind_Max Capacity | B Build Wind_Max Capacity | 150 | 0 | System | Generator | Build Wind 2043 | Build Wind | Max Capacity | 1 | MW | 0 | 0 | 0 | 0 | 0 | 0 | 0 | 0 | 0 | 0 | 0 | 0 | 0 | 0 | 0 | 0 | 0 | 0 | 0 | 150
Build Wind 2043_Installed Capacity | Build Wind_Installed Capacity | B Build Wind_Installed Capacity | 0 | 0 | System | Generator | Build Wind 2043 | Build Wind | Installed Capacity | 1 | MW | 0 | 0 | 0 | 0 | 0 | 0 | 0 | 0 | 0 | 0 | 0 | 0 | 0 | 0 | 0 | 0 | 0 | 0 | 0 | 0
Build Wind 2043_Firm Capacity | Build Wind_Firm Capacity | B Build Wind_Firm Capacity | 0 | 0 | System | Generator | Build Wind 2043 | Build Wind | Firm Capacity | 1 | MW | 0 | 0 | 0 | 0 | 0 | 0 | 0 | 0 | 0 | 0 | 0 | 0 | 0 | 0 | 0 | 0 | 0 | 0 | 0 | 0
Build Wind 2043_Forced Outage Rate | Build Wind_Forced Outage Rate | B Build Wind_Forced Outage Rate | 0 | 0 | System | Generator | Build Wind 2043 | Build Wind | Forced Outage Rate | 1 | % | 0 | 0 | 0 | 0 | 0 | 0 | 0 | 0 | 0 | 0 | 0 | 0 | 0 | 0 | 0 | 0 | 0 | 0 | 0 | 0
Build Wind 2043_Outage Rate | Build Wind_Outage Rate | B Build Wind_Outage Rate | 0 | 0 | System | Generator | Build Wind 2043 | Build Wind | Outage Rate | 1 | % | 0 | 0 | 0 | 0 | 0 | 0 | 0 | 0 | 0 | 0 | 0 | 0 | 0 | 0 | 0 | 0 | 0 | 0 | 0 | 0
Build Wind 2043_Units Built | Build Wind_Units Built | B Build Wind_Units Built | 0 | 0 | System | Generator | Build Wind 2043 | Build Wind | Units Built | 1 | - | 0 | 0 | 0 | 0 | 0 | 0 | 0 | 0 | 0 | 0 | 0 | 0 | 0 | 0 | 0 | 0 | 0 | 0 | 0 | 0
Build Wind 2043_Units Retired | Build Wind_Units Retired | B Build Wind_Units Retired | 0 | 0 | System | Generator | Build Wind 2043 | Build Wind | Units Retired | 1 | - | 0 | 0 | 0 | 0 | 0 | 0 | 0 | 0 | 0 | 0 | 0 | 0 | 0 | 0 | 0 | 0 | 0 | 0 | 0 | 0
Build Wind 2043_Capacity Built | Build Wind_Capacity Built | B Build Wind_Capacity Built | 0 | 0 | System | Generator | Build Wind 2043 | Build Wind | Capacity Built | 1 | MW | 0 | 0 | 0 | 0 | 0 | 0 | 0 | 0 | 0 | 0 | 0 | 0 | 0 | 0 | 0 | 0 | 0 | 0 | 0 | 0
Build Solar 2027_Units | Build Solar_Units | B Build Solar_Units | 2 | 0 | System | Generator | Build Solar 2027 | Build Solar | Units | 1 | - | 0 | 0 | 0 | 2 | 2 | 2 | 2 | 2 | 2 | 2 | 2 | 2 | 2 | 2 | 2 | 2 | 2 | 2 | 2 | 2
Build Solar 2027_Generation | Build Solar_Generation | B Build Solar_Generation | 672.2853 | 0 | System | Generator | Build Solar 2027 | Build Solar | Generation | 1 | GWh | 0 | 0 | 0 | 672.2853 | 670.362 | 665.5793 | 662.2514 | 658.9401 | 657.055 | 652.3672 | 649.1054 | 645.8599 | 644.0121 | 639.4174 | 636.2203 | 633.0392 | 631.2281 | 626.7247 | 623.591 | 620.4731
Build Solar 2027_Capacity Factor | Build Solar_Capacity Factor | B Build Solar_Capacity Factor | 25.5816 | 0 | System | Generator | Build Solar 2027 | Build Solar | Capacity Factor | 1 | % | 0 | 0 | 0 | 25.5816 | 25.5666 | 25.5816 | 25.5816 | 25.5816 | 25.5666 | 25.5816 | 25.5816 | 25.5816 | 25.5666 | 25.5816 | 25.5816 | 25.5816 | 25.5666 | 25.5816 | 25.5816 | 25.5816
Build Solar 2027_FO&M Cost | Build Solar_FO&M Cost | B Build Solar_FO&M Cost | 73885.1094 | 0 | System | Generator | Build Solar 2027 | Build Solar | FO&M Cost | 1 | 0 | 0 | 0 | 0 | 73885.1094 | 70492.25 | 65489.5859 | 62069.3281 | 59485.2695 | 57085.3711 | 54995.4531 | 53674.3828 | 52369.2852 | 51220.0586 | 49806.832 | 48549.3906 | 47307.7539 | 46208.1406 | 44871.7539 | 43677.3125 | 42498.5391
Build Solar 2027_Generation Cost | Build Solar_Generation Cost | B Build Solar_Generation Cost | 0 | 0 | System | Generator | Build Solar 2027 | Build Solar | Generation Cost | 1 | 0 | 0 | 0 | 0 | -26477.5977 | -27061.8945 | -27540.541 | -28087.9102 | -28646.1562 | -29278.3066 | -29796.1562 | -30388.3555 | -30992.3242 | -31676.25 | 0 | 0 | 0 | 0 | 0 | 0 | 0
Build Solar 2027_Fixed Costs | Build Solar_Fixed Costs | B Build Solar_Fixed Costs | 73885.1094 | 0 | System | Generator | Build Solar 2027 | Build Solar | Fixed Costs | 1 | 0 | 0 | 0 | 0 | 73885.1094 | 70492.25 | 65489.5859 | 62069.3281 | 59485.2695 | 57085.3711 | 54995.4531 | 53674.3828 | 52369.2852 | 51220.0586 | 49806.832 | 48549.3906 | 47307.7539 | 46208.1406 | 44871.7539 | 43677.3125 | 42498.5391
Build Solar 2027_Pool Revenue | Build Solar_Pool Revenue | B Build Solar_Pool Revenue | 20769.2109 | 0 | System | Generator | Build Solar 2027 | Build Solar | Pool Revenue | 1 | 0 | 0 | 0 | 0 | 16446.1816 | 16709.7676 | 16926.6348 | 17191.7227 | 14315.9395 | 14640.2764 | 15163.0322 | 15723.2061 | 16267.8193 | 16813.0156 | 17343.6484 | 17905.3359 | 18738.0859 | 19375.4512 | 19799.291 | 20346.0957 | 20769.2109
Build Solar 2027_Max Capacity | Build Solar_Max Capacity | B Build Solar_Max Capacity | 150 | 0 | System | Generator | Build Solar 2027 | Build Solar | Max Capacity | 1 | MW | 0 | 0 | 0 | 150 | 149.25 | 148.5038 | 147.7612 | 147.0224 | 146.2873 | 145.5559 | 144.8281 | 144.104 | 143.3834 | 142.6665 | 141.9532 | 141.2434 | 140.5372 | 139.8345 | 139.1353 | 138.4397
Build Solar 2027_Installed Capacity | Build Solar_Installed Capacity | B Build Solar_Installed Capacity | 300 | 0 | System | Generator | Build Solar 2027 | Build Solar | Installed Capacity | 1 | MW | 0 | 0 | 0 | 300 | 298.5 | 297.0075 | 295.5225 | 294.0449 | 292.5746 | 291.1118 | 289.6562 | 288.2079 | 286.7669 | 285.333 | 283.9064 | 282.4868 | 281.0744 | 279.669 | 278.2707 | 276.8793
Build Solar 2027_Firm Capacity | Build Solar_Firm Capacity | B Build Solar_Firm Capacity | 201 | 0 | System | Generator | Build Solar 2027 | Build Solar | Firm Capacity | 1 | MW | 0 | 0 | 0 | 201 | 192 | 183 | 174 | 165 | 156 | 146.4 | 136.8 | 127.2 | 117.6 | 108 | 98.4 | 88.8 | 79.2 | 69.6 | 60 | 50.4
Build Solar 2027_Forced Outage Rate | Build Solar_Forced Outage Rate | B Build Solar_Forced Outage Rate | 0 | 0 | System | Generator | Build Solar 2027 | Build Solar | Forced Outage Rate | 1 | % | 0 | 0 | 0 | 0 | 0 | 0 | 0 | 0 | 0 | 0 | 0 | 0 | 0 | 0 | 0 | 0 | 0 | 0 | 0 | 0
Build Solar 2027_Outage Rate | Build Solar_Outage Rate | B Build Solar_Outage Rate | 0 | 0 | System | Generator | Build Solar 2027 | Build Solar | Outage Rate | 1 | % | 0 | 0 | 0 | 0 | 0 | 0 | 0 | 0 | 0 | 0 | 0 | 0 | 0 | 0 | 0 | 0 | 0 | 0 | 0 | 0
Build Solar 2027_Units Built | Build Solar_Units Built | B Build Solar_Units Built | 2 | 0 | System | Generator | Build Solar 2027 | Build Solar | Units Built | 1 | - | 0 | 0 | 0 | 2 | 0 | 0 | 0 | 0 | 0 | 0 | 0 | 0 | 0 | 0 | 0 | 0 | 0 | 0 | 0 | 0
Build Solar 2027_Units Retired | Build Solar_Units Retired | B Build Solar_Units Retired | 0 | 0 | System | Generator | Build Solar 2027 | Build Solar | Units Retired | 1 | - | 0 | 0 | 0 | 0 | 0 | 0 | 0 | 0 | 0 | 0 | 0 | 0 | 0 | 0 | 0 | 0 | 0 | 0 | 0 | 0
Build Solar 2027_Capacity Built | Build Solar_Capacity Built | B Build Solar_Capacity Built | 300 | 0 | System | Generator | Build Solar 2027 | Build Solar | Capacity Built | 1 | MW | 0 | 0 | 0 | 300 | 0 | 0 | 0 | 0 | 0 | 0 | 0 | 0 | 0 | 0 | 0 | 0 | 0 | 0 | 0 | 0
Build Solar 2028_Units | Build Solar_Units | B Build Solar_Units | 2 | 0 | System | Generator | Build Solar 2028 | Build Solar | Units | 1 | - | 0 | 0 | 0 | 0 | 2 | 2 | 2 | 2 | 2 | 2 | 2 | 2 | 2 | 2 | 2 | 2 | 2 | 2 | 2 | 2
Build Solar 2028_Generation | Build Solar_Generation | B Build Solar_Generation | 673.7307 | 0 | System | Generator | Build Solar 2028 | Build Solar | Generation | 1 | GWh | 0 | 0 | 0 | 0 | 673.7307 | 668.924 | 665.5793 | 662.2514 | 660.3568 | 655.6454 | 652.3672 | 649.1054 | 647.2484 | 642.6306 | 639.4174 | 636.2203 | 634.4001 | 629.874 | 626.7247 | 623.591
Build Solar 2028_Capacity Factor | Build Solar_Capacity Factor | B Build Solar_Capacity Factor | 25.5816 | 0 | System | Generator | Build Solar 2028 | Build Solar | Capacity Factor | 1 | % | 0 | 0 | 0 | 0 | 25.5666 | 25.5816 | 25.5816 | 25.5816 | 25.5666 | 25.5816 | 25.5816 | 25.5816 | 25.5666 | 25.5816 | 25.5816 | 25.5816 | 25.5666 | 25.5816 | 25.5816 | 25.5816
Build Solar 2028_FO&M Cost | Build Solar_FO&M Cost | B Build Solar_FO&M Cost | 72905.6172 | 0 | System | Generator | Build Solar 2028 | Build Solar | FO&M Cost | 1 | 0 | 0 | 0 | 0 | 0 | 72905.6172 | 69196.2578 | 64485.5195 | 61137.5391 | 58770.1094 | 56109.2812 | 54218.9141 | 52929.5664 | 51797.5234 | 50398.168 | 49156.0312 | 47929.5586 | 46846.7031 | 45523.4453 | 44343.7383 | 43179.5586
Build Solar 2028_Generation Cost | Build Solar_Generation Cost | B Build Solar_Generation Cost | 0 | 0 | System | Generator | Build Solar 2028 | Build Solar | Generation Cost | 1 | 0 | 0 | 0 | 0 | 0 | -27197.8828 | -27678.9355 | -28229.0547 | -28790.1074 | -29425.4355 | -29945.8867 | -30541.0605 | -31148.0645 | -31835.4258 | -32398.5039 | 0 | 0 | 0 | 0 | 0 | 0
Build Solar 2028_Fixed Costs | Build Solar_Fixed Costs | B Build Solar_Fixed Costs | 72905.6172 | 0 | System | Generator | Build Solar 2028 | Build Solar | Fixed Costs | 1 | 0 | 0 | 0 | 0 | 0 | 72905.6172 | 69196.2578 | 64485.5195 | 61137.5391 | 58770.1094 | 56109.2812 | 54218.9141 | 52929.5664 | 51797.5234 | 50398.168 | 49156.0312 | 47929.5586 | 46846.7031 | 45523.4453 | 44343.7383 | 43179.5586
Build Solar 2028_Pool Revenue | Build Solar_Pool Revenue | B Build Solar_Pool Revenue | 20873.5801 | 0 | System | Generator | Build Solar 2028 | Build Solar | Pool Revenue | 1 | 0 | 0 | 0 | 0 | 0 | 16793.7363 | 17011.6934 | 17278.1133 | 14387.8789 | 14713.8457 | 15239.2285 | 15802.2168 | 16349.5674 | 16897.502 | 17430.8027 | 17995.3125 | 18832.248 | 19472.8164 | 19898.7832 | 20448.3379 | 20873.5801
Build Solar 2028_Max Capacity | Build Solar_Max Capacity | B Build Solar_Max Capacity | 150 | 0 | System | Generator | Build Solar 2028 | Build Solar | Max Capacity | 1 | MW | 0 | 0 | 0 | 0 | 150 | 149.25 | 148.5038 | 147.7612 | 147.0224 | 146.2873 | 145.5559 | 144.8281 | 144.104 | 143.3834 | 142.6665 | 141.9532 | 141.2434 | 140.5372 | 139.8345 | 139.1353
Build Solar 2028_Installed Capacity | Build Solar_Installed Capacity | B Build Solar_Installed Capacity | 300 | 0 | System | Generator | Build Solar 2028 | Build Solar | Installed Capacity | 1 | MW | 0 | 0 | 0 | 0 | 300 | 298.5 | 297.0075 | 295.5225 | 294.0449 | 292.5746 | 291.1118 | 289.6562 | 288.2079 | 286.7669 | 285.333 | 283.9064 | 282.4868 | 281.0744 | 279.669 | 278.2707
Build Solar 2028_Firm Capacity | Build Solar_Firm Capacity | B Build Solar_Firm Capacity | 192 | 0 | System | Generator | Build Solar 2028 | Build Solar | Firm Capacity | 1 | MW | 0 | 0 | 0 | 0 | 192 | 183 | 174 | 165 | 156 | 146.4 | 136.8 | 127.2 | 117.6 | 108 | 98.4 | 88.8 | 79.2 | 69.6 | 60 | 50.4
Build Solar 2028_Forced Outage Rate | Build Solar_Forced Outage Rate | B Build Solar_Forced Outage Rate | 0 | 0 | System | Generator | Build Solar 2028 | Build Solar | Forced Outage Rate | 1 | % | 0 | 0 | 0 | 0 | 0 | 0 | 0 | 0 | 0 | 0 | 0 | 0 | 0 | 0 | 0 | 0 | 0 | 0 | 0 | 0
Build Solar 2028_Outage Rate | Build Solar_Outage Rate | B Build Solar_Outage Rate | 0 | 0 | System | Generator | Build Solar 2028 | Build Solar | Outage Rate | 1 | % | 0 | 0 | 0 | 0 | 0 | 0 | 0 | 0 | 0 | 0 | 0 | 0 | 0 | 0 | 0 | 0 | 0 | 0 | 0 | 0
Build Solar 2028_Units Built | Build Solar_Units Built | B Build Solar_Units Built | 2 | 0 | System | Generator | Build Solar 2028 | Build Solar | Units Built | 1 | - | 0 | 0 | 0 | 0 | 2 | 0 | 0 | 0 | 0 | 0 | 0 | 0 | 0 | 0 | 0 | 0 | 0 | 0 | 0 | 0
Build Solar 2028_Units Retired | Build Solar_Units Retired | B Build Solar_Units Retired | 0 | 0 | System | Generator | Build Solar 2028 | Build Solar | Units Retired | 1 | - | 0 | 0 | 0 | 0 | 0 | 0 | 0 | 0 | 0 | 0 | 0 | 0 | 0 | 0 | 0 | 0 | 0 | 0 | 0 | 0
Build Solar 2028_Capacity Built | Build Solar_Capacity Built | B Build Solar_Capacity Built | 300 | 0 | System | Generator | Build Solar 2028 | Build Solar | Capacity Built | 1 | MW | 0 | 0 | 0 | 0 | 300 | 0 | 0 | 0 | 0 | 0 | 0 | 0 | 0 | 0 | 0 | 0 | 0 | 0 | 0 | 0
Build Solar 2029_Units | Build Solar_Units | B Build Solar_Units | 0 | 0 | System | Generator | Build Solar 2029 | Build Solar | Units | 1 | - | 0 | 0 | 0 | 0 | 0 | 0 | 0 | 0 | 0 | 0 | 0 | 0 | 0 | 0 | 0 | 0 | 0 | 0 | 0 | 0
Build Solar 2029_Generation | Build Solar_Generation | B Build Solar_Generation | 0 | 0 | System | Generator | Build Solar 2029 | Build Solar | Generation | 1 | GWh | 0 | 0 | 0 | 0 | 0 | 0 | 0 | 0 | 0 | 0 | 0 | 0 | 0 | 0 | 0 | 0 | 0 | 0 | 0 | 0
Build Solar 2029_Capacity Factor | Build Solar_Capacity Factor | B Build Solar_Capacity Factor | 0 | 0 | System | Generator | Build Solar 2029 | Build Solar | Capacity Factor | 1 | % | 0 | 0 | 0 | 0 | 0 | 0 | 0 | 0 | 0 | 0 | 0 | 0 | 0 | 0 | 0 | 0 | 0 | 0 | 0 | 0
Build Solar 2029_FO&M Cost | Build Solar_FO&M Cost | B Build Solar_FO&M Cost | 0 | 0 | System | Generator | Build Solar 2029 | Build Solar | FO&M Cost | 1 | 0 | 0 | 0 | 0 | 0 | 0 | 0 | 0 | 0 | 0 | 0 | 0 | 0 | 0 | 0 | 0 | 0 | 0 | 0 | 0 | 0
Build Solar 2029_Generation Cost | Build Solar_Generation Cost | B Build Solar_Generation Cost | 0 | 0 | System | Generator | Build Solar 2029 | Build Solar | Generation Cost | 1 | 0 | 0 | 0 | 0 | 0 | 0 | 0 | 0 | 0 | 0 | 0 | 0 | 0 | 0 | 0 | 0 | 0 | 0 | 0 | 0 | 0
Build Solar 2029_Fixed Costs | Build Solar_Fixed Costs | B Build Solar_Fixed Costs | 0 | 0 | System | Generator | Build Solar 2029 | Build Solar | Fixed Costs | 1 | 0 | 0 | 0 | 0 | 0 | 0 | 0 | 0 | 0 | 0 | 0 | 0 | 0 | 0 | 0 | 0 | 0 | 0 | 0 | 0 | 0
Build Solar 2029_Pool Revenue | Build Solar_Pool Revenue | B Build Solar_Pool Revenue | 0 | 0 | System | Generator | Build Solar 2029 | Build Solar | Pool Revenue | 1 | 0 | 0 | 0 | 0 | 0 | 0 | 0 | 0 | 0 | 0 | 0 | 0 | 0 | 0 | 0 | 0 | 0 | 0 | 0 | 0 | 0
Build Solar 2029_Max Capacity | Build Solar_Max Capacity | B Build Solar_Max Capacity | 150 | 0 | System | Generator | Build Solar 2029 | Build Solar | Max Capacity | 1 | MW | 0 | 0 | 0 | 0 | 0 | 150 | 149.25 | 148.5038 | 147.7612 | 147.0224 | 146.2873 | 145.5559 | 144.8281 | 144.104 | 143.3834 | 142.6665 | 141.9532 | 141.2434 | 140.5372 | 139.8345
Build Solar 2029_Installed Capacity | Build Solar_Installed Capacity | B Build Solar_Installed Capacity | 0 | 0 | System | Generator | Build Solar 2029 | Build Solar | Installed Capacity | 1 | MW | 0 | 0 | 0 | 0 | 0 | 0 | 0 | 0 | 0 | 0 | 0 | 0 | 0 | 0 | 0 | 0 | 0 | 0 | 0 | 0
Build Solar 2029_Firm Capacity | Build Solar_Firm Capacity | B Build Solar_Firm Capacity | 0 | 0 | System | Generator | Build Solar 2029 | Build Solar | Firm Capacity | 1 | MW | 0 | 0 | 0 | 0 | 0 | 0 | 0 | 0 | 0 | 0 | 0 | 0 | 0 | 0 | 0 | 0 | 0 | 0 | 0 | 0
Build Solar 2029_Forced Outage Rate | Build Solar_Forced Outage Rate | B Build Solar_Forced Outage Rate | 0 | 0 | System | Generator | Build Solar 2029 | Build Solar | Forced Outage Rate | 1 | % | 0 | 0 | 0 | 0 | 0 | 0 | 0 | 0 | 0 | 0 | 0 | 0 | 0 | 0 | 0 | 0 | 0 | 0 | 0 | 0
Build Solar 2029_Outage Rate | Build Solar_Outage Rate | B Build Solar_Outage Rate | 0 | 0 | System | Generator | Build Solar 2029 | Build Solar | Outage Rate | 1 | % | 0 | 0 | 0 | 0 | 0 | 0 | 0 | 0 | 0 | 0 | 0 | 0 | 0 | 0 | 0 | 0 | 0 | 0 | 0 | 0
Build Solar 2029_Units Built | Build Solar_Units Built | B Build Solar_Units Built | 0 | 0 | System | Generator | Build Solar 2029 | Build Solar | Units Built | 1 | - | 0 | 0 | 0 | 0 | 0 | 0 | 0 | 0 | 0 | 0 | 0 | 0 | 0 | 0 | 0 | 0 | 0 | 0 | 0 | 0
Build Solar 2029_Units Retired | Build Solar_Units Retired | B Build Solar_Units Retired | 0 | 0 | System | Generator | Build Solar 2029 | Build Solar | Units Retired | 1 | - | 0 | 0 | 0 | 0 | 0 | 0 | 0 | 0 | 0 | 0 | 0 | 0 | 0 | 0 | 0 | 0 | 0 | 0 | 0 | 0
Build Solar 2029_Capacity Built | Build Solar_Capacity Built | B Build Solar_Capacity Built | 0 | 0 | System | Generator | Build Solar 2029 | Build Solar | Capacity Built | 1 | MW | 0 | 0 | 0 | 0 | 0 | 0 | 0 | 0 | 0 | 0 | 0 | 0 | 0 | 0 | 0 | 0 | 0 | 0 | 0 | 0
Build Solar 2030_Units | Build Solar_Units | B Build Solar_Units | 0 | 0 | System | Generator | Build Solar 2030 | Build Solar | Units | 1 | - | 0 | 0 | 0 | 0 | 0 | 0 | 0 | 0 | 0 | 0 | 0 | 0 | 0 | 0 | 0 | 0 | 0 | 0 | 0 | 0
Build Solar 2030_Generation | Build Solar_Generation | B Build Solar_Generation | 0 | 0 | System | Generator | Build Solar 2030 | Build Solar | Generation | 1 | GWh | 0 | 0 | 0 | 0 | 0 | 0 | 0 | 0 | 0 | 0 | 0 | 0 | 0 | 0 | 0 | 0 | 0 | 0 | 0 | 0
Build Solar 2030_Capacity Factor | Build Solar_Capacity Factor | B Build Solar_Capacity Factor | 0 | 0 | System | Generator | Build Solar 2030 | Build Solar | Capacity Factor | 1 | % | 0 | 0 | 0 | 0 | 0 | 0 | 0 | 0 | 0 | 0 | 0 | 0 | 0 | 0 | 0 | 0 | 0 | 0 | 0 | 0
Build Solar 2030_FO&M Cost | Build Solar_FO&M Cost | B Build Solar_FO&M Cost | 0 | 0 | System | Generator | Build Solar 2030 | Build Solar | FO&M Cost | 1 | 0 | 0 | 0 | 0 | 0 | 0 | 0 | 0 | 0 | 0 | 0 | 0 | 0 | 0 | 0 | 0 | 0 | 0 | 0 | 0 | 0
Build Solar 2030_Generation Cost | Build Solar_Generation Cost | B Build Solar_Generation Cost | 0 | 0 | System | Generator | Build Solar 2030 | Build Solar | Generation Cost | 1 | 0 | 0 | 0 | 0 | 0 | 0 | 0 | 0 | 0 | 0 | 0 | 0 | 0 | 0 | 0 | 0 | 0 | 0 | 0 | 0 | 0
Build Solar 2030_Fixed Costs | Build Solar_Fixed Costs | B Build Solar_Fixed Costs | 0 | 0 | System | Generator | Build Solar 2030 | Build Solar | Fixed Costs | 1 | 0 | 0 | 0 | 0 | 0 | 0 | 0 | 0 | 0 | 0 | 0 | 0 | 0 | 0 | 0 | 0 | 0 | 0 | 0 | 0 | 0
Build Solar 2030_Pool Revenue | Build Solar_Pool Revenue | B Build Solar_Pool Revenue | 0 | 0 | System | Generator | Build Solar 2030 | Build Solar | Pool Revenue | 1 | 0 | 0 | 0 | 0 | 0 | 0 | 0 | 0 | 0 | 0 | 0 | 0 | 0 | 0 | 0 | 0 | 0 | 0 | 0 | 0 | 0
Build Solar 2030_Max Capacity | Build Solar_Max Capacity | B Build Solar_Max Capacity | 150 | 0 | System | Generator | Build Solar 2030 | Build Solar | Max Capacity | 1 | MW | 0 | 0 | 0 | 0 | 0 | 0 | 150 | 149.25 | 148.5038 | 147.7612 | 147.0224 | 146.2873 | 145.5559 | 144.8281 | 144.104 | 143.3834 | 142.6665 | 141.9532 | 141.2434 | 140.5372
Build Solar 2030_Installed Capacity | Build Solar_Installed Capacity | B Build Solar_Installed Capacity | 0 | 0 | System | Generator | Build Solar 2030 | Build Solar | Installed Capacity | 1 | MW | 0 | 0 | 0 | 0 | 0 | 0 | 0 | 0 | 0 | 0 | 0 | 0 | 0 | 0 | 0 | 0 | 0 | 0 | 0 | 0
Build Solar 2030_Firm Capacity | Build Solar_Firm Capacity | B Build Solar_Firm Capacity | 0 | 0 | System | Generator | Build Solar 2030 | Build Solar | Firm Capacity | 1 | MW | 0 | 0 | 0 | 0 | 0 | 0 | 0 | 0 | 0 | 0 | 0 | 0 | 0 | 0 | 0 | 0 | 0 | 0 | 0 | 0
Build Solar 2030_Forced Outage Rate | Build Solar_Forced Outage Rate | B Build Solar_Forced Outage Rate | 0 | 0 | System | Generator | Build Solar 2030 | Build Solar | Forced Outage Rate | 1 | % | 0 | 0 | 0 | 0 | 0 | 0 | 0 | 0 | 0 | 0 | 0 | 0 | 0 | 0 | 0 | 0 | 0 | 0 | 0 | 0
Build Solar 2030_Outage Rate | Build Solar_Outage Rate | B Build Solar_Outage Rate | 0 | 0 | System | Generator | Build Solar 2030 | Build Solar | Outage Rate | 1 | % | 0 | 0 | 0 | 0 | 0 | 0 | 0 | 0 | 0 | 0 | 0 | 0 | 0 | 0 | 0 | 0 | 0 | 0 | 0 | 0
Build Solar 2030_Units Built | Build Solar_Units Built | B Build Solar_Units Built | 0 | 0 | System | Generator | Build Solar 2030 | Build Solar | Units Built | 1 | - | 0 | 0 | 0 | 0 | 0 | 0 | 0 | 0 | 0 | 0 | 0 | 0 | 0 | 0 | 0 | 0 | 0 | 0 | 0 | 0
Build Solar 2030_Units Retired | Build Solar_Units Retired | B Build Solar_Units Retired | 0 | 0 | System | Generator | Build Solar 2030 | Build Solar | Units Retired | 1 | - | 0 | 0 | 0 | 0 | 0 | 0 | 0 | 0 | 0 | 0 | 0 | 0 | 0 | 0 | 0 | 0 | 0 | 0 | 0 | 0
Build Solar 2030_Capacity Built | Build Solar_Capacity Built | B Build Solar_Capacity Built | 0 | 0 | System | Generator | Build Solar 2030 | Build Solar | Capacity Built | 1 | MW | 0 | 0 | 0 | 0 | 0 | 0 | 0 | 0 | 0 | 0 | 0 | 0 | 0 | 0 | 0 | 0 | 0 | 0 | 0 | 0
Build Solar 2031_Units | Build Solar_Units | B Build Solar_Units | 0 | 0 | System | Generator | Build Solar 2031 | Build Solar | Units | 1 | - | 0 | 0 | 0 | 0 | 0 | 0 | 0 | 0 | 0 | 0 | 0 | 0 | 0 | 0 | 0 | 0 | 0 | 0 | 0 | 0
Build Solar 2031_Generation | Build Solar_Generation | B Build Solar_Generation | 0 | 0 | System | Generator | Build Solar 2031 | Build Solar | Generation | 1 | GWh | 0 | 0 | 0 | 0 | 0 | 0 | 0 | 0 | 0 | 0 | 0 | 0 | 0 | 0 | 0 | 0 | 0 | 0 | 0 | 0
Build Solar 2031_Capacity Factor | Build Solar_Capacity Factor | B Build Solar_Capacity Factor | 0 | 0 | System | Generator | Build Solar 2031 | Build Solar | Capacity Factor | 1 | % | 0 | 0 | 0 | 0 | 0 | 0 | 0 | 0 | 0 | 0 | 0 | 0 | 0 | 0 | 0 | 0 | 0 | 0 | 0 | 0
Build Solar 2031_FO&M Cost | Build Solar_FO&M Cost | B Build Solar_FO&M Cost | 0 | 0 | System | Generator | Build Solar 2031 | Build Solar | FO&M Cost | 1 | 0 | 0 | 0 | 0 | 0 | 0 | 0 | 0 | 0 | 0 | 0 | 0 | 0 | 0 | 0 | 0 | 0 | 0 | 0 | 0 | 0
Build Solar 2031_Generation Cost | Build Solar_Generation Cost | B Build Solar_Generation Cost | 0 | 0 | System | Generator | Build Solar 2031 | Build Solar | Generation Cost | 1 | 0 | 0 | 0 | 0 | 0 | 0 | 0 | 0 | 0 | 0 | 0 | 0 | 0 | 0 | 0 | 0 | 0 | 0 | 0 | 0 | 0
Build Solar 2031_Fixed Costs | Build Solar_Fixed Costs | B Build Solar_Fixed Costs | 0 | 0 | System | Generator | Build Solar 2031 | Build Solar | Fixed Costs | 1 | 0 | 0 | 0 | 0 | 0 | 0 | 0 | 0 | 0 | 0 | 0 | 0 | 0 | 0 | 0 | 0 | 0 | 0 | 0 | 0 | 0
Build Solar 2031_Pool Revenue | Build Solar_Pool Revenue | B Build Solar_Pool Revenue | 0 | 0 | System | Generator | Build Solar 2031 | Build Solar | Pool Revenue | 1 | 0 | 0 | 0 | 0 | 0 | 0 | 0 | 0 | 0 | 0 | 0 | 0 | 0 | 0 | 0 | 0 | 0 | 0 | 0 | 0 | 0
Build Solar 2031_Max Capacity | Build Solar_Max Capacity | B Build Solar_Max Capacity | 150 | 0 | System | Generator | Build Solar 2031 | Build Solar | Max Capacity | 1 | MW | 0 | 0 | 0 | 0 | 0 | 0 | 0 | 150 | 149.25 | 148.5038 | 147.7612 | 147.0224 | 146.2873 | 145.5559 | 144.8281 | 144.104 | 143.3834 | 142.6665 | 141.9532 | 141.2434
Build Solar 2031_Installed Capacity | Build Solar_Installed Capacity | B Build Solar_Installed Capacity | 0 | 0 | System | Generator | Build Solar 2031 | Build Solar | Installed Capacity | 1 | MW | 0 | 0 | 0 | 0 | 0 | 0 | 0 | 0 | 0 | 0 | 0 | 0 | 0 | 0 | 0 | 0 | 0 | 0 | 0 | 0
Build Solar 2031_Firm Capacity | Build Solar_Firm Capacity | B Build Solar_Firm Capacity | 0 | 0 | System | Generator | Build Solar 2031 | Build Solar | Firm Capacity | 1 | MW | 0 | 0 | 0 | 0 | 0 | 0 | 0 | 0 | 0 | 0 | 0 | 0 | 0 | 0 | 0 | 0 | 0 | 0 | 0 | 0
Build Solar 2031_Forced Outage Rate | Build Solar_Forced Outage Rate | B Build Solar_Forced Outage Rate | 0 | 0 | System | Generator | Build Solar 2031 | Build Solar | Forced Outage Rate | 1 | % | 0 | 0 | 0 | 0 | 0 | 0 | 0 | 0 | 0 | 0 | 0 | 0 | 0 | 0 | 0 | 0 | 0 | 0 | 0 | 0
Build Solar 2031_Outage Rate | Build Solar_Outage Rate | B Build Solar_Outage Rate | 0 | 0 | System | Generator | Build Solar 2031 | Build Solar | Outage Rate | 1 | % | 0 | 0 | 0 | 0 | 0 | 0 | 0 | 0 | 0 | 0 | 0 | 0 | 0 | 0 | 0 | 0 | 0 | 0 | 0 | 0
Build Solar 2031_Units Built | Build Solar_Units Built | B Build Solar_Units Built | 0 | 0 | System | Generator | Build Solar 2031 | Build Solar | Units Built | 1 | - | 0 | 0 | 0 | 0 | 0 | 0 | 0 | 0 | 0 | 0 | 0 | 0 | 0 | 0 | 0 | 0 | 0 | 0 | 0 | 0
Build Solar 2031_Units Retired | Build Solar_Units Retired | B Build Solar_Units Retired | 0 | 0 | System | Generator | Build Solar 2031 | Build Solar | Units Retired | 1 | - | 0 | 0 | 0 | 0 | 0 | 0 | 0 | 0 | 0 | 0 | 0 | 0 | 0 | 0 | 0 | 0 | 0 | 0 | 0 | 0
Build Solar 2031_Capacity Built | Build Solar_Capacity Built | B Build Solar_Capacity Built | 0 | 0 | System | Generator | Build Solar 2031 | Build Solar | Capacity Built | 1 | MW | 0 | 0 | 0 | 0 | 0 | 0 | 0 | 0 | 0 | 0 | 0 | 0 | 0 | 0 | 0 | 0 | 0 | 0 | 0 | 0
Build Solar 2032_Units | Build Solar_Units | B Build Solar_Units | 0 | 0 | System | Generator | Build Solar 2032 | Build Solar | Units | 1 | - | 0 | 0 | 0 | 0 | 0 | 0 | 0 | 0 | 0 | 0 | 0 | 0 | 0 | 0 | 0 | 0 | 0 | 0 | 0 | 0
Build Solar 2032_Generation | Build Solar_Generation | B Build Solar_Generation | 0 | 0 | System | Generator | Build Solar 2032 | Build Solar | Generation | 1 | GWh | 0 | 0 | 0 | 0 | 0 | 0 | 0 | 0 | 0 | 0 | 0 | 0 | 0 | 0 | 0 | 0 | 0 | 0 | 0 | 0
Build Solar 2032_Capacity Factor | Build Solar_Capacity Factor | B Build Solar_Capacity Factor | 0 | 0 | System | Generator | Build Solar 2032 | Build Solar | Capacity Factor | 1 | % | 0 | 0 | 0 | 0 | 0 | 0 | 0 | 0 | 0 | 0 | 0 | 0 | 0 | 0 | 0 | 0 | 0 | 0 | 0 | 0
Build Solar 2032_FO&M Cost | Build Solar_FO&M Cost | B Build Solar_FO&M Cost | 0 | 0 | System | Generator | Build Solar 2032 | Build Solar | FO&M Cost | 1 | 0 | 0 | 0 | 0 | 0 | 0 | 0 | 0 | 0 | 0 | 0 | 0 | 0 | 0 | 0 | 0 | 0 | 0 | 0 | 0 | 0
Build Solar 2032_Generation Cost | Build Solar_Generation Cost | B Build Solar_Generation Cost | 0 | 0 | System | Generator | Build Solar 2032 | Build Solar | Generation Cost | 1 | 0 | 0 | 0 | 0 | 0 | 0 | 0 | 0 | 0 | 0 | 0 | 0 | 0 | 0 | 0 | 0 | 0 | 0 | 0 | 0 | 0
Build Solar 2032_Fixed Costs | Build Solar_Fixed Costs | B Build Solar_Fixed Costs | 0 | 0 | System | Generator | Build Solar 2032 | Build Solar | Fixed Costs | 1 | 0 | 0 | 0 | 0 | 0 | 0 | 0 | 0 | 0 | 0 | 0 | 0 | 0 | 0 | 0 | 0 | 0 | 0 | 0 | 0 | 0
Build Solar 2032_Pool Revenue | Build Solar_Pool Revenue | B Build Solar_Pool Revenue | 0 | 0 | System | Generator | Build Solar 2032 | Build Solar | Pool Revenue | 1 | 0 | 0 | 0 | 0 | 0 | 0 | 0 | 0 | 0 | 0 | 0 | 0 | 0 | 0 | 0 | 0 | 0 | 0 | 0 | 0 | 0
Build Solar 2032_Max Capacity | Build Solar_Max Capacity | B Build Solar_Max Capacity | 150 | 0 | System | Generator | Build Solar 2032 | Build Solar | Max Capacity | 1 | MW | 0 | 0 | 0 | 0 | 0 | 0 | 0 | 0 | 150 | 149.25 | 148.5038 | 147.7612 | 147.0224 | 146.2873 | 145.5559 | 144.8281 | 144.104 | 143.3834 | 142.6665 | 141.9532
Build Solar 2032_Installed Capacity | Build Solar_Installed Capacity | B Build Solar_Installed Capacity | 0 | 0 | System | Generator | Build Solar 2032 | Build Solar | Installed Capacity | 1 | MW | 0 | 0 | 0 | 0 | 0 | 0 | 0 | 0 | 0 | 0 | 0 | 0 | 0 | 0 | 0 | 0 | 0 | 0 | 0 | 0
Build Solar 2032_Firm Capacity | Build Solar_Firm Capacity | B Build Solar_Firm Capacity | 0 | 0 | System | Generator | Build Solar 2032 | Build Solar | Firm Capacity | 1 | MW | 0 | 0 | 0 | 0 | 0 | 0 | 0 | 0 | 0 | 0 | 0 | 0 | 0 | 0 | 0 | 0 | 0 | 0 | 0 | 0
Build Solar 2032_Forced Outage Rate | Build Solar_Forced Outage Rate | B Build Solar_Forced Outage Rate | 0 | 0 | System | Generator | Build Solar 2032 | Build Solar | Forced Outage Rate | 1 | % | 0 | 0 | 0 | 0 | 0 | 0 | 0 | 0 | 0 | 0 | 0 | 0 | 0 | 0 | 0 | 0 | 0 | 0 | 0 | 0
Build Solar 2032_Outage Rate | Build Solar_Outage Rate | B Build Solar_Outage Rate | 0 | 0 | System | Generator | Build Solar 2032 | Build Solar | Outage Rate | 1 | % | 0 | 0 | 0 | 0 | 0 | 0 | 0 | 0 | 0 | 0 | 0 | 0 | 0 | 0 | 0 | 0 | 0 | 0 | 0 | 0
Build Solar 2032_Units Built | Build Solar_Units Built | B Build Solar_Units Built | 0 | 0 | System | Generator | Build Solar 2032 | Build Solar | Units Built | 1 | - | 0 | 0 | 0 | 0 | 0 | 0 | 0 | 0 | 0 | 0 | 0 | 0 | 0 | 0 | 0 | 0 | 0 | 0 | 0 | 0
Build Solar 2032_Units Retired | Build Solar_Units Retired | B Build Solar_Units Retired | 0 | 0 | System | Generator | Build Solar 2032 | Build Solar | Units Retired | 1 | - | 0 | 0 | 0 | 0 | 0 | 0 | 0 | 0 | 0 | 0 | 0 | 0 | 0 | 0 | 0 | 0 | 0 | 0 | 0 | 0
Build Solar 2032_Capacity Built | Build Solar_Capacity Built | B Build Solar_Capacity Built | 0 | 0 | System | Generator | Build Solar 2032 | Build Solar | Capacity Built | 1 | MW | 0 | 0 | 0 | 0 | 0 | 0 | 0 | 0 | 0 | 0 | 0 | 0 | 0 | 0 | 0 | 0 | 0 | 0 | 0 | 0
Build Solar 2033_Units | Build Solar_Units | B Build Solar_Units | 0 | 0 | System | Generator | Build Solar 2033 | Build Solar | Units | 1 | - | 0 | 0 | 0 | 0 | 0 | 0 | 0 | 0 | 0 | 0 | 0 | 0 | 0 | 0 | 0 | 0 | 0 | 0 | 0 | 0
Build Solar 2033_Generation | Build Solar_Generation | B Build Solar_Generation | 0 | 0 | System | Generator | Build Solar 2033 | Build Solar | Generation | 1 | GWh | 0 | 0 | 0 | 0 | 0 | 0 | 0 | 0 | 0 | 0 | 0 | 0 | 0 | 0 | 0 | 0 | 0 | 0 | 0 | 0
Build Solar 2033_Capacity Factor | Build Solar_Capacity Factor | B Build Solar_Capacity Factor | 0 | 0 | System | Generator | Build Solar 2033 | Build Solar | Capacity Factor | 1 | % | 0 | 0 | 0 | 0 | 0 | 0 | 0 | 0 | 0 | 0 | 0 | 0 | 0 | 0 | 0 | 0 | 0 | 0 | 0 | 0
Build Solar 2033_FO&M Cost | Build Solar_FO&M Cost | B Build Solar_FO&M Cost | 0 | 0 | System | Generator | Build Solar 2033 | Build Solar | FO&M Cost | 1 | 0 | 0 | 0 | 0 | 0 | 0 | 0 | 0 | 0 | 0 | 0 | 0 | 0 | 0 | 0 | 0 | 0 | 0 | 0 | 0 | 0
Build Solar 2033_Generation Cost | Build Solar_Generation Cost | B Build Solar_Generation Cost | 0 | 0 | System | Generator | Build Solar 2033 | Build Solar | Generation Cost | 1 | 0 | 0 | 0 | 0 | 0 | 0 | 0 | 0 | 0 | 0 | 0 | 0 | 0 | 0 | 0 | 0 | 0 | 0 | 0 | 0 | 0
Build Solar 2033_Fixed Costs | Build Solar_Fixed Costs | B Build Solar_Fixed Costs | 0 | 0 | System | Generator | Build Solar 2033 | Build Solar | Fixed Costs | 1 | 0 | 0 | 0 | 0 | 0 | 0 | 0 | 0 | 0 | 0 | 0 | 0 | 0 | 0 | 0 | 0 | 0 | 0 | 0 | 0 | 0
Build Solar 2033_Pool Revenue | Build Solar_Pool Revenue | B Build Solar_Pool Revenue | 0 | 0 | System | Generator | Build Solar 2033 | Build Solar | Pool Revenue | 1 | 0 | 0 | 0 | 0 | 0 | 0 | 0 | 0 | 0 | 0 | 0 | 0 | 0 | 0 | 0 | 0 | 0 | 0 | 0 | 0 | 0
Build Solar 2033_Max Capacity | Build Solar_Max Capacity | B Build Solar_Max Capacity | 150 | 0 | System | Generator | Build Solar 2033 | Build Solar | Max Capacity | 1 | MW | 0 | 0 | 0 | 0 | 0 | 0 | 0 | 0 | 0 | 150 | 149.25 | 148.5038 | 147.7612 | 147.0224 | 146.2873 | 145.5559 | 144.8281 | 144.104 | 143.3834 | 142.6665
Build Solar 2033_Installed Capacity | Build Solar_Installed Capacity | B Build Solar_Installed Capacity | 0 | 0 | System | Generator | Build Solar 2033 | Build Solar | Installed Capacity | 1 | MW | 0 | 0 | 0 | 0 | 0 | 0 | 0 | 0 | 0 | 0 | 0 | 0 | 0 | 0 | 0 | 0 | 0 | 0 | 0 | 0
Build Solar 2033_Firm Capacity | Build Solar_Firm Capacity | B Build Solar_Firm Capacity | 0 | 0 | System | Generator | Build Solar 2033 | Build Solar | Firm Capacity | 1 | MW | 0 | 0 | 0 | 0 | 0 | 0 | 0 | 0 | 0 | 0 | 0 | 0 | 0 | 0 | 0 | 0 | 0 | 0 | 0 | 0
Build Solar 2033_Forced Outage Rate | Build Solar_Forced Outage Rate | B Build Solar_Forced Outage Rate | 0 | 0 | System | Generator | Build Solar 2033 | Build Solar | Forced Outage Rate | 1 | % | 0 | 0 | 0 | 0 | 0 | 0 | 0 | 0 | 0 | 0 | 0 | 0 | 0 | 0 | 0 | 0 | 0 | 0 | 0 | 0
Build Solar 2033_Outage Rate | Build Solar_Outage Rate | B Build Solar_Outage Rate | 0 | 0 | System | Generator | Build Solar 2033 | Build Solar | Outage Rate | 1 | % | 0 | 0 | 0 | 0 | 0 | 0 | 0 | 0 | 0 | 0 | 0 | 0 | 0 | 0 | 0 | 0 | 0 | 0 | 0 | 0
Build Solar 2033_Units Built | Build Solar_Units Built | B Build Solar_Units Built | 0 | 0 | System | Generator | Build Solar 2033 | Build Solar | Units Built | 1 | - | 0 | 0 | 0 | 0 | 0 | 0 | 0 | 0 | 0 | 0 | 0 | 0 | 0 | 0 | 0 | 0 | 0 | 0 | 0 | 0
Build Solar 2033_Units Retired | Build Solar_Units Retired | B Build Solar_Units Retired | 0 | 0 | System | Generator | Build Solar 2033 | Build Solar | Units Retired | 1 | - | 0 | 0 | 0 | 0 | 0 | 0 | 0 | 0 | 0 | 0 | 0 | 0 | 0 | 0 | 0 | 0 | 0 | 0 | 0 | 0
Build Solar 2033_Capacity Built | Build Solar_Capacity Built | B Build Solar_Capacity Built | 0 | 0 | System | Generator | Build Solar 2033 | Build Solar | Capacity Built | 1 | MW | 0 | 0 | 0 | 0 | 0 | 0 | 0 | 0 | 0 | 0 | 0 | 0 | 0 | 0 | 0 | 0 | 0 | 0 | 0 | 0
Build Solar 2034_Units | Build Solar_Units | B Build Solar_Units | 0 | 0 | System | Generator | Build Solar 2034 | Build Solar | Units | 1 | - | 0 | 0 | 0 | 0 | 0 | 0 | 0 | 0 | 0 | 0 | 0 | 0 | 0 | 0 | 0 | 0 | 0 | 0 | 0 | 0
Build Solar 2034_Generation | Build Solar_Generation | B Build Solar_Generation | 0 | 0 | System | Generator | Build Solar 2034 | Build Solar | Generation | 1 | GWh | 0 | 0 | 0 | 0 | 0 | 0 | 0 | 0 | 0 | 0 | 0 | 0 | 0 | 0 | 0 | 0 | 0 | 0 | 0 | 0
Build Solar 2034_Capacity Factor | Build Solar_Capacity Factor | B Build Solar_Capacity Factor | 0 | 0 | System | Generator | Build Solar 2034 | Build Solar | Capacity Factor | 1 | % | 0 | 0 | 0 | 0 | 0 | 0 | 0 | 0 | 0 | 0 | 0 | 0 | 0 | 0 | 0 | 0 | 0 | 0 | 0 | 0
Build Solar 2034_FO&M Cost | Build Solar_FO&M Cost | B Build Solar_FO&M Cost | 0 | 0 | System | Generator | Build Solar 2034 | Build Solar | FO&M Cost | 1 | 0 | 0 | 0 | 0 | 0 | 0 | 0 | 0 | 0 | 0 | 0 | 0 | 0 | 0 | 0 | 0 | 0 | 0 | 0 | 0 | 0
Build Solar 2034_Generation Cost | Build Solar_Generation Cost | B Build Solar_Generation Cost | 0 | 0 | System | Generator | Build Solar 2034 | Build Solar | Generation Cost | 1 | 0 | 0 | 0 | 0 | 0 | 0 | 0 | 0 | 0 | 0 | 0 | 0 | 0 | 0 | 0 | 0 | 0 | 0 | 0 | 0 | 0
Build Solar 2034_Fixed Costs | Build Solar_Fixed Costs | B Build Solar_Fixed Costs | 0 | 0 | System | Generator | Build Solar 2034 | Build Solar | Fixed Costs | 1 | 0 | 0 | 0 | 0 | 0 | 0 | 0 | 0 | 0 | 0 | 0 | 0 | 0 | 0 | 0 | 0 | 0 | 0 | 0 | 0 | 0
Build Solar 2034_Pool Revenue | Build Solar_Pool Revenue | B Build Solar_Pool Revenue | 0 | 0 | System | Generator | Build Solar 2034 | Build Solar | Pool Revenue | 1 | 0 | 0 | 0 | 0 | 0 | 0 | 0 | 0 | 0 | 0 | 0 | 0 | 0 | 0 | 0 | 0 | 0 | 0 | 0 | 0 | 0
Build Solar 2034_Max Capacity | Build Solar_Max Capacity | B Build Solar_Max Capacity | 150 | 0 | System | Generator | Build Solar 2034 | Build Solar | Max Capacity | 1 | MW | 0 | 0 | 0 | 0 | 0 | 0 | 0 | 0 | 0 | 0 | 150 | 149.25 | 148.5038 | 147.7612 | 147.0224 | 146.2873 | 145.5559 | 144.8281 | 144.104 | 143.3834
Build Solar 2034_Installed Capacity | Build Solar_Installed Capacity | B Build Solar_Installed Capacity | 0 | 0 | System | Generator | Build Solar 2034 | Build Solar | Installed Capacity | 1 | MW | 0 | 0 | 0 | 0 | 0 | 0 | 0 | 0 | 0 | 0 | 0 | 0 | 0 | 0 | 0 | 0 | 0 | 0 | 0 | 0
Build Solar 2034_Firm Capacity | Build Solar_Firm Capacity | B Build Solar_Firm Capacity | 0 | 0 | System | Generator | Build Solar 2034 | Build Solar | Firm Capacity | 1 | MW | 0 | 0 | 0 | 0 | 0 | 0 | 0 | 0 | 0 | 0 | 0 | 0 | 0 | 0 | 0 | 0 | 0 | 0 | 0 | 0
Build Solar 2034_Forced Outage Rate | Build Solar_Forced Outage Rate | B Build Solar_Forced Outage Rate | 0 | 0 | System | Generator | Build Solar 2034 | Build Solar | Forced Outage Rate | 1 | % | 0 | 0 | 0 | 0 | 0 | 0 | 0 | 0 | 0 | 0 | 0 | 0 | 0 | 0 | 0 | 0 | 0 | 0 | 0 | 0
Build Solar 2034_Outage Rate | Build Solar_Outage Rate | B Build Solar_Outage Rate | 0 | 0 | System | Generator | Build Solar 2034 | Build Solar | Outage Rate | 1 | % | 0 | 0 | 0 | 0 | 0 | 0 | 0 | 0 | 0 | 0 | 0 | 0 | 0 | 0 | 0 | 0 | 0 | 0 | 0 | 0
Build Solar 2034_Units Built | Build Solar_Units Built | B Build Solar_Units Built | 0 | 0 | System | Generator | Build Solar 2034 | Build Solar | Units Built | 1 | - | 0 | 0 | 0 | 0 | 0 | 0 | 0 | 0 | 0 | 0 | 0 | 0 | 0 | 0 | 0 | 0 | 0 | 0 | 0 | 0
Build Solar 2034_Units Retired | Build Solar_Units Retired | B Build Solar_Units Retired | 0 | 0 | System | Generator | Build Solar 2034 | Build Solar | Units Retired | 1 | - | 0 | 0 | 0 | 0 | 0 | 0 | 0 | 0 | 0 | 0 | 0 | 0 | 0 | 0 | 0 | 0 | 0 | 0 | 0 | 0
Build Solar 2034_Capacity Built | Build Solar_Capacity Built | B Build Solar_Capacity Built | 0 | 0 | System | Generator | Build Solar 2034 | Build Solar | Capacity Built | 1 | MW | 0 | 0 | 0 | 0 | 0 | 0 | 0 | 0 | 0 | 0 | 0 | 0 | 0 | 0 | 0 | 0 | 0 | 0 | 0 | 0
Build Solar 2035_Units | Build Solar_Units | B Build Solar_Units | 0 | 0 | System | Generator | Build Solar 2035 | Build Solar | Units | 1 | - | 0 | 0 | 0 | 0 | 0 | 0 | 0 | 0 | 0 | 0 | 0 | 0 | 0 | 0 | 0 | 0 | 0 | 0 | 0 | 0
Build Solar 2035_Generation | Build Solar_Generation | B Build Solar_Generation | 0 | 0 | System | Generator | Build Solar 2035 | Build Solar | Generation | 1 | GWh | 0 | 0 | 0 | 0 | 0 | 0 | 0 | 0 | 0 | 0 | 0 | 0 | 0 | 0 | 0 | 0 | 0 | 0 | 0 | 0
Build Solar 2035_Capacity Factor | Build Solar_Capacity Factor | B Build Solar_Capacity Factor | 0 | 0 | System | Generator | Build Solar 2035 | Build Solar | Capacity Factor | 1 | % | 0 | 0 | 0 | 0 | 0 | 0 | 0 | 0 | 0 | 0 | 0 | 0 | 0 | 0 | 0 | 0 | 0 | 0 | 0 | 0
Build Solar 2035_FO&M Cost | Build Solar_FO&M Cost | B Build Solar_FO&M Cost | 0 | 0 | System | Generator | Build Solar 2035 | Build Solar | FO&M Cost | 1 | 0 | 0 | 0 | 0 | 0 | 0 | 0 | 0 | 0 | 0 | 0 | 0 | 0 | 0 | 0 | 0 | 0 | 0 | 0 | 0 | 0
Build Solar 2035_Generation Cost | Build Solar_Generation Cost | B Build Solar_Generation Cost | 0 | 0 | System | Generator | Build Solar 2035 | Build Solar | Generation Cost | 1 | 0 | 0 | 0 | 0 | 0 | 0 | 0 | 0 | 0 | 0 | 0 | 0 | 0 | 0 | 0 | 0 | 0 | 0 | 0 | 0 | 0
Build Solar 2035_Fixed Costs | Build Solar_Fixed Costs | B Build Solar_Fixed Costs | 0 | 0 | System | Generator | Build Solar 2035 | Build Solar | Fixed Costs | 1 | 0 | 0 | 0 | 0 | 0 | 0 | 0 | 0 | 0 | 0 | 0 | 0 | 0 | 0 | 0 | 0 | 0 | 0 | 0 | 0 | 0
Build Solar 2035_Pool Revenue | Build Solar_Pool Revenue | B Build Solar_Pool Revenue | 0 | 0 | System | Generator | Build Solar 2035 | Build Solar | Pool Revenue | 1 | 0 | 0 | 0 | 0 | 0 | 0 | 0 | 0 | 0 | 0 | 0 | 0 | 0 | 0 | 0 | 0 | 0 | 0 | 0 | 0 | 0
Build Solar 2035_Max Capacity | Build Solar_Max Capacity | B Build Solar_Max Capacity | 150 | 0 | System | Generator | Build Solar 2035 | Build Solar | Max Capacity | 1 | MW | 0 | 0 | 0 | 0 | 0 | 0 | 0 | 0 | 0 | 0 | 0 | 150 | 149.25 | 148.5038 | 147.7612 | 147.0224 | 146.2873 | 145.5559 | 144.8281 | 144.104
Build Solar 2035_Installed Capacity | Build Solar_Installed Capacity | B Build Solar_Installed Capacity | 0 | 0 | System | Generator | Build Solar 2035 | Build Solar | Installed Capacity | 1 | MW | 0 | 0 | 0 | 0 | 0 | 0 | 0 | 0 | 0 | 0 | 0 | 0 | 0 | 0 | 0 | 0 | 0 | 0 | 0 | 0
Build Solar 2035_Firm Capacity | Build Solar_Firm Capacity | B Build Solar_Firm Capacity | 0 | 0 | System | Generator | Build Solar 2035 | Build Solar | Firm Capacity | 1 | MW | 0 | 0 | 0 | 0 | 0 | 0 | 0 | 0 | 0 | 0 | 0 | 0 | 0 | 0 | 0 | 0 | 0 | 0 | 0 | 0
Build Solar 2035_Forced Outage Rate | Build Solar_Forced Outage Rate | B Build Solar_Forced Outage Rate | 0 | 0 | System | Generator | Build Solar 2035 | Build Solar | Forced Outage Rate | 1 | % | 0 | 0 | 0 | 0 | 0 | 0 | 0 | 0 | 0 | 0 | 0 | 0 | 0 | 0 | 0 | 0 | 0 | 0 | 0 | 0
Build Solar 2035_Outage Rate | Build Solar_Outage Rate | B Build Solar_Outage Rate | 0 | 0 | System | Generator | Build Solar 2035 | Build Solar | Outage Rate | 1 | % | 0 | 0 | 0 | 0 | 0 | 0 | 0 | 0 | 0 | 0 | 0 | 0 | 0 | 0 | 0 | 0 | 0 | 0 | 0 | 0
Build Solar 2035_Units Built | Build Solar_Units Built | B Build Solar_Units Built | 0 | 0 | System | Generator | Build Solar 2035 | Build Solar | Units Built | 1 | - | 0 | 0 | 0 | 0 | 0 | 0 | 0 | 0 | 0 | 0 | 0 | 0 | 0 | 0 | 0 | 0 | 0 | 0 | 0 | 0
Build Solar 2035_Units Retired | Build Solar_Units Retired | B Build Solar_Units Retired | 0 | 0 | System | Generator | Build Solar 2035 | Build Solar | Units Retired | 1 | - | 0 | 0 | 0 | 0 | 0 | 0 | 0 | 0 | 0 | 0 | 0 | 0 | 0 | 0 | 0 | 0 | 0 | 0 | 0 | 0
Build Solar 2035_Capacity Built | Build Solar_Capacity Built | B Build Solar_Capacity Built | 0 | 0 | System | Generator | Build Solar 2035 | Build Solar | Capacity Built | 1 | MW | 0 | 0 | 0 | 0 | 0 | 0 | 0 | 0 | 0 | 0 | 0 | 0 | 0 | 0 | 0 | 0 | 0 | 0 | 0 | 0
Build Solar 2036_Units | Build Solar_Units | B Build Solar_Units | 0 | 0 | System | Generator | Build Solar 2036 | Build Solar | Units | 1 | - | 0 | 0 | 0 | 0 | 0 | 0 | 0 | 0 | 0 | 0 | 0 | 0 | 0 | 0 | 0 | 0 | 0 | 0 | 0 | 0
Build Solar 2036_Generation | Build Solar_Generation | B Build Solar_Generation | 0 | 0 | System | Generator | Build Solar 2036 | Build Solar | Generation | 1 | GWh | 0 | 0 | 0 | 0 | 0 | 0 | 0 | 0 | 0 | 0 | 0 | 0 | 0 | 0 | 0 | 0 | 0 | 0 | 0 | 0
Build Solar 2036_Capacity Factor | Build Solar_Capacity Factor | B Build Solar_Capacity Factor | 0 | 0 | System | Generator | Build Solar 2036 | Build Solar | Capacity Factor | 1 | % | 0 | 0 | 0 | 0 | 0 | 0 | 0 | 0 | 0 | 0 | 0 | 0 | 0 | 0 | 0 | 0 | 0 | 0 | 0 | 0
Build Solar 2036_FO&M Cost | Build Solar_FO&M Cost | B Build Solar_FO&M Cost | 0 | 0 | System | Generator | Build Solar 2036 | Build Solar | FO&M Cost | 1 | 0 | 0 | 0 | 0 | 0 | 0 | 0 | 0 | 0 | 0 | 0 | 0 | 0 | 0 | 0 | 0 | 0 | 0 | 0 | 0 | 0
Build Solar 2036_Generation Cost | Build Solar_Generation Cost | B Build Solar_Generation Cost | 0 | 0 | System | Generator | Build Solar 2036 | Build Solar | Generation Cost | 1 | 0 | 0 | 0 | 0 | 0 | 0 | 0 | 0 | 0 | 0 | 0 | 0 | 0 | 0 | 0 | 0 | 0 | 0 | 0 | 0 | 0
Build Solar 2036_Fixed Costs | Build Solar_Fixed Costs | B Build Solar_Fixed Costs | 0 | 0 | System | Generator | Build Solar 2036 | Build Solar | Fixed Costs | 1 | 0 | 0 | 0 | 0 | 0 | 0 | 0 | 0 | 0 | 0 | 0 | 0 | 0 | 0 | 0 | 0 | 0 | 0 | 0 | 0 | 0
Build Solar 2036_Pool Revenue | Build Solar_Pool Revenue | B Build Solar_Pool Revenue | 0 | 0 | System | Generator | Build Solar 2036 | Build Solar | Pool Revenue | 1 | 0 | 0 | 0 | 0 | 0 | 0 | 0 | 0 | 0 | 0 | 0 | 0 | 0 | 0 | 0 | 0 | 0 | 0 | 0 | 0 | 0
Build Solar 2036_Max Capacity | Build Solar_Max Capacity | B Build Solar_Max Capacity | 150 | 0 | System | Generator | Build Solar 2036 | Build Solar | Max Capacity | 1 | MW | 0 | 0 | 0 | 0 | 0 | 0 | 0 | 0 | 0 | 0 | 0 | 0 | 150 | 149.25 | 148.5038 | 147.7612 | 147.0224 | 146.2873 | 145.5559 | 144.8281
Build Solar 2036_Installed Capacity | Build Solar_Installed Capacity | B Build Solar_Installed Capacity | 0 | 0 | System | Generator | Build Solar 2036 | Build Solar | Installed Capacity | 1 | MW | 0 | 0 | 0 | 0 | 0 | 0 | 0 | 0 | 0 | 0 | 0 | 0 | 0 | 0 | 0 | 0 | 0 | 0 | 0 | 0
Build Solar 2036_Firm Capacity | Build Solar_Firm Capacity | B Build Solar_Firm Capacity | 0 | 0 | System | Generator | Build Solar 2036 | Build Solar | Firm Capacity | 1 | MW | 0 | 0 | 0 | 0 | 0 | 0 | 0 | 0 | 0 | 0 | 0 | 0 | 0 | 0 | 0 | 0 | 0 | 0 | 0 | 0
Build Solar 2036_Forced Outage Rate | Build Solar_Forced Outage Rate | B Build Solar_Forced Outage Rate | 0 | 0 | System | Generator | Build Solar 2036 | Build Solar | Forced Outage Rate | 1 | % | 0 | 0 | 0 | 0 | 0 | 0 | 0 | 0 | 0 | 0 | 0 | 0 | 0 | 0 | 0 | 0 | 0 | 0 | 0 | 0
Build Solar 2036_Outage Rate | Build Solar_Outage Rate | B Build Solar_Outage Rate | 0 | 0 | System | Generator | Build Solar 2036 | Build Solar | Outage Rate | 1 | % | 0 | 0 | 0 | 0 | 0 | 0 | 0 | 0 | 0 | 0 | 0 | 0 | 0 | 0 | 0 | 0 | 0 | 0 | 0 | 0
Build Solar 2036_Units Built | Build Solar_Units Built | B Build Solar_Units Built | 0 | 0 | System | Generator | Build Solar 2036 | Build Solar | Units Built | 1 | - | 0 | 0 | 0 | 0 | 0 | 0 | 0 | 0 | 0 | 0 | 0 | 0 | 0 | 0 | 0 | 0 | 0 | 0 | 0 | 0
Build Solar 2036_Units Retired | Build Solar_Units Retired | B Build Solar_Units Retired | 0 | 0 | System | Generator | Build Solar 2036 | Build Solar | Units Retired | 1 | - | 0 | 0 | 0 | 0 | 0 | 0 | 0 | 0 | 0 | 0 | 0 | 0 | 0 | 0 | 0 | 0 | 0 | 0 | 0 | 0
Build Solar 2036_Capacity Built | Build Solar_Capacity Built | B Build Solar_Capacity Built | 0 | 0 | System | Generator | Build Solar 2036 | Build Solar | Capacity Built | 1 | MW | 0 | 0 | 0 | 0 | 0 | 0 | 0 | 0 | 0 | 0 | 0 | 0 | 0 | 0 | 0 | 0 | 0 | 0 | 0 | 0
Build Solar 2037_Units | Build Solar_Units | B Build Solar_Units | 0 | 0 | System | Generator | Build Solar 2037 | Build Solar | Units | 1 | - | 0 | 0 | 0 | 0 | 0 | 0 | 0 | 0 | 0 | 0 | 0 | 0 | 0 | 0 | 0 | 0 | 0 | 0 | 0 | 0
Build Solar 2037_Generation | Build Solar_Generation | B Build Solar_Generation | 0 | 0 | System | Generator | Build Solar 2037 | Build Solar | Generation | 1 | GWh | 0 | 0 | 0 | 0 | 0 | 0 | 0 | 0 | 0 | 0 | 0 | 0 | 0 | 0 | 0 | 0 | 0 | 0 | 0 | 0
Build Solar 2037_Capacity Factor | Build Solar_Capacity Factor | B Build Solar_Capacity Factor | 0 | 0 | System | Generator | Build Solar 2037 | Build Solar | Capacity Factor | 1 | % | 0 | 0 | 0 | 0 | 0 | 0 | 0 | 0 | 0 | 0 | 0 | 0 | 0 | 0 | 0 | 0 | 0 | 0 | 0 | 0
Build Solar 2037_FO&M Cost | Build Solar_FO&M Cost | B Build Solar_FO&M Cost | 0 | 0 | System | Generator | Build Solar 2037 | Build Solar | FO&M Cost | 1 | 0 | 0 | 0 | 0 | 0 | 0 | 0 | 0 | 0 | 0 | 0 | 0 | 0 | 0 | 0 | 0 | 0 | 0 | 0 | 0 | 0
Build Solar 2037_Generation Cost | Build Solar_Generation Cost | B Build Solar_Generation Cost | 0 | 0 | System | Generator | Build Solar 2037 | Build Solar | Generation Cost | 1 | 0 | 0 | 0 | 0 | 0 | 0 | 0 | 0 | 0 | 0 | 0 | 0 | 0 | 0 | 0 | 0 | 0 | 0 | 0 | 0 | 0
Build Solar 2037_Fixed Costs | Build Solar_Fixed Costs | B Build Solar_Fixed Costs | 0 | 0 | System | Generator | Build Solar 2037 | Build Solar | Fixed Costs | 1 | 0 | 0 | 0 | 0 | 0 | 0 | 0 | 0 | 0 | 0 | 0 | 0 | 0 | 0 | 0 | 0 | 0 | 0 | 0 | 0 | 0
Build Solar 2037_Pool Revenue | Build Solar_Pool Revenue | B Build Solar_Pool Revenue | 0 | 0 | System | Generator | Build Solar 2037 | Build Solar | Pool Revenue | 1 | 0 | 0 | 0 | 0 | 0 | 0 | 0 | 0 | 0 | 0 | 0 | 0 | 0 | 0 | 0 | 0 | 0 | 0 | 0 | 0 | 0
Build Solar 2037_Max Capacity | Build Solar_Max Capacity | B Build Solar_Max Capacity | 150 | 0 | System | Generator | Build Solar 2037 | Build Solar | Max Capacity | 1 | MW | 0 | 0 | 0 | 0 | 0 | 0 | 0 | 0 | 0 | 0 | 0 | 0 | 0 | 150 | 149.25 | 148.5038 | 147.7612 | 147.0224 | 146.2873 | 145.5559
Build Solar 2037_Installed Capacity | Build Solar_Installed Capacity | B Build Solar_Installed Capacity | 0 | 0 | System | Generator | Build Solar 2037 | Build Solar | Installed Capacity | 1 | MW | 0 | 0 | 0 | 0 | 0 | 0 | 0 | 0 | 0 | 0 | 0 | 0 | 0 | 0 | 0 | 0 | 0 | 0 | 0 | 0
Build Solar 2037_Firm Capacity | Build Solar_Firm Capacity | B Build Solar_Firm Capacity | 0 | 0 | System | Generator | Build Solar 2037 | Build Solar | Firm Capacity | 1 | MW | 0 | 0 | 0 | 0 | 0 | 0 | 0 | 0 | 0 | 0 | 0 | 0 | 0 | 0 | 0 | 0 | 0 | 0 | 0 | 0
Build Solar 2037_Forced Outage Rate | Build Solar_Forced Outage Rate | B Build Solar_Forced Outage Rate | 0 | 0 | System | Generator | Build Solar 2037 | Build Solar | Forced Outage Rate | 1 | % | 0 | 0 | 0 | 0 | 0 | 0 | 0 | 0 | 0 | 0 | 0 | 0 | 0 | 0 | 0 | 0 | 0 | 0 | 0 | 0
Build Solar 2037_Outage Rate | Build Solar_Outage Rate | B Build Solar_Outage Rate | 0 | 0 | System | Generator | Build Solar 2037 | Build Solar | Outage Rate | 1 | % | 0 | 0 | 0 | 0 | 0 | 0 | 0 | 0 | 0 | 0 | 0 | 0 | 0 | 0 | 0 | 0 | 0 | 0 | 0 | 0
Build Solar 2037_Units Built | Build Solar_Units Built | B Build Solar_Units Built | 0 | 0 | System | Generator | Build Solar 2037 | Build Solar | Units Built | 1 | - | 0 | 0 | 0 | 0 | 0 | 0 | 0 | 0 | 0 | 0 | 0 | 0 | 0 | 0 | 0 | 0 | 0 | 0 | 0 | 0
Build Solar 2037_Units Retired | Build Solar_Units Retired | B Build Solar_Units Retired | 0 | 0 | System | Generator | Build Solar 2037 | Build Solar | Units Retired | 1 | - | 0 | 0 | 0 | 0 | 0 | 0 | 0 | 0 | 0 | 0 | 0 | 0 | 0 | 0 | 0 | 0 | 0 | 0 | 0 | 0
Build Solar 2037_Capacity Built | Build Solar_Capacity Built | B Build Solar_Capacity Built | 0 | 0 | System | Generator | Build Solar 2037 | Build Solar | Capacity Built | 1 | MW | 0 | 0 | 0 | 0 | 0 | 0 | 0 | 0 | 0 | 0 | 0 | 0 | 0 | 0 | 0 | 0 | 0 | 0 | 0 | 0
Build Solar 2038_Units | Build Solar_Units | B Build Solar_Units | 0 | 0 | System | Generator | Build Solar 2038 | Build Solar | Units | 1 | - | 0 | 0 | 0 | 0 | 0 | 0 | 0 | 0 | 0 | 0 | 0 | 0 | 0 | 0 | 0 | 0 | 0 | 0 | 0 | 0
Build Solar 2038_Generation | Build Solar_Generation | B Build Solar_Generation | 0 | 0 | System | Generator | Build Solar 2038 | Build Solar | Generation | 1 | GWh | 0 | 0 | 0 | 0 | 0 | 0 | 0 | 0 | 0 | 0 | 0 | 0 | 0 | 0 | 0 | 0 | 0 | 0 | 0 | 0
Build Solar 2038_Capacity Factor | Build Solar_Capacity Factor | B Build Solar_Capacity Factor | 0 | 0 | System | Generator | Build Solar 2038 | Build Solar | Capacity Factor | 1 | % | 0 | 0 | 0 | 0 | 0 | 0 | 0 | 0 | 0 | 0 | 0 | 0 | 0 | 0 | 0 | 0 | 0 | 0 | 0 | 0
Build Solar 2038_FO&M Cost | Build Solar_FO&M Cost | B Build Solar_FO&M Cost | 0 | 0 | System | Generator | Build Solar 2038 | Build Solar | FO&M Cost | 1 | 0 | 0 | 0 | 0 | 0 | 0 | 0 | 0 | 0 | 0 | 0 | 0 | 0 | 0 | 0 | 0 | 0 | 0 | 0 | 0 | 0
Build Solar 2038_Generation Cost | Build Solar_Generation Cost | B Build Solar_Generation Cost | 0 | 0 | System | Generator | Build Solar 2038 | Build Solar | Generation Cost | 1 | 0 | 0 | 0 | 0 | 0 | 0 | 0 | 0 | 0 | 0 | 0 | 0 | 0 | 0 | 0 | 0 | 0 | 0 | 0 | 0 | 0
Build Solar 2038_Fixed Costs | Build Solar_Fixed Costs | B Build Solar_Fixed Costs | 0 | 0 | System | Generator | Build Solar 2038 | Build Solar | Fixed Costs | 1 | 0 | 0 | 0 | 0 | 0 | 0 | 0 | 0 | 0 | 0 | 0 | 0 | 0 | 0 | 0 | 0 | 0 | 0 | 0 | 0 | 0
Build Solar 2038_Pool Revenue | Build Solar_Pool Revenue | B Build Solar_Pool Revenue | 0 | 0 | System | Generator | Build Solar 2038 | Build Solar | Pool Revenue | 1 | 0 | 0 | 0 | 0 | 0 | 0 | 0 | 0 | 0 | 0 | 0 | 0 | 0 | 0 | 0 | 0 | 0 | 0 | 0 | 0 | 0
Build Solar 2038_Max Capacity | Build Solar_Max Capacity | B Build Solar_Max Capacity | 150 | 0 | System | Generator | Build Solar 2038 | Build Solar | Max Capacity | 1 | MW | 0 | 0 | 0 | 0 | 0 | 0 | 0 | 0 | 0 | 0 | 0 | 0 | 0 | 0 | 150 | 149.25 | 148.5038 | 147.7612 | 147.0224 | 146.2873
Build Solar 2038_Installed Capacity | Build Solar_Installed Capacity | B Build Solar_Installed Capacity | 0 | 0 | System | Generator | Build Solar 2038 | Build Solar | Installed Capacity | 1 | MW | 0 | 0 | 0 | 0 | 0 | 0 | 0 | 0 | 0 | 0 | 0 | 0 | 0 | 0 | 0 | 0 | 0 | 0 | 0 | 0
Build Solar 2038_Firm Capacity | Build Solar_Firm Capacity | B Build Solar_Firm Capacity | 0 | 0 | System | Generator | Build Solar 2038 | Build Solar | Firm Capacity | 1 | MW | 0 | 0 | 0 | 0 | 0 | 0 | 0 | 0 | 0 | 0 | 0 | 0 | 0 | 0 | 0 | 0 | 0 | 0 | 0 | 0
Build Solar 2038_Forced Outage Rate | Build Solar_Forced Outage Rate | B Build Solar_Forced Outage Rate | 0 | 0 | System | Generator | Build Solar 2038 | Build Solar | Forced Outage Rate | 1 | % | 0 | 0 | 0 | 0 | 0 | 0 | 0 | 0 | 0 | 0 | 0 | 0 | 0 | 0 | 0 | 0 | 0 | 0 | 0 | 0
Build Solar 2038_Outage Rate | Build Solar_Outage Rate | B Build Solar_Outage Rate | 0 | 0 | System | Generator | Build Solar 2038 | Build Solar | Outage Rate | 1 | % | 0 | 0 | 0 | 0 | 0 | 0 | 0 | 0 | 0 | 0 | 0 | 0 | 0 | 0 | 0 | 0 | 0 | 0 | 0 | 0
Build Solar 2038_Units Built | Build Solar_Units Built | B Build Solar_Units Built | 0 | 0 | System | Generator | Build Solar 2038 | Build Solar | Units Built | 1 | - | 0 | 0 | 0 | 0 | 0 | 0 | 0 | 0 | 0 | 0 | 0 | 0 | 0 | 0 | 0 | 0 | 0 | 0 | 0 | 0
Build Solar 2038_Units Retired | Build Solar_Units Retired | B Build Solar_Units Retired | 0 | 0 | System | Generator | Build Solar 2038 | Build Solar | Units Retired | 1 | - | 0 | 0 | 0 | 0 | 0 | 0 | 0 | 0 | 0 | 0 | 0 | 0 | 0 | 0 | 0 | 0 | 0 | 0 | 0 | 0
Build Solar 2038_Capacity Built | Build Solar_Capacity Built | B Build Solar_Capacity Built | 0 | 0 | System | Generator | Build Solar 2038 | Build Solar | Capacity Built | 1 | MW | 0 | 0 | 0 | 0 | 0 | 0 | 0 | 0 | 0 | 0 | 0 | 0 | 0 | 0 | 0 | 0 | 0 | 0 | 0 | 0
Build Solar 2039_Units | Build Solar_Units | B Build Solar_Units | 0 | 0 | System | Generator | Build Solar 2039 | Build Solar | Units | 1 | - | 0 | 0 | 0 | 0 | 0 | 0 | 0 | 0 | 0 | 0 | 0 | 0 | 0 | 0 | 0 | 0 | 0 | 0 | 0 | 0
Build Solar 2039_Generation | Build Solar_Generation | B Build Solar_Generation | 0 | 0 | System | Generator | Build Solar 2039 | Build Solar | Generation | 1 | GWh | 0 | 0 | 0 | 0 | 0 | 0 | 0 | 0 | 0 | 0 | 0 | 0 | 0 | 0 | 0 | 0 | 0 | 0 | 0 | 0
Build Solar 2039_Capacity Factor | Build Solar_Capacity Factor | B Build Solar_Capacity Factor | 0 | 0 | System | Generator | Build Solar 2039 | Build Solar | Capacity Factor | 1 | % | 0 | 0 | 0 | 0 | 0 | 0 | 0 | 0 | 0 | 0 | 0 | 0 | 0 | 0 | 0 | 0 | 0 | 0 | 0 | 0
Build Solar 2039_FO&M Cost | Build Solar_FO&M Cost | B Build Solar_FO&M Cost | 0 | 0 | System | Generator | Build Solar 2039 | Build Solar | FO&M Cost | 1 | 0 | 0 | 0 | 0 | 0 | 0 | 0 | 0 | 0 | 0 | 0 | 0 | 0 | 0 | 0 | 0 | 0 | 0 | 0 | 0 | 0
Build Solar 2039_Generation Cost | Build Solar_Generation Cost | B Build Solar_Generation Cost | 0 | 0 | System | Generator | Build Solar 2039 | Build Solar | Generation Cost | 1 | 0 | 0 | 0 | 0 | 0 | 0 | 0 | 0 | 0 | 0 | 0 | 0 | 0 | 0 | 0 | 0 | 0 | 0 | 0 | 0 | 0
Build Solar 2039_Fixed Costs | Build Solar_Fixed Costs | B Build Solar_Fixed Costs | 0 | 0 | System | Generator | Build Solar 2039 | Build Solar | Fixed Costs | 1 | 0 | 0 | 0 | 0 | 0 | 0 | 0 | 0 | 0 | 0 | 0 | 0 | 0 | 0 | 0 | 0 | 0 | 0 | 0 | 0 | 0
Build Solar 2039_Pool Revenue | Build Solar_Pool Revenue | B Build Solar_Pool Revenue | 0 | 0 | System | Generator | Build Solar 2039 | Build Solar | Pool Revenue | 1 | 0 | 0 | 0 | 0 | 0 | 0 | 0 | 0 | 0 | 0 | 0 | 0 | 0 | 0 | 0 | 0 | 0 | 0 | 0 | 0 | 0
Build Solar 2039_Max Capacity | Build Solar_Max Capacity | B Build Solar_Max Capacity | 150 | 0 | System | Generator | Build Solar 2039 | Build Solar | Max Capacity | 1 | MW | 0 | 0 | 0 | 0 | 0 | 0 | 0 | 0 | 0 | 0 | 0 | 0 | 0 | 0 | 0 | 150 | 149.25 | 148.5038 | 147.7612 | 147.0224
Build Solar 2039_Installed Capacity | Build Solar_Installed Capacity | B Build Solar_Installed Capacity | 0 | 0 | System | Generator | Build Solar 2039 | Build Solar | Installed Capacity | 1 | MW | 0 | 0 | 0 | 0 | 0 | 0 | 0 | 0 | 0 | 0 | 0 | 0 | 0 | 0 | 0 | 0 | 0 | 0 | 0 | 0
Build Solar 2039_Firm Capacity | Build Solar_Firm Capacity | B Build Solar_Firm Capacity | 0 | 0 | System | Generator | Build Solar 2039 | Build Solar | Firm Capacity | 1 | MW | 0 | 0 | 0 | 0 | 0 | 0 | 0 | 0 | 0 | 0 | 0 | 0 | 0 | 0 | 0 | 0 | 0 | 0 | 0 | 0
Build Solar 2039_Forced Outage Rate | Build Solar_Forced Outage Rate | B Build Solar_Forced Outage Rate | 0 | 0 | System | Generator | Build Solar 2039 | Build Solar | Forced Outage Rate | 1 | % | 0 | 0 | 0 | 0 | 0 | 0 | 0 | 0 | 0 | 0 | 0 | 0 | 0 | 0 | 0 | 0 | 0 | 0 | 0 | 0
Build Solar 2039_Outage Rate | Build Solar_Outage Rate | B Build Solar_Outage Rate | 0 | 0 | System | Generator | Build Solar 2039 | Build Solar | Outage Rate | 1 | % | 0 | 0 | 0 | 0 | 0 | 0 | 0 | 0 | 0 | 0 | 0 | 0 | 0 | 0 | 0 | 0 | 0 | 0 | 0 | 0
Build Solar 2039_Units Built | Build Solar_Units Built | B Build Solar_Units Built | 0 | 0 | System | Generator | Build Solar 2039 | Build Solar | Units Built | 1 | - | 0 | 0 | 0 | 0 | 0 | 0 | 0 | 0 | 0 | 0 | 0 | 0 | 0 | 0 | 0 | 0 | 0 | 0 | 0 | 0
Build Solar 2039_Units Retired | Build Solar_Units Retired | B Build Solar_Units Retired | 0 | 0 | System | Generator | Build Solar 2039 | Build Solar | Units Retired | 1 | - | 0 | 0 | 0 | 0 | 0 | 0 | 0 | 0 | 0 | 0 | 0 | 0 | 0 | 0 | 0 | 0 | 0 | 0 | 0 | 0
Build Solar 2039_Capacity Built | Build Solar_Capacity Built | B Build Solar_Capacity Built | 0 | 0 | System | Generator | Build Solar 2039 | Build Solar | Capacity Built | 1 | MW | 0 | 0 | 0 | 0 | 0 | 0 | 0 | 0 | 0 | 0 | 0 | 0 | 0 | 0 | 0 | 0 | 0 | 0 | 0 | 0
Build Solar 2040_Units | Build Solar_Units | B Build Solar_Units | 0 | 0 | System | Generator | Build Solar 2040 | Build Solar | Units | 1 | - | 0 | 0 | 0 | 0 | 0 | 0 | 0 | 0 | 0 | 0 | 0 | 0 | 0 | 0 | 0 | 0 | 0 | 0 | 0 | 0
Build Solar 2040_Generation | Build Solar_Generation | B Build Solar_Generation | 0 | 0 | System | Generator | Build Solar 2040 | Build Solar | Generation | 1 | GWh | 0 | 0 | 0 | 0 | 0 | 0 | 0 | 0 | 0 | 0 | 0 | 0 | 0 | 0 | 0 | 0 | 0 | 0 | 0 | 0
Build Solar 2040_Capacity Factor | Build Solar_Capacity Factor | B Build Solar_Capacity Factor | 0 | 0 | System | Generator | Build Solar 2040 | Build Solar | Capacity Factor | 1 | % | 0 | 0 | 0 | 0 | 0 | 0 | 0 | 0 | 0 | 0 | 0 | 0 | 0 | 0 | 0 | 0 | 0 | 0 | 0 | 0
Build Solar 2040_FO&M Cost | Build Solar_FO&M Cost | B Build Solar_FO&M Cost | 0 | 0 | System | Generator | Build Solar 2040 | Build Solar | FO&M Cost | 1 | 0 | 0 | 0 | 0 | 0 | 0 | 0 | 0 | 0 | 0 | 0 | 0 | 0 | 0 | 0 | 0 | 0 | 0 | 0 | 0 | 0
Build Solar 2040_Generation Cost | Build Solar_Generation Cost | B Build Solar_Generation Cost | 0 | 0 | System | Generator | Build Solar 2040 | Build Solar | Generation Cost | 1 | 0 | 0 | 0 | 0 | 0 | 0 | 0 | 0 | 0 | 0 | 0 | 0 | 0 | 0 | 0 | 0 | 0 | 0 | 0 | 0 | 0
Build Solar 2040_Fixed Costs | Build Solar_Fixed Costs | B Build Solar_Fixed Costs | 0 | 0 | System | Generator | Build Solar 2040 | Build Solar | Fixed Costs | 1 | 0 | 0 | 0 | 0 | 0 | 0 | 0 | 0 | 0 | 0 | 0 | 0 | 0 | 0 | 0 | 0 | 0 | 0 | 0 | 0 | 0
Build Solar 2040_Pool Revenue | Build Solar_Pool Revenue | B Build Solar_Pool Revenue | 0 | 0 | System | Generator | Build Solar 2040 | Build Solar | Pool Revenue | 1 | 0 | 0 | 0 | 0 | 0 | 0 | 0 | 0 | 0 | 0 | 0 | 0 | 0 | 0 | 0 | 0 | 0 | 0 | 0 | 0 | 0
Build Solar 2040_Max Capacity | Build Solar_Max Capacity | B Build Solar_Max Capacity | 150 | 0 | System | Generator | Build Solar 2040 | Build Solar | Max Capacity | 1 | MW | 0 | 0 | 0 | 0 | 0 | 0 | 0 | 0 | 0 | 0 | 0 | 0 | 0 | 0 | 0 | 0 | 150 | 149.25 | 148.5038 | 147.7612
Build Solar 2040_Installed Capacity | Build Solar_Installed Capacity | B Build Solar_Installed Capacity | 0 | 0 | System | Generator | Build Solar 2040 | Build Solar | Installed Capacity | 1 | MW | 0 | 0 | 0 | 0 | 0 | 0 | 0 | 0 | 0 | 0 | 0 | 0 | 0 | 0 | 0 | 0 | 0 | 0 | 0 | 0
Build Solar 2040_Firm Capacity | Build Solar_Firm Capacity | B Build Solar_Firm Capacity | 0 | 0 | System | Generator | Build Solar 2040 | Build Solar | Firm Capacity | 1 | MW | 0 | 0 | 0 | 0 | 0 | 0 | 0 | 0 | 0 | 0 | 0 | 0 | 0 | 0 | 0 | 0 | 0 | 0 | 0 | 0
Build Solar 2040_Forced Outage Rate | Build Solar_Forced Outage Rate | B Build Solar_Forced Outage Rate | 0 | 0 | System | Generator | Build Solar 2040 | Build Solar | Forced Outage Rate | 1 | % | 0 | 0 | 0 | 0 | 0 | 0 | 0 | 0 | 0 | 0 | 0 | 0 | 0 | 0 | 0 | 0 | 0 | 0 | 0 | 0
Build Solar 2040_Outage Rate | Build Solar_Outage Rate | B Build Solar_Outage Rate | 0 | 0 | System | Generator | Build Solar 2040 | Build Solar | Outage Rate | 1 | % | 0 | 0 | 0 | 0 | 0 | 0 | 0 | 0 | 0 | 0 | 0 | 0 | 0 | 0 | 0 | 0 | 0 | 0 | 0 | 0
Build Solar 2040_Units Built | Build Solar_Units Built | B Build Solar_Units Built | 0 | 0 | System | Generator | Build Solar 2040 | Build Solar | Units Built | 1 | - | 0 | 0 | 0 | 0 | 0 | 0 | 0 | 0 | 0 | 0 | 0 | 0 | 0 | 0 | 0 | 0 | 0 | 0 | 0 | 0
Build Solar 2040_Units Retired | Build Solar_Units Retired | B Build Solar_Units Retired | 0 | 0 | System | Generator | Build Solar 2040 | Build Solar | Units Retired | 1 | - | 0 | 0 | 0 | 0 | 0 | 0 | 0 | 0 | 0 | 0 | 0 | 0 | 0 | 0 | 0 | 0 | 0 | 0 | 0 | 0
Build Solar 2040_Capacity Built | Build Solar_Capacity Built | B Build Solar_Capacity Built | 0 | 0 | System | Generator | Build Solar 2040 | Build Solar | Capacity Built | 1 | MW | 0 | 0 | 0 | 0 | 0 | 0 | 0 | 0 | 0 | 0 | 0 | 0 | 0 | 0 | 0 | 0 | 0 | 0 | 0 | 0
Build Solar 2041_Units | Build Solar_Units | B Build Solar_Units | 2 | 0 | System | Generator | Build Solar 2041 | Build Solar | Units | 1 | - | 0 | 0 | 0 | 0 | 0 | 0 | 0 | 0 | 0 | 0 | 0 | 0 | 0 | 0 | 0 | 0 | 0 | 2 | 2 | 2
Build Solar 2041_Generation | Build Solar_Generation | B Build Solar_Generation | 672.2853 | 0 | System | Generator | Build Solar 2041 | Build Solar | Generation | 1 | GWh | 0 | 0 | 0 | 0 | 0 | 0 | 0 | 0 | 0 | 0 | 0 | 0 | 0 | 0 | 0 | 0 | 0 | 672.2853 | 668.924 | 665.5793
Build Solar 2041_Capacity Factor | Build Solar_Capacity Factor | B Build Solar_Capacity Factor | 25.5816 | 0 | System | Generator | Build Solar 2041 | Build Solar | Capacity Factor | 1 | % | 0 | 0 | 0 | 0 | 0 | 0 | 0 | 0 | 0 | 0 | 0 | 0 | 0 | 0 | 0 | 0 | 0 | 25.5816 | 25.5816 | 25.5816
Build Solar 2041_FO&M Cost | Build Solar_FO&M Cost | B Build Solar_FO&M Cost | 83451.5859 | 0 | System | Generator | Build Solar 2041 | Build Solar | FO&M Cost | 1 | 0 | 0 | 0 | 0 | 0 | 0 | 0 | 0 | 0 | 0 | 0 | 0 | 0 | 0 | 0 | 0 | 0 | 0 | 83451.5859 | 79527.1797 | 74250.6797
Build Solar 2041_Generation Cost | Build Solar_Generation Cost | B Build Solar_Generation Cost | 0 | 0 | System | Generator | Build Solar 2041 | Build Solar | Generation Cost | 1 | 0 | 0 | 0 | 0 | 0 | 0 | 0 | 0 | 0 | 0 | 0 | 0 | 0 | 0 | 0 | 0 | 0 | 0 | 0 | 0 | 0
Build Solar 2041_Fixed Costs | Build Solar_Fixed Costs | B Build Solar_Fixed Costs | 83451.5859 | 0 | System | Generator | Build Solar 2041 | Build Solar | Fixed Costs | 1 | 0 | 0 | 0 | 0 | 0 | 0 | 0 | 0 | 0 | 0 | 0 | 0 | 0 | 0 | 0 | 0 | 0 | 0 | 83451.5859 | 79527.1797 | 74250.6797
Build Solar 2041_Pool Revenue | Build Solar_Pool Revenue | B Build Solar_Pool Revenue | 22279.0605 | 0 | System | Generator | Build Solar 2041 | Build Solar | Pool Revenue | 1 | 0 | 0 | 0 | 0 | 0 | 0 | 0 | 0 | 0 | 0 | 0 | 0 | 0 | 0 | 0 | 0 | 0 | 0 | 21238.6289 | 21825.1875 | 22279.0605
Build Solar 2041_Max Capacity | Build Solar_Max Capacity | B Build Solar_Max Capacity | 150 | 0 | System | Generator | Build Solar 2041 | Build Solar | Max Capacity | 1 | MW | 0 | 0 | 0 | 0 | 0 | 0 | 0 | 0 | 0 | 0 | 0 | 0 | 0 | 0 | 0 | 0 | 0 | 150 | 149.25 | 148.5038
Build Solar 2041_Installed Capacity | Build Solar_Installed Capacity | B Build Solar_Installed Capacity | 300 | 0 | System | Generator | Build Solar 2041 | Build Solar | Installed Capacity | 1 | MW | 0 | 0 | 0 | 0 | 0 | 0 | 0 | 0 | 0 | 0 | 0 | 0 | 0 | 0 | 0 | 0 | 0 | 300 | 298.5 | 297.0075
Build Solar 2041_Firm Capacity | Build Solar_Firm Capacity | B Build Solar_Firm Capacity | 69.6 | 0 | System | Generator | Build Solar 2041 | Build Solar | Firm Capacity | 1 | MW | 0 | 0 | 0 | 0 | 0 | 0 | 0 | 0 | 0 | 0 | 0 | 0 | 0 | 0 | 0 | 0 | 0 | 69.6 | 60 | 50.4
Build Solar 2041_Forced Outage Rate | Build Solar_Forced Outage Rate | B Build Solar_Forced Outage Rate | 0 | 0 | System | Generator | Build Solar 2041 | Build Solar | Forced Outage Rate | 1 | % | 0 | 0 | 0 | 0 | 0 | 0 | 0 | 0 | 0 | 0 | 0 | 0 | 0 | 0 | 0 | 0 | 0 | 0 | 0 | 0
Build Solar 2041_Outage Rate | Build Solar_Outage Rate | B Build Solar_Outage Rate | 0 | 0 | System | Generator | Build Solar 2041 | Build Solar | Outage Rate | 1 | % | 0 | 0 | 0 | 0 | 0 | 0 | 0 | 0 | 0 | 0 | 0 | 0 | 0 | 0 | 0 | 0 | 0 | 0 | 0 | 0
Build Solar 2041_Units Built | Build Solar_Units Built | B Build Solar_Units Built | 2 | 0 | System | Generator | Build Solar 2041 | Build Solar | Units Built | 1 | - | 0 | 0 | 0 | 0 | 0 | 0 | 0 | 0 | 0 | 0 | 0 | 0 | 0 | 0 | 0 | 0 | 0 | 2 | 0 | 0
Build Solar 2041_Units Retired | Build Solar_Units Retired | B Build Solar_Units Retired | 0 | 0 | System | Generator | Build Solar 2041 | Build Solar | Units Retired | 1 | - | 0 | 0 | 0 | 0 | 0 | 0 | 0 | 0 | 0 | 0 | 0 | 0 | 0 | 0 | 0 | 0 | 0 | 0 | 0 | 0
Build Solar 2041_Capacity Built | Build Solar_Capacity Built | B Build Solar_Capacity Built | 300 | 0 | System | Generator | Build Solar 2041 | Build Solar | Capacity Built | 1 | MW | 0 | 0 | 0 | 0 | 0 | 0 | 0 | 0 | 0 | 0 | 0 | 0 | 0 | 0 | 0 | 0 | 0 | 300 | 0 | 0
Build Solar 2042_Units | Build Solar_Units | B Build Solar_Units | 2 | 0 | System | Generator | Build Solar 2042 | Build Solar | Units | 1 | - | 0 | 0 | 0 | 0 | 0 | 0 | 0 | 0 | 0 | 0 | 0 | 0 | 0 | 0 | 0 | 0 | 0 | 0 | 2 | 2
Build Solar 2042_Generation | Build Solar_Generation | B Build Solar_Generation | 672.2853 | 0 | System | Generator | Build Solar 2042 | Build Solar | Generation | 1 | GWh | 0 | 0 | 0 | 0 | 0 | 0 | 0 | 0 | 0 | 0 | 0 | 0 | 0 | 0 | 0 | 0 | 0 | 0 | 672.2853 | 668.924
Build Solar 2042_Capacity Factor | Build Solar_Capacity Factor | B Build Solar_Capacity Factor | 25.5816 | 0 | System | Generator | Build Solar 2042 | Build Solar | Capacity Factor | 1 | % | 0 | 0 | 0 | 0 | 0 | 0 | 0 | 0 | 0 | 0 | 0 | 0 | 0 | 0 | 0 | 0 | 0 | 0 | 25.5816 | 25.5816
Build Solar 2042_FO&M Cost | Build Solar_FO&M Cost | B Build Solar_FO&M Cost | 84603.4844 | 0 | System | Generator | Build Solar 2042 | Build Solar | FO&M Cost | 1 | 0 | 0 | 0 | 0 | 0 | 0 | 0 | 0 | 0 | 0 | 0 | 0 | 0 | 0 | 0 | 0 | 0 | 0 | 0 | 84603.4844 | 80631.8984
Build Solar 2042_Generation Cost | Build Solar_Generation Cost | B Build Solar_Generation Cost | 0 | 0 | System | Generator | Build Solar 2042 | Build Solar | Generation Cost | 1 | 0 | 0 | 0 | 0 | 0 | 0 | 0 | 0 | 0 | 0 | 0 | 0 | 0 | 0 | 0 | 0 | 0 | 0 | 0 | 0 | 0
Build Solar 2042_Fixed Costs | Build Solar_Fixed Costs | B Build Solar_Fixed Costs | 84603.4844 | 0 | System | Generator | Build Solar 2042 | Build Solar | Fixed Costs | 1 | 0 | 0 | 0 | 0 | 0 | 0 | 0 | 0 | 0 | 0 | 0 | 0 | 0 | 0 | 0 | 0 | 0 | 0 | 0 | 84603.4844 | 80631.8984
Build Solar 2042_Pool Revenue | Build Solar_Pool Revenue | B Build Solar_Pool Revenue | 22391.0156 | 0 | System | Generator | Build Solar 2042 | Build Solar | Pool Revenue | 1 | 0 | 0 | 0 | 0 | 0 | 0 | 0 | 0 | 0 | 0 | 0 | 0 | 0 | 0 | 0 | 0 | 0 | 0 | 0 | 21934.8613 | 22391.0156
Build Solar 2042_Max Capacity | Build Solar_Max Capacity | B Build Solar_Max Capacity | 150 | 0 | System | Generator | Build Solar 2042 | Build Solar | Max Capacity | 1 | MW | 0 | 0 | 0 | 0 | 0 | 0 | 0 | 0 | 0 | 0 | 0 | 0 | 0 | 0 | 0 | 0 | 0 | 0 | 150 | 149.25
Build Solar 2042_Installed Capacity | Build Solar_Installed Capacity | B Build Solar_Installed Capacity | 300 | 0 | System | Generator | Build Solar 2042 | Build Solar | Installed Capacity | 1 | MW | 0 | 0 | 0 | 0 | 0 | 0 | 0 | 0 | 0 | 0 | 0 | 0 | 0 | 0 | 0 | 0 | 0 | 0 | 300 | 298.5
Build Solar 2042_Firm Capacity | Build Solar_Firm Capacity | B Build Solar_Firm Capacity | 60 | 0 | System | Generator | Build Solar 2042 | Build Solar | Firm Capacity | 1 | MW | 0 | 0 | 0 | 0 | 0 | 0 | 0 | 0 | 0 | 0 | 0 | 0 | 0 | 0 | 0 | 0 | 0 | 0 | 60 | 50.4
Build Solar 2042_Forced Outage Rate | Build Solar_Forced Outage Rate | B Build Solar_Forced Outage Rate | 0 | 0 | System | Generator | Build Solar 2042 | Build Solar | Forced Outage Rate | 1 | % | 0 | 0 | 0 | 0 | 0 | 0 | 0 | 0 | 0 | 0 | 0 | 0 | 0 | 0 | 0 | 0 | 0 | 0 | 0 | 0
Build Solar 2042_Outage Rate | Build Solar_Outage Rate | B Build Solar_Outage Rate | 0 | 0 | System | Generator | Build Solar 2042 | Build Solar | Outage Rate | 1 | % | 0 | 0 | 0 | 0 | 0 | 0 | 0 | 0 | 0 | 0 | 0 | 0 | 0 | 0 | 0 | 0 | 0 | 0 | 0 | 0
Build Solar 2042_Units Built | Build Solar_Units Built | B Build Solar_Units Built | 2 | 0 | System | Generator | Build Solar 2042 | Build Solar | Units Built | 1 | - | 0 | 0 | 0 | 0 | 0 | 0 | 0 | 0 | 0 | 0 | 0 | 0 | 0 | 0 | 0 | 0 | 0 | 0 | 2 | 0
Build Solar 2042_Units Retired | Build Solar_Units Retired | B Build Solar_Units Retired | 0 | 0 | System | Generator | Build Solar 2042 | Build Solar | Units Retired | 1 | - | 0 | 0 | 0 | 0 | 0 | 0 | 0 | 0 | 0 | 0 | 0 | 0 | 0 | 0 | 0 | 0 | 0 | 0 | 0 | 0
Build Solar 2042_Capacity Built | Build Solar_Capacity Built | B Build Solar_Capacity Built | 300 | 0 | System | Generator | Build Solar 2042 | Build Solar | Capacity Built | 1 | MW | 0 | 0 | 0 | 0 | 0 | 0 | 0 | 0 | 0 | 0 | 0 | 0 | 0 | 0 | 0 | 0 | 0 | 0 | 300 | 0
Build Solar 2043_Units | Build Solar_Units | B Build Solar_Units | 1 | 0 | System | Generator | Build Solar 2043 | Build Solar | Units | 1 | - | 0 | 0 | 0 | 0 | 0 | 0 | 0 | 0 | 0 | 0 | 0 | 0 | 0 | 0 | 0 | 0 | 0 | 0 | 0 | 1
Build Solar 2043_Generation | Build Solar_Generation | B Build Solar_Generation | 336.1427 | 0 | System | Generator | Build Solar 2043 | Build Solar | Generation | 1 | GWh | 0 | 0 | 0 | 0 | 0 | 0 | 0 | 0 | 0 | 0 | 0 | 0 | 0 | 0 | 0 | 0 | 0 | 0 | 0 | 336.1427
Build Solar 2043_Capacity Factor | Build Solar_Capacity Factor | B Build Solar_Capacity Factor | 25.5816 | 0 | System | Generator | Build Solar 2043 | Build Solar | Capacity Factor | 1 | % | 0 | 0 | 0 | 0 | 0 | 0 | 0 | 0 | 0 | 0 | 0 | 0 | 0 | 0 | 0 | 0 | 0 | 0 | 0 | 25.5816
Build Solar 2043_FO&M Cost | Build Solar_FO&M Cost | B Build Solar_FO&M Cost | 42884.8672 | 0 | System | Generator | Build Solar 2043 | Build Solar | FO&M Cost | 1 | 0 | 0 | 0 | 0 | 0 | 0 | 0 | 0 | 0 | 0 | 0 | 0 | 0 | 0 | 0 | 0 | 0 | 0 | 0 | 0 | 42884.8672
Build Solar 2043_Generation Cost | Build Solar_Generation Cost | B Build Solar_Generation Cost | 0 | 0 | System | Generator | Build Solar 2043 | Build Solar | Generation Cost | 1 | 0 | 0 | 0 | 0 | 0 | 0 | 0 | 0 | 0 | 0 | 0 | 0 | 0 | 0 | 0 | 0 | 0 | 0 | 0 | 0 | 0
Build Solar 2043_Fixed Costs | Build Solar_Fixed Costs | B Build Solar_Fixed Costs | 42884.8672 | 0 | System | Generator | Build Solar 2043 | Build Solar | Fixed Costs | 1 | 0 | 0 | 0 | 0 | 0 | 0 | 0 | 0 | 0 | 0 | 0 | 0 | 0 | 0 | 0 | 0 | 0 | 0 | 0 | 0 | 42884.8672
Build Solar 2043_Pool Revenue | Build Solar_Pool Revenue | B Build Solar_Pool Revenue | 11251.7666 | 0 | System | Generator | Build Solar 2043 | Build Solar | Pool Revenue | 1 | 0 | 0 | 0 | 0 | 0 | 0 | 0 | 0 | 0 | 0 | 0 | 0 | 0 | 0 | 0 | 0 | 0 | 0 | 0 | 0 | 11251.7666
Build Solar 2043_Max Capacity | Build Solar_Max Capacity | B Build Solar_Max Capacity | 150 | 0 | System | Generator | Build Solar 2043 | Build Solar | Max Capacity | 1 | MW | 0 | 0 | 0 | 0 | 0 | 0 | 0 | 0 | 0 | 0 | 0 | 0 | 0 | 0 | 0 | 0 | 0 | 0 | 0 | 150
Build Solar 2043_Installed Capacity | Build Solar_Installed Capacity | B Build Solar_Installed Capacity | 150 | 0 | System | Generator | Build Solar 2043 | Build Solar | Installed Capacity | 1 | MW | 0 | 0 | 0 | 0 | 0 | 0 | 0 | 0 | 0 | 0 | 0 | 0 | 0 | 0 | 0 | 0 | 0 | 0 | 0 | 150
Build Solar 2043_Firm Capacity | Build Solar_Firm Capacity | B Build Solar_Firm Capacity | 25.2 | 0 | System | Generator | Build Solar 2043 | Build Solar | Firm Capacity | 1 | MW | 0 | 0 | 0 | 0 | 0 | 0 | 0 | 0 | 0 | 0 | 0 | 0 | 0 | 0 | 0 | 0 | 0 | 0 | 0 | 25.2
Build Solar 2043_Forced Outage Rate | Build Solar_Forced Outage Rate | B Build Solar_Forced Outage Rate | 0 | 0 | System | Generator | Build Solar 2043 | Build Solar | Forced Outage Rate | 1 | % | 0 | 0 | 0 | 0 | 0 | 0 | 0 | 0 | 0 | 0 | 0 | 0 | 0 | 0 | 0 | 0 | 0 | 0 | 0 | 0
Build Solar 2043_Outage Rate | Build Solar_Outage Rate | B Build Solar_Outage Rate | 0 | 0 | System | Generator | Build Solar 2043 | Build Solar | Outage Rate | 1 | % | 0 | 0 | 0 | 0 | 0 | 0 | 0 | 0 | 0 | 0 | 0 | 0 | 0 | 0 | 0 | 0 | 0 | 0 | 0 | 0
Build Solar 2043_Units Built | Build Solar_Units Built | B Build Solar_Units Built | 1 | 0 | System | Generator | Build Solar 2043 | Build Solar | Units Built | 1 | - | 0 | 0 | 0 | 0 | 0 | 0 | 0 | 0 | 0 | 0 | 0 | 0 | 0 | 0 | 0 | 0 | 0 | 0 | 0 | 1
Build Solar 2043_Units Retired | Build Solar_Units Retired | B Build Solar_Units Retired | 0 | 0 | System | Generator | Build Solar 2043 | Build Solar | Units Retired | 1 | - | 0 | 0 | 0 | 0 | 0 | 0 | 0 | 0 | 0 | 0 | 0 | 0 | 0 | 0 | 0 | 0 | 0 | 0 | 0 | 0
Build Solar 2043_Capacity Built | Build Solar_Capacity Built | B Build Solar_Capacity Built | 150 | 0 | System | Generator | Build Solar 2043 | Build Solar | Capacity Built | 1 | MW | 0 | 0 | 0 | 0 | 0 | 0 | 0 | 0 | 0 | 0 | 0 | 0 | 0 | 0 | 0 | 0 | 0 | 0 | 0 | 150
Build CT 2028_Units | Build CT_Units | B Build CT_Units | 0 | 0 | System | Generator | Build CT 2028 | Build CT | Units | 1 | - | 0 | 0 | 0 | 0 | 0 | 0 | 0 | 0 | 0 | 0 | 0 | 0 | 0 | 0 | 0 | 0 | 0 | 0 | 0 | 0
Build CT 2028_Generation | Build CT_Generation | B Build CT_Generation | 0 | 0 | System | Generator | Build CT 2028 | Build CT | Generation | 1 | GWh | 0 | 0 | 0 | 0 | 0 | 0 | 0 | 0 | 0 | 0 | 0 | 0 | 0 | 0 | 0 | 0 | 0 | 0 | 0 | 0
Build CT 2028_Capacity Factor | Build CT_Capacity Factor | B Build CT_Capacity Factor | 0 | 0 | System | Generator | Build CT 2028 | Build CT | Capacity Factor | 1 | % | 0 | 0 | 0 | 0 | 0 | 0 | 0 | 0 | 0 | 0 | 0 | 0 | 0 | 0 | 0 | 0 | 0 | 0 | 0 | 0
Build CT 2028_FO&M Cost | Build CT_FO&M Cost | B Build CT_FO&M Cost | 0 | 0 | System | Generator | Build CT 2028 | Build CT | FO&M Cost | 1 | 0 | 0 | 0 | 0 | 0 | 0 | 0 | 0 | 0 | 0 | 0 | 0 | 0 | 0 | 0 | 0 | 0 | 0 | 0 | 0 | 0
Build CT 2028_Generation Cost | Build CT_Generation Cost | B Build CT_Generation Cost | 0 | 0 | System | Generator | Build CT 2028 | Build CT | Generation Cost | 1 | 0 | 0 | 0 | 0 | 0 | 0 | 0 | 0 | 0 | 0 | 0 | 0 | 0 | 0 | 0 | 0 | 0 | 0 | 0 | 0 | 0
Build CT 2028_Fixed Costs | Build CT_Fixed Costs | B Build CT_Fixed Costs | 0 | 0 | System | Generator | Build CT 2028 | Build CT | Fixed Costs | 1 | 0 | 0 | 0 | 0 | 0 | 0 | 0 | 0 | 0 | 0 | 0 | 0 | 0 | 0 | 0 | 0 | 0 | 0 | 0 | 0 | 0
Build CT 2028_Pool Revenue | Build CT_Pool Revenue | B Build CT_Pool Revenue | 0 | 0 | System | Generator | Build CT 2028 | Build CT | Pool Revenue | 1 | 0 | 0 | 0 | 0 | 0 | 0 | 0 | 0 | 0 | 0 | 0 | 0 | 0 | 0 | 0 | 0 | 0 | 0 | 0 | 0 | 0
Build CT 2028_Max Capacity | Build CT_Max Capacity | B Build CT_Max Capacity | 415 | 0 | System | Generator | Build CT 2028 | Build CT | Max Capacity | 1 | MW | 0 | 0 | 0 | 0 | 415 | 415 | 415 | 415 | 415 | 415 | 415 | 415 | 415 | 415 | 415 | 415 | 415 | 415 | 415 | 415
Build CT 2028_Installed Capacity | Build CT_Installed Capacity | B Build CT_Installed Capacity | 0 | 0 | System | Generator | Build CT 2028 | Build CT | Installed Capacity | 1 | MW | 0 | 0 | 0 | 0 | 0 | 0 | 0 | 0 | 0 | 0 | 0 | 0 | 0 | 0 | 0 | 0 | 0 | 0 | 0 | 0
Build CT 2028_Firm Capacity | Build CT_Firm Capacity | B Build CT_Firm Capacity | 0 | 0 | System | Generator | Build CT 2028 | Build CT | Firm Capacity | 1 | MW | 0 | 0 | 0 | 0 | 0 | 0 | 0 | 0 | 0 | 0 | 0 | 0 | 0 | 0 | 0 | 0 | 0 | 0 | 0 | 0
Build CT 2028_Forced Outage Rate | Build CT_Forced Outage Rate | B Build CT_Forced Outage Rate | 0 | 0 | System | Generator | Build CT 2028 | Build CT | Forced Outage Rate | 1 | % | 0 | 0 | 0 | 0 | 0 | 0 | 0 | 0 | 0 | 0 | 0 | 0 | 0 | 0 | 0 | 0 | 0 | 0 | 0 | 0
Build CT 2028_Outage Rate | Build CT_Outage Rate | B Build CT_Outage Rate | 0 | 0 | System | Generator | Build CT 2028 | Build CT | Outage Rate | 1 | % | 0 | 0 | 0 | 0 | 0 | 0 | 0 | 0 | 0 | 0 | 0 | 0 | 0 | 0 | 0 | 0 | 0 | 0 | 0 | 0
Build CT 2028_Units Built | Build CT_Units Built | B Build CT_Units Built | 0 | 0 | System | Generator | Build CT 2028 | Build CT | Units Built | 1 | - | 0 | 0 | 0 | 0 | 0 | 0 | 0 | 0 | 0 | 0 | 0 | 0 | 0 | 0 | 0 | 0 | 0 | 0 | 0 | 0
Build CT 2028_Units Retired | Build CT_Units Retired | B Build CT_Units Retired | 0 | 0 | System | Generator | Build CT 2028 | Build CT | Units Retired | 1 | - | 0 | 0 | 0 | 0 | 0 | 0 | 0 | 0 | 0 | 0 | 0 | 0 | 0 | 0 | 0 | 0 | 0 | 0 | 0 | 0
Build CT 2028_Capacity Built | Build CT_Capacity Built | B Build CT_Capacity Built | 0 | 0 | System | Generator | Build CT 2028 | Build CT | Capacity Built | 1 | MW | 0 | 0 | 0 | 0 | 0 | 0 | 0 | 0 | 0 | 0 | 0 | 0 | 0 | 0 | 0 | 0 | 0 | 0 | 0 | 0
Build CT 2029_Units | Build CT_Units | B Build CT_Units | 0 | 0 | System | Generator | Build CT 2029 | Build CT | Units | 1 | - | 0 | 0 | 0 | 0 | 0 | 0 | 0 | 0 | 0 | 0 | 0 | 0 | 0 | 0 | 0 | 0 | 0 | 0 | 0 | 0
Build CT 2029_Generation | Build CT_Generation | B Build CT_Generation | 0 | 0 | System | Generator | Build CT 2029 | Build CT | Generation | 1 | GWh | 0 | 0 | 0 | 0 | 0 | 0 | 0 | 0 | 0 | 0 | 0 | 0 | 0 | 0 | 0 | 0 | 0 | 0 | 0 | 0
Build CT 2029_Capacity Factor | Build CT_Capacity Factor | B Build CT_Capacity Factor | 0 | 0 | System | Generator | Build CT 2029 | Build CT | Capacity Factor | 1 | % | 0 | 0 | 0 | 0 | 0 | 0 | 0 | 0 | 0 | 0 | 0 | 0 | 0 | 0 | 0 | 0 | 0 | 0 | 0 | 0
Build CT 2029_FO&M Cost | Build CT_FO&M Cost | B Build CT_FO&M Cost | 0 | 0 | System | Generator | Build CT 2029 | Build CT | FO&M Cost | 1 | 0 | 0 | 0 | 0 | 0 | 0 | 0 | 0 | 0 | 0 | 0 | 0 | 0 | 0 | 0 | 0 | 0 | 0 | 0 | 0 | 0
Build CT 2029_Generation Cost | Build CT_Generation Cost | B Build CT_Generation Cost | 0 | 0 | System | Generator | Build CT 2029 | Build CT | Generation Cost | 1 | 0 | 0 | 0 | 0 | 0 | 0 | 0 | 0 | 0 | 0 | 0 | 0 | 0 | 0 | 0 | 0 | 0 | 0 | 0 | 0 | 0
Build CT 2029_Fixed Costs | Build CT_Fixed Costs | B Build CT_Fixed Costs | 0 | 0 | System | Generator | Build CT 2029 | Build CT | Fixed Costs | 1 | 0 | 0 | 0 | 0 | 0 | 0 | 0 | 0 | 0 | 0 | 0 | 0 | 0 | 0 | 0 | 0 | 0 | 0 | 0 | 0 | 0
Build CT 2029_Pool Revenue | Build CT_Pool Revenue | B Build CT_Pool Revenue | 0 | 0 | System | Generator | Build CT 2029 | Build CT | Pool Revenue | 1 | 0 | 0 | 0 | 0 | 0 | 0 | 0 | 0 | 0 | 0 | 0 | 0 | 0 | 0 | 0 | 0 | 0 | 0 | 0 | 0 | 0
Build CT 2029_Max Capacity | Build CT_Max Capacity | B Build CT_Max Capacity | 415 | 0 | System | Generator | Build CT 2029 | Build CT | Max Capacity | 1 | MW | 0 | 0 | 0 | 0 | 0 | 415 | 415 | 415 | 415 | 415 | 415 | 415 | 415 | 415 | 415 | 415 | 415 | 415 | 415 | 415
Build CT 2029_Installed Capacity | Build CT_Installed Capacity | B Build CT_Installed Capacity | 0 | 0 | System | Generator | Build CT 2029 | Build CT | Installed Capacity | 1 | MW | 0 | 0 | 0 | 0 | 0 | 0 | 0 | 0 | 0 | 0 | 0 | 0 | 0 | 0 | 0 | 0 | 0 | 0 | 0 | 0
Build CT 2029_Firm Capacity | Build CT_Firm Capacity | B Build CT_Firm Capacity | 0 | 0 | System | Generator | Build CT 2029 | Build CT | Firm Capacity | 1 | MW | 0 | 0 | 0 | 0 | 0 | 0 | 0 | 0 | 0 | 0 | 0 | 0 | 0 | 0 | 0 | 0 | 0 | 0 | 0 | 0
Build CT 2029_Forced Outage Rate | Build CT_Forced Outage Rate | B Build CT_Forced Outage Rate | 0 | 0 | System | Generator | Build CT 2029 | Build CT | Forced Outage Rate | 1 | % | 0 | 0 | 0 | 0 | 0 | 0 | 0 | 0 | 0 | 0 | 0 | 0 | 0 | 0 | 0 | 0 | 0 | 0 | 0 | 0
Build CT 2029_Outage Rate | Build CT_Outage Rate | B Build CT_Outage Rate | 0 | 0 | System | Generator | Build CT 2029 | Build CT | Outage Rate | 1 | % | 0 | 0 | 0 | 0 | 0 | 0 | 0 | 0 | 0 | 0 | 0 | 0 | 0 | 0 | 0 | 0 | 0 | 0 | 0 | 0
Build CT 2029_Units Built | Build CT_Units Built | B Build CT_Units Built | 0 | 0 | System | Generator | Build CT 2029 | Build CT | Units Built | 1 | - | 0 | 0 | 0 | 0 | 0 | 0 | 0 | 0 | 0 | 0 | 0 | 0 | 0 | 0 | 0 | 0 | 0 | 0 | 0 | 0
Build CT 2029_Units Retired | Build CT_Units Retired | B Build CT_Units Retired | 0 | 0 | System | Generator | Build CT 2029 | Build CT | Units Retired | 1 | - | 0 | 0 | 0 | 0 | 0 | 0 | 0 | 0 | 0 | 0 | 0 | 0 | 0 | 0 | 0 | 0 | 0 | 0 | 0 | 0
Build CT 2029_Capacity Built | Build CT_Capacity Built | B Build CT_Capacity Built | 0 | 0 | System | Generator | Build CT 2029 | Build CT | Capacity Built | 1 | MW | 0 | 0 | 0 | 0 | 0 | 0 | 0 | 0 | 0 | 0 | 0 | 0 | 0 | 0 | 0 | 0 | 0 | 0 | 0 | 0
Build CT 2030_Units | Build CT_Units | B Build CT_Units | 0 | 0 | System | Generator | Build CT 2030 | Build CT | Units | 1 | - | 0 | 0 | 0 | 0 | 0 | 0 | 0 | 0 | 0 | 0 | 0 | 0 | 0 | 0 | 0 | 0 | 0 | 0 | 0 | 0
Build CT 2030_Generation | Build CT_Generation | B Build CT_Generation | 0 | 0 | System | Generator | Build CT 2030 | Build CT | Generation | 1 | GWh | 0 | 0 | 0 | 0 | 0 | 0 | 0 | 0 | 0 | 0 | 0 | 0 | 0 | 0 | 0 | 0 | 0 | 0 | 0 | 0
Build CT 2030_Capacity Factor | Build CT_Capacity Factor | B Build CT_Capacity Factor | 0 | 0 | System | Generator | Build CT 2030 | Build CT | Capacity Factor | 1 | % | 0 | 0 | 0 | 0 | 0 | 0 | 0 | 0 | 0 | 0 | 0 | 0 | 0 | 0 | 0 | 0 | 0 | 0 | 0 | 0
Build CT 2030_FO&M Cost | Build CT_FO&M Cost | B Build CT_FO&M Cost | 0 | 0 | System | Generator | Build CT 2030 | Build CT | FO&M Cost | 1 | 0 | 0 | 0 | 0 | 0 | 0 | 0 | 0 | 0 | 0 | 0 | 0 | 0 | 0 | 0 | 0 | 0 | 0 | 0 | 0 | 0
Build CT 2030_Generation Cost | Build CT_Generation Cost | B Build CT_Generation Cost | 0 | 0 | System | Generator | Build CT 2030 | Build CT | Generation Cost | 1 | 0 | 0 | 0 | 0 | 0 | 0 | 0 | 0 | 0 | 0 | 0 | 0 | 0 | 0 | 0 | 0 | 0 | 0 | 0 | 0 | 0
Build CT 2030_Fixed Costs | Build CT_Fixed Costs | B Build CT_Fixed Costs | 0 | 0 | System | Generator | Build CT 2030 | Build CT | Fixed Costs | 1 | 0 | 0 | 0 | 0 | 0 | 0 | 0 | 0 | 0 | 0 | 0 | 0 | 0 | 0 | 0 | 0 | 0 | 0 | 0 | 0 | 0
Build CT 2030_Pool Revenue | Build CT_Pool Revenue | B Build CT_Pool Revenue | 0 | 0 | System | Generator | Build CT 2030 | Build CT | Pool Revenue | 1 | 0 | 0 | 0 | 0 | 0 | 0 | 0 | 0 | 0 | 0 | 0 | 0 | 0 | 0 | 0 | 0 | 0 | 0 | 0 | 0 | 0
Build CT 2030_Max Capacity | Build CT_Max Capacity | B Build CT_Max Capacity | 415 | 0 | System | Generator | Build CT 2030 | Build CT | Max Capacity | 1 | MW | 0 | 0 | 0 | 0 | 0 | 0 | 415 | 415 | 415 | 415 | 415 | 415 | 415 | 415 | 415 | 415 | 415 | 415 | 415 | 415
Build CT 2030_Installed Capacity | Build CT_Installed Capacity | B Build CT_Installed Capacity | 0 | 0 | System | Generator | Build CT 2030 | Build CT | Installed Capacity | 1 | MW | 0 | 0 | 0 | 0 | 0 | 0 | 0 | 0 | 0 | 0 | 0 | 0 | 0 | 0 | 0 | 0 | 0 | 0 | 0 | 0
Build CT 2030_Firm Capacity | Build CT_Firm Capacity | B Build CT_Firm Capacity | 0 | 0 | System | Generator | Build CT 2030 | Build CT | Firm Capacity | 1 | MW | 0 | 0 | 0 | 0 | 0 | 0 | 0 | 0 | 0 | 0 | 0 | 0 | 0 | 0 | 0 | 0 | 0 | 0 | 0 | 0
Build CT 2030_Forced Outage Rate | Build CT_Forced Outage Rate | B Build CT_Forced Outage Rate | 0 | 0 | System | Generator | Build CT 2030 | Build CT | Forced Outage Rate | 1 | % | 0 | 0 | 0 | 0 | 0 | 0 | 0 | 0 | 0 | 0 | 0 | 0 | 0 | 0 | 0 | 0 | 0 | 0 | 0 | 0
Build CT 2030_Outage Rate | Build CT_Outage Rate | B Build CT_Outage Rate | 0 | 0 | System | Generator | Build CT 2030 | Build CT | Outage Rate | 1 | % | 0 | 0 | 0 | 0 | 0 | 0 | 0 | 0 | 0 | 0 | 0 | 0 | 0 | 0 | 0 | 0 | 0 | 0 | 0 | 0
Build CT 2030_Units Built | Build CT_Units Built | B Build CT_Units Built | 0 | 0 | System | Generator | Build CT 2030 | Build CT | Units Built | 1 | - | 0 | 0 | 0 | 0 | 0 | 0 | 0 | 0 | 0 | 0 | 0 | 0 | 0 | 0 | 0 | 0 | 0 | 0 | 0 | 0
Build CT 2030_Units Retired | Build CT_Units Retired | B Build CT_Units Retired | 0 | 0 | System | Generator | Build CT 2030 | Build CT | Units Retired | 1 | - | 0 | 0 | 0 | 0 | 0 | 0 | 0 | 0 | 0 | 0 | 0 | 0 | 0 | 0 | 0 | 0 | 0 | 0 | 0 | 0
Build CT 2030_Capacity Built | Build CT_Capacity Built | B Build CT_Capacity Built | 0 | 0 | System | Generator | Build CT 2030 | Build CT | Capacity Built | 1 | MW | 0 | 0 | 0 | 0 | 0 | 0 | 0 | 0 | 0 | 0 | 0 | 0 | 0 | 0 | 0 | 0 | 0 | 0 | 0 | 0
Build CT 2031_Units | Build CT_Units | B Build CT_Units | 0 | 0 | System | Generator | Build CT 2031 | Build CT | Units | 1 | - | 0 | 0 | 0 | 0 | 0 | 0 | 0 | 0 | 0 | 0 | 0 | 0 | 0 | 0 | 0 | 0 | 0 | 0 | 0 | 0
Build CT 2031_Generation | Build CT_Generation | B Build CT_Generation | 0 | 0 | System | Generator | Build CT 2031 | Build CT | Generation | 1 | GWh | 0 | 0 | 0 | 0 | 0 | 0 | 0 | 0 | 0 | 0 | 0 | 0 | 0 | 0 | 0 | 0 | 0 | 0 | 0 | 0
Build CT 2031_Capacity Factor | Build CT_Capacity Factor | B Build CT_Capacity Factor | 0 | 0 | System | Generator | Build CT 2031 | Build CT | Capacity Factor | 1 | % | 0 | 0 | 0 | 0 | 0 | 0 | 0 | 0 | 0 | 0 | 0 | 0 | 0 | 0 | 0 | 0 | 0 | 0 | 0 | 0
Build CT 2031_FO&M Cost | Build CT_FO&M Cost | B Build CT_FO&M Cost | 0 | 0 | System | Generator | Build CT 2031 | Build CT | FO&M Cost | 1 | 0 | 0 | 0 | 0 | 0 | 0 | 0 | 0 | 0 | 0 | 0 | 0 | 0 | 0 | 0 | 0 | 0 | 0 | 0 | 0 | 0
Build CT 2031_Generation Cost | Build CT_Generation Cost | B Build CT_Generation Cost | 0 | 0 | System | Generator | Build CT 2031 | Build CT | Generation Cost | 1 | 0 | 0 | 0 | 0 | 0 | 0 | 0 | 0 | 0 | 0 | 0 | 0 | 0 | 0 | 0 | 0 | 0 | 0 | 0 | 0 | 0
Build CT 2031_Fixed Costs | Build CT_Fixed Costs | B Build CT_Fixed Costs | 0 | 0 | System | Generator | Build CT 2031 | Build CT | Fixed Costs | 1 | 0 | 0 | 0 | 0 | 0 | 0 | 0 | 0 | 0 | 0 | 0 | 0 | 0 | 0 | 0 | 0 | 0 | 0 | 0 | 0 | 0
Build CT 2031_Pool Revenue | Build CT_Pool Revenue | B Build CT_Pool Revenue | 0 | 0 | System | Generator | Build CT 2031 | Build CT | Pool Revenue | 1 | 0 | 0 | 0 | 0 | 0 | 0 | 0 | 0 | 0 | 0 | 0 | 0 | 0 | 0 | 0 | 0 | 0 | 0 | 0 | 0 | 0
Build CT 2031_Max Capacity | Build CT_Max Capacity | B Build CT_Max Capacity | 415 | 0 | System | Generator | Build CT 2031 | Build CT | Max Capacity | 1 | MW | 0 | 0 | 0 | 0 | 0 | 0 | 0 | 415 | 415 | 415 | 415 | 415 | 415 | 415 | 415 | 415 | 415 | 415 | 415 | 415
Build CT 2031_Installed Capacity | Build CT_Installed Capacity | B Build CT_Installed Capacity | 0 | 0 | System | Generator | Build CT 2031 | Build CT | Installed Capacity | 1 | MW | 0 | 0 | 0 | 0 | 0 | 0 | 0 | 0 | 0 | 0 | 0 | 0 | 0 | 0 | 0 | 0 | 0 | 0 | 0 | 0
Build CT 2031_Firm Capacity | Build CT_Firm Capacity | B Build CT_Firm Capacity | 0 | 0 | System | Generator | Build CT 2031 | Build CT | Firm Capacity | 1 | MW | 0 | 0 | 0 | 0 | 0 | 0 | 0 | 0 | 0 | 0 | 0 | 0 | 0 | 0 | 0 | 0 | 0 | 0 | 0 | 0
Build CT 2031_Forced Outage Rate | Build CT_Forced Outage Rate | B Build CT_Forced Outage Rate | 0 | 0 | System | Generator | Build CT 2031 | Build CT | Forced Outage Rate | 1 | % | 0 | 0 | 0 | 0 | 0 | 0 | 0 | 0 | 0 | 0 | 0 | 0 | 0 | 0 | 0 | 0 | 0 | 0 | 0 | 0
Build CT 2031_Outage Rate | Build CT_Outage Rate | B Build CT_Outage Rate | 0 | 0 | System | Generator | Build CT 2031 | Build CT | Outage Rate | 1 | % | 0 | 0 | 0 | 0 | 0 | 0 | 0 | 0 | 0 | 0 | 0 | 0 | 0 | 0 | 0 | 0 | 0 | 0 | 0 | 0
Build CT 2031_Units Built | Build CT_Units Built | B Build CT_Units Built | 0 | 0 | System | Generator | Build CT 2031 | Build CT | Units Built | 1 | - | 0 | 0 | 0 | 0 | 0 | 0 | 0 | 0 | 0 | 0 | 0 | 0 | 0 | 0 | 0 | 0 | 0 | 0 | 0 | 0
Build CT 2031_Units Retired | Build CT_Units Retired | B Build CT_Units Retired | 0 | 0 | System | Generator | Build CT 2031 | Build CT | Units Retired | 1 | - | 0 | 0 | 0 | 0 | 0 | 0 | 0 | 0 | 0 | 0 | 0 | 0 | 0 | 0 | 0 | 0 | 0 | 0 | 0 | 0
Build CT 2031_Capacity Built | Build CT_Capacity Built | B Build CT_Capacity Built | 0 | 0 | System | Generator | Build CT 2031 | Build CT | Capacity Built | 1 | MW | 0 | 0 | 0 | 0 | 0 | 0 | 0 | 0 | 0 | 0 | 0 | 0 | 0 | 0 | 0 | 0 | 0 | 0 | 0 | 0
Build CT 2032_Units | Build CT_Units | B Build CT_Units | 1 | 0 | System | Generator | Build CT 2032 | Build CT | Units | 1 | - | 0 | 0 | 0 | 0 | 0 | 0 | 0 | 0 | 1 | 1 | 1 | 1 | 1 | 1 | 1 | 1 | 1 | 1 | 1 | 1
Build CT 2032_Generation | Build CT_Generation | B Build CT_Generation | 55.6233 | 0 | System | Generator | Build CT 2032 | Build CT | Generation | 1 | GWh | 0 | 0 | 0 | 0 | 0 | 0 | 0 | 0 | 0 | 0 | 0 | 0 | 0 | 0 | 0 | 0 | 0 | 0 | 55.6233 | 0
Build CT 2032_Capacity Factor | Build CT_Capacity Factor | B Build CT_Capacity Factor | 1.53 | 0 | System | Generator | Build CT 2032 | Build CT | Capacity Factor | 1 | % | 0 | 0 | 0 | 0 | 0 | 0 | 0 | 0 | 0 | 0 | 0 | 0 | 0 | 0 | 0 | 0 | 0 | 0 | 1.53 | 0
Build CT 2032_FO&M Cost | Build CT_FO&M Cost | B Build CT_FO&M Cost | 65629.2578 | 0 | System | Generator | Build CT 2032 | Build CT | FO&M Cost | 1 | 0 | 0 | 0 | 0 | 0 | 0 | 0 | 0 | 0 | 65629.2578 | 64776.1875 | 63765.7227 | 62837.4648 | 62153.7773 | 61199.3008 | 60478.3516 | 59792.9375 | 59279.9297 | 58452.9141 | 57799.5977 | 57156.75
Build CT 2032_Generation Cost | Build CT_Generation Cost | B Build CT_Generation Cost | 3638.082 | 0 | System | Generator | Build CT 2032 | Build CT | Generation Cost | 1 | 0 | 0 | 0 | 0 | 0 | 0 | 0 | 0 | 0 | 0 | 0 | 0 | 0 | 0 | 0 | 0 | 0 | 0 | 0 | 3638.082 | 0
Build CT 2032_Fixed Costs | Build CT_Fixed Costs | B Build CT_Fixed Costs | 65629.2578 | 0 | System | Generator | Build CT 2032 | Build CT | Fixed Costs | 1 | 0 | 0 | 0 | 0 | 0 | 0 | 0 | 0 | 0 | 65629.2578 | 64776.1875 | 63765.7227 | 62837.4648 | 62153.7773 | 61199.3008 | 60478.3516 | 59792.9375 | 59279.9297 | 58452.9141 | 57799.5977 | 57156.75
Build CT 2032_Pool Revenue | Build CT_Pool Revenue | B Build CT_Pool Revenue | 4109.3428 | 0 | System | Generator | Build CT 2032 | Build CT | Pool Revenue | 1 | 0 | 0 | 0 | 0 | 0 | 0 | 0 | 0 | 0 | 0 | 0 | 0 | 0 | 0 | 0 | 0 | 0 | 0 | 0 | 4109.3428 | 0
Build CT 2032_Max Capacity | Build CT_Max Capacity | B Build CT_Max Capacity | 415 | 0 | System | Generator | Build CT 2032 | Build CT | Max Capacity | 1 | MW | 0 | 0 | 0 | 0 | 0 | 0 | 0 | 0 | 415 | 415 | 415 | 415 | 415 | 415 | 415 | 415 | 415 | 415 | 415 | 415
Build CT 2032_Installed Capacity | Build CT_Installed Capacity | B Build CT_Installed Capacity | 415 | 0 | System | Generator | Build CT 2032 | Build CT | Installed Capacity | 1 | MW | 0 | 0 | 0 | 0 | 0 | 0 | 0 | 0 | 415 | 415 | 415 | 415 | 415 | 415 | 415 | 415 | 415 | 415 | 415 | 415
Build CT 2032_Firm Capacity | Build CT_Firm Capacity | B Build CT_Firm Capacity | 415 | 0 | System | Generator | Build CT 2032 | Build CT | Firm Capacity | 1 | MW | 0 | 0 | 0 | 0 | 0 | 0 | 0 | 0 | 415 | 415 | 415 | 415 | 415 | 415 | 415 | 415 | 415 | 415 | 415 | 415
Build CT 2032_Forced Outage Rate | Build CT_Forced Outage Rate | B Build CT_Forced Outage Rate | 0 | 0 | System | Generator | Build CT 2032 | Build CT | Forced Outage Rate | 1 | % | 0 | 0 | 0 | 0 | 0 | 0 | 0 | 0 | 0 | 0 | 0 | 0 | 0 | 0 | 0 | 0 | 0 | 0 | 0 | 0
Build CT 2032_Outage Rate | Build CT_Outage Rate | B Build CT_Outage Rate | 0 | 0 | System | Generator | Build CT 2032 | Build CT | Outage Rate | 1 | % | 0 | 0 | 0 | 0 | 0 | 0 | 0 | 0 | 0 | 0 | 0 | 0 | 0 | 0 | 0 | 0 | 0 | 0 | 0 | 0
Build CT 2032_Units Built | Build CT_Units Built | B Build CT_Units Built | 1 | 0 | System | Generator | Build CT 2032 | Build CT | Units Built | 1 | - | 0 | 0 | 0 | 0 | 0 | 0 | 0 | 0 | 1 | 0 | 0 | 0 | 0 | 0 | 0 | 0 | 0 | 0 | 0 | 0
Build CT 2032_Units Retired | Build CT_Units Retired | B Build CT_Units Retired | 0 | 0 | System | Generator | Build CT 2032 | Build CT | Units Retired | 1 | - | 0 | 0 | 0 | 0 | 0 | 0 | 0 | 0 | 0 | 0 | 0 | 0 | 0 | 0 | 0 | 0 | 0 | 0 | 0 | 0
Build CT 2032_Capacity Built | Build CT_Capacity Built | B Build CT_Capacity Built | 415 | 0 | System | Generator | Build CT 2032 | Build CT | Capacity Built | 1 | MW | 0 | 0 | 0 | 0 | 0 | 0 | 0 | 0 | 415 | 0 | 0 | 0 | 0 | 0 | 0 | 0 | 0 | 0 | 0 | 0
Build CT 2033_Units | Build CT_Units | B Build CT_Units | 0 | 0 | System | Generator | Build CT 2033 | Build CT | Units | 1 | - | 0 | 0 | 0 | 0 | 0 | 0 | 0 | 0 | 0 | 0 | 0 | 0 | 0 | 0 | 0 | 0 | 0 | 0 | 0 | 0
Build CT 2033_Generation | Build CT_Generation | B Build CT_Generation | 0 | 0 | System | Generator | Build CT 2033 | Build CT | Generation | 1 | GWh | 0 | 0 | 0 | 0 | 0 | 0 | 0 | 0 | 0 | 0 | 0 | 0 | 0 | 0 | 0 | 0 | 0 | 0 | 0 | 0
Build CT 2033_Capacity Factor | Build CT_Capacity Factor | B Build CT_Capacity Factor | 0 | 0 | System | Generator | Build CT 2033 | Build CT | Capacity Factor | 1 | % | 0 | 0 | 0 | 0 | 0 | 0 | 0 | 0 | 0 | 0 | 0 | 0 | 0 | 0 | 0 | 0 | 0 | 0 | 0 | 0
Build CT 2033_FO&M Cost | Build CT_FO&M Cost | B Build CT_FO&M Cost | 0 | 0 | System | Generator | Build CT 2033 | Build CT | FO&M Cost | 1 | 0 | 0 | 0 | 0 | 0 | 0 | 0 | 0 | 0 | 0 | 0 | 0 | 0 | 0 | 0 | 0 | 0 | 0 | 0 | 0 | 0
Build CT 2033_Generation Cost | Build CT_Generation Cost | B Build CT_Generation Cost | 0 | 0 | System | Generator | Build CT 2033 | Build CT | Generation Cost | 1 | 0 | 0 | 0 | 0 | 0 | 0 | 0 | 0 | 0 | 0 | 0 | 0 | 0 | 0 | 0 | 0 | 0 | 0 | 0 | 0 | 0
Build CT 2033_Fixed Costs | Build CT_Fixed Costs | B Build CT_Fixed Costs | 0 | 0 | System | Generator | Build CT 2033 | Build CT | Fixed Costs | 1 | 0 | 0 | 0 | 0 | 0 | 0 | 0 | 0 | 0 | 0 | 0 | 0 | 0 | 0 | 0 | 0 | 0 | 0 | 0 | 0 | 0
Build CT 2033_Pool Revenue | Build CT_Pool Revenue | B Build CT_Pool Revenue | 0 | 0 | System | Generator | Build CT 2033 | Build CT | Pool Revenue | 1 | 0 | 0 | 0 | 0 | 0 | 0 | 0 | 0 | 0 | 0 | 0 | 0 | 0 | 0 | 0 | 0 | 0 | 0 | 0 | 0 | 0
Build CT 2033_Max Capacity | Build CT_Max Capacity | B Build CT_Max Capacity | 415 | 0 | System | Generator | Build CT 2033 | Build CT | Max Capacity | 1 | MW | 0 | 0 | 0 | 0 | 0 | 0 | 0 | 0 | 0 | 415 | 415 | 415 | 415 | 415 | 415 | 415 | 415 | 415 | 415 | 415
Build CT 2033_Installed Capacity | Build CT_Installed Capacity | B Build CT_Installed Capacity | 0 | 0 | System | Generator | Build CT 2033 | Build CT | Installed Capacity | 1 | MW | 0 | 0 | 0 | 0 | 0 | 0 | 0 | 0 | 0 | 0 | 0 | 0 | 0 | 0 | 0 | 0 | 0 | 0 | 0 | 0
Build CT 2033_Firm Capacity | Build CT_Firm Capacity | B Build CT_Firm Capacity | 0 | 0 | System | Generator | Build CT 2033 | Build CT | Firm Capacity | 1 | MW | 0 | 0 | 0 | 0 | 0 | 0 | 0 | 0 | 0 | 0 | 0 | 0 | 0 | 0 | 0 | 0 | 0 | 0 | 0 | 0
Build CT 2033_Forced Outage Rate | Build CT_Forced Outage Rate | B Build CT_Forced Outage Rate | 0 | 0 | System | Generator | Build CT 2033 | Build CT | Forced Outage Rate | 1 | % | 0 | 0 | 0 | 0 | 0 | 0 | 0 | 0 | 0 | 0 | 0 | 0 | 0 | 0 | 0 | 0 | 0 | 0 | 0 | 0
Build CT 2033_Outage Rate | Build CT_Outage Rate | B Build CT_Outage Rate | 0 | 0 | System | Generator | Build CT 2033 | Build CT | Outage Rate | 1 | % | 0 | 0 | 0 | 0 | 0 | 0 | 0 | 0 | 0 | 0 | 0 | 0 | 0 | 0 | 0 | 0 | 0 | 0 | 0 | 0
Build CT 2033_Units Built | Build CT_Units Built | B Build CT_Units Built | 0 | 0 | System | Generator | Build CT 2033 | Build CT | Units Built | 1 | - | 0 | 0 | 0 | 0 | 0 | 0 | 0 | 0 | 0 | 0 | 0 | 0 | 0 | 0 | 0 | 0 | 0 | 0 | 0 | 0
Build CT 2033_Units Retired | Build CT_Units Retired | B Build CT_Units Retired | 0 | 0 | System | Generator | Build CT 2033 | Build CT | Units Retired | 1 | - | 0 | 0 | 0 | 0 | 0 | 0 | 0 | 0 | 0 | 0 | 0 | 0 | 0 | 0 | 0 | 0 | 0 | 0 | 0 | 0
Build CT 2033_Capacity Built | Build CT_Capacity Built | B Build CT_Capacity Built | 0 | 0 | System | Generator | Build CT 2033 | Build CT | Capacity Built | 1 | MW | 0 | 0 | 0 | 0 | 0 | 0 | 0 | 0 | 0 | 0 | 0 | 0 | 0 | 0 | 0 | 0 | 0 | 0 | 0 | 0
Build CT 2034_Units | Build CT_Units | B Build CT_Units | 0 | 0 | System | Generator | Build CT 2034 | Build CT | Units | 1 | - | 0 | 0 | 0 | 0 | 0 | 0 | 0 | 0 | 0 | 0 | 0 | 0 | 0 | 0 | 0 | 0 | 0 | 0 | 0 | 0
Build CT 2034_Generation | Build CT_Generation | B Build CT_Generation | 0 | 0 | System | Generator | Build CT 2034 | Build CT | Generation | 1 | GWh | 0 | 0 | 0 | 0 | 0 | 0 | 0 | 0 | 0 | 0 | 0 | 0 | 0 | 0 | 0 | 0 | 0 | 0 | 0 | 0
Build CT 2034_Capacity Factor | Build CT_Capacity Factor | B Build CT_Capacity Factor | 0 | 0 | System | Generator | Build CT 2034 | Build CT | Capacity Factor | 1 | % | 0 | 0 | 0 | 0 | 0 | 0 | 0 | 0 | 0 | 0 | 0 | 0 | 0 | 0 | 0 | 0 | 0 | 0 | 0 | 0
Build CT 2034_FO&M Cost | Build CT_FO&M Cost | B Build CT_FO&M Cost | 0 | 0 | System | Generator | Build CT 2034 | Build CT | FO&M Cost | 1 | 0 | 0 | 0 | 0 | 0 | 0 | 0 | 0 | 0 | 0 | 0 | 0 | 0 | 0 | 0 | 0 | 0 | 0 | 0 | 0 | 0
Build CT 2034_Generation Cost | Build CT_Generation Cost | B Build CT_Generation Cost | 0 | 0 | System | Generator | Build CT 2034 | Build CT | Generation Cost | 1 | 0 | 0 | 0 | 0 | 0 | 0 | 0 | 0 | 0 | 0 | 0 | 0 | 0 | 0 | 0 | 0 | 0 | 0 | 0 | 0 | 0
Build CT 2034_Fixed Costs | Build CT_Fixed Costs | B Build CT_Fixed Costs | 0 | 0 | System | Generator | Build CT 2034 | Build CT | Fixed Costs | 1 | 0 | 0 | 0 | 0 | 0 | 0 | 0 | 0 | 0 | 0 | 0 | 0 | 0 | 0 | 0 | 0 | 0 | 0 | 0 | 0 | 0
Build CT 2034_Pool Revenue | Build CT_Pool Revenue | B Build CT_Pool Revenue | 0 | 0 | System | Generator | Build CT 2034 | Build CT | Pool Revenue | 1 | 0 | 0 | 0 | 0 | 0 | 0 | 0 | 0 | 0 | 0 | 0 | 0 | 0 | 0 | 0 | 0 | 0 | 0 | 0 | 0 | 0
Build CT 2034_Max Capacity | Build CT_Max Capacity | B Build CT_Max Capacity | 415 | 0 | System | Generator | Build CT 2034 | Build CT | Max Capacity | 1 | MW | 0 | 0 | 0 | 0 | 0 | 0 | 0 | 0 | 0 | 0 | 415 | 415 | 415 | 415 | 415 | 415 | 415 | 415 | 415 | 415
Build CT 2034_Installed Capacity | Build CT_Installed Capacity | B Build CT_Installed Capacity | 0 | 0 | System | Generator | Build CT 2034 | Build CT | Installed Capacity | 1 | MW | 0 | 0 | 0 | 0 | 0 | 0 | 0 | 0 | 0 | 0 | 0 | 0 | 0 | 0 | 0 | 0 | 0 | 0 | 0 | 0
Build CT 2034_Firm Capacity | Build CT_Firm Capacity | B Build CT_Firm Capacity | 0 | 0 | System | Generator | Build CT 2034 | Build CT | Firm Capacity | 1 | MW | 0 | 0 | 0 | 0 | 0 | 0 | 0 | 0 | 0 | 0 | 0 | 0 | 0 | 0 | 0 | 0 | 0 | 0 | 0 | 0
Build CT 2034_Forced Outage Rate | Build CT_Forced Outage Rate | B Build CT_Forced Outage Rate | 0 | 0 | System | Generator | Build CT 2034 | Build CT | Forced Outage Rate | 1 | % | 0 | 0 | 0 | 0 | 0 | 0 | 0 | 0 | 0 | 0 | 0 | 0 | 0 | 0 | 0 | 0 | 0 | 0 | 0 | 0
Build CT 2034_Outage Rate | Build CT_Outage Rate | B Build CT_Outage Rate | 0 | 0 | System | Generator | Build CT 2034 | Build CT | Outage Rate | 1 | % | 0 | 0 | 0 | 0 | 0 | 0 | 0 | 0 | 0 | 0 | 0 | 0 | 0 | 0 | 0 | 0 | 0 | 0 | 0 | 0
Build CT 2034_Units Built | Build CT_Units Built | B Build CT_Units Built | 0 | 0 | System | Generator | Build CT 2034 | Build CT | Units Built | 1 | - | 0 | 0 | 0 | 0 | 0 | 0 | 0 | 0 | 0 | 0 | 0 | 0 | 0 | 0 | 0 | 0 | 0 | 0 | 0 | 0
Build CT 2034_Units Retired | Build CT_Units Retired | B Build CT_Units Retired | 0 | 0 | System | Generator | Build CT 2034 | Build CT | Units Retired | 1 | - | 0 | 0 | 0 | 0 | 0 | 0 | 0 | 0 | 0 | 0 | 0 | 0 | 0 | 0 | 0 | 0 | 0 | 0 | 0 | 0
Build CT 2034_Capacity Built | Build CT_Capacity Built | B Build CT_Capacity Built | 0 | 0 | System | Generator | Build CT 2034 | Build CT | Capacity Built | 1 | MW | 0 | 0 | 0 | 0 | 0 | 0 | 0 | 0 | 0 | 0 | 0 | 0 | 0 | 0 | 0 | 0 | 0 | 0 | 0 | 0
Build CT 2035_Units | Build CT_Units | B Build CT_Units | 0 | 0 | System | Generator | Build CT 2035 | Build CT | Units | 1 | - | 0 | 0 | 0 | 0 | 0 | 0 | 0 | 0 | 0 | 0 | 0 | 0 | 0 | 0 | 0 | 0 | 0 | 0 | 0 | 0
Build CT 2035_Generation | Build CT_Generation | B Build CT_Generation | 0 | 0 | System | Generator | Build CT 2035 | Build CT | Generation | 1 | GWh | 0 | 0 | 0 | 0 | 0 | 0 | 0 | 0 | 0 | 0 | 0 | 0 | 0 | 0 | 0 | 0 | 0 | 0 | 0 | 0
Build CT 2035_Capacity Factor | Build CT_Capacity Factor | B Build CT_Capacity Factor | 0 | 0 | System | Generator | Build CT 2035 | Build CT | Capacity Factor | 1 | % | 0 | 0 | 0 | 0 | 0 | 0 | 0 | 0 | 0 | 0 | 0 | 0 | 0 | 0 | 0 | 0 | 0 | 0 | 0 | 0
Build CT 2035_FO&M Cost | Build CT_FO&M Cost | B Build CT_FO&M Cost | 0 | 0 | System | Generator | Build CT 2035 | Build CT | FO&M Cost | 1 | 0 | 0 | 0 | 0 | 0 | 0 | 0 | 0 | 0 | 0 | 0 | 0 | 0 | 0 | 0 | 0 | 0 | 0 | 0 | 0 | 0
Build CT 2035_Generation Cost | Build CT_Generation Cost | B Build CT_Generation Cost | 0 | 0 | System | Generator | Build CT 2035 | Build CT | Generation Cost | 1 | 0 | 0 | 0 | 0 | 0 | 0 | 0 | 0 | 0 | 0 | 0 | 0 | 0 | 0 | 0 | 0 | 0 | 0 | 0 | 0 | 0
Build CT 2035_Fixed Costs | Build CT_Fixed Costs | B Build CT_Fixed Costs | 0 | 0 | System | Generator | Build CT 2035 | Build CT | Fixed Costs | 1 | 0 | 0 | 0 | 0 | 0 | 0 | 0 | 0 | 0 | 0 | 0 | 0 | 0 | 0 | 0 | 0 | 0 | 0 | 0 | 0 | 0
Build CT 2035_Pool Revenue | Build CT_Pool Revenue | B Build CT_Pool Revenue | 0 | 0 | System | Generator | Build CT 2035 | Build CT | Pool Revenue | 1 | 0 | 0 | 0 | 0 | 0 | 0 | 0 | 0 | 0 | 0 | 0 | 0 | 0 | 0 | 0 | 0 | 0 | 0 | 0 | 0 | 0
Build CT 2035_Max Capacity | Build CT_Max Capacity | B Build CT_Max Capacity | 415 | 0 | System | Generator | Build CT 2035 | Build CT | Max Capacity | 1 | MW | 0 | 0 | 0 | 0 | 0 | 0 | 0 | 0 | 0 | 0 | 0 | 415 | 415 | 415 | 415 | 415 | 415 | 415 | 415 | 415
Build CT 2035_Installed Capacity | Build CT_Installed Capacity | B Build CT_Installed Capacity | 0 | 0 | System | Generator | Build CT 2035 | Build CT | Installed Capacity | 1 | MW | 0 | 0 | 0 | 0 | 0 | 0 | 0 | 0 | 0 | 0 | 0 | 0 | 0 | 0 | 0 | 0 | 0 | 0 | 0 | 0
Build CT 2035_Firm Capacity | Build CT_Firm Capacity | B Build CT_Firm Capacity | 0 | 0 | System | Generator | Build CT 2035 | Build CT | Firm Capacity | 1 | MW | 0 | 0 | 0 | 0 | 0 | 0 | 0 | 0 | 0 | 0 | 0 | 0 | 0 | 0 | 0 | 0 | 0 | 0 | 0 | 0
Build CT 2035_Forced Outage Rate | Build CT_Forced Outage Rate | B Build CT_Forced Outage Rate | 0 | 0 | System | Generator | Build CT 2035 | Build CT | Forced Outage Rate | 1 | % | 0 | 0 | 0 | 0 | 0 | 0 | 0 | 0 | 0 | 0 | 0 | 0 | 0 | 0 | 0 | 0 | 0 | 0 | 0 | 0
Build CT 2035_Outage Rate | Build CT_Outage Rate | B Build CT_Outage Rate | 0 | 0 | System | Generator | Build CT 2035 | Build CT | Outage Rate | 1 | % | 0 | 0 | 0 | 0 | 0 | 0 | 0 | 0 | 0 | 0 | 0 | 0 | 0 | 0 | 0 | 0 | 0 | 0 | 0 | 0
Build CT 2035_Units Built | Build CT_Units Built | B Build CT_Units Built | 0 | 0 | System | Generator | Build CT 2035 | Build CT | Units Built | 1 | - | 0 | 0 | 0 | 0 | 0 | 0 | 0 | 0 | 0 | 0 | 0 | 0 | 0 | 0 | 0 | 0 | 0 | 0 | 0 | 0
Build CT 2035_Units Retired | Build CT_Units Retired | B Build CT_Units Retired | 0 | 0 | System | Generator | Build CT 2035 | Build CT | Units Retired | 1 | - | 0 | 0 | 0 | 0 | 0 | 0 | 0 | 0 | 0 | 0 | 0 | 0 | 0 | 0 | 0 | 0 | 0 | 0 | 0 | 0
Build CT 2035_Capacity Built | Build CT_Capacity Built | B Build CT_Capacity Built | 0 | 0 | System | Generator | Build CT 2035 | Build CT | Capacity Built | 1 | MW | 0 | 0 | 0 | 0 | 0 | 0 | 0 | 0 | 0 | 0 | 0 | 0 | 0 | 0 | 0 | 0 | 0 | 0 | 0 | 0
Build CT 2036_Units | Build CT_Units | B Build CT_Units | 0 | 0 | System | Generator | Build CT 2036 | Build CT | Units | 1 | - | 0 | 0 | 0 | 0 | 0 | 0 | 0 | 0 | 0 | 0 | 0 | 0 | 0 | 0 | 0 | 0 | 0 | 0 | 0 | 0
Build CT 2036_Generation | Build CT_Generation | B Build CT_Generation | 0 | 0 | System | Generator | Build CT 2036 | Build CT | Generation | 1 | GWh | 0 | 0 | 0 | 0 | 0 | 0 | 0 | 0 | 0 | 0 | 0 | 0 | 0 | 0 | 0 | 0 | 0 | 0 | 0 | 0
Build CT 2036_Capacity Factor | Build CT_Capacity Factor | B Build CT_Capacity Factor | 0 | 0 | System | Generator | Build CT 2036 | Build CT | Capacity Factor | 1 | % | 0 | 0 | 0 | 0 | 0 | 0 | 0 | 0 | 0 | 0 | 0 | 0 | 0 | 0 | 0 | 0 | 0 | 0 | 0 | 0
Build CT 2036_FO&M Cost | Build CT_FO&M Cost | B Build CT_FO&M Cost | 0 | 0 | System | Generator | Build CT 2036 | Build CT | FO&M Cost | 1 | 0 | 0 | 0 | 0 | 0 | 0 | 0 | 0 | 0 | 0 | 0 | 0 | 0 | 0 | 0 | 0 | 0 | 0 | 0 | 0 | 0
Build CT 2036_Generation Cost | Build CT_Generation Cost | B Build CT_Generation Cost | 0 | 0 | System | Generator | Build CT 2036 | Build CT | Generation Cost | 1 | 0 | 0 | 0 | 0 | 0 | 0 | 0 | 0 | 0 | 0 | 0 | 0 | 0 | 0 | 0 | 0 | 0 | 0 | 0 | 0 | 0
Build CT 2036_Fixed Costs | Build CT_Fixed Costs | B Build CT_Fixed Costs | 0 | 0 | System | Generator | Build CT 2036 | Build CT | Fixed Costs | 1 | 0 | 0 | 0 | 0 | 0 | 0 | 0 | 0 | 0 | 0 | 0 | 0 | 0 | 0 | 0 | 0 | 0 | 0 | 0 | 0 | 0
Build CT 2036_Pool Revenue | Build CT_Pool Revenue | B Build CT_Pool Revenue | 0 | 0 | System | Generator | Build CT 2036 | Build CT | Pool Revenue | 1 | 0 | 0 | 0 | 0 | 0 | 0 | 0 | 0 | 0 | 0 | 0 | 0 | 0 | 0 | 0 | 0 | 0 | 0 | 0 | 0 | 0
Build CT 2036_Max Capacity | Build CT_Max Capacity | B Build CT_Max Capacity | 415 | 0 | System | Generator | Build CT 2036 | Build CT | Max Capacity | 1 | MW | 0 | 0 | 0 | 0 | 0 | 0 | 0 | 0 | 0 | 0 | 0 | 0 | 415 | 415 | 415 | 415 | 415 | 415 | 415 | 415
Build CT 2036_Installed Capacity | Build CT_Installed Capacity | B Build CT_Installed Capacity | 0 | 0 | System | Generator | Build CT 2036 | Build CT | Installed Capacity | 1 | MW | 0 | 0 | 0 | 0 | 0 | 0 | 0 | 0 | 0 | 0 | 0 | 0 | 0 | 0 | 0 | 0 | 0 | 0 | 0 | 0
Build CT 2036_Firm Capacity | Build CT_Firm Capacity | B Build CT_Firm Capacity | 0 | 0 | System | Generator | Build CT 2036 | Build CT | Firm Capacity | 1 | MW | 0 | 0 | 0 | 0 | 0 | 0 | 0 | 0 | 0 | 0 | 0 | 0 | 0 | 0 | 0 | 0 | 0 | 0 | 0 | 0
Build CT 2036_Forced Outage Rate | Build CT_Forced Outage Rate | B Build CT_Forced Outage Rate | 0 | 0 | System | Generator | Build CT 2036 | Build CT | Forced Outage Rate | 1 | % | 0 | 0 | 0 | 0 | 0 | 0 | 0 | 0 | 0 | 0 | 0 | 0 | 0 | 0 | 0 | 0 | 0 | 0 | 0 | 0
Build CT 2036_Outage Rate | Build CT_Outage Rate | B Build CT_Outage Rate | 0 | 0 | System | Generator | Build CT 2036 | Build CT | Outage Rate | 1 | % | 0 | 0 | 0 | 0 | 0 | 0 | 0 | 0 | 0 | 0 | 0 | 0 | 0 | 0 | 0 | 0 | 0 | 0 | 0 | 0
Build CT 2036_Units Built | Build CT_Units Built | B Build CT_Units Built | 0 | 0 | System | Generator | Build CT 2036 | Build CT | Units Built | 1 | - | 0 | 0 | 0 | 0 | 0 | 0 | 0 | 0 | 0 | 0 | 0 | 0 | 0 | 0 | 0 | 0 | 0 | 0 | 0 | 0
Build CT 2036_Units Retired | Build CT_Units Retired | B Build CT_Units Retired | 0 | 0 | System | Generator | Build CT 2036 | Build CT | Units Retired | 1 | - | 0 | 0 | 0 | 0 | 0 | 0 | 0 | 0 | 0 | 0 | 0 | 0 | 0 | 0 | 0 | 0 | 0 | 0 | 0 | 0
Build CT 2036_Capacity Built | Build CT_Capacity Built | B Build CT_Capacity Built | 0 | 0 | System | Generator | Build CT 2036 | Build CT | Capacity Built | 1 | MW | 0 | 0 | 0 | 0 | 0 | 0 | 0 | 0 | 0 | 0 | 0 | 0 | 0 | 0 | 0 | 0 | 0 | 0 | 0 | 0
Build CT 2037_Units | Build CT_Units | B Build CT_Units | 0 | 0 | System | Generator | Build CT 2037 | Build CT | Units | 1 | - | 0 | 0 | 0 | 0 | 0 | 0 | 0 | 0 | 0 | 0 | 0 | 0 | 0 | 0 | 0 | 0 | 0 | 0 | 0 | 0
Build CT 2037_Generation | Build CT_Generation | B Build CT_Generation | 0 | 0 | System | Generator | Build CT 2037 | Build CT | Generation | 1 | GWh | 0 | 0 | 0 | 0 | 0 | 0 | 0 | 0 | 0 | 0 | 0 | 0 | 0 | 0 | 0 | 0 | 0 | 0 | 0 | 0
Build CT 2037_Capacity Factor | Build CT_Capacity Factor | B Build CT_Capacity Factor | 0 | 0 | System | Generator | Build CT 2037 | Build CT | Capacity Factor | 1 | % | 0 | 0 | 0 | 0 | 0 | 0 | 0 | 0 | 0 | 0 | 0 | 0 | 0 | 0 | 0 | 0 | 0 | 0 | 0 | 0
Build CT 2037_FO&M Cost | Build CT_FO&M Cost | B Build CT_FO&M Cost | 0 | 0 | System | Generator | Build CT 2037 | Build CT | FO&M Cost | 1 | 0 | 0 | 0 | 0 | 0 | 0 | 0 | 0 | 0 | 0 | 0 | 0 | 0 | 0 | 0 | 0 | 0 | 0 | 0 | 0 | 0
Build CT 2037_Generation Cost | Build CT_Generation Cost | B Build CT_Generation Cost | 0 | 0 | System | Generator | Build CT 2037 | Build CT | Generation Cost | 1 | 0 | 0 | 0 | 0 | 0 | 0 | 0 | 0 | 0 | 0 | 0 | 0 | 0 | 0 | 0 | 0 | 0 | 0 | 0 | 0 | 0
Build CT 2037_Fixed Costs | Build CT_Fixed Costs | B Build CT_Fixed Costs | 0 | 0 | System | Generator | Build CT 2037 | Build CT | Fixed Costs | 1 | 0 | 0 | 0 | 0 | 0 | 0 | 0 | 0 | 0 | 0 | 0 | 0 | 0 | 0 | 0 | 0 | 0 | 0 | 0 | 0 | 0
Build CT 2037_Pool Revenue | Build CT_Pool Revenue | B Build CT_Pool Revenue | 0 | 0 | System | Generator | Build CT 2037 | Build CT | Pool Revenue | 1 | 0 | 0 | 0 | 0 | 0 | 0 | 0 | 0 | 0 | 0 | 0 | 0 | 0 | 0 | 0 | 0 | 0 | 0 | 0 | 0 | 0
Build CT 2037_Max Capacity | Build CT_Max Capacity | B Build CT_Max Capacity | 415 | 0 | System | Generator | Build CT 2037 | Build CT | Max Capacity | 1 | MW | 0 | 0 | 0 | 0 | 0 | 0 | 0 | 0 | 0 | 0 | 0 | 0 | 0 | 415 | 415 | 415 | 415 | 415 | 415 | 415
Build CT 2037_Installed Capacity | Build CT_Installed Capacity | B Build CT_Installed Capacity | 0 | 0 | System | Generator | Build CT 2037 | Build CT | Installed Capacity | 1 | MW | 0 | 0 | 0 | 0 | 0 | 0 | 0 | 0 | 0 | 0 | 0 | 0 | 0 | 0 | 0 | 0 | 0 | 0 | 0 | 0
Build CT 2037_Firm Capacity | Build CT_Firm Capacity | B Build CT_Firm Capacity | 0 | 0 | System | Generator | Build CT 2037 | Build CT | Firm Capacity | 1 | MW | 0 | 0 | 0 | 0 | 0 | 0 | 0 | 0 | 0 | 0 | 0 | 0 | 0 | 0 | 0 | 0 | 0 | 0 | 0 | 0
Build CT 2037_Forced Outage Rate | Build CT_Forced Outage Rate | B Build CT_Forced Outage Rate | 0 | 0 | System | Generator | Build CT 2037 | Build CT | Forced Outage Rate | 1 | % | 0 | 0 | 0 | 0 | 0 | 0 | 0 | 0 | 0 | 0 | 0 | 0 | 0 | 0 | 0 | 0 | 0 | 0 | 0 | 0
Build CT 2037_Outage Rate | Build CT_Outage Rate | B Build CT_Outage Rate | 0 | 0 | System | Generator | Build CT 2037 | Build CT | Outage Rate | 1 | % | 0 | 0 | 0 | 0 | 0 | 0 | 0 | 0 | 0 | 0 | 0 | 0 | 0 | 0 | 0 | 0 | 0 | 0 | 0 | 0
Build CT 2037_Units Built | Build CT_Units Built | B Build CT_Units Built | 0 | 0 | System | Generator | Build CT 2037 | Build CT | Units Built | 1 | - | 0 | 0 | 0 | 0 | 0 | 0 | 0 | 0 | 0 | 0 | 0 | 0 | 0 | 0 | 0 | 0 | 0 | 0 | 0 | 0
Build CT 2037_Units Retired | Build CT_Units Retired | B Build CT_Units Retired | 0 | 0 | System | Generator | Build CT 2037 | Build CT | Units Retired | 1 | - | 0 | 0 | 0 | 0 | 0 | 0 | 0 | 0 | 0 | 0 | 0 | 0 | 0 | 0 | 0 | 0 | 0 | 0 | 0 | 0
Build CT 2037_Capacity Built | Build CT_Capacity Built | B Build CT_Capacity Built | 0 | 0 | System | Generator | Build CT 2037 | Build CT | Capacity Built | 1 | MW | 0 | 0 | 0 | 0 | 0 | 0 | 0 | 0 | 0 | 0 | 0 | 0 | 0 | 0 | 0 | 0 | 0 | 0 | 0 | 0
Build CT 2038_Units | Build CT_Units | B Build CT_Units | 0 | 0 | System | Generator | Build CT 2038 | Build CT | Units | 1 | - | 0 | 0 | 0 | 0 | 0 | 0 | 0 | 0 | 0 | 0 | 0 | 0 | 0 | 0 | 0 | 0 | 0 | 0 | 0 | 0
Build CT 2038_Generation | Build CT_Generation | B Build CT_Generation | 0 | 0 | System | Generator | Build CT 2038 | Build CT | Generation | 1 | GWh | 0 | 0 | 0 | 0 | 0 | 0 | 0 | 0 | 0 | 0 | 0 | 0 | 0 | 0 | 0 | 0 | 0 | 0 | 0 | 0
Build CT 2038_Capacity Factor | Build CT_Capacity Factor | B Build CT_Capacity Factor | 0 | 0 | System | Generator | Build CT 2038 | Build CT | Capacity Factor | 1 | % | 0 | 0 | 0 | 0 | 0 | 0 | 0 | 0 | 0 | 0 | 0 | 0 | 0 | 0 | 0 | 0 | 0 | 0 | 0 | 0
Build CT 2038_FO&M Cost | Build CT_FO&M Cost | B Build CT_FO&M Cost | 0 | 0 | System | Generator | Build CT 2038 | Build CT | FO&M Cost | 1 | 0 | 0 | 0 | 0 | 0 | 0 | 0 | 0 | 0 | 0 | 0 | 0 | 0 | 0 | 0 | 0 | 0 | 0 | 0 | 0 | 0
Build CT 2038_Generation Cost | Build CT_Generation Cost | B Build CT_Generation Cost | 0 | 0 | System | Generator | Build CT 2038 | Build CT | Generation Cost | 1 | 0 | 0 | 0 | 0 | 0 | 0 | 0 | 0 | 0 | 0 | 0 | 0 | 0 | 0 | 0 | 0 | 0 | 0 | 0 | 0 | 0
Build CT 2038_Fixed Costs | Build CT_Fixed Costs | B Build CT_Fixed Costs | 0 | 0 | System | Generator | Build CT 2038 | Build CT | Fixed Costs | 1 | 0 | 0 | 0 | 0 | 0 | 0 | 0 | 0 | 0 | 0 | 0 | 0 | 0 | 0 | 0 | 0 | 0 | 0 | 0 | 0 | 0
Build CT 2038_Pool Revenue | Build CT_Pool Revenue | B Build CT_Pool Revenue | 0 | 0 | System | Generator | Build CT 2038 | Build CT | Pool Revenue | 1 | 0 | 0 | 0 | 0 | 0 | 0 | 0 | 0 | 0 | 0 | 0 | 0 | 0 | 0 | 0 | 0 | 0 | 0 | 0 | 0 | 0
Build CT 2038_Max Capacity | Build CT_Max Capacity | B Build CT_Max Capacity | 415 | 0 | System | Generator | Build CT 2038 | Build CT | Max Capacity | 1 | MW | 0 | 0 | 0 | 0 | 0 | 0 | 0 | 0 | 0 | 0 | 0 | 0 | 0 | 0 | 415 | 415 | 415 | 415 | 415 | 415
Build CT 2038_Installed Capacity | Build CT_Installed Capacity | B Build CT_Installed Capacity | 0 | 0 | System | Generator | Build CT 2038 | Build CT | Installed Capacity | 1 | MW | 0 | 0 | 0 | 0 | 0 | 0 | 0 | 0 | 0 | 0 | 0 | 0 | 0 | 0 | 0 | 0 | 0 | 0 | 0 | 0
Build CT 2038_Firm Capacity | Build CT_Firm Capacity | B Build CT_Firm Capacity | 0 | 0 | System | Generator | Build CT 2038 | Build CT | Firm Capacity | 1 | MW | 0 | 0 | 0 | 0 | 0 | 0 | 0 | 0 | 0 | 0 | 0 | 0 | 0 | 0 | 0 | 0 | 0 | 0 | 0 | 0
Build CT 2038_Forced Outage Rate | Build CT_Forced Outage Rate | B Build CT_Forced Outage Rate | 0 | 0 | System | Generator | Build CT 2038 | Build CT | Forced Outage Rate | 1 | % | 0 | 0 | 0 | 0 | 0 | 0 | 0 | 0 | 0 | 0 | 0 | 0 | 0 | 0 | 0 | 0 | 0 | 0 | 0 | 0
Build CT 2038_Outage Rate | Build CT_Outage Rate | B Build CT_Outage Rate | 0 | 0 | System | Generator | Build CT 2038 | Build CT | Outage Rate | 1 | % | 0 | 0 | 0 | 0 | 0 | 0 | 0 | 0 | 0 | 0 | 0 | 0 | 0 | 0 | 0 | 0 | 0 | 0 | 0 | 0
Build CT 2038_Units Built | Build CT_Units Built | B Build CT_Units Built | 0 | 0 | System | Generator | Build CT 2038 | Build CT | Units Built | 1 | - | 0 | 0 | 0 | 0 | 0 | 0 | 0 | 0 | 0 | 0 | 0 | 0 | 0 | 0 | 0 | 0 | 0 | 0 | 0 | 0
Build CT 2038_Units Retired | Build CT_Units Retired | B Build CT_Units Retired | 0 | 0 | System | Generator | Build CT 2038 | Build CT | Units Retired | 1 | - | 0 | 0 | 0 | 0 | 0 | 0 | 0 | 0 | 0 | 0 | 0 | 0 | 0 | 0 | 0 | 0 | 0 | 0 | 0 | 0
Build CT 2038_Capacity Built | Build CT_Capacity Built | B Build CT_Capacity Built | 0 | 0 | System | Generator | Build CT 2038 | Build CT | Capacity Built | 1 | MW | 0 | 0 | 0 | 0 | 0 | 0 | 0 | 0 | 0 | 0 | 0 | 0 | 0 | 0 | 0 | 0 | 0 | 0 | 0 | 0
Build CT 2039_Units | Build CT_Units | B Build CT_Units | 0 | 0 | System | Generator | Build CT 2039 | Build CT | Units | 1 | - | 0 | 0 | 0 | 0 | 0 | 0 | 0 | 0 | 0 | 0 | 0 | 0 | 0 | 0 | 0 | 0 | 0 | 0 | 0 | 0
Build CT 2039_Generation | Build CT_Generation | B Build CT_Generation | 0 | 0 | System | Generator | Build CT 2039 | Build CT | Generation | 1 | GWh | 0 | 0 | 0 | 0 | 0 | 0 | 0 | 0 | 0 | 0 | 0 | 0 | 0 | 0 | 0 | 0 | 0 | 0 | 0 | 0
Build CT 2039_Capacity Factor | Build CT_Capacity Factor | B Build CT_Capacity Factor | 0 | 0 | System | Generator | Build CT 2039 | Build CT | Capacity Factor | 1 | % | 0 | 0 | 0 | 0 | 0 | 0 | 0 | 0 | 0 | 0 | 0 | 0 | 0 | 0 | 0 | 0 | 0 | 0 | 0 | 0
Build CT 2039_FO&M Cost | Build CT_FO&M Cost | B Build CT_FO&M Cost | 0 | 0 | System | Generator | Build CT 2039 | Build CT | FO&M Cost | 1 | 0 | 0 | 0 | 0 | 0 | 0 | 0 | 0 | 0 | 0 | 0 | 0 | 0 | 0 | 0 | 0 | 0 | 0 | 0 | 0 | 0
Build CT 2039_Generation Cost | Build CT_Generation Cost | B Build CT_Generation Cost | 0 | 0 | System | Generator | Build CT 2039 | Build CT | Generation Cost | 1 | 0 | 0 | 0 | 0 | 0 | 0 | 0 | 0 | 0 | 0 | 0 | 0 | 0 | 0 | 0 | 0 | 0 | 0 | 0 | 0 | 0
Build CT 2039_Fixed Costs | Build CT_Fixed Costs | B Build CT_Fixed Costs | 0 | 0 | System | Generator | Build CT 2039 | Build CT | Fixed Costs | 1 | 0 | 0 | 0 | 0 | 0 | 0 | 0 | 0 | 0 | 0 | 0 | 0 | 0 | 0 | 0 | 0 | 0 | 0 | 0 | 0 | 0
Build CT 2039_Pool Revenue | Build CT_Pool Revenue | B Build CT_Pool Revenue | 0 | 0 | System | Generator | Build CT 2039 | Build CT | Pool Revenue | 1 | 0 | 0 | 0 | 0 | 0 | 0 | 0 | 0 | 0 | 0 | 0 | 0 | 0 | 0 | 0 | 0 | 0 | 0 | 0 | 0 | 0
Build CT 2039_Max Capacity | Build CT_Max Capacity | B Build CT_Max Capacity | 415 | 0 | System | Generator | Build CT 2039 | Build CT | Max Capacity | 1 | MW | 0 | 0 | 0 | 0 | 0 | 0 | 0 | 0 | 0 | 0 | 0 | 0 | 0 | 0 | 0 | 415 | 415 | 415 | 415 | 415
Build CT 2039_Installed Capacity | Build CT_Installed Capacity | B Build CT_Installed Capacity | 0 | 0 | System | Generator | Build CT 2039 | Build CT | Installed Capacity | 1 | MW | 0 | 0 | 0 | 0 | 0 | 0 | 0 | 0 | 0 | 0 | 0 | 0 | 0 | 0 | 0 | 0 | 0 | 0 | 0 | 0
Build CT 2039_Firm Capacity | Build CT_Firm Capacity | B Build CT_Firm Capacity | 0 | 0 | System | Generator | Build CT 2039 | Build CT | Firm Capacity | 1 | MW | 0 | 0 | 0 | 0 | 0 | 0 | 0 | 0 | 0 | 0 | 0 | 0 | 0 | 0 | 0 | 0 | 0 | 0 | 0 | 0
Build CT 2039_Forced Outage Rate | Build CT_Forced Outage Rate | B Build CT_Forced Outage Rate | 0 | 0 | System | Generator | Build CT 2039 | Build CT | Forced Outage Rate | 1 | % | 0 | 0 | 0 | 0 | 0 | 0 | 0 | 0 | 0 | 0 | 0 | 0 | 0 | 0 | 0 | 0 | 0 | 0 | 0 | 0
Build CT 2039_Outage Rate | Build CT_Outage Rate | B Build CT_Outage Rate | 0 | 0 | System | Generator | Build CT 2039 | Build CT | Outage Rate | 1 | % | 0 | 0 | 0 | 0 | 0 | 0 | 0 | 0 | 0 | 0 | 0 | 0 | 0 | 0 | 0 | 0 | 0 | 0 | 0 | 0
Build CT 2039_Units Built | Build CT_Units Built | B Build CT_Units Built | 0 | 0 | System | Generator | Build CT 2039 | Build CT | Units Built | 1 | - | 0 | 0 | 0 | 0 | 0 | 0 | 0 | 0 | 0 | 0 | 0 | 0 | 0 | 0 | 0 | 0 | 0 | 0 | 0 | 0
Build CT 2039_Units Retired | Build CT_Units Retired | B Build CT_Units Retired | 0 | 0 | System | Generator | Build CT 2039 | Build CT | Units Retired | 1 | - | 0 | 0 | 0 | 0 | 0 | 0 | 0 | 0 | 0 | 0 | 0 | 0 | 0 | 0 | 0 | 0 | 0 | 0 | 0 | 0
Build CT 2039_Capacity Built | Build CT_Capacity Built | B Build CT_Capacity Built | 0 | 0 | System | Generator | Build CT 2039 | Build CT | Capacity Built | 1 | MW | 0 | 0 | 0 | 0 | 0 | 0 | 0 | 0 | 0 | 0 | 0 | 0 | 0 | 0 | 0 | 0 | 0 | 0 | 0 | 0
Build CT 2040_Units | Build CT_Units | B Build CT_Units | 0 | 0 | System | Generator | Build CT 2040 | Build CT | Units | 1 | - | 0 | 0 | 0 | 0 | 0 | 0 | 0 | 0 | 0 | 0 | 0 | 0 | 0 | 0 | 0 | 0 | 0 | 0 | 0 | 0
Build CT 2040_Generation | Build CT_Generation | B Build CT_Generation | 0 | 0 | System | Generator | Build CT 2040 | Build CT | Generation | 1 | GWh | 0 | 0 | 0 | 0 | 0 | 0 | 0 | 0 | 0 | 0 | 0 | 0 | 0 | 0 | 0 | 0 | 0 | 0 | 0 | 0
Build CT 2040_Capacity Factor | Build CT_Capacity Factor | B Build CT_Capacity Factor | 0 | 0 | System | Generator | Build CT 2040 | Build CT | Capacity Factor | 1 | % | 0 | 0 | 0 | 0 | 0 | 0 | 0 | 0 | 0 | 0 | 0 | 0 | 0 | 0 | 0 | 0 | 0 | 0 | 0 | 0
Build CT 2040_FO&M Cost | Build CT_FO&M Cost | B Build CT_FO&M Cost | 0 | 0 | System | Generator | Build CT 2040 | Build CT | FO&M Cost | 1 | 0 | 0 | 0 | 0 | 0 | 0 | 0 | 0 | 0 | 0 | 0 | 0 | 0 | 0 | 0 | 0 | 0 | 0 | 0 | 0 | 0
Build CT 2040_Generation Cost | Build CT_Generation Cost | B Build CT_Generation Cost | 0 | 0 | System | Generator | Build CT 2040 | Build CT | Generation Cost | 1 | 0 | 0 | 0 | 0 | 0 | 0 | 0 | 0 | 0 | 0 | 0 | 0 | 0 | 0 | 0 | 0 | 0 | 0 | 0 | 0 | 0
Build CT 2040_Fixed Costs | Build CT_Fixed Costs | B Build CT_Fixed Costs | 0 | 0 | System | Generator | Build CT 2040 | Build CT | Fixed Costs | 1 | 0 | 0 | 0 | 0 | 0 | 0 | 0 | 0 | 0 | 0 | 0 | 0 | 0 | 0 | 0 | 0 | 0 | 0 | 0 | 0 | 0
Build CT 2040_Pool Revenue | Build CT_Pool Revenue | B Build CT_Pool Revenue | 0 | 0 | System | Generator | Build CT 2040 | Build CT | Pool Revenue | 1 | 0 | 0 | 0 | 0 | 0 | 0 | 0 | 0 | 0 | 0 | 0 | 0 | 0 | 0 | 0 | 0 | 0 | 0 | 0 | 0 | 0
Build CT 2040_Max Capacity | Build CT_Max Capacity | B Build CT_Max Capacity | 415 | 0 | System | Generator | Build CT 2040 | Build CT | Max Capacity | 1 | MW | 0 | 0 | 0 | 0 | 0 | 0 | 0 | 0 | 0 | 0 | 0 | 0 | 0 | 0 | 0 | 0 | 415 | 415 | 415 | 415
Build CT 2040_Installed Capacity | Build CT_Installed Capacity | B Build CT_Installed Capacity | 0 | 0 | System | Generator | Build CT 2040 | Build CT | Installed Capacity | 1 | MW | 0 | 0 | 0 | 0 | 0 | 0 | 0 | 0 | 0 | 0 | 0 | 0 | 0 | 0 | 0 | 0 | 0 | 0 | 0 | 0
Build CT 2040_Firm Capacity | Build CT_Firm Capacity | B Build CT_Firm Capacity | 0 | 0 | System | Generator | Build CT 2040 | Build CT | Firm Capacity | 1 | MW | 0 | 0 | 0 | 0 | 0 | 0 | 0 | 0 | 0 | 0 | 0 | 0 | 0 | 0 | 0 | 0 | 0 | 0 | 0 | 0
Build CT 2040_Forced Outage Rate | Build CT_Forced Outage Rate | B Build CT_Forced Outage Rate | 0 | 0 | System | Generator | Build CT 2040 | Build CT | Forced Outage Rate | 1 | % | 0 | 0 | 0 | 0 | 0 | 0 | 0 | 0 | 0 | 0 | 0 | 0 | 0 | 0 | 0 | 0 | 0 | 0 | 0 | 0
Build CT 2040_Outage Rate | Build CT_Outage Rate | B Build CT_Outage Rate | 0 | 0 | System | Generator | Build CT 2040 | Build CT | Outage Rate | 1 | % | 0 | 0 | 0 | 0 | 0 | 0 | 0 | 0 | 0 | 0 | 0 | 0 | 0 | 0 | 0 | 0 | 0 | 0 | 0 | 0
Build CT 2040_Units Built | Build CT_Units Built | B Build CT_Units Built | 0 | 0 | System | Generator | Build CT 2040 | Build CT | Units Built | 1 | - | 0 | 0 | 0 | 0 | 0 | 0 | 0 | 0 | 0 | 0 | 0 | 0 | 0 | 0 | 0 | 0 | 0 | 0 | 0 | 0
Build CT 2040_Units Retired | Build CT_Units Retired | B Build CT_Units Retired | 0 | 0 | System | Generator | Build CT 2040 | Build CT | Units Retired | 1 | - | 0 | 0 | 0 | 0 | 0 | 0 | 0 | 0 | 0 | 0 | 0 | 0 | 0 | 0 | 0 | 0 | 0 | 0 | 0 | 0
Build CT 2040_Capacity Built | Build CT_Capacity Built | B Build CT_Capacity Built | 0 | 0 | System | Generator | Build CT 2040 | Build CT | Capacity Built | 1 | MW | 0 | 0 | 0 | 0 | 0 | 0 | 0 | 0 | 0 | 0 | 0 | 0 | 0 | 0 | 0 | 0 | 0 | 0 | 0 | 0
Build CT 2041_Units | Build CT_Units | B Build CT_Units | 0 | 0 | System | Generator | Build CT 2041 | Build CT | Units | 1 | - | 0 | 0 | 0 | 0 | 0 | 0 | 0 | 0 | 0 | 0 | 0 | 0 | 0 | 0 | 0 | 0 | 0 | 0 | 0 | 0
Build CT 2041_Generation | Build CT_Generation | B Build CT_Generation | 0 | 0 | System | Generator | Build CT 2041 | Build CT | Generation | 1 | GWh | 0 | 0 | 0 | 0 | 0 | 0 | 0 | 0 | 0 | 0 | 0 | 0 | 0 | 0 | 0 | 0 | 0 | 0 | 0 | 0
Build CT 2041_Capacity Factor | Build CT_Capacity Factor | B Build CT_Capacity Factor | 0 | 0 | System | Generator | Build CT 2041 | Build CT | Capacity Factor | 1 | % | 0 | 0 | 0 | 0 | 0 | 0 | 0 | 0 | 0 | 0 | 0 | 0 | 0 | 0 | 0 | 0 | 0 | 0 | 0 | 0
Build CT 2041_FO&M Cost | Build CT_FO&M Cost | B Build CT_FO&M Cost | 0 | 0 | System | Generator | Build CT 2041 | Build CT | FO&M Cost | 1 | 0 | 0 | 0 | 0 | 0 | 0 | 0 | 0 | 0 | 0 | 0 | 0 | 0 | 0 | 0 | 0 | 0 | 0 | 0 | 0 | 0
Build CT 2041_Generation Cost | Build CT_Generation Cost | B Build CT_Generation Cost | 0 | 0 | System | Generator | Build CT 2041 | Build CT | Generation Cost | 1 | 0 | 0 | 0 | 0 | 0 | 0 | 0 | 0 | 0 | 0 | 0 | 0 | 0 | 0 | 0 | 0 | 0 | 0 | 0 | 0 | 0
Build CT 2041_Fixed Costs | Build CT_Fixed Costs | B Build CT_Fixed Costs | 0 | 0 | System | Generator | Build CT 2041 | Build CT | Fixed Costs | 1 | 0 | 0 | 0 | 0 | 0 | 0 | 0 | 0 | 0 | 0 | 0 | 0 | 0 | 0 | 0 | 0 | 0 | 0 | 0 | 0 | 0
Build CT 2041_Pool Revenue | Build CT_Pool Revenue | B Build CT_Pool Revenue | 0 | 0 | System | Generator | Build CT 2041 | Build CT | Pool Revenue | 1 | 0 | 0 | 0 | 0 | 0 | 0 | 0 | 0 | 0 | 0 | 0 | 0 | 0 | 0 | 0 | 0 | 0 | 0 | 0 | 0 | 0
Build CT 2041_Max Capacity | Build CT_Max Capacity | B Build CT_Max Capacity | 415 | 0 | System | Generator | Build CT 2041 | Build CT | Max Capacity | 1 | MW | 0 | 0 | 0 | 0 | 0 | 0 | 0 | 0 | 0 | 0 | 0 | 0 | 0 | 0 | 0 | 0 | 0 | 415 | 415 | 415
Build CT 2041_Installed Capacity | Build CT_Installed Capacity | B Build CT_Installed Capacity | 0 | 0 | System | Generator | Build CT 2041 | Build CT | Installed Capacity | 1 | MW | 0 | 0 | 0 | 0 | 0 | 0 | 0 | 0 | 0 | 0 | 0 | 0 | 0 | 0 | 0 | 0 | 0 | 0 | 0 | 0
Build CT 2041_Firm Capacity | Build CT_Firm Capacity | B Build CT_Firm Capacity | 0 | 0 | System | Generator | Build CT 2041 | Build CT | Firm Capacity | 1 | MW | 0 | 0 | 0 | 0 | 0 | 0 | 0 | 0 | 0 | 0 | 0 | 0 | 0 | 0 | 0 | 0 | 0 | 0 | 0 | 0
Build CT 2041_Forced Outage Rate | Build CT_Forced Outage Rate | B Build CT_Forced Outage Rate | 0 | 0 | System | Generator | Build CT 2041 | Build CT | Forced Outage Rate | 1 | % | 0 | 0 | 0 | 0 | 0 | 0 | 0 | 0 | 0 | 0 | 0 | 0 | 0 | 0 | 0 | 0 | 0 | 0 | 0 | 0
Build CT 2041_Outage Rate | Build CT_Outage Rate | B Build CT_Outage Rate | 0 | 0 | System | Generator | Build CT 2041 | Build CT | Outage Rate | 1 | % | 0 | 0 | 0 | 0 | 0 | 0 | 0 | 0 | 0 | 0 | 0 | 0 | 0 | 0 | 0 | 0 | 0 | 0 | 0 | 0
Build CT 2041_Units Built | Build CT_Units Built | B Build CT_Units Built | 0 | 0 | System | Generator | Build CT 2041 | Build CT | Units Built | 1 | - | 0 | 0 | 0 | 0 | 0 | 0 | 0 | 0 | 0 | 0 | 0 | 0 | 0 | 0 | 0 | 0 | 0 | 0 | 0 | 0
Build CT 2041_Units Retired | Build CT_Units Retired | B Build CT_Units Retired | 0 | 0 | System | Generator | Build CT 2041 | Build CT | Units Retired | 1 | - | 0 | 0 | 0 | 0 | 0 | 0 | 0 | 0 | 0 | 0 | 0 | 0 | 0 | 0 | 0 | 0 | 0 | 0 | 0 | 0
Build CT 2041_Capacity Built | Build CT_Capacity Built | B Build CT_Capacity Built | 0 | 0 | System | Generator | Build CT 2041 | Build CT | Capacity Built | 1 | MW | 0 | 0 | 0 | 0 | 0 | 0 | 0 | 0 | 0 | 0 | 0 | 0 | 0 | 0 | 0 | 0 | 0 | 0 | 0 | 0
Build CT 2042_Units | Build CT_Units | B Build CT_Units | 0 | 0 | System | Generator | Build CT 2042 | Build CT | Units | 1 | - | 0 | 0 | 0 | 0 | 0 | 0 | 0 | 0 | 0 | 0 | 0 | 0 | 0 | 0 | 0 | 0 | 0 | 0 | 0 | 0
Build CT 2042_Generation | Build CT_Generation | B Build CT_Generation | 0 | 0 | System | Generator | Build CT 2042 | Build CT | Generation | 1 | GWh | 0 | 0 | 0 | 0 | 0 | 0 | 0 | 0 | 0 | 0 | 0 | 0 | 0 | 0 | 0 | 0 | 0 | 0 | 0 | 0
Build CT 2042_Capacity Factor | Build CT_Capacity Factor | B Build CT_Capacity Factor | 0 | 0 | System | Generator | Build CT 2042 | Build CT | Capacity Factor | 1 | % | 0 | 0 | 0 | 0 | 0 | 0 | 0 | 0 | 0 | 0 | 0 | 0 | 0 | 0 | 0 | 0 | 0 | 0 | 0 | 0
Build CT 2042_FO&M Cost | Build CT_FO&M Cost | B Build CT_FO&M Cost | 0 | 0 | System | Generator | Build CT 2042 | Build CT | FO&M Cost | 1 | 0 | 0 | 0 | 0 | 0 | 0 | 0 | 0 | 0 | 0 | 0 | 0 | 0 | 0 | 0 | 0 | 0 | 0 | 0 | 0 | 0
Build CT 2042_Generation Cost | Build CT_Generation Cost | B Build CT_Generation Cost | 0 | 0 | System | Generator | Build CT 2042 | Build CT | Generation Cost | 1 | 0 | 0 | 0 | 0 | 0 | 0 | 0 | 0 | 0 | 0 | 0 | 0 | 0 | 0 | 0 | 0 | 0 | 0 | 0 | 0 | 0
Build CT 2042_Fixed Costs | Build CT_Fixed Costs | B Build CT_Fixed Costs | 0 | 0 | System | Generator | Build CT 2042 | Build CT | Fixed Costs | 1 | 0 | 0 | 0 | 0 | 0 | 0 | 0 | 0 | 0 | 0 | 0 | 0 | 0 | 0 | 0 | 0 | 0 | 0 | 0 | 0 | 0
Build CT 2042_Pool Revenue | Build CT_Pool Revenue | B Build CT_Pool Revenue | 0 | 0 | System | Generator | Build CT 2042 | Build CT | Pool Revenue | 1 | 0 | 0 | 0 | 0 | 0 | 0 | 0 | 0 | 0 | 0 | 0 | 0 | 0 | 0 | 0 | 0 | 0 | 0 | 0 | 0 | 0
Build CT 2042_Max Capacity | Build CT_Max Capacity | B Build CT_Max Capacity | 415 | 0 | System | Generator | Build CT 2042 | Build CT | Max Capacity | 1 | MW | 0 | 0 | 0 | 0 | 0 | 0 | 0 | 0 | 0 | 0 | 0 | 0 | 0 | 0 | 0 | 0 | 0 | 0 | 415 | 415
Build CT 2042_Installed Capacity | Build CT_Installed Capacity | B Build CT_Installed Capacity | 0 | 0 | System | Generator | Build CT 2042 | Build CT | Installed Capacity | 1 | MW | 0 | 0 | 0 | 0 | 0 | 0 | 0 | 0 | 0 | 0 | 0 | 0 | 0 | 0 | 0 | 0 | 0 | 0 | 0 | 0
Build CT 2042_Firm Capacity | Build CT_Firm Capacity | B Build CT_Firm Capacity | 0 | 0 | System | Generator | Build CT 2042 | Build CT | Firm Capacity | 1 | MW | 0 | 0 | 0 | 0 | 0 | 0 | 0 | 0 | 0 | 0 | 0 | 0 | 0 | 0 | 0 | 0 | 0 | 0 | 0 | 0
Build CT 2042_Forced Outage Rate | Build CT_Forced Outage Rate | B Build CT_Forced Outage Rate | 0 | 0 | System | Generator | Build CT 2042 | Build CT | Forced Outage Rate | 1 | % | 0 | 0 | 0 | 0 | 0 | 0 | 0 | 0 | 0 | 0 | 0 | 0 | 0 | 0 | 0 | 0 | 0 | 0 | 0 | 0
Build CT 2042_Outage Rate | Build CT_Outage Rate | B Build CT_Outage Rate | 0 | 0 | System | Generator | Build CT 2042 | Build CT | Outage Rate | 1 | % | 0 | 0 | 0 | 0 | 0 | 0 | 0 | 0 | 0 | 0 | 0 | 0 | 0 | 0 | 0 | 0 | 0 | 0 | 0 | 0
Build CT 2042_Units Built | Build CT_Units Built | B Build CT_Units Built | 0 | 0 | System | Generator | Build CT 2042 | Build CT | Units Built | 1 | - | 0 | 0 | 0 | 0 | 0 | 0 | 0 | 0 | 0 | 0 | 0 | 0 | 0 | 0 | 0 | 0 | 0 | 0 | 0 | 0
Build CT 2042_Units Retired | Build CT_Units Retired | B Build CT_Units Retired | 0 | 0 | System | Generator | Build CT 2042 | Build CT | Units Retired | 1 | - | 0 | 0 | 0 | 0 | 0 | 0 | 0 | 0 | 0 | 0 | 0 | 0 | 0 | 0 | 0 | 0 | 0 | 0 | 0 | 0
Build CT 2042_Capacity Built | Build CT_Capacity Built | B Build CT_Capacity Built | 0 | 0 | System | Generator | Build CT 2042 | Build CT | Capacity Built | 1 | MW | 0 | 0 | 0 | 0 | 0 | 0 | 0 | 0 | 0 | 0 | 0 | 0 | 0 | 0 | 0 | 0 | 0 | 0 | 0 | 0
Build CT 2043_Units | Build CT_Units | B Build CT_Units | 0 | 0 | System | Generator | Build CT 2043 | Build CT | Units | 1 | - | 0 | 0 | 0 | 0 | 0 | 0 | 0 | 0 | 0 | 0 | 0 | 0 | 0 | 0 | 0 | 0 | 0 | 0 | 0 | 0
Build CT 2043_Generation | Build CT_Generation | B Build CT_Generation | 0 | 0 | System | Generator | Build CT 2043 | Build CT | Generation | 1 | GWh | 0 | 0 | 0 | 0 | 0 | 0 | 0 | 0 | 0 | 0 | 0 | 0 | 0 | 0 | 0 | 0 | 0 | 0 | 0 | 0
Build CT 2043_Capacity Factor | Build CT_Capacity Factor | B Build CT_Capacity Factor | 0 | 0 | System | Generator | Build CT 2043 | Build CT | Capacity Factor | 1 | % | 0 | 0 | 0 | 0 | 0 | 0 | 0 | 0 | 0 | 0 | 0 | 0 | 0 | 0 | 0 | 0 | 0 | 0 | 0 | 0
Build CT 2043_FO&M Cost | Build CT_FO&M Cost | B Build CT_FO&M Cost | 0 | 0 | System | Generator | Build CT 2043 | Build CT | FO&M Cost | 1 | 0 | 0 | 0 | 0 | 0 | 0 | 0 | 0 | 0 | 0 | 0 | 0 | 0 | 0 | 0 | 0 | 0 | 0 | 0 | 0 | 0
Build CT 2043_Generation Cost | Build CT_Generation Cost | B Build CT_Generation Cost | 0 | 0 | System | Generator | Build CT 2043 | Build CT | Generation Cost | 1 | 0 | 0 | 0 | 0 | 0 | 0 | 0 | 0 | 0 | 0 | 0 | 0 | 0 | 0 | 0 | 0 | 0 | 0 | 0 | 0 | 0
Build CT 2043_Fixed Costs | Build CT_Fixed Costs | B Build CT_Fixed Costs | 0 | 0 | System | Generator | Build CT 2043 | Build CT | Fixed Costs | 1 | 0 | 0 | 0 | 0 | 0 | 0 | 0 | 0 | 0 | 0 | 0 | 0 | 0 | 0 | 0 | 0 | 0 | 0 | 0 | 0 | 0
Build CT 2043_Pool Revenue | Build CT_Pool Revenue | B Build CT_Pool Revenue | 0 | 0 | System | Generator | Build CT 2043 | Build CT | Pool Revenue | 1 | 0 | 0 | 0 | 0 | 0 | 0 | 0 | 0 | 0 | 0 | 0 | 0 | 0 | 0 | 0 | 0 | 0 | 0 | 0 | 0 | 0
Build CT 2043_Max Capacity | Build CT_Max Capacity | B Build CT_Max Capacity | 415 | 0 | System | Generator | Build CT 2043 | Build CT | Max Capacity | 1 | MW | 0 | 0 | 0 | 0 | 0 | 0 | 0 | 0 | 0 | 0 | 0 | 0 | 0 | 0 | 0 | 0 | 0 | 0 | 0 | 415
Build CT 2043_Installed Capacity | Build CT_Installed Capacity | B Build CT_Installed Capacity | 0 | 0 | System | Generator | Build CT 2043 | Build CT | Installed Capacity | 1 | MW | 0 | 0 | 0 | 0 | 0 | 0 | 0 | 0 | 0 | 0 | 0 | 0 | 0 | 0 | 0 | 0 | 0 | 0 | 0 | 0
Build CT 2043_Firm Capacity | Build CT_Firm Capacity | B Build CT_Firm Capacity | 0 | 0 | System | Generator | Build CT 2043 | Build CT | Firm Capacity | 1 | MW | 0 | 0 | 0 | 0 | 0 | 0 | 0 | 0 | 0 | 0 | 0 | 0 | 0 | 0 | 0 | 0 | 0 | 0 | 0 | 0
Build CT 2043_Forced Outage Rate | Build CT_Forced Outage Rate | B Build CT_Forced Outage Rate | 0 | 0 | System | Generator | Build CT 2043 | Build CT | Forced Outage Rate | 1 | % | 0 | 0 | 0 | 0 | 0 | 0 | 0 | 0 | 0 | 0 | 0 | 0 | 0 | 0 | 0 | 0 | 0 | 0 | 0 | 0
Build CT 2043_Outage Rate | Build CT_Outage Rate | B Build CT_Outage Rate | 0 | 0 | System | Generator | Build CT 2043 | Build CT | Outage Rate | 1 | % | 0 | 0 | 0 | 0 | 0 | 0 | 0 | 0 | 0 | 0 | 0 | 0 | 0 | 0 | 0 | 0 | 0 | 0 | 0 | 0
Build CT 2043_Units Built | Build CT_Units Built | B Build CT_Units Built | 0 | 0 | System | Generator | Build CT 2043 | Build CT | Units Built | 1 | - | 0 | 0 | 0 | 0 | 0 | 0 | 0 | 0 | 0 | 0 | 0 | 0 | 0 | 0 | 0 | 0 | 0 | 0 | 0 | 0
Build CT 2043_Units Retired | Build CT_Units Retired | B Build CT_Units Retired | 0 | 0 | System | Generator | Build CT 2043 | Build CT | Units Retired | 1 | - | 0 | 0 | 0 | 0 | 0 | 0 | 0 | 0 | 0 | 0 | 0 | 0 | 0 | 0 | 0 | 0 | 0 | 0 | 0 | 0
Build CT 2043_Capacity Built | Build CT_Capacity Built | B Build CT_Capacity Built | 0 | 0 | System | Generator | Build CT 2043 | Build CT | Capacity Built | 1 | MW | 0 | 0 | 0 | 0 | 0 | 0 | 0 | 0 | 0 | 0 | 0 | 0 | 0 | 0 | 0 | 0 | 0 | 0 | 0 | 0
Build Capacity Only_Units | Build Capacity_Units | B Build Capacity_Units | 116 | 0 | System | Generator | Build Capacity Only | Build Capacity | Units | 1 | - | 0 | 0 | 116 | 28 | 0 | 0 | 0 | 17 | 42 | 38 | 33 | 27 | 0 | 0 | 0 | 0 | 6 | 0 | 0 | 45
Build Capacity Only_Generation | Build Capacity_Generation | B Build Capacity_Generation | 0 | 0 | System | Generator | Build Capacity Only | Build Capacity | Generation | 1 | GWh | 0 | 0 | 0 | 0 | 0 | 0 | 0 | 0 | 0 | 0 | 0 | 0 | 0 | 0 | 0 | 0 | 0 | 0 | 0 | 0
Build Capacity Only_Capacity Factor | Build Capacity_Capacity Factor | B Build Capacity_Capacity Factor | 0 | 0 | System | Generator | Build Capacity Only | Build Capacity | Capacity Factor | 1 | % | 0 | 0 | 0 | 0 | 0 | 0 | 0 | 0 | 0 | 0 | 0 | 0 | 0 | 0 | 0 | 0 | 0 | 0 | 0 | 0
Build Capacity Only_FO&M Cost | Build Capacity_FO&M Cost | B Build Capacity_FO&M Cost | 6907.7998 | 0 | System | Generator | Build Capacity Only | Build Capacity | FO&M Cost | 1 | 0 | 0 | 0 | 6907.7998 | 1793.4 | 0 | 0 | 0 | 1307.3977 | 3319.8633 | 3070.366 | 2733.0298 | 2292.0181 | 0 | 0 | 0 | 0 | 577.8473 | 0 | 0 | 4644.9253
Build Capacity Only_Generation Cost | Build Capacity_Generation Cost | B Build Capacity_Generation Cost | 0 | 0 | System | Generator | Build Capacity Only | Build Capacity | Generation Cost | 1 | 0 | 0 | 0 | 0 | 0 | 0 | 0 | 0 | 0 | 0 | 0 | 0 | 0 | 0 | 0 | 0 | 0 | 0 | 0 | 0 | 0
Build Capacity Only_Fixed Costs | Build Capacity_Fixed Costs | B Build Capacity_Fixed Costs | 6907.7998 | 0 | System | Generator | Build Capacity Only | Build Capacity | Fixed Costs | 1 | 0 | 0 | 0 | 6907.7998 | 1793.4 | 0 | 0 | 0 | 1307.3977 | 3319.8633 | 3070.366 | 2733.0298 | 2292.0181 | 0 | 0 | 0 | 0 | 577.8473 | 0 | 0 | 4644.9253
Build Capacity Only_Pool Revenue | Build Capacity_Pool Revenue | B Build Capacity_Pool Revenue | 0 | 0 | System | Generator | Build Capacity Only | Build Capacity | Pool Revenue | 1 | 0 | 0 | 0 | 0 | 0 | 0 | 0 | 0 | 0 | 0 | 0 | 0 | 0 | 0 | 0 | 0 | 0 | 0 | 0 | 0 | 0
Build Capacity Only_Max Capacity | Build Capacity_Max Capacity | B Build Capacity_Max Capacity | 1 | 0 | System | Generator | Build Capacity Only | Build Capacity | Max Capacity | 1 | MW | bar: 2024 to 2043
Build Capacity Only_Installed Capacity | Build Capacity_Installed Capacity | B Build Capacity_Installed Capacity | 116 | 0 | System | Generator | Build Capacity Only | Build Capacity | Installed Capacity | 1 | MW | 0 | 0 | 116 | 28 | 0 | 0 | 0 | 17 | 42 | 38 | 33 | 27 | 0 | 0 | 0 | 0 | 6 | 0 | 0 | 45
Build Capacity Only_Firm Capacity | Build Capacity_Firm Capacity | B Build Capacity_Firm Capacity | 116 | 0 | System | Generator | Build Capacity Only | Build Capacity | Firm Capacity | 1 | MW | 0 | 0 | 116 | 28 | 0 | 0 | 0 | 17 | 42 | 38 | 33 | 27 | 0 | 0 | 0 | 0 | 6 | 0 | 0 | 45
Build Capacity Only_Forced Outage Rate | Build Capacity_Forced Outage Rate | B Build Capacity_Forced Outage Rate | 0 | 0 | System | Generator | Build Capacity Only | Build Capacity | Forced Outage Rate | 1 | % | 0 | 0 | 0 | 0 | 0 | 0 | 0 | 0 | 0 | 0 | 0 | 0 | 0 | 0 | 0 | 0 | 0 | 0 | 0 | 0
Build Capacity Only_Outage Rate | Build Capacity_Outage Rate | B Build Capacity_Outage Rate | 0 | 0 | System | Generator | Build Capacity Only | Build Capacity | Outage Rate | 1 | % | 0 | 0 | 0 | 0 | 0 | 0 | 0 | 0 | 0 | 0 | 0 | 0 | 0 | 0 | 0 | 0 | 0 | 0 | 0 | 0
Build Capacity Only_Units Built | Build Capacity_Units Built | B Build Capacity_Units Built | 116 | 0 | System | Generator | Build Capacity Only | Build Capacity | Units Built | 1 | - | 0 | 0 | 116 | 28 | 0 | 0 | 0 | 17 | 42 | 38 | 33 | 27 | 0 | 0 | 0 | 0 | 6 | 0 | 0 | 45
Build Capacity Only_Units Retired | Build Capacity_Units Retired | B Build Capacity_Units Retired | 116 | 0 | System | Generator | Build Capacity Only | Build Capacity | Units Retired | 1 | - | 0 | 0 | 0 | 116 | 28 | 0 | 0 | 0 | 17 | 42 | 38 | 33 | 27 | 0 | 0 | 0 | 0 | 6 | 0 | 0
Build Capacity Only_Capacity Built | Build Capacity_Capacity Built | B Build Capacity_Capacity Built | 116 | 0 | System | Generator | Build Capacity Only | Build Capacity | Capacity Built | 1 | MW | 0 | 0 | 116 | 28 | 0 | 0 | 0 | 17 | 42 | 38 | 33 | 27 | 0 | 0 | 0 | 0 | 6 | 0 | 0 | 45
Build Winter Capacity Only_Units | Build Capacity_Units | B Build Capacity_Units | 100 | 0 | System | Generator | Build Winter Capacity Only | Build Capacity | Units | 1 | - | 0 | 0 | 0 | 20 | 100 | 0 | 10 | 0 | 0 | 0 | 0 | 0 | 0 | 0 | 0 | 0 | 0 | 0 | 0 | 0
Build Winter Capacity Only_Generation | Build Capacity_Generation | B Build Capacity_Generation | 0 | 0 | System | Generator | Build Winter Capacity Only | Build Capacity | Generation | 1 | GWh | 0 | 0 | 0 | 0 | 0 | 0 | 0 | 0 | 0 | 0 | 0 | 0 | 0 | 0 | 0 | 0 | 0 | 0 | 0 | 0
Build Winter Capacity Only_Capacity Factor | Build Capacity_Capacity Factor | B Build Capacity_Capacity Factor | 0 | 0 | System | Generator | Build Winter Capacity Only | Build Capacity | Capacity Factor | 1 | % | 0 | 0 | 0 | 0 | 0 | 0 | 0 | 0 | 0 | 0 | 0 | 0 | 0 | 0 | 0 | 0 | 0 | 0 | 0 | 0
Build Winter Capacity Only_FO&M Cost | Build Capacity_FO&M Cost | B Build Capacity_FO&M Cost | 3211.2739 | 0 | System | Generator | Build Winter Capacity Only | Build Capacity | FO&M Cost | 1 | 0 | 0 | 0 | 0 | 640.5 | 3211.2739 | 0 | 375.15 | 0 | 0 | 0 | 0 | 0 | 0 | 0 | 0 | 0 | 0 | 0 | 0 | 0
Build Winter Capacity Only_Generation Cost | Build Capacity_Generation Cost | B Build Capacity_Generation Cost | 0 | 0 | System | Generator | Build Winter Capacity Only | Build Capacity | Generation Cost | 1 | 0 | 0 | 0 | 0 | 0 | 0 | 0 | 0 | 0 | 0 | 0 | 0 | 0 | 0 | 0 | 0 | 0 | 0 | 0 | 0 | 0
Build Winter Capacity Only_Fixed Costs | Build Capacity_Fixed Costs | B Build Capacity_Fixed Costs | 3211.2739 | 0 | System | Generator | Build Winter Capacity Only | Build Capacity | Fixed Costs | 1 | 0 | 0 | 0 | 0 | 640.5 | 3211.2739 | 0 | 375.15 | 0 | 0 | 0 | 0 | 0 | 0 | 0 | 0 | 0 | 0 | 0 | 0 | 0
Build Winter Capacity Only_Pool Revenue | Build Capacity_Pool Revenue | B Build Capacity_Pool Revenue | 0 | 0 | System | Generator | Build Winter Capacity Only | Build Capacity | Pool Revenue | 1 | 0 | 0 | 0 | 0 | 0 | 0 | 0 | 0 | 0 | 0 | 0 | 0 | 0 | 0 | 0 | 0 | 0 | 0 | 0 | 0 | 0
Build Winter Capacity Only_Max Capacity | Build Capacity_Max Capacity | B Build Capacity_Max Capacity | 1 | 0 | System | Generator | Build Winter Capacity Only | Build Capacity | Max Capacity | 1 | MW | bar: 2024 to 2043
Build Winter Capacity Only_Installed Capacity | Build Capacity_Installed Capacity | B Build Capacity_Installed Capacity | 100 | 0 | System | Generator | Build Winter Capacity Only | Build Capacity | Installed Capacity | 1 | MW | 0 | 0 | 0 | 20 | 100 | 0 | 10 | 0 | 0 | 0 | 0 | 0 | 0 | 0 | 0 | 0 | 0 | 0 | 0 | 0
Build Winter Capacity Only_Firm Capacity | Build Capacity_Firm Capacity | B Build Capacity_Firm Capacity | 0 | 0 | System | Generator | Build Winter Capacity Only | Build Capacity | Firm Capacity | 1 | MW | 0 | 0 | 0 | 0 | 0 | 0 | 0 | 0 | 0 | 0 | 0 | 0 | 0 | 0 | 0 | 0 | 0 | 0 | 0 | 0
Build Winter Capacity Only_Forced Outage Rate | Build Capacity_Forced Outage Rate | B Build Capacity_Forced Outage Rate | 0 | 0 | System | Generator | Build Winter Capacity Only | Build Capacity | Forced Outage Rate | 1 | % | 0 | 0 | 0 | 0 | 0 | 0 | 0 | 0 | 0 | 0 | 0 | 0 | 0 | 0 | 0 | 0 | 0 | 0 | 0 | 0
Build Winter Capacity Only_Outage Rate | Build Capacity_Outage Rate | B Build Capacity_Outage Rate | 0 | 0 | System | Generator | Build Winter Capacity Only | Build Capacity | Outage Rate | 1 | % | 0 | 0 | 0 | 0 | 0 | 0 | 0 | 0 | 0 | 0 | 0 | 0 | 0 | 0 | 0 | 0 | 0 | 0 | 0 | 0
Build Winter Capacity Only_Units Built | Build Capacity_Units Built | B Build Capacity_Units Built | 100 | 0 | System | Generator | Build Winter Capacity Only | Build Capacity | Units Built | 1 | - | 0 | 0 | 0 | 20 | 100 | 0 | 10 | 0 | 0 | 0 | 0 | 0 | 0 | 0 | 0 | 0 | 0 | 0 | 0 | 0
Build Winter Capacity Only_Units Retired | Build Capacity_Units Retired | B Build Capacity_Units Retired | 100 | 0 | System | Generator | Build Winter Capacity Only | Build Capacity | Units Retired | 1 | - | 0 | 0 | 0 | 0 | 20 | 100 | 0 | 10 | 0 | 0 | 0 | 0 | 0 | 0 | 0 | 0 | 0 | 0 | 0 | 0
Build Winter Capacity Only_Capacity Built | Build Capacity_Capacity Built | B Build Capacity_Capacity Built | 100 | 0 | System | Generator | Build Winter Capacity Only | Build Capacity | Capacity Built | 1 | MW | 0 | 0 | 0 | 20 | 100 | 0 | 10 | 0 | 0 | 0 | 0 | 0 | 0 | 0 | 0 | 0 | 0 | 0 | 0 | 0
K DSM Existing DSRDR_Units | DSM Existing_Units | K DSM Existing_Units | 1 | 0 | System | Generator | K DSM Existing DSRDR | DSM Existing | Units | 1 | - | bar: 2024 to 2043
K DSM Existing DSRDR_Generation | DSM Existing_Generation | K DSM Existing_Generation | 1.5 | 0 | System | Generator | K DSM Existing DSRDR | DSM Existing | Generation | 1 | GWh | 1.5 | 0 | 0 | 0 | 0 | 0 | 0 | 0 | 0 | 0 | 0 | 0 | 0 | 0 | 0 | 0 | 0 | 0 | 0 | 0
K DSM Existing DSRDR_Capacity Factor | DSM Existing_Capacity Factor | K DSM Existing_Capacity Factor | 0.28461 | 0 | System | Generator | K DSM Existing DSRDR | DSM Existing | Capacity Factor | 1 | % | 0.28461 | 0 | 0 | 0 | 0 | 0 | 0 | 0 | 0 | 0 | 0 | 0 | 0 | 0 | 0 | 0 | 0 | 0 | 0 | 0
K DSM Existing DSRDR_FO&M Cost | DSM Existing_FO&M Cost | K DSM Existing_FO&M Cost | 0 | 0 | System | Generator | K DSM Existing DSRDR | DSM Existing | FO&M Cost | 1 | 0 | 0 | 0 | 0 | 0 | 0 | 0 | 0 | 0 | 0 | 0 | 0 | 0 | 0 | 0 | 0 | 0 | 0 | 0 | 0 | 0
K DSM Existing DSRDR_Generation Cost | DSM Existing_Generation Cost | K DSM Existing_Generation Cost | 0 | 0 | System | Generator | K DSM Existing DSRDR | DSM Existing | Generation Cost | 1 | 0 | 0 | 0 | 0 | 0 | 0 | 0 | 0 | 0 | 0 | 0 | 0 | 0 | 0 | 0 | 0 | 0 | 0 | 0 | 0 | 0
K DSM Existing DSRDR_Fixed Costs | DSM Existing_Fixed Costs | K DSM Existing_Fixed Costs | 0 | 0 | System | Generator | K DSM Existing DSRDR | DSM Existing | Fixed Costs | 1 | 0 | 0 | 0 | 0 | 0 | 0 | 0 | 0 | 0 | 0 | 0 | 0 | 0 | 0 | 0 | 0 | 0 | 0 | 0 | 0 | 0
K DSM Existing DSRDR_Pool Revenue | DSM Existing_Pool Revenue | K DSM Existing_Pool Revenue | 69.329 | 0 | System | Generator | K DSM Existing DSRDR | DSM Existing | Pool Revenue | 1 | 0 | 69.329 | 0 | 0 | 0 | 0 | 0 | 0 | 0 | 0 | 0 | 0 | 0 | 0 | 0 | 0 | 0 | 0 | 0 | 0 | 0
K DSM Existing DSRDR_Max Capacity | DSM Existing_Max Capacity | K DSM Existing_Max Capacity | 60 | 0 | System | Generator | K DSM Existing DSRDR | DSM Existing | Max Capacity | 1 | MW | 60 | 0 | 0 | 0 | 0 | 0 | 0 | 0 | 0 | 0 | 0 | 0 | 0 | 0 | 0 | 0 | 0 | 0 | 0 | 0
K DSM Existing DSRDR_Installed Capacity | DSM Existing_Installed Capacity | K DSM Existing_Installed Capacity | 60 | 0 | System | Generator | K DSM Existing DSRDR | DSM Existing | Installed Capacity | 1 | MW | 60 | 0 | 0 | 0 | 0 | 0 | 0 | 0 | 0 | 0 | 0 | 0 | 0 | 0 | 0 | 0 | 0 | 0 | 0 | 0
K DSM Existing DSRDR_Firm Capacity | DSM Existing_Firm Capacity | K DSM Existing_Firm Capacity | 60 | 0 | System | Generator | K DSM Existing DSRDR | DSM Existing | Firm Capacity | 1 | MW | 60 | 0 | 0 | 0 | 0 | 0 | 0 | 0 | 0 | 0 | 0 | 0 | 0 | 0 | 0 | 0 | 0 | 0 | 0 | 0
K DSM Existing DSRDR_Forced Outage Rate | DSM Existing_Forced Outage Rate | K DSM Existing_Forced Outage Rate | 0 | 0 | System | Generator | K DSM Existing DSRDR | DSM Existing | Forced Outage Rate | 1 | % | 0 | 0 | 0 | 0 | 0 | 0 | 0 | 0 | 0 | 0 | 0 | 0 | 0 | 0 | 0 | 0 | 0 | 0 | 0 | 0
K DSM Existing DSRDR_Outage Rate | DSM Existing_Outage Rate | K DSM Existing_Outage Rate | 0 | 0 | System | Generator | K DSM Existing DSRDR | DSM Existing | Outage Rate | 1 | % | 0 | 0 | 0 | 0 | 0 | 0 | 0 | 0 | 0 | 0 | 0 | 0 | 0 | 0 | 0 | 0 | 0 | 0 | 0 | 0
K DSM Existing DSRDR_Units Built | DSM Existing_Units Built | K DSM Existing_Units Built | 0 | 0 | System | Generator | K DSM Existing DSRDR | DSM Existing | Units Built | 1 | - | 0 | 0 | 0 | 0 | 0 | 0 | 0 | 0 | 0 | 0 | 0 | 0 | 0 | 0 | 0 | 0 | 0 | 0 | 0 | 0
K DSM Existing DSRDR_Units Retired | DSM Existing_Units Retired | K DSM Existing_Units Retired | 0 | 0 | System | Generator | K DSM Existing DSRDR | DSM Existing | Units Retired | 1 | - | 0 | 0 | 0 | 0 | 0 | 0 | 0 | 0 | 0 | 0 | 0 | 0 | 0 | 0 | 0 | 0 | 0 | 0 | 0 | 0
K DSM Existing DSRDR_Capacity Built | DSM Existing_Capacity Built | K DSM Existing_Capacity Built | 0 | 0 | System | Generator | K DSM Existing DSRDR | DSM Existing | Capacity Built | 1 | MW | 0 | 0 | 0 | 0 | 0 | 0 | 0 | 0 | 0 | 0 | 0 | 0 | 0 | 0 | 0 | 0 | 0 | 0 | 0 | 0
Metro TOU_Units | TOU Rate Impact_Units | M TOU Rate Impact_Units | 1 | 0 | System | Generator | Metro TOU | TOU Rate Impact | Units | 1 | - | bar: 2024 to 2043
Metro TOU_Generation | TOU Rate Impact_Generation | M TOU Rate Impact_Generation | 0 | 0 | System | Generator | Metro TOU | TOU Rate Impact | Generation | 1 | GWh | 0 | 0 | 0 | 0 | 0 | 0 | 0 | 0 | 0 | 0 | 0 | 0 | 0 | 0 | 0 | 0 | 0 | 0 | 0 | 0
Metro TOU_Capacity Factor | TOU Rate Impact_Capacity Factor | M TOU Rate Impact_Capacity Factor | 0 | 0 | System | Generator | Metro TOU | TOU Rate Impact | Capacity Factor | 1 | % | 0 | 0 | 0 | 0 | 0 | 0 | 0 | 0 | 0 | 0 | 0 | 0 | 0 | 0 | 0 | 0 | 0 | 0 | 0 | 0
Metro TOU_FO&M Cost | TOU Rate Impact_FO&M Cost | M TOU Rate Impact_FO&M Cost | 0 | 0 | System | Generator | Metro TOU | TOU Rate Impact | FO&M Cost | 1 | 0 | 0 | 0 | 0 | 0 | 0 | 0 | 0 | 0 | 0 | 0 | 0 | 0 | 0 | 0 | 0 | 0 | 0 | 0 | 0 | 0
Metro TOU_Generation Cost | TOU Rate Impact_Generation Cost | M TOU Rate Impact_Generation Cost | 0 | 0 | System | Generator | Metro TOU | TOU Rate Impact | Generation Cost | 1 | 0 | 0 | 0 | 0 | 0 | 0 | 0 | 0 | 0 | 0 | 0 | 0 | 0 | 0 | 0 | 0 | 0 | 0 | 0 | 0 | 0
Metro TOU_Fixed Costs | TOU Rate Impact_Fixed Costs | M TOU Rate Impact_Fixed Costs | 0 | 0 | System | Generator | Metro TOU | TOU Rate Impact | Fixed Costs | 1 | 0 | 0 | 0 | 0 | 0 | 0 | 0 | 0 | 0 | 0 | 0 | 0 | 0 | 0 | 0 | 0 | 0 | 0 | 0 | 0 | 0
Metro TOU_Pool Revenue | TOU Rate Impact_Pool Revenue | M TOU Rate Impact_Pool Revenue | 0 | 0 | System | Generator | Metro TOU | TOU Rate Impact | Pool Revenue | 1 | 0 | 0 | 0 | 0 | 0 | 0 | 0 | 0 | 0 | 0 | 0 | 0 | 0 | 0 | 0 | 0 | 0 | 0 | 0 | 0 | 0
Metro TOU_Max Capacity | TOU Rate Impact_Max Capacity | M TOU Rate Impact_Max Capacity | 1 | 0 | System | Generator | Metro TOU | TOU Rate Impact | Max Capacity | 1 | MW | bar: 2024 to 2043
Metro TOU_Installed Capacity | TOU Rate Impact_Installed Capacity | M TOU Rate Impact_Installed Capacity | 1 | 0 | System | Generator | Metro TOU | TOU Rate Impact | Installed Capacity | 1 | MW | bar: 2024 to 2043
Metro TOU_Firm Capacity | TOU Rate Impact_Firm Capacity | M TOU Rate Impact_Firm Capacity | 8.5962 | 0 | System | Generator | Metro TOU | TOU Rate Impact | Firm Capacity | 1 | MW | 2.4678 | 4.3179 | 6.4599 | 8.5962 | 8.5823 | 8.5597 | 8.536 | 8.525 | 8.533 | 8.5094 | 8.4991 | 8.4997 | 8.517 | 8.5136 | 8.5187 | 8.5264 | 8.5384 | 8.5074 | 8.529 | 8.5498
Metro TOU_Forced Outage Rate | TOU Rate Impact_Forced Outage Rate | M TOU Rate Impact_Forced Outage Rate | 0 | 0 | System | Generator | Metro TOU | TOU Rate Impact | Forced Outage Rate | 1 | % | 0 | 0 | 0 | 0 | 0 | 0 | 0 | 0 | 0 | 0 | 0 | 0 | 0 | 0 | 0 | 0 | 0 | 0 | 0 | 0
Metro TOU_Outage Rate | TOU Rate Impact_Outage Rate | M TOU Rate Impact_Outage Rate | 0 | 0 | System | Generator | Metro TOU | TOU Rate Impact | Outage Rate | 1 | % | 0 | 0 | 0 | 0 | 0 | 0 | 0 | 0 | 0 | 0 | 0 | 0 | 0 | 0 | 0 | 0 | 0 | 0 | 0 | 0
Metro TOU_Units Built | TOU Rate Impact_Units Built | M TOU Rate Impact_Units Built | 0 | 0 | System | Generator | Metro TOU | TOU Rate Impact | Units Built | 1 | - | 0 | 0 | 0 | 0 | 0 | 0 | 0 | 0 | 0 | 0 | 0 | 0 | 0 | 0 | 0 | 0 | 0 | 0 | 0 | 0
Metro TOU_Units Retired | TOU Rate Impact_Units Retired | M TOU Rate Impact_Units Retired | 0 | 0 | System | Generator | Metro TOU | TOU Rate Impact | Units Retired | 1 | - | 0 | 0 | 0 | 0 | 0 | 0 | 0 | 0 | 0 | 0 | 0 | 0 | 0 | 0 | 0 | 0 | 0 | 0 | 0 | 0
Metro TOU_Capacity Built | TOU Rate Impact_Capacity Built | M TOU Rate Impact_Capacity Built | 0 | 0 | System | Generator | Metro TOU | TOU Rate Impact | Capacity Built | 1 | MW | 0 | 0 | 0 | 0 | 0 | 0 | 0 | 0 | 0 | 0 | 0 | 0 | 0 | 0 | 0 | 0 | 0 | 0 | 0 | 0
Metro Extra Capacity_Units | Reserve Buffer_Units | M Reserve Buffer_Units | 1 | 0 | System | Generator | Metro Extra Capacity | Reserve Buffer | Units | 1 | - | bar: 2024 to 2043
Metro Extra Capacity_Generation | Reserve Buffer_Generation | M Reserve Buffer_Generation | 0 | 0 | System | Generator | Metro Extra Capacity | Reserve Buffer | Generation | 1 | GWh | 0 | 0 | 0 | 0 | 0 | 0 | 0 | 0 | 0 | 0 | 0 | 0 | 0 | 0 | 0 | 0 | 0 | 0 | 0 | 0
Metro Extra Capacity_Capacity Factor | Reserve Buffer_Capacity Factor | M Reserve Buffer_Capacity Factor | 0 | 0 | System | Generator | Metro Extra Capacity | Reserve Buffer | Capacity Factor | 1 | % | 0 | 0 | 0 | 0 | 0 | 0 | 0 | 0 | 0 | 0 | 0 | 0 | 0 | 0 | 0 | 0 | 0 | 0 | 0 | 0
Metro Extra Capacity_FO&M Cost | Reserve Buffer_FO&M Cost | M Reserve Buffer_FO&M Cost | 0 | 0 | System | Generator | Metro Extra Capacity | Reserve Buffer | FO&M Cost | 1 | 0 | 0 | 0 | 0 | 0 | 0 | 0 | 0 | 0 | 0 | 0 | 0 | 0 | 0 | 0 | 0 | 0 | 0 | 0 | 0 | 0
Metro Extra Capacity_Generation Cost | Reserve Buffer_Generation Cost | M Reserve Buffer_Generation Cost | 0 | 0 | System | Generator | Metro Extra Capacity | Reserve Buffer | Generation Cost | 1 | 0 | 0 | 0 | 0 | 0 | 0 | 0 | 0 | 0 | 0 | 0 | 0 | 0 | 0 | 0 | 0 | 0 | 0 | 0 | 0 | 0
Metro Extra Capacity_Fixed Costs | Reserve Buffer_Fixed Costs | M Reserve Buffer_Fixed Costs | 0 | 0 | System | Generator | Metro Extra Capacity | Reserve Buffer | Fixed Costs | 1 | 0 | 0 | 0 | 0 | 0 | 0 | 0 | 0 | 0 | 0 | 0 | 0 | 0 | 0 | 0 | 0 | 0 | 0 | 0 | 0 | 0
Metro Extra Capacity_Pool Revenue | Reserve Buffer_Pool Revenue | M Reserve Buffer_Pool Revenue | 0 | 0 | System | Generator | Metro Extra Capacity | Reserve Buffer | Pool Revenue | 1 | 0 | 0 | 0 | 0 | 0 | 0 | 0 | 0 | 0 | 0 | 0 | 0 | 0 | 0 | 0 | 0 | 0 | 0 | 0 | 0 | 0
Metro Extra Capacity_Max Capacity | Reserve Buffer_Max Capacity | M Reserve Buffer_Max Capacity | 1 | 0 | System | Generator | Metro Extra Capacity | Reserve Buffer | Max Capacity | 1 | MW | bar: 2024 to 2043
Metro Extra Capacity_Installed Capacity | Reserve Buffer_Installed Capacity | M Reserve Buffer_Installed Capacity | 1 | 0 | System | Generator | Metro Extra Capacity | Reserve Buffer | Installed Capacity | 1 | MW | bar: 2024 to 2043
Metro Extra Capacity_Firm Capacity | Reserve Buffer_Firm Capacity | M Reserve Buffer_Firm Capacity | 0 | 0 | System | Generator | Metro Extra Capacity | Reserve Buffer | Firm Capacity | 1 | MW | 0 | 0 | 0 | 0 | 0 | 0 | 0 | 0 | 0 | 0 | 0 | 0 | 0 | 0 | 0 | 0 | 0 | 0 | 0 | 0
Metro Extra Capacity_Forced Outage Rate | Reserve Buffer_Forced Outage Rate | M Reserve Buffer_Forced Outage Rate | 0 | 0 | System | Generator | Metro Extra Capacity | Reserve Buffer | Forced Outage Rate | 1 | % | 0 | 0 | 0 | 0 | 0 | 0 | 0 | 0 | 0 | 0 | 0 | 0 | 0 | 0 | 0 | 0 | 0 | 0 | 0 | 0
Metro Extra Capacity_Outage Rate | Reserve Buffer_Outage Rate | M Reserve Buffer_Outage Rate | 0 | 0 | System | Generator | Metro Extra Capacity | Reserve Buffer | Outage Rate | 1 | % | 0 | 0 | 0 | 0 | 0 | 0 | 0 | 0 | 0 | 0 | 0 | 0 | 0 | 0 | 0 | 0 | 0 | 0 | 0 | 0
Metro Extra Capacity_Units Built | Reserve Buffer_Units Built | M Reserve Buffer_Units Built | 0 | 0 | System | Generator | Metro Extra Capacity | Reserve Buffer | Units Built | 1 | - | 0 | 0 | 0 | 0 | 0 | 0 | 0 | 0 | 0 | 0 | 0 | 0 | 0 | 0 | 0 | 0 | 0 | 0 | 0 | 0
Metro Extra Capacity_Units Retired | Reserve Buffer_Units Retired | M Reserve Buffer_Units Retired | 0 | 0 | System | Generator | Metro Extra Capacity | Reserve Buffer | Units Retired | 1 | - | 0 | 0 | 0 | 0 | 0 | 0 | 0 | 0 | 0 | 0 | 0 | 0 | 0 | 0 | 0 | 0 | 0 | 0 | 0 | 0
Metro Extra Capacity_Capacity Built | Reserve Buffer_Capacity Built | M Reserve Buffer_Capacity Built | 0 | 0 | System | Generator | Metro Extra Capacity | Reserve Buffer | Capacity Built | 1 | MW | 0 | 0 | 0 | 0 | 0 | 0 | 0 | 0 | 0 | 0 | 0 | 0 | 0 | 0 | 0 | 0 | 0 | 0 | 0 | 0
MET PBA_Units | PBA_Units | M PBA_Units | 1 | 0 | System | Generator | MET PBA | PBA | Units | 1 | - | bar: 2024 to 2043
MET PBA_Generation | PBA_Generation | M PBA_Generation | 0 | 0 | System | Generator | MET PBA | PBA | Generation | 1 | GWh | 0 | 0 | 0 | 0 | 0 | 0 | 0 | 0 | 0 | 0 | 0 | 0 | 0 | 0 | 0 | 0 | 0 | 0 | 0 | 0
MET PBA_Capacity Factor | PBA_Capacity Factor | M PBA_Capacity Factor | 0 | 0 | System | Generator | MET PBA | PBA | Capacity Factor | 1 | % | 0 | 0 | 0 | 0 | 0 | 0 | 0 | 0 | 0 | 0 | 0 | 0 | 0 | 0 | 0 | 0 | 0 | 0 | 0 | 0
MET PBA_FO&M Cost | PBA_FO&M Cost | M PBA_FO&M Cost | 0 | 0 | System | Generator | MET PBA | PBA | FO&M Cost | 1 | 0 | 0 | 0 | 0 | 0 | 0 | 0 | 0 | 0 | 0 | 0 | 0 | 0 | 0 | 0 | 0 | 0 | 0 | 0 | 0 | 0
MET PBA_Generation Cost | PBA_Generation Cost | M PBA_Generation Cost | 0 | 0 | System | Generator | MET PBA | PBA | Generation Cost | 1 | 0 | 0 | 0 | 0 | 0 | 0 | 0 | 0 | 0 | 0 | 0 | 0 | 0 | 0 | 0 | 0 | 0 | 0 | 0 | 0 | 0
MET PBA_Fixed Costs | PBA_Fixed Costs | M PBA_Fixed Costs | 0 | 0 | System | Generator | MET PBA | PBA | Fixed Costs | 1 | 0 | 0 | 0 | 0 | 0 | 0 | 0 | 0 | 0 | 0 | 0 | 0 | 0 | 0 | 0 | 0 | 0 | 0 | 0 | 0 | 0
MET PBA_Pool Revenue | PBA_Pool Revenue | M PBA_Pool Revenue | 0 | 0 | System | Generator | MET PBA | PBA | Pool Revenue | 1 | 0 | 0 | 0 | 0 | 0 | 0 | 0 | 0 | 0 | 0 | 0 | 0 | 0 | 0 | 0 | 0 | 0 | 0 | 0 | 0 | 0
MET PBA_Max Capacity | PBA_Max Capacity | M PBA_Max Capacity | 1 | 0 | System | Generator | MET PBA | PBA | Max Capacity | 1 | MW | bar: 2024 to 2043
MET PBA_Installed Capacity | PBA_Installed Capacity | M PBA_Installed Capacity | 1 | 0 | System | Generator | MET PBA | PBA | Installed Capacity | 1 | MW | bar: 2024 to 2043
MET PBA_Firm Capacity | PBA_Firm Capacity | M PBA_Firm Capacity | 0 | 0 | System | Generator | MET PBA | PBA | Firm Capacity | 1 | MW | 0 | 0 | -59.1447 | -72.8259 | -86.2894 | -85.2014 | -84.331 | -84.331 | -84.331 | -84.331 | -84.331 | -84.331 | -84.331 | -84.331 | -84.331 | -84.331 | -84.331 | -84.331 | -84.331 | -84.331
MET PBA_Forced Outage Rate | PBA_Forced Outage Rate | M PBA_Forced Outage Rate | 0 | 0 | System | Generator | MET PBA | PBA | Forced Outage Rate | 1 | % | 0 | 0 | 0 | 0 | 0 | 0 | 0 | 0 | 0 | 0 | 0 | 0 | 0 | 0 | 0 | 0 | 0 | 0 | 0 | 0
MET PBA_Outage Rate | PBA_Outage Rate | M PBA_Outage Rate | 0 | 0 | System | Generator | MET PBA | PBA | Outage Rate | 1 | % | 0 | 0 | 0 | 0 | 0 | 0 | 0 | 0 | 0 | 0 | 0 | 0 | 0 | 0 | 0 | 0 | 0 | 0 | 0 | 0
MET PBA_Units Built | PBA_Units Built | M PBA_Units Built | 0 | 0 | System | Generator | MET PBA | PBA | Units Built | 1 | - | 0 | 0 | 0 | 0 | 0 | 0 | 0 | 0 | 0 | 0 | 0 | 0 | 0 | 0 | 0 | 0 | 0 | 0 | 0 | 0
MET PBA_Units Retired | PBA_Units Retired | M PBA_Units Retired | 0 | 0 | System | Generator | MET PBA | PBA | Units Retired | 1 | - | 0 | 0 | 0 | 0 | 0 | 0 | 0 | 0 | 0 | 0 | 0 | 0 | 0 | 0 | 0 | 0 | 0 | 0 | 0 | 0
MET PBA_Capacity Built | PBA_Capacity Built | M PBA_Capacity Built | 0 | 0 | System | Generator | MET PBA | PBA | Capacity Built | 1 | MW | 0 | 0 | 0 | 0 | 0 | 0 | 0 | 0 | 0 | 0 | 0 | 0 | 0 | 0 | 0 | 0 | 0 | 0 | 0 | 0
Build Battery-Wind 2026_Units | Build Battery-Wind_Units | B Build Battery-Wind_Units | 0 | 0 | System | Battery | Build Battery-Wind 2026 | Build Battery-Wind | Units | 1 | - | 0 | 0 | 0 | 0 | 0 | 0 | 0 | 0 | 0 | 0 | 0 | 0 | 0 | 0 | 0 | 0 | 0 | 0 | 0 | 0
Build Battery-Wind 2026_Generation | Build Battery-Wind_Generation | B Build Battery-Wind_Generation | 0 | 0 | System | Battery | Build Battery-Wind 2026 | Build Battery-Wind | Generation | 1 | GWh | 0 | 0 | 0 | 0 | 0 | 0 | 0 | 0 | 0 | 0 | 0 | 0 | 0 | 0 | 0 | 0 | 0 | 0 | 0 | 0
Build Battery-Wind 2026_Installed Capacity | Build Battery-Wind_Installed Capacity | B Build Battery-Wind_Installed Capacity | 0 | 0 | System | Battery | Build Battery-Wind 2026 | Build Battery-Wind | Installed Capacity | 1 | MWh | 0 | 0 | 0 | 0 | 0 | 0 | 0 | 0 | 0 | 0 | 0 | 0 | 0 | 0 | 0 | 0 | 0 | 0 | 0 | 0
Build Battery-Wind 2026_Generation Capacity | Build Battery-Wind_Generation Capacity | B Build Battery-Wind_Generation Capacity | 0 | 0 | System | Battery | Build Battery-Wind 2026 | Build Battery-Wind | Generation Capacity | 1 | MW | 0 | 0 | 0 | 0 | 0 | 0 | 0 | 0 | 0 | 0 | 0 | 0 | 0 | 0 | 0 | 0 | 0 | 0 | 0 | 0
Build Battery-Wind 2026_Firm Generation Capacity | Build Battery-Wind_Firm Generation Capacity | B Build Battery-Wind_Firm Generation Capacity | 0 | 0 | System | Battery | Build Battery-Wind 2026 | Build Battery-Wind | Firm Generation Capacity | 1 | MW | 0 | 0 | 0 | 0 | 0 | 0 | 0 | 0 | 0 | 0 | 0 | 0 | 0 | 0 | 0 | 0 | 0 | 0 | 0 | 0
Build Battery-Wind 2027_Units | Build Battery-Wind_Units | B Build Battery-Wind_Units | 0 | 0 | System | Battery | Build Battery-Wind 2027 | Build Battery-Wind | Units | 1 | - | 0 | 0 | 0 | 0 | 0 | 0 | 0 | 0 | 0 | 0 | 0 | 0 | 0 | 0 | 0 | 0 | 0 | 0 | 0 | 0
Build Battery-Wind 2027_Generation | Build Battery-Wind_Generation | B Build Battery-Wind_Generation | 0 | 0 | System | Battery | Build Battery-Wind 2027 | Build Battery-Wind | Generation | 1 | GWh | 0 | 0 | 0 | 0 | 0 | 0 | 0 | 0 | 0 | 0 | 0 | 0 | 0 | 0 | 0 | 0 | 0 | 0 | 0 | 0
Build Battery-Wind 2027_Installed Capacity | Build Battery-Wind_Installed Capacity | B Build Battery-Wind_Installed Capacity | 0 | 0 | System | Battery | Build Battery-Wind 2027 | Build Battery-Wind | Installed Capacity | 1 | MWh | 0 | 0 | 0 | 0 | 0 | 0 | 0 | 0 | 0 | 0 | 0 | 0 | 0 | 0 | 0 | 0 | 0 | 0 | 0 | 0
Build Battery-Wind 2027_Generation Capacity | Build Battery-Wind_Generation Capacity | B Build Battery-Wind_Generation Capacity | 0 | 0 | System | Battery | Build Battery-Wind 2027 | Build Battery-Wind | Generation Capacity | 1 | MW | 0 | 0 | 0 | 0 | 0 | 0 | 0 | 0 | 0 | 0 | 0 | 0 | 0 | 0 | 0 | 0 | 0 | 0 | 0 | 0
Build Battery-Wind 2027_Firm Generation Capacity | Build Battery-Wind_Firm Generation Capacity | B Build Battery-Wind_Firm Generation Capacity | 0 | 0 | System | Battery | Build Battery-Wind 2027 | Build Battery-Wind | Firm Generation Capacity | 1 | MW | 0 | 0 | 0 | 0 | 0 | 0 | 0 | 0 | 0 | 0 | 0 | 0 | 0 | 0 | 0 | 0 | 0 | 0 | 0 | 0
Build Battery-Wind 2028_Units | Build Battery-Wind_Units | B Build Battery-Wind_Units | 0 | 0 | System | Battery | Build Battery-Wind 2028 | Build Battery-Wind | Units | 1 | - | 0 | 0 | 0 | 0 | 0 | 0 | 0 | 0 | 0 | 0 | 0 | 0 | 0 | 0 | 0 | 0 | 0 | 0 | 0 | 0
Build Battery-Wind 2028_Generation | Build Battery-Wind_Generation | B Build Battery-Wind_Generation | 0 | 0 | System | Battery | Build Battery-Wind 2028 | Build Battery-Wind | Generation | 1 | GWh | 0 | 0 | 0 | 0 | 0 | 0 | 0 | 0 | 0 | 0 | 0 | 0 | 0 | 0 | 0 | 0 | 0 | 0 | 0 | 0
Build Battery-Wind 2028_Installed Capacity | Build Battery-Wind_Installed Capacity | B Build Battery-Wind_Installed Capacity | 0 | 0 | System | Battery | Build Battery-Wind 2028 | Build Battery-Wind | Installed Capacity | 1 | MWh | 0 | 0 | 0 | 0 | 0 | 0 | 0 | 0 | 0 | 0 | 0 | 0 | 0 | 0 | 0 | 0 | 0 | 0 | 0 | 0
Build Battery-Wind 2028_Generation Capacity | Build Battery-Wind_Generation Capacity | B Build Battery-Wind_Generation Capacity | 0 | 0 | System | Battery | Build Battery-Wind 2028 | Build Battery-Wind | Generation Capacity | 1 | MW | 0 | 0 | 0 | 0 | 0 | 0 | 0 | 0 | 0 | 0 | 0 | 0 | 0 | 0 | 0 | 0 | 0 | 0 | 0 | 0
Build Battery-Wind 2028_Firm Generation Capacity | Build Battery-Wind_Firm Generation Capacity | B Build Battery-Wind_Firm Generation Capacity | 0 | 0 | System | Battery | Build Battery-Wind 2028 | Build Battery-Wind | Firm Generation Capacity | 1 | MW | 0 | 0 | 0 | 0 | 0 | 0 | 0 | 0 | 0 | 0 | 0 | 0 | 0 | 0 | 0 | 0 | 0 | 0 | 0 | 0
Build Battery-Wind 2029_Units | Build Battery-Wind_Units | B Build Battery-Wind_Units | 0 | 0 | System | Battery | Build Battery-Wind 2029 | Build Battery-Wind | Units | 1 | - | 0 | 0 | 0 | 0 | 0 | 0 | 0 | 0 | 0 | 0 | 0 | 0 | 0 | 0 | 0 | 0 | 0 | 0 | 0 | 0
Build Battery-Wind 2029_Generation | Build Battery-Wind_Generation | B Build Battery-Wind_Generation | 0 | 0 | System | Battery | Build Battery-Wind 2029 | Build Battery-Wind | Generation | 1 | GWh | 0 | 0 | 0 | 0 | 0 | 0 | 0 | 0 | 0 | 0 | 0 | 0 | 0 | 0 | 0 | 0 | 0 | 0 | 0 | 0
Build Battery-Wind 2029_Installed Capacity | Build Battery-Wind_Installed Capacity | B Build Battery-Wind_Installed Capacity | 0 | 0 | System | Battery | Build Battery-Wind 2029 | Build Battery-Wind | Installed Capacity | 1 | MWh | 0 | 0 | 0 | 0 | 0 | 0 | 0 | 0 | 0 | 0 | 0 | 0 | 0 | 0 | 0 | 0 | 0 | 0 | 0 | 0
Build Battery-Wind 2029_Generation Capacity | Build Battery-Wind_Generation Capacity | B Build Battery-Wind_Generation Capacity | 0 | 0 | System | Battery | Build Battery-Wind 2029 | Build Battery-Wind | Generation Capacity | 1 | MW | 0 | 0 | 0 | 0 | 0 | 0 | 0 | 0 | 0 | 0 | 0 | 0 | 0 | 0 | 0 | 0 | 0 | 0 | 0 | 0
Build Battery-Wind 2029_Firm Generation Capacity | Build Battery-Wind_Firm Generation Capacity | B Build Battery-Wind_Firm Generation Capacity | 0 | 0 | System | Battery | Build Battery-Wind 2029 | Build Battery-Wind | Firm Generation Capacity | 1 | MW | 0 | 0 | 0 | 0 | 0 | 0 | 0 | 0 | 0 | 0 | 0 | 0 | 0 | 0 | 0 | 0 | 0 | 0 | 0 | 0
Build Battery-Wind 2030_Units | Build Battery-Wind_Units | B Build Battery-Wind_Units | 0 | 0 | System | Battery | Build Battery-Wind 2030 | Build Battery-Wind | Units | 1 | - | 0 | 0 | 0 | 0 | 0 | 0 | 0 | 0 | 0 | 0 | 0 | 0 | 0 | 0 | 0 | 0 | 0 | 0 | 0 | 0
Build Battery-Wind 2030_Generation | Build Battery-Wind_Generation | B Build Battery-Wind_Generation | 0 | 0 | System | Battery | Build Battery-Wind 2030 | Build Battery-Wind | Generation | 1 | GWh | 0 | 0 | 0 | 0 | 0 | 0 | 0 | 0 | 0 | 0 | 0 | 0 | 0 | 0 | 0 | 0 | 0 | 0 | 0 | 0
Build Battery-Wind 2030_Installed Capacity | Build Battery-Wind_Installed Capacity | B Build Battery-Wind_Installed Capacity | 0 | 0 | System | Battery | Build Battery-Wind 2030 | Build Battery-Wind | Installed Capacity | 1 | MWh | 0 | 0 | 0 | 0 | 0 | 0 | 0 | 0 | 0 | 0 | 0 | 0 | 0 | 0 | 0 | 0 | 0 | 0 | 0 | 0
Build Battery-Wind 2030_Generation Capacity | Build Battery-Wind_Generation Capacity | B Build Battery-Wind_Generation Capacity | 0 | 0 | System | Battery | Build Battery-Wind 2030 | Build Battery-Wind | Generation Capacity | 1 | MW | 0 | 0 | 0 | 0 | 0 | 0 | 0 | 0 | 0 | 0 | 0 | 0 | 0 | 0 | 0 | 0 | 0 | 0 | 0 | 0
Build Battery-Wind 2030_Firm Generation Capacity | Build Battery-Wind_Firm Generation Capacity | B Build Battery-Wind_Firm Generation Capacity | 0 | 0 | System | Battery | Build Battery-Wind 2030 | Build Battery-Wind | Firm Generation Capacity | 1 | MW | 0 | 0 | 0 | 0 | 0 | 0 | 0 | 0 | 0 | 0 | 0 | 0 | 0 | 0 | 0 | 0 | 0 | 0 | 0 | 0
Build Battery-Wind 2031_Units | Build Battery-Wind_Units | B Build Battery-Wind_Units | 0 | 0 | System | Battery | Build Battery-Wind 2031 | Build Battery-Wind | Units | 1 | - | 0 | 0 | 0 | 0 | 0 | 0 | 0 | 0 | 0 | 0 | 0 | 0 | 0 | 0 | 0 | 0 | 0 | 0 | 0 | 0
Build Battery-Wind 2031_Generation | Build Battery-Wind_Generation | B Build Battery-Wind_Generation | 0 | 0 | System | Battery | Build Battery-Wind 2031 | Build Battery-Wind | Generation | 1 | GWh | 0 | 0 | 0 | 0 | 0 | 0 | 0 | 0 | 0 | 0 | 0 | 0 | 0 | 0 | 0 | 0 | 0 | 0 | 0 | 0
Build Battery-Wind 2031_Installed Capacity | Build Battery-Wind_Installed Capacity | B Build Battery-Wind_Installed Capacity | 0 | 0 | System | Battery | Build Battery-Wind 2031 | Build Battery-Wind | Installed Capacity | 1 | MWh | 0 | 0 | 0 | 0 | 0 | 0 | 0 | 0 | 0 | 0 | 0 | 0 | 0 | 0 | 0 | 0 | 0 | 0 | 0 | 0
Build Battery-Wind 2031_Generation Capacity | Build Battery-Wind_Generation Capacity | B Build Battery-Wind_Generation Capacity | 0 | 0 | System | Battery | Build Battery-Wind 2031 | Build Battery-Wind | Generation Capacity | 1 | MW | 0 | 0 | 0 | 0 | 0 | 0 | 0 | 0 | 0 | 0 | 0 | 0 | 0 | 0 | 0 | 0 | 0 | 0 | 0 | 0
Build Battery-Wind 2031_Firm Generation Capacity | Build Battery-Wind_Firm Generation Capacity | B Build Battery-Wind_Firm Generation Capacity | 0 | 0 | System | Battery | Build Battery-Wind 2031 | Build Battery-Wind | Firm Generation Capacity | 1 | MW | 0 | 0 | 0 | 0 | 0 | 0 | 0 | 0 | 0 | 0 | 0 | 0 | 0 | 0 | 0 | 0 | 0 | 0 | 0 | 0
Build Battery-Wind 2032_Units | Build Battery-Wind_Units | B Build Battery-Wind_Units | 0 | 0 | System | Battery | Build Battery-Wind 2032 | Build Battery-Wind | Units | 1 | - | 0 | 0 | 0 | 0 | 0 | 0 | 0 | 0 | 0 | 0 | 0 | 0 | 0 | 0 | 0 | 0 | 0 | 0 | 0 | 0
Build Battery-Wind 2032_Generation | Build Battery-Wind_Generation | B Build Battery-Wind_Generation | 0 | 0 | System | Battery | Build Battery-Wind 2032 | Build Battery-Wind | Generation | 1 | GWh | 0 | 0 | 0 | 0 | 0 | 0 | 0 | 0 | 0 | 0 | 0 | 0 | 0 | 0 | 0 | 0 | 0 | 0 | 0 | 0
Build Battery-Wind 2032_Installed Capacity | Build Battery-Wind_Installed Capacity | B Build Battery-Wind_Installed Capacity | 0 | 0 | System | Battery | Build Battery-Wind 2032 | Build Battery-Wind | Installed Capacity | 1 | MWh | 0 | 0 | 0 | 0 | 0 | 0 | 0 | 0 | 0 | 0 | 0 | 0 | 0 | 0 | 0 | 0 | 0 | 0 | 0 | 0
Build Battery-Wind 2032_Generation Capacity | Build Battery-Wind_Generation Capacity | B Build Battery-Wind_Generation Capacity | 0 | 0 | System | Battery | Build Battery-Wind 2032 | Build Battery-Wind | Generation Capacity | 1 | MW | 0 | 0 | 0 | 0 | 0 | 0 | 0 | 0 | 0 | 0 | 0 | 0 | 0 | 0 | 0 | 0 | 0 | 0 | 0 | 0
Build Battery-Wind 2032_Firm Generation Capacity | Build Battery-Wind_Firm Generation Capacity | B Build Battery-Wind_Firm Generation Capacity | 0 | 0 | System | Battery | Build Battery-Wind 2032 | Build Battery-Wind | Firm Generation Capacity | 1 | MW | 0 | 0 | 0 | 0 | 0 | 0 | 0 | 0 | 0 | 0 | 0 | 0 | 0 | 0 | 0 | 0 | 0 | 0 | 0 | 0
Build Battery-Wind 2033_Units | Build Battery-Wind_Units | B Build Battery-Wind_Units | 0 | 0 | System | Battery | Build Battery-Wind 2033 | Build Battery-Wind | Units | 1 | - | 0 | 0 | 0 | 0 | 0 | 0 | 0 | 0 | 0 | 0 | 0 | 0 | 0 | 0 | 0 | 0 | 0 | 0 | 0 | 0
Build Battery-Wind 2033_Generation | Build Battery-Wind_Generation | B Build Battery-Wind_Generation | 0 | 0 | System | Battery | Build Battery-Wind 2033 | Build Battery-Wind | Generation | 1 | GWh | 0 | 0 | 0 | 0 | 0 | 0 | 0 | 0 | 0 | 0 | 0 | 0 | 0 | 0 | 0 | 0 | 0 | 0 | 0 | 0
Build Battery-Wind 2033_Installed Capacity | Build Battery-Wind_Installed Capacity | B Build Battery-Wind_Installed Capacity | 0 | 0 | System | Battery | Build Battery-Wind 2033 | Build Battery-Wind | Installed Capacity | 1 | MWh | 0 | 0 | 0 | 0 | 0 | 0 | 0 | 0 | 0 | 0 | 0 | 0 | 0 | 0 | 0 | 0 | 0 | 0 | 0 | 0
Build Battery-Wind 2033_Generation Capacity | Build Battery-Wind_Generation Capacity | B Build Battery-Wind_Generation Capacity | 0 | 0 | System | Battery | Build Battery-Wind 2033 | Build Battery-Wind | Generation Capacity | 1 | MW | 0 | 0 | 0 | 0 | 0 | 0 | 0 | 0 | 0 | 0 | 0 | 0 | 0 | 0 | 0 | 0 | 0 | 0 | 0 | 0
Build Battery-Wind 2033_Firm Generation Capacity | Build Battery-Wind_Firm Generation Capacity | B Build Battery-Wind_Firm Generation Capacity | 0 | 0 | System | Battery | Build Battery-Wind 2033 | Build Battery-Wind | Firm Generation Capacity | 1 | MW | 0 | 0 | 0 | 0 | 0 | 0 | 0 | 0 | 0 | 0 | 0 | 0 | 0 | 0 | 0 | 0 | 0 | 0 | 0 | 0
Build Battery-Wind 2034_Units | Build Battery-Wind_Units | B Build Battery-Wind_Units | 0 | 0 | System | Battery | Build Battery-Wind 2034 | Build Battery-Wind | Units | 1 | - | 0 | 0 | 0 | 0 | 0 | 0 | 0 | 0 | 0 | 0 | 0 | 0 | 0 | 0 | 0 | 0 | 0 | 0 | 0 | 0
Build Battery-Wind 2034_Generation | Build Battery-Wind_Generation | B Build Battery-Wind_Generation | 0 | 0 | System | Battery | Build Battery-Wind 2034 | Build Battery-Wind | Generation | 1 | GWh | 0 | 0 | 0 | 0 | 0 | 0 | 0 | 0 | 0 | 0 | 0 | 0 | 0 | 0 | 0 | 0 | 0 | 0 | 0 | 0
Build Battery-Wind 2034_Installed Capacity | Build Battery-Wind_Installed Capacity | B Build Battery-Wind_Installed Capacity | 0 | 0 | System | Battery | Build Battery-Wind 2034 | Build Battery-Wind | Installed Capacity | 1 | MWh | 0 | 0 | 0 | 0 | 0 | 0 | 0 | 0 | 0 | 0 | 0 | 0 | 0 | 0 | 0 | 0 | 0 | 0 | 0 | 0
Build Battery-Wind 2034_Generation Capacity | Build Battery-Wind_Generation Capacity | B Build Battery-Wind_Generation Capacity | 0 | 0 | System | Battery | Build Battery-Wind 2034 | Build Battery-Wind | Generation Capacity | 1 | MW | 0 | 0 | 0 | 0 | 0 | 0 | 0 | 0 | 0 | 0 | 0 | 0 | 0 | 0 | 0 | 0 | 0 | 0 | 0 | 0
Build Battery-Wind 2034_Firm Generation Capacity | Build Battery-Wind_Firm Generation Capacity | B Build Battery-Wind_Firm Generation Capacity | 0 | 0 | System | Battery | Build Battery-Wind 2034 | Build Battery-Wind | Firm Generation Capacity | 1 | MW | 0 | 0 | 0 | 0 | 0 | 0 | 0 | 0 | 0 | 0 | 0 | 0 | 0 | 0 | 0 | 0 | 0 | 0 | 0 | 0
Build Battery-Wind 2035_Units | Build Battery-Wind_Units | B Build Battery-Wind_Units | 0 | 0 | System | Battery | Build Battery-Wind 2035 | Build Battery-Wind | Units | 1 | - | 0 | 0 | 0 | 0 | 0 | 0 | 0 | 0 | 0 | 0 | 0 | 0 | 0 | 0 | 0 | 0 | 0 | 0 | 0 | 0
Build Battery-Wind 2035_Generation | Build Battery-Wind_Generation | B Build Battery-Wind_Generation | 0 | 0 | System | Battery | Build Battery-Wind 2035 | Build Battery-Wind | Generation | 1 | GWh | 0 | 0 | 0 | 0 | 0 | 0 | 0 | 0 | 0 | 0 | 0 | 0 | 0 | 0 | 0 | 0 | 0 | 0 | 0 | 0
Build Battery-Wind 2035_Installed Capacity | Build Battery-Wind_Installed Capacity | B Build Battery-Wind_Installed Capacity | 0 | 0 | System | Battery | Build Battery-Wind 2035 | Build Battery-Wind | Installed Capacity | 1 | MWh | 0 | 0 | 0 | 0 | 0 | 0 | 0 | 0 | 0 | 0 | 0 | 0 | 0 | 0 | 0 | 0 | 0 | 0 | 0 | 0
Build Battery-Wind 2035_Generation Capacity | Build Battery-Wind_Generation Capacity | B Build Battery-Wind_Generation Capacity | 0 | 0 | System | Battery | Build Battery-Wind 2035 | Build Battery-Wind | Generation Capacity | 1 | MW | 0 | 0 | 0 | 0 | 0 | 0 | 0 | 0 | 0 | 0 | 0 | 0 | 0 | 0 | 0 | 0 | 0 | 0 | 0 | 0
Build Battery-Wind 2035_Firm Generation Capacity | Build Battery-Wind_Firm Generation Capacity | B Build Battery-Wind_Firm Generation Capacity | 0 | 0 | System | Battery | Build Battery-Wind 2035 | Build Battery-Wind | Firm Generation Capacity | 1 | MW | 0 | 0 | 0 | 0 | 0 | 0 | 0 | 0 | 0 | 0 | 0 | 0 | 0 | 0 | 0 | 0 | 0 | 0 | 0 | 0
Build Battery-Wind 2036_Units | Build Battery-Wind_Units | B Build Battery-Wind_Units | 0 | 0 | System | Battery | Build Battery-Wind 2036 | Build Battery-Wind | Units | 1 | - | 0 | 0 | 0 | 0 | 0 | 0 | 0 | 0 | 0 | 0 | 0 | 0 | 0 | 0 | 0 | 0 | 0 | 0 | 0 | 0
Build Battery-Wind 2036_Generation | Build Battery-Wind_Generation | B Build Battery-Wind_Generation | 0 | 0 | System | Battery | Build Battery-Wind 2036 | Build Battery-Wind | Generation | 1 | GWh | 0 | 0 | 0 | 0 | 0 | 0 | 0 | 0 | 0 | 0 | 0 | 0 | 0 | 0 | 0 | 0 | 0 | 0 | 0 | 0
Build Battery-Wind 2036_Installed Capacity | Build Battery-Wind_Installed Capacity | B Build Battery-Wind_Installed Capacity | 0 | 0 | System | Battery | Build Battery-Wind 2036 | Build Battery-Wind | Installed Capacity | 1 | MWh | 0 | 0 | 0 | 0 | 0 | 0 | 0 | 0 | 0 | 0 | 0 | 0 | 0 | 0 | 0 | 0 | 0 | 0 | 0 | 0
Build Battery-Wind 2036_Generation Capacity | Build Battery-Wind_Generation Capacity | B Build Battery-Wind_Generation Capacity | 0 | 0 | System | Battery | Build Battery-Wind 2036 | Build Battery-Wind | Generation Capacity | 1 | MW | 0 | 0 | 0 | 0 | 0 | 0 | 0 | 0 | 0 | 0 | 0 | 0 | 0 | 0 | 0 | 0 | 0 | 0 | 0 | 0
Build Battery-Wind 2036_Firm Generation Capacity | Build Battery-Wind_Firm Generation Capacity | B Build Battery-Wind_Firm Generation Capacity | 0 | 0 | System | Battery | Build Battery-Wind 2036 | Build Battery-Wind | Firm Generation Capacity | 1 | MW | 0 | 0 | 0 | 0 | 0 | 0 | 0 | 0 | 0 | 0 | 0 | 0 | 0 | 0 | 0 | 0 | 0 | 0 | 0 | 0
Build Battery-Wind 2037_Units | Build Battery-Wind_Units | B Build Battery-Wind_Units | 0 | 0 | System | Battery | Build Battery-Wind 2037 | Build Battery-Wind | Units | 1 | - | 0 | 0 | 0 | 0 | 0 | 0 | 0 | 0 | 0 | 0 | 0 | 0 | 0 | 0 | 0 | 0 | 0 | 0 | 0 | 0
Build Battery-Wind 2037_Generation | Build Battery-Wind_Generation | B Build Battery-Wind_Generation | 0 | 0 | System | Battery | Build Battery-Wind 2037 | Build Battery-Wind | Generation | 1 | GWh | 0 | 0 | 0 | 0 | 0 | 0 | 0 | 0 | 0 | 0 | 0 | 0 | 0 | 0 | 0 | 0 | 0 | 0 | 0 | 0
Build Battery-Wind 2037_Installed Capacity | Build Battery-Wind_Installed Capacity | B Build Battery-Wind_Installed Capacity | 0 | 0 | System | Battery | Build Battery-Wind 2037 | Build Battery-Wind | Installed Capacity | 1 | MWh | 0 | 0 | 0 | 0 | 0 | 0 | 0 | 0 | 0 | 0 | 0 | 0 | 0 | 0 | 0 | 0 | 0 | 0 | 0 | 0
Build Battery-Wind 2037_Generation Capacity | Build Battery-Wind_Generation Capacity | B Build Battery-Wind_Generation Capacity | 0 | 0 | System | Battery | Build Battery-Wind 2037 | Build Battery-Wind | Generation Capacity | 1 | MW | 0 | 0 | 0 | 0 | 0 | 0 | 0 | 0 | 0 | 0 | 0 | 0 | 0 | 0 | 0 | 0 | 0 | 0 | 0 | 0
Build Battery-Wind 2037_Firm Generation Capacity | Build Battery-Wind_Firm Generation Capacity | B Build Battery-Wind_Firm Generation Capacity | 0 | 0 | System | Battery | Build Battery-Wind 2037 | Build Battery-Wind | Firm Generation Capacity | 1 | MW | 0 | 0 | 0 | 0 | 0 | 0 | 0 | 0 | 0 | 0 | 0 | 0 | 0 | 0 | 0 | 0 | 0 | 0 | 0 | 0
Build Battery-Wind 2038_Units | Build Battery-Wind_Units | B Build Battery-Wind_Units | 0 | 0 | System | Battery | Build Battery-Wind 2038 | Build Battery-Wind | Units | 1 | - | 0 | 0 | 0 | 0 | 0 | 0 | 0 | 0 | 0 | 0 | 0 | 0 | 0 | 0 | 0 | 0 | 0 | 0 | 0 | 0
Build Battery-Wind 2038_Generation | Build Battery-Wind_Generation | B Build Battery-Wind_Generation | 0 | 0 | System | Battery | Build Battery-Wind 2038 | Build Battery-Wind | Generation | 1 | GWh | 0 | 0 | 0 | 0 | 0 | 0 | 0 | 0 | 0 | 0 | 0 | 0 | 0 | 0 | 0 | 0 | 0 | 0 | 0 | 0
Build Battery-Wind 2038_Installed Capacity | Build Battery-Wind_Installed Capacity | B Build Battery-Wind_Installed Capacity | 0 | 0 | System | Battery | Build Battery-Wind 2038 | Build Battery-Wind | Installed Capacity | 1 | MWh | 0 | 0 | 0 | 0 | 0 | 0 | 0 | 0 | 0 | 0 | 0 | 0 | 0 | 0 | 0 | 0 | 0 | 0 | 0 | 0
Build Battery-Wind 2038_Generation Capacity | Build Battery-Wind_Generation Capacity | B Build Battery-Wind_Generation Capacity | 0 | 0 | System | Battery | Build Battery-Wind 2038 | Build Battery-Wind | Generation Capacity | 1 | MW | 0 | 0 | 0 | 0 | 0 | 0 | 0 | 0 | 0 | 0 | 0 | 0 | 0 | 0 | 0 | 0 | 0 | 0 | 0 | 0
Build Battery-Wind 2038_Firm Generation Capacity | Build Battery-Wind_Firm Generation Capacity | B Build Battery-Wind_Firm Generation Capacity | 0 | 0 | System | Battery | Build Battery-Wind 2038 | Build Battery-Wind | Firm Generation Capacity | 1 | MW | 0 | 0 | 0 | 0 | 0 | 0 | 0 | 0 | 0 | 0 | 0 | 0 | 0 | 0 | 0 | 0 | 0 | 0 | 0 | 0
Build Battery-Wind 2039_Units | Build Battery-Wind_Units | B Build Battery-Wind_Units | 0 | 0 | System | Battery | Build Battery-Wind 2039 | Build Battery-Wind | Units | 1 | - | 0 | 0 | 0 | 0 | 0 | 0 | 0 | 0 | 0 | 0 | 0 | 0 | 0 | 0 | 0 | 0 | 0 | 0 | 0 | 0
Build Battery-Wind 2039_Generation | Build Battery-Wind_Generation | B Build Battery-Wind_Generation | 0 | 0 | System | Battery | Build Battery-Wind 2039 | Build Battery-Wind | Generation | 1 | GWh | 0 | 0 | 0 | 0 | 0 | 0 | 0 | 0 | 0 | 0 | 0 | 0 | 0 | 0 | 0 | 0 | 0 | 0 | 0 | 0
Build Battery-Wind 2039_Installed Capacity | Build Battery-Wind_Installed Capacity | B Build Battery-Wind_Installed Capacity | 0 | 0 | System | Battery | Build Battery-Wind 2039 | Build Battery-Wind | Installed Capacity | 1 | MWh | 0 | 0 | 0 | 0 | 0 | 0 | 0 | 0 | 0 | 0 | 0 | 0 | 0 | 0 | 0 | 0 | 0 | 0 | 0 | 0
Build Battery-Wind 2039_Generation Capacity | Build Battery-Wind_Generation Capacity | B Build Battery-Wind_Generation Capacity | 0 | 0 | System | Battery | Build Battery-Wind 2039 | Build Battery-Wind | Generation Capacity | 1 | MW | 0 | 0 | 0 | 0 | 0 | 0 | 0 | 0 | 0 | 0 | 0 | 0 | 0 | 0 | 0 | 0 | 0 | 0 | 0 | 0
Build Battery-Wind 2039_Firm Generation Capacity | Build Battery-Wind_Firm Generation Capacity | B Build Battery-Wind_Firm Generation Capacity | 0 | 0 | System | Battery | Build Battery-Wind 2039 | Build Battery-Wind | Firm Generation Capacity | 1 | MW | 0 | 0 | 0 | 0 | 0 | 0 | 0 | 0 | 0 | 0 | 0 | 0 | 0 | 0 | 0 | 0 | 0 | 0 | 0 | 0
Build Battery-Wind 2040_Units | Build Battery-Wind_Units | B Build Battery-Wind_Units | 0 | 0 | System | Battery | Build Battery-Wind 2040 | Build Battery-Wind | Units | 1 | - | 0 | 0 | 0 | 0 | 0 | 0 | 0 | 0 | 0 | 0 | 0 | 0 | 0 | 0 | 0 | 0 | 0 | 0 | 0 | 0
Build Battery-Wind 2040_Generation | Build Battery-Wind_Generation | B Build Battery-Wind_Generation | 0 | 0 | System | Battery | Build Battery-Wind 2040 | Build Battery-Wind | Generation | 1 | GWh | 0 | 0 | 0 | 0 | 0 | 0 | 0 | 0 | 0 | 0 | 0 | 0 | 0 | 0 | 0 | 0 | 0 | 0 | 0 | 0
Build Battery-Wind 2040_Installed Capacity | Build Battery-Wind_Installed Capacity | B Build Battery-Wind_Installed Capacity | 0 | 0 | System | Battery | Build Battery-Wind 2040 | Build Battery-Wind | Installed Capacity | 1 | MWh | 0 | 0 | 0 | 0 | 0 | 0 | 0 | 0 | 0 | 0 | 0 | 0 | 0 | 0 | 0 | 0 | 0 | 0 | 0 | 0
Build Battery-Wind 2040_Generation Capacity | Build Battery-Wind_Generation Capacity | B Build Battery-Wind_Generation Capacity | 0 | 0 | System | Battery | Build Battery-Wind 2040 | Build Battery-Wind | Generation Capacity | 1 | MW | 0 | 0 | 0 | 0 | 0 | 0 | 0 | 0 | 0 | 0 | 0 | 0 | 0 | 0 | 0 | 0 | 0 | 0 | 0 | 0
Build Battery-Wind 2040_Firm Generation Capacity | Build Battery-Wind_Firm Generation Capacity | B Build Battery-Wind_Firm Generation Capacity | 0 | 0 | System | Battery | Build Battery-Wind 2040 | Build Battery-Wind | Firm Generation Capacity | 1 | MW | 0 | 0 | 0 | 0 | 0 | 0 | 0 | 0 | 0 | 0 | 0 | 0 | 0 | 0 | 0 | 0 | 0 | 0 | 0 | 0
Build Battery-Wind 2041_Units | Build Battery-Wind_Units | B Build Battery-Wind_Units | 0 | 0 | System | Battery | Build Battery-Wind 2041 | Build Battery-Wind | Units | 1 | - | 0 | 0 | 0 | 0 | 0 | 0 | 0 | 0 | 0 | 0 | 0 | 0 | 0 | 0 | 0 | 0 | 0 | 0 | 0 | 0
Build Battery-Wind 2041_Generation | Build Battery-Wind_Generation | B Build Battery-Wind_Generation | 0 | 0 | System | Battery | Build Battery-Wind 2041 | Build Battery-Wind | Generation | 1 | GWh | 0 | 0 | 0 | 0 | 0 | 0 | 0 | 0 | 0 | 0 | 0 | 0 | 0 | 0 | 0 | 0 | 0 | 0 | 0 | 0
Build Battery-Wind 2041_Installed Capacity | Build Battery-Wind_Installed Capacity | B Build Battery-Wind_Installed Capacity | 0 | 0 | System | Battery | Build Battery-Wind 2041 | Build Battery-Wind | Installed Capacity | 1 | MWh | 0 | 0 | 0 | 0 | 0 | 0 | 0 | 0 | 0 | 0 | 0 | 0 | 0 | 0 | 0 | 0 | 0 | 0 | 0 | 0
Build Battery-Wind 2041_Generation Capacity | Build Battery-Wind_Generation Capacity | B Build Battery-Wind_Generation Capacity | 0 | 0 | System | Battery | Build Battery-Wind 2041 | Build Battery-Wind | Generation Capacity | 1 | MW | 0 | 0 | 0 | 0 | 0 | 0 | 0 | 0 | 0 | 0 | 0 | 0 | 0 | 0 | 0 | 0 | 0 | 0 | 0 | 0
Build Battery-Wind 2041_Firm Generation Capacity | Build Battery-Wind_Firm Generation Capacity | B Build Battery-Wind_Firm Generation Capacity | 0 | 0 | System | Battery | Build Battery-Wind 2041 | Build Battery-Wind | Firm Generation Capacity | 1 | MW | 0 | 0 | 0 | 0 | 0 | 0 | 0 | 0 | 0 | 0 | 0 | 0 | 0 | 0 | 0 | 0 | 0 | 0 | 0 | 0
Build Battery-Wind 2042_Units | Build Battery-Wind_Units | B Build Battery-Wind_Units | 0 | 0 | System | Battery | Build Battery-Wind 2042 | Build Battery-Wind | Units | 1 | - | 0 | 0 | 0 | 0 | 0 | 0 | 0 | 0 | 0 | 0 | 0 | 0 | 0 | 0 | 0 | 0 | 0 | 0 | 0 | 0
Build Battery-Wind 2042_Generation | Build Battery-Wind_Generation | B Build Battery-Wind_Generation | 0 | 0 | System | Battery | Build Battery-Wind 2042 | Build Battery-Wind | Generation | 1 | GWh | 0 | 0 | 0 | 0 | 0 | 0 | 0 | 0 | 0 | 0 | 0 | 0 | 0 | 0 | 0 | 0 | 0 | 0 | 0 | 0
Build Battery-Wind 2042_Installed Capacity | Build Battery-Wind_Installed Capacity | B Build Battery-Wind_Installed Capacity | 0 | 0 | System | Battery | Build Battery-Wind 2042 | Build Battery-Wind | Installed Capacity | 1 | MWh | 0 | 0 | 0 | 0 | 0 | 0 | 0 | 0 | 0 | 0 | 0 | 0 | 0 | 0 | 0 | 0 | 0 | 0 | 0 | 0
Build Battery-Wind 2042_Generation Capacity | Build Battery-Wind_Generation Capacity | B Build Battery-Wind_Generation Capacity | 0 | 0 | System | Battery | Build Battery-Wind 2042 | Build Battery-Wind | Generation Capacity | 1 | MW | 0 | 0 | 0 | 0 | 0 | 0 | 0 | 0 | 0 | 0 | 0 | 0 | 0 | 0 | 0 | 0 | 0 | 0 | 0 | 0
Build Battery-Wind 2042_Firm Generation Capacity | Build Battery-Wind_Firm Generation Capacity | B Build Battery-Wind_Firm Generation Capacity | 0 | 0 | System | Battery | Build Battery-Wind 2042 | Build Battery-Wind | Firm Generation Capacity | 1 | MW | 0 | 0 | 0 | 0 | 0 | 0 | 0 | 0 | 0 | 0 | 0 | 0 | 0 | 0 | 0 | 0 | 0 | 0 | 0 | 0
Build Battery-Wind 2043_Units | Build Battery-Wind_Units | B Build Battery-Wind_Units | 0 | 0 | System | Battery | Build Battery-Wind 2043 | Build Battery-Wind | Units | 1 | - | 0 | 0 | 0 | 0 | 0 | 0 | 0 | 0 | 0 | 0 | 0 | 0 | 0 | 0 | 0 | 0 | 0 | 0 | 0 | 0
Build Battery-Wind 2043_Generation | Build Battery-Wind_Generation | B Build Battery-Wind_Generation | 0 | 0 | System | Battery | Build Battery-Wind 2043 | Build Battery-Wind | Generation | 1 | GWh | 0 | 0 | 0 | 0 | 0 | 0 | 0 | 0 | 0 | 0 | 0 | 0 | 0 | 0 | 0 | 0 | 0 | 0 | 0 | 0
Build Battery-Wind 2043_Installed Capacity | Build Battery-Wind_Installed Capacity | B Build Battery-Wind_Installed Capacity | 0 | 0 | System | Battery | Build Battery-Wind 2043 | Build Battery-Wind | Installed Capacity | 1 | MWh | 0 | 0 | 0 | 0 | 0 | 0 | 0 | 0 | 0 | 0 | 0 | 0 | 0 | 0 | 0 | 0 | 0 | 0 | 0 | 0
Build Battery-Wind 2043_Generation Capacity | Build Battery-Wind_Generation Capacity | B Build Battery-Wind_Generation Capacity | 0 | 0 | System | Battery | Build Battery-Wind 2043 | Build Battery-Wind | Generation Capacity | 1 | MW | 0 | 0 | 0 | 0 | 0 | 0 | 0 | 0 | 0 | 0 | 0 | 0 | 0 | 0 | 0 | 0 | 0 | 0 | 0 | 0
Build Battery-Wind 2043_Firm Generation Capacity | Build Battery-Wind_Firm Generation Capacity | B Build Battery-Wind_Firm Generation Capacity | 0 | 0 | System | Battery | Build Battery-Wind 2043 | Build Battery-Wind | Firm Generation Capacity | 1 | MW | 0 | 0 | 0 | 0 | 0 | 0 | 0 | 0 | 0 | 0 | 0 | 0 | 0 | 0 | 0 | 0 | 0 | 0 | 0 | 0
Build Battery-Gen 2026_Units | Build Battery-Gen_Units | B Build Battery-Gen_Units | 0 | 0 | System | Battery | Build Battery-Gen 2026 | Build Battery-Gen | Units | 1 | - | 0 | 0 | 0 | 0 | 0 | 0 | 0 | 0 | 0 | 0 | 0 | 0 | 0 | 0 | 0 | 0 | 0 | 0 | 0 | 0
Build Battery-Gen 2026_Generation | Build Battery-Gen_Generation | B Build Battery-Gen_Generation | 0 | 0 | System | Battery | Build Battery-Gen 2026 | Build Battery-Gen | Generation | 1 | GWh | 0 | 0 | 0 | 0 | 0 | 0 | 0 | 0 | 0 | 0 | 0 | 0 | 0 | 0 | 0 | 0 | 0 | 0 | 0 | 0
Build Battery-Gen 2026_Installed Capacity | Build Battery-Gen_Installed Capacity | B Build Battery-Gen_Installed Capacity | 0 | 0 | System | Battery | Build Battery-Gen 2026 | Build Battery-Gen | Installed Capacity | 1 | MWh | 0 | 0 | 0 | 0 | 0 | 0 | 0 | 0 | 0 | 0 | 0 | 0 | 0 | 0 | 0 | 0 | 0 | 0 | 0 | 0
Build Battery-Gen 2026_Generation Capacity | Build Battery-Gen_Generation Capacity | B Build Battery-Gen_Generation Capacity | 0 | 0 | System | Battery | Build Battery-Gen 2026 | Build Battery-Gen | Generation Capacity | 1 | MW | 0 | 0 | 0 | 0 | 0 | 0 | 0 | 0 | 0 | 0 | 0 | 0 | 0 | 0 | 0 | 0 | 0 | 0 | 0 | 0
Build Battery-Gen 2026_Firm Generation Capacity | Build Battery-Gen_Firm Generation Capacity | B Build Battery-Gen_Firm Generation Capacity | 0 | 0 | System | Battery | Build Battery-Gen 2026 | Build Battery-Gen | Firm Generation Capacity | 1 | MW | 0 | 0 | 0 | 0 | 0 | 0 | 0 | 0 | 0 | 0 | 0 | 0 | 0 | 0 | 0 | 0 | 0 | 0 | 0 | 0
Build Battery-Gen 2027_Units | Build Battery-Gen_Units | B Build Battery-Gen_Units | 0 | 0 | System | Battery | Build Battery-Gen 2027 | Build Battery-Gen | Units | 1 | - | 0 | 0 | 0 | 0 | 0 | 0 | 0 | 0 | 0 | 0 | 0 | 0 | 0 | 0 | 0 | 0 | 0 | 0 | 0 | 0
Build Battery-Gen 2027_Generation | Build Battery-Gen_Generation | B Build Battery-Gen_Generation | 0 | 0 | System | Battery | Build Battery-Gen 2027 | Build Battery-Gen | Generation | 1 | GWh | 0 | 0 | 0 | 0 | 0 | 0 | 0 | 0 | 0 | 0 | 0 | 0 | 0 | 0 | 0 | 0 | 0 | 0 | 0 | 0
Build Battery-Gen 2027_Installed Capacity | Build Battery-Gen_Installed Capacity | B Build Battery-Gen_Installed Capacity | 0 | 0 | System | Battery | Build Battery-Gen 2027 | Build Battery-Gen | Installed Capacity | 1 | MWh | 0 | 0 | 0 | 0 | 0 | 0 | 0 | 0 | 0 | 0 | 0 | 0 | 0 | 0 | 0 | 0 | 0 | 0 | 0 | 0
Build Battery-Gen 2027_Generation Capacity | Build Battery-Gen_Generation Capacity | B Build Battery-Gen_Generation Capacity | 0 | 0 | System | Battery | Build Battery-Gen 2027 | Build Battery-Gen | Generation Capacity | 1 | MW | 0 | 0 | 0 | 0 | 0 | 0 | 0 | 0 | 0 | 0 | 0 | 0 | 0 | 0 | 0 | 0 | 0 | 0 | 0 | 0
Build Battery-Gen 2027_Firm Generation Capacity | Build Battery-Gen_Firm Generation Capacity | B Build Battery-Gen_Firm Generation Capacity | 0 | 0 | System | Battery | Build Battery-Gen 2027 | Build Battery-Gen | Firm Generation Capacity | 1 | MW | 0 | 0 | 0 | 0 | 0 | 0 | 0 | 0 | 0 | 0 | 0 | 0 | 0 | 0 | 0 | 0 | 0 | 0 | 0 | 0
Build Battery-Gen 2028_Units | Build Battery-Gen_Units | B Build Battery-Gen_Units | 0 | 0 | System | Battery | Build Battery-Gen 2028 | Build Battery-Gen | Units | 1 | - | 0 | 0 | 0 | 0 | 0 | 0 | 0 | 0 | 0 | 0 | 0 | 0 | 0 | 0 | 0 | 0 | 0 | 0 | 0 | 0
Build Battery-Gen 2028_Generation | Build Battery-Gen_Generation | B Build Battery-Gen_Generation | 0 | 0 | System | Battery | Build Battery-Gen 2028 | Build Battery-Gen | Generation | 1 | GWh | 0 | 0 | 0 | 0 | 0 | 0 | 0 | 0 | 0 | 0 | 0 | 0 | 0 | 0 | 0 | 0 | 0 | 0 | 0 | 0
Build Battery-Gen 2028_Installed Capacity | Build Battery-Gen_Installed Capacity | B Build Battery-Gen_Installed Capacity | 0 | 0 | System | Battery | Build Battery-Gen 2028 | Build Battery-Gen | Installed Capacity | 1 | MWh | 0 | 0 | 0 | 0 | 0 | 0 | 0 | 0 | 0 | 0 | 0 | 0 | 0 | 0 | 0 | 0 | 0 | 0 | 0 | 0
Build Battery-Gen 2028_Generation Capacity | Build Battery-Gen_Generation Capacity | B Build Battery-Gen_Generation Capacity | 0 | 0 | System | Battery | Build Battery-Gen 2028 | Build Battery-Gen | Generation Capacity | 1 | MW | 0 | 0 | 0 | 0 | 0 | 0 | 0 | 0 | 0 | 0 | 0 | 0 | 0 | 0 | 0 | 0 | 0 | 0 | 0 | 0
Build Battery-Gen 2028_Firm Generation Capacity | Build Battery-Gen_Firm Generation Capacity | B Build Battery-Gen_Firm Generation Capacity | 0 | 0 | System | Battery | Build Battery-Gen 2028 | Build Battery-Gen | Firm Generation Capacity | 1 | MW | 0 | 0 | 0 | 0 | 0 | 0 | 0 | 0 | 0 | 0 | 0 | 0 | 0 | 0 | 0 | 0 | 0 | 0 | 0 | 0
Build Battery-Gen 2029_Units | Build Battery-Gen_Units | B Build Battery-Gen_Units | 0 | 0 | System | Battery | Build Battery-Gen 2029 | Build Battery-Gen | Units | 1 | - | 0 | 0 | 0 | 0 | 0 | 0 | 0 | 0 | 0 | 0 | 0 | 0 | 0 | 0 | 0 | 0 | 0 | 0 | 0 | 0
Build Battery-Gen 2029_Generation | Build Battery-Gen_Generation | B Build Battery-Gen_Generation | 0 | 0 | System | Battery | Build Battery-Gen 2029 | Build Battery-Gen | Generation | 1 | GWh | 0 | 0 | 0 | 0 | 0 | 0 | 0 | 0 | 0 | 0 | 0 | 0 | 0 | 0 | 0 | 0 | 0 | 0 | 0 | 0
Build Battery-Gen 2029_Installed Capacity | Build Battery-Gen_Installed Capacity | B Build Battery-Gen_Installed Capacity | 0 | 0 | System | Battery | Build Battery-Gen 2029 | Build Battery-Gen | Installed Capacity | 1 | MWh | 0 | 0 | 0 | 0 | 0 | 0 | 0 | 0 | 0 | 0 | 0 | 0 | 0 | 0 | 0 | 0 | 0 | 0 | 0 | 0
Build Battery-Gen 2029_Generation Capacity | Build Battery-Gen_Generation Capacity | B Build Battery-Gen_Generation Capacity | 0 | 0 | System | Battery | Build Battery-Gen 2029 | Build Battery-Gen | Generation Capacity | 1 | MW | 0 | 0 | 0 | 0 | 0 | 0 | 0 | 0 | 0 | 0 | 0 | 0 | 0 | 0 | 0 | 0 | 0 | 0 | 0 | 0
Build Battery-Gen 2029_Firm Generation Capacity | Build Battery-Gen_Firm Generation Capacity | B Build Battery-Gen_Firm Generation Capacity | 0 | 0 | System | Battery | Build Battery-Gen 2029 | Build Battery-Gen | Firm Generation Capacity | 1 | MW | 0 | 0 | 0 | 0 | 0 | 0 | 0 | 0 | 0 | 0 | 0 | 0 | 0 | 0 | 0 | 0 | 0 | 0 | 0 | 0
Build Battery-Gen 2030_Units | Build Battery-Gen_Units | B Build Battery-Gen_Units | 0 | 0 | System | Battery | Build Battery-Gen 2030 | Build Battery-Gen | Units | 1 | - | 0 | 0 | 0 | 0 | 0 | 0 | 0 | 0 | 0 | 0 | 0 | 0 | 0 | 0 | 0 | 0 | 0 | 0 | 0 | 0
Build Battery-Gen 2030_Generation | Build Battery-Gen_Generation | B Build Battery-Gen_Generation | 0 | 0 | System | Battery | Build Battery-Gen 2030 | Build Battery-Gen | Generation | 1 | GWh | 0 | 0 | 0 | 0 | 0 | 0 | 0 | 0 | 0 | 0 | 0 | 0 | 0 | 0 | 0 | 0 | 0 | 0 | 0 | 0
Build Battery-Gen 2030_Installed Capacity | Build Battery-Gen_Installed Capacity | B Build Battery-Gen_Installed Capacity | 0 | 0 | System | Battery | Build Battery-Gen 2030 | Build Battery-Gen | Installed Capacity | 1 | MWh | 0 | 0 | 0 | 0 | 0 | 0 | 0 | 0 | 0 | 0 | 0 | 0 | 0 | 0 | 0 | 0 | 0 | 0 | 0 | 0
Build Battery-Gen 2030_Generation Capacity | Build Battery-Gen_Generation Capacity | B Build Battery-Gen_Generation Capacity | 0 | 0 | System | Battery | Build Battery-Gen 2030 | Build Battery-Gen | Generation Capacity | 1 | MW | 0 | 0 | 0 | 0 | 0 | 0 | 0 | 0 | 0 | 0 | 0 | 0 | 0 | 0 | 0 | 0 | 0 | 0 | 0 | 0
Build Battery-Gen 2030_Firm Generation Capacity | Build Battery-Gen_Firm Generation Capacity | B Build Battery-Gen_Firm Generation Capacity | 0 | 0 | System | Battery | Build Battery-Gen 2030 | Build Battery-Gen | Firm Generation Capacity | 1 | MW | 0 | 0 | 0 | 0 | 0 | 0 | 0 | 0 | 0 | 0 | 0 | 0 | 0 | 0 | 0 | 0 | 0 | 0 | 0 | 0
Build Battery-Gen 2031_Units | Build Battery-Gen_Units | B Build Battery-Gen_Units | 0 | 0 | System | Battery | Build Battery-Gen 2031 | Build Battery-Gen | Units | 1 | - | 0 | 0 | 0 | 0 | 0 | 0 | 0 | 0 | 0 | 0 | 0 | 0 | 0 | 0 | 0 | 0 | 0 | 0 | 0 | 0
Build Battery-Gen 2031_Generation | Build Battery-Gen_Generation | B Build Battery-Gen_Generation | 0 | 0 | System | Battery | Build Battery-Gen 2031 | Build Battery-Gen | Generation | 1 | GWh | 0 | 0 | 0 | 0 | 0 | 0 | 0 | 0 | 0 | 0 | 0 | 0 | 0 | 0 | 0 | 0 | 0 | 0 | 0 | 0
Build Battery-Gen 2031_Installed Capacity | Build Battery-Gen_Installed Capacity | B Build Battery-Gen_Installed Capacity | 0 | 0 | System | Battery | Build Battery-Gen 2031 | Build Battery-Gen | Installed Capacity | 1 | MWh | 0 | 0 | 0 | 0 | 0 | 0 | 0 | 0 | 0 | 0 | 0 | 0 | 0 | 0 | 0 | 0 | 0 | 0 | 0 | 0
Build Battery-Gen 2031_Generation Capacity | Build Battery-Gen_Generation Capacity | B Build Battery-Gen_Generation Capacity | 0 | 0 | System | Battery | Build Battery-Gen 2031 | Build Battery-Gen | Generation Capacity | 1 | MW | 0 | 0 | 0 | 0 | 0 | 0 | 0 | 0 | 0 | 0 | 0 | 0 | 0 | 0 | 0 | 0 | 0 | 0 | 0 | 0
Build Battery-Gen 2031_Firm Generation Capacity | Build Battery-Gen_Firm Generation Capacity | B Build Battery-Gen_Firm Generation Capacity | 0 | 0 | System | Battery | Build Battery-Gen 2031 | Build Battery-Gen | Firm Generation Capacity | 1 | MW | 0 | 0 | 0 | 0 | 0 | 0 | 0 | 0 | 0 | 0 | 0 | 0 | 0 | 0 | 0 | 0 | 0 | 0 | 0 | 0
Build Battery-Gen 2032_Units | Build Battery-Gen_Units | B Build Battery-Gen_Units | 0 | 0 | System | Battery | Build Battery-Gen 2032 | Build Battery-Gen | Units | 1 | - | 0 | 0 | 0 | 0 | 0 | 0 | 0 | 0 | 0 | 0 | 0 | 0 | 0 | 0 | 0 | 0 | 0 | 0 | 0 | 0
Build Battery-Gen 2032_Generation | Build Battery-Gen_Generation | B Build Battery-Gen_Generation | 0 | 0 | System | Battery | Build Battery-Gen 2032 | Build Battery-Gen | Generation | 1 | GWh | 0 | 0 | 0 | 0 | 0 | 0 | 0 | 0 | 0 | 0 | 0 | 0 | 0 | 0 | 0 | 0 | 0 | 0 | 0 | 0
Build Battery-Gen 2032_Installed Capacity | Build Battery-Gen_Installed Capacity | B Build Battery-Gen_Installed Capacity | 0 | 0 | System | Battery | Build Battery-Gen 2032 | Build Battery-Gen | Installed Capacity | 1 | MWh | 0 | 0 | 0 | 0 | 0 | 0 | 0 | 0 | 0 | 0 | 0 | 0 | 0 | 0 | 0 | 0 | 0 | 0 | 0 | 0
Build Battery-Gen 2032_Generation Capacity | Build Battery-Gen_Generation Capacity | B Build Battery-Gen_Generation Capacity | 0 | 0 | System | Battery | Build Battery-Gen 2032 | Build Battery-Gen | Generation Capacity | 1 | MW | 0 | 0 | 0 | 0 | 0 | 0 | 0 | 0 | 0 | 0 | 0 | 0 | 0 | 0 | 0 | 0 | 0 | 0 | 0 | 0
Build Battery-Gen 2032_Firm Generation Capacity | Build Battery-Gen_Firm Generation Capacity | B Build Battery-Gen_Firm Generation Capacity | 0 | 0 | System | Battery | Build Battery-Gen 2032 | Build Battery-Gen | Firm Generation Capacity | 1 | MW | 0 | 0 | 0 | 0 | 0 | 0 | 0 | 0 | 0 | 0 | 0 | 0 | 0 | 0 | 0 | 0 | 0 | 0 | 0 | 0
Build Battery-Gen 2033_Units | Build Battery-Gen_Units | B Build Battery-Gen_Units | 0 | 0 | System | Battery | Build Battery-Gen 2033 | Build Battery-Gen | Units | 1 | - | 0 | 0 | 0 | 0 | 0 | 0 | 0 | 0 | 0 | 0 | 0 | 0 | 0 | 0 | 0 | 0 | 0 | 0 | 0 | 0
Build Battery-Gen 2033_Generation | Build Battery-Gen_Generation | B Build Battery-Gen_Generation | 0 | 0 | System | Battery | Build Battery-Gen 2033 | Build Battery-Gen | Generation | 1 | GWh | 0 | 0 | 0 | 0 | 0 | 0 | 0 | 0 | 0 | 0 | 0 | 0 | 0 | 0 | 0 | 0 | 0 | 0 | 0 | 0
Build Battery-Gen 2033_Installed Capacity | Build Battery-Gen_Installed Capacity | B Build Battery-Gen_Installed Capacity | 0 | 0 | System | Battery | Build Battery-Gen 2033 | Build Battery-Gen | Installed Capacity | 1 | MWh | 0 | 0 | 0 | 0 | 0 | 0 | 0 | 0 | 0 | 0 | 0 | 0 | 0 | 0 | 0 | 0 | 0 | 0 | 0 | 0
Build Battery-Gen 2033_Generation Capacity | Build Battery-Gen_Generation Capacity | B Build Battery-Gen_Generation Capacity | 0 | 0 | System | Battery | Build Battery-Gen 2033 | Build Battery-Gen | Generation Capacity | 1 | MW | 0 | 0 | 0 | 0 | 0 | 0 | 0 | 0 | 0 | 0 | 0 | 0 | 0 | 0 | 0 | 0 | 0 | 0 | 0 | 0
Build Battery-Gen 2033_Firm Generation Capacity | Build Battery-Gen_Firm Generation Capacity | B Build Battery-Gen_Firm Generation Capacity | 0 | 0 | System | Battery | Build Battery-Gen 2033 | Build Battery-Gen | Firm Generation Capacity | 1 | MW | 0 | 0 | 0 | 0 | 0 | 0 | 0 | 0 | 0 | 0 | 0 | 0 | 0 | 0 | 0 | 0 | 0 | 0 | 0 | 0
Build Battery-Gen 2034_Units | Build Battery-Gen_Units | B Build Battery-Gen_Units | 0 | 0 | System | Battery | Build Battery-Gen 2034 | Build Battery-Gen | Units | 1 | - | 0 | 0 | 0 | 0 | 0 | 0 | 0 | 0 | 0 | 0 | 0 | 0 | 0 | 0 | 0 | 0 | 0 | 0 | 0 | 0
Build Battery-Gen 2034_Generation | Build Battery-Gen_Generation | B Build Battery-Gen_Generation | 0 | 0 | System | Battery | Build Battery-Gen 2034 | Build Battery-Gen | Generation | 1 | GWh | 0 | 0 | 0 | 0 | 0 | 0 | 0 | 0 | 0 | 0 | 0 | 0 | 0 | 0 | 0 | 0 | 0 | 0 | 0 | 0
Build Battery-Gen 2034_Installed Capacity | Build Battery-Gen_Installed Capacity | B Build Battery-Gen_Installed Capacity | 0 | 0 | System | Battery | Build Battery-Gen 2034 | Build Battery-Gen | Installed Capacity | 1 | MWh | 0 | 0 | 0 | 0 | 0 | 0 | 0 | 0 | 0 | 0 | 0 | 0 | 0 | 0 | 0 | 0 | 0 | 0 | 0 | 0
Build Battery-Gen 2034_Generation Capacity | Build Battery-Gen_Generation Capacity | B Build Battery-Gen_Generation Capacity | 0 | 0 | System | Battery | Build Battery-Gen 2034 | Build Battery-Gen | Generation Capacity | 1 | MW | 0 | 0 | 0 | 0 | 0 | 0 | 0 | 0 | 0 | 0 | 0 | 0 | 0 | 0 | 0 | 0 | 0 | 0 | 0 | 0
Build Battery-Gen 2034_Firm Generation Capacity | Build Battery-Gen_Firm Generation Capacity | B Build Battery-Gen_Firm Generation Capacity | 0 | 0 | System | Battery | Build Battery-Gen 2034 | Build Battery-Gen | Firm Generation Capacity | 1 | MW | 0 | 0 | 0 | 0 | 0 | 0 | 0 | 0 | 0 | 0 | 0 | 0 | 0 | 0 | 0 | 0 | 0 | 0 | 0 | 0
Build Battery-Gen 2035_Units | Build Battery-Gen_Units | B Build Battery-Gen_Units | 0 | 0 | System | Battery | Build Battery-Gen 2035 | Build Battery-Gen | Units | 1 | - | 0 | 0 | 0 | 0 | 0 | 0 | 0 | 0 | 0 | 0 | 0 | 0 | 0 | 0 | 0 | 0 | 0 | 0 | 0 | 0
Build Battery-Gen 2035_Generation | Build Battery-Gen_Generation | B Build Battery-Gen_Generation | 0 | 0 | System | Battery | Build Battery-Gen 2035 | Build Battery-Gen | Generation | 1 | GWh | 0 | 0 | 0 | 0 | 0 | 0 | 0 | 0 | 0 | 0 | 0 | 0 | 0 | 0 | 0 | 0 | 0 | 0 | 0 | 0
Build Battery-Gen 2035_Installed Capacity | Build Battery-Gen_Installed Capacity | B Build Battery-Gen_Installed Capacity | 0 | 0 | System | Battery | Build Battery-Gen 2035 | Build Battery-Gen | Installed Capacity | 1 | MWh | 0 | 0 | 0 | 0 | 0 | 0 | 0 | 0 | 0 | 0 | 0 | 0 | 0 | 0 | 0 | 0 | 0 | 0 | 0 | 0
Build Battery-Gen 2035_Generation Capacity | Build Battery-Gen_Generation Capacity | B Build Battery-Gen_Generation Capacity | 0 | 0 | System | Battery | Build Battery-Gen 2035 | Build Battery-Gen | Generation Capacity | 1 | MW | 0 | 0 | 0 | 0 | 0 | 0 | 0 | 0 | 0 | 0 | 0 | 0 | 0 | 0 | 0 | 0 | 0 | 0 | 0 | 0
Build Battery-Gen 2035_Firm Generation Capacity | Build Battery-Gen_Firm Generation Capacity | B Build Battery-Gen_Firm Generation Capacity | 0 | 0 | System | Battery | Build Battery-Gen 2035 | Build Battery-Gen | Firm Generation Capacity | 1 | MW | 0 | 0 | 0 | 0 | 0 | 0 | 0 | 0 | 0 | 0 | 0 | 0 | 0 | 0 | 0 | 0 | 0 | 0 | 0 | 0
Build Battery-Gen 2036_Units | Build Battery-Gen_Units | B Build Battery-Gen_Units | 0 | 0 | System | Battery | Build Battery-Gen 2036 | Build Battery-Gen | Units | 1 | - | 0 | 0 | 0 | 0 | 0 | 0 | 0 | 0 | 0 | 0 | 0 | 0 | 0 | 0 | 0 | 0 | 0 | 0 | 0 | 0
Build Battery-Gen 2036_Generation | Build Battery-Gen_Generation | B Build Battery-Gen_Generation | 0 | 0 | System | Battery | Build Battery-Gen 2036 | Build Battery-Gen | Generation | 1 | GWh | 0 | 0 | 0 | 0 | 0 | 0 | 0 | 0 | 0 | 0 | 0 | 0 | 0 | 0 | 0 | 0 | 0 | 0 | 0 | 0
Build Battery-Gen 2036_Installed Capacity | Build Battery-Gen_Installed Capacity | B Build Battery-Gen_Installed Capacity | 0 | 0 | System | Battery | Build Battery-Gen 2036 | Build Battery-Gen | Installed Capacity | 1 | MWh | 0 | 0 | 0 | 0 | 0 | 0 | 0 | 0 | 0 | 0 | 0 | 0 | 0 | 0 | 0 | 0 | 0 | 0 | 0 | 0
Build Battery-Gen 2036_Generation Capacity | Build Battery-Gen_Generation Capacity | B Build Battery-Gen_Generation Capacity | 0 | 0 | System | Battery | Build Battery-Gen 2036 | Build Battery-Gen | Generation Capacity | 1 | MW | 0 | 0 | 0 | 0 | 0 | 0 | 0 | 0 | 0 | 0 | 0 | 0 | 0 | 0 | 0 | 0 | 0 | 0 | 0 | 0
Build Battery-Gen 2036_Firm Generation Capacity | Build Battery-Gen_Firm Generation Capacity | B Build Battery-Gen_Firm Generation Capacity | 0 | 0 | System | Battery | Build Battery-Gen 2036 | Build Battery-Gen | Firm Generation Capacity | 1 | MW | 0 | 0 | 0 | 0 | 0 | 0 | 0 | 0 | 0 | 0 | 0 | 0 | 0 | 0 | 0 | 0 | 0 | 0 | 0 | 0
Build Battery-Gen 2037_Units | Build Battery-Gen_Units | B Build Battery-Gen_Units | 0 | 0 | System | Battery | Build Battery-Gen 2037 | Build Battery-Gen | Units | 1 | - | 0 | 0 | 0 | 0 | 0 | 0 | 0 | 0 | 0 | 0 | 0 | 0 | 0 | 0 | 0 | 0 | 0 | 0 | 0 | 0
Build Battery-Gen 2037_Generation | Build Battery-Gen_Generation | B Build Battery-Gen_Generation | 0 | 0 | System | Battery | Build Battery-Gen 2037 | Build Battery-Gen | Generation | 1 | GWh | 0 | 0 | 0 | 0 | 0 | 0 | 0 | 0 | 0 | 0 | 0 | 0 | 0 | 0 | 0 | 0 | 0 | 0 | 0 | 0
Build Battery-Gen 2037_Installed Capacity | Build Battery-Gen_Installed Capacity | B Build Battery-Gen_Installed Capacity | 0 | 0 | System | Battery | Build Battery-Gen 2037 | Build Battery-Gen | Installed Capacity | 1 | MWh | 0 | 0 | 0 | 0 | 0 | 0 | 0 | 0 | 0 | 0 | 0 | 0 | 0 | 0 | 0 | 0 | 0 | 0 | 0 | 0
Build Battery-Gen 2037_Generation Capacity | Build Battery-Gen_Generation Capacity | B Build Battery-Gen_Generation Capacity | 0 | 0 | System | Battery | Build Battery-Gen 2037 | Build Battery-Gen | Generation Capacity | 1 | MW | 0 | 0 | 0 | 0 | 0 | 0 | 0 | 0 | 0 | 0 | 0 | 0 | 0 | 0 | 0 | 0 | 0 | 0 | 0 | 0
Build Battery-Gen 2037_Firm Generation Capacity | Build Battery-Gen_Firm Generation Capacity | B Build Battery-Gen_Firm Generation Capacity | 0 | 0 | System | Battery | Build Battery-Gen 2037 | Build Battery-Gen | Firm Generation Capacity | 1 | MW | 0 | 0 | 0 | 0 | 0 | 0 | 0 | 0 | 0 | 0 | 0 | 0 | 0 | 0 | 0 | 0 | 0 | 0 | 0 | 0
Build Battery-Gen 2038_Units | Build Battery-Gen_Units | B Build Battery-Gen_Units | 0 | 0 | System | Battery | Build Battery-Gen 2038 | Build Battery-Gen | Units | 1 | - | 0 | 0 | 0 | 0 | 0 | 0 | 0 | 0 | 0 | 0 | 0 | 0 | 0 | 0 | 0 | 0 | 0 | 0 | 0 | 0
Build Battery-Gen 2038_Generation | Build Battery-Gen_Generation | B Build Battery-Gen_Generation | 0 | 0 | System | Battery | Build Battery-Gen 2038 | Build Battery-Gen | Generation | 1 | GWh | 0 | 0 | 0 | 0 | 0 | 0 | 0 | 0 | 0 | 0 | 0 | 0 | 0 | 0 | 0 | 0 | 0 | 0 | 0 | 0
Build Battery-Gen 2038_Installed Capacity | Build Battery-Gen_Installed Capacity | B Build Battery-Gen_Installed Capacity | 0 | 0 | System | Battery | Build Battery-Gen 2038 | Build Battery-Gen | Installed Capacity | 1 | MWh | 0 | 0 | 0 | 0 | 0 | 0 | 0 | 0 | 0 | 0 | 0 | 0 | 0 | 0 | 0 | 0 | 0 | 0 | 0 | 0
Build Battery-Gen 2038_Generation Capacity | Build Battery-Gen_Generation Capacity | B Build Battery-Gen_Generation Capacity | 0 | 0 | System | Battery | Build Battery-Gen 2038 | Build Battery-Gen | Generation Capacity | 1 | MW | 0 | 0 | 0 | 0 | 0 | 0 | 0 | 0 | 0 | 0 | 0 | 0 | 0 | 0 | 0 | 0 | 0 | 0 | 0 | 0
Build Battery-Gen 2038_Firm Generation Capacity | Build Battery-Gen_Firm Generation Capacity | B Build Battery-Gen_Firm Generation Capacity | 0 | 0 | System | Battery | Build Battery-Gen 2038 | Build Battery-Gen | Firm Generation Capacity | 1 | MW | 0 | 0 | 0 | 0 | 0 | 0 | 0 | 0 | 0 | 0 | 0 | 0 | 0 | 0 | 0 | 0 | 0 | 0 | 0 | 0
Build Battery-Gen 2039_Units | Build Battery-Gen_Units | B Build Battery-Gen_Units | 0 | 0 | System | Battery | Build Battery-Gen 2039 | Build Battery-Gen | Units | 1 | - | 0 | 0 | 0 | 0 | 0 | 0 | 0 | 0 | 0 | 0 | 0 | 0 | 0 | 0 | 0 | 0 | 0 | 0 | 0 | 0
Build Battery-Gen 2039_Generation | Build Battery-Gen_Generation | B Build Battery-Gen_Generation | 0 | 0 | System | Battery | Build Battery-Gen 2039 | Build Battery-Gen | Generation | 1 | GWh | 0 | 0 | 0 | 0 | 0 | 0 | 0 | 0 | 0 | 0 | 0 | 0 | 0 | 0 | 0 | 0 | 0 | 0 | 0 | 0
Build Battery-Gen 2039_Installed Capacity | Build Battery-Gen_Installed Capacity | B Build Battery-Gen_Installed Capacity | 0 | 0 | System | Battery | Build Battery-Gen 2039 | Build Battery-Gen | Installed Capacity | 1 | MWh | 0 | 0 | 0 | 0 | 0 | 0 | 0 | 0 | 0 | 0 | 0 | 0 | 0 | 0 | 0 | 0 | 0 | 0 | 0 | 0
Build Battery-Gen 2039_Generation Capacity | Build Battery-Gen_Generation Capacity | B Build Battery-Gen_Generation Capacity | 0 | 0 | System | Battery | Build Battery-Gen 2039 | Build Battery-Gen | Generation Capacity | 1 | MW | 0 | 0 | 0 | 0 | 0 | 0 | 0 | 0 | 0 | 0 | 0 | 0 | 0 | 0 | 0 | 0 | 0 | 0 | 0 | 0
Build Battery-Gen 2039_Firm Generation Capacity | Build Battery-Gen_Firm Generation Capacity | B Build Battery-Gen_Firm Generation Capacity | 0 | 0 | System | Battery | Build Battery-Gen 2039 | Build Battery-Gen | Firm Generation Capacity | 1 | MW | 0 | 0 | 0 | 0 | 0 | 0 | 0 | 0 | 0 | 0 | 0 | 0 | 0 | 0 | 0 | 0 | 0 | 0 | 0 | 0
Build Battery-Gen 2040_Units | Build Battery-Gen_Units | B Build Battery-Gen_Units | 0 | 0 | System | Battery | Build Battery-Gen 2040 | Build Battery-Gen | Units | 1 | - | 0 | 0 | 0 | 0 | 0 | 0 | 0 | 0 | 0 | 0 | 0 | 0 | 0 | 0 | 0 | 0 | 0 | 0 | 0 | 0
Build Battery-Gen 2040_Generation | Build Battery-Gen_Generation | B Build Battery-Gen_Generation | 0 | 0 | System | Battery | Build Battery-Gen 2040 | Build Battery-Gen | Generation | 1 | GWh | 0 | 0 | 0 | 0 | 0 | 0 | 0 | 0 | 0 | 0 | 0 | 0 | 0 | 0 | 0 | 0 | 0 | 0 | 0 | 0
Build Battery-Gen 2040_Installed Capacity | Build Battery-Gen_Installed Capacity | B Build Battery-Gen_Installed Capacity | 0 | 0 | System | Battery | Build Battery-Gen 2040 | Build Battery-Gen | Installed Capacity | 1 | MWh | 0 | 0 | 0 | 0 | 0 | 0 | 0 | 0 | 0 | 0 | 0 | 0 | 0 | 0 | 0 | 0 | 0 | 0 | 0 | 0
Build Battery-Gen 2040_Generation Capacity | Build Battery-Gen_Generation Capacity | B Build Battery-Gen_Generation Capacity | 0 | 0 | System | Battery | Build Battery-Gen 2040 | Build Battery-Gen | Generation Capacity | 1 | MW | 0 | 0 | 0 | 0 | 0 | 0 | 0 | 0 | 0 | 0 | 0 | 0 | 0 | 0 | 0 | 0 | 0 | 0 | 0 | 0
Build Battery-Gen 2040_Firm Generation Capacity | Build Battery-Gen_Firm Generation Capacity | B Build Battery-Gen_Firm Generation Capacity | 0 | 0 | System | Battery | Build Battery-Gen 2040 | Build Battery-Gen | Firm Generation Capacity | 1 | MW | 0 | 0 | 0 | 0 | 0 | 0 | 0 | 0 | 0 | 0 | 0 | 0 | 0 | 0 | 0 | 0 | 0 | 0 | 0 | 0
Build Battery-Gen 2041_Units | Build Battery-Gen_Units | B Build Battery-Gen_Units | 0 | 0 | System | Battery | Build Battery-Gen 2041 | Build Battery-Gen | Units | 1 | - | 0 | 0 | 0 | 0 | 0 | 0 | 0 | 0 | 0 | 0 | 0 | 0 | 0 | 0 | 0 | 0 | 0 | 0 | 0 | 0
Build Battery-Gen 2041_Generation | Build Battery-Gen_Generation | B Build Battery-Gen_Generation | 0 | 0 | System | Battery | Build Battery-Gen 2041 | Build Battery-Gen | Generation | 1 | GWh | 0 | 0 | 0 | 0 | 0 | 0 | 0 | 0 | 0 | 0 | 0 | 0 | 0 | 0 | 0 | 0 | 0 | 0 | 0 | 0
Build Battery-Gen 2041_Installed Capacity | Build Battery-Gen_Installed Capacity | B Build Battery-Gen_Installed Capacity | 0 | 0 | System | Battery | Build Battery-Gen 2041 | Build Battery-Gen | Installed Capacity | 1 | MWh | 0 | 0 | 0 | 0 | 0 | 0 | 0 | 0 | 0 | 0 | 0 | 0 | 0 | 0 | 0 | 0 | 0 | 0 | 0 | 0
Build Battery-Gen 2041_Generation Capacity | Build Battery-Gen_Generation Capacity | B Build Battery-Gen_Generation Capacity | 0 | 0 | System | Battery | Build Battery-Gen 2041 | Build Battery-Gen | Generation Capacity | 1 | MW | 0 | 0 | 0 | 0 | 0 | 0 | 0 | 0 | 0 | 0 | 0 | 0 | 0 | 0 | 0 | 0 | 0 | 0 | 0 | 0
Build Battery-Gen 2041_Firm Generation Capacity | Build Battery-Gen_Firm Generation Capacity | B Build Battery-Gen_Firm Generation Capacity | 0 | 0 | System | Battery | Build Battery-Gen 2041 | Build Battery-Gen | Firm Generation Capacity | 1 | MW | 0 | 0 | 0 | 0 | 0 | 0 | 0 | 0 | 0 | 0 | 0 | 0 | 0 | 0 | 0 | 0 | 0 | 0 | 0 | 0
Build Battery-Gen 2042_Units | Build Battery-Gen_Units | B Build Battery-Gen_Units | 0 | 0 | System | Battery | Build Battery-Gen 2042 | Build Battery-Gen | Units | 1 | - | 0 | 0 | 0 | 0 | 0 | 0 | 0 | 0 | 0 | 0 | 0 | 0 | 0 | 0 | 0 | 0 | 0 | 0 | 0 | 0
Build Battery-Gen 2042_Generation | Build Battery-Gen_Generation | B Build Battery-Gen_Generation | 0 | 0 | System | Battery | Build Battery-Gen 2042 | Build Battery-Gen | Generation | 1 | GWh | 0 | 0 | 0 | 0 | 0 | 0 | 0 | 0 | 0 | 0 | 0 | 0 | 0 | 0 | 0 | 0 | 0 | 0 | 0 | 0
Build Battery-Gen 2042_Installed Capacity | Build Battery-Gen_Installed Capacity | B Build Battery-Gen_Installed Capacity | 0 | 0 | System | Battery | Build Battery-Gen 2042 | Build Battery-Gen | Installed Capacity | 1 | MWh | 0 | 0 | 0 | 0 | 0 | 0 | 0 | 0 | 0 | 0 | 0 | 0 | 0 | 0 | 0 | 0 | 0 | 0 | 0 | 0
Build Battery-Gen 2042_Generation Capacity | Build Battery-Gen_Generation Capacity | B Build Battery-Gen_Generation Capacity | 0 | 0 | System | Battery | Build Battery-Gen 2042 | Build Battery-Gen | Generation Capacity | 1 | MW | 0 | 0 | 0 | 0 | 0 | 0 | 0 | 0 | 0 | 0 | 0 | 0 | 0 | 0 | 0 | 0 | 0 | 0 | 0 | 0
Build Battery-Gen 2042_Firm Generation Capacity | Build Battery-Gen_Firm Generation Capacity | B Build Battery-Gen_Firm Generation Capacity | 0 | 0 | System | Battery | Build Battery-Gen 2042 | Build Battery-Gen | Firm Generation Capacity | 1 | MW | 0 | 0 | 0 | 0 | 0 | 0 | 0 | 0 | 0 | 0 | 0 | 0 | 0 | 0 | 0 | 0 | 0 | 0 | 0 | 0
Build Battery-Gen 2043_Units | Build Battery-Gen_Units | B Build Battery-Gen_Units | 0 | 0 | System | Battery | Build Battery-Gen 2043 | Build Battery-Gen | Units | 1 | - | 0 | 0 | 0 | 0 | 0 | 0 | 0 | 0 | 0 | 0 | 0 | 0 | 0 | 0 | 0 | 0 | 0 | 0 | 0 | 0
Build Battery-Gen 2043_Generation | Build Battery-Gen_Generation | B Build Battery-Gen_Generation | 0 | 0 | System | Battery | Build Battery-Gen 2043 | Build Battery-Gen | Generation | 1 | GWh | 0 | 0 | 0 | 0 | 0 | 0 | 0 | 0 | 0 | 0 | 0 | 0 | 0 | 0 | 0 | 0 | 0 | 0 | 0 | 0
Build Battery-Gen 2043_Installed Capacity | Build Battery-Gen_Installed Capacity | B Build Battery-Gen_Installed Capacity | 0 | 0 | System | Battery | Build Battery-Gen 2043 | Build Battery-Gen | Installed Capacity | 1 | MWh | 0 | 0 | 0 | 0 | 0 | 0 | 0 | 0 | 0 | 0 | 0 | 0 | 0 | 0 | 0 | 0 | 0 | 0 | 0 | 0
Build Battery-Gen 2043_Generation Capacity | Build Battery-Gen_Generation Capacity | B Build Battery-Gen_Generation Capacity | 0 | 0 | System | Battery | Build Battery-Gen 2043 | Build Battery-Gen | Generation Capacity | 1 | MW | 0 | 0 | 0 | 0 | 0 | 0 | 0 | 0 | 0 | 0 | 0 | 0 | 0 | 0 | 0 | 0 | 0 | 0 | 0 | 0
Build Battery-Gen 2043_Firm Generation Capacity | Build Battery-Gen_Firm Generation Capacity | B Build Battery-Gen_Firm Generation Capacity | 0 | 0 | System | Battery | Build Battery-Gen 2043 | Build Battery-Gen | Firm Generation Capacity | 1 | MW | 0 | 0 | 0 | 0 | 0 | 0 | 0 | 0 | 0 | 0 | 0 | 0 | 0 | 0 | 0 | 0 | 0 | 0 | 0 | 0
Build Zonal Region_Load | Zonal Regions_Load | B Zonal Regions_Load | 0 | 0 | System | Region | Build Zonal Region | Zonal Regions | Load | 1 | GWh | 0 | 0 | 0 | 0 | 0 | 0 | 0 | 0 | 0 | 0 | 0 | 0 | 0 | 0 | 0 | 0 | 0 | 0 | 0 | 0
Build Zonal Region_Generation Cost | Zonal Regions_Generation Cost | B Zonal Regions_Generation Cost | 223481.5156 | 0 | System | Region | Build Zonal Region | Zonal Regions | Generation Cost | 1 | 0 | 0 | 0 | -24559.6504 | -51535.7539 | -79909.5469 | -107720.4688 | -137506.0469 | -168483.3906 | -172283.0938 | -204327.2969 | -231503.2969 | -232133.6719 | -171878.0938 | -88511.0156 | -24624.5332 | 94919.2031 | 178436.7812 | 200578.3906 | 221997.5625 | 223481.5156
Build Zonal Region_Emissions Cost | Zonal Regions_Emissions Cost | B Zonal Regions_Emissions Cost | 0 | 0 | System | Region | Build Zonal Region | Zonal Regions | Emissions Cost | 1 | 0 | 0 | 0 | 0 | 0 | 0 | 0 | 0 | 0 | 0 | 0 | 0 | 0 | 0 | 0 | 0 | 0 | 0 | 0 | 0 | 0
Build Zonal Region_Total Fixed Costs | Zonal Regions_Total Fixed Costs | B Zonal Regions_Total Fixed Costs | 831065.875 | 0 | System | Region | Build Zonal Region | Zonal Regions | Total Fixed Costs | 1 | 0 | 0 | 0 | 59569.9609 | 126724.2266 | 194130.375 | 237533.0938 | 283227.9688 | 329387.1562 | 383255.8125 | 429029.5625 | 476572.2188 | 526967.25 | 510517.4688 | 565004.5625 | 622699.25 | 681290.625 | 670016.0625 | 737734 | 805443.625 | 831065.875
Build Zonal Region_Cost to Load | Zonal Regions_Cost to Load | B Zonal Regions_Cost to Load | 0 | 0 | System | Region | Build Zonal Region | Zonal Regions | Cost to Load | 1 | 0 | 0 | 0 | 0 | 0 | 0 | 0 | 0 | 0 | 0 | 0 | 0 | 0 | 0 | 0 | 0 | 0 | 0 | 0 | 0 | 0
Build Zonal Region_Generator Pool Revenue | Zonal Regions_Generator Pool Revenue | B Zonal Regions_Generator Pool Revenue | 357115 | 0 | System | Region | Build Zonal Region | Zonal Regions | Generator Pool Revenue | 1 | 0 | 0 | 0 | 7385.8462 | 24798.9668 | 41985.7891 | 51084.7109 | 60623.8672 | 64587.25 | 65662.5078 | 77105.4297 | 89555.6016 | 98975.3516 | 128331.9219 | 173860.5781 | 208204.5625 | 272999.1875 | 306169.3438 | 322165.8438 | 357115 | 355245.1875
Build Zonal Region_Firm Generation Capacity | Zonal Regions_Firm Generation Capacity | B Zonal Regions_Firm Generation Capacity | 2102.8999 | 0 | System | Region | Build Zonal Region | Zonal Regions | Firm Generation Capacity | 1 | MW | 0 | 0 | 138.75 | 251.5 | 406.2 | 409.8 | 412.8 | 432.2 | 853 | 850.05 | 845.8 | 1144.7 | 1097.6 | 1402.5 | 1707.4 | 2012.3 | 1998.2 | 2041.7 | 2072 | 2102.8999
Build Zonal Region_Curtailable Load | Zonal Regions_Curtailable Load | B Zonal Regions_Curtailable Load | 0 | 0 | System | Region | Build Zonal Region | Zonal Regions | Curtailable Load | 1 | MW | 0 | 0 | 0 | 0 | 0 | 0 | 0 | 0 | 0 | 0 | 0 | 0 | 0 | 0 | 0 | 0 | 0 | 0 | 0 | 0
Build Zonal Region_Max Capacity Reserve Margin | Zonal Regions_Max Capacity Reserve Margin | B Zonal Regions_Max Capacity Reserve Margin | 0 | 0 | System | Region | Build Zonal Region | Zonal Regions | Max Capacity Reserve Margin | 1 | % | 0 | 0 | 0 | 0 | 0 | 0 | 0 | 0 | 0 | 0 | 0 | 0 | 0 | 0 | 0 | 0 | 0 | 0 | 0 | 0
Build Zonal Region_Min Capacity Reserve Margin | Zonal Regions_Min Capacity Reserve Margin | B Zonal Regions_Min Capacity Reserve Margin | 0 | 0 | System | Region | Build Zonal Region | Zonal Regions | Min Capacity Reserve Margin | 1 | % | 0 | 0 | 0 | 0 | 0 | 0 | 0 | 0 | 0 | 0 | 0 | 0 | 0 | 0 | 0 | 0 | 0 | 0 | 0 | 0
Build Zonal Region_Capacity Reserve Margin | Zonal Regions_Capacity Reserve Margin | B Zonal Regions_Capacity Reserve Margin | 0 | 0 | System | Region | Build Zonal Region | Zonal Regions | Capacity Reserve Margin | 1 | % | 0 | 0 | 0 | 0 | 0 | 0 | 0 | 0 | 0 | 0 | 0 | 0 | 0 | 0 | 0 | 0 | 0 | 0 | 0 | 0
Build Zonal Region_Planning Peak Load | Zonal Regions_Planning Peak Load | B Zonal Regions_Planning Peak Load | 0 | 0 | System | Region | Build Zonal Region | Zonal Regions | Planning Peak Load | 1 | MW | 0 | 0 | 0 | 0 | 0 | 0 | 0 | 0 | 0 | 0 | 0 | 0 | 0 | 0 | 0 | 0 | 0 | 0 | 0 | 0
Build Zonal Region_Generator Retirement Cost | Zonal Regions_Generator Retirement Cost | B Zonal Regions_Generator Retirement Cost | 0 | 0 | System | Region | Build Zonal Region | Zonal Regions | Generator Retirement Cost | 1 | 0 | 0 | 0 | 0 | 0 | 0 | 0 | 0 | 0 | 0 | 0 | 0 | 0 | 0 | 0 | 0 | 0 | 0 | 0 | 0 | 0
Build Zonal Region_Total Cost | Zonal Regions_Total Cost | B Zonal Regions_Total Cost | 1054547.375 | 0 | System | Region | Build Zonal Region | Zonal Regions | Total Cost | 1 | 0 | 0 | 0 | 35010.3086 | 75188.4766 | 114220.8281 | 129812.625 | 145721.9375 | 160903.75 | 210972.7188 | 224702.2812 | 245068.9375 | 294833.5938 | 338639.375 | 476493.5625 | 598074.75 | 776209.8125 | 848452.875 | 938312.375 | 1027441.1875 | 1054547.375
Metro Zonal Region_Load | Zonal Regions_Load | M Zonal Regions_Load | 21225.6855 | 0 | System | Region | Metro Zonal Region | Zonal Regions | Load | 1 | GWh | 16137.4932 | 17043.418 | 18000.873 | 19500.8535 | 19940.207 | 20009.8242 | 20082.7363 | 20151.3008 | 20254.6934 | 20315.4551 | 20417.0371 | 20519.8887 | 20651.4395 | 20718.5352 | 20808.877 | 20894.832 | 21012.7812 | 21065.9297 | 21142.084 | 21225.6855
Metro Zonal Region_Generation Cost | Zonal Regions_Generation Cost | M Zonal Regions_Generation Cost | 305310.5 | 0 | System | Region | Metro Zonal Region | Zonal Regions | Generation Cost | 1 | 0 | 293227.0625 | 294988.9375 | 305310.5 | 301976.5938 | 298823.3125 | 297727.5938 | 289944.9688 | 280489.3125 | 275014.8125 | 251880.5 | 248742.625 | 244387.0938 | 188541.1875 | 151882.8125 | 124913.8906 | 90925.0859 | 73283.5312 | 67910.7109 | 73628.4766 | 66088.8516
Metro Zonal Region_Emissions Cost | Zonal Regions_Emissions Cost | M Zonal Regions_Emissions Cost | 0 | 0 | System | Region | Metro Zonal Region | Zonal Regions | Emissions Cost | 1 | 0 | 0 | 0 | 0 | 0 | 0 | 0 | 0 | 0 | 0 | 0 | 0 | 0 | 0 | 0 | 0 | 0 | 0 | 0 | 0 | 0
Metro Zonal Region_Total Fixed Costs | Zonal Regions_Total Fixed Costs | M Zonal Regions_Total Fixed Costs | 712451.9375 | 0 | System | Region | Metro Zonal Region | Zonal Regions | Total Fixed Costs | 1 | 0 | 62245.5859 | 95651.1094 | 114464.9219 | 121946.1328 | 132358.4688 | 122484.4531 | 133483.8281 | 144768.3125 | 163642.7969 | 142635.2656 | 153474.3594 | 168508.2812 | 174528.2344 | 185218.8281 | 199436.25 | 204749.4531 | 113806.8594 | 119985.5703 | 119812.2812 | 712451.9375
Metro Zonal Region_Cost to Load | Zonal Regions_Cost to Load | M Zonal Regions_Cost to Load | 764922.0625 | 0 | System | Region | Metro Zonal Region | Zonal Regions | Cost to Load | 1 | 0 | 318762.4375 | 351097.4375 | 386452.0625 | 429153.375 | 451187 | 465838.4688 | 480799.0312 | 485446.6875 | 501359.0312 | 523100.0938 | 545473.25 | 568158.375 | 592059.4375 | 614298.25 | 638588.875 | 671638.875 | 695203.6875 | 716971.1875 | 740970.375 | 764922.0625
Metro Zonal Region_Generator Pool Revenue | Zonal Regions_Generator Pool Revenue | M Zonal Regions_Generator Pool Revenue | 360628.6875 | 0 | System | Region | Metro Zonal Region | Zonal Regions | Generator Pool Revenue | 1 | 0 | 305092.2812 | 321725.9375 | 350692.25 | 343541.0312 | 350079.3438 | 360628.6875 | 352870.875 | 329028.625 | 343003.5938 | 328110.5312 | 336666.6875 | 350043.25 | 297503.5625 | 271796.125 | 260341.625 | 227121.875 | 205614.1406 | 211101.4531 | 193737.3125 | 217326.75
Metro Zonal Region_Firm Generation Capacity | Zonal Regions_Firm Generation Capacity | M Zonal Regions_Firm Generation Capacity | 4501.8877 | 0 | System | Region | Metro Zonal Region | Zonal Regions | Firm Generation Capacity | 1 | MW | 4245.6733 | 4297.5679 | 4192.6851 | 4324.5688 | 4352.373 | 4469.0474 | 4488.7495 | 4501.8877 | 4470.439 | 4057.2827 | 4062.4702 | 4069.019 | 3994.3186 | 3971.1401 | 3929.5271 | 3930.9495 | 3087.5508 | 3074.6599 | 3076.835 | 3077.0703
Metro Zonal Region_Curtailable Load | Zonal Regions_Curtailable Load | M Zonal Regions_Curtailable Load | 0 | 0 | System | Region | Metro Zonal Region | Zonal Regions | Curtailable Load | 1 | MW | 0 | 0 | 0 | 0 | 0 | 0 | 0 | 0 | 0 | 0 | 0 | 0 | 0 | 0 | 0 | 0 | 0 | 0 | 0 | 0
Metro Zonal Region_Max Capacity Reserve Margin | Zonal Regions_Max Capacity Reserve Margin | M Zonal Regions_Max Capacity Reserve Margin | 0 | 0 | System | Region | Metro Zonal Region | Zonal Regions | Max Capacity Reserve Margin | 1 | % | 0 | 0 | 0 | 0 | 0 | 0 | 0 | 0 | 0 | 0 | 0 | 0 | 0 | 0 | 0 | 0 | 0 | 0 | 0 | 0
Metro Zonal Region_Min Capacity Reserve Margin | Zonal Regions_Min Capacity Reserve Margin | M Zonal Regions_Min Capacity Reserve Margin | 23 | 0 | System | Region | Metro Zonal Region | Zonal Regions | Min Capacity Reserve Margin | 1 | % | 15 | 16 | 17 | 18 | 19 | 20 | 21 | 21 | 21 | 21.5 | 21.5 | 21.5 | 22 | 22 | 22 | 22.5 | 22.5 | 22.5 | 23 | 23
Metro Zonal Region_Capacity Reserve Margin | Zonal Regions_Capacity Reserve Margin | M Zonal Regions_Capacity Reserve Margin | 23.0105 | 0 | System | Region | Metro Zonal Region | Zonal Regions | Capacity Reserve Margin | 1 | % | 21.862 | 19.8429 | 17 | 18 | 19 | 20 | 21 | 21 | 21 | 21.5 | 21.5 | 21.5 | 22 | 22 | 22 | 22.5 | 22.5 | 22.5 | 23 | 23.0105
Metro Zonal Region_Planning Peak Load | Zonal Regions_Planning Peak Load | M Zonal Regions_Planning Peak Load | 4211 | 0 | System | Region | Metro Zonal Region | Zonal Regions | Planning Peak Load | 1 | MW | 3484 | 3586 | 3702 | 3878 | 3935 | 3951 | 3966 | 3978 | 3996 | 4010 | 4031 | 4052 | 4073 | 4091 | 4109 | 4126 | 4151 | 4166 | 4186 | 4211
Metro Zonal Region_Generator Retirement Cost | Zonal Regions_Generator Retirement Cost | M Zonal Regions_Generator Retirement Cost | 677880.0625 | 0 | System | Region | Metro Zonal Region | Zonal Regions | Generator Retirement Cost | 1 | 0 | 0 | 0 | 0 | 0 | 0 | 0 | 0 | 0 | 0 | 216986.4844 | 0 | 0 | 0 | 0 | 0 | 0 | 677880.0625 | 0 | 0 | 0
Metro Zonal Region_Total Cost | Zonal Regions_Total Cost | M Zonal Regions_Total Cost | 778540.8125 | 0 | System | Region | Metro Zonal Region | Zonal Regions | Total Cost | 1 | 0 | 355472.625 | 390640.0625 | 419775.4062 | 423922.7188 | 431181.7812 | 420212.0312 | 423428.7812 | 425257.625 | 438657.625 | 394515.75 | 402217 | 412895.375 | 363069.4375 | 337101.625 | 324350.125 | 295674.5312 | 187090.3906 | 187896.2812 | 193440.75 | 778540.8125
SPP Zonal Region_Load | Zonal Regions_Load | S Zonal Regions_Load | 0 | 0 | System | Region | SPP Zonal Region | Zonal Regions | Load | 1 | GWh | 0 | 0 | 0 | 0 | 0 | 0 | 0 | 0 | 0 | 0 | 0 | 0 | 0 | 0 | 0 | 0 | 0 | 0 | 0 | 0
SPP Zonal Region_Generation Cost | Zonal Regions_Generation Cost | S Zonal Regions_Generation Cost | 0 | 0 | System | Region | SPP Zonal Region | Zonal Regions | Generation Cost | 1 | 0 | 0 | 0 | 0 | 0 | 0 | 0 | 0 | 0 | 0 | 0 | 0 | 0 | 0 | 0 | 0 | 0 | 0 | 0 | 0 | 0
SPP Zonal Region_Emissions Cost | Zonal Regions_Emissions Cost | S Zonal Regions_Emissions Cost | 0 | 0 | System | Region | SPP Zonal Region | Zonal Regions | Emissions Cost | 1 | 0 | 0 | 0 | 0 | 0 | 0 | 0 | 0 | 0 | 0 | 0 | 0 | 0 | 0 | 0 | 0 | 0 | 0 | 0 | 0 | 0
SPP Zonal Region_Total Fixed Costs | Zonal Regions_Total Fixed Costs | S Zonal Regions_Total Fixed Costs | 0 | 0 | System | Region | SPP Zonal Region | Zonal Regions | Total Fixed Costs | 1 | 0 | 0 | 0 | 0 | 0 | 0 | 0 | 0 | 0 | 0 | 0 | 0 | 0 | 0 | 0 | 0 | 0 | 0 | 0 | 0 | 0
SPP Zonal Region_Cost to Load | Zonal Regions_Cost to Load | S Zonal Regions_Cost to Load | 0 | 0 | System | Region | SPP Zonal Region | Zonal Regions | Cost to Load | 1 | 0 | 0 | 0 | 0 | 0 | 0 | 0 | 0 | 0 | 0 | 0 | 0 | 0 | 0 | 0 | 0 | 0 | 0 | 0 | 0 | 0
SPP Zonal Region_Generator Pool Revenue | Zonal Regions_Generator Pool Revenue | S Zonal Regions_Generator Pool Revenue | 0 | 0 | System | Region | SPP Zonal Region | Zonal Regions | Generator Pool Revenue | 1 | 0 | 0 | 0 | 0 | 0 | 0 | 0 | 0 | 0 | 0 | 0 | 0 | 0 | 0 | 0 | 0 | 0 | 0 | 0 | 0 | 0
SPP Zonal Region_Firm Generation Capacity | Zonal Regions_Firm Generation Capacity | S Zonal Regions_Firm Generation Capacity | 0 | 0 | System | Region | SPP Zonal Region | Zonal Regions | Firm Generation Capacity | 1 | MW | 0 | 0 | 0 | 0 | 0 | 0 | 0 | 0 | 0 | 0 | 0 | 0 | 0 | 0 | 0 | 0 | 0 | 0 | 0 | 0
SPP Zonal Region_Curtailable Load | Zonal Regions_Curtailable Load | S Zonal Regions_Curtailable Load | 0 | 0 | System | Region | SPP Zonal Region | Zonal Regions | Curtailable Load | 1 | MW | 0 | 0 | 0 | 0 | 0 | 0 | 0 | 0 | 0 | 0 | 0 | 0 | 0 | 0 | 0 | 0 | 0 | 0 | 0 | 0
SPP Zonal Region_Max Capacity Reserve Margin | Zonal Regions_Max Capacity Reserve Margin | S Zonal Regions_Max Capacity Reserve Margin | 0 | 0 | System | Region | SPP Zonal Region | Zonal Regions | Max Capacity Reserve Margin | 1 | % | 0 | 0 | 0 | 0 | 0 | 0 | 0 | 0 | 0 | 0 | 0 | 0 | 0 | 0 | 0 | 0 | 0 | 0 | 0 | 0
SPP Zonal Region_Min Capacity Reserve Margin | Zonal Regions_Min Capacity Reserve Margin | S Zonal Regions_Min Capacity Reserve Margin | 23 | 0 | System | Region | SPP Zonal Region | Zonal Regions | Min Capacity Reserve Margin | 1 | % | 15 | 16 | 17 | 18 | 19 | 20 | 21 | 21 | 21 | 21.5 | 21.5 | 21.5 | 22 | 22 | 22 | 22.5 | 22.5 | 22.5 | 23 | 23
SPP Zonal Region_Capacity Reserve Margin | Zonal Regions_Capacity Reserve Margin | S Zonal Regions_Capacity Reserve Margin | 0 | 0 | System | Region | SPP Zonal Region | Zonal Regions | Capacity Reserve Margin | 1 | % | 0 | 0 | 0 | 0 | 0 | 0 | 0 | 0 | 0 | 0 | 0 | 0 | 0 | 0 | 0 | 0 | 0 | 0 | 0 | 0
SPP Zonal Region_Planning Peak Load | Zonal Regions_Planning Peak Load | S Zonal Regions_Planning Peak Load | 0 | 0 | System | Region | SPP Zonal Region | Zonal Regions | Planning Peak Load | 1 | MW | 0 | 0 | 0 | 0 | 0 | 0 | 0 | 0 | 0 | 0 | 0 | 0 | 0 | 0 | 0 | 0 | 0 | 0 | 0 | 0
SPP Zonal Region_Generator Retirement Cost | Zonal Regions_Generator Retirement Cost | S Zonal Regions_Generator Retirement Cost | 0 | 0 | System | Region | SPP Zonal Region | Zonal Regions | Generator Retirement Cost | 1 | 0 | 0 | 0 | 0 | 0 | 0 | 0 | 0 | 0 | 0 | 0 | 0 | 0 | 0 | 0 | 0 | 0 | 0 | 0 | 0 | 0
SPP Zonal Region_Total Cost | Zonal Regions_Total Cost | S Zonal Regions_Total Cost | 0 | 0 | System | Region | SPP Zonal Region | Zonal Regions | Total Cost | 1 | 0 | 0 | 0 | 0 | 0 | 0 | 0 | 0 | 0 | 0 | 0 | 0 | 0 | 0 | 0 | 0 | 0 | 0 | 0 | 0 | 0
CO2_Production | -_Production | C -_Production | 8079890 | 0 | System | Emission | CO2 | - | Production | 1 | ton | 7877929 | 7916064 | 8078076.5 | 8079890 | 7749472.5 | 7419055 | 7088637.5 | 6488208 | 6427803 | 6048081 | 5668359.5 | 5288637.5 | 4908916 | 4529194 | 4149472.5 | 3769750.75 | 3390029 | 3010307.25 | 2630585.5 | 2630585.5
NOX_Production | -_Production | N -_Production | 2494.9861 | 0 | System | Emission | NOX | - | Production | 1 | ton | 2425.9373 | 2440.4861 | 2481.9324 | 2494.9861 | 2383.4934 | 2258.6606 | 2123.5999 | 1896.2227 | 1853.6975 | 1697.7035 | 1594.1733 | 1483.0149 | 1214.3301 | 967.0817 | 794.494 | 506.7976 | 322.3677 | 285.9142 | 156.8388 | 237.4439
SOX_Production | -_Production | S -_Production | 1343.8193 | 0 | System | Emission | SOX | - | Production | 1 | ton | 1256.9203 | 1250.8323 | 1272.7155 | 1340.14 | 1289.8102 | 1263.2499 | 1290.5742 | 1330.0804 | 1322.627 | 1343.8193 | 1197.2756 | 1160.6956 | 1225.1792 | 965.9548 | 806.4551 | 478.2449 | 275.1892 | 280.0795 | 67.172 | 216.9787
Build Spend Limit 1B_Penalty Cost | -_Penalty Cost | B -_Penalty Cost | 0 | 0 | System | Constraint | Build Spend Limit 1B | - | Penalty Cost | 1 | 0 | 0 | 0 | 0 | 0 | 0 | 0 | 0 | 0 | 0 | 0 | 0 | 0 | 0 | 0 | 0 | 0 | 0 | 0 | 0 | 0
Solve Winter Capacity_Penalty Cost | -_Penalty Cost | S -_Penalty Cost | 0 | 0 | System | Constraint | Solve Winter Capacity | - | Penalty Cost | 1 | 0 | 0 | 0 | 0 | 0 | 0 | 0 | 0 | 0 | 0 | 0 | 0 | 0 | 0 | 0 | 0 | 0 | 0 | 0 | 0 | 0
Purchase Limit Evergy_Penalty Cost | Markets_Penalty Cost | P Markets_Penalty Cost | 0 | 0 | System | Constraint | Purchase Limit Evergy | Markets | Penalty Cost | 1 | 0 | 0 | 0 | 0 | 0 | 0 | 0 | 0 | 0 | 0 | 0 | 0 | 0 | 0 | 0 | 0 | 0 | 0 | 0 | 0 | 0
Sales Limit Evergy_Penalty Cost | Markets_Penalty Cost | S Markets_Penalty Cost | 0 | 0 | System | Constraint | Sales Limit Evergy | Markets | Penalty Cost | 1 | 0 | 0 | 0 | 0 | 0 | 0 | 0 | 0 | 0 | 0 | 0 | 0 | 0 | 0 | 0 | 0 | 0 | 0 | 0 | 0 | 0
_ | _ | _ | 0 | 0
_ | _ | _ | 0 | 0
_ | _ | _ | 0 | 0
_ | _ | _ | 0 | 0
_ | _ | _ | 0 | 0
_ | _ | _ | 0 | 0
_ | _ | _ | 0 | 0
_ | _ | _ | 0 | 0
_ | _ | _ | 0 | 0
_ | _ | _ | 0 | 0
_ | _ | _ | 0 | 0
_ | _ | _ | 0 | 0
_ | _ | _ | 0 | 0
_ | _ | _ | 0 | 0
_ | _ | _ | 0 | 0
_ | _ | _ | 0 | 0
_ | _ | _ | 0 | 0
_ | _ | _ | 0 | 0
_ | _ | _ | 0 | 0
_ | _ | _ | 0 | 0
_ | _ | _ | 0 | 0
_ | _ | _ | 0 | 0
_ | _ | _ | 0 | 0
_ | _ | _ | 0 | 0
_ | _ | _ | 0 | 0
_ | _ | _ | 0 | 0
_ | _ | _ | 0 | 0
_ | _ | _ | 0 | 0
_ | _ | _ | 0 | 0
_ | _ | _ | 0 | 0
_ | _ | _ | 0 | 0
_ | _ | _ | 0 | 0
_ | _ | _ | 0 | 0
_ | _ | _ | 0 | 0
_ | _ | _ | 0 | 0
_ | _ | _ | 0 | 0
_ | _ | _ | 0 | 0
_ | _ | _ | 0 | 0
_ | _ | _ | 0 | 0
_ | _ | _ | 0 | 0
_ | _ | _ | 0 | 0
_ | _ | _ | 0 | 0
_ | _ | _ | 0 | 0
_ | _ | _ | 0 | 0
_ | _ | _ | 0 | 0
_ | _ | _ | 0 | 0
_ | _ | _ | 0 | 0
_ | _ | _ | 0 | 0
_ | _ | _ | 0 | 0
_ | _ | _ | 0 | 0
_ | _ | _ | 0 | 0
_ | _ | _ | 0 | 0
_ | _ | _ | 0 | 0
_ | _ | _ | 0 | 0
_ | _ | _ | 0 | 0
_ | _ | _ | 0 | 0
_ | _ | _ | 0 | 0
_ | _ | _ | 0 | 0
_ | _ | _ | 0 | 0
_ | _ | _ | 0 | 0
_ | _ | _ | 0 | 0
_ | _ | _ | 0 | 0
_ | _ | _ | 0 | 0
_ | _ | _ | 0 | 0
_ | _ | _ | 0 | 0
_ | _ | _ | 0 | 0
_ | _ | _ | 0 | 0
_ | _ | _ | 0 | 0
_ | _ | _ | 0 | 0
_ | _ | _ | 0 | 0
_ | _ | _ | 0 | 0
_ | _ | _ | 0 | 0
_ | _ | _ | 0 | 0
_ | _ | _ | 0 | 0
_ | _ | _ | 0 | 0
_ | _ | _ | 0 | 0
_ | _ | _ | 0 | 0
_ | _ | _ | 0 | 0
_ | _ | _ | 0 | 0
_ | _ | _ | 0 | 0
_ | _ | _ | 0 | 0
_ | _ | _ | 0 | 0
_ | _ | _ | 0 | 0
_ | _ | _ | 0 | 0
_ | _ | _ | 0 | 0
_ | _ | _ | 0 | 0
_ | _ | _ | 0 | 0
_ | _ | _ | 0 | 0
_ | _ | _ | 0 | 0
_ | _ | _ | 0 | 0
_ | _ | _ | 0 | 0
_ | _ | _ | 0 | 0
_ | _ | _ | 0 | 0
_ | _ | _ | 0 | 0
_ | _ | _ | 0 | 0
_ | _ | _ | 0 | 0
_ | _ | _ | 0 | 0
_ | _ | _ | 0 | 0
_ | _ | _ | 0 | 0
_ | _ | _ | 0 | 0
_ | _ | _ | 0 | 0
_ | _ | _ | 0 | 0
_ | _ | _ | 0 | 0
_ | _ | _ | 0 | 0
_ | _ | _ | 0 | 0
_ | _ | _ | 0 | 0
_ | _ | _ | 0 | 0
_ | _ | _ | 0 | 0
_ | _ | _ | 0 | 0
_ | _ | _ | 0 | 0
_ | _ | _ | 0 | 0
_ | _ | _ | 0 | 0
_ | _ | _ | 0 | 0
_ | _ | _ | 0 | 0
_ | _ | _ | 0 | 0
_ | _ | _ | 0 | 0
_ | _ | _ | 0 | 0
_ | _ | _ | 0 | 0
_ | _ | _ | 0 | 0
_ | _ | _ | 0 | 0
_ | _ | _ | 0 | 0
_ | _ | _ | 0 | 0
_ | _ | _ | 0 | 0
_ | _ | _ | 0 | 0
_ | _ | _ | 0 | 0
_ | _ | _ | 0 | 0
_ | _ | _ | 0 | 0
_ | _ | _ | 0 | 0
_ | _ | _ | 0 | 0
_ | _ | _ | 0 | 0
_ | _ | _ | 0 | 0
_ | _ | _ | 0 | 0
_ | _ | _ | 0 | 0
_ | _ | _ | 0 | 0
_ | _ | _ | 0 | 0
_ | _ | _ | 0 | 0
_ | _ | _ | 0 | 0
_ | _ | _ | 0 | 0
_ | _ | _ | 0 | 0
_ | _ | _ | 0 | 0
_ | _ | _ | 0 | 0
_ | _ | _ | 0 | 0
_ | _ | _ | 0 | 0
_ | _ | _ | 0 | 0
_ | _ | _ | 0 | 0
_ | _ | _ | 0 | 0
_ | _ | _ | 0 | 0
_ | _ | _ | 0 | 0
_ | _ | _ | 0 | 0
_ | _ | _ | 0 | 0
_ | _ | _ | 0 | 0
_ | _ | _ | 0 | 0
_ | _ | _ | 0 | 0
_ | _ | _ | 0 | 0
_ | _ | _ | 0 | 0
_ | _ | _ | 0 | 0
_ | _ | _ | 0 | 0
_ | _ | _ | 0 | 0
_ | _ | _ | 0 | 0
_ | _ | _ | 0 | 0
_ | _ | _ | 0 | 0
_ | _ | _ | 0 | 0
_ | _ | _ | 0 | 0
_ | _ | _ | 0 | 0
_ | _ | _ | 0 | 0
_ | _ | _ | 0 | 0
_ | _ | _ | 0 | 0
_ | _ | _ | 0 | 0
_ | _ | _ | 0 | 0
_ | _ | _ | 0 | 0
_ | _ | _ | 0 | 0
_ | _ | _ | 0 | 0
_ | _ | _ | 0 | 0
_ | _ | _ | 0 | 0
_ | _ | _ | 0 | 0
_ | _ | _ | 0 | 0
_ | _ | _ | 0 | 0
_ | _ | _ | 0 | 0
_ | _ | _ | 0 | 0
_ | _ | _ | 0 | 0
_ | _ | _ | 0 | 0
_ | _ | _ | 0 | 0
_ | _ | _ | 0 | 0
_ | _ | _ | 0 | 0
_ | _ | _ | 0 | 0
_ | _ | _ | 0 | 0
_ | _ | _ | 0 | 0
_ | _ | _ | 0 | 0
_ | _ | _ | 0 | 0
_ | _ | _ | 0 | 0
_ | _ | _ | 0 | 0
_ | _ | _ | 0 | 0
_ | _ | _ | 0 | 0
_ | _ | _ | 0 | 0
_ | _ | _ | 0 | 0
_ | _ | _ | 0 | 0
_ | _ | _ | 0 | 0
_ | _ | _ | 0 | 0
_ | _ | _ | 0 | 0
_ | _ | _ | 0 | 0
_ | _ | _ | 0 | 0
_ | _ | _ | 0 | 0
_ | _ | _ | 0 | 0
_ | _ | _ | 0 | 0
_ | _ | _ | 0 | 0
_ | _ | _ | 0 | 0
_ | _ | _ | 0 | 0
_ | _ | _ | 0 | 0
_ | _ | _ | 0 | 0
_ | _ | _ | 0 | 0
_ | _ | _ | 0 | 0
_ | _ | _ | 0 | 0
_ | _ | _ | 0 | 0
_ | _ | _ | 0 | 0
_ | _ | _ | 0 | 0
_ | _ | _ | 0 | 0
_ | _ | _ | 0 | 0
_ | _ | _ | 0 | 0
_ | _ | _ | 0 | 0
_ | _ | _ | 0 | 0
_ | _ | _ | 0 | 0
_ | _ | _ | 0 | 0
_ | _ | _ | 0 | 0
_ | _ | _ | 0 | 0
_ | _ | _ | 0 | 0
_ | _ | _ | 0 | 0
_ | _ | _ | 0 | 0
_ | _ | _ | 0 | 0
_ | _ | _ | 0 | 0
_ | _ | _ | 0 | 0
_ | _ | _ | 0 | 0
_ | _ | _ | 0 | 0
_ | _ | _ | 0 | 0
_ | _ | _ | 0 | 0
_ | _ | _ | 0 | 0
_ | _ | _ | 0 | 0
_ | _ | _ | 0 | 0
_ | _ | _ | 0 | 0
_ | _ | _ | 0 | 0
_ | _ | _ | 0 | 0
_ | _ | _ | 0 | 0
_ | _ | _ | 0 | 0
_ | _ | _ | 0 | 0
_ | _ | _ | 0 | 0
_ | _ | _ | 0 | 0
_ | _ | _ | 0 | 0
_ | _ | _ | 0 | 0
_ | _ | _ | 0 | 0
_ | _ | _ | 0 | 0
_ | _ | _ | 0 | 0
_ | _ | _ | 0 | 0
_ | _ | _ | 0 | 0
_ | _ | _ | 0 | 0
_ | _ | _ | 0 | 0
_ | _ | _ | 0 | 0
_ | _ | _ | 0 | 0
_ | _ | _ | 0 | 0
_ | _ | _ | 0 | 0
_ | _ | _ | 0 | 0
_ | _ | _ | 0 | 0
_ | _ | _ | 0 | 0
_ | _ | _ | 0 | 0
_ | _ | _ | 0 | 0
_ | _ | _ | 0 | 0
_ | _ | _ | 0 | 0
_ | _ | _ | 0 | 0
_ | _ | _ | 0 | 0
_ | _ | _ | 0 | 0
_ | _ | _ | 0 | 0
_ | _ | _ | 0 | 0
_ | _ | _ | 0 | 0
_ | _ | _ | 0 | 0
_ | _ | _ | 0 | 0
_ | _ | _ | 0 | 0
_ | _ | _ | 0 | 0
_ | _ | _ | 0 | 0
_ | _ | _ | 0 | 0
_ | _ | _ | 0 | 0
_ | _ | _ | 0 | 0
_ | _ | _ | 0 | 0
_ | _ | _ | 0 | 0
_ | _ | _ | 0 | 0
_ | _ | _ | 0 | 0
_ | _ | _ | 0 | 0
_ | _ | _ | 0 | 0
_ | _ | _ | 0 | 0
_ | _ | _ | 0 | 0
_ | _ | _ | 0 | 0
_ | _ | _ | 0 | 0
_ | _ | _ | 0 | 0
_ | _ | _ | 0 | 0
_ | _ | _ | 0 | 0
_ | _ | _ | 0 | 0
_ | _ | _ | 0 | 0
_ | _ | _ | 0 | 0
_ | _ | _ | 0 | 0
_ | _ | _ | 0 | 0
_ | _ | _ | 0 | 0
_ | _ | _ | 0 | 0
_ | _ | _ | 0 | 0
_ | _ | _ | 0 | 0
_ | _ | _ | 0 | 0
_ | _ | _ | 0 | 0
_ | _ | _ | 0 | 0
_ | _ | _ | 0 | 0
_ | _ | _ | 0 | 0
_ | _ | _ | 0 | 0
_ | _ | _ | 0 | 0
_ | _ | _ | 0 | 0
_ | _ | _ | 0 | 0
_ | _ | _ | 0 | 0
_ | _ | _ | 0 | 0
_ | _ | _ | 0 | 0
_ | _ | _ | 0 | 0
_ | _ | _ | 0 | 0
_ | _ | _ | 0 | 0
_ | _ | _ | 0 | 0
_ | _ | _ | 0 | 0
_ | _ | _ | 0 | 0
_ | _ | _ | 0 | 0
_ | _ | _ | 0 | 0
_ | _ | _ | 0 | 0
_ | _ | _ | 0 | 0
_ | _ | _ | 0 | 0
_ | _ | _ | 0 | 0
_ | _ | _ | 0 | 0
_ | _ | _ | 0 | 0
_ | _ | _ | 0 | 0
_ | _ | _ | 0 | 0
_ | _ | _ | 0 | 0
_ | _ | _ | 0 | 0
_ | _ | _ | 0 | 0
_ | _ | _ | 0 | 0
_ | _ | _ | 0 | 0
_ | _ | _ | 0 | 0
_ | _ | _ | 0 | 0
_ | _ | _ | 0 | 0
_ | _ | _ | 0 | 0
_ | _ | _ | 0 | 0
_ | _ | _ | 0 | 0
_ | _ | _ | 0 | 0
_ | _ | _ | 0 | 0
_ | _ | _ | 0 | 0
_ | _ | _ | 0 | 0
_ | _ | _ | 0 | 0
_ | _ | _ | 0 | 0
_ | _ | _ | 0 | 0
_ | _ | _ | 0 | 0
_ | _ | _ | 0 | 0
_ | _ | _ | 0 | 0
_ | _ | _ | 0 | 0
_ | _ | _ | 0 | 0
_ | _ | _ | 0 | 0
_ | _ | _ | 0 | 0
_ | _ | _ | 0 | 0
_ | _ | _ | 0 | 0
_ | _ | _ | 0 | 0
_ | _ | _ | 0 | 0
_ | _ | _ | 0 | 0
_ | _ | _ | 0 | 0
_ | _ | _ | 0 | 0
_ | _ | _ | 0 | 0
_ | _ | _ | 0 | 0
_ | _ | _ | 0 | 0
_ | _ | _ | 0 | 0
_ | _ | _ | 0 | 0
_ | _ | _ | 0 | 0
_ | _ | _ | 0 | 0
_ | _ | _ | 0 | 0
_ | _ | _ | 0 | 0
_ | _ | _ | 0 | 0
_ | _ | _ | 0 | 0
_ | _ | _ | 0 | 0
_ | _ | _ | 0 | 0
_ | _ | _ | 0 | 0
_ | _ | _ | 0 | 0
_ | _ | _ | 0 | 0
_ | _ | _ | 0 | 0
_ | _ | _ | 0 | 0
_ | _ | _ | 0 | 0
_ | _ | _ | 0 | 0
_ | _ | _ | 0 | 0
_ | _ | _ | 0 | 0
_ | _ | _ | 0 | 0
_ | _ | _ | 0 | 0
_ | _ | _ | 0 | 0
_ | _ | _ | 0 | 0
_ | _ | _ | 0 | 0
_ | _ | _ | 0 | 0
_ | _ | _ | 0 | 0
_ | _ | _ | 0 | 0
_ | _ | _ | 0 | 0
_ | _ | _ | 0 | 0
_ | _ | _ | 0 | 0
_ | _ | _ | 0 | 0
_ | _ | _ | 0 | 0
_ | _ | _ | 0 | 0
_ | _ | _ | 0 | 0
_ | _ | _ | 0 | 0
_ | _ | _ | 0 | 0
_ | _ | _ | 0 | 0
_ | _ | _ | 0 | 0
_ | _ | _ | 0 | 0
_ | _ | _ | 0 | 0
_ | _ | _ | 0 | 0
_ | _ | _ | 0 | 0
_ | _ | _ | 0 | 0
_ | _ | _ | 0 | 0
_ | _ | _ | 0 | 0
_ | _ | _ | 0 | 0
_ | _ | _ | 0 | 0
_ | _ | _ | 0 | 0
_ | _ | _ | 0 | 0
_ | _ | _ | 0 | 0
_ | _ | _ | 0 | 0
_ | _ | _ | 0 | 0
_ | _ | _ | 0 | 0
_ | _ | _ | 0 | 0
_ | _ | _ | 0 | 0
_ | _ | _ | 0 | 0
_ | _ | _ | 0 | 0
_ | _ | _ | 0 | 0
_ | _ | _ | 0 | 0
_ | _ | _ | 0 | 0
_ | _ | _ | 0 | 0
_ | _ | _ | 0 | 0
_ | _ | _ | 0 | 0
_ | _ | _ | 0 | 0
_ | _ | _ | 0 | 0
_ | _ | _ | 0 | 0
_ | _ | _ | 0 | 0
_ | _ | _ | 0 | 0
_ | _ | _ | 0 | 0
_ | _ | _ | 0 | 0
_ | _ | _ | 0 | 0
_ | _ | _ | 0 | 0
_ | _ | _ | 0 | 0
_ | _ | _ | 0 | 0
_ | _ | _ | 0 | 0
_ | _ | _ | 0 | 0
_ | _ | _ | 0 | 0
_ | _ | _ | 0 | 0
_ | _ | _ | 0 | 0
_ | _ | _ | 0 | 0
_ | _ | _ | 0 | 0
_ | _ | _ | 0 | 0
_ | _ | _ | 0 | 0
_ | _ | _ | 0 | 0
_ | _ | _ | 0 | 0
_ | _ | _ | 0 | 0
_ | _ | _ | 0 | 0
_ | _ | _ | 0 | 0
_ | _ | _ | 0 | 0
_ | _ | _ | 0 | 0
_ | _ | _ | 0 | 0
_ | _ | _ | 0 | 0
_ | _ | _ | 0 | 0
_ | _ | _ | 0 | 0
_ | _ | _ | 0 | 0
_ | _ | _ | 0 | 0
_ | _ | _ | 0 | 0
_ | _ | _ | 0 | 0
_ | _ | _ | 0 | 0
_ | _ | _ | 0 | 0
_ | _ | _ | 0 | 0
_ | _ | _ | 0 | 0
_ | _ | _ | 0 | 0
_ | _ | _ | 0 | 0
_ | _ | _ | 0 | 0
_ | _ | _ | 0 | 0
_ | _ | _ | 0 | 0
_ | _ | _ | 0 | 0
_ | _ | _ | 0 | 0
_ | _ | _ | 0 | 0
_ | _ | _ | 0 | 0
_ | _ | _ | 0 | 0
_ | _ | _ | 0 | 0
_ | _ | _ | 0 | 0
_ | _ | _ | 0 | 0
_ | _ | _ | 0 | 0
_ | _ | _ | 0 | 0
_ | _ | _ | 0 | 0
_ | _ | _ | 0 | 0
_ | _ | _ | 0 | 0
_ | _ | _ | 0 | 0
_ | _ | _ | 0 | 0
_ | _ | _ | 0 | 0
_ | _ | _ | 0 | 0
_ | _ | _ | 0 | 0
_ | _ | _ | 0 | 0
_ | _ | _ | 0 | 0
_ | _ | _ | 0 | 0
_ | _ | _ | 0 | 0
_ | _ | _ | 0 | 0
_ | _ | _ | 0 | 0
_ | _ | _ | 0 | 0
_ | _ | _ | 0 | 0
_ | _ | _ | 0 | 0
_ | _ | _ | 0 | 0
_ | _ | _ | 0 | 0
_ | _ | _ | 0 | 0
_ | _ | _ | 0 | 0
_ | _ | _ | 0 | 0
_ | _ | _ | 0 | 0
_ | _ | _ | 0 | 0
_ | _ | _ | 0 | 0
_ | _ | _ | 0 | 0
_ | _ | _ | 0 | 0
_ | _ | _ | 0 | 0
_ | _ | _ | 0 | 0
_ | _ | _ | 0 | 0
_ | _ | _ | 0 | 0
_ | _ | _ | 0 | 0
_ | _ | _ | 0 | 0
_ | _ | _ | 0 | 0
_ | _ | _ | 0 | 0
_ | _ | _ | 0 | 0
_ | _ | _ | 0 | 0
_ | _ | _ | 0 | 0
_ | _ | _ | 0 | 0
_ | _ | _ | 0 | 0
_ | _ | _ | 0 | 0
_ | _ | _ | 0 | 0
_ | _ | _ | 0 | 0
_ | _ | _ | 0 | 0
_ | _ | _ | 0 | 0
_ | _ | _ | 0 | 0
_ | _ | _ | 0 | 0
_ | _ | _ | 0 | 0
_ | _ | _ | 0 | 0
_ | _ | _ | 0 | 0
_ | _ | _ | 0 | 0
_ | _ | _ | 0 | 0
_ | _ | _ | 0 | 0
_ | _ | _ | 0 | 0
_ | _ | _ | 0 | 0
_ | _ | _ | 0 | 0
_ | _ | _ | 0 | 0
_ | _ | _ | 0 | 0
_ | _ | _ | 0 | 0
_ | _ | _ | 0 | 0
_ | _ | _ | 0 | 0
_ | _ | _ | 0 | 0
_ | _ | _ | 0 | 0
_ | _ | _ | 0 | 0
_ | _ | _ | 0 | 0
_ | _ | _ | 0 | 0
_ | _ | _ | 0 | 0
_ | _ | _ | 0 | 0
_ | _ | _ | 0 | 0
_ | _ | _ | 0 | 0
_ | _ | _ | 0 | 0
_ | _ | _ | 0 | 0
_ | _ | _ | 0 | 0
_ | _ | _ | 0 | 0
_ | _ | _ | 0 | 0
_ | _ | _ | 0 | 0
_ | _ | _ | 0 | 0
_ | _ | _ | 0 | 0
_ | _ | _ | 0 | 0
_ | _ | _ | 0 | 0
_ | _ | _ | 0 | 0
_ | _ | _ | 0 | 0
_ | _ | _ | 0 | 0
_ | _ | _ | 0 | 0
_ | _ | _ | 0 | 0
_ | _ | _ | 0 | 0
_ | _ | _ | 0 | 0
_ | _ | _ | 0 | 0
_ | _ | _ | 0 | 0
_ | _ | _ | 0 | 0
_ | _ | _ | 0 | 0
_ | _ | _ | 0 | 0
_ | _ | _ | 0 | 0
_ | _ | _ | 0 | 0
_ | _ | _ | 0 | 0
_ | _ | _ | 0 | 0
_ | _ | _ | 0 | 0
_ | _ | _ | 0 | 0
_ | _ | _ | 0 | 0
_ | _ | _ | 0 | 0
_ | _ | _ | 0 | 0
_ | _ | _ | 0 | 0
_ | _ | _ | 0 | 0
_ | _ | _ | 0 | 0
_ | _ | _ | 0 | 0
_ | _ | _ | 0 | 0
_ | _ | _ | 0 | 0
_ | _ | _ | 0 | 0
_ | _ | _ | 0 | 0
_ | _ | _ | 0 | 0
_ | _ | _ | 0 | 0
_ | _ | _ | 0 | 0
_ | _ | _ | 0 | 0
_ | _ | _ | 0 | 0
_ | _ | _ | 0 | 0
_ | _ | _ | 0 | 0
_ | _ | _ | 0 | 0
_ | _ | _ | 0 | 0
_ | _ | _ | 0 | 0
_ | _ | _ | 0 | 0
_ | _ | _ | 0 | 0
_ | _ | _ | 0 | 0
_ | _ | _ | 0 | 0
_ | _ | _ | 0 | 0
_ | _ | _ | 0 | 0
_ | _ | _ | 0 | 0
_ | _ | _ | 0 | 0
_ | _ | _ | 0 | 0
_ | _ | _ | 0 | 0
_ | _ | _ | 0 | 0
_ | _ | _ | 0 | 0
_ | _ | _ | 0 | 0
_ | _ | _ | 0 | 0
_ | _ | _ | 0 | 0
_ | _ | _ | 0 | 0
_ | _ | _ | 0 | 0
_ | _ | _ | 0 | 0
_ | _ | _ | 0 | 0
_ | _ | _ | 0 | 0
_ | _ | _ | 0 | 0
_ | _ | _ | 0 | 0
_ | _ | _ | 0 | 0
_ | _ | _ | 0 | 0
_ | _ | _ | 0 | 0
_ | _ | _ | 0 | 0
_ | _ | _ | 0 | 0
_ | _ | _ | 0 | 0
_ | _ | _ | 0 | 0
_ | _ | _ | 0 | 0
_ | _ | _ | 0 | 0
_ | _ | _ | 0 | 0
_ | _ | _ | 0 | 0
_ | _ | _ | 0 | 0
_ | _ | _ | 0 | 0
_ | _ | _ | 0 | 0
_ | _ | _ | 0 | 0
_ | _ | _ | 0 | 0
_ | _ | _ | 0 | 0
_ | _ | _ | 0 | 0
_ | _ | _ | 0 | 0
_ | _ | _ | 0 | 0
_ | _ | _ | 0 | 0
_ | _ | _ | 0 | 0
_ | _ | _ | 0 | 0
_ | _ | _ | 0 | 0
_ | _ | _ | 0 | 0
_ | _ | _ | 0 | 0
_ | _ | _ | 0 | 0
_ | _ | _ | 0 | 0
_ | _ | _ | 0 | 0
_ | _ | _ | 0 | 0
_ | _ | _ | 0 | 0
_ | _ | _ | 0 | 0
_ | _ | _ | 0 | 0
_ | _ | _ | 0 | 0
_ | _ | _ | 0 | 0
_ | _ | _ | 0 | 0
_ | _ | _ | 0 | 0
_ | _ | _ | 0 | 0
_ | _ | _ | 0 | 0
_ | _ | _ | 0 | 0
_ | _ | _ | 0 | 0
_ | _ | _ | 0 | 0
_ | _ | _ | 0 | 0
_ | _ | _ | 0 | 0
_ | _ | _ | 0 | 0
_ | _ | _ | 0 | 0
_ | _ | _ | 0 | 0
_ | _ | _ | 0 | 0
_ | _ | _ | 0 | 0
_ | _ | _ | 0 | 0
_ | _ | _ | 0 | 0
_ | _ | _ | 0 | 0
_ | _ | _ | 0 | 0
_ | _ | _ | 0 | 0
_ | _ | _ | 0 | 0
_ | _ | _ | 0 | 0
_ | _ | _ | 0 | 0
_ | _ | _ | 0 | 0
_ | _ | _ | 0 | 0
_ | _ | _ | 0 | 0
_ | _ | _ | 0 | 0
_ | _ | _ | 0 | 0
_ | _ | _ | 0 | 0
_ | _ | _ | 0 | 0
_ | _ | _ | 0 | 0
_ | _ | _ | 0 | 0
_ | _ | _ | 0 | 0
_ | _ | _ | 0 | 0
_ | _ | _ | 0 | 0
_ | _ | _ | 0 | 0
_ | _ | _ | 0 | 0
_ | _ | _ | 0 | 0
_ | _ | _ | 0 | 0
_ | _ | _ | 0 | 0
_ | _ | _ | 0 | 0
_ | _ | _ | 0 | 0
_ | _ | _ | 0 | 0
_ | _ | _ | 0 | 0
_ | _ | _ | 0 | 0
_ | _ | _ | 0 | 0
_ | _ | _ | 0 | 0
_ | _ | _ | 0 | 0
_ | _ | _ | 0 | 0
_ | _ | _ | 0 | 0
_ | _ | _ | 0 | 0
_ | _ | _ | 0 | 0
_ | _ | _ | 0 | 0
_ | _ | _ | 0 | 0
_ | _ | _ | 0 | 0
_ | _ | _ | 0 | 0
_ | _ | _ | 0 | 0
_ | _ | _ | 0 | 0
_ | _ | _ | 0 | 0
_ | _ | _ | 0 | 0
_ | _ | _ | 0 | 0
_ | _ | _ | 0 | 0
_ | _ | _ | 0 | 0
_ | _ | _ | 0 | 0
_ | _ | _ | 0 | 0
_ | _ | _ | 0 | 0
_ | _ | _ | 0 | 0
_ | _ | _ | 0 | 0
_ | _ | _ | 0 | 0
_ | _ | _ | 0 | 0
_ | _ | _ | 0 | 0
_ | _ | _ | 0 | 0
_ | _ | _ | 0 | 0
_ | _ | _ | 0 | 0
_ | _ | _ | 0 | 0
_ | _ | _ | 0 | 0
_ | _ | _ | 0 | 0
_ | _ | _ | 0 | 0
_ | _ | _ | 0 | 0
_ | _ | _ | 0 | 0
_ | _ | _ | 0 | 0
_ | _ | _ | 0 | 0
_ | _ | _ | 0 | 0
_ | _ | _ | 0 | 0
_ | _ | _ | 0 | 0
_ | _ | _ | 0 | 0
_ | _ | _ | 0 | 0
_ | _ | _ | 0 | 0
_ | _ | _ | 0 | 0
_ | _ | _ | 0 | 0
_ | _ | _ | 0 | 0
_ | _ | _ | 0 | 0
_ | _ | _ | 0 | 0
_ | _ | _ | 0 | 0
_ | _ | _ | 0 | 0
_ | _ | _ | 0 | 0
_ | _ | _ | 0 | 0
_ | _ | _ | 0 | 0
_ | _ | _ | 0 | 0
_ | _ | _ | 0 | 0
_ | _ | _ | 0 | 0
_ | _ | _ | 0 | 0
_ | _ | _ | 0 | 0
_ | _ | _ | 0 | 0
_ | _ | _ | 0 | 0
_ | _ | _ | 0 | 0
_ | _ | _ | 0 | 0
_ | _ | _ | 0 | 0
_ | _ | _ | 0 | 0
_ | _ | _ | 0 | 0
_ | _ | _ | 0 | 0
_ | _ | _ | 0 | 0
_ | _ | _ | 0 | 0
_ | _ | _ | 0 | 0
_ | _ | _ | 0 | 0
_ | _ | _ | 0 | 0
_ | _ | _ | 0 | 0
_ | _ | _ | 0 | 0
_ | _ | _ | 0 | 0
_ | _ | _ | 0 | 0
_ | _ | _ | 0 | 0
_ | _ | _ | 0 | 0
_ | _ | _ | 0 | 0
_ | _ | _ | 0 | 0
_ | _ | _ | 0 | 0
_ | _ | _ | 0 | 0
_ | _ | _ | 0 | 0
_ | _ | _ | 0 | 0
_ | _ | _ | 0 | 0
_ | _ | _ | 0 | 0
_ | _ | _ | 0 | 0
_ | _ | _ | 0 | 0
_ | _ | _ | 0 | 0
_ | _ | _ | 0 | 0
_ | _ | _ | 0 | 0
_ | _ | _ | 0 | 0
_ | _ | _ | 0 | 0
_ | _ | _ | 0 | 0
_ | _ | _ | 0 | 0
_ | _ | _ | 0 | 0
_ | _ | _ | 0 | 0
_ | _ | _ | 0 | 0
_ | _ | _ | 0 | 0
_ | _ | _ | 0 | 0
_ | _ | _ | 0 | 0
_ | _ | _ | 0 | 0
_ | _ | _ | 0 | 0
_ | _ | _ | 0 | 0
_ | _ | _ | 0 | 0
_ | _ | _ | 0 | 0
_ | _ | _ | 0 | 0
_ | _ | _ | 0 | 0
_ | _ | _ | 0 | 0
_ | _ | _ | 0 | 0
_ | _ | _ | 0 | 0
_ | _ | _ | 0 | 0
_ | _ | _ | 0 | 0
_ | _ | _ | 0 | 0
_ | _ | _ | 0 | 0
_ | _ | _ | 0 | 0
_ | _ | _ | 0 | 0
_ | _ | _ | 0 | 0
_ | _ | _ | 0 | 0
_ | _ | _ | 0 | 0
_ | _ | _ | 0 | 0
_ | _ | _ | 0 | 0
_ | _ | _ | 0 | 0
_ | _ | _ | 0 | 0
_ | _ | _ | 0 | 0
_ | _ | _ | 0 | 0
_ | _ | _ | 0 | 0
_ | _ | _ | 0 | 0
_ | _ | _ | 0 | 0
_ | _ | _ | 0 | 0
_ | _ | _ | 0 | 0
_ | _ | _ | 0 | 0
_ | _ | _ | 0 | 0
_ | _ | _ | 0 | 0
_ | _ | _ | 0 | 0
_ | _ | _ | 0 | 0
_ | _ | _ | 0 | 0
_ | _ | _ | 0 | 0
_ | _ | _ | 0 | 0
_ | _ | _ | 0 | 0
_ | _ | _ | 0 | 0
_ | _ | _ | 0 | 0
_ | _ | _ | 0 | 0
_ | _ | _ | 0 | 0
_ | _ | _ | 0 | 0
_ | _ | _ | 0 | 0
_ | _ | _ | 0 | 0
_ | _ | _ | 0 | 0
_ | _ | _ | 0 | 0
_ | _ | _ | 0 | 0
_ | _ | _ | 0 | 0
_ | _ | _ | 0 | 0
_ | _ | _ | 0 | 0
_ | _ | _ | 0 | 0
_ | _ | _ | 0 | 0
_ | _ | _ | 0 | 0
_ | _ | _ | 0 | 0
_ | _ | _ | 0 | 0
_ | _ | _ | 0 | 0
_ | _ | _ | 0 | 0
_ | _ | _ | 0 | 0
_ | _ | _ | 0 | 0
_ | _ | _ | 0 | 0
_ | _ | _ | 0 | 0
_ | _ | _ | 0 | 0
_ | _ | _ | 0 | 0
_ | _ | _ | 0 | 0
_ | _ | _ | 0 | 0
_ | _ | _ | 0 | 0
_ | _ | _ | 0 | 0
_ | _ | _ | 0 | 0
_ | _ | _ | 0 | 0
_ | _ | _ | 0 | 0
_ | _ | _ | 0 | 0
_ | _ | _ | 0 | 0
_ | _ | _ | 0 | 0
_ | _ | _ | 0 | 0
_ | _ | _ | 0 | 0
_ | _ | _ | 0 | 0
_ | _ | _ | 0 | 0
_ | _ | _ | 0 | 0
_ | _ | _ | 0 | 0
_ | _ | _ | 0 | 0
_ | _ | _ | 0 | 0
_ | _ | _ | 0 | 0
_ | _ | _ | 0 | 0
_ | _ | _ | 0 | 0
_ | _ | _ | 0 | 0
_ | _ | _ | 0 | 0
_ | _ | _ | 0 | 0
_ | _ | _ | 0 | 0
_ | _ | _ | 0 | 0
_ | _ | _ | 0 | 0
_ | _ | _ | 0 | 0
_ | _ | _ | 0 | 0
_ | _ | _ | 0 | 0
_ | _ | _ | 0 | 0
_ | _ | _ | 0 | 0
_ | _ | _ | 0 | 0
_ | _ | _ | 0 | 0
_ | _ | _ | 0 | 0
_ | _ | _ | 0 | 0
_ | _ | _ | 0 | 0
_ | _ | _ | 0 | 0
_ | _ | _ | 0 | 0
_ | _ | _ | 0 | 0
_ | _ | _ | 0 | 0
_ | _ | _ | 0 | 0
_ | _ | _ | 0 | 0
_ | _ | _ | 0 | 0
_ | _ | _ | 0 | 0
_ | _ | _ | 0 | 0
_ | _ | _ | 0 | 0
_ | _ | _ | 0 | 0
_ | _ | _ | 0 | 0
_ | _ | _ | 0 | 0
_ | _ | _ | 0 | 0
_ | _ | _ | 0 | 0
_ | _ | _ | 0 | 0
_ | _ | _ | 0 | 0
_ | _ | _ | 0 | 0
_ | _ | _ | 0 | 0
_ | _ | _ | 0 | 0
_ | _ | _ | 0 | 0
_ | _ | _ | 0 | 0
_ | _ | _ | 0 | 0
_ | _ | _ | 0 | 0
_ | _ | _ | 0 | 0
_ | _ | _ | 0 | 0
_ | _ | _ | 0 | 0
_ | _ | _ | 0 | 0
_ | _ | _ | 0 | 0
_ | _ | _ | 0 | 0
_ | _ | _ | 0 | 0
_ | _ | _ | 0 | 0
_ | _ | _ | 0 | 0
_ | _ | _ | 0 | 0
_ | _ | _ | 0 | 0
_ | _ | _ | 0 | 0
_ | _ | _ | 0 | 0
_ | _ | _ | 0 | 0
_ | _ | _ | 0 | 0
_ | _ | _ | 0 | 0
_ | _ | _ | 0 | 0
_ | _ | _ | 0 | 0
_ | _ | _ | 0 | 0
_ | _ | _ | 0 | 0
_ | _ | _ | 0 | 0
_ | _ | _ | 0 | 0
_ | _ | _ | 0 | 0
_ | _ | _ | 0 | 0
_ | _ | _ | 0 | 0
_ | _ | _ | 0 | 0
_ | _ | _ | 0 | 0
_ | _ | _ | 0 | 0
_ | _ | _ | 0 | 0
_ | _ | _ | 0 | 0
_ | _ | _ | 0 | 0
_ | _ | _ | 0 | 0
_ | _ | _ | 0 | 0
_ | _ | _ | 0 | 0
_ | _ | _ | 0 | 0
_ | _ | _ | 0 | 0
_ | _ | _ | 0 | 0
_ | _ | _ | 0 | 0
_ | _ | _ | 0 | 0
_ | _ | _ | 0 | 0
_ | _ | _ | 0 | 0
_ | _ | _ | 0 | 0
_ | _ | _ | 0 | 0
_ | _ | _ | 0 | 0
_ | _ | _ | 0 | 0
_ | _ | _ | 0 | 0
_ | _ | _ | 0 | 0
_ | _ | _ | 0 | 0
_ | _ | _ | 0 | 0
_ | _ | _ | 0 | 0
_ | _ | _ | 0 | 0
_ | _ | _ | 0 | 0
_ | _ | _ | 0 | 0
_ | _ | _ | 0 | 0
_ | _ | _ | 0 | 0
_ | _ | _ | 0 | 0
_ | _ | _ | 0 | 0
_ | _ | _ | 0 | 0
_ | _ | _ | 0 | 0
_ | _ | _ | 0 | 0
_ | _ | _ | 0 | 0
_ | _ | _ | 0 | 0
_ | _ | _ | 0 | 0
_ | _ | _ | 0 | 0
_ | _ | _ | 0 | 0
_ | _ | _ | 0 | 0
_ | _ | _ | 0 | 0
_ | _ | _ | 0 | 0
_ | _ | _ | 0 | 0
_ | _ | _ | 0 | 0
_ | _ | _ | 0 | 0
_ | _ | _ | 0 | 0
_ | _ | _ | 0 | 0
_ | _ | _ | 0 | 0
_ | _ | _ | 0 | 0
_ | _ | _ | 0 | 0
_ | _ | _ | 0 | 0
_ | _ | _ | 0 | 0
_ | _ | _ | 0 | 0
_ | _ | _ | 0 | 0
_ | _ | _ | 0 | 0
_ | _ | _ | 0 | 0
_ | _ | _ | 0 | 0
_ | _ | _ | 0 | 0
_ | _ | _ | 0 | 0
_ | _ | _ | 0 | 0
_ | _ | _ | 0 | 0
_ | _ | _ | 0 | 0
_ | _ | _ | 0 | 0
_ | _ | _ | 0 | 0
_ | _ | _ | 0 | 0
_ | _ | _ | 0 | 0
_ | _ | _ | 0 | 0
_ | _ | _ | 0 | 0
_ | _ | _ | 0 | 0
_ | _ | _ | 0 | 0
_ | _ | _ | 0 | 0
_ | _ | _ | 0 | 0
_ | _ | _ | 0 | 0
_ | _ | _ | 0 | 0
_ | _ | _ | 0 | 0
_ | _ | _ | 0 | 0
_ | _ | _ | 0 | 0
_ | _ | _ | 0 | 0
_ | _ | _ | 0 | 0
_ | _ | _ | 0 | 0
_ | _ | _ | 0 | 0
_ | _ | _ | 0 | 0
_ | _ | _ | 0 | 0
_ | _ | _ | 0 | 0
_ | _ | _ | 0 | 0
_ | _ | _ | 0 | 0
_ | _ | _ | 0 | 0
_ | _ | _ | 0 | 0
_ | _ | _ | 0 | 0
_ | _ | _ | 0 | 0
_ | _ | _ | 0 | 0
_ | _ | _ | 0 | 0
_ | _ | _ | 0 | 0
_ | _ | _ | 0 | 0
_ | _ | _ | 0 | 0
_ | _ | _ | 0 | 0
_ | _ | _ | 0 | 0
_ | _ | _ | 0 | 0
_ | _ | _ | 0 | 0
_ | _ | _ | 0 | 0
_ | _ | _ | 0 | 0
_ | _ | _ | 0 | 0
_ | _ | _ | 0 | 0
_ | _ | _ | 0 | 0
_ | _ | _ | 0 | 0
_ | _ | _ | 0 | 0
_ | _ | _ | 0 | 0
_ | _ | _ | 0 | 0
_ | _ | _ | 0 | 0
_ | _ | _ | 0 | 0
_ | _ | _ | 0 | 0
_ | _ | _ | 0 | 0
_ | _ | _ | 0 | 0
_ | _ | _ | 0 | 0
_ | _ | _ | 0 | 0
_ | _ | _ | 0 | 0
_ | _ | _ | 0 | 0
_ | _ | _ | 0 | 0
_ | _ | _ | 0 | 0
_ | _ | _ | 0 | 0
_ | _ | _ | 0 | 0
_ | _ | _ | 0 | 0
_ | _ | _ | 0 | 0
_ | _ | _ | 0 | 0
_ | _ | _ | 0 | 0
_ | _ | _ | 0 | 0
_ | _ | _ | 0 | 0
_ | _ | _ | 0 | 0
_ | _ | _ | 0 | 0
_ | _ | _ | 0 | 0
_ | _ | _ | 0 | 0
_ | _ | _ | 0 | 0
_ | _ | _ | 0 | 0
_ | _ | _ | 0 | 0
_ | _ | _ | 0 | 0
_ | _ | _ | 0 | 0
_ | _ | _ | 0 | 0
_ | _ | _ | 0 | 0
_ | _ | _ | 0 | 0
_ | _ | _ | 0 | 0
_ | _ | _ | 0 | 0
_ | _ | _ | 0 | 0
_ | _ | _ | 0 | 0
_ | _ | _ | 0 | 0
_ | _ | _ | 0 | 0
_ | _ | _ | 0 | 0
_ | _ | _ | 0 | 0
_ | _ | _ | 0 | 0
_ | _ | _ | 0 | 0
_ | _ | _ | 0 | 0
_ | _ | _ | 0 | 0
_ | _ | _ | 0 | 0
_ | _ | _ | 0 | 0
_ | _ | _ | 0 | 0
_ | _ | _ | 0 | 0
_ | _ | _ | 0 | 0
_ | _ | _ | 0 | 0
_ | _ | _ | 0 | 0
_ | _ | _ | 0 | 0
_ | _ | _ | 0 | 0
_ | _ | _ | 0 | 0
_ | _ | _ | 0 | 0
_ | _ | _ | 0 | 0
_ | _ | _ | 0 | 0
_ | _ | _ | 0 | 0
_ | _ | _ | 0 | 0
_ | _ | _ | 0 | 0
_ | _ | _ | 0 | 0
_ | _ | _ | 0 | 0
_ | _ | _ | 0 | 0
_ | _ | _ | 0 | 0
_ | _ | _ | 0 | 0
_ | _ | _ | 0 | 0
_ | _ | _ | 0 | 0
_ | _ | _ | 0 | 0
_ | _ | _ | 0 | 0
_ | _ | _ | 0 | 0
_ | _ | _ | 0 | 0
_ | _ | _ | 0 | 0
_ | _ | _ | 0 | 0
_ | _ | _ | 0 | 0
_ | _ | _ | 0 | 0
_ | _ | _ | 0 | 0
_ | _ | _ | 0 | 0
_ | _ | _ | 0 | 0
_ | _ | _ | 0 | 0
_ | _ | _ | 0 | 0
_ | _ | _ | 0 | 0
_ | _ | _ | 0 | 0
_ | _ | _ | 0 | 0
_ | _ | _ | 0 | 0
_ | _ | _ | 0 | 0
_ | _ | _ | 0 | 0
_ | _ | _ | 0 | 0
_ | _ | _ | 0 | 0
_ | _ | _ | 0 | 0
_ | _ | _ | 0 | 0
_ | _ | _ | 0 | 0
_ | _ | _ | 0 | 0
_ | _ | _ | 0 | 0
_ | _ | _ | 0 | 0
_ | _ | _ | 0 | 0
_ | _ | _ | 0 | 0
_ | _ | _ | 0 | 0
_ | _ | _ | 0 | 0
_ | _ | _ | 0 | 0
_ | _ | _ | 0 | 0
_ | _ | _ | 0 | 0
_ | _ | _ | 0 | 0
_ | _ | _ | 0 | 0
_ | _ | _ | 0 | 0
_ | _ | _ | 0 | 0
_ | _ | _ | 0 | 0
_ | _ | _ | 0 | 0
_ | _ | _ | 0 | 0
_ | _ | _ | 0 | 0
_ | _ | _ | 0 | 0
_ | _ | _ | 0 | 0
_ | _ | _ | 0 | 0
_ | _ | _ | 0 | 0
_ | _ | _ | 0 | 0
_ | _ | _ | 0 | 0
_ | _ | _ | 0 | 0
_ | _ | _ | 0 | 0
_ | _ | _ | 0 | 0
_ | _ | _ | 0 | 0
_ | _ | _ | 0 | 0
_ | _ | _ | 0 | 0
_ | _ | _ | 0 | 0
_ | _ | _ | 0 | 0
_ | _ | _ | 0 | 0
_ | _ | _ | 0 | 0
_ | _ | _ | 0 | 0
_ | _ | _ | 0 | 0
_ | _ | _ | 0 | 0
_ | _ | _ | 0 | 0
_ | _ | _ | 0 | 0
_ | _ | _ | 0 | 0
_ | _ | _ | 0 | 0
_ | _ | _ | 0 | 0
_ | _ | _ | 0 | 0
_ | _ | _ | 0 | 0
_ | _ | _ | 0 | 0
_ | _ | _ | 0 | 0
_ | _ | _ | 0 | 0
_ | _ | _ | 0 | 0
_ | _ | _ | 0 | 0
_ | _ | _ | 0 | 0
_ | _ | _ | 0 | 0
_ | _ | _ | 0 | 0
_ | _ | _ | 0 | 0
_ | _ | _ | 0 | 0
_ | _ | _ | 0 | 0
_ | _ | _ | 0 | 0
_ | _ | _ | 0 | 0
_ | _ | _ | 0 | 0
_ | _ | _ | 0 | 0
_ | _ | _ | 0 | 0
_ | _ | _ | 0 | 0
_ | _ | _ | 0 | 0
_ | _ | _ | 0 | 0
_ | _ | _ | 0 | 0
_ | _ | _ | 0 | 0
_ | _ | _ | 0 | 0
_ | _ | _ | 0 | 0
_ | _ | _ | 0 | 0
_ | _ | _ | 0 | 0
_ | _ | _ | 0 | 0
_ | _ | _ | 0 | 0
_ | _ | _ | 0 | 0
_ | _ | _ | 0 | 0
_ | _ | _ | 0 | 0
_ | _ | _ | 0 | 0
_ | _ | _ | 0 | 0
_ | _ | _ | 0 | 0
_ | _ | _ | 0 | 0
_ | _ | _ | 0 | 0
_ | _ | _ | 0 | 0
_ | _ | _ | 0 | 0
_ | _ | _ | 0 | 0
_ | _ | _ | 0 | 0
_ | _ | _ | 0 | 0
_ | _ | _ | 0 | 0
_ | _ | _ | 0 | 0
_ | _ | _ | 0 | 0
_ | _ | _ | 0 | 0
_ | _ | _ | 0 | 0
_ | _ | _ | 0 | 0
_ | _ | _ | 0 | 0
_ | _ | _ | 0 | 0
_ | _ | _ | 0 | 0
_ | _ | _ | 0 | 0
_ | _ | _ | 0 | 0
_ | _ | _ | 0 | 0
_ | _ | _ | 0 | 0
_ | _ | _ | 0 | 0
_ | _ | _ | 0 | 0
_ | _ | _ | 0 | 0
_ | _ | _ | 0 | 0
_ | _ | _ | 0 | 0
_ | _ | _ | 0 | 0
_ | _ | _ | 0 | 0
_ | _ | _ | 0 | 0
_ | _ | _ | 0 | 0
_ | _ | _ | 0 | 0
_ | _ | _ | 0 | 0
_ | _ | _ | 0 | 0
_ | _ | _ | 0 | 0
_ | _ | _ | 0 | 0
_ | _ | _ | 0 | 0
_ | _ | _ | 0 | 0
_ | _ | _ | 0 | 0
_ | _ | _ | 0 | 0
_ | _ | _ | 0 | 0
_ | _ | _ | 0 | 0
_ | _ | _ | 0 | 0
_ | _ | _ | 0 | 0
_ | _ | _ | 0 | 0
_ | _ | _ | 0 | 0
_ | _ | _ | 0 | 0
_ | _ | _ | 0 | 0
_ | _ | _ | 0 | 0
_ | _ | _ | 0 | 0
_ | _ | _ | 0 | 0
_ | _ | _ | 0 | 0
_ | _ | _ | 0 | 0
_ | _ | _ | 0 | 0
_ | _ | _ | 0 | 0
_ | _ | _ | 0 | 0
_ | _ | _ | 0 | 0
_ | _ | _ | 0 | 0
_ | _ | _ | 0 | 0
_ | _ | _ | 0 | 0
_ | _ | _ | 0 | 0
_ | _ | _ | 0 | 0
_ | _ | _ | 0 | 0
_ | _ | _ | 0 | 0
_ | _ | _ | 0 | 0
_ | _ | _ | 0 | 0
_ | _ | _ | 0 | 0
_ | _ | _ | 0 | 0
_ | _ | _ | 0 | 0
_ | _ | _ | 0 | 0
_ | _ | _ | 0 | 0
_ | _ | _ | 0 | 0
_ | _ | _ | 0 | 0
_ | _ | _ | 0 | 0
_ | _ | _ | 0 | 0
_ | _ | _ | 0 | 0
_ | _ | _ | 0 | 0
_ | _ | _ | 0 | 0
_ | _ | _ | 0 | 0
_ | _ | _ | 0 | 0
_ | _ | _ | 0 | 0
_ | _ | _ | 0 | 0
_ | _ | _ | 0 | 0
_ | _ | _ | 0 | 0
_ | _ | _ | 0 | 0
_ | _ | _ | 0 | 0
_ | _ | _ | 0 | 0
_ | _ | _ | 0 | 0
_ | _ | _ | 0 | 0
_ | _ | _ | 0 | 0
_ | _ | _ | 0 | 0
_ | _ | _ | 0 | 0
_ | _ | _ | 0 | 0
_ | _ | _ | 0 | 0
_ | _ | _ | 0 | 0
_ | _ | _ | 0 | 0
_ | _ | _ | 0 | 0
_ | _ | _ | 0 | 0
_ | _ | _ | 0 | 0
_ | _ | _ | 0 | 0
_ | _ | _ | 0 | 0
_ | _ | _ | 0 | 0
_ | _ | _ | 0 | 0
_ | _ | _ | 0 | 0
_ | _ | _ | 0 | 0
_ | _ | _ | 0 | 0
_ | _ | _ | 0 | 0
_ | _ | _ | 0 | 0
_ | _ | _ | 0 | 0
_ | _ | _ | 0 | 0
_ | _ | _ | 0 | 0
_ | _ | _ | 0 | 0
_ | _ | _ | 0 | 0
_ | _ | _ | 0 | 0
_ | _ | _ | 0 | 0
_ | _ | _ | 0 | 0
_ | _ | _ | 0 | 0
_ | _ | _ | 0 | 0
_ | _ | _ | 0 | 0
_ | _ | _ | 0 | 0
_ | _ | _ | 0 | 0
_ | _ | _ | 0 | 0
_ | _ | _ | 0 | 0
_ | _ | _ | 0 | 0
_ | _ | _ | 0 | 0
_ | _ | _ | 0 | 0
_ | _ | _ | 0 | 0
_ | _ | _ | 0 | 0
_ | _ | _ | 0 | 0
_ | _ | _ | 0 | 0
_ | _ | _ | 0 | 0
_ | _ | _ | 0 | 0
_ | _ | _ | 0 | 0
_ | _ | _ | 0 | 0
_ | _ | _ | 0 | 0
_ | _ | _ | 0 | 0
_ | _ | _ | 0 | 0
_ | _ | _ | 0 | 0
_ | _ | _ | 0 | 0
_ | _ | _ | 0 | 0
_ | _ | _ | 0 | 0
_ | _ | _ | 0 | 0
_ | _ | _ | 0 | 0
_ | _ | _ | 0 | 0
_ | _ | _ | 0 | 0
_ | _ | _ | 0 | 0
_ | _ | _ | 0 | 0
_ | _ | _ | 0 | 0
_ | _ | _ | 0 | 0
_ | _ | _ | 0 | 0
_ | _ | _ | 0 | 0
_ | _ | _ | 0 | 0
_ | _ | _ | 0 | 0
_ | _ | _ | 0 | 0
_ | _ | _ | 0 | 0
_ | _ | _ | 0 | 0
_ | _ | _ | 0 | 0
_ | _ | _ | 0 | 0
_ | _ | _ | 0 | 0
_ | _ | _ | 0 | 0
_ | _ | _ | 0 | 0
_ | _ | _ | 0 | 0
_ | _ | _ | 0 | 0
_ | _ | _ | 0 | 0
_ | _ | _ | 0 | 0
_ | _ | _ | 0 | 0
_ | _ | _ | 0 | 0
_ | _ | _ | 0 | 0
_ | _ | _ | 0 | 0
_ | _ | _ | 0 | 0
_ | _ | _ | 0 | 0
_ | _ | _ | 0 | 0
_ | _ | _ | 0 | 0
_ | _ | _ | 0 | 0
_ | _ | _ | 0 | 0
_ | _ | _ | 0 | 0
_ | _ | _ | 0 | 0
_ | _ | _ | 0 | 0
_ | _ | _ | 0 | 0
_ | _ | _ | 0 | 0
_ | _ | _ | 0 | 0
_ | _ | _ | 0 | 0
_ | _ | _ | 0 | 0
_ | _ | _ | 0 | 0
_ | _ | _ | 0 | 0
_ | _ | _ | 0 | 0
_ | _ | _ | 0 | 0
_ | _ | _ | 0 | 0
_ | _ | _ | 0 | 0
_ | _ | _ | 0 | 0
_ | _ | _ | 0 | 0
_ | _ | _ | 0 | 0
_ | _ | _ | 0 | 0
_ | _ | _ | 0 | 0
_ | _ | _ | 0 | 0
_ | _ | _ | 0 | 0
_ | _ | _ | 0 | 0
_ | _ | _ | 0 | 0
_ | _ | _ | 0 | 0
_ | _ | _ | 0 | 0
_ | _ | _ | 0 | 0
_ | _ | _ | 0 | 0
_ | _ | _ | 0 | 0
_ | _ | _ | 0 | 0
_ | _ | _ | 0 | 0
_ | _ | _ | 0 | 0
_ | _ | _ | 0 | 0
_ | _ | _ | 0 | 0
_ | _ | _ | 0 | 0
_ | _ | _ | 0 | 0
_ | _ | _ | 0 | 0
_ | _ | _ | 0 | 0
_ | _ | _ | 0 | 0
_ | _ | _ | 0 | 0
_ | _ | _ | 0 | 0
_ | _ | _ | 0 | 0
_ | _ | _ | 0 | 0
_ | _ | _ | 0 | 0
_ | _ | _ | 0 | 0
_ | _ | _ | 0 | 0
_ | _ | _ | 0 | 0
_ | _ | _ | 0 | 0
_ | _ | _ | 0 | 0
_ | _ | _ | 0 | 0
_ | _ | _ | 0 | 0
_ | _ | _ | 0 | 0
_ | _ | _ | 0 | 0
_ | _ | _ | 0 | 0
_ | _ | _ | 0 | 0
_ | _ | _ | 0 | 0
_ | _ | _ | 0 | 0
_ | _ | _ | 0 | 0
_ | _ | _ | 0 | 0
_ | _ | _ | 0 | 0
_ | _ | _ | 0 | 0
_ | _ | _ | 0 | 0
_ | _ | _ | 0 | 0
_ | _ | _ | 0 | 0
_ | _ | _ | 0 | 0
_ | _ | _ | 0 | 0
_ | _ | _ | 0 | 0
_ | _ | _ | 0 | 0
_ | _ | _ | 0 | 0
_ | _ | _ | 0 | 0
_ | _ | _ | 0 | 0
_ | _ | _ | 0 | 0
_ | _ | _ | 0 | 0
_ | _ | _ | 0 | 0
_ | _ | _ | 0 | 0
_ | _ | _ | 0 | 0
_ | _ | _ | 0 | 0
_ | _ | _ | 0 | 0
_ | _ | _ | 0 | 0
_ | _ | _ | 0 | 0
_ | _ | _ | 0 | 0
_ | _ | _ | 0 | 0
_ | _ | _ | 0 | 0
_ | _ | _ | 0 | 0
_ | _ | _ | 0 | 0
_ | _ | _ | 0 | 0
_ | _ | _ | 0 | 0
_ | _ | _ | 0 | 0
_ | _ | _ | 0 | 0
_ | _ | _ | 0 | 0
_ | _ | _ | 0 | 0
_ | _ | _ | 0 | 0
_ | _ | _ | 0 | 0
_ | _ | _ | 0 | 0
_ | _ | _ | 0 | 0
_ | _ | _ | 0 | 0
_ | _ | _ | 0 | 0
_ | _ | _ | 0 | 0
_ | _ | _ | 0 | 0
_ | _ | _ | 0 | 0
_ | _ | _ | 0 | 0
_ | _ | _ | 0 | 0
_ | _ | _ | 0 | 0
_ | _ | _ | 0 | 0
_ | _ | _ | 0 | 0
_ | _ | _ | 0 | 0
_ | _ | _ | 0 | 0
_ | _ | _ | 0 | 0
_ | _ | _ | 0 | 0
_ | _ | _ | 0 | 0
_ | _ | _ | 0 | 0
_ | _ | _ | 0 | 0
_ | _ | _ | 0 | 0
_ | _ | _ | 0 | 0
_ | _ | _ | 0 | 0
_ | _ | _ | 0 | 0
_ | _ | _ | 0 | 0
_ | _ | _ | 0 | 0
_ | _ | _ | 0 | 0
_ | _ | _ | 0 | 0
_ | _ | _ | 0 | 0
_ | _ | _ | 0 | 0
_ | _ | _ | 0 | 0
_ | _ | _ | 0 | 0
_ | _ | _ | 0 | 0
_ | _ | _ | 0 | 0
_ | _ | _ | 0 | 0
_ | _ | _ | 0 | 0
_ | _ | _ | 0 | 0
_ | _ | _ | 0 | 0
_ | _ | _ | 0 | 0
_ | _ | _ | 0 | 0
_ | _ | _ | 0 | 0
_ | _ | _ | 0 | 0
_ | _ | _ | 0 | 0
_ | _ | _ | 0 | 0
_ | _ | _ | 0 | 0
_ | _ | _ | 0 | 0
_ | _ | _ | 0 | 0
_ | _ | _ | 0 | 0
_ | _ | _ | 0 | 0
_ | _ | _ | 0 | 0
_ | _ | _ | 0 | 0
_ | _ | _ | 0 | 0
_ | _ | _ | 0 | 0
_ | _ | _ | 0 | 0
_ | _ | _ | 0 | 0
_ | _ | _ | 0 | 0
_ | _ | _ | 0 | 0
_ | _ | _ | 0 | 0
_ | _ | _ | 0 | 0
_ | _ | _ | 0 | 0
_ | _ | _ | 0 | 0
_ | _ | _ | 0 | 0
_ | _ | _ | 0 | 0
_ | _ | _ | 0 | 0
_ | _ | _ | 0 | 0
_ | _ | _ | 0 | 0
_ | _ | _ | 0 | 0
_ | _ | _ | 0 | 0
_ | _ | _ | 0 | 0
_ | _ | _ | 0 | 0
_ | _ | _ | 0 | 0
_ | _ | _ | 0 | 0
_ | _ | _ | 0 | 0
_ | _ | _ | 0 | 0
_ | _ | _ | 0 | 0
_ | _ | _ | 0 | 0
_ | _ | _ | 0 | 0
_ | _ | _ | 0 | 0
_ | _ | _ | 0 | 0
_ | _ | _ | 0 | 0
_ | _ | _ | 0 | 0
_ | _ | _ | 0 | 0
_ | _ | _ | 0 | 0
_ | _ | _ | 0 | 0
_ | _ | _ | 0 | 0
_ | _ | _ | 0 | 0
_ | _ | _ | 0 | 0
_ | _ | _ | 0 | 0
_ | _ | _ | 0 | 0
_ | _ | _ | 0 | 0
_ | _ | _ | 0 | 0
_ | _ | _ | 0 | 0
_ | _ | _ | 0 | 0
_ | _ | _ | 0 | 0
_ | _ | _ | 0 | 0
_ | _ | _ | 0 | 0
_ | _ | _ | 0 | 0
_ | _ | _ | 0 | 0
_ | _ | _ | 0 | 0
_ | _ | _ | 0 | 0
_ | _ | _ | 0 | 0
_ | _ | _ | 0 | 0
_ | _ | _ | 0 | 0
_ | _ | _ | 0 | 0
_ | _ | _ | 0 | 0
_ | _ | _ | 0 | 0
_ | _ | _ | 0 | 0
_ | _ | _ | 0 | 0
_ | _ | _ | 0 | 0
_ | _ | _ | 0 | 0
_ | _ | _ | 0 | 0
_ | _ | _ | 0 | 0
_ | _ | _ | 0 | 0
_ | _ | _ | 0 | 0
_ | _ | _ | 0 | 0
_ | _ | _ | 0 | 0
_ | _ | _ | 0 | 0
_ | _ | _ | 0 | 0
_ | _ | _ | 0 | 0
_ | _ | _ | 0 | 0
_ | _ | _ | 0 | 0
_ | _ | _ | 0 | 0
_ | _ | _ | 0 | 0
_ | _ | _ | 0 | 0
_ | _ | _ | 0 | 0
_ | _ | _ | 0 | 0
_ | _ | _ | 0 | 0
_ | _ | _ | 0 | 0
_ | _ | _ | 0 | 0
_ | _ | _ | 0 | 0
_ | _ | _ | 0 | 0
_ | _ | _ | 0 | 0
_ | _ | _ | 0 | 0
_ | _ | _ | 0 | 0
_ | _ | _ | 0 | 0
_ | _ | _ | 0 | 0
_ | _ | _ | 0 | 0
_ | _ | _ | 0 | 0
_ | _ | _ | 0 | 0
_ | _ | _ | 0 | 0
_ | _ | _ | 0 | 0
_ | _ | _ | 0 | 0
_ | _ | _ | 0 | 0
_ | _ | _ | 0 | 0
_ | _ | _ | 0 | 0
_ | _ | _ | 0 | 0
_ | _ | _ | 0 | 0
_ | _ | _ | 0 | 0
_ | _ | _ | 0 | 0
_ | _ | _ | 0 | 0
_ | _ | _ | 0 | 0
_ | _ | _ | 0 | 0
_ | _ | _ | 0 | 0
_ | _ | _ | 0 | 0
_ | _ | _ | 0 | 0
_ | _ | _ | 0 | 0
_ | _ | _ | 0 | 0
_ | _ | _ | 0 | 0
_ | _ | _ | 0 | 0
_ | _ | _ | 0 | 0
_ | _ | _ | 0 | 0
_ | _ | _ | 0 | 0
_ | _ | _ | 0 | 0
_ | _ | _ | 0 | 0
_ | _ | _ | 0 | 0
_ | _ | _ | 0 | 0
_ | _ | _ | 0 | 0
_ | _ | _ | 0 | 0
_ | _ | _ | 0 | 0
_ | _ | _ | 0 | 0
_ | _ | _ | 0 | 0
_ | _ | _ | 0 | 0
_ | _ | _ | 0 | 0
_ | _ | _ | 0 | 0
_ | _ | _ | 0 | 0
_ | _ | _ | 0 | 0
_ | _ | _ | 0 | 0
_ | _ | _ | 0 | 0
_ | _ | _ | 0 | 0
_ | _ | _ | 0 | 0
_ | _ | _ | 0 | 0
_ | _ | _ | 0 | 0
_ | _ | _ | 0 | 0
_ | _ | _ | 0 | 0
_ | _ | _ | 0 | 0
_ | _ | _ | 0 | 0
_ | _ | _ | 0 | 0
_ | _ | _ | 0 | 0
_ | _ | _ | 0 | 0
_ | _ | _ | 0 | 0
_ | _ | _ | 0 | 0
_ | _ | _ | 0 | 0
_ | _ | _ | 0 | 0
_ | _ | _ | 0 | 0
_ | _ | _ | 0 | 0
_ | _ | _ | 0 | 0
_ | _ | _ | 0 | 0
_ | _ | _ | 0 | 0
_ | _ | _ | 0 | 0
_ | _ | _ | 0 | 0
_ | _ | _ | 0 | 0
_ | _ | _ | 0 | 0
_ | _ | _ | 0 | 0
_ | _ | _ | 0 | 0
_ | _ | _ | 0 | 0
_ | _ | _ | 0 | 0
_ | _ | _ | 0 | 0
_ | _ | _ | 0 | 0
_ | _ | _ | 0 | 0
_ | _ | _ | 0 | 0
_ | _ | _ | 0 | 0
_ | _ | _ | 0 | 0
_ | _ | _ | 0 | 0
_ | _ | _ | 0 | 0
_ | _ | _ | 0 | 0
_ | _ | _ | 0 | 0
_ | _ | _ | 0 | 0
_ | _ | _ | 0 | 0
_ | _ | _ | 0 | 0
_ | _ | _ | 0 | 0
_ | _ | _ | 0 | 0
_ | _ | _ | 0 | 0
_ | _ | _ | 0 | 0
_ | _ | _ | 0 | 0
_ | _ | _ | 0 | 0
_ | _ | _ | 0 | 0
_ | _ | _ | 0 | 0
_ | _ | _ | 0 | 0
_ | _ | _ | 0 | 0
_ | _ | _ | 0 | 0
_ | _ | _ | 0 | 0
_ | _ | _ | 0 | 0
_ | _ | _ | 0 | 0
_ | _ | _ | 0 | 0
_ | _ | _ | 0 | 0
_ | _ | _ | 0 | 0
_ | _ | _ | 0 | 0
_ | _ | _ | 0 | 0
_ | _ | _ | 0 | 0
_ | _ | _ | 0 | 0
_ | _ | _ | 0 | 0
_ | _ | _ | 0 | 0
_ | _ | _ | 0 | 0
_ | _ | _ | 0 | 0
_ | _ | _ | 0 | 0
_ | _ | _ | 0 | 0
_ | _ | _ | 0 | 0
_ | _ | _ | 0 | 0
_ | _ | _ | 0 | 0
_ | _ | _ | 0 | 0
_ | _ | _ | 0 | 0
_ | _ | _ | 0 | 0
_ | _ | _ | 0 | 0
_ | _ | _ | 0 | 0
_ | _ | _ | 0 | 0
_ | _ | _ | 0 | 0
_ | _ | _ | 0 | 0
_ | _ | _ | 0 | 0
_ | _ | _ | 0 | 0
_ | _ | _ | 0 | 0
_ | _ | _ | 0 | 0
_ | _ | _ | 0 | 0
_ | _ | _ | 0 | 0
_ | _ | _ | 0 | 0
_ | _ | _ | 0 | 0
_ | _ | _ | 0 | 0
_ | _ | _ | 0 | 0
_ | _ | _ | 0 | 0
_ | _ | _ | 0 | 0
_ | _ | _ | 0 | 0
_ | _ | _ | 0 | 0
_ | _ | _ | 0 | 0
_ | _ | _ | 0 | 0
_ | _ | _ | 0 | 0
_ | _ | _ | 0 | 0
_ | _ | _ | 0 | 0
_ | _ | _ | 0 | 0
_ | _ | _ | 0 | 0
_ | _ | _ | 0 | 0
_ | _ | _ | 0 | 0
_ | _ | _ | 0 | 0
_ | _ | _ | 0 | 0
_ | _ | _ | 0 | 0
_ | _ | _ | 0 | 0
_ | _ | _ | 0 | 0
_ | _ | _ | 0 | 0
_ | _ | _ | 0 | 0
_ | _ | _ | 0 | 0
_ | _ | _ | 0 | 0
_ | _ | _ | 0 | 0
_ | _ | _ | 0 | 0
_ | _ | _ | 0 | 0
_ | _ | _ | 0 | 0
_ | _ | _ | 0 | 0
_ | _ | _ | 0 | 0
_ | _ | _ | 0 | 0
_ | _ | _ | 0 | 0
_ | _ | _ | 0 | 0
_ | _ | _ | 0 | 0
_ | _ | _ | 0 | 0
_ | _ | _ | 0 | 0
_ | _ | _ | 0 | 0
_ | _ | _ | 0 | 0
_ | _ | _ | 0 | 0
_ | _ | _ | 0 | 0
_ | _ | _ | 0 | 0
_ | _ | _ | 0 | 0
_ | _ | _ | 0 | 0
_ | _ | _ | 0 | 0
_ | _ | _ | 0 | 0
_ | _ | _ | 0 | 0
_ | _ | _ | 0 | 0
_ | _ | _ | 0 | 0
_ | _ | _ | 0 | 0
_ | _ | _ | 0 | 0
_ | _ | _ | 0 | 0
_ | _ | _ | 0 | 0
_ | _ | _ | 0 | 0
_ | _ | _ | 0 | 0
_ | _ | _ | 0 | 0
_ | _ | _ | 0 | 0
_ | _ | _ | 0 | 0
_ | _ | _ | 0 | 0
_ | _ | _ | 0 | 0
_ | _ | _ | 0 | 0
_ | _ | _ | 0 | 0
_ | _ | _ | 0 | 0
_ | _ | _ | 0 | 0
_ | _ | _ | 0 | 0
_ | _ | _ | 0 | 0
_ | _ | _ | 0 | 0
_ | _ | _ | 0 | 0
_ | _ | _ | 0 | 0
_ | _ | _ | 0 | 0
_ | _ | _ | 0 | 0
_ | _ | _ | 0 | 0
_ | _ | _ | 0 | 0
_ | _ | _ | 0 | 0
_ | _ | _ | 0 | 0
_ | _ | _ | 0 | 0
_ | _ | _ | 0 | 0
_ | _ | _ | 0 | 0
_ | _ | _ | 0 | 0
_ | _ | _ | 0 | 0
_ | _ | _ | 0 | 0
_ | _ | _ | 0 | 0
_ | _ | _ | 0 | 0
_ | _ | _ | 0 | 0
_ | _ | _ | 0 | 0
_ | _ | _ | 0 | 0
_ | _ | _ | 0 | 0
_ | _ | _ | 0 | 0
_ | _ | _ | 0 | 0
_ | _ | _ | 0 | 0
_ | _ | _ | 0 | 0
_ | _ | _ | 0 | 0
_ | _ | _ | 0 | 0
_ | _ | _ | 0 | 0
_ | _ | _ | 0 | 0
_ | _ | _ | 0 | 0
_ | _ | _ | 0 | 0
_ | _ | _ | 0 | 0
_ | _ | _ | 0 | 0
_ | _ | _ | 0 | 0
_ | _ | _ | 0 | 0
_ | _ | _ | 0 | 0
_ | _ | _ | 0 | 0
_ | _ | _ | 0 | 0
_ | _ | _ | 0 | 0
_ | _ | _ | 0 | 0
_ | _ | _ | 0 | 0
_ | _ | _ | 0 | 0
_ | _ | _ | 0 | 0
_ | _ | _ | 0 | 0
_ | _ | _ | 0 | 0
_ | _ | _ | 0 | 0
_ | _ | _ | 0 | 0
_ | _ | _ | 0 | 0
_ | _ | _ | 0 | 0
_ | _ | _ | 0 | 0
_ | _ | _ | 0 | 0
_ | _ | _ | 0 | 0
_ | _ | _ | 0 | 0
_ | _ | _ | 0 | 0
_ | _ | _ | 0 | 0
_ | _ | _ | 0 | 0
_ | _ | _ | 0 | 0
_ | _ | _ | 0 | 0
_ | _ | _ | 0 | 0
_ | _ | _ | 0 | 0
_ | _ | _ | 0 | 0
_ | _ | _ | 0 | 0
_ | _ | _ | 0 | 0
_ | _ | _ | 0 | 0
_ | _ | _ | 0 | 0
_ | _ | _ | 0 | 0
_ | _ | _ | 0 | 0
_ | _ | _ | 0 | 0
_ | _ | _ | 0 | 0
_ | _ | _ | 0 | 0
_ | _ | _ | 0 | 0
_ | _ | _ | 0 | 0
_ | _ | _ | 0 | 0
_ | _ | _ | 0 | 0
_ | _ | _ | 0 | 0
_ | _ | _ | 0 | 0
_ | _ | _ | 0 | 0
_ | _ | _ | 0 | 0
_ | _ | _ | 0 | 0
_ | _ | _ | 0 | 0
_ | _ | _ | 0 | 0
_ | _ | _ | 0 | 0
_ | _ | _ | 0 | 0
_ | _ | _ | 0 | 0
_ | _ | _ | 0 | 0
_ | _ | _ | 0 | 0
_ | _ | _ | 0 | 0
_ | _ | _ | 0 | 0
_ | _ | _ | 0 | 0
_ | _ | _ | 0 | 0
_ | _ | _ | 0 | 0
_ | _ | _ | 0 | 0
_ | _ | _ | 0 | 0
_ | _ | _ | 0 | 0
_ | _ | _ | 0 | 0
_ | _ | _ | 0 | 0
_ | _ | _ | 0 | 0
_ | _ | _ | 0 | 0
_ | _ | _ | 0 | 0
_ | _ | _ | 0 | 0
_ | _ | _ | 0 | 0
_ | _ | _ | 0 | 0
_ | _ | _ | 0 | 0
_ | _ | _ | 0 | 0
_ | _ | _ | 0 | 0
_ | _ | _ | 0 | 0
_ | _ | _ | 0 | 0
_ | _ | _ | 0 | 0
_ | _ | _ | 0 | 0
_ | _ | _ | 0 | 0
_ | _ | _ | 0 | 0
_ | _ | _ | 0 | 0
_ | _ | _ | 0 | 0
_ | _ | _ | 0 | 0
_ | _ | _ | 0 | 0
_ | _ | _ | 0 | 0
_ | _ | _ | 0 | 0
_ | _ | _ | 0 | 0
_ | _ | _ | 0 | 0
_ | _ | _ | 0 | 0
_ | _ | _ | 0 | 0
_ | _ | _ | 0 | 0
_ | _ | _ | 0 | 0
_ | _ | _ | 0 | 0
_ | _ | _ | 0 | 0
_ | _ | _ | 0 | 0
_ | _ | _ | 0 | 0
_ | _ | _ | 0 | 0
_ | _ | _ | 0 | 0
_ | _ | _ | 0 | 0
_ | _ | _ | 0 | 0
_ | _ | _ | 0 | 0
_ | _ | _ | 0 | 0
_ | _ | _ | 0 | 0
_ | _ | _ | 0 | 0
_ | _ | _ | 0 | 0
_ | _ | _ | 0 | 0
_ | _ | _ | 0 | 0
_ | _ | _ | 0 | 0
_ | _ | _ | 0 | 0
_ | _ | _ | 0 | 0
_ | _ | _ | 0 | 0
_ | _ | _ | 0 | 0
_ | _ | _ | 0 | 0
_ | _ | _ | 0 | 0
_ | _ | _ | 0 | 0
_ | _ | _ | 0 | 0
_ | _ | _ | 0 | 0
_ | _ | _ | 0 | 0
_ | _ | _ | 0 | 0
_ | _ | _ | 0 | 0
_ | _ | _ | 0 | 0
_ | _ | _ | 0 | 0
_ | _ | _ | 0 | 0
_ | _ | _ | 0 | 0
_ | _ | _ | 0 | 0
_ | _ | _ | 0 | 0
_ | _ | _ | 0 | 0
_ | _ | _ | 0 | 0
_ | _ | _ | 0 | 0
_ | _ | _ | 0 | 0
_ | _ | _ | 0 | 0
_ | _ | _ | 0 | 0
_ | _ | _ | 0 | 0
_ | _ | _ | 0 | 0
_ | _ | _ | 0 | 0
_ | _ | _ | 0 | 0
_ | _ | _ | 0 | 0
_ | _ | _ | 0 | 0
_ | _ | _ | 0 | 0
_ | _ | _ | 0 | 0
_ | _ | _ | 0 | 0
_ | _ | _ | 0 | 0
_ | _ | _ | 0 | 0
_ | _ | _ | 0 | 0
_ | _ | _ | 0 | 0
_ | _ | _ | 0 | 0
_ | _ | _ | 0 | 0
_ | _ | _ | 0 | 0
_ | _ | _ | 0 | 0
_ | _ | _ | 0 | 0
_ | _ | _ | 0 | 0
_ | _ | _ | 0 | 0
_ | _ | _ | 0 | 0
_ | _ | _ | 0 | 0
_ | _ | _ | 0 | 0
_ | _ | _ | 0 | 0
_ | _ | _ | 0 | 0
_ | _ | _ | 0 | 0
_ | _ | _ | 0 | 0
_ | _ | _ | 0 | 0
_ | _ | _ | 0 | 0
_ | _ | _ | 0 | 0
_ | _ | _ | 0 | 0
_ | _ | _ | 0 | 0
_ | _ | _ | 0 | 0
_ | _ | _ | 0 | 0
_ | _ | _ | 0 | 0
_ | _ | _ | 0 | 0
_ | _ | _ | 0 | 0
_ | _ | _ | 0 | 0
_ | _ | _ | 0 | 0
_ | _ | _ | 0 | 0
_ | _ | _ | 0 | 0
_ | _ | _ | 0 | 0
_ | _ | _ | 0 | 0
_ | _ | _ | 0 | 0
_ | _ | _ | 0 | 0
_ | _ | _ | 0 | 0
_ | _ | _ | 0 | 0
_ | _ | _ | 0 | 0
_ | _ | _ | 0 | 0
_ | _ | _ | 0 | 0
_ | _ | _ | 0 | 0
_ | _ | _ | 0 | 0
_ | _ | _ | 0 | 0
_ | _ | _ | 0 | 0
_ | _ | _ | 0 | 0
_ | _ | _ | 0 | 0
_ | _ | _ | 0 | 0
_ | _ | _ | 0 | 0
_ | _ | _ | 0 | 0
_ | _ | _ | 0 | 0
_ | _ | _ | 0 | 0
_ | _ | _ | 0 | 0
_ | _ | _ | 0 | 0
_ | _ | _ | 0 | 0
_ | _ | _ | 0 | 0
_ | _ | _ | 0 | 0
_ | _ | _ | 0 | 0
_ | _ | _ | 0 | 0
_ | _ | _ | 0 | 0
_ | _ | _ | 0 | 0
_ | _ | _ | 0 | 0
_ | _ | _ | 0 | 0
_ | _ | _ | 0 | 0
_ | _ | _ | 0 | 0
_ | _ | _ | 0 | 0
_ | _ | _ | 0 | 0
_ | _ | _ | 0 | 0
_ | _ | _ | 0 | 0
_ | _ | _ | 0 | 0
_ | _ | _ | 0 | 0
_ | _ | _ | 0 | 0
_ | _ | _ | 0 | 0
_ | _ | _ | 0 | 0
_ | _ | _ | 0 | 0
_ | _ | _ | 0 | 0
_ | _ | _ | 0 | 0
_ | _ | _ | 0 | 0
_ | _ | _ | 0 | 0
_ | _ | _ | 0 | 0
_ | _ | _ | 0 | 0
_ | _ | _ | 0 | 0
_ | _ | _ | 0 | 0
_ | _ | _ | 0 | 0
_ | _ | _ | 0 | 0
_ | _ | _ | 0 | 0
_ | _ | _ | 0 | 0
_ | _ | _ | 0 | 0
_ | _ | _ | 0 | 0
_ | _ | _ | 0 | 0
_ | _ | _ | 0 | 0
_ | _ | _ | 0 | 0
_ | _ | _ | 0 | 0
_ | _ | _ | 0 | 0
_ | _ | _ | 0 | 0
_ | _ | _ | 0 | 0
_ | _ | _ | 0 | 0
_ | _ | _ | 0 | 0
_ | _ | _ | 0 | 0
_ | _ | _ | 0 | 0
_ | _ | _ | 0 | 0
_ | _ | _ | 0 | 0
_ | _ | _ | 0 | 0
_ | _ | _ | 0 | 0
_ | _ | _ | 0 | 0
_ | _ | _ | 0 | 0
_ | _ | _ | 0 | 0
_ | _ | _ | 0 | 0
_ | _ | _ | 0 | 0
_ | _ | _ | 0 | 0
_ | _ | _ | 0 | 0
_ | _ | _ | 0 | 0
_ | _ | _ | 0 | 0
_ | _ | _ | 0 | 0
_ | _ | _ | 0 | 0
_ | _ | _ | 0 | 0
_ | _ | _ | 0 | 0
_ | _ | _ | 0 | 0
_ | _ | _ | 0 | 0
_ | _ | _ | 0 | 0
_ | _ | _ | 0 | 0
_ | _ | _ | 0 | 0
_ | _ | _ | 0 | 0
_ | _ | _ | 0 | 0
_ | _ | _ | 0 | 0
_ | _ | _ | 0 | 0
_ | _ | _ | 0 | 0
_ | _ | _ | 0 | 0
_ | _ | _ | 0 | 0
_ | _ | _ | 0 | 0
_ | _ | _ | 0 | 0
_ | _ | _ | 0 | 0
_ | _ | _ | 0 | 0
_ | _ | _ | 0 | 0
_ | _ | _ | 0 | 0
_ | _ | _ | 0 | 0
_ | _ | _ | 0 | 0
_ | _ | _ | 0 | 0
_ | _ | _ | 0 | 0
_ | _ | _ | 0 | 0
_ | _ | _ | 0 | 0
_ | _ | _ | 0 | 0
_ | _ | _ | 0 | 0
_ | _ | _ | 0 | 0
_ | _ | _ | 0 | 0
_ | _ | _ | 0 | 0
_ | _ | _ | 0 | 0
_ | _ | _ | 0 | 0
_ | _ | _ | 0 | 0
_ | _ | _ | 0 | 0
_ | _ | _ | 0 | 0
_ | _ | _ | 0 | 0
_ | _ | _ | 0 | 0
_ | _ | _ | 0 | 0
_ | _ | _ | 0 | 0
_ | _ | _ | 0 | 0
_ | _ | _ | 0 | 0
_ | _ | _ | 0 | 0
_ | _ | _ | 0 | 0
_ | _ | _ | 0 | 0
_ | _ | _ | 0 | 0
_ | _ | _ | 0 | 0
_ | _ | _ | 0 | 0
_ | _ | _ | 0 | 0
_ | _ | _ | 0 | 0
_ | _ | _ | 0 | 0
_ | _ | _ | 0 | 0
_ | _ | _ | 0 | 0
_ | _ | _ | 0 | 0
_ | _ | _ | 0 | 0
_ | _ | _ | 0 | 0
_ | _ | _ | 0 | 0
_ | _ | _ | 0 | 0
_ | _ | _ | 0 | 0
_ | _ | _ | 0 | 0
_ | _ | _ | 0 | 0
_ | _ | _ | 0 | 0
_ | _ | _ | 0 | 0
_ | _ | _ | 0 | 0
_ | _ | _ | 0 | 0
_ | _ | _ | 0 | 0
_ | _ | _ | 0 | 0
_ | _ | _ | 0 | 0
_ | _ | _ | 0 | 0
_ | _ | _ | 0 | 0
_ | _ | _ | 0 | 0
_ | _ | _ | 0 | 0
_ | _ | _ | 0 | 0
_ | _ | _ | 0 | 0
_ | _ | _ | 0 | 0
_ | _ | _ | 0 | 0
_ | _ | _ | 0 | 0
_ | _ | _ | 0 | 0
_ | _ | _ | 0 | 0
_ | _ | _ | 0 | 0
_ | _ | _ | 0 | 0
_ | _ | _ | 0 | 0
_ | _ | _ | 0 | 0
_ | _ | _ | 0 | 0
_ | _ | _ | 0 | 0
_ | _ | _ | 0 | 0
_ | _ | _ | 0 | 0
_ | _ | _ | 0 | 0
_ | _ | _ | 0 | 0
_ | _ | _ | 0 | 0
_ | _ | _ | 0 | 0
_ | _ | _ | 0 | 0
_ | _ | _ | 0 | 0
_ | _ | _ | 0 | 0
_ | _ | _ | 0 | 0
_ | _ | _ | 0 | 0
_ | _ | _ | 0 | 0
_ | _ | _ | 0 | 0
_ | _ | _ | 0 | 0
_ | _ | _ | 0 | 0
_ | _ | _ | 0 | 0
_ | _ | _ | 0 | 0
_ | _ | _ | 0 | 0
_ | _ | _ | 0 | 0
_ | _ | _ | 0 | 0
_ | _ | _ | 0 | 0
_ | _ | _ | 0 | 0
_ | _ | _ | 0 | 0
_ | _ | _ | 0 | 0
_ | _ | _ | 0 | 0
_ | _ | _ | 0 | 0
_ | _ | _ | 0 | 0
_ | _ | _ | 0 | 0
_ | _ | _ | 0 | 0
_ | _ | _ | 0 | 0
_ | _ | _ | 0 | 0
_ | _ | _ | 0 | 0
_ | _ | _ | 0 | 0
_ | _ | _ | 0 | 0
_ | _ | _ | 0 | 0
_ | _ | _ | 0 | 0
_ | _ | _ | 0 | 0
_ | _ | _ | 0 | 0
_ | _ | _ | 0 | 0
_ | _ | _ | 0 | 0
_ | _ | _ | 0 | 0
_ | _ | _ | 0 | 0
_ | _ | _ | 0 | 0
_ | _ | _ | 0 | 0
_ | _ | _ | 0 | 0
_ | _ | _ | 0 | 0
_ | _ | _ | 0 | 0
_ | _ | _ | 0 | 0
_ | _ | _ | 0 | 0
_ | _ | _ | 0 | 0
_ | _ | _ | 0 | 0
_ | _ | _ | 0 | 0
_ | _ | _ | 0 | 0
_ | _ | _ | 0 | 0
_ | _ | _ | 0 | 0
_ | _ | _ | 0 | 0
_ | _ | _ | 0 | 0
_ | _ | _ | 0 | 0
_ | _ | _ | 0 | 0
_ | _ | _ | 0 | 0
_ | _ | _ | 0 | 0
_ | _ | _ | 0 | 0
_ | _ | _ | 0 | 0
_ | _ | _ | 0 | 0
_ | _ | _ | 0 | 0
_ | _ | _ | 0 | 0
_ | _ | _ | 0 | 0
_ | _ | _ | 0 | 0
_ | _ | _ | 0 | 0
_ | _ | _ | 0 | 0
_ | _ | _ | 0 | 0
_ | _ | _ | 0 | 0
_ | _ | _ | 0 | 0
_ | _ | _ | 0 | 0
_ | _ | _ | 0 | 0
_ | _ | _ | 0 | 0
_ | _ | _ | 0 | 0
_ | _ | _ | 0 | 0
_ | _ | _ | 0 | 0
_ | _ | _ | 0 | 0
_ | _ | _ | 0 | 0
_ | _ | _ | 0 | 0
_ | _ | _ | 0 | 0
_ | _ | _ | 0 | 0
_ | _ | _ | 0 | 0
_ | _ | _ | 0 | 0
_ | _ | _ | 0 | 0
_ | _ | _ | 0 | 0
_ | _ | _ | 0 | 0
_ | _ | _ | 0 | 0
_ | _ | _ | 0 | 0
_ | _ | _ | 0 | 0
_ | _ | _ | 0 | 0
_ | _ | _ | 0 | 0
_ | _ | _ | 0 | 0
_ | _ | _ | 0 | 0
_ | _ | _ | 0 | 0
_ | _ | _ | 0 | 0
_ | _ | _ | 0 | 0
_ | _ | _ | 0 | 0
_ | _ | _ | 0 | 0
_ | _ | _ | 0 | 0
_ | _ | _ | 0 | 0
_ | _ | _ | 0 | 0
_ | _ | _ | 0 | 0
_ | _ | _ | 0 | 0
_ | _ | _ | 0 | 0
_ | _ | _ | 0 | 0
_ | _ | _ | 0 | 0
_ | _ | _ | 0 | 0
_ | _ | _ | 0 | 0
_ | _ | _ | 0 | 0
_ | _ | _ | 0 | 0
_ | _ | _ | 0 | 0
_ | _ | _ | 0 | 0
_ | _ | _ | 0 | 0
_ | _ | _ | 0 | 0
_ | _ | _ | 0 | 0
_ | _ | _ | 0 | 0
_ | _ | _ | 0 | 0
_ | _ | _ | 0 | 0
_ | _ | _ | 0 | 0
_ | _ | _ | 0 | 0
_ | _ | _ | 0 | 0
_ | _ | _ | 0 | 0
_ | _ | _ | 0 | 0
_ | _ | _ | 0 | 0
_ | _ | _ | 0 | 0
_ | _ | _ | 0 | 0
_ | _ | _ | 0 | 0
_ | _ | _ | 0 | 0
_ | _ | _ | 0 | 0
_ | _ | _ | 0 | 0
_ | _ | _ | 0 | 0
_ | _ | _ | 0 | 0
_ | _ | _ | 0 | 0
_ | _ | _ | 0 | 0
_ | _ | _ | 0 | 0
_ | _ | _ | 0 | 0
_ | _ | _ | 0 | 0
_ | _ | _ | 0 | 0
_ | _ | _ | 0 | 0
_ | _ | _ | 0 | 0
_ | _ | _ | 0 | 0
_ | _ | _ | 0 | 0
_ | _ | _ | 0 | 0
_ | _ | _ | 0 | 0
_ | _ | _ | 0 | 0
_ | _ | _ | 0 | 0
_ | _ | _ | 0 | 0
_ | _ | _ | 0 | 0
_ | _ | _ | 0 | 0
_ | _ | _ | 0 | 0
_ | _ | _ | 0 | 0
_ | _ | _ | 0 | 0
_ | _ | _ | 0 | 0
_ | _ | _ | 0 | 0
_ | _ | _ | 0 | 0
_ | _ | _ | 0 | 0
_ | _ | _ | 0 | 0
_ | _ | _ | 0 | 0
_ | _ | _ | 0 | 0
_ | _ | _ | 0 | 0
_ | _ | _ | 0 | 0
_ | _ | _ | 0 | 0
_ | _ | _ | 0 | 0
_ | _ | _ | 0 | 0
_ | _ | _ | 0 | 0
_ | _ | _ | 0 | 0
_ | _ | _ | 0 | 0
_ | _ | _ | 0 | 0
_ | _ | _ | 0 | 0
_ | _ | _ | 0 | 0
_ | _ | _ | 0 | 0
_ | _ | _ | 0 | 0
_ | _ | _ | 0 | 0
_ | _ | _ | 0 | 0
_ | _ | _ | 0 | 0
_ | _ | _ | 0 | 0
_ | _ | _ | 0 | 0
_ | _ | _ | 0 | 0
_ | _ | _ | 0 | 0
_ | _ | _ | 0 | 0
_ | _ | _ | 0 | 0
_ | _ | _ | 0 | 0
_ | _ | _ | 0 | 0
_ | _ | _ | 0 | 0
_ | _ | _ | 0 | 0
_ | _ | _ | 0 | 0
_ | _ | _ | 0 | 0
_ | _ | _ | 0 | 0
_ | _ | _ | 0 | 0
_ | _ | _ | 0 | 0
_ | _ | _ | 0 | 0
_ | _ | _ | 0 | 0
_ | _ | _ | 0 | 0
_ | _ | _ | 0 | 0
_ | _ | _ | 0 | 0
_ | _ | _ | 0 | 0
_ | _ | _ | 0 | 0
_ | _ | _ | 0 | 0
_ | _ | _ | 0 | 0
_ | _ | _ | 0 | 0
_ | _ | _ | 0 | 0
_ | _ | _ | 0 | 0
_ | _ | _ | 0 | 0
_ | _ | _ | 0 | 0
_ | _ | _ | 0 | 0
_ | _ | _ | 0 | 0
_ | _ | _ | 0 | 0
_ | _ | _ | 0 | 0
_ | _ | _ | 0 | 0
_ | _ | _ | 0 | 0
_ | _ | _ | 0 | 0
_ | _ | _ | 0 | 0
_ | _ | _ | 0 | 0
_ | _ | _ | 0 | 0
_ | _ | _ | 0 | 0
_ | _ | _ | 0 | 0
_ | _ | _ | 0 | 0
_ | _ | _ | 0 | 0
_ | _ | _ | 0 | 0
_ | _ | _ | 0 | 0
_ | _ | _ | 0 | 0
_ | _ | _ | 0 | 0
_ | _ | _ | 0 | 0
_ | _ | _ | 0 | 0
_ | _ | _ | 0 | 0
_ | _ | _ | 0 | 0
_ | _ | _ | 0 | 0
_ | _ | _ | 0 | 0
_ | _ | _ | 0 | 0
_ | _ | _ | 0 | 0
_ | _ | _ | 0 | 0
_ | _ | _ | 0 | 0
_ | _ | _ | 0 | 0
_ | _ | _ | 0 | 0
_ | _ | _ | 0 | 0
_ | _ | _ | 0 | 0
_ | _ | _ | 0 | 0
_ | _ | _ | 0 | 0
_ | _ | _ | 0 | 0
_ | _ | _ | 0 | 0
_ | _ | _ | 0 | 0
_ | _ | _ | 0 | 0
_ | _ | _ | 0 | 0
_ | _ | _ | 0 | 0
_ | _ | _ | 0 | 0
_ | _ | _ | 0 | 0
_ | _ | _ | 0 | 0
_ | _ | _ | 0 | 0
_ | _ | _ | 0 | 0
_ | _ | _ | 0 | 0
_ | _ | _ | 0 | 0
_ | _ | _ | 0 | 0
_ | _ | _ | 0 | 0
_ | _ | _ | 0 | 0
_ | _ | _ | 0 | 0
_ | _ | _ | 0 | 0
_ | _ | _ | 0 | 0
_ | _ | _ | 0 | 0
_ | _ | _ | 0 | 0
_ | _ | _ | 0 | 0
_ | _ | _ | 0 | 0
_ | _ | _ | 0 | 0
_ | _ | _ | 0 | 0
_ | _ | _ | 0 | 0
_ | _ | _ | 0 | 0
_ | _ | _ | 0 | 0
_ | _ | _ | 0 | 0
_ | _ | _ | 0 | 0
_ | _ | _ | 0 | 0
_ | _ | _ | 0 | 0
_ | _ | _ | 0 | 0
_ | _ | _ | 0 | 0
_ | _ | _ | 0 | 0
_ | _ | _ | 0 | 0
_ | _ | _ | 0 | 0
_ | _ | _ | 0 | 0
_ | _ | _ | 0 | 0
_ | _ | _ | 0 | 0
_ | _ | _ | 0 | 0
_ | _ | _ | 0 | 0
_ | _ | _ | 0 | 0
_ | _ | _ | 0 | 0
_ | _ | _ | 0 | 0
_ | _ | _ | 0 | 0
_ | _ | _ | 0 | 0
_ | _ | _ | 0 | 0
_ | _ | _ | 0 | 0
_ | _ | _ | 0 | 0
_ | _ | _ | 0 | 0
_ | _ | _ | 0 | 0
_ | _ | _ | 0 | 0
_ | _ | _ | 0 | 0
_ | _ | _ | 0 | 0
_ | _ | _ | 0 | 0
_ | _ | _ | 0 | 0
_ | _ | _ | 0 | 0
_ | _ | _ | 0 | 0
_ | _ | _ | 0 | 0
_ | _ | _ | 0 | 0
_ | _ | _ | 0 | 0
_ | _ | _ | 0 | 0
_ | _ | _ | 0 | 0
_ | _ | _ | 0 | 0
_ | _ | _ | 0 | 0
_ | _ | _ | 0 | 0
_ | _ | _ | 0 | 0
_ | _ | _ | 0 | 0
_ | _ | _ | 0 | 0
_ | _ | _ | 0 | 0
_ | _ | _ | 0 | 0
_ | _ | _ | 0 | 0
_ | _ | _ | 0 | 0
_ | _ | _ | 0 | 0
_ | _ | _ | 0 | 0
_ | _ | _ | 0 | 0
_ | _ | _ | 0 | 0
_ | _ | _ | 0 | 0
_ | _ | _ | 0 | 0
_ | _ | _ | 0 | 0
_ | _ | _ | 0 | 0
_ | _ | _ | 0 | 0
_ | _ | _ | 0 | 0
_ | _ | _ | 0 | 0
_ | _ | _ | 0 | 0
_ | _ | _ | 0 | 0
_ | _ | _ | 0 | 0
_ | _ | _ | 0 | 0
_ | _ | _ | 0 | 0
_ | _ | _ | 0 | 0
_ | _ | _ | 0 | 0
_ | _ | _ | 0 | 0
_ | _ | _ | 0 | 0
_ | _ | _ | 0 | 0
_ | _ | _ | 0 | 0
_ | _ | _ | 0 | 0
_ | _ | _ | 0 | 0
_ | _ | _ | 0 | 0
_ | _ | _ | 0 | 0
_ | _ | _ | 0 | 0
_ | _ | _ | 0 | 0
_ | _ | _ | 0 | 0
_ | _ | _ | 0 | 0
_ | _ | _ | 0 | 0
_ | _ | _ | 0 | 0
_ | _ | _ | 0 | 0
_ | _ | _ | 0 | 0
_ | _ | _ | 0 | 0
_ | _ | _ | 0 | 0
_ | _ | _ | 0 | 0
_ | _ | _ | 0 | 0
_ | _ | _ | 0 | 0
_ | _ | _ | 0 | 0
_ | _ | _ | 0 | 0
_ | _ | _ | 0 | 0
_ | _ | _ | 0 | 0
_ | _ | _ | 0 | 0
_ | _ | _ | 0 | 0
_ | _ | _ | 0 | 0
_ | _ | _ | 0 | 0
_ | _ | _ | 0 | 0
_ | _ | _ | 0 | 0
_ | _ | _ | 0 | 0
_ | _ | _ | 0 | 0
_ | _ | _ | 0 | 0
_ | _ | _ | 0 | 0
_ | _ | _ | 0 | 0
_ | _ | _ | 0 | 0
_ | _ | _ | 0 | 0
_ | _ | _ | 0 | 0
_ | _ | _ | 0 | 0
_ | _ | _ | 0 | 0
_ | _ | _ | 0 | 0
_ | _ | _ | 0 | 0
_ | _ | _ | 0 | 0
_ | _ | _ | 0 | 0
_ | _ | _ | 0 | 0
_ | _ | _ | 0 | 0
_ | _ | _ | 0 | 0
_ | _ | _ | 0 | 0
_ | _ | _ | 0 | 0
_ | _ | _ | 0 | 0
_ | _ | _ | 0 | 0
_ | _ | _ | 0 | 0
_ | _ | _ | 0 | 0
_ | _ | _ | 0 | 0
_ | _ | _ | 0 | 0
_ | _ | _ | 0 | 0
_ | _ | _ | 0 | 0
_ | _ | _ | 0 | 0
_ | _ | _ | 0 | 0
_ | _ | _ | 0 | 0
_ | _ | _ | 0 | 0
_ | _ | _ | 0 | 0
_ | _ | _ | 0 | 0
_ | _ | _ | 0 | 0
_ | _ | _ | 0 | 0
_ | _ | _ | 0 | 0
_ | _ | _ | 0 | 0
_ | _ | _ | 0 | 0
_ | _ | _ | 0 | 0
_ | _ | _ | 0 | 0
_ | _ | _ | 0 | 0
_ | _ | _ | 0 | 0
_ | _ | _ | 0 | 0
_ | _ | _ | 0 | 0
_ | _ | _ | 0 | 0
_ | _ | _ | 0 | 0
_ | _ | _ | 0 | 0
_ | _ | _ | 0 | 0
_ | _ | _ | 0 | 0
_ | _ | _ | 0 | 0
_ | _ | _ | 0 | 0
_ | _ | _ | 0 | 0
_ | _ | _ | 0 | 0
_ | _ | _ | 0 | 0
_ | _ | _ | 0 | 0
_ | _ | _ | 0 | 0
_ | _ | _ | 0 | 0
_ | _ | _ | 0 | 0
_ | _ | _ | 0 | 0
_ | _ | _ | 0 | 0
_ | _ | _ | 0 | 0
_ | _ | _ | 0 | 0
_ | _ | _ | 0 | 0
_ | _ | _ | 0 | 0
_ | _ | _ | 0 | 0
_ | _ | _ | 0 | 0
_ | _ | _ | 0 | 0
_ | _ | _ | 0 | 0
_ | _ | _ | 0 | 0
_ | _ | _ | 0 | 0
_ | _ | _ | 0 | 0
_ | _ | _ | 0 | 0
_ | _ | _ | 0 | 0
_ | _ | _ | 0 | 0
_ | _ | _ | 0 | 0
_ | _ | _ | 0 | 0
_ | _ | _ | 0 | 0
_ | _ | _ | 0 | 0
_ | _ | _ | 0 | 0
_ | _ | _ | 0 | 0
_ | _ | _ | 0 | 0
_ | _ | _ | 0 | 0
_ | _ | _ | 0 | 0
_ | _ | _ | 0 | 0
_ | _ | _ | 0 | 0
_ | _ | _ | 0 | 0
_ | _ | _ | 0 | 0
_ | _ | _ | 0 | 0
_ | _ | _ | 0 | 0
_ | _ | _ | 0 | 0
_ | _ | _ | 0 | 0
_ | _ | _ | 0 | 0
_ | _ | _ | 0 | 0
_ | _ | _ | 0 | 0
_ | _ | _ | 0 | 0
_ | _ | _ | 0 | 0
_ | _ | _ | 0 | 0
_ | _ | _ | 0 | 0
_ | _ | _ | 0 | 0
_ | _ | _ | 0 | 0
_ | _ | _ | 0 | 0
_ | _ | _ | 0 | 0
_ | _ | _ | 0 | 0
_ | _ | _ | 0 | 0
_ | _ | _ | 0 | 0
_ | _ | _ | 0 | 0
_ | _ | _ | 0 | 0
_ | _ | _ | 0 | 0
_ | _ | _ | 0 | 0
_ | _ | _ | 0 | 0
_ | _ | _ | 0 | 0
_ | _ | _ | 0 | 0
_ | _ | _ | 0 | 0
_ | _ | _ | 0 | 0
_ | _ | _ | 0 | 0
_ | _ | _ | 0 | 0
_ | _ | _ | 0 | 0
_ | _ | _ | 0 | 0
_ | _ | _ | 0 | 0
_ | _ | _ | 0 | 0
_ | _ | _ | 0 | 0
_ | _ | _ | 0 | 0
_ | _ | _ | 0 | 0
_ | _ | _ | 0 | 0
_ | _ | _ | 0 | 0
_ | _ | _ | 0 | 0
_ | _ | _ | 0 | 0
_ | _ | _ | 0 | 0
_ | _ | _ | 0 | 0
_ | _ | _ | 0 | 0
_ | _ | _ | 0 | 0
_ | _ | _ | 0 | 0
_ | _ | _ | 0 | 0
_ | _ | _ | 0 | 0
_ | _ | _ | 0 | 0
_ | _ | _ | 0 | 0
_ | _ | _ | 0 | 0
_ | _ | _ | 0 | 0
_ | _ | _ | 0 | 0
_ | _ | _ | 0 | 0
_ | _ | _ | 0 | 0
_ | _ | _ | 0 | 0
_ | _ | _ | 0 | 0
_ | _ | _ | 0 | 0
_ | _ | _ | 0 | 0
_ | _ | _ | 0 | 0
_ | _ | _ | 0 | 0
_ | _ | _ | 0 | 0
_ | _ | _ | 0 | 0
_ | _ | _ | 0 | 0
_ | _ | _ | 0 | 0
_ | _ | _ | 0 | 0
_ | _ | _ | 0 | 0
_ | _ | _ | 0 | 0
_ | _ | _ | 0 | 0
_ | _ | _ | 0 | 0
_ | _ | _ | 0 | 0
_ | _ | _ | 0 | 0
_ | _ | _ | 0 | 0
_ | _ | _ | 0 | 0
_ | _ | _ | 0 | 0
_ | _ | _ | 0 | 0
_ | _ | _ | 0 | 0
_ | _ | _ | 0 | 0
_ | _ | _ | 0 | 0
_ | _ | _ | 0 | 0
_ | _ | _ | 0 | 0
_ | _ | _ | 0 | 0
_ | _ | _ | 0 | 0
_ | _ | _ | 0 | 0
_ | _ | _ | 0 | 0
_ | _ | _ | 0 | 0
_ | _ | _ | 0 | 0
_ | _ | _ | 0 | 0
_ | _ | _ | 0 | 0
_ | _ | _ | 0 | 0
_ | _ | _ | 0 | 0
_ | _ | _ | 0 | 0
_ | _ | _ | 0 | 0
_ | _ | _ | 0 | 0
_ | _ | _ | 0 | 0
_ | _ | _ | 0 | 0
_ | _ | _ | 0 | 0
_ | _ | _ | 0 | 0
_ | _ | _ | 0 | 0
_ | _ | _ | 0 | 0
_ | _ | _ | 0 | 0
_ | _ | _ | 0 | 0
_ | _ | _ | 0 | 0
_ | _ | _ | 0 | 0
_ | _ | _ | 0 | 0
_ | _ | _ | 0 | 0
_ | _ | _ | 0 | 0
_ | _ | _ | 0 | 0
_ | _ | _ | 0 | 0
_ | _ | _ | 0 | 0
_ | _ | _ | 0 | 0
_ | _ | _ | 0 | 0
_ | _ | _ | 0 | 0
_ | _ | _ | 0 | 0
_ | _ | _ | 0 | 0
_ | _ | _ | 0 | 0
_ | _ | _ | 0 | 0
_ | _ | _ | 0 | 0
_ | _ | _ | 0 | 0
_ | _ | _ | 0 | 0
_ | _ | _ | 0 | 0
_ | _ | _ | 0 | 0
_ | _ | _ | 0 | 0
_ | _ | _ | 0 | 0
_ | _ | _ | 0 | 0
_ | _ | _ | 0 | 0
_ | _ | _ | 0 | 0
_ | _ | _ | 0 | 0
_ | _ | _ | 0 | 0
_ | _ | _ | 0 | 0
_ | _ | _ | 0 | 0
_ | _ | _ | 0 | 0
_ | _ | _ | 0 | 0
_ | _ | _ | 0 | 0
_ | _ | _ | 0 | 0
_ | _ | _ | 0 | 0
_ | _ | _ | 0 | 0
_ | _ | _ | 0 | 0
_ | _ | _ | 0 | 0
_ | _ | _ | 0 | 0
_ | _ | _ | 0 | 0
_ | _ | _ | 0 | 0
_ | _ | _ | 0 | 0
_ | _ | _ | 0 | 0
_ | _ | _ | 0 | 0
_ | _ | _ | 0 | 0
_ | _ | _ | 0 | 0
_ | _ | _ | 0 | 0
_ | _ | _ | 0 | 0
_ | _ | _ | 0 | 0
_ | _ | _ | 0 | 0
_ | _ | _ | 0 | 0
_ | _ | _ | 0 | 0
_ | _ | _ | 0 | 0
_ | _ | _ | 0 | 0
_ | _ | _ | 0 | 0
_ | _ | _ | 0 | 0
_ | _ | _ | 0 | 0
_ | _ | _ | 0 | 0
_ | _ | _ | 0 | 0
_ | _ | _ | 0 | 0
_ | _ | _ | 0 | 0
_ | _ | _ | 0 | 0
_ | _ | _ | 0 | 0
_ | _ | _ | 0 | 0
_ | _ | _ | 0 | 0
_ | _ | _ | 0 | 0
_ | _ | _ | 0 | 0
_ | _ | _ | 0 | 0
_ | _ | _ | 0 | 0
_ | _ | _ | 0 | 0
_ | _ | _ | 0 | 0
_ | _ | _ | 0 | 0
_ | _ | _ | 0 | 0
_ | _ | _ | 0 | 0
_ | _ | _ | 0 | 0
_ | _ | _ | 0 | 0
_ | _ | _ | 0 | 0
_ | _ | _ | 0 | 0
_ | _ | _ | 0 | 0
_ | _ | _ | 0 | 0
_ | _ | _ | 0 | 0
_ | _ | _ | 0 | 0
_ | _ | _ | 0 | 0
_ | _ | _ | 0 | 0
_ | _ | _ | 0 | 0
_ | _ | _ | 0 | 0
_ | _ | _ | 0 | 0
_ | _ | _ | 0 | 0
_ | _ | _ | 0 | 0
_ | _ | _ | 0 | 0
_ | _ | _ | 0 | 0
_ | _ | _ | 0 | 0
_ | _ | _ | 0 | 0
_ | _ | _ | 0 | 0
_ | _ | _ | 0 | 0
_ | _ | _ | 0 | 0
_ | _ | _ | 0 | 0
_ | _ | _ | 0 | 0
_ | _ | _ | 0 | 0
_ | _ | _ | 0 | 0
_ | _ | _ | 0 | 0
_ | _ | _ | 0 | 0
_ | _ | _ | 0 | 0
_ | _ | _ | 0 | 0
_ | _ | _ | 0 | 0
_ | _ | _ | 0 | 0
_ | _ | _ | 0 | 0
_ | _ | _ | 0 | 0
_ | _ | _ | 0 | 0
_ | _ | _ | 0 | 0
_ | _ | _ | 0 | 0
_ | _ | _ | 0 | 0
_ | _ | _ | 0 | 0
_ | _ | _ | 0 | 0
_ | _ | _ | 0 | 0
_ | _ | _ | 0 | 0
_ | _ | _ | 0 | 0
_ | _ | _ | 0 | 0
_ | _ | _ | 0 | 0
_ | _ | _ | 0 | 0
_ | _ | _ | 0 | 0
_ | _ | _ | 0 | 0
_ | _ | _ | 0 | 0
_ | _ | _ | 0 | 0
_ | _ | _ | 0 | 0
_ | _ | _ | 0 | 0
_ | _ | _ | 0 | 0
_ | _ | _ | 0 | 0
_ | _ | _ | 0 | 0
_ | _ | _ | 0 | 0
_ | _ | _ | 0 | 0
_ | _ | _ | 0 | 0
_ | _ | _ | 0 | 0
_ | _ | _ | 0 | 0
_ | _ | _ | 0 | 0
_ | _ | _ | 0 | 0
_ | _ | _ | 0 | 0
_ | _ | _ | 0 | 0
_ | _ | _ | 0 | 0
_ | _ | _ | 0 | 0
_ | _ | _ | 0 | 0
_ | _ | _ | 0 | 0
_ | _ | _ | 0 | 0
_ | _ | _ | 0 | 0
_ | _ | _ | 0 | 0
_ | _ | _ | 0 | 0
_ | _ | _ | 0 | 0
_ | _ | _ | 0 | 0
_ | _ | _ | 0 | 0
_ | _ | _ | 0 | 0
_ | _ | _ | 0 | 0
_ | _ | _ | 0 | 0
_ | _ | _ | 0 | 0
_ | _ | _ | 0 | 0
_ | _ | _ | 0 | 0
_ | _ | _ | 0 | 0
_ | _ | _ | 0 | 0
_ | _ | _ | 0 | 0
_ | _ | _ | 0 | 0
_ | _ | _ | 0 | 0
_ | _ | _ | 0 | 0
_ | _ | _ | 0 | 0
_ | _ | _ | 0 | 0
_ | _ | _ | 0 | 0
_ | _ | _ | 0 | 0
_ | _ | _ | 0 | 0
_ | _ | _ | 0 | 0
_ | _ | _ | 0 | 0
_ | _ | _ | 0 | 0
_ | _ | _ | 0 | 0
_ | _ | _ | 0 | 0
_ | _ | _ | 0 | 0
_ | _ | _ | 0 | 0
_ | _ | _ | 0 | 0
_ | _ | _ | 0 | 0
_ | _ | _ | 0 | 0
_ | _ | _ | 0 | 0
_ | _ | _ | 0 | 0
_ | _ | _ | 0 | 0
_ | _ | _ | 0 | 0
_ | _ | _ | 0 | 0
_ | _ | _ | 0 | 0
_ | _ | _ | 0 | 0
_ | _ | _ | 0 | 0
_ | _ | _ | 0 | 0
_ | _ | _ | 0 | 0
_ | _ | _ | 0 | 0
_ | _ | _ | 0 | 0
_ | _ | _ | 0 | 0
_ | _ | _ | 0 | 0
_ | _ | _ | 0 | 0
_ | _ | _ | 0 | 0
_ | _ | _ | 0 | 0
_ | _ | _ | 0 | 0
_ | _ | _ | 0 | 0
_ | _ | _ | 0 | 0
_ | _ | _ | 0 | 0
_ | _ | _ | 0 | 0
_ | _ | _ | 0 | 0
_ | _ | _ | 0 | 0
_ | _ | _ | 0 | 0
_ | _ | _ | 0 | 0
_ | _ | _ | 0 | 0
_ | _ | _ | 0 | 0
_ | _ | _ | 0 | 0
_ | _ | _ | 0 | 0
_ | _ | _ | 0 | 0
_ | _ | _ | 0 | 0
_ | _ | _ | 0 | 0
_ | _ | _ | 0 | 0
_ | _ | _ | 0 | 0
_ | _ | _ | 0 | 0
_ | _ | _ | 0 | 0
_ | _ | _ | 0 | 0
_ | _ | _ | 0 | 0
_ | _ | _ | 0 | 0
_ | _ | _ | 0 | 0
_ | _ | _ | 0 | 0
_ | _ | _ | 0 | 0
_ | _ | _ | 0 | 0
_ | _ | _ | 0 | 0
_ | _ | _ | 0 | 0
_ | _ | _ | 0 | 0
_ | _ | _ | 0 | 0
_ | _ | _ | 0 | 0
_ | _ | _ | 0 | 0
_ | _ | _ | 0 | 0
_ | _ | _ | 0 | 0
_ | _ | _ | 0 | 0
_ | _ | _ | 0 | 0
_ | _ | _ | 0 | 0
_ | _ | _ | 0 | 0
_ | _ | _ | 0 | 0
_ | _ | _ | 0 | 0
_ | _ | _ | 0 | 0
_ | _ | _ | 0 | 0
_ | _ | _ | 0 | 0
_ | _ | _ | 0 | 0
_ | _ | _ | 0 | 0
_ | _ | _ | 0 | 0
_ | _ | _ | 0 | 0
_ | _ | _ | 0 | 0
_ | _ | _ | 0 | 0
_ | _ | _ | 0 | 0
_ | _ | _ | 0 | 0
_ | _ | _ | 0 | 0
_ | _ | _ | 0 | 0
_ | _ | _ | 0 | 0
_ | _ | _ | 0 | 0
_ | _ | _ | 0 | 0
_ | _ | _ | 0 | 0
_ | _ | _ | 0 | 0
_ | _ | _ | 0 | 0
_ | _ | _ | 0 | 0
_ | _ | _ | 0 | 0
_ | _ | _ | 0 | 0
_ | _ | _ | 0 | 0
_ | _ | _ | 0 | 0
_ | _ | _ | 0 | 0
_ | _ | _ | 0 | 0
_ | _ | _ | 0 | 0
_ | _ | _ | 0 | 0
_ | _ | _ | 0 | 0
_ | _ | _ | 0 | 0
_ | _ | _ | 0 | 0
_ | _ | _ | 0 | 0
_ | _ | _ | 0 | 0
_ | _ | _ | 0 | 0
_ | _ | _ | 0 | 0
_ | _ | _ | 0 | 0
_ | _ | _ | 0 | 0
_ | _ | _ | 0 | 0
_ | _ | _ | 0 | 0
_ | _ | _ | 0 | 0
_ | _ | _ | 0 | 0
_ | _ | _ | 0 | 0
_ | _ | _ | 0 | 0
_ | _ | _ | 0 | 0
_ | _ | _ | 0 | 0
_ | _ | _ | 0 | 0
_ | _ | _ | 0 | 0
_ | _ | _ | 0 | 0
_ | _ | _ | 0 | 0
_ | _ | _ | 0 | 0
_ | _ | _ | 0 | 0
_ | _ | _ | 0 | 0
_ | _ | _ | 0 | 0
_ | _ | _ | 0 | 0
_ | _ | _ | 0 | 0
_ | _ | _ | 0 | 0
_ | _ | _ | 0 | 0
_ | _ | _ | 0 | 0
_ | _ | _ | 0 | 0
_ | _ | _ | 0 | 0
_ | _ | _ | 0 | 0
_ | _ | _ | 0 | 0
_ | _ | _ | 0 | 0
_ | _ | _ | 0 | 0
_ | _ | _ | 0 | 0
_ | _ | _ | 0 | 0
_ | _ | _ | 0 | 0
_ | _ | _ | 0 | 0
_ | _ | _ | 0 | 0
_ | _ | _ | 0 | 0
_ | _ | _ | 0 | 0
_ | _ | _ | 0 | 0
_ | _ | _ | 0 | 0
_ | _ | _ | 0 | 0
_ | _ | _ | 0 | 0
_ | _ | _ | 0 | 0
_ | _ | _ | 0 | 0
_ | _ | _ | 0 | 0
_ | _ | _ | 0 | 0
_ | _ | _ | 0 | 0
_ | _ | _ | 0 | 0
_ | _ | _ | 0 | 0
_ | _ | _ | 0 | 0
_ | _ | _ | 0 | 0
_ | _ | _ | 0 | 0
_ | _ | _ | 0 | 0
_ | _ | _ | 0 | 0
_ | _ | _ | 0 | 0
_ | _ | _ | 0 | 0
_ | _ | _ | 0 | 0
_ | _ | _ | 0 | 0
_ | _ | _ | 0 | 0
_ | _ | _ | 0 | 0
_ | _ | _ | 0 | 0
_ | _ | _ | 0 | 0
_ | _ | _ | 0 | 0
_ | _ | _ | 0 | 0
_ | _ | _ | 0 | 0
_ | _ | _ | 0 | 0
_ | _ | _ | 0 | 0
_ | _ | _ | 0 | 0
_ | _ | _ | 0 | 0
_ | _ | _ | 0 | 0
_ | _ | _ | 0 | 0
_ | _ | _ | 0 | 0
_ | _ | _ | 0 | 0
_ | _ | _ | 0 | 0
_ | _ | _ | 0 | 0
_ | _ | _ | 0 | 0
_ | _ | _ | 0 | 0
_ | _ | _ | 0 | 0
_ | _ | _ | 0 | 0
_ | _ | _ | 0 | 0
_ | _ | _ | 0 | 0
_ | _ | _ | 0 | 0
_ | _ | _ | 0 | 0
_ | _ | _ | 0 | 0
_ | _ | _ | 0 | 0
_ | _ | _ | 0 | 0
_ | _ | _ | 0 | 0
_ | _ | _ | 0 | 0
_ | _ | _ | 0 | 0
_ | _ | _ | 0 | 0
_ | _ | _ | 0 | 0
_ | _ | _ | 0 | 0
_ | _ | _ | 0 | 0
_ | _ | _ | 0 | 0
_ | _ | _ | 0 | 0
_ | _ | _ | 0 | 0
_ | _ | _ | 0 | 0
_ | _ | _ | 0 | 0
_ | _ | _ | 0 | 0
_ | _ | _ | 0 | 0
_ | _ | _ | 0 | 0
_ | _ | _ | 0 | 0
_ | _ | _ | 0 | 0
_ | _ | _ | 0 | 0
_ | _ | _ | 0 | 0
_ | _ | _ | 0 | 0
_ | _ | _ | 0 | 0
_ | _ | _ | 0 | 0
_ | _ | _ | 0 | 0
_ | _ | _ | 0 | 0
_ | _ | _ | 0 | 0
_ | _ | _ | 0 | 0
_ | _ | _ | 0 | 0
_ | _ | _ | 0 | 0
_ | _ | _ | 0 | 0
_ | _ | _ | 0 | 0
_ | _ | _ | 0 | 0
_ | _ | _ | 0 | 0
_ | _ | _ | 0 | 0
_ | _ | _ | 0 | 0
_ | _ | _ | 0 | 0
_ | _ | _ | 0 | 0
_ | _ | _ | 0 | 0
_ | _ | _ | 0 | 0
_ | _ | _ | 0 | 0
_ | _ | _ | 0 | 0
_ | _ | _ | 0 | 0
_ | _ | _ | 0 | 0
_ | _ | _ | 0 | 0
_ | _ | _ | 0 | 0
_ | _ | _ | 0 | 0
_ | _ | _ | 0 | 0
_ | _ | _ | 0 | 0
_ | _ | _ | 0 | 0
_ | _ | _ | 0 | 0
_ | _ | _ | 0 | 0
_ | _ | _ | 0 | 0
_ | _ | _ | 0 | 0
_ | _ | _ | 0 | 0
_ | _ | _ | 0 | 0
_ | _ | _ | 0 | 0
_ | _ | _ | 0 | 0
_ | _ | _ | 0 | 0
_ | _ | _ | 0 | 0
_ | _ | _ | 0 | 0
_ | _ | _ | 0 | 0
_ | _ | _ | 0 | 0
_ | _ | _ | 0 | 0
_ | _ | _ | 0 | 0
_ | _ | _ | 0 | 0
_ | _ | _ | 0 | 0
_ | _ | _ | 0 | 0
_ | _ | _ | 0 | 0
_ | _ | _ | 0 | 0
_ | _ | _ | 0 | 0
_ | _ | _ | 0 | 0
_ | _ | _ | 0 | 0
_ | _ | _ | 0 | 0
_ | _ | _ | 0 | 0
_ | _ | _ | 0 | 0
_ | _ | _ | 0 | 0
_ | _ | _ | 0 | 0
_ | _ | _ | 0 | 0
_ | _ | _ | 0 | 0
_ | _ | _ | 0 | 0
_ | _ | _ | 0 | 0
_ | _ | _ | 0 | 0
_ | _ | _ | 0 | 0
_ | _ | _ | 0 | 0
_ | _ | _ | 0 | 0
_ | _ | _ | 0 | 0
_ | _ | _ | 0 | 0
_ | _ | _ | 0 | 0
_ | _ | _ | 0 | 0
_ | _ | _ | 0 | 0
_ | _ | _ | 0 | 0
_ | _ | _ | 0 | 0
_ | _ | _ | 0 | 0
_ | _ | _ | 0 | 0
_ | _ | _ | 0 | 0
_ | _ | _ | 0 | 0
_ | _ | _ | 0 | 0
_ | _ | _ | 0 | 0
_ | _ | _ | 0 | 0
_ | _ | _ | 0 | 0
_ | _ | _ | 0 | 0
_ | _ | _ | 0 | 0
_ | _ | _ | 0 | 0
_ | _ | _ | 0 | 0
_ | _ | _ | 0 | 0
_ | _ | _ | 0 | 0
_ | _ | _ | 0 | 0
_ | _ | _ | 0 | 0
_ | _ | _ | 0 | 0
_ | _ | _ | 0 | 0
_ | _ | _ | 0 | 0
_ | _ | _ | 0 | 0
_ | _ | _ | 0 | 0
_ | _ | _ | 0 | 0
_ | _ | _ | 0 | 0
_ | _ | _ | 0 | 0
_ | _ | _ | 0 | 0
_ | _ | _ | 0 | 0
_ | _ | _ | 0 | 0
_ | _ | _ | 0 | 0
_ | _ | _ | 0 | 0
_ | _ | _ | 0 | 0
_ | _ | _ | 0 | 0
_ | _ | _ | 0 | 0
_ | _ | _ | 0 | 0
_ | _ | _ | 0 | 0
_ | _ | _ | 0 | 0
_ | _ | _ | 0 | 0
_ | _ | _ | 0 | 0
_ | _ | _ | 0 | 0
_ | _ | _ | 0 | 0
_ | _ | _ | 0 | 0
_ | _ | _ | 0 | 0
_ | _ | _ | 0 | 0
_ | _ | _ | 0 | 0
_ | _ | _ | 0 | 0
_ | _ | _ | 0 | 0
_ | _ | _ | 0 | 0
_ | _ | _ | 0 | 0
_ | _ | _ | 0 | 0
_ | _ | _ | 0 | 0
_ | _ | _ | 0 | 0
_ | _ | _ | 0 | 0
_ | _ | _ | 0 | 0
_ | _ | _ | 0 | 0
_ | _ | _ | 0 | 0
_ | _ | _ | 0 | 0
_ | _ | _ | 0 | 0
_ | _ | _ | 0 | 0
_ | _ | _ | 0 | 0
_ | _ | _ | 0 | 0
_ | _ | _ | 0 | 0
_ | _ | _ | 0 | 0
_ | _ | _ | 0 | 0
_ | _ | _ | 0 | 0
_ | _ | _ | 0 | 0
_ | _ | _ | 0 | 0
_ | _ | _ | 0 | 0
_ | _ | _ | 0 | 0
_ | _ | _ | 0 | 0
_ | _ | _ | 0 | 0
_ | _ | _ | 0 | 0
_ | _ | _ | 0 | 0
_ | _ | _ | 0 | 0
_ | _ | _ | 0 | 0
_ | _ | _ | 0 | 0
_ | _ | _ | 0 | 0
_ | _ | _ | 0 | 0
_ | _ | _ | 0 | 0
_ | _ | _ | 0 | 0
_ | _ | _ | 0 | 0
_ | _ | _ | 0 | 0
_ | _ | _ | 0 | 0
_ | _ | _ | 0 | 0
_ | _ | _ | 0 | 0
_ | _ | _ | 0 | 0
_ | _ | _ | 0 | 0
_ | _ | _ | 0 | 0
_ | _ | _ | 0 | 0
_ | _ | _ | 0 | 0
_ | _ | _ | 0 | 0
_ | _ | _ | 0 | 0
_ | _ | _ | 0 | 0
_ | _ | _ | 0 | 0
_ | _ | _ | 0 | 0
_ | _ | _ | 0 | 0
_ | _ | _ | 0 | 0
_ | _ | _ | 0 | 0
_ | _ | _ | 0 | 0
_ | _ | _ | 0 | 0
_ | _ | _ | 0 | 0
_ | _ | _ | 0 | 0
_ | _ | _ | 0 | 0
_ | _ | _ | 0 | 0
_ | _ | _ | 0 | 0
_ | _ | _ | 0 | 0
_ | _ | _ | 0 | 0
_ | _ | _ | 0 | 0
_ | _ | _ | 0 | 0
_ | _ | _ | 0 | 0
_ | _ | _ | 0 | 0
_ | _ | _ | 0 | 0
_ | _ | _ | 0 | 0
_ | _ | _ | 0 | 0
_ | _ | _ | 0 | 0
_ | _ | _ | 0 | 0
_ | _ | _ | 0 | 0
_ | _ | _ | 0 | 0
_ | _ | _ | 0 | 0
_ | _ | _ | 0 | 0
_ | _ | _ | 0 | 0
_ | _ | _ | 0 | 0
_ | _ | _ | 0 | 0
_ | _ | _ | 0 | 0
_ | _ | _ | 0 | 0
_ | _ | _ | 0 | 0
_ | _ | _ | 0 | 0
_ | _ | _ | 0 | 0
_ | _ | _ | 0 | 0
_ | _ | _ | 0 | 0
_ | _ | _ | 0 | 0
_ | _ | _ | 0 | 0
_ | _ | _ | 0 | 0
_ | _ | _ | 0 | 0
_ | _ | _ | 0 | 0
_ | _ | _ | 0 | 0
_ | _ | _ | 0 | 0
_ | _ | _ | 0 | 0
_ | _ | _ | 0 | 0
_ | _ | _ | 0 | 0
_ | _ | _ | 0 | 0
_ | _ | _ | 0 | 0
_ | _ | _ | 0 | 0
_ | _ | _ | 0 | 0
_ | _ | _ | 0 | 0
_ | _ | _ | 0 | 0
_ | _ | _ | 0 | 0
_ | _ | _ | 0 | 0
_ | _ | _ | 0 | 0
_ | _ | _ | 0 | 0
_ | _ | _ | 0 | 0
_ | _ | _ | 0 | 0
_ | _ | _ | 0 | 0
_ | _ | _ | 0 | 0
_ | _ | _ | 0 | 0
_ | _ | _ | 0 | 0
_ | _ | _ | 0 | 0
_ | _ | _ | 0 | 0
_ | _ | _ | 0 | 0
_ | _ | _ | 0 | 0
_ | _ | _ | 0 | 0
_ | _ | _ | 0 | 0
_ | _ | _ | 0 | 0
_ | _ | _ | 0 | 0
_ | _ | _ | 0 | 0
_ | _ | _ | 0 | 0
_ | _ | _ | 0 | 0
_ | _ | _ | 0 | 0
_ | _ | _ | 0 | 0
_ | _ | _ | 0 | 0
_ | _ | _ | 0 | 0
_ | _ | _ | 0 | 0
_ | _ | _ | 0 | 0
_ | _ | _ | 0 | 0
_ | _ | _ | 0 | 0
_ | _ | _ | 0 | 0
_ | _ | _ | 0 | 0
_ | _ | _ | 0 | 0
_ | _ | _ | 0 | 0
_ | _ | _ | 0 | 0
_ | _ | _ | 0 | 0
_ | _ | _ | 0 | 0
_ | _ | _ | 0 | 0
_ | _ | _ | 0 | 0
_ | _ | _ | 0 | 0
_ | _ | _ | 0 | 0
_ | _ | _ | 0 | 0
_ | _ | _ | 0 | 0
_ | _ | _ | 0 | 0
_ | _ | _ | 0 | 0
_ | _ | _ | 0 | 0
_ | _ | _ | 0 | 0
_ | _ | _ | 0 | 0
_ | _ | _ | 0 | 0
_ | _ | _ | 0 | 0
_ | _ | _ | 0 | 0
_ | _ | _ | 0 | 0
_ | _ | _ | 0 | 0
_ | _ | _ | 0 | 0
_ | _ | _ | 0 | 0
_ | _ | _ | 0 | 0
_ | _ | _ | 0 | 0
_ | _ | _ | 0 | 0
_ | _ | _ | 0 | 0
_ | _ | _ | 0 | 0
_ | _ | _ | 0 | 0
_ | _ | _ | 0 | 0
_ | _ | _ | 0 | 0
_ | _ | _ | 0 | 0
_ | _ | _ | 0 | 0
_ | _ | _ | 0 | 0
_ | _ | _ | 0 | 0
_ | _ | _ | 0 | 0
_ | _ | _ | 0 | 0
_ | _ | _ | 0 | 0
_ | _ | _ | 0 | 0
_ | _ | _ | 0 | 0
_ | _ | _ | 0 | 0
_ | _ | _ | 0 | 0
_ | _ | _ | 0 | 0
_ | _ | _ | 0 | 0
_ | _ | _ | 0 | 0
_ | _ | _ | 0 | 0
_ | _ | _ | 0 | 0
_ | _ | _ | 0 | 0
_ | _ | _ | 0 | 0
_ | _ | _ | 0 | 0
_ | _ | _ | 0 | 0
_ | _ | _ | 0 | 0
_ | _ | _ | 0 | 0
_ | _ | _ | 0 | 0
_ | _ | _ | 0 | 0
_ | _ | _ | 0 | 0
_ | _ | _ | 0 | 0
_ | _ | _ | 0 | 0
_ | _ | _ | 0 | 0
_ | _ | _ | 0 | 0
_ | _ | _ | 0 | 0
_ | _ | _ | 0 | 0
_ | _ | _ | 0 | 0
_ | _ | _ | 0 | 0
_ | _ | _ | 0 | 0
_ | _ | _ | 0 | 0
_ | _ | _ | 0 | 0
_ | _ | _ | 0 | 0
_ | _ | _ | 0 | 0
_ | _ | _ | 0 | 0
_ | _ | _ | 0 | 0
_ | _ | _ | 0 | 0
_ | _ | _ | 0 | 0
_ | _ | _ | 0 | 0
_ | _ | _ | 0 | 0
_ | _ | _ | 0 | 0
_ | _ | _ | 0 | 0
_ | _ | _ | 0 | 0
_ | _ | _ | 0 | 0
_ | _ | _ | 0 | 0
_ | _ | _ | 0 | 0
_ | _ | _ | 0 | 0
_ | _ | _ | 0 | 0
_ | _ | _ | 0 | 0
_ | _ | _ | 0 | 0
_ | _ | _ | 0 | 0
_ | _ | _ | 0 | 0
_ | _ | _ | 0 | 0
_ | _ | _ | 0 | 0
_ | _ | _ | 0 | 0
_ | _ | _ | 0 | 0
_ | _ | _ | 0 | 0
_ | _ | _ | 0 | 0
_ | _ | _ | 0 | 0
_ | _ | _ | 0 | 0
_ | _ | _ | 0 | 0
_ | _ | _ | 0 | 0
_ | _ | _ | 0 | 0
_ | _ | _ | 0 | 0
_ | _ | _ | 0 | 0
_ | _ | _ | 0 | 0
_ | _ | _ | 0 | 0
_ | _ | _ | 0 | 0
_ | _ | _ | 0 | 0
_ | _ | _ | 0 | 0
_ | _ | _ | 0 | 0
_ | _ | _ | 0 | 0
_ | _ | _ | 0 | 0
_ | _ | _ | 0 | 0
_ | _ | _ | 0 | 0
_ | _ | _ | 0 | 0
_ | _ | _ | 0 | 0
_ | _ | _ | 0 | 0
_ | _ | _ | 0 | 0
_ | _ | _ | 0 | 0
_ | _ | _ | 0 | 0
_ | _ | _ | 0 | 0
_ | _ | _ | 0 | 0
_ | _ | _ | 0 | 0
_ | _ | _ | 0 | 0
_ | _ | _ | 0 | 0
_ | _ | _ | 0 | 0
_ | _ | _ | 0 | 0
_ | _ | _ | 0 | 0
_ | _ | _ | 0 | 0
_ | _ | _ | 0 | 0
_ | _ | _ | 0 | 0
_ | _ | _ | 0 | 0
_ | _ | _ | 0 | 0
_ | _ | _ | 0 | 0
_ | _ | _ | 0 | 0
_ | _ | _ | 0 | 0
_ | _ | _ | 0 | 0
_ | _ | _ | 0 | 0
_ | _ | _ | 0 | 0
_ | _ | _ | 0 | 0
_ | _ | _ | 0 | 0
_ | _ | _ | 0 | 0
_ | _ | _ | 0 | 0
_ | _ | _ | 0 | 0
_ | _ | _ | 0 | 0
_ | _ | _ | 0 | 0
_ | _ | _ | 0 | 0
_ | _ | _ | 0 | 0
_ | _ | _ | 0 | 0
_ | _ | _ | 0 | 0
_ | _ | _ | 0 | 0
_ | _ | _ | 0 | 0
_ | _ | _ | 0 | 0
_ | _ | _ | 0 | 0
_ | _ | _ | 0 | 0
_ | _ | _ | 0 | 0
_ | _ | _ | 0 | 0
_ | _ | _ | 0 | 0
_ | _ | _ | 0 | 0
_ | _ | _ | 0 | 0
_ | _ | _ | 0 | 0
_ | _ | _ | 0 | 0
_ | _ | _ | 0 | 0
_ | _ | _ | 0 | 0
_ | _ | _ | 0 | 0
_ | _ | _ | 0 | 0
_ | _ | _ | 0 | 0
_ | _ | _ | 0 | 0
_ | _ | _ | 0 | 0
_ | _ | _ | 0 | 0
_ | _ | _ | 0 | 0
_ | _ | _ | 0 | 0
_ | _ | _ | 0 | 0
_ | _ | _ | 0 | 0
_ | _ | _ | 0 | 0
_ | _ | _ | 0 | 0
_ | _ | _ | 0 | 0
_ | _ | _ | 0 | 0
_ | _ | _ | 0 | 0
_ | _ | _ | 0 | 0
_ | _ | _ | 0 | 0
_ | _ | _ | 0 | 0
_ | _ | _ | 0 | 0
_ | _ | _ | 0 | 0
_ | _ | _ | 0 | 0
_ | _ | _ | 0 | 0
_ | _ | _ | 0 | 0
_ | _ | _ | 0 | 0
_ | _ | _ | 0 | 0
_ | _ | _ | 0 | 0
_ | _ | _ | 0 | 0
_ | _ | _ | 0 | 0
_ | _ | _ | 0 | 0
_ | _ | _ | 0 | 0
_ | _ | _ | 0 | 0
_ | _ | _ | 0 | 0
_ | _ | _ | 0 | 0
_ | _ | _ | 0 | 0
_ | _ | _ | 0 | 0
_ | _ | _ | 0 | 0
_ | _ | _ | 0 | 0
_ | _ | _ | 0 | 0
_ | _ | _ | 0 | 0
_ | _ | _ | 0 | 0
_ | _ | _ | 0 | 0
_ | _ | _ | 0 | 0
_ | _ | _ | 0 | 0
_ | _ | _ | 0 | 0
_ | _ | _ | 0 | 0
_ | _ | _ | 0 | 0
_ | _ | _ | 0 | 0
_ | _ | _ | 0 | 0
_ | _ | _ | 0 | 0
_ | _ | _ | 0 | 0
_ | _ | _ | 0 | 0
_ | _ | _ | 0 | 0
_ | _ | _ | 0 | 0
_ | _ | _ | 0 | 0
_ | _ | _ | 0 | 0
_ | _ | _ | 0 | 0
_ | _ | _ | 0 | 0
_ | _ | _ | 0 | 0
_ | _ | _ | 0 | 0
_ | _ | _ | 0 | 0
_ | _ | _ | 0 | 0
_ | _ | _ | 0 | 0
_ | _ | _ | 0 | 0
_ | _ | _ | 0 | 0
_ | _ | _ | 0 | 0
_ | _ | _ | 0 | 0
_ | _ | _ | 0 | 0
_ | _ | _ | 0 | 0
_ | _ | _ | 0 | 0
_ | _ | _ | 0 | 0
_ | _ | _ | 0 | 0
_ | _ | _ | 0 | 0
_ | _ | _ | 0 | 0
_ | _ | _ | 0 | 0
_ | _ | _ | 0 | 0
_ | _ | _ | 0 | 0
_ | _ | _ | 0 | 0
_ | _ | _ | 0 | 0
_ | _ | _ | 0 | 0
_ | _ | _ | 0 | 0
_ | _ | _ | 0 | 0
_ | _ | _ | 0 | 0
_ | _ | _ | 0 | 0
_ | _ | _ | 0 | 0
_ | _ | _ | 0 | 0
_ | _ | _ | 0 | 0
_ | _ | _ | 0 | 0
_ | _ | _ | 0 | 0
_ | _ | _ | 0 | 0
_ | _ | _ | 0 | 0
_ | _ | _ | 0 | 0
_ | _ | _ | 0 | 0
_ | _ | _ | 0 | 0
_ | _ | _ | 0 | 0
_ | _ | _ | 0 | 0
_ | _ | _ | 0 | 0
_ | _ | _ | 0 | 0
_ | _ | _ | 0 | 0
_ | _ | _ | 0 | 0
_ | _ | _ | 0 | 0
_ | _ | _ | 0 | 0
_ | _ | _ | 0 | 0
_ | _ | _ | 0 | 0
_ | _ | _ | 0 | 0
_ | _ | _ | 0 | 0
_ | _ | _ | 0 | 0
_ | _ | _ | 0 | 0
_ | _ | _ | 0 | 0
_ | _ | _ | 0 | 0
_ | _ | _ | 0 | 0
_ | _ | _ | 0 | 0
_ | _ | _ | 0 | 0
_ | _ | _ | 0 | 0
_ | _ | _ | 0 | 0
_ | _ | _ | 0 | 0
_ | _ | _ | 0 | 0
_ | _ | _ | 0 | 0
_ | _ | _ | 0 | 0
_ | _ | _ | 0 | 0
_ | _ | _ | 0 | 0
_ | _ | _ | 0 | 0
_ | _ | _ | 0 | 0
_ | _ | _ | 0 | 0
_ | _ | _ | 0 | 0
_ | _ | _ | 0 | 0
_ | _ | _ | 0 | 0
_ | _ | _ | 0 | 0
_ | _ | _ | 0 | 0
_ | _ | _ | 0 | 0
_ | _ | _ | 0 | 0
_ | _ | _ | 0 | 0
_ | _ | _ | 0 | 0
_ | _ | _ | 0 | 0
_ | _ | _ | 0 | 0
_ | _ | _ | 0 | 0
_ | _ | _ | 0 | 0
_ | _ | _ | 0 | 0
_ | _ | _ | 0 | 0
_ | _ | _ | 0 | 0
_ | _ | _ | 0 | 0
_ | _ | _ | 0 | 0
_ | _ | _ | 0 | 0
_ | _ | _ | 0 | 0
_ | _ | _ | 0 | 0
_ | _ | _ | 0 | 0
_ | _ | _ | 0 | 0
_ | _ | _ | 0 | 0
_ | _ | _ | 0 | 0
_ | _ | _ | 0 | 0
_ | _ | _ | 0 | 0
_ | _ | _ | 0 | 0
_ | _ | _ | 0 | 0
_ | _ | _ | 0 | 0
_ | _ | _ | 0 | 0
_ | _ | _ | 0 | 0
_ | _ | _ | 0 | 0
_ | _ | _ | 0 | 0
_ | _ | _ | 0 | 0
_ | _ | _ | 0 | 0
_ | _ | _ | 0 | 0
_ | _ | _ | 0 | 0
_ | _ | _ | 0 | 0
_ | _ | _ | 0 | 0
_ | _ | _ | 0 | 0
_ | _ | _ | 0 | 0
_ | _ | _ | 0 | 0
_ | _ | _ | 0 | 0
_ | _ | _ | 0 | 0
_ | _ | _ | 0 | 0
_ | _ | _ | 0 | 0
_ | _ | _ | 0 | 0
_ | _ | _ | 0 | 0
_ | _ | _ | 0 | 0
_ | _ | _ | 0 | 0
_ | _ | _ | 0 | 0
_ | _ | _ | 0 | 0
_ | _ | _ | 0 | 0
_ | _ | _ | 0 | 0
_ | _ | _ | 0 | 0
_ | _ | _ | 0 | 0
_ | _ | _ | 0 | 0
_ | _ | _ | 0 | 0
_ | _ | _ | 0 | 0
_ | _ | _ | 0 | 0
_ | _ | _ | 0 | 0
_ | _ | _ | 0 | 0
_ | _ | _ | 0 | 0
_ | _ | _ | 0 | 0
_ | _ | _ | 0 | 0
_ | _ | _ | 0 | 0
_ | _ | _ | 0 | 0
_ | _ | _ | 0 | 0
_ | _ | _ | 0 | 0
_ | _ | _ | 0 | 0
_ | _ | _ | 0 | 0
_ | _ | _ | 0 | 0
_ | _ | _ | 0 | 0
_ | _ | _ | 0 | 0
_ | _ | _ | 0 | 0
_ | _ | _ | 0 | 0
_ | _ | _ | 0 | 0
_ | _ | _ | 0 | 0
_ | _ | _ | 0 | 0
_ | _ | _ | 0 | 0
_ | _ | _ | 0 | 0
_ | _ | _ | 0 | 0
_ | _ | _ | 0 | 0
_ | _ | _ | 0 | 0
_ | _ | _ | 0 | 0
_ | _ | _ | 0 | 0
_ | _ | _ | 0 | 0
_ | _ | _ | 0 | 0
_ | _ | _ | 0 | 0
_ | _ | _ | 0 | 0
_ | _ | _ | 0 | 0
_ | _ | _ | 0 | 0
_ | _ | _ | 0 | 0
_ | _ | _ | 0 | 0
_ | _ | _ | 0 | 0
_ | _ | _ | 0 | 0
_ | _ | _ | 0 | 0
_ | _ | _ | 0 | 0
_ | _ | _ | 0 | 0
_ | _ | _ | 0 | 0
_ | _ | _ | 0 | 0
_ | _ | _ | 0 | 0
_ | _ | _ | 0 | 0
_ | _ | _ | 0 | 0
_ | _ | _ | 0 | 0
_ | _ | _ | 0 | 0
_ | _ | _ | 0 | 0
_ | _ | _ | 0 | 0
_ | _ | _ | 0 | 0
_ | _ | _ | 0 | 0
_ | _ | _ | 0 | 0
_ | _ | _ | 0 | 0
_ | _ | _ | 0 | 0
_ | _ | _ | 0 | 0
_ | _ | _ | 0 | 0
_ | _ | _ | 0 | 0
_ | _ | _ | 0 | 0
_ | _ | _ | 0 | 0
_ | _ | _ | 0 | 0
_ | _ | _ | 0 | 0
_ | _ | _ | 0 | 0
_ | _ | _ | 0 | 0
_ | _ | _ | 0 | 0
_ | _ | _ | 0 | 0
_ | _ | _ | 0 | 0
_ | _ | _ | 0 | 0
_ | _ | _ | 0 | 0
_ | _ | _ | 0 | 0
_ | _ | _ | 0 | 0
_ | _ | _ | 0 | 0
_ | _ | _ | 0 | 0
_ | _ | _ | 0 | 0
_ | _ | _ | 0 | 0
_ | _ | _ | 0 | 0
_ | _ | _ | 0 | 0
_ | _ | _ | 0 | 0
_ | _ | _ | 0 | 0
_ | _ | _ | 0 | 0
_ | _ | _ | 0 | 0
_ | _ | _ | 0 | 0
_ | _ | _ | 0 | 0
_ | _ | _ | 0 | 0
_ | _ | _ | 0 | 0
_ | _ | _ | 0 | 0
_ | _ | _ | 0 | 0
_ | _ | _ | 0 | 0
_ | _ | _ | 0 | 0
_ | _ | _ | 0 | 0
_ | _ | _ | 0 | 0
_ | _ | _ | 0 | 0
_ | _ | _ | 0 | 0
_ | _ | _ | 0 | 0
_ | _ | _ | 0 | 0
_ | _ | _ | 0 | 0
_ | _ | _ | 0 | 0
_ | _ | _ | 0 | 0
_ | _ | _ | 0 | 0
_ | _ | _ | 0 | 0
_ | _ | _ | 0 | 0
_ | _ | _ | 0 | 0
_ | _ | _ | 0 | 0
_ | _ | _ | 0 | 0
_ | _ | _ | 0 | 0
_ | _ | _ | 0 | 0
_ | _ | _ | 0 | 0
_ | _ | _ | 0 | 0
_ | _ | _ | 0 | 0
_ | _ | _ | 0 | 0
_ | _ | _ | 0 | 0
_ | _ | _ | 0 | 0
_ | _ | _ | 0 | 0
_ | _ | _ | 0 | 0
_ | _ | _ | 0 | 0
_ | _ | _ | 0 | 0
_ | _ | _ | 0 | 0
_ | _ | _ | 0 | 0
_ | _ | _ | 0 | 0
_ | _ | _ | 0 | 0
_ | _ | _ | 0 | 0
_ | _ | _ | 0 | 0
_ | _ | _ | 0 | 0
_ | _ | _ | 0 | 0
_ | _ | _ | 0 | 0
_ | _ | _ | 0 | 0
_ | _ | _ | 0 | 0
_ | _ | _ | 0 | 0
_ | _ | _ | 0 | 0
_ | _ | _ | 0 | 0
_ | _ | _ | 0 | 0
_ | _ | _ | 0 | 0
_ | _ | _ | 0 | 0
_ | _ | _ | 0 | 0
_ | _ | _ | 0 | 0
_ | _ | _ | 0 | 0
_ | _ | _ | 0 | 0
_ | _ | _ | 0 | 0
_ | _ | _ | 0 | 0
_ | _ | _ | 0 | 0
_ | _ | _ | 0 | 0
_ | _ | _ | 0 | 0
_ | _ | _ | 0 | 0
_ | _ | _ | 0 | 0
_ | _ | _ | 0 | 0
_ | _ | _ | 0 | 0
_ | _ | _ | 0 | 0
_ | _ | _ | 0 | 0
_ | _ | _ | 0 | 0
_ | _ | _ | 0 | 0
_ | _ | _ | 0 | 0
_ | _ | _ | 0 | 0
_ | _ | _ | 0 | 0
_ | _ | _ | 0 | 0
_ | _ | _ | 0 | 0
_ | _ | _ | 0 | 0
_ | _ | _ | 0 | 0
_ | _ | _ | 0 | 0
_ | _ | _ | 0 | 0
_ | _ | _ | 0 | 0
_ | _ | _ | 0 | 0
_ | _ | _ | 0 | 0
_ | _ | _ | 0 | 0
_ | _ | _ | 0 | 0
_ | _ | _ | 0 | 0
_ | _ | _ | 0 | 0
_ | _ | _ | 0 | 0
_ | _ | _ | 0 | 0
_ | _ | _ | 0 | 0
_ | _ | _ | 0 | 0
_ | _ | _ | 0 | 0
_ | _ | _ | 0 | 0
_ | _ | _ | 0 | 0
_ | _ | _ | 0 | 0
_ | _ | _ | 0 | 0
_ | _ | _ | 0 | 0
_ | _ | _ | 0 | 0
_ | _ | _ | 0 | 0
_ | _ | _ | 0 | 0
_ | _ | _ | 0 | 0
_ | _ | _ | 0 | 0
_ | _ | _ | 0 | 0
_ | _ | _ | 0 | 0
_ | _ | _ | 0 | 0
_ | _ | _ | 0 | 0
_ | _ | _ | 0 | 0
_ | _ | _ | 0 | 0
_ | _ | _ | 0 | 0
_ | _ | _ | 0 | 0
_ | _ | _ | 0 | 0
_ | _ | _ | 0 | 0
_ | _ | _ | 0 | 0
_ | _ | _ | 0 | 0
_ | _ | _ | 0 | 0
_ | _ | _ | 0 | 0
_ | _ | _ | 0 | 0
_ | _ | _ | 0 | 0
_ | _ | _ | 0 | 0
_ | _ | _ | 0 | 0
_ | _ | _ | 0 | 0
_ | _ | _ | 0 | 0
_ | _ | _ | 0 | 0
_ | _ | _ | 0 | 0
_ | _ | _ | 0 | 0
_ | _ | _ | 0 | 0
_ | _ | _ | 0 | 0
_ | _ | _ | 0 | 0
_ | _ | _ | 0 | 0
_ | _ | _ | 0 | 0
_ | _ | _ | 0 | 0
_ | _ | _ | 0 | 0
_ | _ | _ | 0 | 0
_ | _ | _ | 0 | 0
_ | _ | _ | 0 | 0
_ | _ | _ | 0 | 0
_ | _ | _ | 0 | 0
_ | _ | _ | 0 | 0
_ | _ | _ | 0 | 0
_ | _ | _ | 0 | 0
_ | _ | _ | 0 | 0
_ | _ | _ | 0 | 0
_ | _ | _ | 0 | 0
_ | _ | _ | 0 | 0
_ | _ | _ | 0 | 0
_ | _ | _ | 0 | 0
_ | _ | _ | 0 | 0
_ | _ | _ | 0 | 0
_ | _ | _ | 0 | 0
_ | _ | _ | 0 | 0
_ | _ | _ | 0 | 0
_ | _ | _ | 0 | 0
_ | _ | _ | 0 | 0
_ | _ | _ | 0 | 0
_ | _ | _ | 0 | 0
_ | _ | _ | 0 | 0
_ | _ | _ | 0 | 0
_ | _ | _ | 0 | 0
_ | _ | _ | 0 | 0
_ | _ | _ | 0 | 0
_ | _ | _ | 0 | 0
_ | _ | _ | 0 | 0
_ | _ | _ | 0 | 0
_ | _ | _ | 0 | 0
_ | _ | _ | 0 | 0
_ | _ | _ | 0 | 0
_ | _ | _ | 0 | 0
_ | _ | _ | 0 | 0
_ | _ | _ | 0 | 0
_ | _ | _ | 0 | 0
_ | _ | _ | 0 | 0
_ | _ | _ | 0 | 0
_ | _ | _ | 0 | 0
_ | _ | _ | 0 | 0
_ | _ | _ | 0 | 0
_ | _ | _ | 0 | 0
_ | _ | _ | 0 | 0
_ | _ | _ | 0 | 0
_ | _ | _ | 0 | 0
_ | _ | _ | 0 | 0
_ | _ | _ | 0 | 0
_ | _ | _ | 0 | 0
_ | _ | _ | 0 | 0
_ | _ | _ | 0 | 0
_ | _ | _ | 0 | 0
_ | _ | _ | 0 | 0
_ | _ | _ | 0 | 0
_ | _ | _ | 0 | 0
_ | _ | _ | 0 | 0
_ | _ | _ | 0 | 0
_ | _ | _ | 0 | 0
_ | _ | _ | 0 | 0
_ | _ | _ | 0 | 0
_ | _ | _ | 0 | 0
_ | _ | _ | 0 | 0
_ | _ | _ | 0 | 0
_ | _ | _ | 0 | 0
_ | _ | _ | 0 | 0
_ | _ | _ | 0 | 0
_ | _ | _ | 0 | 0
_ | _ | _ | 0 | 0
_ | _ | _ | 0 | 0
_ | _ | _ | 0 | 0
_ | _ | _ | 0 | 0
_ | _ | _ | 0 | 0
_ | _ | _ | 0 | 0
_ | _ | _ | 0 | 0
_ | _ | _ | 0 | 0
_ | _ | _ | 0 | 0
_ | _ | _ | 0 | 0
_ | _ | _ | 0 | 0
_ | _ | _ | 0 | 0
_ | _ | _ | 0 | 0
_ | _ | _ | 0 | 0
_ | _ | _ | 0 | 0
_ | _ | _ | 0 | 0
_ | _ | _ | 0 | 0
_ | _ | _ | 0 | 0
_ | _ | _ | 0 | 0
_ | _ | _ | 0 | 0
_ | _ | _ | 0 | 0
_ | _ | _ | 0 | 0
_ | _ | _ | 0 | 0
_ | _ | _ | 0 | 0
_ | _ | _ | 0 | 0
_ | _ | _ | 0 | 0
_ | _ | _ | 0 | 0
_ | _ | _ | 0 | 0
_ | _ | _ | 0 | 0
_ | _ | _ | 0 | 0
_ | _ | _ | 0 | 0
_ | _ | _ | 0 | 0
_ | _ | _ | 0 | 0
_ | _ | _ | 0 | 0
_ | _ | _ | 0 | 0
_ | _ | _ | 0 | 0
_ | _ | _ | 0 | 0
_ | _ | _ | 0 | 0
_ | _ | _ | 0 | 0
_ | _ | _ | 0 | 0
_ | _ | _ | 0 | 0
_ | _ | _ | 0 | 0
_ | _ | _ | 0 | 0
_ | _ | _ | 0 | 0
_ | _ | _ | 0 | 0
_ | _ | _ | 0 | 0
_ | _ | _ | 0 | 0
_ | _ | _ | 0 | 0
_ | _ | _ | 0 | 0
_ | _ | _ | 0 | 0
_ | _ | _ | 0 | 0
_ | _ | _ | 0 | 0
_ | _ | _ | 0 | 0
_ | _ | _ | 0 | 0
_ | _ | _ | 0 | 0
_ | _ | _ | 0 | 0
_ | _ | _ | 0 | 0
_ | _ | _ | 0 | 0
_ | _ | _ | 0 | 0
_ | _ | _ | 0 | 0
_ | _ | _ | 0 | 0
_ | _ | _ | 0 | 0
_ | _ | _ | 0 | 0
_ | _ | _ | 0 | 0
_ | _ | _ | 0 | 0
_ | _ | _ | 0 | 0
_ | _ | _ | 0 | 0
_ | _ | _ | 0 | 0
_ | _ | _ | 0 | 0
_ | _ | _ | 0 | 0
_ | _ | _ | 0 | 0
_ | _ | _ | 0 | 0
_ | _ | _ | 0 | 0
_ | _ | _ | 0 | 0
_ | _ | _ | 0 | 0
_ | _ | _ | 0 | 0
_ | _ | _ | 0 | 0
_ | _ | _ | 0 | 0
_ | _ | _ | 0 | 0
_ | _ | _ | 0 | 0
_ | _ | _ | 0 | 0
_ | _ | _ | 0 | 0
_ | _ | _ | 0 | 0
_ | _ | _ | 0 | 0
_ | _ | _ | 0 | 0
_ | _ | _ | 0 | 0
_ | _ | _ | 0 | 0
_ | _ | _ | 0 | 0
_ | _ | _ | 0 | 0
_ | _ | _ | 0 | 0
_ | _ | _ | 0 | 0
_ | _ | _ | 0 | 0
_ | _ | _ | 0 | 0
_ | _ | _ | 0 | 0
_ | _ | _ | 0 | 0
_ | _ | _ | 0 | 0
_ | _ | _ | 0 | 0
_ | _ | _ | 0 | 0
_ | _ | _ | 0 | 0
_ | _ | _ | 0 | 0
_ | _ | _ | 0 | 0
_ | _ | _ | 0 | 0
_ | _ | _ | 0 | 0
_ | _ | _ | 0 | 0
_ | _ | _ | 0 | 0
_ | _ | _ | 0 | 0
_ | _ | _ | 0 | 0
_ | _ | _ | 0 | 0
_ | _ | _ | 0 | 0
_ | _ | _ | 0 | 0
_ | _ | _ | 0 | 0
_ | _ | _ | 0 | 0
_ | _ | _ | 0 | 0
_ | _ | _ | 0 | 0
_ | _ | _ | 0 | 0
_ | _ | _ | 0 | 0
_ | _ | _ | 0 | 0
_ | _ | _ | 0 | 0
_ | _ | _ | 0 | 0
_ | _ | _ | 0 | 0
_ | _ | _ | 0 | 0
_ | _ | _ | 0 | 0
_ | _ | _ | 0 | 0
_ | _ | _ | 0 | 0
_ | _ | _ | 0 | 0
_ | _ | _ | 0 | 0
_ | _ | _ | 0 | 0
_ | _ | _ | 0 | 0
_ | _ | _ | 0 | 0
_ | _ | _ | 0 | 0
_ | _ | _ | 0 | 0
_ | _ | _ | 0 | 0
_ | _ | _ | 0 | 0
_ | _ | _ | 0 | 0
_ | _ | _ | 0 | 0
_ | _ | _ | 0 | 0
_ | _ | _ | 0 | 0
_ | _ | _ | 0 | 0
_ | _ | _ | 0 | 0
_ | _ | _ | 0 | 0
_ | _ | _ | 0 | 0
_ | _ | _ | 0 | 0
_ | _ | _ | 0 | 0
_ | _ | _ | 0 | 0
_ | _ | _ | 0 | 0
_ | _ | _ | 0 | 0
_ | _ | _ | 0 | 0
_ | _ | _ | 0 | 0
_ | _ | _ | 0 | 0
_ | _ | _ | 0 | 0
_ | _ | _ | 0 | 0
_ | _ | _ | 0 | 0
_ | _ | _ | 0 | 0
_ | _ | _ | 0 | 0
_ | _ | _ | 0 | 0
_ | _ | _ | 0 | 0
_ | _ | _ | 0 | 0
_ | _ | _ | 0 | 0
_ | _ | _ | 0 | 0
_ | _ | _ | 0 | 0
_ | _ | _ | 0 | 0
_ | _ | _ | 0 | 0
_ | _ | _ | 0 | 0
_ | _ | _ | 0 | 0
_ | _ | _ | 0 | 0
_ | _ | _ | 0 | 0
_ | _ | _ | 0 | 0
_ | _ | _ | 0 | 0
_ | _ | _ | 0 | 0
_ | _ | _ | 0 | 0
_ | _ | _ | 0 | 0
_ | _ | _ | 0 | 0
_ | _ | _ | 0 | 0
_ | _ | _ | 0 | 0
_ | _ | _ | 0 | 0
_ | _ | _ | 0 | 0
_ | _ | _ | 0 | 0
_ | _ | _ | 0 | 0
_ | _ | _ | 0 | 0
_ | _ | _ | 0 | 0
_ | _ | _ | 0 | 0
_ | _ | _ | 0 | 0
_ | _ | _ | 0 | 0
_ | _ | _ | 0 | 0
_ | _ | _ | 0 | 0
_ | _ | _ | 0 | 0
_ | _ | _ | 0 | 0
_ | _ | _ | 0 | 0
_ | _ | _ | 0 | 0
_ | _ | _ | 0 | 0
_ | _ | _ | 0 | 0
_ | _ | _ | 0 | 0
_ | _ | _ | 0 | 0
_ | _ | _ | 0 | 0
_ | _ | _ | 0 | 0
_ | _ | _ | 0 | 0
_ | _ | _ | 0 | 0
_ | _ | _ | 0 | 0
_ | _ | _ | 0 | 0
_ | _ | _ | 0 | 0
_ | _ | _ | 0 | 0
_ | _ | _ | 0 | 0
_ | _ | _ | 0 | 0
_ | _ | _ | 0 | 0
_ | _ | _ | 0 | 0
_ | _ | _ | 0 | 0
_ | _ | _ | 0 | 0
_ | _ | _ | 0 | 0
_ | _ | _ | 0 | 0
_ | _ | _ | 0 | 0
_ | _ | _ | 0 | 0
_ | _ | _ | 0 | 0
_ | _ | _ | 0 | 0
_ | _ | _ | 0 | 0
_ | _ | _ | 0 | 0
_ | _ | _ | 0 | 0
_ | _ | _ | 0 | 0
_ | _ | _ | 0 | 0
_ | _ | _ | 0 | 0
_ | _ | _ | 0 | 0
_ | _ | _ | 0 | 0
_ | _ | _ | 0 | 0
_ | _ | _ | 0 | 0
_ | _ | _ | 0 | 0
_ | _ | _ | 0 | 0
_ | _ | _ | 0 | 0
_ | _ | _ | 0 | 0
_ | _ | _ | 0 | 0
_ | _ | _ | 0 | 0
_ | _ | _ | 0 | 0
_ | _ | _ | 0 | 0
_ | _ | _ | 0 | 0
_ | _ | _ | 0 | 0
_ | _ | _ | 0 | 0
_ | _ | _ | 0 | 0
_ | _ | _ | 0 | 0
_ | _ | _ | 0 | 0
_ | _ | _ | 0 | 0
_ | _ | _ | 0 | 0
_ | _ | _ | 0 | 0
_ | _ | _ | 0 | 0
_ | _ | _ | 0 | 0
_ | _ | _ | 0 | 0
_ | _ | _ | 0 | 0
_ | _ | _ | 0 | 0
_ | _ | _ | 0 | 0
_ | _ | _ | 0 | 0
_ | _ | _ | 0 | 0
_ | _ | _ | 0 | 0
_ | _ | _ | 0 | 0
_ | _ | _ | 0 | 0
_ | _ | _ | 0 | 0
_ | _ | _ | 0 | 0
_ | _ | _ | 0 | 0
_ | _ | _ | 0 | 0
_ | _ | _ | 0 | 0
_ | _ | _ | 0 | 0
_ | _ | _ | 0 | 0
_ | _ | _ | 0 | 0
_ | _ | _ | 0 | 0
_ | _ | _ | 0 | 0
_ | _ | _ | 0 | 0
_ | _ | _ | 0 | 0
_ | _ | _ | 0 | 0
_ | _ | _ | 0 | 0
_ | _ | _ | 0 | 0
_ | _ | _ | 0 | 0
_ | _ | _ | 0 | 0
_ | _ | _ | 0 | 0
_ | _ | _ | 0 | 0
_ | _ | _ | 0 | 0
_ | _ | _ | 0 | 0
_ | _ | _ | 0 | 0
_ | _ | _ | 0 | 0
_ | _ | _ | 0 | 0
_ | _ | _ | 0 | 0
_ | _ | _ | 0 | 0
_ | _ | _ | 0 | 0
_ | _ | _ | 0 | 0
_ | _ | _ | 0 | 0
_ | _ | _ | 0 | 0
_ | _ | _ | 0 | 0
_ | _ | _ | 0 | 0
_ | _ | _ | 0 | 0
_ | _ | _ | 0 | 0
_ | _ | _ | 0 | 0
_ | _ | _ | 0 | 0
_ | _ | _ | 0 | 0
_ | _ | _ | 0 | 0
_ | _ | _ | 0 | 0
_ | _ | _ | 0 | 0
_ | _ | _ | 0 | 0
_ | _ | _ | 0 | 0
_ | _ | _ | 0 | 0
_ | _ | _ | 0 | 0
_ | _ | _ | 0 | 0
_ | _ | _ | 0 | 0
_ | _ | _ | 0 | 0
_ | _ | _ | 0 | 0
_ | _ | _ | 0 | 0
_ | _ | _ | 0 | 0
_ | _ | _ | 0 | 0
_ | _ | _ | 0 | 0
_ | _ | _ | 0 | 0
_ | _ | _ | 0 | 0
_ | _ | _ | 0 | 0
_ | _ | _ | 0 | 0
_ | _ | _ | 0 | 0
_ | _ | _ | 0 | 0
_ | _ | _ | 0 | 0
_ | _ | _ | 0 | 0
_ | _ | _ | 0 | 0
_ | _ | _ | 0 | 0
_ | _ | _ | 0 | 0
_ | _ | _ | 0 | 0
_ | _ | _ | 0 | 0
_ | _ | _ | 0 | 0
_ | _ | _ | 0 | 0
_ | _ | _ | 0 | 0
_ | _ | _ | 0 | 0
_ | _ | _ | 0 | 0
_ | _ | _ | 0 | 0
_ | _ | _ | 0 | 0
_ | _ | _ | 0 | 0
_ | _ | _ | 0 | 0
_ | _ | _ | 0 | 0
_ | _ | _ | 0 | 0
_ | _ | _ | 0 | 0
_ | _ | _ | 0 | 0
_ | _ | _ | 0 | 0
_ | _ | _ | 0 | 0
_ | _ | _ | 0 | 0
_ | _ | _ | 0 | 0
_ | _ | _ | 0 | 0
_ | _ | _ | 0 | 0
_ | _ | _ | 0 | 0
_ | _ | _ | 0 | 0
_ | _ | _ | 0 | 0
_ | _ | _ | 0 | 0
_ | _ | _ | 0 | 0
_ | _ | _ | 0 | 0
_ | _ | _ | 0 | 0
_ | _ | _ | 0 | 0
_ | _ | _ | 0 | 0
_ | _ | _ | 0 | 0
_ | _ | _ | 0 | 0
_ | _ | _ | 0 | 0
_ | _ | _ | 0 | 0
_ | _ | _ | 0 | 0
_ | _ | _ | 0 | 0
_ | _ | _ | 0 | 0
_ | _ | _ | 0 | 0
_ | _ | _ | 0 | 0
_ | _ | _ | 0 | 0
_ | _ | _ | 0 | 0
_ | _ | _ | 0 | 0
_ | _ | _ | 0 | 0
_ | _ | _ | 0 | 0
_ | _ | _ | 0 | 0
_ | _ | _ | 0 | 0
_ | _ | _ | 0 | 0
_ | _ | _ | 0 | 0
_ | _ | _ | 0 | 0
_ | _ | _ | 0 | 0
_ | _ | _ | 0 | 0
_ | _ | _ | 0 | 0
_ | _ | _ | 0 | 0
_ | _ | _ | 0 | 0
_ | _ | _ | 0 | 0
_ | _ | _ | 0 | 0
_ | _ | _ | 0 | 0
_ | _ | _ | 0 | 0
_ | _ | _ | 0 | 0
_ | _ | _ | 0 | 0
_ | _ | _ | 0 | 0
_ | _ | _ | 0 | 0
_ | _ | _ | 0 | 0
_ | _ | _ | 0 | 0
_ | _ | _ | 0 | 0
_ | _ | _ | 0 | 0
_ | _ | _ | 0 | 0
_ | _ | _ | 0 | 0
_ | _ | _ | 0 | 0
_ | _ | _ | 0 | 0
_ | _ | _ | 0 | 0
_ | _ | _ | 0 | 0
_ | _ | _ | 0 | 0
_ | _ | _ | 0 | 0
_ | _ | _ | 0 | 0
_ | _ | _ | 0 | 0
_ | _ | _ | 0 | 0
_ | _ | _ | 0 | 0
_ | _ | _ | 0 | 0
_ | _ | _ | 0 | 0
_ | _ | _ | 0 | 0
_ | _ | _ | 0 | 0
_ | _ | _ | 0 | 0
_ | _ | _ | 0 | 0
_ | _ | _ | 0 | 0
_ | _ | _ | 0 | 0
_ | _ | _ | 0 | 0
_ | _ | _ | 0 | 0
_ | _ | _ | 0 | 0
_ | _ | _ | 0 | 0
_ | _ | _ | 0 | 0
_ | _ | _ | 0 | 0
_ | _ | _ | 0 | 0
_ | _ | _ | 0 | 0
_ | _ | _ | 0 | 0
_ | _ | _ | 0 | 0
_ | _ | _ | 0 | 0
_ | _ | _ | 0 | 0
_ | _ | _ | 0 | 0
_ | _ | _ | 0 | 0
_ | _ | _ | 0 | 0
_ | _ | _ | 0 | 0
_ | _ | _ | 0 | 0
_ | _ | _ | 0 | 0
_ | _ | _ | 0 | 0
_ | _ | _ | 0 | 0
_ | _ | _ | 0 | 0
_ | _ | _ | 0 | 0
_ | _ | _ | 0 | 0
_ | _ | _ | 0 | 0
_ | _ | _ | 0 | 0
_ | _ | _ | 0 | 0
_ | _ | _ | 0 | 0
_ | _ | _ | 0 | 0
_ | _ | _ | 0 | 0
_ | _ | _ | 0 | 0
_ | _ | _ | 0 | 0
_ | _ | _ | 0 | 0
_ | _ | _ | 0 | 0
_ | _ | _ | 0 | 0
_ | _ | _ | 0 | 0
_ | _ | _ | 0 | 0
_ | _ | _ | 0 | 0
_ | _ | _ | 0 | 0
_ | _ | _ | 0 | 0
_ | _ | _ | 0 | 0
_ | _ | _ | 0 | 0
_ | _ | _ | 0 | 0
_ | _ | _ | 0 | 0
_ | _ | _ | 0 | 0
_ | _ | _ | 0 | 0
_ | _ | _ | 0 | 0
_ | _ | _ | 0 | 0
_ | _ | _ | 0 | 0
_ | _ | _ | 0 | 0
_ | _ | _ | 0 | 0
_ | _ | _ | 0 | 0
_ | _ | _ | 0 | 0
_ | _ | _ | 0 | 0
_ | _ | _ | 0 | 0
_ | _ | _ | 0 | 0
_ | _ | _ | 0 | 0
_ | _ | _ | 0 | 0
_ | _ | _ | 0 | 0
_ | _ | _ | 0 | 0
_ | _ | _ | 0 | 0
_ | _ | _ | 0 | 0
_ | _ | _ | 0 | 0
_ | _ | _ | 0 | 0
_ | _ | _ | 0 | 0
_ | _ | _ | 0 | 0
_ | _ | _ | 0 | 0
_ | _ | _ | 0 | 0
_ | _ | _ | 0 | 0
_ | _ | _ | 0 | 0
_ | _ | _ | 0 | 0
_ | _ | _ | 0 | 0
_ | _ | _ | 0 | 0
_ | _ | _ | 0 | 0
_ | _ | _ | 0 | 0
_ | _ | _ | 0 | 0
_ | _ | _ | 0 | 0
_ | _ | _ | 0 | 0
_ | _ | _ | 0 | 0
_ | _ | _ | 0 | 0
_ | _ | _ | 0 | 0
_ | _ | _ | 0 | 0
_ | _ | _ | 0 | 0
_ | _ | _ | 0 | 0
_ | _ | _ | 0 | 0
_ | _ | _ | 0 | 0
_ | _ | _ | 0 | 0
_ | _ | _ | 0 | 0
_ | _ | _ | 0 | 0
_ | _ | _ | 0 | 0
_ | _ | _ | 0 | 0
_ | _ | _ | 0 | 0
_ | _ | _ | 0 | 0
_ | _ | _ | 0 | 0
_ | _ | _ | 0 | 0
_ | _ | _ | 0 | 0
_ | _ | _ | 0 | 0
_ | _ | _ | 0 | 0
_ | _ | _ | 0 | 0
_ | _ | _ | 0 | 0
_ | _ | _ | 0 | 0
_ | _ | _ | 0 | 0
_ | _ | _ | 0 | 0
_ | _ | _ | 0 | 0
_ | _ | _ | 0 | 0
_ | _ | _ | 0 | 0
_ | _ | _ | 0 | 0
_ | _ | _ | 0 | 0
_ | _ | _ | 0 | 0
_ | _ | _ | 0 | 0
_ | _ | _ | 0 | 0
_ | _ | _ | 0 | 0
_ | _ | _ | 0 | 0
_ | _ | _ | 0 | 0
_ | _ | _ | 0 | 0
_ | _ | _ | 0 | 0
_ | _ | _ | 0 | 0
_ | _ | _ | 0 | 0
_ | _ | _ | 0 | 0
_ | _ | _ | 0 | 0
_ | _ | _ | 0 | 0
_ | _ | _ | 0 | 0
_ | _ | _ | 0 | 0
_ | _ | _ | 0 | 0
_ | _ | _ | 0 | 0
_ | _ | _ | 0 | 0
_ | _ | _ | 0 | 0
_ | _ | _ | 0 | 0
_ | _ | _ | 0 | 0
_ | _ | _ | 0 | 0
_ | _ | _ | 0 | 0
_ | _ | _ | 0 | 0
_ | _ | _ | 0 | 0
_ | _ | _ | 0 | 0
_ | _ | _ | 0 | 0
_ | _ | _ | 0 | 0
_ | _ | _ | 0 | 0
_ | _ | _ | 0 | 0
_ | _ | _ | 0 | 0
_ | _ | _ | 0 | 0
_ | _ | _ | 0 | 0
_ | _ | _ | 0 | 0
_ | _ | _ | 0 | 0
_ | _ | _ | 0 | 0
_ | _ | _ | 0 | 0
_ | _ | _ | 0 | 0
_ | _ | _ | 0 | 0
_ | _ | _ | 0 | 0
_ | _ | _ | 0 | 0
_ | _ | _ | 0 | 0
_ | _ | _ | 0 | 0
_ | _ | _ | 0 | 0
_ | _ | _ | 0 | 0
_ | _ | _ | 0 | 0
_ | _ | _ | 0 | 0
_ | _ | _ | 0 | 0
_ | _ | _ | 0 | 0
_ | _ | _ | 0 | 0
_ | _ | _ | 0 | 0
_ | _ | _ | 0 | 0
_ | _ | _ | 0 | 0
_ | _ | _ | 0 | 0
_ | _ | _ | 0 | 0
_ | _ | _ | 0 | 0
_ | _ | _ | 0 | 0
_ | _ | _ | 0 | 0
_ | _ | _ | 0 | 0
_ | _ | _ | 0 | 0
_ | _ | _ | 0 | 0
_ | _ | _ | 0 | 0
_ | _ | _ | 0 | 0
_ | _ | _ | 0 | 0
_ | _ | _ | 0 | 0
_ | _ | _ | 0 | 0
_ | _ | _ | 0 | 0
_ | _ | _ | 0 | 0
_ | _ | _ | 0 | 0
_ | _ | _ | 0 | 0
_ | _ | _ | 0 | 0
_ | _ | _ | 0 | 0
_ | _ | _ | 0 | 0
_ | _ | _ | 0 | 0
_ | _ | _ | 0 | 0
_ | _ | _ | 0 | 0
_ | _ | _ | 0 | 0
_ | _ | _ | 0 | 0
_ | _ | _ | 0 | 0
_ | _ | _ | 0 | 0
_ | _ | _ | 0 | 0
_ | _ | _ | 0 | 0
_ | _ | _ | 0 | 0
_ | _ | _ | 0 | 0
_ | _ | _ | 0 | 0
_ | _ | _ | 0 | 0
_ | _ | _ | 0 | 0
_ | _ | _ | 0 | 0
_ | _ | _ | 0 | 0
_ | _ | _ | 0 | 0
_ | _ | _ | 0 | 0
_ | _ | _ | 0 | 0
_ | _ | _ | 0 | 0
_ | _ | _ | 0 | 0
_ | _ | _ | 0 | 0
_ | _ | _ | 0 | 0
_ | _ | _ | 0 | 0
_ | _ | _ | 0 | 0
_ | _ | _ | 0 | 0
_ | _ | _ | 0 | 0
_ | _ | _ | 0 | 0
_ | _ | _ | 0 | 0
_ | _ | _ | 0 | 0
_ | _ | _ | 0 | 0
_ | _ | _ | 0 | 0
_ | _ | _ | 0 | 0
_ | _ | _ | 0 | 0
_ | _ | _ | 0 | 0
_ | _ | _ | 0 | 0
_ | _ | _ | 0 | 0
_ | _ | _ | 0 | 0
_ | _ | _ | 0 | 0
_ | _ | _ | 0 | 0
_ | _ | _ | 0 | 0
_ | _ | _ | 0 | 0
_ | _ | _ | 0 | 0
_ | _ | _ | 0 | 0
_ | _ | _ | 0 | 0
_ | _ | _ | 0 | 0
_ | _ | _ | 0 | 0
_ | _ | _ | 0 | 0
_ | _ | _ | 0 | 0
_ | _ | _ | 0 | 0
_ | _ | _ | 0 | 0
_ | _ | _ | 0 | 0
_ | _ | _ | 0 | 0
_ | _ | _ | 0 | 0
_ | _ | _ | 0 | 0
_ | _ | _ | 0 | 0
_ | _ | _ | 0 | 0
_ | _ | _ | 0 | 0
_ | _ | _ | 0 | 0
_ | _ | _ | 0 | 0
_ | _ | _ | 0 | 0
_ | _ | _ | 0 | 0
_ | _ | _ | 0 | 0
_ | _ | _ | 0 | 0
_ | _ | _ | 0 | 0
_ | _ | _ | 0 | 0
_ | _ | _ | 0 | 0
_ | _ | _ | 0 | 0
_ | _ | _ | 0 | 0
_ | _ | _ | 0 | 0
_ | _ | _ | 0 | 0
_ | _ | _ | 0 | 0
_ | _ | _ | 0 | 0
_ | _ | _ | 0 | 0
_ | _ | _ | 0 | 0
_ | _ | _ | 0 | 0
_ | _ | _ | 0 | 0
_ | _ | _ | 0 | 0
_ | _ | _ | 0 | 0
_ | _ | _ | 0 | 0
_ | _ | _ | 0 | 0
_ | _ | _ | 0 | 0
_ | _ | _ | 0 | 0
_ | _ | _ | 0 | 0
_ | _ | _ | 0 | 0
_ | _ | _ | 0 | 0
_ | _ | _ | 0 | 0
_ | _ | _ | 0 | 0
_ | _ | _ | 0 | 0
_ | _ | _ | 0 | 0
_ | _ | _ | 0 | 0
_ | _ | _ | 0 | 0
_ | _ | _ | 0 | 0
_ | _ | _ | 0 | 0
_ | _ | _ | 0 | 0
_ | _ | _ | 0 | 0
_ | _ | _ | 0 | 0
_ | _ | _ | 0 | 0
_ | _ | _ | 0 | 0
_ | _ | _ | 0 | 0
_ | _ | _ | 0 | 0
_ | _ | _ | 0 | 0
_ | _ | _ | 0 | 0
_ | _ | _ | 0 | 0
_ | _ | _ | 0 | 0
_ | _ | _ | 0 | 0
_ | _ | _ | 0 | 0
_ | _ | _ | 0 | 0
_ | _ | _ | 0 | 0
_ | _ | _ | 0 | 0
_ | _ | _ | 0 | 0
_ | _ | _ | 0 | 0
_ | _ | _ | 0 | 0
_ | _ | _ | 0 | 0
_ | _ | _ | 0 | 0
_ | _ | _ | 0 | 0
_ | _ | _ | 0 | 0
_ | _ | _ | 0 | 0
_ | _ | _ | 0 | 0
_ | _ | _ | 0 | 0
_ | _ | _ | 0 | 0
_ | _ | _ | 0 | 0
_ | _ | _ | 0 | 0
_ | _ | _ | 0 | 0
_ | _ | _ | 0 | 0
_ | _ | _ | 0 | 0
_ | _ | _ | 0 | 0
_ | _ | _ | 0 | 0
_ | _ | _ | 0 | 0
_ | _ | _ | 0 | 0
_ | _ | _ | 0 | 0
_ | _ | _ | 0 | 0
_ | _ | _ | 0 | 0
_ | _ | _ | 0 | 0
_ | _ | _ | 0 | 0
_ | _ | _ | 0 | 0
_ | _ | _ | 0 | 0
_ | _ | _ | 0 | 0
_ | _ | _ | 0 | 0
_ | _ | _ | 0 | 0
_ | _ | _ | 0 | 0
_ | _ | _ | 0 | 0
_ | _ | _ | 0 | 0
_ | _ | _ | 0 | 0
_ | _ | _ | 0 | 0
_ | _ | _ | 0 | 0
_ | _ | _ | 0 | 0
_ | _ | _ | 0 | 0
_ | _ | _ | 0 | 0
_ | _ | _ | 0 | 0
_ | _ | _ | 0 | 0
_ | _ | _ | 0 | 0
_ | _ | _ | 0 | 0
_ | _ | _ | 0 | 0
_ | _ | _ | 0 | 0
_ | _ | _ | 0 | 0
_ | _ | _ | 0 | 0
_ | _ | _ | 0 | 0
_ | _ | _ | 0 | 0
_ | _ | _ | 0 | 0
_ | _ | _ | 0 | 0
_ | _ | _ | 0 | 0
_ | _ | _ | 0 | 0
_ | _ | _ | 0 | 0
_ | _ | _ | 0 | 0
_ | _ | _ | 0 | 0
_ | _ | _ | 0 | 0
_ | _ | _ | 0 | 0
_ | _ | _ | 0 | 0
_ | _ | _ | 0 | 0
_ | _ | _ | 0 | 0
_ | _ | _ | 0 | 0
_ | _ | _ | 0 | 0
_ | _ | _ | 0 | 0
_ | _ | _ | 0 | 0
_ | _ | _ | 0 | 0
_ | _ | _ | 0 | 0
_ | _ | _ | 0 | 0
_ | _ | _ | 0 | 0
_ | _ | _ | 0 | 0
_ | _ | _ | 0 | 0
_ | _ | _ | 0 | 0
_ | _ | _ | 0 | 0
_ | _ | _ | 0 | 0
_ | _ | _ | 0 | 0
_ | _ | _ | 0 | 0
_ | _ | _ | 0 | 0
_ | _ | _ | 0 | 0
_ | _ | _ | 0 | 0
_ | _ | _ | 0 | 0
_ | _ | _ | 0 | 0
_ | _ | _ | 0 | 0
_ | _ | _ | 0 | 0
_ | _ | _ | 0 | 0
_ | _ | _ | 0 | 0
_ | _ | _ | 0 | 0
_ | _ | _ | 0 | 0
_ | _ | _ | 0 | 0
_ | _ | _ | 0 | 0
_ | _ | _ | 0 | 0
_ | _ | _ | 0 | 0
_ | _ | _ | 0 | 0
_ | _ | _ | 0 | 0
_ | _ | _ | 0 | 0
_ | _ | _ | 0 | 0
_ | _ | _ | 0 | 0
_ | _ | _ | 0 | 0
_ | _ | _ | 0 | 0
_ | _ | _ | 0 | 0
_ | _ | _ | 0 | 0
_ | _ | _ | 0 | 0
_ | _ | _ | 0 | 0
_ | _ | _ | 0 | 0
_ | _ | _ | 0 | 0
_ | _ | _ | 0 | 0
_ | _ | _ | 0 | 0
_ | _ | _ | 0 | 0
_ | _ | _ | 0 | 0
_ | _ | _ | 0 | 0
_ | _ | _ | 0 | 0
_ | _ | _ | 0 | 0
_ | _ | _ | 0 | 0
_ | _ | _ | 0 | 0
_ | _ | _ | 0 | 0
_ | _ | _ | 0 | 0
_ | _ | _ | 0 | 0
_ | _ | _ | 0 | 0
_ | _ | _ | 0 | 0
_ | _ | _ | 0 | 0
_ | _ | _ | 0 | 0
_ | _ | _ | 0 | 0
_ | _ | _ | 0 | 0
_ | _ | _ | 0 | 0
_ | _ | _ | 0 | 0
_ | _ | _ | 0 | 0
_ | _ | _ | 0 | 0
_ | _ | _ | 0 | 0
_ | _ | _ | 0 | 0
_ | _ | _ | 0 | 0
_ | _ | _ | 0 | 0
_ | _ | _ | 0 | 0
_ | _ | _ | 0 | 0
_ | _ | _ | 0 | 0
_ | _ | _ | 0 | 0
_ | _ | _ | 0 | 0
_ | _ | _ | 0 | 0
_ | _ | _ | 0 | 0
_ | _ | _ | 0 | 0
_ | _ | _ | 0 | 0
_ | _ | _ | 0 | 0
_ | _ | _ | 0 | 0
_ | _ | _ | 0 | 0
_ | _ | _ | 0 | 0
_ | _ | _ | 0 | 0
_ | _ | _ | 0 | 0
_ | _ | _ | 0 | 0
_ | _ | _ | 0 | 0
_ | _ | _ | 0 | 0
_ | _ | _ | 0 | 0
_ | _ | _ | 0 | 0
_ | _ | _ | 0 | 0
_ | _ | _ | 0 | 0
_ | _ | _ | 0 | 0
_ | _ | _ | 0 | 0
_ | _ | _ | 0 | 0
_ | _ | _ | 0 | 0
_ | _ | _ | 0 | 0
_ | _ | _ | 0 | 0
_ | _ | _ | 0 | 0
_ | _ | _ | 0 | 0
_ | _ | _ | 0 | 0
_ | _ | _ | 0 | 0
_ | _ | _ | 0 | 0
_ | _ | _ | 0 | 0
_ | _ | _ | 0 | 0
_ | _ | _ | 0 | 0
_ | _ | _ | 0 | 0
_ | _ | _ | 0 | 0
_ | _ | _ | 0 | 0
_ | _ | _ | 0 | 0
_ | _ | _ | 0 | 0
_ | _ | _ | 0 | 0
_ | _ | _ | 0 | 0
_ | _ | _ | 0 | 0
_ | _ | _ | 0 | 0
_ | _ | _ | 0 | 0
_ | _ | _ | 0 | 0
_ | _ | _ | 0 | 0
_ | _ | _ | 0 | 0
_ | _ | _ | 0 | 0
_ | _ | _ | 0 | 0
_ | _ | _ | 0 | 0
_ | _ | _ | 0 | 0
_ | _ | _ | 0 | 0
_ | _ | _ | 0 | 0
_ | _ | _ | 0 | 0
_ | _ | _ | 0 | 0
_ | _ | _ | 0 | 0
_ | _ | _ | 0 | 0
_ | _ | _ | 0 | 0
_ | _ | _ | 0 | 0
_ | _ | _ | 0 | 0
_ | _ | _ | 0 | 0
_ | _ | _ | 0 | 0
_ | _ | _ | 0 | 0
_ | _ | _ | 0 | 0
_ | _ | _ | 0 | 0
_ | _ | _ | 0 | 0
_ | _ | _ | 0 | 0
_ | _ | _ | 0 | 0
_ | _ | _ | 0 | 0
_ | _ | _ | 0 | 0
_ | _ | _ | 0 | 0
_ | _ | _ | 0 | 0
_ | _ | _ | 0 | 0
_ | _ | _ | 0 | 0
_ | _ | _ | 0 | 0
_ | _ | _ | 0 | 0
_ | _ | _ | 0 | 0
_ | _ | _ | 0 | 0
_ | _ | _ | 0 | 0
_ | _ | _ | 0 | 0
_ | _ | _ | 0 | 0
_ | _ | _ | 0 | 0
_ | _ | _ | 0 | 0
_ | _ | _ | 0 | 0
_ | _ | _ | 0 | 0
_ | _ | _ | 0 | 0
_ | _ | _ | 0 | 0
_ | _ | _ | 0 | 0
_ | _ | _ | 0 | 0
_ | _ | _ | 0 | 0
_ | _ | _ | 0 | 0
_ | _ | _ | 0 | 0
_ | _ | _ | 0 | 0
_ | _ | _ | 0 | 0
_ | _ | _ | 0 | 0
_ | _ | _ | 0 | 0
_ | _ | _ | 0 | 0
_ | _ | _ | 0 | 0
_ | _ | _ | 0 | 0
_ | _ | _ | 0 | 0
_ | _ | _ | 0 | 0
_ | _ | _ | 0 | 0
_ | _ | _ | 0 | 0
_ | _ | _ | 0 | 0
_ | _ | _ | 0 | 0
_ | _ | _ | 0 | 0
_ | _ | _ | 0 | 0
_ | _ | _ | 0 | 0
_ | _ | _ | 0 | 0
_ | _ | _ | 0 | 0
_ | _ | _ | 0 | 0
_ | _ | _ | 0 | 0
_ | _ | _ | 0 | 0
_ | _ | _ | 0 | 0
_ | _ | _ | 0 | 0
_ | _ | _ | 0 | 0
_ | _ | _ | 0 | 0
_ | _ | _ | 0 | 0
_ | _ | _ | 0 | 0
_ | _ | _ | 0 | 0
_ | _ | _ | 0 | 0
_ | _ | _ | 0 | 0
_ | _ | _ | 0 | 0
_ | _ | _ | 0 | 0
_ | _ | _ | 0 | 0
_ | _ | _ | 0 | 0
_ | _ | _ | 0 | 0
_ | _ | _ | 0 | 0
_ | _ | _ | 0 | 0
_ | _ | _ | 0 | 0
_ | _ | _ | 0 | 0
_ | _ | _ | 0 | 0
_ | _ | _ | 0 | 0
_ | _ | _ | 0 | 0
_ | _ | _ | 0 | 0
_ | _ | _ | 0 | 0
_ | _ | _ | 0 | 0
_ | _ | _ | 0 | 0
_ | _ | _ | 0 | 0
_ | _ | _ | 0 | 0
_ | _ | _ | 0 | 0
_ | _ | _ | 0 | 0
_ | _ | _ | 0 | 0
_ | _ | _ | 0 | 0
_ | _ | _ | 0 | 0
_ | _ | _ | 0 | 0
_ | _ | _ | 0 | 0
_ | _ | _ | 0 | 0
_ | _ | _ | 0 | 0
_ | _ | _ | 0 | 0
_ | _ | _ | 0 | 0
_ | _ | _ | 0 | 0
_ | _ | _ | 0 | 0
_ | _ | _ | 0 | 0
_ | _ | _ | 0 | 0
_ | _ | _ | 0 | 0
_ | _ | _ | 0 | 0
_ | _ | _ | 0 | 0
_ | _ | _ | 0 | 0
_ | _ | _ | 0 | 0
_ | _ | _ | 0 | 0
_ | _ | _ | 0 | 0
_ | _ | _ | 0 | 0
_ | _ | _ | 0 | 0
_ | _ | _ | 0 | 0
_ | _ | _ | 0 | 0
_ | _ | _ | 0 | 0
_ | _ | _ | 0 | 0
_ | _ | _ | 0 | 0
_ | _ | _ | 0 | 0
_ | _ | _ | 0 | 0
_ | _ | _ | 0 | 0
_ | _ | _ | 0 | 0
_ | _ | _ | 0 | 0
_ | _ | _ | 0 | 0
_ | _ | _ | 0 | 0
_ | _ | _ | 0 | 0
_ | _ | _ | 0 | 0
_ | _ | _ | 0 | 0
_ | _ | _ | 0 | 0
_ | _ | _ | 0 | 0
_ | _ | _ | 0 | 0
_ | _ | _ | 0 | 0
_ | _ | _ | 0 | 0
_ | _ | _ | 0 | 0
_ | _ | _ | 0 | 0
_ | _ | _ | 0 | 0
_ | _ | _ | 0 | 0
_ | _ | _ | 0 | 0
_ | _ | _ | 0 | 0
_ | _ | _ | 0 | 0
_ | _ | _ | 0 | 0
_ | _ | _ | 0 | 0
_ | _ | _ | 0 | 0
_ | _ | _ | 0 | 0
_ | _ | _ | 0 | 0
_ | _ | _ | 0 | 0
_ | _ | _ | 0 | 0
_ | _ | _ | 0 | 0
_ | _ | _ | 0 | 0
_ | _ | _ | 0 | 0
_ | _ | _ | 0 | 0
_ | _ | _ | 0 | 0
_ | _ | _ | 0 | 0
_ | _ | _ | 0 | 0
_ | _ | _ | 0 | 0
_ | _ | _ | 0 | 0
_ | _ | _ | 0 | 0
_ | _ | _ | 0 | 0
_ | _ | _ | 0 | 0
_ | _ | _ | 0 | 0
_ | _ | _ | 0 | 0
_ | _ | _ | 0 | 0
_ | _ | _ | 0 | 0
_ | _ | _ | 0 | 0
_ | _ | _ | 0 | 0
_ | _ | _ | 0 | 0
_ | _ | _ | 0 | 0
_ | _ | _ | 0 | 0
_ | _ | _ | 0 | 0
_ | _ | _ | 0 | 0
_ | _ | _ | 0 | 0
_ | _ | _ | 0 | 0
_ | _ | _ | 0 | 0
_ | _ | _ | 0 | 0
_ | _ | _ | 0 | 0
_ | _ | _ | 0 | 0
_ | _ | _ | 0 | 0
_ | _ | _ | 0 | 0
_ | _ | _ | 0 | 0
_ | _ | _ | 0 | 0
_ | _ | _ | 0 | 0
_ | _ | _ | 0 | 0
_ | _ | _ | 0 | 0
_ | _ | _ | 0 | 0
_ | _ | _ | 0 | 0
_ | _ | _ | 0 | 0
_ | _ | _ | 0 | 0
_ | _ | _ | 0 | 0
_ | _ | _ | 0 | 0
_ | _ | _ | 0 | 0
_ | _ | _ | 0 | 0
_ | _ | _ | 0 | 0
_ | _ | _ | 0 | 0
_ | _ | _ | 0 | 0
_ | _ | _ | 0 | 0
_ | _ | _ | 0 | 0
_ | _ | _ | 0 | 0
_ | _ | _ | 0 | 0
_ | _ | _ | 0 | 0
_ | _ | _ | 0 | 0
_ | _ | _ | 0 | 0
_ | _ | _ | 0 | 0
_ | _ | _ | 0 | 0
_ | _ | _ | 0 | 0
_ | _ | _ | 0 | 0
_ | _ | _ | 0 | 0
_ | _ | _ | 0 | 0
_ | _ | _ | 0 | 0
_ | _ | _ | 0 | 0
_ | _ | _ | 0 | 0
_ | _ | _ | 0 | 0
_ | _ | _ | 0 | 0
_ | _ | _ | 0 | 0
_ | _ | _ | 0 | 0
_ | _ | _ | 0 | 0
_ | _ | _ | 0 | 0
_ | _ | _ | 0 | 0
_ | _ | _ | 0 | 0
_ | _ | _ | 0 | 0
_ | _ | _ | 0 | 0
_ | _ | _ | 0 | 0
_ | _ | _ | 0 | 0
_ | _ | _ | 0 | 0
_ | _ | _ | 0 | 0
_ | _ | _ | 0 | 0
_ | _ | _ | 0 | 0
_ | _ | _ | 0 | 0
_ | _ | _ | 0 | 0
_ | _ | _ | 0 | 0
_ | _ | _ | 0 | 0
_ | _ | _ | 0 | 0
_ | _ | _ | 0 | 0
_ | _ | _ | 0 | 0
_ | _ | _ | 0 | 0
_ | _ | _ | 0 | 0
_ | _ | _ | 0 | 0
_ | _ | _ | 0 | 0
_ | _ | _ | 0 | 0
_ | _ | _ | 0 | 0
_ | _ | _ | 0 | 0
_ | _ | _ | 0 | 0
_ | _ | _ | 0 | 0
_ | _ | _ | 0 | 0
_ | _ | _ | 0 | 0
_ | _ | _ | 0 | 0
_ | _ | _ | 0 | 0
_ | _ | _ | 0 | 0
_ | _ | _ | 0 | 0
_ | _ | _ | 0 | 0
_ | _ | _ | 0 | 0
_ | _ | _ | 0 | 0
_ | _ | _ | 0 | 0
_ | _ | _ | 0 | 0
_ | _ | _ | 0 | 0
_ | _ | _ | 0 | 0
_ | _ | _ | 0 | 0
_ | _ | _ | 0 | 0
_ | _ | _ | 0 | 0
_ | _ | _ | 0 | 0
_ | _ | _ | 0 | 0
_ | _ | _ | 0 | 0
_ | _ | _ | 0 | 0
_ | _ | _ | 0 | 0
_ | _ | _ | 0 | 0
_ | _ | _ | 0 | 0
_ | _ | _ | 0 | 0
_ | _ | _ | 0 | 0
_ | _ | _ | 0 | 0
_ | _ | _ | 0 | 0
_ | _ | _ | 0 | 0
_ | _ | _ | 0 | 0
_ | _ | _ | 0 | 0
_ | _ | _ | 0 | 0
_ | _ | _ | 0 | 0
_ | _ | _ | 0 | 0
_ | _ | _ | 0 | 0
_ | _ | _ | 0 | 0
_ | _ | _ | 0 | 0
_ | _ | _ | 0 | 0
_ | _ | _ | 0 | 0
_ | _ | _ | 0 | 0
_ | _ | _ | 0 | 0
_ | _ | _ | 0 | 0
_ | _ | _ | 0 | 0
_ | _ | _ | 0 | 0
_ | _ | _ | 0 | 0
_ | _ | _ | 0 | 0
_ | _ | _ | 0 | 0
_ | _ | _ | 0 | 0
_ | _ | _ | 0 | 0
_ | _ | _ | 0 | 0
_ | _ | _ | 0 | 0
_ | _ | _ | 0 | 0
_ | _ | _ | 0 | 0
_ | _ | _ | 0 | 0
_ | _ | _ | 0 | 0
_ | _ | _ | 0 | 0
_ | _ | _ | 0 | 0
_ | _ | _ | 0 | 0
_ | _ | _ | 0 | 0
_ | _ | _ | 0 | 0
_ | _ | _ | 0 | 0
_ | _ | _ | 0 | 0
_ | _ | _ | 0 | 0
_ | _ | _ | 0 | 0
_ | _ | _ | 0 | 0
_ | _ | _ | 0 | 0
_ | _ | _ | 0 | 0
_ | _ | _ | 0 | 0
_ | _ | _ | 0 | 0
_ | _ | _ | 0 | 0
_ | _ | _ | 0 | 0
_ | _ | _ | 0 | 0
_ | _ | _ | 0 | 0
_ | _ | _ | 0 | 0
_ | _ | _ | 0 | 0
_ | _ | _ | 0 | 0
_ | _ | _ | 0 | 0
_ | _ | _ | 0 | 0
_ | _ | _ | 0 | 0
_ | _ | _ | 0 | 0
_ | _ | _ | 0 | 0
_ | _ | _ | 0 | 0
_ | _ | _ | 0 | 0
_ | _ | _ | 0 | 0
_ | _ | _ | 0 | 0
_ | _ | _ | 0 | 0
_ | _ | _ | 0 | 0
_ | _ | _ | 0 | 0
_ | _ | _ | 0 | 0
_ | _ | _ | 0 | 0
_ | _ | _ | 0 | 0
_ | _ | _ | 0 | 0
_ | _ | _ | 0 | 0
_ | _ | _ | 0 | 0
_ | _ | _ | 0 | 0
_ | _ | _ | 0 | 0
_ | _ | _ | 0 | 0
_ | _ | _ | 0 | 0
_ | _ | _ | 0 | 0
_ | _ | _ | 0 | 0
_ | _ | _ | 0 | 0
_ | _ | _ | 0 | 0
_ | _ | _ | 0 | 0
_ | _ | _ | 0 | 0
_ | _ | _ | 0 | 0
_ | _ | _ | 0 | 0
_ | _ | _ | 0 | 0
_ | _ | _ | 0 | 0
_ | _ | _ | 0 | 0
_ | _ | _ | 0 | 0
_ | _ | _ | 0 | 0
_ | _ | _ | 0 | 0
_ | _ | _ | 0 | 0
_ | _ | _ | 0 | 0
_ | _ | _ | 0 | 0
_ | _ | _ | 0 | 0
_ | _ | _ | 0 | 0
_ | _ | _ | 0 | 0
_ | _ | _ | 0 | 0
_ | _ | _ | 0 | 0
_ | _ | _ | 0 | 0
_ | _ | _ | 0 | 0
_ | _ | _ | 0 | 0
_ | _ | _ | 0 | 0
_ | _ | _ | 0 | 0
_ | _ | _ | 0 | 0
_ | _ | _ | 0 | 0
_ | _ | _ | 0 | 0
_ | _ | _ | 0 | 0
_ | _ | _ | 0 | 0
_ | _ | _ | 0 | 0
_ | _ | _ | 0 | 0
_ | _ | _ | 0 | 0
_ | _ | _ | 0 | 0
_ | _ | _ | 0 | 0
_ | _ | _ | 0 | 0
_ | _ | _ | 0 | 0
_ | _ | _ | 0 | 0
_ | _ | _ | 0 | 0
_ | _ | _ | 0 | 0
_ | _ | _ | 0 | 0
_ | _ | _ | 0 | 0
_ | _ | _ | 0 | 0
_ | _ | _ | 0 | 0
_ | _ | _ | 0 | 0
_ | _ | _ | 0 | 0
_ | _ | _ | 0 | 0
_ | _ | _ | 0 | 0
_ | _ | _ | 0 | 0
_ | _ | _ | 0 | 0
_ | _ | _ | 0 | 0
_ | _ | _ | 0 | 0
_ | _ | _ | 0 | 0
_ | _ | _ | 0 | 0
_ | _ | _ | 0 | 0
_ | _ | _ | 0 | 0
_ | _ | _ | 0 | 0
_ | _ | _ | 0 | 0
_ | _ | _ | 0 | 0
_ | _ | _ | 0 | 0
_ | _ | _ | 0 | 0
_ | _ | _ | 0 | 0
_ | _ | _ | 0 | 0
_ | _ | _ | 0 | 0
_ | _ | _ | 0 | 0
_ | _ | _ | 0 | 0
_ | _ | _ | 0 | 0
_ | _ | _ | 0 | 0
_ | _ | _ | 0 | 0
_ | _ | _ | 0 | 0
_ | _ | _ | 0 | 0
_ | _ | _ | 0 | 0
_ | _ | _ | 0 | 0
_ | _ | _ | 0 | 0
_ | _ | _ | 0 | 0
_ | _ | _ | 0 | 0
_ | _ | _ | 0 | 0
_ | _ | _ | 0 | 0
_ | _ | _ | 0 | 0
_ | _ | _ | 0 | 0
_ | _ | _ | 0 | 0
_ | _ | _ | 0 | 0
_ | _ | _ | 0 | 0
_ | _ | _ | 0 | 0
_ | _ | _ | 0 | 0
_ | _ | _ | 0 | 0
_ | _ | _ | 0 | 0
_ | _ | _ | 0 | 0
_ | _ | _ | 0 | 0
_ | _ | _ | 0 | 0
_ | _ | _ | 0 | 0
_ | _ | _ | 0 | 0
_ | _ | _ | 0 | 0
_ | _ | _ | 0 | 0
_ | _ | _ | 0 | 0
_ | _ | _ | 0 | 0
_ | _ | _ | 0 | 0
_ | _ | _ | 0 | 0
_ | _ | _ | 0 | 0
_ | _ | _ | 0 | 0
_ | _ | _ | 0 | 0
_ | _ | _ | 0 | 0
_ | _ | _ | 0 | 0
_ | _ | _ | 0 | 0
_ | _ | _ | 0 | 0
_ | _ | _ | 0 | 0
_ | _ | _ | 0 | 0
_ | _ | _ | 0 | 0
_ | _ | _ | 0 | 0
_ | _ | _ | 0 | 0
_ | _ | _ | 0 | 0
_ | _ | _ | 0 | 0
_ | _ | _ | 0 | 0
_ | _ | _ | 0 | 0
_ | _ | _ | 0 | 0
_ | _ | _ | 0 | 0
_ | _ | _ | 0 | 0
_ | _ | _ | 0 | 0
_ | _ | _ | 0 | 0
_ | _ | _ | 0 | 0
_ | _ | _ | 0 | 0
_ | _ | _ | 0 | 0
_ | _ | _ | 0 | 0
_ | _ | _ | 0 | 0
_ | _ | _ | 0 | 0
_ | _ | _ | 0 | 0
_ | _ | _ | 0 | 0
_ | _ | _ | 0 | 0
_ | _ | _ | 0 | 0
_ | _ | _ | 0 | 0
_ | _ | _ | 0 | 0
_ | _ | _ | 0 | 0
_ | _ | _ | 0 | 0
_ | _ | _ | 0 | 0
_ | _ | _ | 0 | 0
_ | _ | _ | 0 | 0
_ | _ | _ | 0 | 0
_ | _ | _ | 0 | 0
_ | _ | _ | 0 | 0
_ | _ | _ | 0 | 0
_ | _ | _ | 0 | 0
_ | _ | _ | 0 | 0
_ | _ | _ | 0 | 0
_ | _ | _ | 0 | 0
_ | _ | _ | 0 | 0
_ | _ | _ | 0 | 0
_ | _ | _ | 0 | 0
_ | _ | _ | 0 | 0
_ | _ | _ | 0 | 0
_ | _ | _ | 0 | 0
_ | _ | _ | 0 | 0
_ | _ | _ | 0 | 0
_ | _ | _ | 0 | 0
_ | _ | _ | 0 | 0
_ | _ | _ | 0 | 0
_ | _ | _ | 0 | 0
_ | _ | _ | 0 | 0
_ | _ | _ | 0 | 0
_ | _ | _ | 0 | 0
_ | _ | _ | 0 | 0
_ | _ | _ | 0 | 0
_ | _ | _ | 0 | 0
_ | _ | _ | 0 | 0
_ | _ | _ | 0 | 0
_ | _ | _ | 0 | 0
_ | _ | _ | 0 | 0
_ | _ | _ | 0 | 0
_ | _ | _ | 0 | 0
_ | _ | _ | 0 | 0
_ | _ | _ | 0 | 0
_ | _ | _ | 0 | 0
_ | _ | _ | 0 | 0
_ | _ | _ | 0 | 0
_ | _ | _ | 0 | 0
_ | _ | _ | 0 | 0
_ | _ | _ | 0 | 0
_ | _ | _ | 0 | 0
_ | _ | _ | 0 | 0
_ | _ | _ | 0 | 0
_ | _ | _ | 0 | 0
_ | _ | _ | 0 | 0
_ | _ | _ | 0 | 0
_ | _ | _ | 0 | 0
_ | _ | _ | 0 | 0
_ | _ | _ | 0 | 0
_ | _ | _ | 0 | 0
_ | _ | _ | 0 | 0
_ | _ | _ | 0 | 0
_ | _ | _ | 0 | 0
_ | _ | _ | 0 | 0
_ | _ | _ | 0 | 0
_ | _ | _ | 0 | 0
_ | _ | _ | 0 | 0
_ | _ | _ | 0 | 0
_ | _ | _ | 0 | 0
_ | _ | _ | 0 | 0
_ | _ | _ | 0 | 0
_ | _ | _ | 0 | 0
_ | _ | _ | 0 | 0
_ | _ | _ | 0 | 0
_ | _ | _ | 0 | 0
_ | _ | _ | 0 | 0
_ | _ | _ | 0 | 0
_ | _ | _ | 0 | 0
_ | _ | _ | 0 | 0
_ | _ | _ | 0 | 0
_ | _ | _ | 0 | 0
_ | _ | _ | 0 | 0
_ | _ | _ | 0 | 0
_ | _ | _ | 0 | 0
_ | _ | _ | 0 | 0
_ | _ | _ | 0 | 0
_ | _ | _ | 0 | 0
_ | _ | _ | 0 | 0
_ | _ | _ | 0 | 0
_ | _ | _ | 0 | 0
_ | _ | _ | 0 | 0
_ | _ | _ | 0 | 0
_ | _ | _ | 0 | 0
_ | _ | _ | 0 | 0
_ | _ | _ | 0 | 0
_ | _ | _ | 0 | 0
_ | _ | _ | 0 | 0
_ | _ | _ | 0 | 0
_ | _ | _ | 0 | 0
_ | _ | _ | 0 | 0
_ | _ | _ | 0 | 0
_ | _ | _ | 0 | 0
_ | _ | _ | 0 | 0
_ | _ | _ | 0 | 0
_ | _ | _ | 0 | 0
_ | _ | _ | 0 | 0
_ | _ | _ | 0 | 0
_ | _ | _ | 0 | 0
_ | _ | _ | 0 | 0
_ | _ | _ | 0 | 0
_ | _ | _ | 0 | 0
_ | _ | _ | 0 | 0
_ | _ | _ | 0 | 0
_ | _ | _ | 0 | 0
_ | _ | _ | 0 | 0
_ | _ | _ | 0 | 0
_ | _ | _ | 0 | 0
_ | _ | _ | 0 | 0
_ | _ | _ | 0 | 0
_ | _ | _ | 0 | 0
_ | _ | _ | 0 | 0
_ | _ | _ | 0 | 0
_ | _ | _ | 0 | 0
_ | _ | _ | 0 | 0
_ | _ | _ | 0 | 0
_ | _ | _ | 0 | 0
_ | _ | _ | 0 | 0
_ | _ | _ | 0 | 0
_ | _ | _ | 0 | 0
_ | _ | _ | 0 | 0
_ | _ | _ | 0 | 0
_ | _ | _ | 0 | 0
_ | _ | _ | 0 | 0
_ | _ | _ | 0 | 0
_ | _ | _ | 0 | 0
_ | _ | _ | 0 | 0
_ | _ | _ | 0 | 0
_ | _ | _ | 0 | 0
_ | _ | _ | 0 | 0
_ | _ | _ | 0 | 0
_ | _ | _ | 0 | 0
_ | _ | _ | 0 | 0
_ | _ | _ | 0 | 0
_ | _ | _ | 0 | 0
_ | _ | _ | 0 | 0
_ | _ | _ | 0 | 0
_ | _ | _ | 0 | 0
_ | _ | _ | 0 | 0
_ | _ | _ | 0 | 0
_ | _ | _ | 0 | 0
_ | _ | _ | 0 | 0
_ | _ | _ | 0 | 0
_ | _ | _ | 0 | 0
_ | _ | _ | 0 | 0
_ | _ | _ | 0 | 0
_ | _ | _ | 0 | 0
_ | _ | _ | 0 | 0
_ | _ | _ | 0 | 0
_ | _ | _ | 0 | 0
_ | _ | _ | 0 | 0
_ | _ | _ | 0 | 0
_ | _ | _ | 0 | 0
_ | _ | _ | 0 | 0
_ | _ | _ | 0 | 0
_ | _ | _ | 0 | 0
_ | _ | _ | 0 | 0
_ | _ | _ | 0 | 0
_ | _ | _ | 0 | 0
_ | _ | _ | 0 | 0
_ | _ | _ | 0 | 0
_ | _ | _ | 0 | 0
_ | _ | _ | 0 | 0
_ | _ | _ | 0 | 0
_ | _ | _ | 0 | 0
_ | _ | _ | 0 | 0
_ | _ | _ | 0 | 0
_ | _ | _ | 0 | 0
_ | _ | _ | 0 | 0
_ | _ | _ | 0 | 0
_ | _ | _ | 0 | 0
_ | _ | _ | 0 | 0
_ | _ | _ | 0 | 0
_ | _ | _ | 0 | 0
_ | _ | _ | 0 | 0
_ | _ | _ | 0 | 0
_ | _ | _ | 0 | 0
_ | _ | _ | 0 | 0
_ | _ | _ | 0 | 0
_ | _ | _ | 0 | 0
_ | _ | _ | 0 | 0
_ | _ | _ | 0 | 0
_ | _ | _ | 0 | 0
_ | _ | _ | 0 | 0
_ | _ | _ | 0 | 0
_ | _ | _ | 0 | 0
_ | _ | _ | 0 | 0
_ | _ | _ | 0 | 0
_ | _ | _ | 0 | 0
_ | _ | _ | 0 | 0
_ | _ | _ | 0 | 0
_ | _ | _ | 0 | 0
_ | _ | _ | 0 | 0
_ | _ | _ | 0 | 0
_ | _ | _ | 0 | 0
_ | _ | _ | 0 | 0
_ | _ | _ | 0 | 0
_ | _ | _ | 0 | 0
_ | _ | _ | 0 | 0
_ | _ | _ | 0 | 0
_ | _ | _ | 0 | 0
_ | _ | _ | 0 | 0
_ | _ | _ | 0 | 0
_ | _ | _ | 0 | 0
_ | _ | _ | 0 | 0
_ | _ | _ | 0 | 0
_ | _ | _ | 0 | 0
_ | _ | _ | 0 | 0
_ | _ | _ | 0 | 0
_ | _ | _ | 0 | 0
_ | _ | _ | 0 | 0
_ | _ | _ | 0 | 0
_ | _ | _ | 0 | 0
_ | _ | _ | 0 | 0
_ | _ | _ | 0 | 0
_ | _ | _ | 0 | 0
_ | _ | _ | 0 | 0
_ | _ | _ | 0 | 0
_ | _ | _ | 0 | 0
_ | _ | _ | 0 | 0
_ | _ | _ | 0 | 0
_ | _ | _ | 0 | 0
_ | _ | _ | 0 | 0
_ | _ | _ | 0 | 0
_ | _ | _ | 0 | 0
_ | _ | _ | 0 | 0
_ | _ | _ | 0 | 0
_ | _ | _ | 0 | 0
_ | _ | _ | 0 | 0
_ | _ | _ | 0 | 0
_ | _ | _ | 0 | 0
_ | _ | _ | 0 | 0
_ | _ | _ | 0 | 0
_ | _ | _ | 0 | 0
_ | _ | _ | 0 | 0
_ | _ | _ | 0 | 0
_ | _ | _ | 0 | 0
_ | _ | _ | 0 | 0
_ | _ | _ | 0 | 0
_ | _ | _ | 0 | 0
_ | _ | _ | 0 | 0
_ | _ | _ | 0 | 0
_ | _ | _ | 0 | 0
_ | _ | _ | 0 | 0
_ | _ | _ | 0 | 0
_ | _ | _ | 0 | 0
_ | _ | _ | 0 | 0
_ | _ | _ | 0 | 0
_ | _ | _ | 0 | 0
_ | _ | _ | 0 | 0
_ | _ | _ | 0 | 0
_ | _ | _ | 0 | 0
_ | _ | _ | 0 | 0
_ | _ | _ | 0 | 0
_ | _ | _ | 0 | 0
_ | _ | _ | 0 | 0
_ | _ | _ | 0 | 0
_ | _ | _ | 0 | 0
_ | _ | _ | 0 | 0
_ | _ | _ | 0 | 0
_ | _ | _ | 0 | 0
_ | _ | _ | 0 | 0
_ | _ | _ | 0 | 0
_ | _ | _ | 0 | 0
_ | _ | _ | 0 | 0
_ | _ | _ | 0 | 0
_ | _ | _ | 0 | 0
_ | _ | _ | 0 | 0
_ | _ | _ | 0 | 0
_ | _ | _ | 0 | 0
_ | _ | _ | 0 | 0
_ | _ | _ | 0 | 0
_ | _ | _ | 0 | 0
_ | _ | _ | 0 | 0
_ | _ | _ | 0 | 0
_ | _ | _ | 0 | 0
_ | _ | _ | 0 | 0
_ | _ | _ | 0 | 0
_ | _ | _ | 0 | 0
_ | _ | _ | 0 | 0
_ | _ | _ | 0 | 0
_ | _ | _ | 0 | 0
_ | _ | _ | 0 | 0
_ | _ | _ | 0 | 0
_ | _ | _ | 0 | 0
_ | _ | _ | 0 | 0
_ | _ | _ | 0 | 0
_ | _ | _ | 0 | 0
_ | _ | _ | 0 | 0
_ | _ | _ | 0 | 0
_ | _ | _ | 0 | 0
_ | _ | _ | 0 | 0
_ | _ | _ | 0 | 0
_ | _ | _ | 0 | 0
_ | _ | _ | 0 | 0
_ | _ | _ | 0 | 0
_ | _ | _ | 0 | 0
_ | _ | _ | 0 | 0
_ | _ | _ | 0 | 0
_ | _ | _ | 0 | 0
_ | _ | _ | 0 | 0
_ | _ | _ | 0 | 0
_ | _ | _ | 0 | 0
_ | _ | _ | 0 | 0
_ | _ | _ | 0 | 0
_ | _ | _ | 0 | 0
_ | _ | _ | 0 | 0
_ | _ | _ | 0 | 0
_ | _ | _ | 0 | 0
_ | _ | _ | 0 | 0
_ | _ | _ | 0 | 0
_ | _ | _ | 0 | 0
_ | _ | _ | 0 | 0
_ | _ | _ | 0 | 0
_ | _ | _ | 0 | 0
_ | _ | _ | 0 | 0
_ | _ | _ | 0 | 0
_ | _ | _ | 0 | 0
_ | _ | _ | 0 | 0
_ | _ | _ | 0 | 0
_ | _ | _ | 0 | 0
_ | _ | _ | 0 | 0
_ | _ | _ | 0 | 0
_ | _ | _ | 0 | 0
_ | _ | _ | 0 | 0
_ | _ | _ | 0 | 0
_ | _ | _ | 0 | 0
_ | _ | _ | 0 | 0
_ | _ | _ | 0 | 0
_ | _ | _ | 0 | 0
_ | _ | _ | 0 | 0
_ | _ | _ | 0 | 0
_ | _ | _ | 0 | 0
_ | _ | _ | 0 | 0
_ | _ | _ | 0 | 0
_ | _ | _ | 0 | 0
_ | _ | _ | 0 | 0
_ | _ | _ | 0 | 0
_ | _ | _ | 0 | 0
_ | _ | _ | 0 | 0
_ | _ | _ | 0 | 0
_ | _ | _ | 0 | 0
_ | _ | _ | 0 | 0
_ | _ | _ | 0 | 0
_ | _ | _ | 0 | 0
_ | _ | _ | 0 | 0
_ | _ | _ | 0 | 0
_ | _ | _ | 0 | 0
_ | _ | _ | 0 | 0
_ | _ | _ | 0 | 0
_ | _ | _ | 0 | 0
_ | _ | _ | 0 | 0
_ | _ | _ | 0 | 0
_ | _ | _ | 0 | 0
_ | _ | _ | 0 | 0
_ | _ | _ | 0 | 0
_ | _ | _ | 0 | 0
_ | _ | _ | 0 | 0
_ | _ | _ | 0 | 0
_ | _ | _ | 0 | 0
_ | _ | _ | 0 | 0
_ | _ | _ | 0 | 0
_ | _ | _ | 0 | 0
_ | _ | _ | 0 | 0
_ | _ | _ | 0 | 0
_ | _ | _ | 0 | 0
_ | _ | _ | 0 | 0
_ | _ | _ | 0 | 0
_ | _ | _ | 0 | 0
_ | _ | _ | 0 | 0
_ | _ | _ | 0 | 0
_ | _ | _ | 0 | 0
_ | _ | _ | 0 | 0
_ | _ | _ | 0 | 0
_ | _ | _ | 0 | 0
_ | _ | _ | 0 | 0
_ | _ | _ | 0 | 0
_ | _ | _ | 0 | 0
_ | _ | _ | 0 | 0
_ | _ | _ | 0 | 0
_ | _ | _ | 0 | 0
_ | _ | _ | 0 | 0
_ | _ | _ | 0 | 0
_ | _ | _ | 0 | 0
_ | _ | _ | 0 | 0
_ | _ | _ | 0 | 0
_ | _ | _ | 0 | 0
_ | _ | _ | 0 | 0
_ | _ | _ | 0 | 0
_ | _ | _ | 0 | 0
_ | _ | _ | 0 | 0
_ | _ | _ | 0 | 0
_ | _ | _ | 0 | 0
_ | _ | _ | 0 | 0
_ | _ | _ | 0 | 0
_ | _ | _ | 0 | 0
_ | _ | _ | 0 | 0
_ | _ | _ | 0 | 0
_ | _ | _ | 0 | 0
_ | _ | _ | 0 | 0
_ | _ | _ | 0 | 0
_ | _ | _ | 0 | 0
_ | _ | _ | 0 | 0
_ | _ | _ | 0 | 0
_ | _ | _ | 0 | 0
_ | _ | _ | 0 | 0
_ | _ | _ | 0 | 0
_ | _ | _ | 0 | 0
_ | _ | _ | 0 | 0
_ | _ | _ | 0 | 0
_ | _ | _ | 0 | 0
_ | _ | _ | 0 | 0
_ | _ | _ | 0 | 0
_ | _ | _ | 0 | 0
_ | _ | _ | 0 | 0
_ | _ | _ | 0 | 0
_ | _ | _ | 0 | 0
_ | _ | _ | 0 | 0
_ | _ | _ | 0 | 0
_ | _ | _ | 0 | 0
_ | _ | _ | 0 | 0
_ | _ | _ | 0 | 0
_ | _ | _ | 0 | 0
_ | _ | _ | 0 | 0
_ | _ | _ | 0 | 0
_ | _ | _ | 0 | 0
_ | _ | _ | 0 | 0
_ | _ | _ | 0 | 0
_ | _ | _ | 0 | 0
_ | _ | _ | 0 | 0
_ | _ | _ | 0 | 0
_ | _ | _ | 0 | 0
_ | _ | _ | 0 | 0
_ | _ | _ | 0 | 0
_ | _ | _ | 0 | 0
_ | _ | _ | 0 | 0
_ | _ | _ | 0 | 0
_ | _ | _ | 0 | 0
_ | _ | _ | 0 | 0
_ | _ | _ | 0 | 0
_ | _ | _ | 0 | 0
_ | _ | _ | 0 | 0
_ | _ | _ | 0 | 0
_ | _ | _ | 0 | 0
_ | _ | _ | 0 | 0
_ | _ | _ | 0 | 0
_ | _ | _ | 0 | 0
_ | _ | _ | 0 | 0
_ | _ | _ | 0 | 0
_ | _ | _ | 0 | 0
_ | _ | _ | 0 | 0
_ | _ | _ | 0 | 0
_ | _ | _ | 0 | 0
_ | _ | _ | 0 | 0
_ | _ | _ | 0 | 0
_ | _ | _ | 0 | 0
_ | _ | _ | 0 | 0
_ | _ | _ | 0 | 0
_ | _ | _ | 0 | 0
_ | _ | _ | 0 | 0
_ | _ | _ | 0 | 0
_ | _ | _ | 0 | 0
_ | _ | _ | 0 | 0
_ | _ | _ | 0 | 0
_ | _ | _ | 0 | 0
_ | _ | _ | 0 | 0
_ | _ | _ | 0 | 0
_ | _ | _ | 0 | 0
_ | _ | _ | 0 | 0
_ | _ | _ | 0 | 0
_ | _ | _ | 0 | 0
_ | _ | _ | 0 | 0
_ | _ | _ | 0 | 0
_ | _ | _ | 0 | 0
_ | _ | _ | 0 | 0
_ | _ | _ | 0 | 0
_ | _ | _ | 0 | 0
_ | _ | _ | 0 | 0
_ | _ | _ | 0 | 0
_ | _ | _ | 0 | 0
_ | _ | _ | 0 | 0
_ | _ | _ | 0 | 0
_ | _ | _ | 0 | 0
_ | _ | _ | 0 | 0
_ | _ | _ | 0 | 0
_ | _ | _ | 0 | 0
_ | _ | _ | 0 | 0
_ | _ | _ | 0 | 0
_ | _ | _ | 0 | 0
_ | _ | _ | 0 | 0
_ | _ | _ | 0 | 0
_ | _ | _ | 0 | 0
_ | _ | _ | 0 | 0
_ | _ | _ | 0 | 0
_ | _ | _ | 0 | 0
_ | _ | _ | 0 | 0
_ | _ | _ | 0 | 0
_ | _ | _ | 0 | 0
_ | _ | _ | 0 | 0
_ | _ | _ | 0 | 0
_ | _ | _ | 0 | 0
_ | _ | _ | 0 | 0
_ | _ | _ | 0 | 0
_ | _ | _ | 0 | 0
_ | _ | _ | 0 | 0
_ | _ | _ | 0 | 0
_ | _ | _ | 0 | 0
_ | _ | _ | 0 | 0
_ | _ | _ | 0 | 0
_ | _ | _ | 0 | 0
_ | _ | _ | 0 | 0
_ | _ | _ | 0 | 0
_ | _ | _ | 0 | 0
_ | _ | _ | 0 | 0
_ | _ | _ | 0 | 0
_ | _ | _ | 0 | 0
_ | _ | _ | 0 | 0
_ | _ | _ | 0 | 0
_ | _ | _ | 0 | 0
_ | _ | _ | 0 | 0
_ | _ | _ | 0 | 0
_ | _ | _ | 0 | 0
_ | _ | _ | 0 | 0
_ | _ | _ | 0 | 0
_ | _ | _ | 0 | 0
_ | _ | _ | 0 | 0
_ | _ | _ | 0 | 0
_ | _ | _ | 0 | 0
_ | _ | _ | 0 | 0
_ | _ | _ | 0 | 0
_ | _ | _ | 0 | 0
_ | _ | _ | 0 | 0
_ | _ | _ | 0 | 0
_ | _ | _ | 0 | 0
_ | _ | _ | 0 | 0
_ | _ | _ | 0 | 0
_ | _ | _ | 0 | 0
_ | _ | _ | 0 | 0
_ | _ | _ | 0 | 0
_ | _ | _ | 0 | 0
_ | _ | _ | 0 | 0
_ | _ | _ | 0 | 0
_ | _ | _ | 0 | 0
_ | _ | _ | 0 | 0
_ | _ | _ | 0 | 0
_ | _ | _ | 0 | 0
_ | _ | _ | 0 | 0
_ | _ | _ | 0 | 0
_ | _ | _ | 0 | 0
_ | _ | _ | 0 | 0
_ | _ | _ | 0 | 0
_ | _ | _ | 0 | 0
_ | _ | _ | 0 | 0
_ | _ | _ | 0 | 0
_ | _ | _ | 0 | 0
_ | _ | _ | 0 | 0
_ | _ | _ | 0 | 0
_ | _ | _ | 0 | 0
_ | _ | _ | 0 | 0
_ | _ | _ | 0 | 0
_ | _ | _ | 0 | 0
_ | _ | _ | 0 | 0
_ | _ | _ | 0 | 0
_ | _ | _ | 0 | 0
_ | _ | _ | 0 | 0
_ | _ | _ | 0 | 0
_ | _ | _ | 0 | 0
_ | _ | _ | 0 | 0
_ | _ | _ | 0 | 0
_ | _ | _ | 0 | 0
_ | _ | _ | 0 | 0
_ | _ | _ | 0 | 0
_ | _ | _ | 0 | 0
_ | _ | _ | 0 | 0
_ | _ | _ | 0 | 0
_ | _ | _ | 0 | 0
_ | _ | _ | 0 | 0
_ | _ | _ | 0 | 0
_ | _ | _ | 0 | 0
_ | _ | _ | 0 | 0
_ | _ | _ | 0 | 0
_ | _ | _ | 0 | 0
_ | _ | _ | 0 | 0
_ | _ | _ | 0 | 0
_ | _ | _ | 0 | 0
_ | _ | _ | 0 | 0
_ | _ | _ | 0 | 0
_ | _ | _ | 0 | 0
_ | _ | _ | 0 | 0
_ | _ | _ | 0 | 0
_ | _ | _ | 0 | 0
_ | _ | _ | 0 | 0
_ | _ | _ | 0 | 0
_ | _ | _ | 0 | 0
_ | _ | _ | 0 | 0
_ | _ | _ | 0 | 0
_ | _ | _ | 0 | 0
_ | _ | _ | 0 | 0
_ | _ | _ | 0 | 0
_ | _ | _ | 0 | 0
_ | _ | _ | 0 | 0
_ | _ | _ | 0 | 0
_ | _ | _ | 0 | 0
_ | _ | _ | 0 | 0
_ | _ | _ | 0 | 0
_ | _ | _ | 0 | 0
_ | _ | _ | 0 | 0
_ | _ | _ | 0 | 0
_ | _ | _ | 0 | 0
_ | _ | _ | 0 | 0
_ | _ | _ | 0 | 0
_ | _ | _ | 0 | 0
_ | _ | _ | 0 | 0
_ | _ | _ | 0 | 0
_ | _ | _ | 0 | 0
_ | _ | _ | 0 | 0
_ | _ | _ | 0 | 0
_ | _ | _ | 0 | 0
_ | _ | _ | 0 | 0
_ | _ | _ | 0 | 0
_ | _ | _ | 0 | 0
_ | _ | _ | 0 | 0
_ | _ | _ | 0 | 0
_ | _ | _ | 0 | 0
_ | _ | _ | 0 | 0
_ | _ | _ | 0 | 0
_ | _ | _ | 0 | 0
_ | _ | _ | 0 | 0
_ | _ | _ | 0 | 0
_ | _ | _ | 0 | 0
_ | _ | _ | 0 | 0
_ | _ | _ | 0 | 0
_ | _ | _ | 0 | 0
_ | _ | _ | 0 | 0
_ | _ | _ | 0 | 0
_ | _ | _ | 0 | 0
_ | _ | _ | 0 | 0
_ | _ | _ | 0 | 0
_ | _ | _ | 0 | 0
_ | _ | _ | 0 | 0
_ | _ | _ | 0 | 0
_ | _ | _ | 0 | 0
_ | _ | _ | 0 | 0
_ | _ | _ | 0 | 0
_ | _ | _ | 0 | 0
_ | _ | _ | 0 | 0
_ | _ | _ | 0 | 0
_ | _ | _ | 0 | 0
_ | _ | _ | 0 | 0
_ | _ | _ | 0 | 0
_ | _ | _ | 0 | 0
_ | _ | _ | 0 | 0
_ | _ | _ | 0 | 0
_ | _ | _ | 0 | 0
_ | _ | _ | 0 | 0
_ | _ | _ | 0 | 0
_ | _ | _ | 0 | 0
_ | _ | _ | 0 | 0
_ | _ | _ | 0 | 0
_ | _ | _ | 0 | 0
_ | _ | _ | 0 | 0
_ | _ | _ | 0 | 0
_ | _ | _ | 0 | 0
_ | _ | _ | 0 | 0
_ | _ | _ | 0 | 0
_ | _ | _ | 0 | 0
_ | _ | _ | 0 | 0
_ | _ | _ | 0 | 0
_ | _ | _ | 0 | 0
_ | _ | _ | 0 | 0
_ | _ | _ | 0 | 0
_ | _ | _ | 0 | 0
_ | _ | _ | 0 | 0
_ | _ | _ | 0 | 0
_ | _ | _ | 0 | 0
_ | _ | _ | 0 | 0
_ | _ | _ | 0 | 0
_ | _ | _ | 0 | 0
_ | _ | _ | 0 | 0
_ | _ | _ | 0 | 0
_ | _ | _ | 0 | 0
_ | _ | _ | 0 | 0
_ | _ | _ | 0 | 0
_ | _ | _ | 0 | 0
_ | _ | _ | 0 | 0
_ | _ | _ | 0 | 0
_ | _ | _ | 0 | 0
_ | _ | _ | 0 | 0
_ | _ | _ | 0 | 0
_ | _ | _ | 0 | 0
_ | _ | _ | 0 | 0
_ | _ | _ | 0 | 0
_ | _ | _ | 0 | 0
_ | _ | _ | 0 | 0
_ | _ | _ | 0 | 0
_ | _ | _ | 0 | 0
_ | _ | _ | 0 | 0
_ | _ | _ | 0 | 0
_ | _ | _ | 0 | 0
_ | _ | _ | 0 | 0
_ | _ | _ | 0 | 0
_ | _ | _ | 0 | 0
_ | _ | _ | 0 | 0
_ | _ | _ | 0 | 0
_ | _ | _ | 0 | 0
_ | _ | _ | 0 | 0
_ | _ | _ | 0 | 0
_ | _ | _ | 0 | 0
_ | _ | _ | 0 | 0
_ | _ | _ | 0 | 0
_ | _ | _ | 0 | 0
_ | _ | _ | 0 | 0
_ | _ | _ | 0 | 0
_ | _ | _ | 0 | 0
_ | _ | _ | 0 | 0
_ | _ | _ | 0 | 0
_ | _ | _ | 0 | 0
_ | _ | _ | 0 | 0
_ | _ | _ | 0 | 0
_ | _ | _ | 0 | 0
_ | _ | _ | 0 | 0
_ | _ | _ | 0 | 0
_ | _ | _ | 0 | 0
_ | _ | _ | 0 | 0
_ | _ | _ | 0 | 0
_ | _ | _ | 0 | 0
_ | _ | _ | 0 | 0
_ | _ | _ | 0 | 0
_ | _ | _ | 0 | 0
_ | _ | _ | 0 | 0
_ | _ | _ | 0 | 0
_ | _ | _ | 0 | 0
_ | _ | _ | 0 | 0
_ | _ | _ | 0 | 0
_ | _ | _ | 0 | 0
_ | _ | _ | 0 | 0
_ | _ | _ | 0 | 0
_ | _ | _ | 0 | 0
_ | _ | _ | 0 | 0
_ | _ | _ | 0 | 0
_ | _ | _ | 0 | 0
_ | _ | _ | 0 | 0
_ | _ | _ | 0 | 0
_ | _ | _ | 0 | 0
_ | _ | _ | 0 | 0
_ | _ | _ | 0 | 0
_ | _ | _ | 0 | 0
_ | _ | _ | 0 | 0
_ | _ | _ | 0 | 0
_ | _ | _ | 0 | 0
_ | _ | _ | 0 | 0
_ | _ | _ | 0 | 0
_ | _ | _ | 0 | 0
_ | _ | _ | 0 | 0
_ | _ | _ | 0 | 0
_ | _ | _ | 0 | 0
_ | _ | _ | 0 | 0
_ | _ | _ | 0 | 0
_ | _ | _ | 0 | 0
_ | _ | _ | 0 | 0
_ | _ | _ | 0 | 0
_ | _ | _ | 0 | 0
_ | _ | _ | 0 | 0
_ | _ | _ | 0 | 0
_ | _ | _ | 0 | 0
_ | _ | _ | 0 | 0
_ | _ | _ | 0 | 0
_ | _ | _ | 0 | 0
_ | _ | _ | 0 | 0
_ | _ | _ | 0 | 0
_ | _ | _ | 0 | 0
_ | _ | _ | 0 | 0
_ | _ | _ | 0 | 0
_ | _ | _ | 0 | 0
_ | _ | _ | 0 | 0
_ | _ | _ | 0 | 0
_ | _ | _ | 0 | 0
_ | _ | _ | 0 | 0
_ | _ | _ | 0 | 0
_ | _ | _ | 0 | 0
_ | _ | _ | 0 | 0
_ | _ | _ | 0 | 0
_ | _ | _ | 0 | 0
_ | _ | _ | 0 | 0
_ | _ | _ | 0 | 0
_ | _ | _ | 0 | 0
_ | _ | _ | 0 | 0
_ | _ | _ | 0 | 0
_ | _ | _ | 0 | 0
_ | _ | _ | 0 | 0
_ | _ | _ | 0 | 0
_ | _ | _ | 0 | 0
_ | _ | _ | 0 | 0
_ | _ | _ | 0 | 0
_ | _ | _ | 0 | 0
_ | _ | _ | 0 | 0
_ | _ | _ | 0 | 0
_ | _ | _ | 0 | 0
_ | _ | _ | 0 | 0
_ | _ | _ | 0 | 0
_ | _ | _ | 0 | 0
_ | _ | _ | 0 | 0
_ | _ | _ | 0 | 0
_ | _ | _ | 0 | 0
_ | _ | _ | 0 | 0
_ | _ | _ | 0 | 0
_ | _ | _ | 0 | 0
_ | _ | _ | 0 | 0
_ | _ | _ | 0 | 0
_ | _ | _ | 0 | 0
_ | _ | _ | 0 | 0
_ | _ | _ | 0 | 0
_ | _ | _ | 0 | 0
_ | _ | _ | 0 | 0
_ | _ | _ | 0 | 0
_ | _ | _ | 0 | 0
_ | _ | _ | 0 | 0
_ | _ | _ | 0 | 0
_ | _ | _ | 0 | 0
_ | _ | _ | 0 | 0
_ | _ | _ | 0 | 0
_ | _ | _ | 0 | 0
_ | _ | _ | 0 | 0
_ | _ | _ | 0 | 0
_ | _ | _ | 0 | 0
_ | _ | _ | 0 | 0
_ | _ | _ | 0 | 0
_ | _ | _ | 0 | 0
_ | _ | _ | 0 | 0
_ | _ | _ | 0 | 0
_ | _ | _ | 0 | 0
_ | _ | _ | 0 | 0
_ | _ | _ | 0 | 0
_ | _ | _ | 0 | 0
_ | _ | _ | 0 | 0
_ | _ | _ | 0 | 0
_ | _ | _ | 0 | 0
_ | _ | _ | 0 | 0
_ | _ | _ | 0 | 0
_ | _ | _ | 0 | 0
_ | _ | _ | 0 | 0
_ | _ | _ | 0 | 0
_ | _ | _ | 0 | 0
_ | _ | _ | 0 | 0
_ | _ | _ | 0 | 0
_ | _ | _ | 0 | 0
_ | _ | _ | 0 | 0
_ | _ | _ | 0 | 0
_ | _ | _ | 0 | 0
_ | _ | _ | 0 | 0
_ | _ | _ | 0 | 0
_ | _ | _ | 0 | 0
_ | _ | _ | 0 | 0
_ | _ | _ | 0 | 0
_ | _ | _ | 0 | 0
_ | _ | _ | 0 | 0
_ | _ | _ | 0 | 0
_ | _ | _ | 0 | 0
_ | _ | _ | 0 | 0
_ | _ | _ | 0 | 0
_ | _ | _ | 0 | 0
_ | _ | _ | 0 | 0
_ | _ | _ | 0 | 0
_ | _ | _ | 0 | 0
_ | _ | _ | 0 | 0
_ | _ | _ | 0 | 0
_ | _ | _ | 0 | 0
_ | _ | _ | 0 | 0
_ | _ | _ | 0 | 0
_ | _ | _ | 0 | 0
_ | _ | _ | 0 | 0
_ | _ | _ | 0 | 0
_ | _ | _ | 0 | 0
_ | _ | _ | 0 | 0
_ | _ | _ | 0 | 0
_ | _ | _ | 0 | 0
_ | _ | _ | 0 | 0
_ | _ | _ | 0 | 0
_ | _ | _ | 0 | 0
_ | _ | _ | 0 | 0
_ | _ | _ | 0 | 0
_ | _ | _ | 0 | 0
_ | _ | _ | 0 | 0
_ | _ | _ | 0 | 0
_ | _ | _ | 0 | 0
_ | _ | _ | 0 | 0
_ | _ | _ | 0 | 0
_ | _ | _ | 0 | 0
_ | _ | _ | 0 | 0
_ | _ | _ | 0 | 0
_ | _ | _ | 0 | 0
_ | _ | _ | 0 | 0
_ | _ | _ | 0 | 0
_ | _ | _ | 0 | 0
_ | _ | _ | 0 | 0
_ | _ | _ | 0 | 0
_ | _ | _ | 0 | 0
_ | _ | _ | 0 | 0
_ | _ | _ | 0 | 0
_ | _ | _ | 0 | 0
_ | _ | _ | 0 | 0
_ | _ | _ | 0 | 0
_ | _ | _ | 0 | 0
_ | _ | _ | 0 | 0
_ | _ | _ | 0 | 0
_ | _ | _ | 0 | 0
_ | _ | _ | 0 | 0
_ | _ | _ | 0 | 0
_ | _ | _ | 0 | 0
_ | _ | _ | 0 | 0
_ | _ | _ | 0 | 0
_ | _ | _ | 0 | 0
_ | _ | _ | 0 | 0
_ | _ | _ | 0 | 0
_ | _ | _ | 0 | 0
_ | _ | _ | 0 | 0
_ | _ | _ | 0 | 0
_ | _ | _ | 0 | 0
_ | _ | _ | 0 | 0
_ | _ | _ | 0 | 0
_ | _ | _ | 0 | 0
_ | _ | _ | 0 | 0
_ | _ | _ | 0 | 0
_ | _ | _ | 0 | 0
_ | _ | _ | 0 | 0
_ | _ | _ | 0 | 0
_ | _ | _ | 0 | 0
_ | _ | _ | 0 | 0
_ | _ | _ | 0 | 0
_ | _ | _ | 0 | 0
_ | _ | _ | 0 | 0
_ | _ | _ | 0 | 0
_ | _ | _ | 0 | 0
_ | _ | _ | 0 | 0
_ | _ | _ | 0 | 0
_ | _ | _ | 0 | 0
_ | _ | _ | 0 | 0
_ | _ | _ | 0 | 0
_ | _ | _ | 0 | 0
_ | _ | _ | 0 | 0
_ | _ | _ | 0 | 0
_ | _ | _ | 0 | 0
_ | _ | _ | 0 | 0
_ | _ | _ | 0 | 0
_ | _ | _ | 0 | 0
_ | _ | _ | 0 | 0
_ | _ | _ | 0 | 0
_ | _ | _ | 0 | 0
_ | _ | _ | 0 | 0
_ | _ | _ | 0 | 0
_ | _ | _ | 0 | 0
_ | _ | _ | 0 | 0
_ | _ | _ | 0 | 0
_ | _ | _ | 0 | 0
_ | _ | _ | 0 | 0
_ | _ | _ | 0 | 0
_ | _ | _ | 0 | 0
_ | _ | _ | 0 | 0
_ | _ | _ | 0 | 0
_ | _ | _ | 0 | 0
_ | _ | _ | 0 | 0
_ | _ | _ | 0 | 0
_ | _ | _ | 0 | 0
_ | _ | _ | 0 | 0
_ | _ | _ | 0 | 0
_ | _ | _ | 0 | 0
_ | _ | _ | 0 | 0
_ | _ | _ | 0 | 0
_ | _ | _ | 0 | 0
_ | _ | _ | 0 | 0
_ | _ | _ | 0 | 0
_ | _ | _ | 0 | 0
_ | _ | _ | 0 | 0
_ | _ | _ | 0 | 0
_ | _ | _ | 0 | 0
_ | _ | _ | 0 | 0
_ | _ | _ | 0 | 0
_ | _ | _ | 0 | 0
_ | _ | _ | 0 | 0
_ | _ | _ | 0 | 0
_ | _ | _ | 0 | 0
_ | _ | _ | 0 | 0
_ | _ | _ | 0 | 0
_ | _ | _ | 0 | 0
_ | _ | _ | 0 | 0
_ | _ | _ | 0 | 0
_ | _ | _ | 0 | 0
_ | _ | _ | 0 | 0
_ | _ | _ | 0 | 0
_ | _ | _ | 0 | 0
_ | _ | _ | 0 | 0
_ | _ | _ | 0 | 0
_ | _ | _ | 0 | 0
_ | _ | _ | 0 | 0
_ | _ | _ | 0 | 0
_ | _ | _ | 0 | 0
_ | _ | _ | 0 | 0
_ | _ | _ | 0 | 0
_ | _ | _ | 0 | 0
_ | _ | _ | 0 | 0
_ | _ | _ | 0 | 0
_ | _ | _ | 0 | 0
_ | _ | _ | 0 | 0
_ | _ | _ | 0 | 0
_ | _ | _ | 0 | 0
_ | _ | _ | 0 | 0
_ | _ | _ | 0 | 0
_ | _ | _ | 0 | 0
_ | _ | _ | 0 | 0
_ | _ | _ | 0 | 0
_ | _ | _ | 0 | 0
_ | _ | _ | 0 | 0
_ | _ | _ | 0 | 0
_ | _ | _ | 0 | 0
_ | _ | _ | 0 | 0
_ | _ | _ | 0 | 0
_ | _ | _ | 0 | 0
_ | _ | _ | 0 | 0
_ | _ | _ | 0 | 0
_ | _ | _ | 0 | 0
_ | _ | _ | 0 | 0
_ | _ | _ | 0 | 0
_ | _ | _ | 0 | 0
_ | _ | _ | 0 | 0
_ | _ | _ | 0 | 0
_ | _ | _ | 0 | 0
_ | _ | _ | 0 | 0
_ | _ | _ | 0 | 0
_ | _ | _ | 0 | 0
_ | _ | _ | 0 | 0
_ | _ | _ | 0 | 0
_ | _ | _ | 0 | 0
_ | _ | _ | 0 | 0
_ | _ | _ | 0 | 0
_ | _ | _ | 0 | 0
_ | _ | _ | 0 | 0
_ | _ | _ | 0 | 0
_ | _ | _ | 0 | 0
_ | _ | _ | 0 | 0
_ | _ | _ | 0 | 0
_ | _ | _ | 0 | 0
_ | _ | _ | 0 | 0
_ | _ | _ | 0 | 0
_ | _ | _ | 0 | 0
_ | _ | _ | 0 | 0
_ | _ | _ | 0 | 0
_ | _ | _ | 0 | 0
_ | _ | _ | 0 | 0
_ | _ | _ | 0 | 0
_ | _ | _ | 0 | 0
_ | _ | _ | 0 | 0
_ | _ | _ | 0 | 0
_ | _ | _ | 0 | 0
_ | _ | _ | 0 | 0
_ | _ | _ | 0 | 0
_ | _ | _ | 0 | 0
_ | _ | _ | 0 | 0
_ | _ | _ | 0 | 0
_ | _ | _ | 0 | 0
_ | _ | _ | 0 | 0
_ | _ | _ | 0 | 0
_ | _ | _ | 0 | 0
_ | _ | _ | 0 | 0
_ | _ | _ | 0 | 0
_ | _ | _ | 0 | 0
_ | _ | _ | 0 | 0
_ | _ | _ | 0 | 0
_ | _ | _ | 0 | 0
_ | _ | _ | 0 | 0
_ | _ | _ | 0 | 0
_ | _ | _ | 0 | 0
_ | _ | _ | 0 | 0
_ | _ | _ | 0 | 0
_ | _ | _ | 0 | 0
_ | _ | _ | 0 | 0
_ | _ | _ | 0 | 0
_ | _ | _ | 0 | 0
_ | _ | _ | 0 | 0
_ | _ | _ | 0 | 0
_ | _ | _ | 0 | 0
_ | _ | _ | 0 | 0
_ | _ | _ | 0 | 0
_ | _ | _ | 0 | 0
_ | _ | _ | 0 | 0
_ | _ | _ | 0 | 0
_ | _ | _ | 0 | 0
_ | _ | _ | 0 | 0
_ | _ | _ | 0 | 0
_ | _ | _ | 0 | 0
_ | _ | _ | 0 | 0
_ | _ | _ | 0 | 0
_ | _ | _ | 0 | 0
_ | _ | _ | 0 | 0
_ | _ | _ | 0 | 0
_ | _ | _ | 0 | 0
_ | _ | _ | 0 | 0
_ | _ | _ | 0 | 0
_ | _ | _ | 0 | 0
_ | _ | _ | 0 | 0
_ | _ | _ | 0 | 0
_ | _ | _ | 0 | 0
_ | _ | _ | 0 | 0
_ | _ | _ | 0 | 0
_ | _ | _ | 0 | 0
_ | _ | _ | 0 | 0
_ | _ | _ | 0 | 0
_ | _ | _ | 0 | 0
_ | _ | _ | 0 | 0
_ | _ | _ | 0 | 0
_ | _ | _ | 0 | 0
_ | _ | _ | 0 | 0
_ | _ | _ | 0 | 0
_ | _ | _ | 0 | 0
_ | _ | _ | 0 | 0
_ | _ | _ | 0 | 0
_ | _ | _ | 0 | 0
_ | _ | _ | 0 | 0
_ | _ | _ | 0 | 0
_ | _ | _ | 0 | 0
_ | _ | _ | 0 | 0
_ | _ | _ | 0 | 0
_ | _ | _ | 0 | 0
_ | _ | _ | 0 | 0
_ | _ | _ | 0 | 0
_ | _ | _ | 0 | 0
_ | _ | _ | 0 | 0
_ | _ | _ | 0 | 0
_ | _ | _ | 0 | 0
_ | _ | _ | 0 | 0
_ | _ | _ | 0 | 0
_ | _ | _ | 0 | 0
_ | _ | _ | 0 | 0
_ | _ | _ | 0 | 0
_ | _ | _ | 0 | 0
_ | _ | _ | 0 | 0
_ | _ | _ | 0 | 0
_ | _ | _ | 0 | 0
_ | _ | _ | 0 | 0
_ | _ | _ | 0 | 0
_ | _ | _ | 0 | 0
_ | _ | _ | 0 | 0
_ | _ | _ | 0 | 0
_ | _ | _ | 0 | 0
_ | _ | _ | 0 | 0
_ | _ | _ | 0 | 0
_ | _ | _ | 0 | 0
_ | _ | _ | 0 | 0
_ | _ | _ | 0 | 0
_ | _ | _ | 0 | 0
_ | _ | _ | 0 | 0
_ | _ | _ | 0 | 0
_ | _ | _ | 0 | 0
_ | _ | _ | 0 | 0
_ | _ | _ | 0 | 0
_ | _ | _ | 0 | 0
_ | _ | _ | 0 | 0
_ | _ | _ | 0 | 0
_ | _ | _ | 0 | 0
_ | _ | _ | 0 | 0
_ | _ | _ | 0 | 0
_ | _ | _ | 0 | 0
_ | _ | _ | 0 | 0
_ | _ | _ | 0 | 0
_ | _ | _ | 0 | 0
_ | _ | _ | 0 | 0
_ | _ | _ | 0 | 0
_ | _ | _ | 0 | 0
_ | _ | _ | 0 | 0
_ | _ | _ | 0 | 0
_ | _ | _ | 0 | 0
_ | _ | _ | 0 | 0
_ | _ | _ | 0 | 0
_ | _ | _ | 0 | 0
_ | _ | _ | 0 | 0
_ | _ | _ | 0 | 0
_ | _ | _ | 0 | 0
_ | _ | _ | 0 | 0
_ | _ | _ | 0 | 0
_ | _ | _ | 0 | 0
_ | _ | _ | 0 | 0
_ | _ | _ | 0 | 0
_ | _ | _ | 0 | 0
_ | _ | _ | 0 | 0
_ | _ | _ | 0 | 0
_ | _ | _ | 0 | 0
_ | _ | _ | 0 | 0
_ | _ | _ | 0 | 0
_ | _ | _ | 0 | 0
_ | _ | _ | 0 | 0
_ | _ | _ | 0 | 0
_ | _ | _ | 0 | 0
_ | _ | _ | 0 | 0
_ | _ | _ | 0 | 0
_ | _ | _ | 0 | 0
_ | _ | _ | 0 | 0
_ | _ | _ | 0 | 0
_ | _ | _ | 0 | 0
_ | _ | _ | 0 | 0
_ | _ | _ | 0 | 0
_ | _ | _ | 0 | 0
_ | _ | _ | 0 | 0
_ | _ | _ | 0 | 0
_ | _ | _ | 0 | 0
_ | _ | _ | 0 | 0
_ | _ | _ | 0 | 0
_ | _ | _ | 0 | 0
_ | _ | _ | 0 | 0
_ | _ | _ | 0 | 0
_ | _ | _ | 0 | 0
_ | _ | _ | 0 | 0
_ | _ | _ | 0 | 0
_ | _ | _ | 0 | 0
_ | _ | _ | 0 | 0
_ | _ | _ | 0 | 0
_ | _ | _ | 0 | 0
_ | _ | _ | 0 | 0
_ | _ | _ | 0 | 0
_ | _ | _ | 0 | 0
_ | _ | _ | 0 | 0
_ | _ | _ | 0 | 0
_ | _ | _ | 0 | 0
_ | _ | _ | 0 | 0
_ | _ | _ | 0 | 0
_ | _ | _ | 0 | 0
_ | _ | _ | 0 | 0
_ | _ | _ | 0 | 0
_ | _ | _ | 0 | 0
_ | _ | _ | 0 | 0
_ | _ | _ | 0 | 0
_ | _ | _ | 0 | 0
_ | _ | _ | 0 | 0
_ | _ | _ | 0 | 0
_ | _ | _ | 0 | 0
_ | _ | _ | 0 | 0
_ | _ | _ | 0 | 0
_ | _ | _ | 0 | 0
_ | _ | _ | 0 | 0
_ | _ | _ | 0 | 0
_ | _ | _ | 0 | 0
_ | _ | _ | 0 | 0
_ | _ | _ | 0 | 0
_ | _ | _ | 0 | 0
_ | _ | _ | 0 | 0
_ | _ | _ | 0 | 0
_ | _ | _ | 0 | 0
_ | _ | _ | 0 | 0
_ | _ | _ | 0 | 0
_ | _ | _ | 0 | 0
_ | _ | _ | 0 | 0
_ | _ | _ | 0 | 0
_ | _ | _ | 0 | 0
_ | _ | _ | 0 | 0
_ | _ | _ | 0 | 0
_ | _ | _ | 0 | 0
_ | _ | _ | 0 | 0
_ | _ | _ | 0 | 0
_ | _ | _ | 0 | 0
_ | _ | _ | 0 | 0
_ | _ | _ | 0 | 0
_ | _ | _ | 0 | 0
_ | _ | _ | 0 | 0
_ | _ | _ | 0 | 0
_ | _ | _ | 0 | 0
_ | _ | _ | 0 | 0
_ | _ | _ | 0 | 0
_ | _ | _ | 0 | 0
_ | _ | _ | 0 | 0
_ | _ | _ | 0 | 0
_ | _ | _ | 0 | 0
_ | _ | _ | 0 | 0
_ | _ | _ | 0 | 0
_ | _ | _ | 0 | 0
_ | _ | _ | 0 | 0
_ | _ | _ | 0 | 0
_ | _ | _ | 0 | 0
_ | _ | _ | 0 | 0
_ | _ | _ | 0 | 0
_ | _ | _ | 0 | 0
_ | _ | _ | 0 | 0
_ | _ | _ | 0 | 0
_ | _ | _ | 0 | 0
_ | _ | _ | 0 | 0
_ | _ | _ | 0 | 0
_ | _ | _ | 0 | 0
_ | _ | _ | 0 | 0
_ | _ | _ | 0 | 0
_ | _ | _ | 0 | 0
_ | _ | _ | 0 | 0
_ | _ | _ | 0 | 0
_ | _ | _ | 0 | 0
_ | _ | _ | 0 | 0
_ | _ | _ | 0 | 0
_ | _ | _ | 0 | 0
_ | _ | _ | 0 | 0
_ | _ | _ | 0 | 0
_ | _ | _ | 0 | 0
_ | _ | _ | 0 | 0
_ | _ | _ | 0 | 0
_ | _ | _ | 0 | 0
_ | _ | _ | 0 | 0
_ | _ | _ | 0 | 0
_ | _ | _ | 0 | 0
_ | _ | _ | 0 | 0
_ | _ | _ | 0 | 0
_ | _ | _ | 0 | 0
_ | _ | _ | 0 | 0
_ | _ | _ | 0 | 0
_ | _ | _ | 0 | 0
_ | _ | _ | 0 | 0
_ | _ | _ | 0 | 0
_ | _ | _ | 0 | 0
_ | _ | _ | 0 | 0
_ | _ | _ | 0 | 0
_ | _ | _ | 0 | 0
_ | _ | _ | 0 | 0
_ | _ | _ | 0 | 0
_ | _ | _ | 0 | 0
_ | _ | _ | 0 | 0
_ | _ | _ | 0 | 0
_ | _ | _ | 0 | 0
_ | _ | _ | 0 | 0
_ | _ | _ | 0 | 0
_ | _ | _ | 0 | 0
_ | _ | _ | 0 | 0
_ | _ | _ | 0 | 0
_ | _ | _ | 0 | 0
_ | _ | _ | 0 | 0
_ | _ | _ | 0 | 0
_ | _ | _ | 0 | 0
_ | _ | _ | 0 | 0
_ | _ | _ | 0 | 0
_ | _ | _ | 0 | 0
_ | _ | _ | 0 | 0
_ | _ | _ | 0 | 0
_ | _ | _ | 0 | 0
_ | _ | _ | 0 | 0
_ | _ | _ | 0 | 0
_ | _ | _ | 0 | 0
_ | _ | _ | 0 | 0
_ | _ | _ | 0 | 0
_ | _ | _ | 0 | 0
_ | _ | _ | 0 | 0
_ | _ | _ | 0 | 0
_ | _ | _ | 0 | 0
_ | _ | _ | 0 | 0
_ | _ | _ | 0 | 0
_ | _ | _ | 0 | 0
_ | _ | _ | 0 | 0
_ | _ | _ | 0 | 0
_ | _ | _ | 0 | 0
_ | _ | _ | 0 | 0
_ | _ | _ | 0 | 0
_ | _ | _ | 0 | 0
_ | _ | _ | 0 | 0
_ | _ | _ | 0 | 0
_ | _ | _ | 0 | 0
_ | _ | _ | 0 | 0
_ | _ | _ | 0 | 0
_ | _ | _ | 0 | 0
_ | _ | _ | 0 | 0
_ | _ | _ | 0 | 0
_ | _ | _ | 0 | 0
_ | _ | _ | 0 | 0
_ | _ | _ | 0 | 0
_ | _ | _ | 0 | 0
_ | _ | _ | 0 | 0
_ | _ | _ | 0 | 0
_ | _ | _ | 0 | 0
_ | _ | _ | 0 | 0
_ | _ | _ | 0 | 0
_ | _ | _ | 0 | 0
_ | _ | _ | 0 | 0
_ | _ | _ | 0 | 0
_ | _ | _ | 0 | 0
_ | _ | _ | 0 | 0
_ | _ | _ | 0 | 0
_ | _ | _ | 0 | 0
_ | _ | _ | 0 | 0
_ | _ | _ | 0 | 0
_ | _ | _ | 0 | 0
_ | _ | _ | 0 | 0
_ | _ | _ | 0 | 0
_ | _ | _ | 0 | 0
_ | _ | _ | 0 | 0
_ | _ | _ | 0 | 0
_ | _ | _ | 0 | 0
_ | _ | _ | 0 | 0
_ | _ | _ | 0 | 0
_ | _ | _ | 0 | 0
_ | _ | _ | 0 | 0
_ | _ | _ | 0 | 0
_ | _ | _ | 0 | 0
_ | _ | _ | 0 | 0
_ | _ | _ | 0 | 0
_ | _ | _ | 0 | 0
_ | _ | _ | 0 | 0
_ | _ | _ | 0 | 0
_ | _ | _ | 0 | 0
_ | _ | _ | 0 | 0
_ | _ | _ | 0 | 0
_ | _ | _ | 0 | 0
_ | _ | _ | 0 | 0
_ | _ | _ | 0 | 0
_ | _ | _ | 0 | 0
_ | _ | _ | 0 | 0
_ | _ | _ | 0 | 0
_ | _ | _ | 0 | 0
_ | _ | _ | 0 | 0
_ | _ | _ | 0 | 0
_ | _ | _ | 0 | 0
_ | _ | _ | 0 | 0
_ | _ | _ | 0 | 0
_ | _ | _ | 0 | 0
_ | _ | _ | 0 | 0
_ | _ | _ | 0 | 0
_ | _ | _ | 0 | 0
_ | _ | _ | 0 | 0
_ | _ | _ | 0 | 0
_ | _ | _ | 0 | 0
_ | _ | _ | 0 | 0
_ | _ | _ | 0 | 0
_ | _ | _ | 0 | 0
_ | _ | _ | 0 | 0
_ | _ | _ | 0 | 0
_ | _ | _ | 0 | 0
_ | _ | _ | 0 | 0
_ | _ | _ | 0 | 0
_ | _ | _ | 0 | 0
_ | _ | _ | 0 | 0
_ | _ | _ | 0 | 0
_ | _ | _ | 0 | 0
_ | _ | _ | 0 | 0
_ | _ | _ | 0 | 0
_ | _ | _ | 0 | 0
_ | _ | _ | 0 | 0
_ | _ | _ | 0 | 0
_ | _ | _ | 0 | 0
_ | _ | _ | 0 | 0
_ | _ | _ | 0 | 0
_ | _ | _ | 0 | 0
_ | _ | _ | 0 | 0
_ | _ | _ | 0 | 0
_ | _ | _ | 0 | 0
_ | _ | _ | 0 | 0
_ | _ | _ | 0 | 0
_ | _ | _ | 0 | 0
_ | _ | _ | 0 | 0
_ | _ | _ | 0 | 0
_ | _ | _ | 0 | 0
_ | _ | _ | 0 | 0
_ | _ | _ | 0 | 0
_ | _ | _ | 0 | 0
_ | _ | _ | 0 | 0
_ | _ | _ | 0 | 0
_ | _ | _ | 0 | 0
_ | _ | _ | 0 | 0
_ | _ | _ | 0 | 0
_ | _ | _ | 0 | 0
_ | _ | _ | 0 | 0
_ | _ | _ | 0 | 0
_ | _ | _ | 0 | 0
_ | _ | _ | 0 | 0
_ | _ | _ | 0 | 0
_ | _ | _ | 0 | 0
_ | _ | _ | 0 | 0
_ | _ | _ | 0 | 0
_ | _ | _ | 0 | 0
_ | _ | _ | 0 | 0
_ | _ | _ | 0 | 0
_ | _ | _ | 0 | 0
_ | _ | _ | 0 | 0
_ | _ | _ | 0 | 0
_ | _ | _ | 0 | 0
_ | _ | _ | 0 | 0
_ | _ | _ | 0 | 0
_ | _ | _ | 0 | 0
_ | _ | _ | 0 | 0
_ | _ | _ | 0 | 0
_ | _ | _ | 0 | 0
_ | _ | _ | 0 | 0
_ | _ | _ | 0 | 0
_ | _ | _ | 0 | 0
_ | _ | _ | 0 | 0
_ | _ | _ | 0 | 0
_ | _ | _ | 0 | 0
_ | _ | _ | 0 | 0
_ | _ | _ | 0 | 0
_ | _ | _ | 0 | 0
_ | _ | _ | 0 | 0
_ | _ | _ | 0 | 0
_ | _ | _ | 0 | 0
_ | _ | _ | 0 | 0
_ | _ | _ | 0 | 0
_ | _ | _ | 0 | 0
_ | _ | _ | 0 | 0
_ | _ | _ | 0 | 0
_ | _ | _ | 0 | 0
_ | _ | _ | 0 | 0
_ | _ | _ | 0 | 0
_ | _ | _ | 0 | 0
_ | _ | _ | 0 | 0
_ | _ | _ | 0 | 0
_ | _ | _ | 0 | 0
_ | _ | _ | 0 | 0
_ | _ | _ | 0 | 0
_ | _ | _ | 0 | 0
_ | _ | _ | 0 | 0
_ | _ | _ | 0 | 0
_ | _ | _ | 0 | 0
_ | _ | _ | 0 | 0
_ | _ | _ | 0 | 0
_ | _ | _ | 0 | 0
_ | _ | _ | 0 | 0
_ | _ | _ | 0 | 0
_ | _ | _ | 0 | 0
_ | _ | _ | 0 | 0
_ | _ | _ | 0 | 0
_ | _ | _ | 0 | 0
_ | _ | _ | 0 | 0
_ | _ | _ | 0 | 0
_ | _ | _ | 0 | 0
_ | _ | _ | 0 | 0
_ | _ | _ | 0 | 0
_ | _ | _ | 0 | 0
_ | _ | _ | 0 | 0
_ | _ | _ | 0 | 0
_ | _ | _ | 0 | 0
_ | _ | _ | 0 | 0
_ | _ | _ | 0 | 0
_ | _ | _ | 0 | 0
_ | _ | _ | 0 | 0
_ | _ | _ | 0 | 0
_ | _ | _ | 0 | 0
_ | _ | _ | 0 | 0
_ | _ | _ | 0 | 0
_ | _ | _ | 0 | 0
_ | _ | _ | 0 | 0
_ | _ | _ | 0 | 0
_ | _ | _ | 0 | 0
_ | _ | _ | 0 | 0
_ | _ | _ | 0 | 0
_ | _ | _ | 0 | 0
_ | _ | _ | 0 | 0
_ | _ | _ | 0 | 0
_ | _ | _ | 0 | 0
_ | _ | _ | 0 | 0
_ | _ | _ | 0 | 0
_ | _ | _ | 0 | 0
_ | _ | _ | 0 | 0
_ | _ | _ | 0 | 0
_ | _ | _ | 0 | 0
_ | _ | _ | 0 | 0
_ | _ | _ | 0 | 0
_ | _ | _ | 0 | 0
_ | _ | _ | 0 | 0
_ | _ | _ | 0 | 0
_ | _ | _ | 0 | 0
_ | _ | _ | 0 | 0
_ | _ | _ | 0 | 0
_ | _ | _ | 0 | 0
_ | _ | _ | 0 | 0
_ | _ | _ | 0 | 0
_ | _ | _ | 0 | 0
_ | _ | _ | 0 | 0
_ | _ | _ | 0 | 0
_ | _ | _ | 0 | 0
_ | _ | _ | 0 | 0
_ | _ | _ | 0 | 0
_ | _ | _ | 0 | 0
_ | _ | _ | 0 | 0
_ | _ | _ | 0 | 0
_ | _ | _ | 0 | 0
_ | _ | _ | 0 | 0
_ | _ | _ | 0 | 0
_ | _ | _ | 0 | 0
_ | _ | _ | 0 | 0
_ | _ | _ | 0 | 0
_ | _ | _ | 0 | 0
_ | _ | _ | 0 | 0
_ | _ | _ | 0 | 0
_ | _ | _ | 0 | 0
_ | _ | _ | 0 | 0
_ | _ | _ | 0 | 0
_ | _ | _ | 0 | 0
_ | _ | _ | 0 | 0
_ | _ | _ | 0 | 0
_ | _ | _ | 0 | 0
_ | _ | _ | 0 | 0
_ | _ | _ | 0 | 0
_ | _ | _ | 0 | 0
_ | _ | _ | 0 | 0
_ | _ | _ | 0 | 0
_ | _ | _ | 0 | 0
_ | _ | _ | 0 | 0
_ | _ | _ | 0 | 0
_ | _ | _ | 0 | 0
_ | _ | _ | 0 | 0
_ | _ | _ | 0 | 0
_ | _ | _ | 0 | 0
_ | _ | _ | 0 | 0
_ | _ | _ | 0 | 0
_ | _ | _ | 0 | 0
_ | _ | _ | 0 | 0
_ | _ | _ | 0 | 0
_ | _ | _ | 0 | 0
_ | _ | _ | 0 | 0
_ | _ | _ | 0 | 0
_ | _ | _ | 0 | 0
_ | _ | _ | 0 | 0
_ | _ | _ | 0 | 0
_ | _ | _ | 0 | 0
_ | _ | _ | 0 | 0
_ | _ | _ | 0 | 0
_ | _ | _ | 0 | 0
_ | _ | _ | 0 | 0
_ | _ | _ | 0 | 0
_ | _ | _ | 0 | 0
_ | _ | _ | 0 | 0
_ | _ | _ | 0 | 0
_ | _ | _ | 0 | 0
_ | _ | _ | 0 | 0
_ | _ | _ | 0 | 0
_ | _ | _ | 0 | 0
_ | _ | _ | 0 | 0
_ | _ | _ | 0 | 0
_ | _ | _ | 0 | 0
_ | _ | _ | 0 | 0
_ | _ | _ | 0 | 0
_ | _ | _ | 0 | 0
_ | _ | _ | 0 | 0
_ | _ | _ | 0 | 0
_ | _ | _ | 0 | 0
_ | _ | _ | 0 | 0
_ | _ | _ | 0 | 0
_ | _ | _ | 0 | 0
_ | _ | _ | 0 | 0
_ | _ | _ | 0 | 0
_ | _ | _ | 0 | 0
_ | _ | _ | 0 | 0
_ | _ | _ | 0 | 0
_ | _ | _ | 0 | 0
_ | _ | _ | 0 | 0
_ | _ | _ | 0 | 0
_ | _ | _ | 0 | 0
_ | _ | _ | 0 | 0
_ | _ | _ | 0 | 0
_ | _ | _ | 0 | 0
_ | _ | _ | 0 | 0
_ | _ | _ | 0 | 0
_ | _ | _ | 0 | 0
_ | _ | _ | 0 | 0
_ | _ | _ | 0 | 0
_ | _ | _ | 0 | 0
_ | _ | _ | 0 | 0
_ | _ | _ | 0 | 0
_ | _ | _ | 0 | 0
_ | _ | _ | 0 | 0
_ | _ | _ | 0 | 0
_ | _ | _ | 0 | 0
_ | _ | _ | 0 | 0
_ | _ | _ | 0 | 0
_ | _ | _ | 0 | 0
_ | _ | _ | 0 | 0
_ | _ | _ | 0 | 0
_ | _ | _ | 0 | 0
_ | _ | _ | 0 | 0
_ | _ | _ | 0 | 0
_ | _ | _ | 0 | 0
_ | _ | _ | 0 | 0
_ | _ | _ | 0 | 0
_ | _ | _ | 0 | 0
_ | _ | _ | 0 | 0
_ | _ | _ | 0 | 0
_ | _ | _ | 0 | 0
_ | _ | _ | 0 | 0
_ | _ | _ | 0 | 0
_ | _ | _ | 0 | 0
_ | _ | _ | 0 | 0
_ | _ | _ | 0 | 0
_ | _ | _ | 0 | 0
_ | _ | _ | 0 | 0
_ | _ | _ | 0 | 0
_ | _ | _ | 0 | 0
_ | _ | _ | 0 | 0
_ | _ | _ | 0 | 0
_ | _ | _ | 0 | 0
_ | _ | _ | 0 | 0
_ | _ | _ | 0 | 0
_ | _ | _ | 0 | 0
_ | _ | _ | 0 | 0
_ | _ | _ | 0 | 0
_ | _ | _ | 0 | 0
_ | _ | _ | 0 | 0
_ | _ | _ | 0 | 0
_ | _ | _ | 0 | 0
_ | _ | _ | 0 | 0
_ | _ | _ | 0 | 0
_ | _ | _ | 0 | 0
_ | _ | _ | 0 | 0
_ | _ | _ | 0 | 0
_ | _ | _ | 0 | 0
_ | _ | _ | 0 | 0
_ | _ | _ | 0 | 0
_ | _ | _ | 0 | 0
_ | _ | _ | 0 | 0
_ | _ | _ | 0 | 0
_ | _ | _ | 0 | 0
_ | _ | _ | 0 | 0
_ | _ | _ | 0 | 0
_ | _ | _ | 0 | 0
_ | _ | _ | 0 | 0
_ | _ | _ | 0 | 0
_ | _ | _ | 0 | 0
_ | _ | _ | 0 | 0
_ | _ | _ | 0 | 0
_ | _ | _ | 0 | 0
_ | _ | _ | 0 | 0
_ | _ | _ | 0 | 0
_ | _ | _ | 0 | 0
_ | _ | _ | 0 | 0
_ | _ | _ | 0 | 0
_ | _ | _ | 0 | 0
_ | _ | _ | 0 | 0
_ | _ | _ | 0 | 0
_ | _ | _ | 0 | 0
_ | _ | _ | 0 | 0
_ | _ | _ | 0 | 0
_ | _ | _ | 0 | 0
_ | _ | _ | 0 | 0
_ | _ | _ | 0 | 0
_ | _ | _ | 0 | 0
_ | _ | _ | 0 | 0
_ | _ | _ | 0 | 0
_ | _ | _ | 0 | 0
_ | _ | _ | 0 | 0
_ | _ | _ | 0 | 0
_ | _ | _ | 0 | 0
_ | _ | _ | 0 | 0
_ | _ | _ | 0 | 0
_ | _ | _ | 0 | 0
_ | _ | _ | 0 | 0
_ | _ | _ | 0 | 0
_ | _ | _ | 0 | 0
_ | _ | _ | 0 | 0
_ | _ | _ | 0 | 0
_ | _ | _ | 0 | 0
_ | _ | _ | 0 | 0
_ | _ | _ | 0 | 0
_ | _ | _ | 0 | 0
_ | _ | _ | 0 | 0
_ | _ | _ | 0 | 0
_ | _ | _ | 0 | 0
_ | _ | _ | 0 | 0
_ | _ | _ | 0 | 0
_ | _ | _ | 0 | 0
_ | _ | _ | 0 | 0
_ | _ | _ | 0 | 0
_ | _ | _ | 0 | 0
_ | _ | _ | 0 | 0
_ | _ | _ | 0 | 0
_ | _ | _ | 0 | 0
_ | _ | _ | 0 | 0
_ | _ | _ | 0 | 0
_ | _ | _ | 0 | 0
_ | _ | _ | 0 | 0
_ | _ | _ | 0 | 0
_ | _ | _ | 0 | 0
_ | _ | _ | 0 | 0
_ | _ | _ | 0 | 0
_ | _ | _ | 0 | 0
_ | _ | _ | 0 | 0
_ | _ | _ | 0 | 0
_ | _ | _ | 0 | 0
_ | _ | _ | 0 | 0
_ | _ | _ | 0 | 0
_ | _ | _ | 0 | 0
_ | _ | _ | 0 | 0
_ | _ | _ | 0 | 0
_ | _ | _ | 0 | 0
_ | _ | _ | 0 | 0
_ | _ | _ | 0 | 0
_ | _ | _ | 0 | 0
_ | _ | _ | 0 | 0
_ | _ | _ | 0 | 0
_ | _ | _ | 0 | 0
_ | _ | _ | 0 | 0
_ | _ | _ | 0 | 0
_ | _ | _ | 0 | 0
_ | _ | _ | 0 | 0
_ | _ | _ | 0 | 0
_ | _ | _ | 0 | 0
_ | _ | _ | 0 | 0
_ | _ | _ | 0 | 0
_ | _ | _ | 0 | 0
_ | _ | _ | 0 | 0
_ | _ | _ | 0 | 0
_ | _ | _ | 0 | 0
_ | _ | _ | 0 | 0
_ | _ | _ | 0 | 0
_ | _ | _ | 0 | 0
_ | _ | _ | 0 | 0
_ | _ | _ | 0 | 0
_ | _ | _ | 0 | 0
_ | _ | _ | 0 | 0
_ | _ | _ | 0 | 0
_ | _ | _ | 0 | 0
_ | _ | _ | 0 | 0
_ | _ | _ | 0 | 0
_ | _ | _ | 0 | 0
_ | _ | _ | 0 | 0
_ | _ | _ | 0 | 0
_ | _ | _ | 0 | 0
_ | _ | _ | 0 | 0
_ | _ | _ | 0 | 0
_ | _ | _ | 0 | 0
_ | _ | _ | 0 | 0
_ | _ | _ | 0 | 0
_ | _ | _ | 0 | 0
_ | _ | _ | 0 | 0
_ | _ | _ | 0 | 0
_ | _ | _ | 0 | 0
_ | _ | _ | 0 | 0
_ | _ | _ | 0 | 0
_ | _ | _ | 0 | 0
_ | _ | _ | 0 | 0
_ | _ | _ | 0 | 0
_ | _ | _ | 0 | 0
_ | _ | _ | 0 | 0
_ | _ | _ | 0 | 0
_ | _ | _ | 0 | 0
_ | _ | _ | 0 | 0
_ | _ | _ | 0 | 0
_ | _ | _ | 0 | 0
_ | _ | _ | 0 | 0
_ | _ | _ | 0 | 0
_ | _ | _ | 0 | 0
_ | _ | _ | 0 | 0
_ | _ | _ | 0 | 0
_ | _ | _ | 0 | 0
_ | _ | _ | 0 | 0
_ | _ | _ | 0 | 0
_ | _ | _ | 0 | 0
_ | _ | _ | 0 | 0
_ | _ | _ | 0 | 0
_ | _ | _ | 0 | 0
_ | _ | _ | 0 | 0
_ | _ | _ | 0 | 0
_ | _ | _ | 0 | 0
_ | _ | _ | 0 | 0
_ | _ | _ | 0 | 0
_ | _ | _ | 0 | 0
_ | _ | _ | 0 | 0
_ | _ | _ | 0 | 0
_ | _ | _ | 0 | 0
_ | _ | _ | 0 | 0
_ | _ | _ | 0 | 0
_ | _ | _ | 0 | 0
_ | _ | _ | 0 | 0
_ | _ | _ | 0 | 0
_ | _ | _ | 0 | 0
_ | _ | _ | 0 | 0
_ | _ | _ | 0 | 0
_ | _ | _ | 0 | 0
_ | _ | _ | 0 | 0
_ | _ | _ | 0 | 0
_ | _ | _ | 0 | 0
_ | _ | _ | 0 | 0
_ | _ | _ | 0 | 0
_ | _ | _ | 0 | 0
_ | _ | _ | 0 | 0
_ | _ | _ | 0 | 0
_ | _ | _ | 0 | 0
_ | _ | _ | 0 | 0
_ | _ | _ | 0 | 0
_ | _ | _ | 0 | 0
_ | _ | _ | 0 | 0
_ | _ | _ | 0 | 0
_ | _ | _ | 0 | 0
_ | _ | _ | 0 | 0
_ | _ | _ | 0 | 0
_ | _ | _ | 0 | 0
_ | _ | _ | 0 | 0
_ | _ | _ | 0 | 0
_ | _ | _ | 0 | 0
_ | _ | _ | 0 | 0
_ | _ | _ | 0 | 0
_ | _ | _ | 0 | 0
_ | _ | _ | 0 | 0
_ | _ | _ | 0 | 0
_ | _ | _ | 0 | 0
_ | _ | _ | 0 | 0
_ | _ | _ | 0 | 0
_ | _ | _ | 0 | 0
_ | _ | _ | 0 | 0
_ | _ | _ | 0 | 0
_ | _ | _ | 0 | 0
_ | _ | _ | 0 | 0
_ | _ | _ | 0 | 0
_ | _ | _ | 0 | 0
_ | _ | _ | 0 | 0
_ | _ | _ | 0 | 0
_ | _ | _ | 0 | 0
_ | _ | _ | 0 | 0
_ | _ | _ | 0 | 0
_ | _ | _ | 0 | 0
_ | _ | _ | 0 | 0
_ | _ | _ | 0 | 0
_ | _ | _ | 0 | 0
_ | _ | _ | 0 | 0
_ | _ | _ | 0 | 0
_ | _ | _ | 0 | 0
_ | _ | _ | 0 | 0
_ | _ | _ | 0 | 0
_ | _ | _ | 0 | 0
_ | _ | _ | 0 | 0
_ | _ | _ | 0 | 0
_ | _ | _ | 0 | 0
_ | _ | _ | 0 | 0
_ | _ | _ | 0 | 0
_ | _ | _ | 0 | 0
_ | _ | _ | 0 | 0
_ | _ | _ | 0 | 0
_ | _ | _ | 0 | 0
_ | _ | _ | 0 | 0
_ | _ | _ | 0 | 0
_ | _ | _ | 0 | 0
_ | _ | _ | 0 | 0
_ | _ | _ | 0 | 0
_ | _ | _ | 0 | 0
_ | _ | _ | 0 | 0
_ | _ | _ | 0 | 0
_ | _ | _ | 0 | 0
_ | _ | _ | 0 | 0
_ | _ | _ | 0 | 0
_ | _ | _ | 0 | 0
_ | _ | _ | 0 | 0
_ | _ | _ | 0 | 0
_ | _ | _ | 0 | 0
_ | _ | _ | 0 | 0
_ | _ | _ | 0 | 0
_ | _ | _ | 0 | 0
_ | _ | _ | 0 | 0
_ | _ | _ | 0 | 0
_ | _ | _ | 0 | 0
_ | _ | _ | 0 | 0
_ | _ | _ | 0 | 0
_ | _ | _ | 0 | 0
_ | _ | _ | 0 | 0
_ | _ | _ | 0 | 0
_ | _ | _ | 0 | 0
_ | _ | _ | 0 | 0
_ | _ | _ | 0 | 0
_ | _ | _ | 0 | 0
_ | _ | _ | 0 | 0
_ | _ | _ | 0 | 0
_ | _ | _ | 0 | 0
_ | _ | _ | 0 | 0
_ | _ | _ | 0 | 0
_ | _ | _ | 0 | 0
_ | _ | _ | 0 | 0
_ | _ | _ | 0 | 0
_ | _ | _ | 0 | 0
_ | _ | _ | 0 | 0
_ | _ | _ | 0 | 0
_ | _ | _ | 0 | 0
_ | _ | _ | 0 | 0
_ | _ | _ | 0 | 0
_ | _ | _ | 0 | 0
_ | _ | _ | 0 | 0
_ | _ | _ | 0 | 0
_ | _ | _ | 0 | 0
_ | _ | _ | 0 | 0
_ | _ | _ | 0 | 0
_ | _ | _ | 0 | 0
_ | _ | _ | 0 | 0
_ | _ | _ | 0 | 0
_ | _ | _ | 0 | 0
_ | _ | _ | 0 | 0
_ | _ | _ | 0 | 0
_ | _ | _ | 0 | 0
_ | _ | _ | 0 | 0
_ | _ | _ | 0 | 0
_ | _ | _ | 0 | 0
_ | _ | _ | 0 | 0
_ | _ | _ | 0 | 0
_ | _ | _ | 0 | 0
_ | _ | _ | 0 | 0
_ | _ | _ | 0 | 0
_ | _ | _ | 0 | 0
_ | _ | _ | 0 | 0
_ | _ | _ | 0 | 0
_ | _ | _ | 0 | 0
_ | _ | _ | 0 | 0
_ | _ | _ | 0 | 0
_ | _ | _ | 0 | 0
_ | _ | _ | 0 | 0
_ | _ | _ | 0 | 0
_ | _ | _ | 0 | 0
_ | _ | _ | 0 | 0
_ | _ | _ | 0 | 0
_ | _ | _ | 0 | 0
_ | _ | _ | 0 | 0
_ | _ | _ | 0 | 0
_ | _ | _ | 0 | 0
_ | _ | _ | 0 | 0
_ | _ | _ | 0 | 0
_ | _ | _ | 0 | 0
_ | _ | _ | 0 | 0
_ | _ | _ | 0 | 0
_ | _ | _ | 0 | 0
_ | _ | _ | 0 | 0
_ | _ | _ | 0 | 0
_ | _ | _ | 0 | 0
_ | _ | _ | 0 | 0
_ | _ | _ | 0 | 0
_ | _ | _ | 0 | 0
_ | _ | _ | 0 | 0
_ | _ | _ | 0 | 0
_ | _ | _ | 0 | 0
_ | _ | _ | 0 | 0
_ | _ | _ | 0 | 0
_ | _ | _ | 0 | 0
_ | _ | _ | 0 | 0
_ | _ | _ | 0 | 0
_ | _ | _ | 0 | 0
_ | _ | _ | 0 | 0
_ | _ | _ | 0 | 0
_ | _ | _ | 0 | 0
_ | _ | _ | 0 | 0
_ | _ | _ | 0 | 0
_ | _ | _ | 0 | 0
_ | _ | _ | 0 | 0
_ | _ | _ | 0 | 0
_ | _ | _ | 0 | 0
_ | _ | _ | 0 | 0
_ | _ | _ | 0 | 0
_ | _ | _ | 0 | 0
_ | _ | _ | 0 | 0
_ | _ | _ | 0 | 0
_ | _ | _ | 0 | 0
_ | _ | _ | 0 | 0
_ | _ | _ | 0 | 0
_ | _ | _ | 0 | 0
_ | _ | _ | 0 | 0
_ | _ | _ | 0 | 0
_ | _ | _ | 0 | 0
_ | _ | _ | 0 | 0
_ | _ | _ | 0 | 0
_ | _ | _ | 0 | 0
_ | _ | _ | 0 | 0
_ | _ | _ | 0 | 0
_ | _ | _ | 0 | 0
_ | _ | _ | 0 | 0
_ | _ | _ | 0 | 0
_ | _ | _ | 0 | 0
_ | _ | _ | 0 | 0
_ | _ | _ | 0 | 0
_ | _ | _ | 0 | 0
_ | _ | _ | 0 | 0
_ | _ | _ | 0 | 0
_ | _ | _ | 0 | 0
_ | _ | _ | 0 | 0
_ | _ | _ | 0 | 0
_ | _ | _ | 0 | 0
_ | _ | _ | 0 | 0
_ | _ | _ | 0 | 0
_ | _ | _ | 0 | 0
_ | _ | _ | 0 | 0
_ | _ | _ | 0 | 0
_ | _ | _ | 0 | 0
_ | _ | _ | 0 | 0
_ | _ | _ | 0 | 0
_ | _ | _ | 0 | 0
_ | _ | _ | 0 | 0
_ | _ | _ | 0 | 0
_ | _ | _ | 0 | 0
_ | _ | _ | 0 | 0
_ | _ | _ | 0 | 0
_ | _ | _ | 0 | 0
_ | _ | _ | 0 | 0
_ | _ | _ | 0 | 0
_ | _ | _ | 0 | 0
_ | _ | _ | 0 | 0
_ | _ | _ | 0 | 0
_ | _ | _ | 0 | 0
_ | _ | _ | 0 | 0
_ | _ | _ | 0 | 0
_ | _ | _ | 0 | 0
_ | _ | _ | 0 | 0
_ | _ | _ | 0 | 0
_ | _ | _ | 0 | 0
_ | _ | _ | 0 | 0
_ | _ | _ | 0 | 0
_ | _ | _ | 0 | 0
_ | _ | _ | 0 | 0
_ | _ | _ | 0 | 0
_ | _ | _ | 0 | 0
_ | _ | _ | 0 | 0
_ | _ | _ | 0 | 0
_ | _ | _ | 0 | 0
_ | _ | _ | 0 | 0
_ | _ | _ | 0 | 0
_ | _ | _ | 0 | 0
_ | _ | _ | 0 | 0
_ | _ | _ | 0 | 0
_ | _ | _ | 0 | 0
_ | _ | _ | 0 | 0
_ | _ | _ | 0 | 0
_ | _ | _ | 0 | 0
_ | _ | _ | 0 | 0
_ | _ | _ | 0 | 0
_ | _ | _ | 0 | 0
_ | _ | _ | 0 | 0
_ | _ | _ | 0 | 0
_ | _ | _ | 0 | 0
_ | _ | _ | 0 | 0
_ | _ | _ | 0 | 0
_ | _ | _ | 0 | 0
_ | _ | _ | 0 | 0
_ | _ | _ | 0 | 0
_ | _ | _ | 0 | 0
_ | _ | _ | 0 | 0
_ | _ | _ | 0 | 0
_ | _ | _ | 0 | 0
_ | _ | _ | 0 | 0
_ | _ | _ | 0 | 0
_ | _ | _ | 0 | 0
_ | _ | _ | 0 | 0
_ | _ | _ | 0 | 0
_ | _ | _ | 0 | 0
_ | _ | _ | 0 | 0
_ | _ | _ | 0 | 0
_ | _ | _ | 0 | 0
_ | _ | _ | 0 | 0
_ | _ | _ | 0 | 0
_ | _ | _ | 0 | 0
_ | _ | _ | 0 | 0
_ | _ | _ | 0 | 0
_ | _ | _ | 0 | 0
_ | _ | _ | 0 | 0
_ | _ | _ | 0 | 0
_ | _ | _ | 0 | 0
_ | _ | _ | 0 | 0
_ | _ | _ | 0 | 0
_ | _ | _ | 0 | 0
_ | _ | _ | 0 | 0
_ | _ | _ | 0 | 0
_ | _ | _ | 0 | 0
_ | _ | _ | 0 | 0
_ | _ | _ | 0 | 0
_ | _ | _ | 0 | 0
_ | _ | _ | 0 | 0
_ | _ | _ | 0 | 0
_ | _ | _ | 0 | 0
_ | _ | _ | 0 | 0
_ | _ | _ | 0 | 0
_ | _ | _ | 0 | 0
_ | _ | _ | 0 | 0
_ | _ | _ | 0 | 0
_ | _ | _ | 0 | 0
_ | _ | _ | 0 | 0
_ | _ | _ | 0 | 0
_ | _ | _ | 0 | 0
_ | _ | _ | 0 | 0
_ | _ | _ | 0 | 0
_ | _ | _ | 0 | 0
_ | _ | _ | 0 | 0
_ | _ | _ | 0 | 0
_ | _ | _ | 0 | 0
_ | _ | _ | 0 | 0
_ | _ | _ | 0 | 0
_ | _ | _ | 0 | 0
_ | _ | _ | 0 | 0
_ | _ | _ | 0 | 0
_ | _ | _ | 0 | 0
_ | _ | _ | 0 | 0
_ | _ | _ | 0 | 0
_ | _ | _ | 0 | 0
_ | _ | _ | 0 | 0
_ | _ | _ | 0 | 0
_ | _ | _ | 0 | 0
_ | _ | _ | 0 | 0
_ | _ | _ | 0 | 0
_ | _ | _ | 0 | 0
_ | _ | _ | 0 | 0
_ | _ | _ | 0 | 0
_ | _ | _ | 0 | 0
_ | _ | _ | 0 | 0
_ | _ | _ | 0 | 0
_ | _ | _ | 0 | 0
_ | _ | _ | 0 | 0
_ | _ | _ | 0 | 0
_ | _ | _ | 0 | 0
_ | _ | _ | 0 | 0
_ | _ | _ | 0 | 0
_ | _ | _ | 0 | 0
_ | _ | _ | 0 | 0
_ | _ | _ | 0 | 0
_ | _ | _ | 0 | 0
_ | _ | _ | 0 | 0
_ | _ | _ | 0 | 0
_ | _ | _ | 0 | 0
_ | _ | _ | 0 | 0
_ | _ | _ | 0 | 0
_ | _ | _ | 0 | 0
_ | _ | _ | 0 | 0
_ | _ | _ | 0 | 0
_ | _ | _ | 0 | 0
_ | _ | _ | 0 | 0
_ | _ | _ | 0 | 0
_ | _ | _ | 0 | 0
_ | _ | _ | 0 | 0
_ | _ | _ | 0 | 0
_ | _ | _ | 0 | 0
_ | _ | _ | 0 | 0
_ | _ | _ | 0 | 0
_ | _ | _ | 0 | 0
_ | _ | _ | 0 | 0
_ | _ | _ | 0 | 0
_ | _ | _ | 0 | 0
_ | _ | _ | 0 | 0
_ | _ | _ | 0 | 0
_ | _ | _ | 0 | 0
_ | _ | _ | 0 | 0
_ | _ | _ | 0 | 0
_ | _ | _ | 0 | 0
_ | _ | _ | 0 | 0
_ | _ | _ | 0 | 0
_ | _ | _ | 0 | 0
_ | _ | _ | 0 | 0
_ | _ | _ | 0 | 0
_ | _ | _ | 0 | 0
_ | _ | _ | 0 | 0
_ | _ | _ | 0 | 0
_ | _ | _ | 0 | 0
_ | _ | _ | 0 | 0
_ | _ | _ | 0 | 0
_ | _ | _ | 0 | 0
_ | _ | _ | 0 | 0
_ | _ | _ | 0 | 0
_ | _ | _ | 0 | 0
_ | _ | _ | 0 | 0
_ | _ | _ | 0 | 0
_ | _ | _ | 0 | 0
_ | _ | _ | 0 | 0
_ | _ | _ | 0 | 0
_ | _ | _ | 0 | 0
_ | _ | _ | 0 | 0
_ | _ | _ | 0 | 0
_ | _ | _ | 0 | 0
_ | _ | _ | 0 | 0
_ | _ | _ | 0 | 0
_ | _ | _ | 0 | 0
_ | _ | _ | 0 | 0
_ | _ | _ | 0 | 0
_ | _ | _ | 0 | 0
_ | _ | _ | 0 | 0
_ | _ | _ | 0 | 0
_ | _ | _ | 0 | 0
_ | _ | _ | 0 | 0
_ | _ | _ | 0 | 0
_ | _ | _ | 0 | 0
_ | _ | _ | 0 | 0
_ | _ | _ | 0 | 0
_ | _ | _ | 0 | 0
_ | _ | _ | 0 | 0
_ | _ | _ | 0 | 0
_ | _ | _ | 0 | 0
_ | _ | _ | 0 | 0
_ | _ | _ | 0 | 0
_ | _ | _ | 0 | 0
_ | _ | _ | 0 | 0
_ | _ | _ | 0 | 0
_ | _ | _ | 0 | 0
_ | _ | _ | 0 | 0
_ | _ | _ | 0 | 0
_ | _ | _ | 0 | 0
_ | _ | _ | 0 | 0
_ | _ | _ | 0 | 0
_ | _ | _ | 0 | 0
_ | _ | _ | 0 | 0
_ | _ | _ | 0 | 0
_ | _ | _ | 0 | 0
_ | _ | _ | 0 | 0
_ | _ | _ | 0 | 0
_ | _ | _ | 0 | 0
_ | _ | _ | 0 | 0
_ | _ | _ | 0 | 0
_ | _ | _ | 0 | 0
_ | _ | _ | 0 | 0
_ | _ | _ | 0 | 0
_ | _ | _ | 0 | 0
_ | _ | _ | 0 | 0
_ | _ | _ | 0 | 0
_ | _ | _ | 0 | 0
_ | _ | _ | 0 | 0
_ | _ | _ | 0 | 0
_ | _ | _ | 0 | 0
_ | _ | _ | 0 | 0
_ | _ | _ | 0 | 0
_ | _ | _ | 0 | 0
_ | _ | _ | 0 | 0
_ | _ | _ | 0 | 0
_ | _ | _ | 0 | 0
_ | _ | _ | 0 | 0
_ | _ | _ | 0 | 0
_ | _ | _ | 0 | 0
_ | _ | _ | 0 | 0
_ | _ | _ | 0 | 0
_ | _ | _ | 0 | 0
_ | _ | _ | 0 | 0
_ | _ | _ | 0 | 0
_ | _ | _ | 0 | 0
_ | _ | _ | 0 | 0
_ | _ | _ | 0 | 0
_ | _ | _ | 0 | 0
_ | _ | _ | 0 | 0
_ | _ | _ | 0 | 0
_ | _ | _ | 0 | 0
_ | _ | _ | 0 | 0
_ | _ | _ | 0 | 0
_ | _ | _ | 0 | 0
_ | _ | _ | 0 | 0
_ | _ | _ | 0 | 0
_ | _ | _ | 0 | 0
_ | _ | _ | 0 | 0
_ | _ | _ | 0 | 0
_ | _ | _ | 0 | 0
_ | _ | _ | 0 | 0
_ | _ | _ | 0 | 0
_ | _ | _ | 0 | 0
_ | _ | _ | 0 | 0
_ | _ | _ | 0 | 0
_ | _ | _ | 0 | 0
_ | _ | _ | 0 | 0
_ | _ | _ | 0 | 0
_ | _ | _ | 0 | 0
_ | _ | _ | 0 | 0
_ | _ | _ | 0 | 0
_ | _ | _ | 0 | 0
_ | _ | _ | 0 | 0
_ | _ | _ | 0 | 0
_ | _ | _ | 0 | 0
_ | _ | _ | 0 | 0
_ | _ | _ | 0 | 0
_ | _ | _ | 0 | 0
_ | _ | _ | 0 | 0
_ | _ | _ | 0 | 0
_ | _ | _ | 0 | 0
_ | _ | _ | 0 | 0
_ | _ | _ | 0 | 0
_ | _ | _ | 0 | 0
_ | _ | _ | 0 | 0
_ | _ | _ | 0 | 0
_ | _ | _ | 0 | 0
_ | _ | _ | 0 | 0
_ | _ | _ | 0 | 0
_ | _ | _ | 0 | 0
_ | _ | _ | 0 | 0
_ | _ | _ | 0 | 0
_ | _ | _ | 0 | 0
_ | _ | _ | 0 | 0
_ | _ | _ | 0 | 0
_ | _ | _ | 0 | 0
_ | _ | _ | 0 | 0
_ | _ | _ | 0 | 0
_ | _ | _ | 0 | 0
_ | _ | _ | 0 | 0
_ | _ | _ | 0 | 0
_ | _ | _ | 0 | 0
_ | _ | _ | 0 | 0
_ | _ | _ | 0 | 0
_ | _ | _ | 0 | 0
_ | _ | _ | 0 | 0
_ | _ | _ | 0 | 0
_ | _ | _ | 0 | 0
_ | _ | _ | 0 | 0
_ | _ | _ | 0 | 0
_ | _ | _ | 0 | 0
_ | _ | _ | 0 | 0
_ | _ | _ | 0 | 0
_ | _ | _ | 0 | 0
_ | _ | _ | 0 | 0
_ | _ | _ | 0 | 0
_ | _ | _ | 0 | 0
_ | _ | _ | 0 | 0
_ | _ | _ | 0 | 0
_ | _ | _ | 0 | 0
_ | _ | _ | 0 | 0
_ | _ | _ | 0 | 0
_ | _ | _ | 0 | 0
_ | _ | _ | 0 | 0
_ | _ | _ | 0 | 0
_ | _ | _ | 0 | 0
_ | _ | _ | 0 | 0
_ | _ | _ | 0 | 0
_ | _ | _ | 0 | 0
_ | _ | _ | 0 | 0
_ | _ | _ | 0 | 0
_ | _ | _ | 0 | 0
_ | _ | _ | 0 | 0
_ | _ | _ | 0 | 0
_ | _ | _ | 0 | 0
_ | _ | _ | 0 | 0
_ | _ | _ | 0 | 0
_ | _ | _ | 0 | 0
_ | _ | _ | 0 | 0
_ | _ | _ | 0 | 0
_ | _ | _ | 0 | 0
_ | _ | _ | 0 | 0
_ | _ | _ | 0 | 0
_ | _ | _ | 0 | 0
_ | _ | _ | 0 | 0
_ | _ | _ | 0 | 0
_ | _ | _ | 0 | 0
_ | _ | _ | 0 | 0
_ | _ | _ | 0 | 0
_ | _ | _ | 0 | 0
_ | _ | _ | 0 | 0
_ | _ | _ | 0 | 0
_ | _ | _ | 0 | 0
_ | _ | _ | 0 | 0
_ | _ | _ | 0 | 0
_ | _ | _ | 0 | 0
_ | _ | _ | 0 | 0
_ | _ | _ | 0 | 0
_ | _ | _ | 0 | 0
_ | _ | _ | 0 | 0
_ | _ | _ | 0 | 0
_ | _ | _ | 0 | 0
_ | _ | _ | 0 | 0
_ | _ | _ | 0 | 0
_ | _ | _ | 0 | 0
_ | _ | _ | 0 | 0
_ | _ | _ | 0 | 0
_ | _ | _ | 0 | 0
_ | _ | _ | 0 | 0
_ | _ | _ | 0 | 0
_ | _ | _ | 0 | 0
_ | _ | _ | 0 | 0
_ | _ | _ | 0 | 0
_ | _ | _ | 0 | 0
_ | _ | _ | 0 | 0
_ | _ | _ | 0 | 0
_ | _ | _ | 0 | 0
_ | _ | _ | 0 | 0
_ | _ | _ | 0 | 0
_ | _ | _ | 0 | 0
_ | _ | _ | 0 | 0
_ | _ | _ | 0 | 0
_ | _ | _ | 0 | 0
_ | _ | _ | 0 | 0
_ | _ | _ | 0 | 0
_ | _ | _ | 0 | 0
_ | _ | _ | 0 | 0
_ | _ | _ | 0 | 0
_ | _ | _ | 0 | 0
_ | _ | _ | 0 | 0
_ | _ | _ | 0 | 0
_ | _ | _ | 0 | 0
_ | _ | _ | 0 | 0
_ | _ | _ | 0 | 0
_ | _ | _ | 0 | 0
_ | _ | _ | 0 | 0
_ | _ | _ | 0 | 0
_ | _ | _ | 0 | 0
_ | _ | _ | 0 | 0
_ | _ | _ | 0 | 0
_ | _ | _ | 0 | 0
_ | _ | _ | 0 | 0
_ | _ | _ | 0 | 0
_ | _ | _ | 0 | 0
_ | _ | _ | 0 | 0
_ | _ | _ | 0 | 0
_ | _ | _ | 0 | 0
_ | _ | _ | 0 | 0
_ | _ | _ | 0 | 0
_ | _ | _ | 0 | 0
_ | _ | _ | 0 | 0
_ | _ | _ | 0 | 0
_ | _ | _ | 0 | 0
_ | _ | _ | 0 | 0
_ | _ | _ | 0 | 0
_ | _ | _ | 0 | 0
_ | _ | _ | 0 | 0
_ | _ | _ | 0 | 0
_ | _ | _ | 0 | 0
_ | _ | _ | 0 | 0
_ | _ | _ | 0 | 0
_ | _ | _ | 0 | 0
_ | _ | _ | 0 | 0
_ | _ | _ | 0 | 0
_ | _ | _ | 0 | 0
_ | _ | _ | 0 | 0
_ | _ | _ | 0 | 0
_ | _ | _ | 0 | 0
_ | _ | _ | 0 | 0
_ | _ | _ | 0 | 0
_ | _ | _ | 0 | 0
_ | _ | _ | 0 | 0
_ | _ | _ | 0 | 0
_ | _ | _ | 0 | 0
_ | _ | _ | 0 | 0
_ | _ | _ | 0 | 0
_ | _ | _ | 0 | 0
_ | _ | _ | 0 | 0
_ | _ | _ | 0 | 0
_ | _ | _ | 0 | 0
_ | _ | _ | 0 | 0
_ | _ | _ | 0 | 0
_ | _ | _ | 0 | 0
_ | _ | _ | 0 | 0
_ | _ | _ | 0 | 0
_ | _ | _ | 0 | 0
_ | _ | _ | 0 | 0
_ | _ | _ | 0 | 0
_ | _ | _ | 0 | 0
_ | _ | _ | 0 | 0
_ | _ | _ | 0 | 0
_ | _ | _ | 0 | 0
_ | _ | _ | 0 | 0
_ | _ | _ | 0 | 0
_ | _ | _ | 0 | 0
_ | _ | _ | 0 | 0
_ | _ | _ | 0 | 0
_ | _ | _ | 0 | 0
_ | _ | _ | 0 | 0
_ | _ | _ | 0 | 0
_ | _ | _ | 0 | 0
_ | _ | _ | 0 | 0
_ | _ | _ | 0 | 0
_ | _ | _ | 0 | 0
_ | _ | _ | 0 | 0
_ | _ | _ | 0 | 0
_ | _ | _ | 0 | 0
_ | _ | _ | 0 | 0
_ | _ | _ | 0 | 0
_ | _ | _ | 0 | 0
_ | _ | _ | 0 | 0
_ | _ | _ | 0 | 0
_ | _ | _ | 0 | 0
_ | _ | _ | 0 | 0
_ | _ | _ | 0 | 0
_ | _ | _ | 0 | 0
_ | _ | _ | 0 | 0
_ | _ | _ | 0 | 0
_ | _ | _ | 0 | 0
_ | _ | _ | 0 | 0
_ | _ | _ | 0 | 0
_ | _ | _ | 0 | 0
_ | _ | _ | 0 | 0
_ | _ | _ | 0 | 0
_ | _ | _ | 0 | 0
_ | _ | _ | 0 | 0
_ | _ | _ | 0 | 0
_ | _ | _ | 0 | 0
_ | _ | _ | 0 | 0
_ | _ | _ | 0 | 0
_ | _ | _ | 0 | 0
_ | _ | _ | 0 | 0
_ | _ | _ | 0 | 0
_ | _ | _ | 0 | 0
_ | _ | _ | 0 | 0
_ | _ | _ | 0 | 0
_ | _ | _ | 0 | 0
_ | _ | _ | 0 | 0
_ | _ | _ | 0 | 0
_ | _ | _ | 0 | 0
_ | _ | _ | 0 | 0
_ | _ | _ | 0 | 0
_ | _ | _ | 0 | 0
_ | _ | _ | 0 | 0
_ | _ | _ | 0 | 0
_ | _ | _ | 0 | 0
_ | _ | _ | 0 | 0
_ | _ | _ | 0 | 0
_ | _ | _ | 0 | 0
_ | _ | _ | 0 | 0
_ | _ | _ | 0 | 0
_ | _ | _ | 0 | 0
_ | _ | _ | 0 | 0
_ | _ | _ | 0 | 0
_ | _ | _ | 0 | 0
_ | _ | _ | 0 | 0
_ | _ | _ | 0 | 0
_ | _ | _ | 0 | 0
_ | _ | _ | 0 | 0
_ | _ | _ | 0 | 0
_ | _ | _ | 0 | 0
_ | _ | _ | 0 | 0
_ | _ | _ | 0 | 0
_ | _ | _ | 0 | 0
_ | _ | _ | 0 | 0
_ | _ | _ | 0 | 0
_ | _ | _ | 0 | 0
_ | _ | _ | 0 | 0
_ | _ | _ | 0 | 0
_ | _ | _ | 0 | 0
_ | _ | _ | 0 | 0
_ | _ | _ | 0 | 0
_ | _ | _ | 0 | 0
_ | _ | _ | 0 | 0
_ | _ | _ | 0 | 0
_ | _ | _ | 0 | 0
_ | _ | _ | 0 | 0
_ | _ | _ | 0 | 0
_ | _ | _ | 0 | 0
_ | _ | _ | 0 | 0
_ | _ | _ | 0 | 0
_ | _ | _ | 0 | 0
_ | _ | _ | 0 | 0
_ | _ | _ | 0 | 0
_ | _ | _ | 0 | 0
_ | _ | _ | 0 | 0
_ | _ | _ | 0 | 0
_ | _ | _ | 0 | 0
_ | _ | _ | 0 | 0
_ | _ | _ | 0 | 0
_ | _ | _ | 0 | 0
_ | _ | _ | 0 | 0
_ | _ | _ | 0 | 0
_ | _ | _ | 0 | 0
_ | _ | _ | 0 | 0
_ | _ | _ | 0 | 0
_ | _ | _ | 0 | 0
_ | _ | _ | 0 | 0
_ | _ | _ | 0 | 0
_ | _ | _ | 0 | 0
_ | _ | _ | 0 | 0
_ | _ | _ | 0 | 0
_ | _ | _ | 0 | 0
_ | _ | _ | 0 | 0
_ | _ | _ | 0 | 0
_ | _ | _ | 0 | 0
_ | _ | _ | 0 | 0
_ | _ | _ | 0 | 0
_ | _ | _ | 0 | 0
_ | _ | _ | 0 | 0
_ | _ | _ | 0 | 0
_ | _ | _ | 0 | 0
_ | _ | _ | 0 | 0
_ | _ | _ | 0 | 0
_ | _ | _ | 0 | 0
_ | _ | _ | 0 | 0
_ | _ | _ | 0 | 0
_ | _ | _ | 0 | 0
_ | _ | _ | 0 | 0
_ | _ | _ | 0 | 0
_ | _ | _ | 0 | 0
_ | _ | _ | 0 | 0
_ | _ | _ | 0 | 0
_ | _ | _ | 0 | 0
_ | _ | _ | 0 | 0
_ | _ | _ | 0 | 0
_ | _ | _ | 0 | 0
_ | _ | _ | 0 | 0
_ | _ | _ | 0 | 0
_ | _ | _ | 0 | 0
_ | _ | _ | 0 | 0
_ | _ | _ | 0 | 0
_ | _ | _ | 0 | 0
_ | _ | _ | 0 | 0
_ | _ | _ | 0 | 0
_ | _ | _ | 0 | 0
_ | _ | _ | 0 | 0
_ | _ | _ | 0 | 0
_ | _ | _ | 0 | 0
_ | _ | _ | 0 | 0
_ | _ | _ | 0 | 0
_ | _ | _ | 0 | 0
_ | _ | _ | 0 | 0
_ | _ | _ | 0 | 0
_ | _ | _ | 0 | 0
_ | _ | _ | 0 | 0
_ | _ | _ | 0 | 0
_ | _ | _ | 0 | 0
_ | _ | _ | 0 | 0
_ | _ | _ | 0 | 0
_ | _ | _ | 0 | 0
_ | _ | _ | 0 | 0
_ | _ | _ | 0 | 0
_ | _ | _ | 0 | 0
_ | _ | _ | 0 | 0
_ | _ | _ | 0 | 0
_ | _ | _ | 0 | 0
_ | _ | _ | 0 | 0
_ | _ | _ | 0 | 0
_ | _ | _ | 0 | 0
_ | _ | _ | 0 | 0
_ | _ | _ | 0 | 0
_ | _ | _ | 0 | 0
_ | _ | _ | 0 | 0
_ | _ | _ | 0 | 0
_ | _ | _ | 0 | 0
_ | _ | _ | 0 | 0
_ | _ | _ | 0 | 0
_ | _ | _ | 0 | 0
_ | _ | _ | 0 | 0
_ | _ | _ | 0 | 0
_ | _ | _ | 0 | 0
_ | _ | _ | 0 | 0
_ | _ | _ | 0 | 0
_ | _ | _ | 0 | 0
_ | _ | _ | 0 | 0
_ | _ | _ | 0 | 0
_ | _ | _ | 0 | 0
_ | _ | _ | 0 | 0
_ | _ | _ | 0 | 0
_ | _ | _ | 0 | 0
_ | _ | _ | 0 | 0
_ | _ | _ | 0 | 0
_ | _ | _ | 0 | 0
_ | _ | _ | 0 | 0
_ | _ | _ | 0 | 0
_ | _ | _ | 0 | 0
_ | _ | _ | 0 | 0
_ | _ | _ | 0 | 0
_ | _ | _ | 0 | 0
_ | _ | _ | 0 | 0
_ | _ | _ | 0 | 0
_ | _ | _ | 0 | 0
_ | _ | _ | 0 | 0
_ | _ | _ | 0 | 0
_ | _ | _ | 0 | 0
_ | _ | _ | 0 | 0
_ | _ | _ | 0 | 0
_ | _ | _ | 0 | 0
_ | _ | _ | 0 | 0
_ | _ | _ | 0 | 0
_ | _ | _ | 0 | 0
_ | _ | _ | 0 | 0
_ | _ | _ | 0 | 0
_ | _ | _ | 0 | 0
_ | _ | _ | 0 | 0
_ | _ | _ | 0 | 0
_ | _ | _ | 0 | 0
_ | _ | _ | 0 | 0
_ | _ | _ | 0 | 0
_ | _ | _ | 0 | 0
_ | _ | _ | 0 | 0
_ | _ | _ | 0 | 0

## SampleOutput2
Unit lookup | Cat lookup | Parent Name | Collection | Child Name | Category | Property | Band | Quarter | Value | Units
J WCK_Firm Capacity2024 | Nuclear_Firm Capacity2024 | System | Generator | J WCK | Nuclear | Firm Capacity | 1 | 2024-01-01 | 553.049 | MW
0 | 0 | System | Generator | J WCK | Nuclear | Firm Capacity | 1 | 2024-04-01 | 553.049 | MW
0 | 0 | System | Generator | J WCK | Nuclear | Firm Capacity | 1 | 2024-07-01 | 553.049 | MW
0 | 0 | System | Generator | J WCK | Nuclear | Firm Capacity | 1 | 2024-10-01 | 553.049 | MW
J WCK_Firm Capacity2025 | Nuclear_Firm Capacity2025 | System | Generator | J WCK | Nuclear | Firm Capacity | 1 | 2025-01-01 | 553.049 | MW
0 | 0 | System | Generator | J WCK | Nuclear | Firm Capacity | 1 | 2025-04-01 | 553.049 | MW
0 | 0 | System | Generator | J WCK | Nuclear | Firm Capacity | 1 | 2025-07-01 | 553.049 | MW
0 | 0 | System | Generator | J WCK | Nuclear | Firm Capacity | 1 | 2025-10-01 | 553.049 | MW
J WCK_Firm Capacity2026 | Nuclear_Firm Capacity2026 | System | Generator | J WCK | Nuclear | Firm Capacity | 1 | 2026-01-01 | 553.049 | MW
0 | 0 | System | Generator | J WCK | Nuclear | Firm Capacity | 1 | 2026-04-01 | 553.049 | MW
0 | 0 | System | Generator | J WCK | Nuclear | Firm Capacity | 1 | 2026-07-01 | 553.049 | MW
0 | 0 | System | Generator | J WCK | Nuclear | Firm Capacity | 1 | 2026-10-01 | 553.049 | MW
J WCK_Firm Capacity2027 | Nuclear_Firm Capacity2027 | System | Generator | J WCK | Nuclear | Firm Capacity | 1 | 2027-01-01 | 553.049 | MW
0 | 0 | System | Generator | J WCK | Nuclear | Firm Capacity | 1 | 2027-04-01 | 553.049 | MW
0 | 0 | System | Generator | J WCK | Nuclear | Firm Capacity | 1 | 2027-07-01 | 553.049 | MW
0 | 0 | System | Generator | J WCK | Nuclear | Firm Capacity | 1 | 2027-10-01 | 553.049 | MW
J WCK_Firm Capacity2028 | Nuclear_Firm Capacity2028 | System | Generator | J WCK | Nuclear | Firm Capacity | 1 | 2028-01-01 | 553.049 | MW
0 | 0 | System | Generator | J WCK | Nuclear | Firm Capacity | 1 | 2028-04-01 | 553.049 | MW
0 | 0 | System | Generator | J WCK | Nuclear | Firm Capacity | 1 | 2028-07-01 | 553.049 | MW
0 | 0 | System | Generator | J WCK | Nuclear | Firm Capacity | 1 | 2028-10-01 | 553.049 | MW
J WCK_Firm Capacity2029 | Nuclear_Firm Capacity2029 | System | Generator | J WCK | Nuclear | Firm Capacity | 1 | 2029-01-01 | 553.049 | MW
0 | 0 | System | Generator | J WCK | Nuclear | Firm Capacity | 1 | 2029-04-01 | 553.049 | MW
0 | 0 | System | Generator | J WCK | Nuclear | Firm Capacity | 1 | 2029-07-01 | 553.049 | MW
0 | 0 | System | Generator | J WCK | Nuclear | Firm Capacity | 1 | 2029-10-01 | 553.049 | MW
J WCK_Firm Capacity2030 | Nuclear_Firm Capacity2030 | System | Generator | J WCK | Nuclear | Firm Capacity | 1 | 2030-01-01 | 553.049 | MW
0 | 0 | System | Generator | J WCK | Nuclear | Firm Capacity | 1 | 2030-04-01 | 553.049 | MW
0 | 0 | System | Generator | J WCK | Nuclear | Firm Capacity | 1 | 2030-07-01 | 553.049 | MW
0 | 0 | System | Generator | J WCK | Nuclear | Firm Capacity | 1 | 2030-10-01 | 553.049 | MW
J WCK_Firm Capacity2031 | Nuclear_Firm Capacity2031 | System | Generator | J WCK | Nuclear | Firm Capacity | 1 | 2031-01-01 | 553.049 | MW
0 | 0 | System | Generator | J WCK | Nuclear | Firm Capacity | 1 | 2031-04-01 | 553.049 | MW
0 | 0 | System | Generator | J WCK | Nuclear | Firm Capacity | 1 | 2031-07-01 | 553.049 | MW
0 | 0 | System | Generator | J WCK | Nuclear | Firm Capacity | 1 | 2031-10-01 | 553.049 | MW
J WCK_Firm Capacity2032 | Nuclear_Firm Capacity2032 | System | Generator | J WCK | Nuclear | Firm Capacity | 1 | 2032-01-01 | 553.049 | MW
0 | 0 | System | Generator | J WCK | Nuclear | Firm Capacity | 1 | 2032-04-01 | 553.049 | MW
0 | 0 | System | Generator | J WCK | Nuclear | Firm Capacity | 1 | 2032-07-01 | 553.049 | MW
0 | 0 | System | Generator | J WCK | Nuclear | Firm Capacity | 1 | 2032-10-01 | 553.049 | MW
J WCK_Firm Capacity2033 | Nuclear_Firm Capacity2033 | System | Generator | J WCK | Nuclear | Firm Capacity | 1 | 2033-01-01 | 553.049 | MW
0 | 0 | System | Generator | J WCK | Nuclear | Firm Capacity | 1 | 2033-04-01 | 553.049 | MW
0 | 0 | System | Generator | J WCK | Nuclear | Firm Capacity | 1 | 2033-07-01 | 553.049 | MW
0 | 0 | System | Generator | J WCK | Nuclear | Firm Capacity | 1 | 2033-10-01 | 553.049 | MW
J WCK_Firm Capacity2034 | Nuclear_Firm Capacity2034 | System | Generator | J WCK | Nuclear | Firm Capacity | 1 | 2034-01-01 | 553.049 | MW
0 | 0 | System | Generator | J WCK | Nuclear | Firm Capacity | 1 | 2034-04-01 | 553.049 | MW
0 | 0 | System | Generator | J WCK | Nuclear | Firm Capacity | 1 | 2034-07-01 | 553.049 | MW
0 | 0 | System | Generator | J WCK | Nuclear | Firm Capacity | 1 | 2034-10-01 | 553.049 | MW
J WCK_Firm Capacity2035 | Nuclear_Firm Capacity2035 | System | Generator | J WCK | Nuclear | Firm Capacity | 1 | 2035-01-01 | 553.049 | MW
0 | 0 | System | Generator | J WCK | Nuclear | Firm Capacity | 1 | 2035-04-01 | 553.049 | MW
0 | 0 | System | Generator | J WCK | Nuclear | Firm Capacity | 1 | 2035-07-01 | 553.049 | MW
0 | 0 | System | Generator | J WCK | Nuclear | Firm Capacity | 1 | 2035-10-01 | 553.049 | MW
J WCK_Firm Capacity2036 | Nuclear_Firm Capacity2036 | System | Generator | J WCK | Nuclear | Firm Capacity | 1 | 2036-01-01 | 553.049 | MW
0 | 0 | System | Generator | J WCK | Nuclear | Firm Capacity | 1 | 2036-04-01 | 553.049 | MW
0 | 0 | System | Generator | J WCK | Nuclear | Firm Capacity | 1 | 2036-07-01 | 553.049 | MW
0 | 0 | System | Generator | J WCK | Nuclear | Firm Capacity | 1 | 2036-10-01 | 553.049 | MW
J WCK_Firm Capacity2037 | Nuclear_Firm Capacity2037 | System | Generator | J WCK | Nuclear | Firm Capacity | 1 | 2037-01-01 | 553.049 | MW
0 | 0 | System | Generator | J WCK | Nuclear | Firm Capacity | 1 | 2037-04-01 | 553.049 | MW
0 | 0 | System | Generator | J WCK | Nuclear | Firm Capacity | 1 | 2037-07-01 | 553.049 | MW
0 | 0 | System | Generator | J WCK | Nuclear | Firm Capacity | 1 | 2037-10-01 | 553.049 | MW
J WCK_Firm Capacity2038 | Nuclear_Firm Capacity2038 | System | Generator | J WCK | Nuclear | Firm Capacity | 1 | 2038-01-01 | 553.049 | MW
0 | 0 | System | Generator | J WCK | Nuclear | Firm Capacity | 1 | 2038-04-01 | 553.049 | MW
0 | 0 | System | Generator | J WCK | Nuclear | Firm Capacity | 1 | 2038-07-01 | 553.049 | MW
0 | 0 | System | Generator | J WCK | Nuclear | Firm Capacity | 1 | 2038-10-01 | 553.049 | MW
J WCK_Firm Capacity2039 | Nuclear_Firm Capacity2039 | System | Generator | J WCK | Nuclear | Firm Capacity | 1 | 2039-01-01 | 553.049 | MW
0 | 0 | System | Generator | J WCK | Nuclear | Firm Capacity | 1 | 2039-04-01 | 553.049 | MW
0 | 0 | System | Generator | J WCK | Nuclear | Firm Capacity | 1 | 2039-07-01 | 553.049 | MW
0 | 0 | System | Generator | J WCK | Nuclear | Firm Capacity | 1 | 2039-10-01 | 553.049 | MW
J WCK_Firm Capacity2040 | Nuclear_Firm Capacity2040 | System | Generator | J WCK | Nuclear | Firm Capacity | 1 | 2040-01-01 | 553.049 | MW
0 | 0 | System | Generator | J WCK | Nuclear | Firm Capacity | 1 | 2040-04-01 | 553.049 | MW
0 | 0 | System | Generator | J WCK | Nuclear | Firm Capacity | 1 | 2040-07-01 | 553.049 | MW
0 | 0 | System | Generator | J WCK | Nuclear | Firm Capacity | 1 | 2040-10-01 | 553.049 | MW
J WCK_Firm Capacity2041 | Nuclear_Firm Capacity2041 | System | Generator | J WCK | Nuclear | Firm Capacity | 1 | 2041-01-01 | 553.049 | MW
0 | 0 | System | Generator | J WCK | Nuclear | Firm Capacity | 1 | 2041-04-01 | 553.049 | MW
0 | 0 | System | Generator | J WCK | Nuclear | Firm Capacity | 1 | 2041-07-01 | 553.049 | MW
0 | 0 | System | Generator | J WCK | Nuclear | Firm Capacity | 1 | 2041-10-01 | 553.049 | MW
J WCK_Firm Capacity2042 | Nuclear_Firm Capacity2042 | System | Generator | J WCK | Nuclear | Firm Capacity | 1 | 2042-01-01 | 553.049 | MW
0 | 0 | System | Generator | J WCK | Nuclear | Firm Capacity | 1 | 2042-04-01 | 553.049 | MW
0 | 0 | System | Generator | J WCK | Nuclear | Firm Capacity | 1 | 2042-07-01 | 553.049 | MW
0 | 0 | System | Generator | J WCK | Nuclear | Firm Capacity | 1 | 2042-10-01 | 553.049 | MW
J WCK_Firm Capacity2043 | Nuclear_Firm Capacity2043 | System | Generator | J WCK | Nuclear | Firm Capacity | 1 | 2043-01-01 | 553.049 | MW
0 | 0 | System | Generator | J WCK | Nuclear | Firm Capacity | 1 | 2043-04-01 | 553.049 | MW
0 | 0 | System | Generator | J WCK | Nuclear | Firm Capacity | 1 | 2043-07-01 | 553.049 | MW
0 | 0 | System | Generator | J WCK | Nuclear | Firm Capacity | 1 | 2043-10-01 | 553.049 | MW
J IATAN1_Firm Capacity2024 | Coal_Firm Capacity2024 | System | Generator | J IATAN1 | Coal | Firm Capacity | 1 | 2024-01-01 | 491.75 | MW
0 | 0 | System | Generator | J IATAN1 | Coal | Firm Capacity | 1 | 2024-04-01 | 491.75 | MW
0 | 0 | System | Generator | J IATAN1 | Coal | Firm Capacity | 1 | 2024-07-01 | 491.75 | MW
0 | 0 | System | Generator | J IATAN1 | Coal | Firm Capacity | 1 | 2024-10-01 | 491.75 | MW
J IATAN1_Firm Capacity2025 | Coal_Firm Capacity2025 | System | Generator | J IATAN1 | Coal | Firm Capacity | 1 | 2025-01-01 | 491.75 | MW
0 | 0 | System | Generator | J IATAN1 | Coal | Firm Capacity | 1 | 2025-04-01 | 491.75 | MW
0 | 0 | System | Generator | J IATAN1 | Coal | Firm Capacity | 1 | 2025-07-01 | 491.75 | MW
0 | 0 | System | Generator | J IATAN1 | Coal | Firm Capacity | 1 | 2025-10-01 | 491.75 | MW
J IATAN1_Firm Capacity2026 | Coal_Firm Capacity2026 | System | Generator | J IATAN1 | Coal | Firm Capacity | 1 | 2026-01-01 | 491.75 | MW
0 | 0 | System | Generator | J IATAN1 | Coal | Firm Capacity | 1 | 2026-04-01 | 491.75 | MW
0 | 0 | System | Generator | J IATAN1 | Coal | Firm Capacity | 1 | 2026-07-01 | 491.75 | MW
0 | 0 | System | Generator | J IATAN1 | Coal | Firm Capacity | 1 | 2026-10-01 | 491.75 | MW
J IATAN1_Firm Capacity2027 | Coal_Firm Capacity2027 | System | Generator | J IATAN1 | Coal | Firm Capacity | 1 | 2027-01-01 | 491.75 | MW
0 | 0 | System | Generator | J IATAN1 | Coal | Firm Capacity | 1 | 2027-04-01 | 491.75 | MW
0 | 0 | System | Generator | J IATAN1 | Coal | Firm Capacity | 1 | 2027-07-01 | 491.75 | MW
0 | 0 | System | Generator | J IATAN1 | Coal | Firm Capacity | 1 | 2027-10-01 | 491.75 | MW
J IATAN1_Firm Capacity2028 | Coal_Firm Capacity2028 | System | Generator | J IATAN1 | Coal | Firm Capacity | 1 | 2028-01-01 | 491.75 | MW
0 | 0 | System | Generator | J IATAN1 | Coal | Firm Capacity | 1 | 2028-04-01 | 491.75 | MW
0 | 0 | System | Generator | J IATAN1 | Coal | Firm Capacity | 1 | 2028-07-01 | 491.75 | MW
0 | 0 | System | Generator | J IATAN1 | Coal | Firm Capacity | 1 | 2028-10-01 | 491.75 | MW
J IATAN1_Firm Capacity2029 | Coal_Firm Capacity2029 | System | Generator | J IATAN1 | Coal | Firm Capacity | 1 | 2029-01-01 | 491.75 | MW
0 | 0 | System | Generator | J IATAN1 | Coal | Firm Capacity | 1 | 2029-04-01 | 491.75 | MW
0 | 0 | System | Generator | J IATAN1 | Coal | Firm Capacity | 1 | 2029-07-01 | 491.75 | MW
0 | 0 | System | Generator | J IATAN1 | Coal | Firm Capacity | 1 | 2029-10-01 | 491.75 | MW
J IATAN1_Firm Capacity2030 | Coal_Firm Capacity2030 | System | Generator | J IATAN1 | Coal | Firm Capacity | 1 | 2030-01-01 | 491.75 | MW
0 | 0 | System | Generator | J IATAN1 | Coal | Firm Capacity | 1 | 2030-04-01 | 491.75 | MW
0 | 0 | System | Generator | J IATAN1 | Coal | Firm Capacity | 1 | 2030-07-01 | 491.75 | MW
0 | 0 | System | Generator | J IATAN1 | Coal | Firm Capacity | 1 | 2030-10-01 | 491.75 | MW
J IATAN1_Firm Capacity2031 | Coal_Firm Capacity2031 | System | Generator | J IATAN1 | Coal | Firm Capacity | 1 | 2031-01-01 | 491.75 | MW
0 | 0 | System | Generator | J IATAN1 | Coal | Firm Capacity | 1 | 2031-04-01 | 491.75 | MW
0 | 0 | System | Generator | J IATAN1 | Coal | Firm Capacity | 1 | 2031-07-01 | 491.75 | MW
0 | 0 | System | Generator | J IATAN1 | Coal | Firm Capacity | 1 | 2031-10-01 | 491.75 | MW
J IATAN1_Firm Capacity2032 | Coal_Firm Capacity2032 | System | Generator | J IATAN1 | Coal | Firm Capacity | 1 | 2032-01-01 | 491.75 | MW
0 | 0 | System | Generator | J IATAN1 | Coal | Firm Capacity | 1 | 2032-04-01 | 491.75 | MW
0 | 0 | System | Generator | J IATAN1 | Coal | Firm Capacity | 1 | 2032-07-01 | 491.75 | MW
0 | 0 | System | Generator | J IATAN1 | Coal | Firm Capacity | 1 | 2032-10-01 | 491.75 | MW
J IATAN1_Firm Capacity2033 | Coal_Firm Capacity2033 | System | Generator | J IATAN1 | Coal | Firm Capacity | 1 | 2033-01-01 | 491.75 | MW
0 | 0 | System | Generator | J IATAN1 | Coal | Firm Capacity | 1 | 2033-04-01 | 491.75 | MW
0 | 0 | System | Generator | J IATAN1 | Coal | Firm Capacity | 1 | 2033-07-01 | 491.75 | MW
0 | 0 | System | Generator | J IATAN1 | Coal | Firm Capacity | 1 | 2033-10-01 | 491.75 | MW
J IATAN1_Firm Capacity2034 | Coal_Firm Capacity2034 | System | Generator | J IATAN1 | Coal | Firm Capacity | 1 | 2034-01-01 | 491.75 | MW
0 | 0 | System | Generator | J IATAN1 | Coal | Firm Capacity | 1 | 2034-04-01 | 491.75 | MW
0 | 0 | System | Generator | J IATAN1 | Coal | Firm Capacity | 1 | 2034-07-01 | 491.75 | MW
0 | 0 | System | Generator | J IATAN1 | Coal | Firm Capacity | 1 | 2034-10-01 | 491.75 | MW
J IATAN1_Firm Capacity2035 | Coal_Firm Capacity2035 | System | Generator | J IATAN1 | Coal | Firm Capacity | 1 | 2035-01-01 | 491.75 | MW
0 | 0 | System | Generator | J IATAN1 | Coal | Firm Capacity | 1 | 2035-04-01 | 491.75 | MW
0 | 0 | System | Generator | J IATAN1 | Coal | Firm Capacity | 1 | 2035-07-01 | 491.75 | MW
0 | 0 | System | Generator | J IATAN1 | Coal | Firm Capacity | 1 | 2035-10-01 | 491.75 | MW
J IATAN1_Firm Capacity2036 | Coal_Firm Capacity2036 | System | Generator | J IATAN1 | Coal | Firm Capacity | 1 | 2036-01-01 | 491.75 | MW
0 | 0 | System | Generator | J IATAN1 | Coal | Firm Capacity | 1 | 2036-04-01 | 491.75 | MW
0 | 0 | System | Generator | J IATAN1 | Coal | Firm Capacity | 1 | 2036-07-01 | 491.75 | MW
0 | 0 | System | Generator | J IATAN1 | Coal | Firm Capacity | 1 | 2036-10-01 | 491.75 | MW
J IATAN1_Firm Capacity2037 | Coal_Firm Capacity2037 | System | Generator | J IATAN1 | Coal | Firm Capacity | 1 | 2037-01-01 | 491.75 | MW
0 | 0 | System | Generator | J IATAN1 | Coal | Firm Capacity | 1 | 2037-04-01 | 491.75 | MW
0 | 0 | System | Generator | J IATAN1 | Coal | Firm Capacity | 1 | 2037-07-01 | 491.75 | MW
0 | 0 | System | Generator | J IATAN1 | Coal | Firm Capacity | 1 | 2037-10-01 | 491.75 | MW
J IATAN1_Firm Capacity2038 | Coal_Firm Capacity2038 | System | Generator | J IATAN1 | Coal | Firm Capacity | 1 | 2038-01-01 | 491.75 | MW
0 | 0 | System | Generator | J IATAN1 | Coal | Firm Capacity | 1 | 2038-04-01 | 491.75 | MW
0 | 0 | System | Generator | J IATAN1 | Coal | Firm Capacity | 1 | 2038-07-01 | 491.75 | MW
0 | 0 | System | Generator | J IATAN1 | Coal | Firm Capacity | 1 | 2038-10-01 | 491.75 | MW
J IATAN1_Firm Capacity2039 | Coal_Firm Capacity2039 | System | Generator | J IATAN1 | Coal | Firm Capacity | 1 | 2039-01-01 | 491.75 | MW
0 | 0 | System | Generator | J IATAN1 | Coal | Firm Capacity | 1 | 2039-04-01 | 491.75 | MW
0 | 0 | System | Generator | J IATAN1 | Coal | Firm Capacity | 1 | 2039-07-01 | 491.75 | MW
0 | 0 | System | Generator | J IATAN1 | Coal | Firm Capacity | 1 | 2039-10-01 | 491.75 | MW
J IATAN1_Firm Capacity2040 | Coal_Firm Capacity2040 | System | Generator | J IATAN1 | Coal | Firm Capacity | 1 | 2040-01-01 | 0 | MW
0 | 0 | System | Generator | J IATAN1 | Coal | Firm Capacity | 1 | 2040-04-01 | 0 | MW
0 | 0 | System | Generator | J IATAN1 | Coal | Firm Capacity | 1 | 2040-07-01 | 0 | MW
0 | 0 | System | Generator | J IATAN1 | Coal | Firm Capacity | 1 | 2040-10-01 | 0 | MW
J IATAN1_Firm Capacity2041 | Coal_Firm Capacity2041 | System | Generator | J IATAN1 | Coal | Firm Capacity | 1 | 2041-01-01 | 0 | MW
0 | 0 | System | Generator | J IATAN1 | Coal | Firm Capacity | 1 | 2041-04-01 | 0 | MW
0 | 0 | System | Generator | J IATAN1 | Coal | Firm Capacity | 1 | 2041-07-01 | 0 | MW
0 | 0 | System | Generator | J IATAN1 | Coal | Firm Capacity | 1 | 2041-10-01 | 0 | MW
J IATAN1_Firm Capacity2042 | Coal_Firm Capacity2042 | System | Generator | J IATAN1 | Coal | Firm Capacity | 1 | 2042-01-01 | 0 | MW
0 | 0 | System | Generator | J IATAN1 | Coal | Firm Capacity | 1 | 2042-04-01 | 0 | MW
0 | 0 | System | Generator | J IATAN1 | Coal | Firm Capacity | 1 | 2042-07-01 | 0 | MW
0 | 0 | System | Generator | J IATAN1 | Coal | Firm Capacity | 1 | 2042-10-01 | 0 | MW
J IATAN1_Firm Capacity2043 | Coal_Firm Capacity2043 | System | Generator | J IATAN1 | Coal | Firm Capacity | 1 | 2043-01-01 | 0 | MW
0 | 0 | System | Generator | J IATAN1 | Coal | Firm Capacity | 1 | 2043-04-01 | 0 | MW
0 | 0 | System | Generator | J IATAN1 | Coal | Firm Capacity | 1 | 2043-07-01 | 0 | MW
0 | 0 | System | Generator | J IATAN1 | Coal | Firm Capacity | 1 | 2043-10-01 | 0 | MW
J IATAN2_Firm Capacity2024 | Coal_Firm Capacity2024 | System | Generator | J IATAN2 | Coal | Firm Capacity | 1 | 2024-01-01 | 490.8034 | MW
0 | 0 | System | Generator | J IATAN2 | Coal | Firm Capacity | 1 | 2024-04-01 | 490.8034 | MW
0 | 0 | System | Generator | J IATAN2 | Coal | Firm Capacity | 1 | 2024-07-01 | 490.8034 | MW
0 | 0 | System | Generator | J IATAN2 | Coal | Firm Capacity | 1 | 2024-10-01 | 490.8034 | MW
J IATAN2_Firm Capacity2025 | Coal_Firm Capacity2025 | System | Generator | J IATAN2 | Coal | Firm Capacity | 1 | 2025-01-01 | 490.8034 | MW
0 | 0 | System | Generator | J IATAN2 | Coal | Firm Capacity | 1 | 2025-04-01 | 490.8034 | MW
0 | 0 | System | Generator | J IATAN2 | Coal | Firm Capacity | 1 | 2025-07-01 | 490.8034 | MW
0 | 0 | System | Generator | J IATAN2 | Coal | Firm Capacity | 1 | 2025-10-01 | 490.8034 | MW
J IATAN2_Firm Capacity2026 | Coal_Firm Capacity2026 | System | Generator | J IATAN2 | Coal | Firm Capacity | 1 | 2026-01-01 | 490.8034 | MW
0 | 0 | System | Generator | J IATAN2 | Coal | Firm Capacity | 1 | 2026-04-01 | 490.8034 | MW
0 | 0 | System | Generator | J IATAN2 | Coal | Firm Capacity | 1 | 2026-07-01 | 490.8034 | MW
0 | 0 | System | Generator | J IATAN2 | Coal | Firm Capacity | 1 | 2026-10-01 | 490.8034 | MW
J IATAN2_Firm Capacity2027 | Coal_Firm Capacity2027 | System | Generator | J IATAN2 | Coal | Firm Capacity | 1 | 2027-01-01 | 490.8034 | MW
0 | 0 | System | Generator | J IATAN2 | Coal | Firm Capacity | 1 | 2027-04-01 | 490.8034 | MW
0 | 0 | System | Generator | J IATAN2 | Coal | Firm Capacity | 1 | 2027-07-01 | 490.8034 | MW
0 | 0 | System | Generator | J IATAN2 | Coal | Firm Capacity | 1 | 2027-10-01 | 490.8034 | MW
J IATAN2_Firm Capacity2028 | Coal_Firm Capacity2028 | System | Generator | J IATAN2 | Coal | Firm Capacity | 1 | 2028-01-01 | 490.8034 | MW
0 | 0 | System | Generator | J IATAN2 | Coal | Firm Capacity | 1 | 2028-04-01 | 490.8034 | MW
0 | 0 | System | Generator | J IATAN2 | Coal | Firm Capacity | 1 | 2028-07-01 | 490.8034 | MW
0 | 0 | System | Generator | J IATAN2 | Coal | Firm Capacity | 1 | 2028-10-01 | 490.8034 | MW
J IATAN2_Firm Capacity2029 | Coal_Firm Capacity2029 | System | Generator | J IATAN2 | Coal | Firm Capacity | 1 | 2029-01-01 | 490.8034 | MW
0 | 0 | System | Generator | J IATAN2 | Coal | Firm Capacity | 1 | 2029-04-01 | 490.8034 | MW
0 | 0 | System | Generator | J IATAN2 | Coal | Firm Capacity | 1 | 2029-07-01 | 490.8034 | MW
0 | 0 | System | Generator | J IATAN2 | Coal | Firm Capacity | 1 | 2029-10-01 | 490.8034 | MW
J IATAN2_Firm Capacity2030 | Coal_Firm Capacity2030 | System | Generator | J IATAN2 | Coal | Firm Capacity | 1 | 2030-01-01 | 490.8034 | MW
0 | 0 | System | Generator | J IATAN2 | Coal | Firm Capacity | 1 | 2030-04-01 | 490.8034 | MW
0 | 0 | System | Generator | J IATAN2 | Coal | Firm Capacity | 1 | 2030-07-01 | 490.8034 | MW
0 | 0 | System | Generator | J IATAN2 | Coal | Firm Capacity | 1 | 2030-10-01 | 490.8034 | MW
J IATAN2_Firm Capacity2031 | Coal_Firm Capacity2031 | System | Generator | J IATAN2 | Coal | Firm Capacity | 1 | 2031-01-01 | 490.8034 | MW
0 | 0 | System | Generator | J IATAN2 | Coal | Firm Capacity | 1 | 2031-04-01 | 490.8034 | MW
0 | 0 | System | Generator | J IATAN2 | Coal | Firm Capacity | 1 | 2031-07-01 | 490.8034 | MW
0 | 0 | System | Generator | J IATAN2 | Coal | Firm Capacity | 1 | 2031-10-01 | 490.8034 | MW
J IATAN2_Firm Capacity2032 | Coal_Firm Capacity2032 | System | Generator | J IATAN2 | Coal | Firm Capacity | 1 | 2032-01-01 | 490.8034 | MW
0 | 0 | System | Generator | J IATAN2 | Coal | Firm Capacity | 1 | 2032-04-01 | 490.8034 | MW
0 | 0 | System | Generator | J IATAN2 | Coal | Firm Capacity | 1 | 2032-07-01 | 490.8034 | MW
0 | 0 | System | Generator | J IATAN2 | Coal | Firm Capacity | 1 | 2032-10-01 | 490.8034 | MW
J IATAN2_Firm Capacity2033 | Coal_Firm Capacity2033 | System | Generator | J IATAN2 | Coal | Firm Capacity | 1 | 2033-01-01 | 490.8034 | MW
0 | 0 | System | Generator | J IATAN2 | Coal | Firm Capacity | 1 | 2033-04-01 | 490.8034 | MW
0 | 0 | System | Generator | J IATAN2 | Coal | Firm Capacity | 1 | 2033-07-01 | 490.8034 | MW
0 | 0 | System | Generator | J IATAN2 | Coal | Firm Capacity | 1 | 2033-10-01 | 490.8034 | MW
J IATAN2_Firm Capacity2034 | Coal_Firm Capacity2034 | System | Generator | J IATAN2 | Coal | Firm Capacity | 1 | 2034-01-01 | 490.8034 | MW
0 | 0 | System | Generator | J IATAN2 | Coal | Firm Capacity | 1 | 2034-04-01 | 490.8034 | MW
0 | 0 | System | Generator | J IATAN2 | Coal | Firm Capacity | 1 | 2034-07-01 | 490.8034 | MW
0 | 0 | System | Generator | J IATAN2 | Coal | Firm Capacity | 1 | 2034-10-01 | 490.8034 | MW
J IATAN2_Firm Capacity2035 | Coal_Firm Capacity2035 | System | Generator | J IATAN2 | Coal | Firm Capacity | 1 | 2035-01-01 | 490.8034 | MW
0 | 0 | System | Generator | J IATAN2 | Coal | Firm Capacity | 1 | 2035-04-01 | 490.8034 | MW
0 | 0 | System | Generator | J IATAN2 | Coal | Firm Capacity | 1 | 2035-07-01 | 490.8034 | MW
0 | 0 | System | Generator | J IATAN2 | Coal | Firm Capacity | 1 | 2035-10-01 | 490.8034 | MW
J IATAN2_Firm Capacity2036 | Coal_Firm Capacity2036 | System | Generator | J IATAN2 | Coal | Firm Capacity | 1 | 2036-01-01 | 490.8034 | MW
0 | 0 | System | Generator | J IATAN2 | Coal | Firm Capacity | 1 | 2036-04-01 | 490.8034 | MW
0 | 0 | System | Generator | J IATAN2 | Coal | Firm Capacity | 1 | 2036-07-01 | 490.8034 | MW
0 | 0 | System | Generator | J IATAN2 | Coal | Firm Capacity | 1 | 2036-10-01 | 490.8034 | MW
J IATAN2_Firm Capacity2037 | Coal_Firm Capacity2037 | System | Generator | J IATAN2 | Coal | Firm Capacity | 1 | 2037-01-01 | 490.8034 | MW
0 | 0 | System | Generator | J IATAN2 | Coal | Firm Capacity | 1 | 2037-04-01 | 490.8034 | MW
0 | 0 | System | Generator | J IATAN2 | Coal | Firm Capacity | 1 | 2037-07-01 | 490.8034 | MW
0 | 0 | System | Generator | J IATAN2 | Coal | Firm Capacity | 1 | 2037-10-01 | 490.8034 | MW
J IATAN2_Firm Capacity2038 | Coal_Firm Capacity2038 | System | Generator | J IATAN2 | Coal | Firm Capacity | 1 | 2038-01-01 | 490.8034 | MW
0 | 0 | System | Generator | J IATAN2 | Coal | Firm Capacity | 1 | 2038-04-01 | 490.8034 | MW
0 | 0 | System | Generator | J IATAN2 | Coal | Firm Capacity | 1 | 2038-07-01 | 490.8034 | MW
0 | 0 | System | Generator | J IATAN2 | Coal | Firm Capacity | 1 | 2038-10-01 | 490.8034 | MW
J IATAN2_Firm Capacity2039 | Coal_Firm Capacity2039 | System | Generator | J IATAN2 | Coal | Firm Capacity | 1 | 2039-01-01 | 490.8034 | MW
0 | 0 | System | Generator | J IATAN2 | Coal | Firm Capacity | 1 | 2039-04-01 | 490.8034 | MW
0 | 0 | System | Generator | J IATAN2 | Coal | Firm Capacity | 1 | 2039-07-01 | 490.8034 | MW
0 | 0 | System | Generator | J IATAN2 | Coal | Firm Capacity | 1 | 2039-10-01 | 490.8034 | MW
J IATAN2_Firm Capacity2040 | Coal_Firm Capacity2040 | System | Generator | J IATAN2 | Coal | Firm Capacity | 1 | 2040-01-01 | 490.8034 | MW
0 | 0 | System | Generator | J IATAN2 | Coal | Firm Capacity | 1 | 2040-04-01 | 490.8034 | MW
0 | 0 | System | Generator | J IATAN2 | Coal | Firm Capacity | 1 | 2040-07-01 | 490.8034 | MW
0 | 0 | System | Generator | J IATAN2 | Coal | Firm Capacity | 1 | 2040-10-01 | 490.8034 | MW
J IATAN2_Firm Capacity2041 | Coal_Firm Capacity2041 | System | Generator | J IATAN2 | Coal | Firm Capacity | 1 | 2041-01-01 | 490.8034 | MW
0 | 0 | System | Generator | J IATAN2 | Coal | Firm Capacity | 1 | 2041-04-01 | 490.8034 | MW
0 | 0 | System | Generator | J IATAN2 | Coal | Firm Capacity | 1 | 2041-07-01 | 490.8034 | MW
0 | 0 | System | Generator | J IATAN2 | Coal | Firm Capacity | 1 | 2041-10-01 | 490.8034 | MW
J IATAN2_Firm Capacity2042 | Coal_Firm Capacity2042 | System | Generator | J IATAN2 | Coal | Firm Capacity | 1 | 2042-01-01 | 490.8034 | MW
0 | 0 | System | Generator | J IATAN2 | Coal | Firm Capacity | 1 | 2042-04-01 | 490.8034 | MW
0 | 0 | System | Generator | J IATAN2 | Coal | Firm Capacity | 1 | 2042-07-01 | 490.8034 | MW
0 | 0 | System | Generator | J IATAN2 | Coal | Firm Capacity | 1 | 2042-10-01 | 490.8034 | MW
J IATAN2_Firm Capacity2043 | Coal_Firm Capacity2043 | System | Generator | J IATAN2 | Coal | Firm Capacity | 1 | 2043-01-01 | 490.8034 | MW
0 | 0 | System | Generator | J IATAN2 | Coal | Firm Capacity | 1 | 2043-04-01 | 490.8034 | MW
0 | 0 | System | Generator | J IATAN2 | Coal | Firm Capacity | 1 | 2043-07-01 | 490.8034 | MW
0 | 0 | System | Generator | J IATAN2 | Coal | Firm Capacity | 1 | 2043-10-01 | 490.8034 | MW
J LAC1_Firm Capacity2024 | Coal_Firm Capacity2024 | System | Generator | J LAC1 | Coal | Firm Capacity | 1 | 2024-01-01 | 379 | MW
0 | 0 | System | Generator | J LAC1 | Coal | Firm Capacity | 1 | 2024-04-01 | 379 | MW
0 | 0 | System | Generator | J LAC1 | Coal | Firm Capacity | 1 | 2024-07-01 | 379 | MW
0 | 0 | System | Generator | J LAC1 | Coal | Firm Capacity | 1 | 2024-10-01 | 379 | MW
J LAC1_Firm Capacity2025 | Coal_Firm Capacity2025 | System | Generator | J LAC1 | Coal | Firm Capacity | 1 | 2025-01-01 | 379 | MW
0 | 0 | System | Generator | J LAC1 | Coal | Firm Capacity | 1 | 2025-04-01 | 396.5 | MW
0 | 0 | System | Generator | J LAC1 | Coal | Firm Capacity | 1 | 2025-07-01 | 396.5 | MW
0 | 0 | System | Generator | J LAC1 | Coal | Firm Capacity | 1 | 2025-10-01 | 396.5 | MW
J LAC1_Firm Capacity2026 | Coal_Firm Capacity2026 | System | Generator | J LAC1 | Coal | Firm Capacity | 1 | 2026-01-01 | 379 | MW
0 | 0 | System | Generator | J LAC1 | Coal | Firm Capacity | 1 | 2026-04-01 | 395 | MW
0 | 0 | System | Generator | J LAC1 | Coal | Firm Capacity | 1 | 2026-07-01 | 395 | MW
0 | 0 | System | Generator | J LAC1 | Coal | Firm Capacity | 1 | 2026-10-01 | 395 | MW
J LAC1_Firm Capacity2027 | Coal_Firm Capacity2027 | System | Generator | J LAC1 | Coal | Firm Capacity | 1 | 2027-01-01 | 379 | MW
0 | 0 | System | Generator | J LAC1 | Coal | Firm Capacity | 1 | 2027-04-01 | 395 | MW
0 | 0 | System | Generator | J LAC1 | Coal | Firm Capacity | 1 | 2027-07-01 | 395 | MW
0 | 0 | System | Generator | J LAC1 | Coal | Firm Capacity | 1 | 2027-10-01 | 395 | MW
J LAC1_Firm Capacity2028 | Coal_Firm Capacity2028 | System | Generator | J LAC1 | Coal | Firm Capacity | 1 | 2028-01-01 | 379 | MW
0 | 0 | System | Generator | J LAC1 | Coal | Firm Capacity | 1 | 2028-04-01 | 394 | MW
0 | 0 | System | Generator | J LAC1 | Coal | Firm Capacity | 1 | 2028-07-01 | 394 | MW
0 | 0 | System | Generator | J LAC1 | Coal | Firm Capacity | 1 | 2028-10-01 | 394 | MW
J LAC1_Firm Capacity2029 | Coal_Firm Capacity2029 | System | Generator | J LAC1 | Coal | Firm Capacity | 1 | 2029-01-01 | 379 | MW
0 | 0 | System | Generator | J LAC1 | Coal | Firm Capacity | 1 | 2029-04-01 | 394 | MW
0 | 0 | System | Generator | J LAC1 | Coal | Firm Capacity | 1 | 2029-07-01 | 394 | MW
0 | 0 | System | Generator | J LAC1 | Coal | Firm Capacity | 1 | 2029-10-01 | 394 | MW
J LAC1_Firm Capacity2030 | Coal_Firm Capacity2030 | System | Generator | J LAC1 | Coal | Firm Capacity | 1 | 2030-01-01 | 379 | MW
0 | 0 | System | Generator | J LAC1 | Coal | Firm Capacity | 1 | 2030-04-01 | 394 | MW
0 | 0 | System | Generator | J LAC1 | Coal | Firm Capacity | 1 | 2030-07-01 | 394 | MW
0 | 0 | System | Generator | J LAC1 | Coal | Firm Capacity | 1 | 2030-10-01 | 394 | MW
J LAC1_Firm Capacity2031 | Coal_Firm Capacity2031 | System | Generator | J LAC1 | Coal | Firm Capacity | 1 | 2031-01-01 | 379 | MW
0 | 0 | System | Generator | J LAC1 | Coal | Firm Capacity | 1 | 2031-04-01 | 394 | MW
0 | 0 | System | Generator | J LAC1 | Coal | Firm Capacity | 1 | 2031-07-01 | 394 | MW
0 | 0 | System | Generator | J LAC1 | Coal | Firm Capacity | 1 | 2031-10-01 | 394 | MW
J LAC1_Firm Capacity2032 | Coal_Firm Capacity2032 | System | Generator | J LAC1 | Coal | Firm Capacity | 1 | 2032-01-01 | 379 | MW
0 | 0 | System | Generator | J LAC1 | Coal | Firm Capacity | 1 | 2032-04-01 | 394 | MW
0 | 0 | System | Generator | J LAC1 | Coal | Firm Capacity | 1 | 2032-07-01 | 394 | MW
0 | 0 | System | Generator | J LAC1 | Coal | Firm Capacity | 1 | 2032-10-01 | 394 | MW
J LAC1_Firm Capacity2033 | Coal_Firm Capacity2033 | System | Generator | J LAC1 | Coal | Firm Capacity | 1 | 2033-01-01 | 0 | MW
0 | 0 | System | Generator | J LAC1 | Coal | Firm Capacity | 1 | 2033-04-01 | 0 | MW
0 | 0 | System | Generator | J LAC1 | Coal | Firm Capacity | 1 | 2033-07-01 | 0 | MW
0 | 0 | System | Generator | J LAC1 | Coal | Firm Capacity | 1 | 2033-10-01 | 0 | MW
J LAC1_Firm Capacity2034 | Coal_Firm Capacity2034 | System | Generator | J LAC1 | Coal | Firm Capacity | 1 | 2034-01-01 | 0 | MW
0 | 0 | System | Generator | J LAC1 | Coal | Firm Capacity | 1 | 2034-04-01 | 0 | MW
0 | 0 | System | Generator | J LAC1 | Coal | Firm Capacity | 1 | 2034-07-01 | 0 | MW
0 | 0 | System | Generator | J LAC1 | Coal | Firm Capacity | 1 | 2034-10-01 | 0 | MW
J LAC1_Firm Capacity2035 | Coal_Firm Capacity2035 | System | Generator | J LAC1 | Coal | Firm Capacity | 1 | 2035-01-01 | 0 | MW
0 | 0 | System | Generator | J LAC1 | Coal | Firm Capacity | 1 | 2035-04-01 | 0 | MW
0 | 0 | System | Generator | J LAC1 | Coal | Firm Capacity | 1 | 2035-07-01 | 0 | MW
0 | 0 | System | Generator | J LAC1 | Coal | Firm Capacity | 1 | 2035-10-01 | 0 | MW
J LAC1_Firm Capacity2036 | Coal_Firm Capacity2036 | System | Generator | J LAC1 | Coal | Firm Capacity | 1 | 2036-01-01 | 0 | MW
0 | 0 | System | Generator | J LAC1 | Coal | Firm Capacity | 1 | 2036-04-01 | 0 | MW
0 | 0 | System | Generator | J LAC1 | Coal | Firm Capacity | 1 | 2036-07-01 | 0 | MW
0 | 0 | System | Generator | J LAC1 | Coal | Firm Capacity | 1 | 2036-10-01 | 0 | MW
J LAC1_Firm Capacity2037 | Coal_Firm Capacity2037 | System | Generator | J LAC1 | Coal | Firm Capacity | 1 | 2037-01-01 | 0 | MW
0 | 0 | System | Generator | J LAC1 | Coal | Firm Capacity | 1 | 2037-04-01 | 0 | MW
0 | 0 | System | Generator | J LAC1 | Coal | Firm Capacity | 1 | 2037-07-01 | 0 | MW
0 | 0 | System | Generator | J LAC1 | Coal | Firm Capacity | 1 | 2037-10-01 | 0 | MW
J LAC1_Firm Capacity2038 | Coal_Firm Capacity2038 | System | Generator | J LAC1 | Coal | Firm Capacity | 1 | 2038-01-01 | 0 | MW
0 | 0 | System | Generator | J LAC1 | Coal | Firm Capacity | 1 | 2038-04-01 | 0 | MW
0 | 0 | System | Generator | J LAC1 | Coal | Firm Capacity | 1 | 2038-07-01 | 0 | MW
0 | 0 | System | Generator | J LAC1 | Coal | Firm Capacity | 1 | 2038-10-01 | 0 | MW
J LAC1_Firm Capacity2039 | Coal_Firm Capacity2039 | System | Generator | J LAC1 | Coal | Firm Capacity | 1 | 2039-01-01 | 0 | MW
0 | 0 | System | Generator | J LAC1 | Coal | Firm Capacity | 1 | 2039-04-01 | 0 | MW
0 | 0 | System | Generator | J LAC1 | Coal | Firm Capacity | 1 | 2039-07-01 | 0 | MW
0 | 0 | System | Generator | J LAC1 | Coal | Firm Capacity | 1 | 2039-10-01 | 0 | MW
J LAC1_Firm Capacity2040 | Coal_Firm Capacity2040 | System | Generator | J LAC1 | Coal | Firm Capacity | 1 | 2040-01-01 | 0 | MW
0 | 0 | System | Generator | J LAC1 | Coal | Firm Capacity | 1 | 2040-04-01 | 0 | MW
0 | 0 | System | Generator | J LAC1 | Coal | Firm Capacity | 1 | 2040-07-01 | 0 | MW
0 | 0 | System | Generator | J LAC1 | Coal | Firm Capacity | 1 | 2040-10-01 | 0 | MW
J LAC1_Firm Capacity2041 | Coal_Firm Capacity2041 | System | Generator | J LAC1 | Coal | Firm Capacity | 1 | 2041-01-01 | 0 | MW
0 | 0 | System | Generator | J LAC1 | Coal | Firm Capacity | 1 | 2041-04-01 | 0 | MW
0 | 0 | System | Generator | J LAC1 | Coal | Firm Capacity | 1 | 2041-07-01 | 0 | MW
0 | 0 | System | Generator | J LAC1 | Coal | Firm Capacity | 1 | 2041-10-01 | 0 | MW
J LAC1_Firm Capacity2042 | Coal_Firm Capacity2042 | System | Generator | J LAC1 | Coal | Firm Capacity | 1 | 2042-01-01 | 0 | MW
0 | 0 | System | Generator | J LAC1 | Coal | Firm Capacity | 1 | 2042-04-01 | 0 | MW
0 | 0 | System | Generator | J LAC1 | Coal | Firm Capacity | 1 | 2042-07-01 | 0 | MW
0 | 0 | System | Generator | J LAC1 | Coal | Firm Capacity | 1 | 2042-10-01 | 0 | MW
J LAC1_Firm Capacity2043 | Coal_Firm Capacity2043 | System | Generator | J LAC1 | Coal | Firm Capacity | 1 | 2043-01-01 | 0 | MW
0 | 0 | System | Generator | J LAC1 | Coal | Firm Capacity | 1 | 2043-04-01 | 0 | MW
0 | 0 | System | Generator | J LAC1 | Coal | Firm Capacity | 1 | 2043-07-01 | 0 | MW
0 | 0 | System | Generator | J LAC1 | Coal | Firm Capacity | 1 | 2043-10-01 | 0 | MW
J LAC2_Firm Capacity2024 | Coal_Firm Capacity2024 | System | Generator | J LAC2 | Coal | Firm Capacity | 1 | 2024-01-01 | 334 | MW
0 | 0 | System | Generator | J LAC2 | Coal | Firm Capacity | 1 | 2024-04-01 | 334 | MW
0 | 0 | System | Generator | J LAC2 | Coal | Firm Capacity | 1 | 2024-07-01 | 334 | MW
0 | 0 | System | Generator | J LAC2 | Coal | Firm Capacity | 1 | 2024-10-01 | 334 | MW
J LAC2_Firm Capacity2025 | Coal_Firm Capacity2025 | System | Generator | J LAC2 | Coal | Firm Capacity | 1 | 2025-01-01 | 334 | MW
0 | 0 | System | Generator | J LAC2 | Coal | Firm Capacity | 1 | 2025-04-01 | 334 | MW
0 | 0 | System | Generator | J LAC2 | Coal | Firm Capacity | 1 | 2025-07-01 | 334 | MW
0 | 0 | System | Generator | J LAC2 | Coal | Firm Capacity | 1 | 2025-10-01 | 334 | MW
J LAC2_Firm Capacity2026 | Coal_Firm Capacity2026 | System | Generator | J LAC2 | Coal | Firm Capacity | 1 | 2026-01-01 | 334 | MW
0 | 0 | System | Generator | J LAC2 | Coal | Firm Capacity | 1 | 2026-04-01 | 334 | MW
0 | 0 | System | Generator | J LAC2 | Coal | Firm Capacity | 1 | 2026-07-01 | 334 | MW
0 | 0 | System | Generator | J LAC2 | Coal | Firm Capacity | 1 | 2026-10-01 | 334 | MW
J LAC2_Firm Capacity2027 | Coal_Firm Capacity2027 | System | Generator | J LAC2 | Coal | Firm Capacity | 1 | 2027-01-01 | 334 | MW
0 | 0 | System | Generator | J LAC2 | Coal | Firm Capacity | 1 | 2027-04-01 | 334 | MW
0 | 0 | System | Generator | J LAC2 | Coal | Firm Capacity | 1 | 2027-07-01 | 334 | MW
0 | 0 | System | Generator | J LAC2 | Coal | Firm Capacity | 1 | 2027-10-01 | 334 | MW
J LAC2_Firm Capacity2028 | Coal_Firm Capacity2028 | System | Generator | J LAC2 | Coal | Firm Capacity | 1 | 2028-01-01 | 334 | MW
0 | 0 | System | Generator | J LAC2 | Coal | Firm Capacity | 1 | 2028-04-01 | 334 | MW
0 | 0 | System | Generator | J LAC2 | Coal | Firm Capacity | 1 | 2028-07-01 | 334 | MW
0 | 0 | System | Generator | J LAC2 | Coal | Firm Capacity | 1 | 2028-10-01 | 334 | MW
J LAC2_Firm Capacity2029 | Coal_Firm Capacity2029 | System | Generator | J LAC2 | Coal | Firm Capacity | 1 | 2029-01-01 | 334 | MW
0 | 0 | System | Generator | J LAC2 | Coal | Firm Capacity | 1 | 2029-04-01 | 334 | MW
0 | 0 | System | Generator | J LAC2 | Coal | Firm Capacity | 1 | 2029-07-01 | 334 | MW
0 | 0 | System | Generator | J LAC2 | Coal | Firm Capacity | 1 | 2029-10-01 | 334 | MW
J LAC2_Firm Capacity2030 | Coal_Firm Capacity2030 | System | Generator | J LAC2 | Coal | Firm Capacity | 1 | 2030-01-01 | 334 | MW
0 | 0 | System | Generator | J LAC2 | Coal | Firm Capacity | 1 | 2030-04-01 | 334 | MW
0 | 0 | System | Generator | J LAC2 | Coal | Firm Capacity | 1 | 2030-07-01 | 334 | MW
0 | 0 | System | Generator | J LAC2 | Coal | Firm Capacity | 1 | 2030-10-01 | 334 | MW
J LAC2_Firm Capacity2031 | Coal_Firm Capacity2031 | System | Generator | J LAC2 | Coal | Firm Capacity | 1 | 2031-01-01 | 334 | MW
0 | 0 | System | Generator | J LAC2 | Coal | Firm Capacity | 1 | 2031-04-01 | 334 | MW
0 | 0 | System | Generator | J LAC2 | Coal | Firm Capacity | 1 | 2031-07-01 | 334 | MW
0 | 0 | System | Generator | J LAC2 | Coal | Firm Capacity | 1 | 2031-10-01 | 334 | MW
J LAC2_Firm Capacity2032 | Coal_Firm Capacity2032 | System | Generator | J LAC2 | Coal | Firm Capacity | 1 | 2032-01-01 | 334 | MW
0 | 0 | System | Generator | J LAC2 | Coal | Firm Capacity | 1 | 2032-04-01 | 334 | MW
0 | 0 | System | Generator | J LAC2 | Coal | Firm Capacity | 1 | 2032-07-01 | 334 | MW
0 | 0 | System | Generator | J LAC2 | Coal | Firm Capacity | 1 | 2032-10-01 | 334 | MW
J LAC2_Firm Capacity2033 | Coal_Firm Capacity2033 | System | Generator | J LAC2 | Coal | Firm Capacity | 1 | 2033-01-01 | 334 | MW
0 | 0 | System | Generator | J LAC2 | Coal | Firm Capacity | 1 | 2033-04-01 | 334 | MW
0 | 0 | System | Generator | J LAC2 | Coal | Firm Capacity | 1 | 2033-07-01 | 334 | MW
0 | 0 | System | Generator | J LAC2 | Coal | Firm Capacity | 1 | 2033-10-01 | 334 | MW
J LAC2_Firm Capacity2034 | Coal_Firm Capacity2034 | System | Generator | J LAC2 | Coal | Firm Capacity | 1 | 2034-01-01 | 334 | MW
0 | 0 | System | Generator | J LAC2 | Coal | Firm Capacity | 1 | 2034-04-01 | 334 | MW
0 | 0 | System | Generator | J LAC2 | Coal | Firm Capacity | 1 | 2034-07-01 | 334 | MW
0 | 0 | System | Generator | J LAC2 | Coal | Firm Capacity | 1 | 2034-10-01 | 334 | MW
J LAC2_Firm Capacity2035 | Coal_Firm Capacity2035 | System | Generator | J LAC2 | Coal | Firm Capacity | 1 | 2035-01-01 | 334 | MW
0 | 0 | System | Generator | J LAC2 | Coal | Firm Capacity | 1 | 2035-04-01 | 334 | MW
0 | 0 | System | Generator | J LAC2 | Coal | Firm Capacity | 1 | 2035-07-01 | 334 | MW
0 | 0 | System | Generator | J LAC2 | Coal | Firm Capacity | 1 | 2035-10-01 | 334 | MW
J LAC2_Firm Capacity2036 | Coal_Firm Capacity2036 | System | Generator | J LAC2 | Coal | Firm Capacity | 1 | 2036-01-01 | 334 | MW
0 | 0 | System | Generator | J LAC2 | Coal | Firm Capacity | 1 | 2036-04-01 | 334 | MW
0 | 0 | System | Generator | J LAC2 | Coal | Firm Capacity | 1 | 2036-07-01 | 334 | MW
0 | 0 | System | Generator | J LAC2 | Coal | Firm Capacity | 1 | 2036-10-01 | 334 | MW
J LAC2_Firm Capacity2037 | Coal_Firm Capacity2037 | System | Generator | J LAC2 | Coal | Firm Capacity | 1 | 2037-01-01 | 334 | MW
0 | 0 | System | Generator | J LAC2 | Coal | Firm Capacity | 1 | 2037-04-01 | 334 | MW
0 | 0 | System | Generator | J LAC2 | Coal | Firm Capacity | 1 | 2037-07-01 | 334 | MW
0 | 0 | System | Generator | J LAC2 | Coal | Firm Capacity | 1 | 2037-10-01 | 334 | MW
J LAC2_Firm Capacity2038 | Coal_Firm Capacity2038 | System | Generator | J LAC2 | Coal | Firm Capacity | 1 | 2038-01-01 | 334 | MW
0 | 0 | System | Generator | J LAC2 | Coal | Firm Capacity | 1 | 2038-04-01 | 334 | MW
0 | 0 | System | Generator | J LAC2 | Coal | Firm Capacity | 1 | 2038-07-01 | 334 | MW
0 | 0 | System | Generator | J LAC2 | Coal | Firm Capacity | 1 | 2038-10-01 | 334 | MW
J LAC2_Firm Capacity2039 | Coal_Firm Capacity2039 | System | Generator | J LAC2 | Coal | Firm Capacity | 1 | 2039-01-01 | 334 | MW
0 | 0 | System | Generator | J LAC2 | Coal | Firm Capacity | 1 | 2039-04-01 | 334 | MW
0 | 0 | System | Generator | J LAC2 | Coal | Firm Capacity | 1 | 2039-07-01 | 334 | MW
0 | 0 | System | Generator | J LAC2 | Coal | Firm Capacity | 1 | 2039-10-01 | 334 | MW
J LAC2_Firm Capacity2040 | Coal_Firm Capacity2040 | System | Generator | J LAC2 | Coal | Firm Capacity | 1 | 2040-01-01 | 0 | MW
0 | 0 | System | Generator | J LAC2 | Coal | Firm Capacity | 1 | 2040-04-01 | 0 | MW
0 | 0 | System | Generator | J LAC2 | Coal | Firm Capacity | 1 | 2040-07-01 | 0 | MW
0 | 0 | System | Generator | J LAC2 | Coal | Firm Capacity | 1 | 2040-10-01 | 0 | MW
J LAC2_Firm Capacity2041 | Coal_Firm Capacity2041 | System | Generator | J LAC2 | Coal | Firm Capacity | 1 | 2041-01-01 | 0 | MW
0 | 0 | System | Generator | J LAC2 | Coal | Firm Capacity | 1 | 2041-04-01 | 0 | MW
0 | 0 | System | Generator | J LAC2 | Coal | Firm Capacity | 1 | 2041-07-01 | 0 | MW
0 | 0 | System | Generator | J LAC2 | Coal | Firm Capacity | 1 | 2041-10-01 | 0 | MW
J LAC2_Firm Capacity2042 | Coal_Firm Capacity2042 | System | Generator | J LAC2 | Coal | Firm Capacity | 1 | 2042-01-01 | 0 | MW
0 | 0 | System | Generator | J LAC2 | Coal | Firm Capacity | 1 | 2042-04-01 | 0 | MW
0 | 0 | System | Generator | J LAC2 | Coal | Firm Capacity | 1 | 2042-07-01 | 0 | MW
0 | 0 | System | Generator | J LAC2 | Coal | Firm Capacity | 1 | 2042-10-01 | 0 | MW
J LAC2_Firm Capacity2043 | Coal_Firm Capacity2043 | System | Generator | J LAC2 | Coal | Firm Capacity | 1 | 2043-01-01 | 0 | MW
0 | 0 | System | Generator | J LAC2 | Coal | Firm Capacity | 1 | 2043-04-01 | 0 | MW
0 | 0 | System | Generator | J LAC2 | Coal | Firm Capacity | 1 | 2043-07-01 | 0 | MW
0 | 0 | System | Generator | J LAC2 | Coal | Firm Capacity | 1 | 2043-10-01 | 0 | MW
K HAWTHORN5_Firm Capacity2024 | Coal_Firm Capacity2024 | System | Generator | K HAWTHORN5 | Coal | Firm Capacity | 1 | 2024-01-01 | 561.6 | MW
0 | 0 | System | Generator | K HAWTHORN5 | Coal | Firm Capacity | 1 | 2024-04-01 | 561.6 | MW
0 | 0 | System | Generator | K HAWTHORN5 | Coal | Firm Capacity | 1 | 2024-07-01 | 561.6 | MW
0 | 0 | System | Generator | K HAWTHORN5 | Coal | Firm Capacity | 1 | 2024-10-01 | 561.6 | MW
K HAWTHORN5_Firm Capacity2025 | Coal_Firm Capacity2025 | System | Generator | K HAWTHORN5 | Coal | Firm Capacity | 1 | 2025-01-01 | 561.6 | MW
0 | 0 | System | Generator | K HAWTHORN5 | Coal | Firm Capacity | 1 | 2025-04-01 | 561.6 | MW
0 | 0 | System | Generator | K HAWTHORN5 | Coal | Firm Capacity | 1 | 2025-07-01 | 561.6 | MW
0 | 0 | System | Generator | K HAWTHORN5 | Coal | Firm Capacity | 1 | 2025-10-01 | 561.6 | MW
K HAWTHORN5_Firm Capacity2026 | Coal_Firm Capacity2026 | System | Generator | K HAWTHORN5 | Coal | Firm Capacity | 1 | 2026-01-01 | 561.6 | MW
0 | 0 | System | Generator | K HAWTHORN5 | Coal | Firm Capacity | 1 | 2026-04-01 | 561.6 | MW
0 | 0 | System | Generator | K HAWTHORN5 | Coal | Firm Capacity | 1 | 2026-07-01 | 561.6 | MW
0 | 0 | System | Generator | K HAWTHORN5 | Coal | Firm Capacity | 1 | 2026-10-01 | 561.6 | MW
K HAWTHORN5_Firm Capacity2027 | Coal_Firm Capacity2027 | System | Generator | K HAWTHORN5 | Coal | Firm Capacity | 1 | 2027-01-01 | 561.6 | MW
0 | 0 | System | Generator | K HAWTHORN5 | Coal | Firm Capacity | 1 | 2027-04-01 | 561.6 | MW
0 | 0 | System | Generator | K HAWTHORN5 | Coal | Firm Capacity | 1 | 2027-07-01 | 561.6 | MW
0 | 0 | System | Generator | K HAWTHORN5 | Coal | Firm Capacity | 1 | 2027-10-01 | 561.6 | MW
K HAWTHORN5_Firm Capacity2028 | Coal_Firm Capacity2028 | System | Generator | K HAWTHORN5 | Coal | Firm Capacity | 1 | 2028-01-01 | 561.6 | MW
0 | 0 | System | Generator | K HAWTHORN5 | Coal | Firm Capacity | 1 | 2028-04-01 | 561.6 | MW
0 | 0 | System | Generator | K HAWTHORN5 | Coal | Firm Capacity | 1 | 2028-07-01 | 561.6 | MW
0 | 0 | System | Generator | K HAWTHORN5 | Coal | Firm Capacity | 1 | 2028-10-01 | 561.6 | MW
K HAWTHORN5_Firm Capacity2029 | Coal_Firm Capacity2029 | System | Generator | K HAWTHORN5 | Coal | Firm Capacity | 1 | 2029-01-01 | 561.6 | MW
0 | 0 | System | Generator | K HAWTHORN5 | Coal | Firm Capacity | 1 | 2029-04-01 | 561.6 | MW
0 | 0 | System | Generator | K HAWTHORN5 | Coal | Firm Capacity | 1 | 2029-07-01 | 561.6 | MW
0 | 0 | System | Generator | K HAWTHORN5 | Coal | Firm Capacity | 1 | 2029-10-01 | 561.6 | MW
K HAWTHORN5_Firm Capacity2030 | Coal_Firm Capacity2030 | System | Generator | K HAWTHORN5 | Coal | Firm Capacity | 1 | 2030-01-01 | 561.6 | MW
0 | 0 | System | Generator | K HAWTHORN5 | Coal | Firm Capacity | 1 | 2030-04-01 | 561.6 | MW
0 | 0 | System | Generator | K HAWTHORN5 | Coal | Firm Capacity | 1 | 2030-07-01 | 561.6 | MW
0 | 0 | System | Generator | K HAWTHORN5 | Coal | Firm Capacity | 1 | 2030-10-01 | 561.6 | MW
K HAWTHORN5_Firm Capacity2031 | Coal_Firm Capacity2031 | System | Generator | K HAWTHORN5 | Coal | Firm Capacity | 1 | 2031-01-01 | 561.6 | MW
0 | 0 | System | Generator | K HAWTHORN5 | Coal | Firm Capacity | 1 | 2031-04-01 | 561.6 | MW
0 | 0 | System | Generator | K HAWTHORN5 | Coal | Firm Capacity | 1 | 2031-07-01 | 561.6 | MW
0 | 0 | System | Generator | K HAWTHORN5 | Coal | Firm Capacity | 1 | 2031-10-01 | 561.6 | MW
K HAWTHORN5_Firm Capacity2032 | Coal_Firm Capacity2032 | System | Generator | K HAWTHORN5 | Coal | Firm Capacity | 1 | 2032-01-01 | 561.6 | MW
0 | 0 | System | Generator | K HAWTHORN5 | Coal | Firm Capacity | 1 | 2032-04-01 | 561.6 | MW
0 | 0 | System | Generator | K HAWTHORN5 | Coal | Firm Capacity | 1 | 2032-07-01 | 561.6 | MW
0 | 0 | System | Generator | K HAWTHORN5 | Coal | Firm Capacity | 1 | 2032-10-01 | 561.6 | MW
K HAWTHORN5_Firm Capacity2033 | Coal_Firm Capacity2033 | System | Generator | K HAWTHORN5 | Coal | Firm Capacity | 1 | 2033-01-01 | 561.6 | MW
0 | 0 | System | Generator | K HAWTHORN5 | Coal | Firm Capacity | 1 | 2033-04-01 | 561.6 | MW
0 | 0 | System | Generator | K HAWTHORN5 | Coal | Firm Capacity | 1 | 2033-07-01 | 561.6 | MW
0 | 0 | System | Generator | K HAWTHORN5 | Coal | Firm Capacity | 1 | 2033-10-01 | 561.6 | MW
K HAWTHORN5_Firm Capacity2034 | Coal_Firm Capacity2034 | System | Generator | K HAWTHORN5 | Coal | Firm Capacity | 1 | 2034-01-01 | 561.6 | MW
0 | 0 | System | Generator | K HAWTHORN5 | Coal | Firm Capacity | 1 | 2034-04-01 | 561.6 | MW
0 | 0 | System | Generator | K HAWTHORN5 | Coal | Firm Capacity | 1 | 2034-07-01 | 561.6 | MW
0 | 0 | System | Generator | K HAWTHORN5 | Coal | Firm Capacity | 1 | 2034-10-01 | 561.6 | MW
K HAWTHORN5_Firm Capacity2035 | Coal_Firm Capacity2035 | System | Generator | K HAWTHORN5 | Coal | Firm Capacity | 1 | 2035-01-01 | 561.6 | MW
0 | 0 | System | Generator | K HAWTHORN5 | Coal | Firm Capacity | 1 | 2035-04-01 | 561.6 | MW
0 | 0 | System | Generator | K HAWTHORN5 | Coal | Firm Capacity | 1 | 2035-07-01 | 561.6 | MW
0 | 0 | System | Generator | K HAWTHORN5 | Coal | Firm Capacity | 1 | 2035-10-01 | 561.6 | MW
K HAWTHORN5_Firm Capacity2036 | Coal_Firm Capacity2036 | System | Generator | K HAWTHORN5 | Coal | Firm Capacity | 1 | 2036-01-01 | 561.6 | MW
0 | 0 | System | Generator | K HAWTHORN5 | Coal | Firm Capacity | 1 | 2036-04-01 | 561.6 | MW
0 | 0 | System | Generator | K HAWTHORN5 | Coal | Firm Capacity | 1 | 2036-07-01 | 561.6 | MW
0 | 0 | System | Generator | K HAWTHORN5 | Coal | Firm Capacity | 1 | 2036-10-01 | 561.6 | MW
K HAWTHORN5_Firm Capacity2037 | Coal_Firm Capacity2037 | System | Generator | K HAWTHORN5 | Coal | Firm Capacity | 1 | 2037-01-01 | 561.6 | MW
0 | 0 | System | Generator | K HAWTHORN5 | Coal | Firm Capacity | 1 | 2037-04-01 | 561.6 | MW
0 | 0 | System | Generator | K HAWTHORN5 | Coal | Firm Capacity | 1 | 2037-07-01 | 561.6 | MW
0 | 0 | System | Generator | K HAWTHORN5 | Coal | Firm Capacity | 1 | 2037-10-01 | 561.6 | MW
K HAWTHORN5_Firm Capacity2038 | Coal_Firm Capacity2038 | System | Generator | K HAWTHORN5 | Coal | Firm Capacity | 1 | 2038-01-01 | 561.6 | MW
0 | 0 | System | Generator | K HAWTHORN5 | Coal | Firm Capacity | 1 | 2038-04-01 | 561.6 | MW
0 | 0 | System | Generator | K HAWTHORN5 | Coal | Firm Capacity | 1 | 2038-07-01 | 561.6 | MW
0 | 0 | System | Generator | K HAWTHORN5 | Coal | Firm Capacity | 1 | 2038-10-01 | 561.6 | MW
K HAWTHORN5_Firm Capacity2039 | Coal_Firm Capacity2039 | System | Generator | K HAWTHORN5 | Coal | Firm Capacity | 1 | 2039-01-01 | 561.6 | MW
0 | 0 | System | Generator | K HAWTHORN5 | Coal | Firm Capacity | 1 | 2039-04-01 | 561.6 | MW
0 | 0 | System | Generator | K HAWTHORN5 | Coal | Firm Capacity | 1 | 2039-07-01 | 561.6 | MW
0 | 0 | System | Generator | K HAWTHORN5 | Coal | Firm Capacity | 1 | 2039-10-01 | 561.6 | MW
K HAWTHORN5_Firm Capacity2040 | Coal_Firm Capacity2040 | System | Generator | K HAWTHORN5 | Coal | Firm Capacity | 1 | 2040-01-01 | 561.6 | MW
0 | 0 | System | Generator | K HAWTHORN5 | Coal | Firm Capacity | 1 | 2040-04-01 | 561.6 | MW
0 | 0 | System | Generator | K HAWTHORN5 | Coal | Firm Capacity | 1 | 2040-07-01 | 561.6 | MW
0 | 0 | System | Generator | K HAWTHORN5 | Coal | Firm Capacity | 1 | 2040-10-01 | 561.6 | MW
K HAWTHORN5_Firm Capacity2041 | Coal_Firm Capacity2041 | System | Generator | K HAWTHORN5 | Coal | Firm Capacity | 1 | 2041-01-01 | 561.6 | MW
0 | 0 | System | Generator | K HAWTHORN5 | Coal | Firm Capacity | 1 | 2041-04-01 | 561.6 | MW
0 | 0 | System | Generator | K HAWTHORN5 | Coal | Firm Capacity | 1 | 2041-07-01 | 561.6 | MW
0 | 0 | System | Generator | K HAWTHORN5 | Coal | Firm Capacity | 1 | 2041-10-01 | 561.6 | MW
K HAWTHORN5_Firm Capacity2042 | Coal_Firm Capacity2042 | System | Generator | K HAWTHORN5 | Coal | Firm Capacity | 1 | 2042-01-01 | 561.6 | MW
0 | 0 | System | Generator | K HAWTHORN5 | Coal | Firm Capacity | 1 | 2042-04-01 | 561.6 | MW
0 | 0 | System | Generator | K HAWTHORN5 | Coal | Firm Capacity | 1 | 2042-07-01 | 561.6 | MW
0 | 0 | System | Generator | K HAWTHORN5 | Coal | Firm Capacity | 1 | 2042-10-01 | 561.6 | MW
K HAWTHORN5_Firm Capacity2043 | Coal_Firm Capacity2043 | System | Generator | K HAWTHORN5 | Coal | Firm Capacity | 1 | 2043-01-01 | 561.6 | MW
0 | 0 | System | Generator | K HAWTHORN5 | Coal | Firm Capacity | 1 | 2043-04-01 | 561.6 | MW
0 | 0 | System | Generator | K HAWTHORN5 | Coal | Firm Capacity | 1 | 2043-07-01 | 561.6 | MW
0 | 0 | System | Generator | K HAWTHORN5 | Coal | Firm Capacity | 1 | 2043-10-01 | 561.6 | MW
K HAWTHORN69_Firm Capacity2024 | Gas_Firm Capacity2024 | System | Generator | K HAWTHORN69 | Gas | Firm Capacity | 1 | 2024-01-01 | 0 | MW
0 | 0 | System | Generator | K HAWTHORN69 | Gas | Firm Capacity | 1 | 2024-04-01 | 241.8 | MW
0 | 0 | System | Generator | K HAWTHORN69 | Gas | Firm Capacity | 1 | 2024-07-01 | 241.8 | MW
0 | 0 | System | Generator | K HAWTHORN69 | Gas | Firm Capacity | 1 | 2024-10-01 | 241.8 | MW
K HAWTHORN69_Firm Capacity2025 | Gas_Firm Capacity2025 | System | Generator | K HAWTHORN69 | Gas | Firm Capacity | 1 | 2025-01-01 | 0 | MW
0 | 0 | System | Generator | K HAWTHORN69 | Gas | Firm Capacity | 1 | 2025-04-01 | 241.8 | MW
0 | 0 | System | Generator | K HAWTHORN69 | Gas | Firm Capacity | 1 | 2025-07-01 | 241.8 | MW
0 | 0 | System | Generator | K HAWTHORN69 | Gas | Firm Capacity | 1 | 2025-10-01 | 241.8 | MW
K HAWTHORN69_Firm Capacity2026 | Gas_Firm Capacity2026 | System | Generator | K HAWTHORN69 | Gas | Firm Capacity | 1 | 2026-01-01 | 0 | MW
0 | 0 | System | Generator | K HAWTHORN69 | Gas | Firm Capacity | 1 | 2026-04-01 | 241.8 | MW
0 | 0 | System | Generator | K HAWTHORN69 | Gas | Firm Capacity | 1 | 2026-07-01 | 241.8 | MW
0 | 0 | System | Generator | K HAWTHORN69 | Gas | Firm Capacity | 1 | 2026-10-01 | 241.8 | MW
K HAWTHORN69_Firm Capacity2027 | Gas_Firm Capacity2027 | System | Generator | K HAWTHORN69 | Gas | Firm Capacity | 1 | 2027-01-01 | 0 | MW
0 | 0 | System | Generator | K HAWTHORN69 | Gas | Firm Capacity | 1 | 2027-04-01 | 241.8 | MW
0 | 0 | System | Generator | K HAWTHORN69 | Gas | Firm Capacity | 1 | 2027-07-01 | 241.8 | MW
0 | 0 | System | Generator | K HAWTHORN69 | Gas | Firm Capacity | 1 | 2027-10-01 | 241.8 | MW
K HAWTHORN69_Firm Capacity2028 | Gas_Firm Capacity2028 | System | Generator | K HAWTHORN69 | Gas | Firm Capacity | 1 | 2028-01-01 | 0 | MW
0 | 0 | System | Generator | K HAWTHORN69 | Gas | Firm Capacity | 1 | 2028-04-01 | 241.8 | MW
0 | 0 | System | Generator | K HAWTHORN69 | Gas | Firm Capacity | 1 | 2028-07-01 | 241.8 | MW
0 | 0 | System | Generator | K HAWTHORN69 | Gas | Firm Capacity | 1 | 2028-10-01 | 241.8 | MW
K HAWTHORN69_Firm Capacity2029 | Gas_Firm Capacity2029 | System | Generator | K HAWTHORN69 | Gas | Firm Capacity | 1 | 2029-01-01 | 0 | MW
0 | 0 | System | Generator | K HAWTHORN69 | Gas | Firm Capacity | 1 | 2029-04-01 | 241.8 | MW
0 | 0 | System | Generator | K HAWTHORN69 | Gas | Firm Capacity | 1 | 2029-07-01 | 241.8 | MW
0 | 0 | System | Generator | K HAWTHORN69 | Gas | Firm Capacity | 1 | 2029-10-01 | 241.8 | MW
K HAWTHORN69_Firm Capacity2030 | Gas_Firm Capacity2030 | System | Generator | K HAWTHORN69 | Gas | Firm Capacity | 1 | 2030-01-01 | 0 | MW
0 | 0 | System | Generator | K HAWTHORN69 | Gas | Firm Capacity | 1 | 2030-04-01 | 241.8 | MW
0 | 0 | System | Generator | K HAWTHORN69 | Gas | Firm Capacity | 1 | 2030-07-01 | 241.8 | MW
0 | 0 | System | Generator | K HAWTHORN69 | Gas | Firm Capacity | 1 | 2030-10-01 | 241.8 | MW
K HAWTHORN69_Firm Capacity2031 | Gas_Firm Capacity2031 | System | Generator | K HAWTHORN69 | Gas | Firm Capacity | 1 | 2031-01-01 | 0 | MW
0 | 0 | System | Generator | K HAWTHORN69 | Gas | Firm Capacity | 1 | 2031-04-01 | 241.8 | MW
0 | 0 | System | Generator | K HAWTHORN69 | Gas | Firm Capacity | 1 | 2031-07-01 | 241.8 | MW
0 | 0 | System | Generator | K HAWTHORN69 | Gas | Firm Capacity | 1 | 2031-10-01 | 241.8 | MW
K HAWTHORN69_Firm Capacity2032 | Gas_Firm Capacity2032 | System | Generator | K HAWTHORN69 | Gas | Firm Capacity | 1 | 2032-01-01 | 0 | MW
0 | 0 | System | Generator | K HAWTHORN69 | Gas | Firm Capacity | 1 | 2032-04-01 | 241.8 | MW
0 | 0 | System | Generator | K HAWTHORN69 | Gas | Firm Capacity | 1 | 2032-07-01 | 241.8 | MW
0 | 0 | System | Generator | K HAWTHORN69 | Gas | Firm Capacity | 1 | 2032-10-01 | 241.8 | MW
K HAWTHORN69_Firm Capacity2033 | Gas_Firm Capacity2033 | System | Generator | K HAWTHORN69 | Gas | Firm Capacity | 1 | 2033-01-01 | 0 | MW
0 | 0 | System | Generator | K HAWTHORN69 | Gas | Firm Capacity | 1 | 2033-04-01 | 241.8 | MW
0 | 0 | System | Generator | K HAWTHORN69 | Gas | Firm Capacity | 1 | 2033-07-01 | 241.8 | MW
0 | 0 | System | Generator | K HAWTHORN69 | Gas | Firm Capacity | 1 | 2033-10-01 | 241.8 | MW
K HAWTHORN69_Firm Capacity2034 | Gas_Firm Capacity2034 | System | Generator | K HAWTHORN69 | Gas | Firm Capacity | 1 | 2034-01-01 | 0 | MW
0 | 0 | System | Generator | K HAWTHORN69 | Gas | Firm Capacity | 1 | 2034-04-01 | 241.8 | MW
0 | 0 | System | Generator | K HAWTHORN69 | Gas | Firm Capacity | 1 | 2034-07-01 | 241.8 | MW
0 | 0 | System | Generator | K HAWTHORN69 | Gas | Firm Capacity | 1 | 2034-10-01 | 241.8 | MW
K HAWTHORN69_Firm Capacity2035 | Gas_Firm Capacity2035 | System | Generator | K HAWTHORN69 | Gas | Firm Capacity | 1 | 2035-01-01 | 0 | MW
0 | 0 | System | Generator | K HAWTHORN69 | Gas | Firm Capacity | 1 | 2035-04-01 | 241.8 | MW
0 | 0 | System | Generator | K HAWTHORN69 | Gas | Firm Capacity | 1 | 2035-07-01 | 241.8 | MW
0 | 0 | System | Generator | K HAWTHORN69 | Gas | Firm Capacity | 1 | 2035-10-01 | 241.8 | MW
K HAWTHORN69_Firm Capacity2036 | Gas_Firm Capacity2036 | System | Generator | K HAWTHORN69 | Gas | Firm Capacity | 1 | 2036-01-01 | 0 | MW
0 | 0 | System | Generator | K HAWTHORN69 | Gas | Firm Capacity | 1 | 2036-04-01 | 241.8 | MW
0 | 0 | System | Generator | K HAWTHORN69 | Gas | Firm Capacity | 1 | 2036-07-01 | 241.8 | MW
0 | 0 | System | Generator | K HAWTHORN69 | Gas | Firm Capacity | 1 | 2036-10-01 | 241.8 | MW
K HAWTHORN69_Firm Capacity2037 | Gas_Firm Capacity2037 | System | Generator | K HAWTHORN69 | Gas | Firm Capacity | 1 | 2037-01-01 | 0 | MW
0 | 0 | System | Generator | K HAWTHORN69 | Gas | Firm Capacity | 1 | 2037-04-01 | 241.8 | MW
0 | 0 | System | Generator | K HAWTHORN69 | Gas | Firm Capacity | 1 | 2037-07-01 | 241.8 | MW
0 | 0 | System | Generator | K HAWTHORN69 | Gas | Firm Capacity | 1 | 2037-10-01 | 241.8 | MW
K HAWTHORN69_Firm Capacity2038 | Gas_Firm Capacity2038 | System | Generator | K HAWTHORN69 | Gas | Firm Capacity | 1 | 2038-01-01 | 0 | MW
0 | 0 | System | Generator | K HAWTHORN69 | Gas | Firm Capacity | 1 | 2038-04-01 | 241.8 | MW
0 | 0 | System | Generator | K HAWTHORN69 | Gas | Firm Capacity | 1 | 2038-07-01 | 241.8 | MW
0 | 0 | System | Generator | K HAWTHORN69 | Gas | Firm Capacity | 1 | 2038-10-01 | 241.8 | MW
K HAWTHORN69_Firm Capacity2039 | Gas_Firm Capacity2039 | System | Generator | K HAWTHORN69 | Gas | Firm Capacity | 1 | 2039-01-01 | 0 | MW
0 | 0 | System | Generator | K HAWTHORN69 | Gas | Firm Capacity | 1 | 2039-04-01 | 241.8 | MW
0 | 0 | System | Generator | K HAWTHORN69 | Gas | Firm Capacity | 1 | 2039-07-01 | 241.8 | MW
0 | 0 | System | Generator | K HAWTHORN69 | Gas | Firm Capacity | 1 | 2039-10-01 | 241.8 | MW
K HAWTHORN69_Firm Capacity2040 | Gas_Firm Capacity2040 | System | Generator | K HAWTHORN69 | Gas | Firm Capacity | 1 | 2040-01-01 | 0 | MW
0 | 0 | System | Generator | K HAWTHORN69 | Gas | Firm Capacity | 1 | 2040-04-01 | 241.8 | MW
0 | 0 | System | Generator | K HAWTHORN69 | Gas | Firm Capacity | 1 | 2040-07-01 | 241.8 | MW
0 | 0 | System | Generator | K HAWTHORN69 | Gas | Firm Capacity | 1 | 2040-10-01 | 241.8 | MW
K HAWTHORN69_Firm Capacity2041 | Gas_Firm Capacity2041 | System | Generator | K HAWTHORN69 | Gas | Firm Capacity | 1 | 2041-01-01 | 0 | MW
0 | 0 | System | Generator | K HAWTHORN69 | Gas | Firm Capacity | 1 | 2041-04-01 | 241.8 | MW
0 | 0 | System | Generator | K HAWTHORN69 | Gas | Firm Capacity | 1 | 2041-07-01 | 241.8 | MW
0 | 0 | System | Generator | K HAWTHORN69 | Gas | Firm Capacity | 1 | 2041-10-01 | 241.8 | MW
K HAWTHORN69_Firm Capacity2042 | Gas_Firm Capacity2042 | System | Generator | K HAWTHORN69 | Gas | Firm Capacity | 1 | 2042-01-01 | 0 | MW
0 | 0 | System | Generator | K HAWTHORN69 | Gas | Firm Capacity | 1 | 2042-04-01 | 241.8 | MW
0 | 0 | System | Generator | K HAWTHORN69 | Gas | Firm Capacity | 1 | 2042-07-01 | 241.8 | MW
0 | 0 | System | Generator | K HAWTHORN69 | Gas | Firm Capacity | 1 | 2042-10-01 | 241.8 | MW
K HAWTHORN69_Firm Capacity2043 | Gas_Firm Capacity2043 | System | Generator | K HAWTHORN69 | Gas | Firm Capacity | 1 | 2043-01-01 | 0 | MW
0 | 0 | System | Generator | K HAWTHORN69 | Gas | Firm Capacity | 1 | 2043-04-01 | 241.8 | MW
0 | 0 | System | Generator | K HAWTHORN69 | Gas | Firm Capacity | 1 | 2043-07-01 | 241.8 | MW
0 | 0 | System | Generator | K HAWTHORN69 | Gas | Firm Capacity | 1 | 2043-10-01 | 241.8 | MW
K HAWTHORN7_Firm Capacity2024 | Gas_Firm Capacity2024 | System | Generator | K HAWTHORN7 | Gas | Firm Capacity | 1 | 2024-01-01 | 86.13 | MW
0 | 0 | System | Generator | K HAWTHORN7 | Gas | Firm Capacity | 1 | 2024-04-01 | 78.3 | MW
0 | 0 | System | Generator | K HAWTHORN7 | Gas | Firm Capacity | 1 | 2024-07-01 | 78.3 | MW
0 | 0 | System | Generator | K HAWTHORN7 | Gas | Firm Capacity | 1 | 2024-10-01 | 78.3 | MW
K HAWTHORN7_Firm Capacity2025 | Gas_Firm Capacity2025 | System | Generator | K HAWTHORN7 | Gas | Firm Capacity | 1 | 2025-01-01 | 86.13 | MW
0 | 0 | System | Generator | K HAWTHORN7 | Gas | Firm Capacity | 1 | 2025-04-01 | 78.3 | MW
0 | 0 | System | Generator | K HAWTHORN7 | Gas | Firm Capacity | 1 | 2025-07-01 | 78.3 | MW
0 | 0 | System | Generator | K HAWTHORN7 | Gas | Firm Capacity | 1 | 2025-10-01 | 78.3 | MW
K HAWTHORN7_Firm Capacity2026 | Gas_Firm Capacity2026 | System | Generator | K HAWTHORN7 | Gas | Firm Capacity | 1 | 2026-01-01 | 86.13 | MW
0 | 0 | System | Generator | K HAWTHORN7 | Gas | Firm Capacity | 1 | 2026-04-01 | 89.3 | MW
0 | 0 | System | Generator | K HAWTHORN7 | Gas | Firm Capacity | 1 | 2026-07-01 | 89.3 | MW
0 | 0 | System | Generator | K HAWTHORN7 | Gas | Firm Capacity | 1 | 2026-10-01 | 89.3 | MW
K HAWTHORN7_Firm Capacity2027 | Gas_Firm Capacity2027 | System | Generator | K HAWTHORN7 | Gas | Firm Capacity | 1 | 2027-01-01 | 86.13 | MW
0 | 0 | System | Generator | K HAWTHORN7 | Gas | Firm Capacity | 1 | 2027-04-01 | 89.3 | MW
0 | 0 | System | Generator | K HAWTHORN7 | Gas | Firm Capacity | 1 | 2027-07-01 | 89.3 | MW
0 | 0 | System | Generator | K HAWTHORN7 | Gas | Firm Capacity | 1 | 2027-10-01 | 89.3 | MW
K HAWTHORN7_Firm Capacity2028 | Gas_Firm Capacity2028 | System | Generator | K HAWTHORN7 | Gas | Firm Capacity | 1 | 2028-01-01 | 86.13 | MW
0 | 0 | System | Generator | K HAWTHORN7 | Gas | Firm Capacity | 1 | 2028-04-01 | 90.3 | MW
0 | 0 | System | Generator | K HAWTHORN7 | Gas | Firm Capacity | 1 | 2028-07-01 | 90.3 | MW
0 | 0 | System | Generator | K HAWTHORN7 | Gas | Firm Capacity | 1 | 2028-10-01 | 90.3 | MW
K HAWTHORN7_Firm Capacity2029 | Gas_Firm Capacity2029 | System | Generator | K HAWTHORN7 | Gas | Firm Capacity | 1 | 2029-01-01 | 86.13 | MW
0 | 0 | System | Generator | K HAWTHORN7 | Gas | Firm Capacity | 1 | 2029-04-01 | 90.3 | MW
0 | 0 | System | Generator | K HAWTHORN7 | Gas | Firm Capacity | 1 | 2029-07-01 | 90.3 | MW
0 | 0 | System | Generator | K HAWTHORN7 | Gas | Firm Capacity | 1 | 2029-10-01 | 90.3 | MW
K HAWTHORN7_Firm Capacity2030 | Gas_Firm Capacity2030 | System | Generator | K HAWTHORN7 | Gas | Firm Capacity | 1 | 2030-01-01 | 86.13 | MW
0 | 0 | System | Generator | K HAWTHORN7 | Gas | Firm Capacity | 1 | 2030-04-01 | 90.3 | MW
0 | 0 | System | Generator | K HAWTHORN7 | Gas | Firm Capacity | 1 | 2030-07-01 | 90.3 | MW
0 | 0 | System | Generator | K HAWTHORN7 | Gas | Firm Capacity | 1 | 2030-10-01 | 90.3 | MW
K HAWTHORN7_Firm Capacity2031 | Gas_Firm Capacity2031 | System | Generator | K HAWTHORN7 | Gas | Firm Capacity | 1 | 2031-01-01 | 86.13 | MW
0 | 0 | System | Generator | K HAWTHORN7 | Gas | Firm Capacity | 1 | 2031-04-01 | 90.3 | MW
0 | 0 | System | Generator | K HAWTHORN7 | Gas | Firm Capacity | 1 | 2031-07-01 | 90.3 | MW
0 | 0 | System | Generator | K HAWTHORN7 | Gas | Firm Capacity | 1 | 2031-10-01 | 90.3 | MW
K HAWTHORN7_Firm Capacity2032 | Gas_Firm Capacity2032 | System | Generator | K HAWTHORN7 | Gas | Firm Capacity | 1 | 2032-01-01 | 86.13 | MW
0 | 0 | System | Generator | K HAWTHORN7 | Gas | Firm Capacity | 1 | 2032-04-01 | 90.3 | MW
0 | 0 | System | Generator | K HAWTHORN7 | Gas | Firm Capacity | 1 | 2032-07-01 | 90.3 | MW
0 | 0 | System | Generator | K HAWTHORN7 | Gas | Firm Capacity | 1 | 2032-10-01 | 90.3 | MW
K HAWTHORN7_Firm Capacity2033 | Gas_Firm Capacity2033 | System | Generator | K HAWTHORN7 | Gas | Firm Capacity | 1 | 2033-01-01 | 86.13 | MW
0 | 0 | System | Generator | K HAWTHORN7 | Gas | Firm Capacity | 1 | 2033-04-01 | 90.3 | MW
0 | 0 | System | Generator | K HAWTHORN7 | Gas | Firm Capacity | 1 | 2033-07-01 | 90.3 | MW
0 | 0 | System | Generator | K HAWTHORN7 | Gas | Firm Capacity | 1 | 2033-10-01 | 90.3 | MW
K HAWTHORN7_Firm Capacity2034 | Gas_Firm Capacity2034 | System | Generator | K HAWTHORN7 | Gas | Firm Capacity | 1 | 2034-01-01 | 86.13 | MW
0 | 0 | System | Generator | K HAWTHORN7 | Gas | Firm Capacity | 1 | 2034-04-01 | 90.3 | MW
0 | 0 | System | Generator | K HAWTHORN7 | Gas | Firm Capacity | 1 | 2034-07-01 | 90.3 | MW
0 | 0 | System | Generator | K HAWTHORN7 | Gas | Firm Capacity | 1 | 2034-10-01 | 90.3 | MW
K HAWTHORN7_Firm Capacity2035 | Gas_Firm Capacity2035 | System | Generator | K HAWTHORN7 | Gas | Firm Capacity | 1 | 2035-01-01 | 86.13 | MW
0 | 0 | System | Generator | K HAWTHORN7 | Gas | Firm Capacity | 1 | 2035-04-01 | 90.3 | MW
0 | 0 | System | Generator | K HAWTHORN7 | Gas | Firm Capacity | 1 | 2035-07-01 | 90.3 | MW
0 | 0 | System | Generator | K HAWTHORN7 | Gas | Firm Capacity | 1 | 2035-10-01 | 90.3 | MW
K HAWTHORN7_Firm Capacity2036 | Gas_Firm Capacity2036 | System | Generator | K HAWTHORN7 | Gas | Firm Capacity | 1 | 2036-01-01 | 86.13 | MW
0 | 0 | System | Generator | K HAWTHORN7 | Gas | Firm Capacity | 1 | 2036-04-01 | 90.3 | MW
0 | 0 | System | Generator | K HAWTHORN7 | Gas | Firm Capacity | 1 | 2036-07-01 | 90.3 | MW
0 | 0 | System | Generator | K HAWTHORN7 | Gas | Firm Capacity | 1 | 2036-10-01 | 90.3 | MW
K HAWTHORN7_Firm Capacity2037 | Gas_Firm Capacity2037 | System | Generator | K HAWTHORN7 | Gas | Firm Capacity | 1 | 2037-01-01 | 86.13 | MW
0 | 0 | System | Generator | K HAWTHORN7 | Gas | Firm Capacity | 1 | 2037-04-01 | 90.3 | MW
0 | 0 | System | Generator | K HAWTHORN7 | Gas | Firm Capacity | 1 | 2037-07-01 | 90.3 | MW
0 | 0 | System | Generator | K HAWTHORN7 | Gas | Firm Capacity | 1 | 2037-10-01 | 90.3 | MW
K HAWTHORN7_Firm Capacity2038 | Gas_Firm Capacity2038 | System | Generator | K HAWTHORN7 | Gas | Firm Capacity | 1 | 2038-01-01 | 86.13 | MW
0 | 0 | System | Generator | K HAWTHORN7 | Gas | Firm Capacity | 1 | 2038-04-01 | 90.3 | MW
0 | 0 | System | Generator | K HAWTHORN7 | Gas | Firm Capacity | 1 | 2038-07-01 | 90.3 | MW
0 | 0 | System | Generator | K HAWTHORN7 | Gas | Firm Capacity | 1 | 2038-10-01 | 90.3 | MW
K HAWTHORN7_Firm Capacity2039 | Gas_Firm Capacity2039 | System | Generator | K HAWTHORN7 | Gas | Firm Capacity | 1 | 2039-01-01 | 86.13 | MW
0 | 0 | System | Generator | K HAWTHORN7 | Gas | Firm Capacity | 1 | 2039-04-01 | 90.3 | MW
0 | 0 | System | Generator | K HAWTHORN7 | Gas | Firm Capacity | 1 | 2039-07-01 | 90.3 | MW
0 | 0 | System | Generator | K HAWTHORN7 | Gas | Firm Capacity | 1 | 2039-10-01 | 90.3 | MW
K HAWTHORN7_Firm Capacity2040 | Gas_Firm Capacity2040 | System | Generator | K HAWTHORN7 | Gas | Firm Capacity | 1 | 2040-01-01 | 86.13 | MW
0 | 0 | System | Generator | K HAWTHORN7 | Gas | Firm Capacity | 1 | 2040-04-01 | 90.3 | MW
0 | 0 | System | Generator | K HAWTHORN7 | Gas | Firm Capacity | 1 | 2040-07-01 | 90.3 | MW
0 | 0 | System | Generator | K HAWTHORN7 | Gas | Firm Capacity | 1 | 2040-10-01 | 90.3 | MW
K HAWTHORN7_Firm Capacity2041 | Gas_Firm Capacity2041 | System | Generator | K HAWTHORN7 | Gas | Firm Capacity | 1 | 2041-01-01 | 86.13 | MW
0 | 0 | System | Generator | K HAWTHORN7 | Gas | Firm Capacity | 1 | 2041-04-01 | 90.3 | MW
0 | 0 | System | Generator | K HAWTHORN7 | Gas | Firm Capacity | 1 | 2041-07-01 | 90.3 | MW
0 | 0 | System | Generator | K HAWTHORN7 | Gas | Firm Capacity | 1 | 2041-10-01 | 90.3 | MW
K HAWTHORN7_Firm Capacity2042 | Gas_Firm Capacity2042 | System | Generator | K HAWTHORN7 | Gas | Firm Capacity | 1 | 2042-01-01 | 86.13 | MW
0 | 0 | System | Generator | K HAWTHORN7 | Gas | Firm Capacity | 1 | 2042-04-01 | 90.3 | MW
0 | 0 | System | Generator | K HAWTHORN7 | Gas | Firm Capacity | 1 | 2042-07-01 | 90.3 | MW
0 | 0 | System | Generator | K HAWTHORN7 | Gas | Firm Capacity | 1 | 2042-10-01 | 90.3 | MW
K HAWTHORN7_Firm Capacity2043 | Gas_Firm Capacity2043 | System | Generator | K HAWTHORN7 | Gas | Firm Capacity | 1 | 2043-01-01 | 86.13 | MW
0 | 0 | System | Generator | K HAWTHORN7 | Gas | Firm Capacity | 1 | 2043-04-01 | 90.3 | MW
0 | 0 | System | Generator | K HAWTHORN7 | Gas | Firm Capacity | 1 | 2043-07-01 | 90.3 | MW
0 | 0 | System | Generator | K HAWTHORN7 | Gas | Firm Capacity | 1 | 2043-10-01 | 90.3 | MW
K HAWTHORN8_Firm Capacity2024 | Gas_Firm Capacity2024 | System | Generator | K HAWTHORN8 | Gas | Firm Capacity | 1 | 2024-01-01 | 87.01 | MW
0 | 0 | System | Generator | K HAWTHORN8 | Gas | Firm Capacity | 1 | 2024-04-01 | 79.1 | MW
0 | 0 | System | Generator | K HAWTHORN8 | Gas | Firm Capacity | 1 | 2024-07-01 | 79.1 | MW
0 | 0 | System | Generator | K HAWTHORN8 | Gas | Firm Capacity | 1 | 2024-10-01 | 79.1 | MW
K HAWTHORN8_Firm Capacity2025 | Gas_Firm Capacity2025 | System | Generator | K HAWTHORN8 | Gas | Firm Capacity | 1 | 2025-01-01 | 87.01 | MW
0 | 0 | System | Generator | K HAWTHORN8 | Gas | Firm Capacity | 1 | 2025-04-01 | 79.1 | MW
0 | 0 | System | Generator | K HAWTHORN8 | Gas | Firm Capacity | 1 | 2025-07-01 | 79.1 | MW
0 | 0 | System | Generator | K HAWTHORN8 | Gas | Firm Capacity | 1 | 2025-10-01 | 79.1 | MW
K HAWTHORN8_Firm Capacity2026 | Gas_Firm Capacity2026 | System | Generator | K HAWTHORN8 | Gas | Firm Capacity | 1 | 2026-01-01 | 87.01 | MW
0 | 0 | System | Generator | K HAWTHORN8 | Gas | Firm Capacity | 1 | 2026-04-01 | 90.1 | MW
0 | 0 | System | Generator | K HAWTHORN8 | Gas | Firm Capacity | 1 | 2026-07-01 | 90.1 | MW
0 | 0 | System | Generator | K HAWTHORN8 | Gas | Firm Capacity | 1 | 2026-10-01 | 90.1 | MW
K HAWTHORN8_Firm Capacity2027 | Gas_Firm Capacity2027 | System | Generator | K HAWTHORN8 | Gas | Firm Capacity | 1 | 2027-01-01 | 87.01 | MW
0 | 0 | System | Generator | K HAWTHORN8 | Gas | Firm Capacity | 1 | 2027-04-01 | 90.1 | MW
0 | 0 | System | Generator | K HAWTHORN8 | Gas | Firm Capacity | 1 | 2027-07-01 | 90.1 | MW
0 | 0 | System | Generator | K HAWTHORN8 | Gas | Firm Capacity | 1 | 2027-10-01 | 90.1 | MW
K HAWTHORN8_Firm Capacity2028 | Gas_Firm Capacity2028 | System | Generator | K HAWTHORN8 | Gas | Firm Capacity | 1 | 2028-01-01 | 87.01 | MW
0 | 0 | System | Generator | K HAWTHORN8 | Gas | Firm Capacity | 1 | 2028-04-01 | 91.1 | MW
0 | 0 | System | Generator | K HAWTHORN8 | Gas | Firm Capacity | 1 | 2028-07-01 | 91.1 | MW
0 | 0 | System | Generator | K HAWTHORN8 | Gas | Firm Capacity | 1 | 2028-10-01 | 91.1 | MW
K HAWTHORN8_Firm Capacity2029 | Gas_Firm Capacity2029 | System | Generator | K HAWTHORN8 | Gas | Firm Capacity | 1 | 2029-01-01 | 87.01 | MW
0 | 0 | System | Generator | K HAWTHORN8 | Gas | Firm Capacity | 1 | 2029-04-01 | 91.1 | MW
0 | 0 | System | Generator | K HAWTHORN8 | Gas | Firm Capacity | 1 | 2029-07-01 | 91.1 | MW
0 | 0 | System | Generator | K HAWTHORN8 | Gas | Firm Capacity | 1 | 2029-10-01 | 91.1 | MW
K HAWTHORN8_Firm Capacity2030 | Gas_Firm Capacity2030 | System | Generator | K HAWTHORN8 | Gas | Firm Capacity | 1 | 2030-01-01 | 87.01 | MW
0 | 0 | System | Generator | K HAWTHORN8 | Gas | Firm Capacity | 1 | 2030-04-01 | 91.1 | MW
0 | 0 | System | Generator | K HAWTHORN8 | Gas | Firm Capacity | 1 | 2030-07-01 | 91.1 | MW
0 | 0 | System | Generator | K HAWTHORN8 | Gas | Firm Capacity | 1 | 2030-10-01 | 91.1 | MW
K HAWTHORN8_Firm Capacity2031 | Gas_Firm Capacity2031 | System | Generator | K HAWTHORN8 | Gas | Firm Capacity | 1 | 2031-01-01 | 87.01 | MW
0 | 0 | System | Generator | K HAWTHORN8 | Gas | Firm Capacity | 1 | 2031-04-01 | 91.1 | MW
0 | 0 | System | Generator | K HAWTHORN8 | Gas | Firm Capacity | 1 | 2031-07-01 | 91.1 | MW
0 | 0 | System | Generator | K HAWTHORN8 | Gas | Firm Capacity | 1 | 2031-10-01 | 91.1 | MW
K HAWTHORN8_Firm Capacity2032 | Gas_Firm Capacity2032 | System | Generator | K HAWTHORN8 | Gas | Firm Capacity | 1 | 2032-01-01 | 87.01 | MW
0 | 0 | System | Generator | K HAWTHORN8 | Gas | Firm Capacity | 1 | 2032-04-01 | 91.1 | MW
0 | 0 | System | Generator | K HAWTHORN8 | Gas | Firm Capacity | 1 | 2032-07-01 | 91.1 | MW
0 | 0 | System | Generator | K HAWTHORN8 | Gas | Firm Capacity | 1 | 2032-10-01 | 91.1 | MW
K HAWTHORN8_Firm Capacity2033 | Gas_Firm Capacity2033 | System | Generator | K HAWTHORN8 | Gas | Firm Capacity | 1 | 2033-01-01 | 87.01 | MW
0 | 0 | System | Generator | K HAWTHORN8 | Gas | Firm Capacity | 1 | 2033-04-01 | 91.1 | MW
0 | 0 | System | Generator | K HAWTHORN8 | Gas | Firm Capacity | 1 | 2033-07-01 | 91.1 | MW
0 | 0 | System | Generator | K HAWTHORN8 | Gas | Firm Capacity | 1 | 2033-10-01 | 91.1 | MW
K HAWTHORN8_Firm Capacity2034 | Gas_Firm Capacity2034 | System | Generator | K HAWTHORN8 | Gas | Firm Capacity | 1 | 2034-01-01 | 87.01 | MW
0 | 0 | System | Generator | K HAWTHORN8 | Gas | Firm Capacity | 1 | 2034-04-01 | 91.1 | MW
0 | 0 | System | Generator | K HAWTHORN8 | Gas | Firm Capacity | 1 | 2034-07-01 | 91.1 | MW
0 | 0 | System | Generator | K HAWTHORN8 | Gas | Firm Capacity | 1 | 2034-10-01 | 91.1 | MW
K HAWTHORN8_Firm Capacity2035 | Gas_Firm Capacity2035 | System | Generator | K HAWTHORN8 | Gas | Firm Capacity | 1 | 2035-01-01 | 87.01 | MW
0 | 0 | System | Generator | K HAWTHORN8 | Gas | Firm Capacity | 1 | 2035-04-01 | 91.1 | MW
0 | 0 | System | Generator | K HAWTHORN8 | Gas | Firm Capacity | 1 | 2035-07-01 | 91.1 | MW
0 | 0 | System | Generator | K HAWTHORN8 | Gas | Firm Capacity | 1 | 2035-10-01 | 91.1 | MW
K HAWTHORN8_Firm Capacity2036 | Gas_Firm Capacity2036 | System | Generator | K HAWTHORN8 | Gas | Firm Capacity | 1 | 2036-01-01 | 87.01 | MW
0 | 0 | System | Generator | K HAWTHORN8 | Gas | Firm Capacity | 1 | 2036-04-01 | 91.1 | MW
0 | 0 | System | Generator | K HAWTHORN8 | Gas | Firm Capacity | 1 | 2036-07-01 | 91.1 | MW
0 | 0 | System | Generator | K HAWTHORN8 | Gas | Firm Capacity | 1 | 2036-10-01 | 91.1 | MW
K HAWTHORN8_Firm Capacity2037 | Gas_Firm Capacity2037 | System | Generator | K HAWTHORN8 | Gas | Firm Capacity | 1 | 2037-01-01 | 87.01 | MW
0 | 0 | System | Generator | K HAWTHORN8 | Gas | Firm Capacity | 1 | 2037-04-01 | 91.1 | MW
0 | 0 | System | Generator | K HAWTHORN8 | Gas | Firm Capacity | 1 | 2037-07-01 | 91.1 | MW
0 | 0 | System | Generator | K HAWTHORN8 | Gas | Firm Capacity | 1 | 2037-10-01 | 91.1 | MW
K HAWTHORN8_Firm Capacity2038 | Gas_Firm Capacity2038 | System | Generator | K HAWTHORN8 | Gas | Firm Capacity | 1 | 2038-01-01 | 87.01 | MW
0 | 0 | System | Generator | K HAWTHORN8 | Gas | Firm Capacity | 1 | 2038-04-01 | 91.1 | MW
0 | 0 | System | Generator | K HAWTHORN8 | Gas | Firm Capacity | 1 | 2038-07-01 | 91.1 | MW
0 | 0 | System | Generator | K HAWTHORN8 | Gas | Firm Capacity | 1 | 2038-10-01 | 91.1 | MW
K HAWTHORN8_Firm Capacity2039 | Gas_Firm Capacity2039 | System | Generator | K HAWTHORN8 | Gas | Firm Capacity | 1 | 2039-01-01 | 87.01 | MW
0 | 0 | System | Generator | K HAWTHORN8 | Gas | Firm Capacity | 1 | 2039-04-01 | 91.1 | MW
0 | 0 | System | Generator | K HAWTHORN8 | Gas | Firm Capacity | 1 | 2039-07-01 | 91.1 | MW
0 | 0 | System | Generator | K HAWTHORN8 | Gas | Firm Capacity | 1 | 2039-10-01 | 91.1 | MW
K HAWTHORN8_Firm Capacity2040 | Gas_Firm Capacity2040 | System | Generator | K HAWTHORN8 | Gas | Firm Capacity | 1 | 2040-01-01 | 87.01 | MW
0 | 0 | System | Generator | K HAWTHORN8 | Gas | Firm Capacity | 1 | 2040-04-01 | 91.1 | MW
0 | 0 | System | Generator | K HAWTHORN8 | Gas | Firm Capacity | 1 | 2040-07-01 | 91.1 | MW
0 | 0 | System | Generator | K HAWTHORN8 | Gas | Firm Capacity | 1 | 2040-10-01 | 91.1 | MW
K HAWTHORN8_Firm Capacity2041 | Gas_Firm Capacity2041 | System | Generator | K HAWTHORN8 | Gas | Firm Capacity | 1 | 2041-01-01 | 87.01 | MW
0 | 0 | System | Generator | K HAWTHORN8 | Gas | Firm Capacity | 1 | 2041-04-01 | 91.1 | MW
0 | 0 | System | Generator | K HAWTHORN8 | Gas | Firm Capacity | 1 | 2041-07-01 | 91.1 | MW
0 | 0 | System | Generator | K HAWTHORN8 | Gas | Firm Capacity | 1 | 2041-10-01 | 91.1 | MW
K HAWTHORN8_Firm Capacity2042 | Gas_Firm Capacity2042 | System | Generator | K HAWTHORN8 | Gas | Firm Capacity | 1 | 2042-01-01 | 87.01 | MW
0 | 0 | System | Generator | K HAWTHORN8 | Gas | Firm Capacity | 1 | 2042-04-01 | 91.1 | MW
0 | 0 | System | Generator | K HAWTHORN8 | Gas | Firm Capacity | 1 | 2042-07-01 | 91.1 | MW
0 | 0 | System | Generator | K HAWTHORN8 | Gas | Firm Capacity | 1 | 2042-10-01 | 91.1 | MW
K HAWTHORN8_Firm Capacity2043 | Gas_Firm Capacity2043 | System | Generator | K HAWTHORN8 | Gas | Firm Capacity | 1 | 2043-01-01 | 87.01 | MW
0 | 0 | System | Generator | K HAWTHORN8 | Gas | Firm Capacity | 1 | 2043-04-01 | 91.1 | MW
0 | 0 | System | Generator | K HAWTHORN8 | Gas | Firm Capacity | 1 | 2043-07-01 | 91.1 | MW
0 | 0 | System | Generator | K HAWTHORN8 | Gas | Firm Capacity | 1 | 2043-10-01 | 91.1 | MW
K Osawatomie_Firm Capacity2024 | Gas_Firm Capacity2024 | System | Generator | K Osawatomie | Gas | Firm Capacity | 1 | 2024-01-01 | 84.26 | MW
0 | 0 | System | Generator | K Osawatomie | Gas | Firm Capacity | 1 | 2024-04-01 | 76.6 | MW
0 | 0 | System | Generator | K Osawatomie | Gas | Firm Capacity | 1 | 2024-07-01 | 76.6 | MW
0 | 0 | System | Generator | K Osawatomie | Gas | Firm Capacity | 1 | 2024-10-01 | 76.6 | MW
K Osawatomie_Firm Capacity2025 | Gas_Firm Capacity2025 | System | Generator | K Osawatomie | Gas | Firm Capacity | 1 | 2025-01-01 | 84.26 | MW
0 | 0 | System | Generator | K Osawatomie | Gas | Firm Capacity | 1 | 2025-04-01 | 76.6 | MW
0 | 0 | System | Generator | K Osawatomie | Gas | Firm Capacity | 1 | 2025-07-01 | 76.6 | MW
0 | 0 | System | Generator | K Osawatomie | Gas | Firm Capacity | 1 | 2025-10-01 | 76.6 | MW
K Osawatomie_Firm Capacity2026 | Gas_Firm Capacity2026 | System | Generator | K Osawatomie | Gas | Firm Capacity | 1 | 2026-01-01 | 84.26 | MW
0 | 0 | System | Generator | K Osawatomie | Gas | Firm Capacity | 1 | 2026-04-01 | 76.6 | MW
0 | 0 | System | Generator | K Osawatomie | Gas | Firm Capacity | 1 | 2026-07-01 | 76.6 | MW
0 | 0 | System | Generator | K Osawatomie | Gas | Firm Capacity | 1 | 2026-10-01 | 76.6 | MW
K Osawatomie_Firm Capacity2027 | Gas_Firm Capacity2027 | System | Generator | K Osawatomie | Gas | Firm Capacity | 1 | 2027-01-01 | 84.26 | MW
0 | 0 | System | Generator | K Osawatomie | Gas | Firm Capacity | 1 | 2027-04-01 | 87.6 | MW
0 | 0 | System | Generator | K Osawatomie | Gas | Firm Capacity | 1 | 2027-07-01 | 87.6 | MW
0 | 0 | System | Generator | K Osawatomie | Gas | Firm Capacity | 1 | 2027-10-01 | 87.6 | MW
K Osawatomie_Firm Capacity2028 | Gas_Firm Capacity2028 | System | Generator | K Osawatomie | Gas | Firm Capacity | 1 | 2028-01-01 | 84.26 | MW
0 | 0 | System | Generator | K Osawatomie | Gas | Firm Capacity | 1 | 2028-04-01 | 87.6 | MW
0 | 0 | System | Generator | K Osawatomie | Gas | Firm Capacity | 1 | 2028-07-01 | 87.6 | MW
0 | 0 | System | Generator | K Osawatomie | Gas | Firm Capacity | 1 | 2028-10-01 | 87.6 | MW
K Osawatomie_Firm Capacity2029 | Gas_Firm Capacity2029 | System | Generator | K Osawatomie | Gas | Firm Capacity | 1 | 2029-01-01 | 84.26 | MW
0 | 0 | System | Generator | K Osawatomie | Gas | Firm Capacity | 1 | 2029-04-01 | 87.6 | MW
0 | 0 | System | Generator | K Osawatomie | Gas | Firm Capacity | 1 | 2029-07-01 | 87.6 | MW
0 | 0 | System | Generator | K Osawatomie | Gas | Firm Capacity | 1 | 2029-10-01 | 87.6 | MW
K Osawatomie_Firm Capacity2030 | Gas_Firm Capacity2030 | System | Generator | K Osawatomie | Gas | Firm Capacity | 1 | 2030-01-01 | 84.26 | MW
0 | 0 | System | Generator | K Osawatomie | Gas | Firm Capacity | 1 | 2030-04-01 | 87.6 | MW
0 | 0 | System | Generator | K Osawatomie | Gas | Firm Capacity | 1 | 2030-07-01 | 87.6 | MW
0 | 0 | System | Generator | K Osawatomie | Gas | Firm Capacity | 1 | 2030-10-01 | 87.6 | MW
K Osawatomie_Firm Capacity2031 | Gas_Firm Capacity2031 | System | Generator | K Osawatomie | Gas | Firm Capacity | 1 | 2031-01-01 | 84.26 | MW
0 | 0 | System | Generator | K Osawatomie | Gas | Firm Capacity | 1 | 2031-04-01 | 87.6 | MW
0 | 0 | System | Generator | K Osawatomie | Gas | Firm Capacity | 1 | 2031-07-01 | 87.6 | MW
0 | 0 | System | Generator | K Osawatomie | Gas | Firm Capacity | 1 | 2031-10-01 | 87.6 | MW
K Osawatomie_Firm Capacity2032 | Gas_Firm Capacity2032 | System | Generator | K Osawatomie | Gas | Firm Capacity | 1 | 2032-01-01 | 84.26 | MW
0 | 0 | System | Generator | K Osawatomie | Gas | Firm Capacity | 1 | 2032-04-01 | 87.6 | MW
0 | 0 | System | Generator | K Osawatomie | Gas | Firm Capacity | 1 | 2032-07-01 | 87.6 | MW
0 | 0 | System | Generator | K Osawatomie | Gas | Firm Capacity | 1 | 2032-10-01 | 87.6 | MW
K Osawatomie_Firm Capacity2033 | Gas_Firm Capacity2033 | System | Generator | K Osawatomie | Gas | Firm Capacity | 1 | 2033-01-01 | 84.26 | MW
0 | 0 | System | Generator | K Osawatomie | Gas | Firm Capacity | 1 | 2033-04-01 | 87.6 | MW
0 | 0 | System | Generator | K Osawatomie | Gas | Firm Capacity | 1 | 2033-07-01 | 87.6 | MW
0 | 0 | System | Generator | K Osawatomie | Gas | Firm Capacity | 1 | 2033-10-01 | 87.6 | MW
K Osawatomie_Firm Capacity2034 | Gas_Firm Capacity2034 | System | Generator | K Osawatomie | Gas | Firm Capacity | 1 | 2034-01-01 | 84.26 | MW
0 | 0 | System | Generator | K Osawatomie | Gas | Firm Capacity | 1 | 2034-04-01 | 87.6 | MW
0 | 0 | System | Generator | K Osawatomie | Gas | Firm Capacity | 1 | 2034-07-01 | 87.6 | MW
0 | 0 | System | Generator | K Osawatomie | Gas | Firm Capacity | 1 | 2034-10-01 | 87.6 | MW
K Osawatomie_Firm Capacity2035 | Gas_Firm Capacity2035 | System | Generator | K Osawatomie | Gas | Firm Capacity | 1 | 2035-01-01 | 84.26 | MW
0 | 0 | System | Generator | K Osawatomie | Gas | Firm Capacity | 1 | 2035-04-01 | 87.6 | MW
0 | 0 | System | Generator | K Osawatomie | Gas | Firm Capacity | 1 | 2035-07-01 | 87.6 | MW
0 | 0 | System | Generator | K Osawatomie | Gas | Firm Capacity | 1 | 2035-10-01 | 87.6 | MW
K Osawatomie_Firm Capacity2036 | Gas_Firm Capacity2036 | System | Generator | K Osawatomie | Gas | Firm Capacity | 1 | 2036-01-01 | 84.26 | MW
0 | 0 | System | Generator | K Osawatomie | Gas | Firm Capacity | 1 | 2036-04-01 | 87.6 | MW
0 | 0 | System | Generator | K Osawatomie | Gas | Firm Capacity | 1 | 2036-07-01 | 87.6 | MW
0 | 0 | System | Generator | K Osawatomie | Gas | Firm Capacity | 1 | 2036-10-01 | 87.6 | MW
K Osawatomie_Firm Capacity2037 | Gas_Firm Capacity2037 | System | Generator | K Osawatomie | Gas | Firm Capacity | 1 | 2037-01-01 | 84.26 | MW
0 | 0 | System | Generator | K Osawatomie | Gas | Firm Capacity | 1 | 2037-04-01 | 87.6 | MW
0 | 0 | System | Generator | K Osawatomie | Gas | Firm Capacity | 1 | 2037-07-01 | 87.6 | MW
0 | 0 | System | Generator | K Osawatomie | Gas | Firm Capacity | 1 | 2037-10-01 | 87.6 | MW
K Osawatomie_Firm Capacity2038 | Gas_Firm Capacity2038 | System | Generator | K Osawatomie | Gas | Firm Capacity | 1 | 2038-01-01 | 84.26 | MW
0 | 0 | System | Generator | K Osawatomie | Gas | Firm Capacity | 1 | 2038-04-01 | 87.6 | MW
0 | 0 | System | Generator | K Osawatomie | Gas | Firm Capacity | 1 | 2038-07-01 | 87.6 | MW
0 | 0 | System | Generator | K Osawatomie | Gas | Firm Capacity | 1 | 2038-10-01 | 87.6 | MW
K Osawatomie_Firm Capacity2039 | Gas_Firm Capacity2039 | System | Generator | K Osawatomie | Gas | Firm Capacity | 1 | 2039-01-01 | 84.26 | MW
0 | 0 | System | Generator | K Osawatomie | Gas | Firm Capacity | 1 | 2039-04-01 | 87.6 | MW
0 | 0 | System | Generator | K Osawatomie | Gas | Firm Capacity | 1 | 2039-07-01 | 87.6 | MW
0 | 0 | System | Generator | K Osawatomie | Gas | Firm Capacity | 1 | 2039-10-01 | 87.6 | MW
K Osawatomie_Firm Capacity2040 | Gas_Firm Capacity2040 | System | Generator | K Osawatomie | Gas | Firm Capacity | 1 | 2040-01-01 | 84.26 | MW
0 | 0 | System | Generator | K Osawatomie | Gas | Firm Capacity | 1 | 2040-04-01 | 87.6 | MW
0 | 0 | System | Generator | K Osawatomie | Gas | Firm Capacity | 1 | 2040-07-01 | 87.6 | MW
0 | 0 | System | Generator | K Osawatomie | Gas | Firm Capacity | 1 | 2040-10-01 | 87.6 | MW
K Osawatomie_Firm Capacity2041 | Gas_Firm Capacity2041 | System | Generator | K Osawatomie | Gas | Firm Capacity | 1 | 2041-01-01 | 84.26 | MW
0 | 0 | System | Generator | K Osawatomie | Gas | Firm Capacity | 1 | 2041-04-01 | 87.6 | MW
0 | 0 | System | Generator | K Osawatomie | Gas | Firm Capacity | 1 | 2041-07-01 | 87.6 | MW
0 | 0 | System | Generator | K Osawatomie | Gas | Firm Capacity | 1 | 2041-10-01 | 87.6 | MW
K Osawatomie_Firm Capacity2042 | Gas_Firm Capacity2042 | System | Generator | K Osawatomie | Gas | Firm Capacity | 1 | 2042-01-01 | 84.26 | MW
0 | 0 | System | Generator | K Osawatomie | Gas | Firm Capacity | 1 | 2042-04-01 | 87.6 | MW
0 | 0 | System | Generator | K Osawatomie | Gas | Firm Capacity | 1 | 2042-07-01 | 87.6 | MW
0 | 0 | System | Generator | K Osawatomie | Gas | Firm Capacity | 1 | 2042-10-01 | 87.6 | MW
K Osawatomie_Firm Capacity2043 | Gas_Firm Capacity2043 | System | Generator | K Osawatomie | Gas | Firm Capacity | 1 | 2043-01-01 | 84.26 | MW
0 | 0 | System | Generator | K Osawatomie | Gas | Firm Capacity | 1 | 2043-04-01 | 87.6 | MW
0 | 0 | System | Generator | K Osawatomie | Gas | Firm Capacity | 1 | 2043-07-01 | 87.6 | MW
0 | 0 | System | Generator | K Osawatomie | Gas | Firm Capacity | 1 | 2043-10-01 | 87.6 | MW
K WestGardner1_Firm Capacity2024 | Gas_Firm Capacity2024 | System | Generator | K WestGardner1 | Gas | Firm Capacity | 1 | 2024-01-01 | 85.69 | MW
0 | 0 | System | Generator | K WestGardner1 | Gas | Firm Capacity | 1 | 2024-04-01 | 77.9 | MW
0 | 0 | System | Generator | K WestGardner1 | Gas | Firm Capacity | 1 | 2024-07-01 | 77.9 | MW
0 | 0 | System | Generator | K WestGardner1 | Gas | Firm Capacity | 1 | 2024-10-01 | 77.9 | MW
K WestGardner1_Firm Capacity2025 | Gas_Firm Capacity2025 | System | Generator | K WestGardner1 | Gas | Firm Capacity | 1 | 2025-01-01 | 85.69 | MW
0 | 0 | System | Generator | K WestGardner1 | Gas | Firm Capacity | 1 | 2025-04-01 | 77.9 | MW
0 | 0 | System | Generator | K WestGardner1 | Gas | Firm Capacity | 1 | 2025-07-01 | 77.9 | MW
0 | 0 | System | Generator | K WestGardner1 | Gas | Firm Capacity | 1 | 2025-10-01 | 77.9 | MW
K WestGardner1_Firm Capacity2026 | Gas_Firm Capacity2026 | System | Generator | K WestGardner1 | Gas | Firm Capacity | 1 | 2026-01-01 | 85.69 | MW
0 | 0 | System | Generator | K WestGardner1 | Gas | Firm Capacity | 1 | 2026-04-01 | 77.9 | MW
0 | 0 | System | Generator | K WestGardner1 | Gas | Firm Capacity | 1 | 2026-07-01 | 77.9 | MW
0 | 0 | System | Generator | K WestGardner1 | Gas | Firm Capacity | 1 | 2026-10-01 | 77.9 | MW
K WestGardner1_Firm Capacity2027 | Gas_Firm Capacity2027 | System | Generator | K WestGardner1 | Gas | Firm Capacity | 1 | 2027-01-01 | 85.69 | MW
0 | 0 | System | Generator | K WestGardner1 | Gas | Firm Capacity | 1 | 2027-04-01 | 88.9 | MW
0 | 0 | System | Generator | K WestGardner1 | Gas | Firm Capacity | 1 | 2027-07-01 | 88.9 | MW
0 | 0 | System | Generator | K WestGardner1 | Gas | Firm Capacity | 1 | 2027-10-01 | 88.9 | MW
K WestGardner1_Firm Capacity2028 | Gas_Firm Capacity2028 | System | Generator | K WestGardner1 | Gas | Firm Capacity | 1 | 2028-01-01 | 85.69 | MW
0 | 0 | System | Generator | K WestGardner1 | Gas | Firm Capacity | 1 | 2028-04-01 | 88.9 | MW
0 | 0 | System | Generator | K WestGardner1 | Gas | Firm Capacity | 1 | 2028-07-01 | 88.9 | MW
0 | 0 | System | Generator | K WestGardner1 | Gas | Firm Capacity | 1 | 2028-10-01 | 88.9 | MW
K WestGardner1_Firm Capacity2029 | Gas_Firm Capacity2029 | System | Generator | K WestGardner1 | Gas | Firm Capacity | 1 | 2029-01-01 | 85.69 | MW
0 | 0 | System | Generator | K WestGardner1 | Gas | Firm Capacity | 1 | 2029-04-01 | 88.9 | MW
0 | 0 | System | Generator | K WestGardner1 | Gas | Firm Capacity | 1 | 2029-07-01 | 88.9 | MW
0 | 0 | System | Generator | K WestGardner1 | Gas | Firm Capacity | 1 | 2029-10-01 | 88.9 | MW
K WestGardner1_Firm Capacity2030 | Gas_Firm Capacity2030 | System | Generator | K WestGardner1 | Gas | Firm Capacity | 1 | 2030-01-01 | 85.69 | MW
0 | 0 | System | Generator | K WestGardner1 | Gas | Firm Capacity | 1 | 2030-04-01 | 88.9 | MW
0 | 0 | System | Generator | K WestGardner1 | Gas | Firm Capacity | 1 | 2030-07-01 | 88.9 | MW
0 | 0 | System | Generator | K WestGardner1 | Gas | Firm Capacity | 1 | 2030-10-01 | 88.9 | MW
K WestGardner1_Firm Capacity2031 | Gas_Firm Capacity2031 | System | Generator | K WestGardner1 | Gas | Firm Capacity | 1 | 2031-01-01 | 85.69 | MW
0 | 0 | System | Generator | K WestGardner1 | Gas | Firm Capacity | 1 | 2031-04-01 | 88.9 | MW
0 | 0 | System | Generator | K WestGardner1 | Gas | Firm Capacity | 1 | 2031-07-01 | 88.9 | MW
0 | 0 | System | Generator | K WestGardner1 | Gas | Firm Capacity | 1 | 2031-10-01 | 88.9 | MW
K WestGardner1_Firm Capacity2032 | Gas_Firm Capacity2032 | System | Generator | K WestGardner1 | Gas | Firm Capacity | 1 | 2032-01-01 | 85.69 | MW
0 | 0 | System | Generator | K WestGardner1 | Gas | Firm Capacity | 1 | 2032-04-01 | 88.9 | MW
0 | 0 | System | Generator | K WestGardner1 | Gas | Firm Capacity | 1 | 2032-07-01 | 88.9 | MW
0 | 0 | System | Generator | K WestGardner1 | Gas | Firm Capacity | 1 | 2032-10-01 | 88.9 | MW
K WestGardner1_Firm Capacity2033 | Gas_Firm Capacity2033 | System | Generator | K WestGardner1 | Gas | Firm Capacity | 1 | 2033-01-01 | 85.69 | MW
0 | 0 | System | Generator | K WestGardner1 | Gas | Firm Capacity | 1 | 2033-04-01 | 88.9 | MW
0 | 0 | System | Generator | K WestGardner1 | Gas | Firm Capacity | 1 | 2033-07-01 | 88.9 | MW
0 | 0 | System | Generator | K WestGardner1 | Gas | Firm Capacity | 1 | 2033-10-01 | 88.9 | MW
K WestGardner1_Firm Capacity2034 | Gas_Firm Capacity2034 | System | Generator | K WestGardner1 | Gas | Firm Capacity | 1 | 2034-01-01 | 85.69 | MW
0 | 0 | System | Generator | K WestGardner1 | Gas | Firm Capacity | 1 | 2034-04-01 | 88.9 | MW
0 | 0 | System | Generator | K WestGardner1 | Gas | Firm Capacity | 1 | 2034-07-01 | 88.9 | MW
0 | 0 | System | Generator | K WestGardner1 | Gas | Firm Capacity | 1 | 2034-10-01 | 88.9 | MW
K WestGardner1_Firm Capacity2035 | Gas_Firm Capacity2035 | System | Generator | K WestGardner1 | Gas | Firm Capacity | 1 | 2035-01-01 | 85.69 | MW
0 | 0 | System | Generator | K WestGardner1 | Gas | Firm Capacity | 1 | 2035-04-01 | 88.9 | MW
0 | 0 | System | Generator | K WestGardner1 | Gas | Firm Capacity | 1 | 2035-07-01 | 88.9 | MW
0 | 0 | System | Generator | K WestGardner1 | Gas | Firm Capacity | 1 | 2035-10-01 | 88.9 | MW
K WestGardner1_Firm Capacity2036 | Gas_Firm Capacity2036 | System | Generator | K WestGardner1 | Gas | Firm Capacity | 1 | 2036-01-01 | 85.69 | MW
0 | 0 | System | Generator | K WestGardner1 | Gas | Firm Capacity | 1 | 2036-04-01 | 88.9 | MW
0 | 0 | System | Generator | K WestGardner1 | Gas | Firm Capacity | 1 | 2036-07-01 | 88.9 | MW
0 | 0 | System | Generator | K WestGardner1 | Gas | Firm Capacity | 1 | 2036-10-01 | 88.9 | MW
K WestGardner1_Firm Capacity2037 | Gas_Firm Capacity2037 | System | Generator | K WestGardner1 | Gas | Firm Capacity | 1 | 2037-01-01 | 85.69 | MW
0 | 0 | System | Generator | K WestGardner1 | Gas | Firm Capacity | 1 | 2037-04-01 | 88.9 | MW
0 | 0 | System | Generator | K WestGardner1 | Gas | Firm Capacity | 1 | 2037-07-01 | 88.9 | MW
0 | 0 | System | Generator | K WestGardner1 | Gas | Firm Capacity | 1 | 2037-10-01 | 88.9 | MW
K WestGardner1_Firm Capacity2038 | Gas_Firm Capacity2038 | System | Generator | K WestGardner1 | Gas | Firm Capacity | 1 | 2038-01-01 | 85.69 | MW
0 | 0 | System | Generator | K WestGardner1 | Gas | Firm Capacity | 1 | 2038-04-01 | 88.9 | MW
0 | 0 | System | Generator | K WestGardner1 | Gas | Firm Capacity | 1 | 2038-07-01 | 88.9 | MW
0 | 0 | System | Generator | K WestGardner1 | Gas | Firm Capacity | 1 | 2038-10-01 | 88.9 | MW
K WestGardner1_Firm Capacity2039 | Gas_Firm Capacity2039 | System | Generator | K WestGardner1 | Gas | Firm Capacity | 1 | 2039-01-01 | 85.69 | MW
0 | 0 | System | Generator | K WestGardner1 | Gas | Firm Capacity | 1 | 2039-04-01 | 88.9 | MW
0 | 0 | System | Generator | K WestGardner1 | Gas | Firm Capacity | 1 | 2039-07-01 | 88.9 | MW
0 | 0 | System | Generator | K WestGardner1 | Gas | Firm Capacity | 1 | 2039-10-01 | 88.9 | MW
K WestGardner1_Firm Capacity2040 | Gas_Firm Capacity2040 | System | Generator | K WestGardner1 | Gas | Firm Capacity | 1 | 2040-01-01 | 85.69 | MW
0 | 0 | System | Generator | K WestGardner1 | Gas | Firm Capacity | 1 | 2040-04-01 | 88.9 | MW
0 | 0 | System | Generator | K WestGardner1 | Gas | Firm Capacity | 1 | 2040-07-01 | 88.9 | MW
0 | 0 | System | Generator | K WestGardner1 | Gas | Firm Capacity | 1 | 2040-10-01 | 88.9 | MW
K WestGardner1_Firm Capacity2041 | Gas_Firm Capacity2041 | System | Generator | K WestGardner1 | Gas | Firm Capacity | 1 | 2041-01-01 | 85.69 | MW
0 | 0 | System | Generator | K WestGardner1 | Gas | Firm Capacity | 1 | 2041-04-01 | 88.9 | MW
0 | 0 | System | Generator | K WestGardner1 | Gas | Firm Capacity | 1 | 2041-07-01 | 88.9 | MW
0 | 0 | System | Generator | K WestGardner1 | Gas | Firm Capacity | 1 | 2041-10-01 | 88.9 | MW
K WestGardner1_Firm Capacity2042 | Gas_Firm Capacity2042 | System | Generator | K WestGardner1 | Gas | Firm Capacity | 1 | 2042-01-01 | 85.69 | MW
0 | 0 | System | Generator | K WestGardner1 | Gas | Firm Capacity | 1 | 2042-04-01 | 88.9 | MW
0 | 0 | System | Generator | K WestGardner1 | Gas | Firm Capacity | 1 | 2042-07-01 | 88.9 | MW
0 | 0 | System | Generator | K WestGardner1 | Gas | Firm Capacity | 1 | 2042-10-01 | 88.9 | MW
K WestGardner1_Firm Capacity2043 | Gas_Firm Capacity2043 | System | Generator | K WestGardner1 | Gas | Firm Capacity | 1 | 2043-01-01 | 85.69 | MW
0 | 0 | System | Generator | K WestGardner1 | Gas | Firm Capacity | 1 | 2043-04-01 | 88.9 | MW
0 | 0 | System | Generator | K WestGardner1 | Gas | Firm Capacity | 1 | 2043-07-01 | 88.9 | MW
0 | 0 | System | Generator | K WestGardner1 | Gas | Firm Capacity | 1 | 2043-10-01 | 88.9 | MW
K WestGardner2_Firm Capacity2024 | Gas_Firm Capacity2024 | System | Generator | K WestGardner2 | Gas | Firm Capacity | 1 | 2024-01-01 | 87.12 | MW
0 | 0 | System | Generator | K WestGardner2 | Gas | Firm Capacity | 1 | 2024-04-01 | 79.2 | MW
0 | 0 | System | Generator | K WestGardner2 | Gas | Firm Capacity | 1 | 2024-07-01 | 79.2 | MW
0 | 0 | System | Generator | K WestGardner2 | Gas | Firm Capacity | 1 | 2024-10-01 | 79.2 | MW
K WestGardner2_Firm Capacity2025 | Gas_Firm Capacity2025 | System | Generator | K WestGardner2 | Gas | Firm Capacity | 1 | 2025-01-01 | 87.12 | MW
0 | 0 | System | Generator | K WestGardner2 | Gas | Firm Capacity | 1 | 2025-04-01 | 79.2 | MW
0 | 0 | System | Generator | K WestGardner2 | Gas | Firm Capacity | 1 | 2025-07-01 | 79.2 | MW
0 | 0 | System | Generator | K WestGardner2 | Gas | Firm Capacity | 1 | 2025-10-01 | 79.2 | MW
K WestGardner2_Firm Capacity2026 | Gas_Firm Capacity2026 | System | Generator | K WestGardner2 | Gas | Firm Capacity | 1 | 2026-01-01 | 87.12 | MW
0 | 0 | System | Generator | K WestGardner2 | Gas | Firm Capacity | 1 | 2026-04-01 | 79.2 | MW
0 | 0 | System | Generator | K WestGardner2 | Gas | Firm Capacity | 1 | 2026-07-01 | 79.2 | MW
0 | 0 | System | Generator | K WestGardner2 | Gas | Firm Capacity | 1 | 2026-10-01 | 79.2 | MW
K WestGardner2_Firm Capacity2027 | Gas_Firm Capacity2027 | System | Generator | K WestGardner2 | Gas | Firm Capacity | 1 | 2027-01-01 | 87.12 | MW
0 | 0 | System | Generator | K WestGardner2 | Gas | Firm Capacity | 1 | 2027-04-01 | 90.2 | MW
0 | 0 | System | Generator | K WestGardner2 | Gas | Firm Capacity | 1 | 2027-07-01 | 90.2 | MW
0 | 0 | System | Generator | K WestGardner2 | Gas | Firm Capacity | 1 | 2027-10-01 | 90.2 | MW
K WestGardner2_Firm Capacity2028 | Gas_Firm Capacity2028 | System | Generator | K WestGardner2 | Gas | Firm Capacity | 1 | 2028-01-01 | 87.12 | MW
0 | 0 | System | Generator | K WestGardner2 | Gas | Firm Capacity | 1 | 2028-04-01 | 90.2 | MW
0 | 0 | System | Generator | K WestGardner2 | Gas | Firm Capacity | 1 | 2028-07-01 | 90.2 | MW
0 | 0 | System | Generator | K WestGardner2 | Gas | Firm Capacity | 1 | 2028-10-01 | 90.2 | MW
K WestGardner2_Firm Capacity2029 | Gas_Firm Capacity2029 | System | Generator | K WestGardner2 | Gas | Firm Capacity | 1 | 2029-01-01 | 87.12 | MW
0 | 0 | System | Generator | K WestGardner2 | Gas | Firm Capacity | 1 | 2029-04-01 | 90.2 | MW
0 | 0 | System | Generator | K WestGardner2 | Gas | Firm Capacity | 1 | 2029-07-01 | 90.2 | MW
0 | 0 | System | Generator | K WestGardner2 | Gas | Firm Capacity | 1 | 2029-10-01 | 90.2 | MW
K WestGardner2_Firm Capacity2030 | Gas_Firm Capacity2030 | System | Generator | K WestGardner2 | Gas | Firm Capacity | 1 | 2030-01-01 | 87.12 | MW
0 | 0 | System | Generator | K WestGardner2 | Gas | Firm Capacity | 1 | 2030-04-01 | 90.2 | MW
0 | 0 | System | Generator | K WestGardner2 | Gas | Firm Capacity | 1 | 2030-07-01 | 90.2 | MW
0 | 0 | System | Generator | K WestGardner2 | Gas | Firm Capacity | 1 | 2030-10-01 | 90.2 | MW
K WestGardner2_Firm Capacity2031 | Gas_Firm Capacity2031 | System | Generator | K WestGardner2 | Gas | Firm Capacity | 1 | 2031-01-01 | 87.12 | MW
0 | 0 | System | Generator | K WestGardner2 | Gas | Firm Capacity | 1 | 2031-04-01 | 90.2 | MW
0 | 0 | System | Generator | K WestGardner2 | Gas | Firm Capacity | 1 | 2031-07-01 | 90.2 | MW
0 | 0 | System | Generator | K WestGardner2 | Gas | Firm Capacity | 1 | 2031-10-01 | 90.2 | MW
K WestGardner2_Firm Capacity2032 | Gas_Firm Capacity2032 | System | Generator | K WestGardner2 | Gas | Firm Capacity | 1 | 2032-01-01 | 87.12 | MW
0 | 0 | System | Generator | K WestGardner2 | Gas | Firm Capacity | 1 | 2032-04-01 | 90.2 | MW
0 | 0 | System | Generator | K WestGardner2 | Gas | Firm Capacity | 1 | 2032-07-01 | 90.2 | MW
0 | 0 | System | Generator | K WestGardner2 | Gas | Firm Capacity | 1 | 2032-10-01 | 90.2 | MW
K WestGardner2_Firm Capacity2033 | Gas_Firm Capacity2033 | System | Generator | K WestGardner2 | Gas | Firm Capacity | 1 | 2033-01-01 | 87.12 | MW
0 | 0 | System | Generator | K WestGardner2 | Gas | Firm Capacity | 1 | 2033-04-01 | 90.2 | MW
0 | 0 | System | Generator | K WestGardner2 | Gas | Firm Capacity | 1 | 2033-07-01 | 90.2 | MW
0 | 0 | System | Generator | K WestGardner2 | Gas | Firm Capacity | 1 | 2033-10-01 | 90.2 | MW
K WestGardner2_Firm Capacity2034 | Gas_Firm Capacity2034 | System | Generator | K WestGardner2 | Gas | Firm Capacity | 1 | 2034-01-01 | 87.12 | MW
0 | 0 | System | Generator | K WestGardner2 | Gas | Firm Capacity | 1 | 2034-04-01 | 90.2 | MW
0 | 0 | System | Generator | K WestGardner2 | Gas | Firm Capacity | 1 | 2034-07-01 | 90.2 | MW
0 | 0 | System | Generator | K WestGardner2 | Gas | Firm Capacity | 1 | 2034-10-01 | 90.2 | MW
K WestGardner2_Firm Capacity2035 | Gas_Firm Capacity2035 | System | Generator | K WestGardner2 | Gas | Firm Capacity | 1 | 2035-01-01 | 87.12 | MW
0 | 0 | System | Generator | K WestGardner2 | Gas | Firm Capacity | 1 | 2035-04-01 | 90.2 | MW
0 | 0 | System | Generator | K WestGardner2 | Gas | Firm Capacity | 1 | 2035-07-01 | 90.2 | MW
0 | 0 | System | Generator | K WestGardner2 | Gas | Firm Capacity | 1 | 2035-10-01 | 90.2 | MW
K WestGardner2_Firm Capacity2036 | Gas_Firm Capacity2036 | System | Generator | K WestGardner2 | Gas | Firm Capacity | 1 | 2036-01-01 | 87.12 | MW
0 | 0 | System | Generator | K WestGardner2 | Gas | Firm Capacity | 1 | 2036-04-01 | 90.2 | MW
0 | 0 | System | Generator | K WestGardner2 | Gas | Firm Capacity | 1 | 2036-07-01 | 90.2 | MW
0 | 0 | System | Generator | K WestGardner2 | Gas | Firm Capacity | 1 | 2036-10-01 | 90.2 | MW
K WestGardner2_Firm Capacity2037 | Gas_Firm Capacity2037 | System | Generator | K WestGardner2 | Gas | Firm Capacity | 1 | 2037-01-01 | 87.12 | MW
0 | 0 | System | Generator | K WestGardner2 | Gas | Firm Capacity | 1 | 2037-04-01 | 90.2 | MW
0 | 0 | System | Generator | K WestGardner2 | Gas | Firm Capacity | 1 | 2037-07-01 | 90.2 | MW
0 | 0 | System | Generator | K WestGardner2 | Gas | Firm Capacity | 1 | 2037-10-01 | 90.2 | MW
K WestGardner2_Firm Capacity2038 | Gas_Firm Capacity2038 | System | Generator | K WestGardner2 | Gas | Firm Capacity | 1 | 2038-01-01 | 87.12 | MW
0 | 0 | System | Generator | K WestGardner2 | Gas | Firm Capacity | 1 | 2038-04-01 | 90.2 | MW
0 | 0 | System | Generator | K WestGardner2 | Gas | Firm Capacity | 1 | 2038-07-01 | 90.2 | MW
0 | 0 | System | Generator | K WestGardner2 | Gas | Firm Capacity | 1 | 2038-10-01 | 90.2 | MW
K WestGardner2_Firm Capacity2039 | Gas_Firm Capacity2039 | System | Generator | K WestGardner2 | Gas | Firm Capacity | 1 | 2039-01-01 | 87.12 | MW
0 | 0 | System | Generator | K WestGardner2 | Gas | Firm Capacity | 1 | 2039-04-01 | 90.2 | MW
0 | 0 | System | Generator | K WestGardner2 | Gas | Firm Capacity | 1 | 2039-07-01 | 90.2 | MW
0 | 0 | System | Generator | K WestGardner2 | Gas | Firm Capacity | 1 | 2039-10-01 | 90.2 | MW
K WestGardner2_Firm Capacity2040 | Gas_Firm Capacity2040 | System | Generator | K WestGardner2 | Gas | Firm Capacity | 1 | 2040-01-01 | 87.12 | MW
0 | 0 | System | Generator | K WestGardner2 | Gas | Firm Capacity | 1 | 2040-04-01 | 90.2 | MW
0 | 0 | System | Generator | K WestGardner2 | Gas | Firm Capacity | 1 | 2040-07-01 | 90.2 | MW
0 | 0 | System | Generator | K WestGardner2 | Gas | Firm Capacity | 1 | 2040-10-01 | 90.2 | MW
K WestGardner2_Firm Capacity2041 | Gas_Firm Capacity2041 | System | Generator | K WestGardner2 | Gas | Firm Capacity | 1 | 2041-01-01 | 87.12 | MW
0 | 0 | System | Generator | K WestGardner2 | Gas | Firm Capacity | 1 | 2041-04-01 | 90.2 | MW
0 | 0 | System | Generator | K WestGardner2 | Gas | Firm Capacity | 1 | 2041-07-01 | 90.2 | MW
0 | 0 | System | Generator | K WestGardner2 | Gas | Firm Capacity | 1 | 2041-10-01 | 90.2 | MW
K WestGardner2_Firm Capacity2042 | Gas_Firm Capacity2042 | System | Generator | K WestGardner2 | Gas | Firm Capacity | 1 | 2042-01-01 | 87.12 | MW
0 | 0 | System | Generator | K WestGardner2 | Gas | Firm Capacity | 1 | 2042-04-01 | 90.2 | MW
0 | 0 | System | Generator | K WestGardner2 | Gas | Firm Capacity | 1 | 2042-07-01 | 90.2 | MW
0 | 0 | System | Generator | K WestGardner2 | Gas | Firm Capacity | 1 | 2042-10-01 | 90.2 | MW
K WestGardner2_Firm Capacity2043 | Gas_Firm Capacity2043 | System | Generator | K WestGardner2 | Gas | Firm Capacity | 1 | 2043-01-01 | 87.12 | MW
0 | 0 | System | Generator | K WestGardner2 | Gas | Firm Capacity | 1 | 2043-04-01 | 90.2 | MW
0 | 0 | System | Generator | K WestGardner2 | Gas | Firm Capacity | 1 | 2043-07-01 | 90.2 | MW
0 | 0 | System | Generator | K WestGardner2 | Gas | Firm Capacity | 1 | 2043-10-01 | 90.2 | MW
K WestGardner3_Firm Capacity2024 | Gas_Firm Capacity2024 | System | Generator | K WestGardner3 | Gas | Firm Capacity | 1 | 2024-01-01 | 86.35 | MW
0 | 0 | System | Generator | K WestGardner3 | Gas | Firm Capacity | 1 | 2024-04-01 | 78.5 | MW
0 | 0 | System | Generator | K WestGardner3 | Gas | Firm Capacity | 1 | 2024-07-01 | 78.5 | MW
0 | 0 | System | Generator | K WestGardner3 | Gas | Firm Capacity | 1 | 2024-10-01 | 78.5 | MW
K WestGardner3_Firm Capacity2025 | Gas_Firm Capacity2025 | System | Generator | K WestGardner3 | Gas | Firm Capacity | 1 | 2025-01-01 | 86.35 | MW
0 | 0 | System | Generator | K WestGardner3 | Gas | Firm Capacity | 1 | 2025-04-01 | 78.5 | MW
0 | 0 | System | Generator | K WestGardner3 | Gas | Firm Capacity | 1 | 2025-07-01 | 78.5 | MW
0 | 0 | System | Generator | K WestGardner3 | Gas | Firm Capacity | 1 | 2025-10-01 | 78.5 | MW
K WestGardner3_Firm Capacity2026 | Gas_Firm Capacity2026 | System | Generator | K WestGardner3 | Gas | Firm Capacity | 1 | 2026-01-01 | 86.35 | MW
0 | 0 | System | Generator | K WestGardner3 | Gas | Firm Capacity | 1 | 2026-04-01 | 78.5 | MW
0 | 0 | System | Generator | K WestGardner3 | Gas | Firm Capacity | 1 | 2026-07-01 | 78.5 | MW
0 | 0 | System | Generator | K WestGardner3 | Gas | Firm Capacity | 1 | 2026-10-01 | 78.5 | MW
K WestGardner3_Firm Capacity2027 | Gas_Firm Capacity2027 | System | Generator | K WestGardner3 | Gas | Firm Capacity | 1 | 2027-01-01 | 86.35 | MW
0 | 0 | System | Generator | K WestGardner3 | Gas | Firm Capacity | 1 | 2027-04-01 | 90.5 | MW
0 | 0 | System | Generator | K WestGardner3 | Gas | Firm Capacity | 1 | 2027-07-01 | 90.5 | MW
0 | 0 | System | Generator | K WestGardner3 | Gas | Firm Capacity | 1 | 2027-10-01 | 90.5 | MW
K WestGardner3_Firm Capacity2028 | Gas_Firm Capacity2028 | System | Generator | K WestGardner3 | Gas | Firm Capacity | 1 | 2028-01-01 | 86.35 | MW
0 | 0 | System | Generator | K WestGardner3 | Gas | Firm Capacity | 1 | 2028-04-01 | 90.5 | MW
0 | 0 | System | Generator | K WestGardner3 | Gas | Firm Capacity | 1 | 2028-07-01 | 90.5 | MW
0 | 0 | System | Generator | K WestGardner3 | Gas | Firm Capacity | 1 | 2028-10-01 | 90.5 | MW
K WestGardner3_Firm Capacity2029 | Gas_Firm Capacity2029 | System | Generator | K WestGardner3 | Gas | Firm Capacity | 1 | 2029-01-01 | 86.35 | MW
0 | 0 | System | Generator | K WestGardner3 | Gas | Firm Capacity | 1 | 2029-04-01 | 90.5 | MW
0 | 0 | System | Generator | K WestGardner3 | Gas | Firm Capacity | 1 | 2029-07-01 | 90.5 | MW
0 | 0 | System | Generator | K WestGardner3 | Gas | Firm Capacity | 1 | 2029-10-01 | 90.5 | MW
K WestGardner3_Firm Capacity2030 | Gas_Firm Capacity2030 | System | Generator | K WestGardner3 | Gas | Firm Capacity | 1 | 2030-01-01 | 86.35 | MW
0 | 0 | System | Generator | K WestGardner3 | Gas | Firm Capacity | 1 | 2030-04-01 | 90.5 | MW
0 | 0 | System | Generator | K WestGardner3 | Gas | Firm Capacity | 1 | 2030-07-01 | 90.5 | MW
0 | 0 | System | Generator | K WestGardner3 | Gas | Firm Capacity | 1 | 2030-10-01 | 90.5 | MW
K WestGardner3_Firm Capacity2031 | Gas_Firm Capacity2031 | System | Generator | K WestGardner3 | Gas | Firm Capacity | 1 | 2031-01-01 | 86.35 | MW
0 | 0 | System | Generator | K WestGardner3 | Gas | Firm Capacity | 1 | 2031-04-01 | 90.5 | MW
0 | 0 | System | Generator | K WestGardner3 | Gas | Firm Capacity | 1 | 2031-07-01 | 90.5 | MW
0 | 0 | System | Generator | K WestGardner3 | Gas | Firm Capacity | 1 | 2031-10-01 | 90.5 | MW
K WestGardner3_Firm Capacity2032 | Gas_Firm Capacity2032 | System | Generator | K WestGardner3 | Gas | Firm Capacity | 1 | 2032-01-01 | 86.35 | MW
0 | 0 | System | Generator | K WestGardner3 | Gas | Firm Capacity | 1 | 2032-04-01 | 90.5 | MW
0 | 0 | System | Generator | K WestGardner3 | Gas | Firm Capacity | 1 | 2032-07-01 | 90.5 | MW
0 | 0 | System | Generator | K WestGardner3 | Gas | Firm Capacity | 1 | 2032-10-01 | 90.5 | MW
K WestGardner3_Firm Capacity2033 | Gas_Firm Capacity2033 | System | Generator | K WestGardner3 | Gas | Firm Capacity | 1 | 2033-01-01 | 86.35 | MW
0 | 0 | System | Generator | K WestGardner3 | Gas | Firm Capacity | 1 | 2033-04-01 | 90.5 | MW
0 | 0 | System | Generator | K WestGardner3 | Gas | Firm Capacity | 1 | 2033-07-01 | 90.5 | MW
0 | 0 | System | Generator | K WestGardner3 | Gas | Firm Capacity | 1 | 2033-10-01 | 90.5 | MW
K WestGardner3_Firm Capacity2034 | Gas_Firm Capacity2034 | System | Generator | K WestGardner3 | Gas | Firm Capacity | 1 | 2034-01-01 | 86.35 | MW
0 | 0 | System | Generator | K WestGardner3 | Gas | Firm Capacity | 1 | 2034-04-01 | 90.5 | MW
0 | 0 | System | Generator | K WestGardner3 | Gas | Firm Capacity | 1 | 2034-07-01 | 90.5 | MW
0 | 0 | System | Generator | K WestGardner3 | Gas | Firm Capacity | 1 | 2034-10-01 | 90.5 | MW
K WestGardner3_Firm Capacity2035 | Gas_Firm Capacity2035 | System | Generator | K WestGardner3 | Gas | Firm Capacity | 1 | 2035-01-01 | 86.35 | MW
0 | 0 | System | Generator | K WestGardner3 | Gas | Firm Capacity | 1 | 2035-04-01 | 90.5 | MW
0 | 0 | System | Generator | K WestGardner3 | Gas | Firm Capacity | 1 | 2035-07-01 | 90.5 | MW
0 | 0 | System | Generator | K WestGardner3 | Gas | Firm Capacity | 1 | 2035-10-01 | 90.5 | MW
K WestGardner3_Firm Capacity2036 | Gas_Firm Capacity2036 | System | Generator | K WestGardner3 | Gas | Firm Capacity | 1 | 2036-01-01 | 86.35 | MW
0 | 0 | System | Generator | K WestGardner3 | Gas | Firm Capacity | 1 | 2036-04-01 | 90.5 | MW
0 | 0 | System | Generator | K WestGardner3 | Gas | Firm Capacity | 1 | 2036-07-01 | 90.5 | MW
0 | 0 | System | Generator | K WestGardner3 | Gas | Firm Capacity | 1 | 2036-10-01 | 90.5 | MW
K WestGardner3_Firm Capacity2037 | Gas_Firm Capacity2037 | System | Generator | K WestGardner3 | Gas | Firm Capacity | 1 | 2037-01-01 | 86.35 | MW
0 | 0 | System | Generator | K WestGardner3 | Gas | Firm Capacity | 1 | 2037-04-01 | 90.5 | MW
0 | 0 | System | Generator | K WestGardner3 | Gas | Firm Capacity | 1 | 2037-07-01 | 90.5 | MW
0 | 0 | System | Generator | K WestGardner3 | Gas | Firm Capacity | 1 | 2037-10-01 | 90.5 | MW
K WestGardner3_Firm Capacity2038 | Gas_Firm Capacity2038 | System | Generator | K WestGardner3 | Gas | Firm Capacity | 1 | 2038-01-01 | 86.35 | MW
0 | 0 | System | Generator | K WestGardner3 | Gas | Firm Capacity | 1 | 2038-04-01 | 90.5 | MW
0 | 0 | System | Generator | K WestGardner3 | Gas | Firm Capacity | 1 | 2038-07-01 | 90.5 | MW
0 | 0 | System | Generator | K WestGardner3 | Gas | Firm Capacity | 1 | 2038-10-01 | 90.5 | MW
K WestGardner3_Firm Capacity2039 | Gas_Firm Capacity2039 | System | Generator | K WestGardner3 | Gas | Firm Capacity | 1 | 2039-01-01 | 86.35 | MW
0 | 0 | System | Generator | K WestGardner3 | Gas | Firm Capacity | 1 | 2039-04-01 | 90.5 | MW
0 | 0 | System | Generator | K WestGardner3 | Gas | Firm Capacity | 1 | 2039-07-01 | 90.5 | MW
0 | 0 | System | Generator | K WestGardner3 | Gas | Firm Capacity | 1 | 2039-10-01 | 90.5 | MW
K WestGardner3_Firm Capacity2040 | Gas_Firm Capacity2040 | System | Generator | K WestGardner3 | Gas | Firm Capacity | 1 | 2040-01-01 | 86.35 | MW
0 | 0 | System | Generator | K WestGardner3 | Gas | Firm Capacity | 1 | 2040-04-01 | 90.5 | MW
0 | 0 | System | Generator | K WestGardner3 | Gas | Firm Capacity | 1 | 2040-07-01 | 90.5 | MW
0 | 0 | System | Generator | K WestGardner3 | Gas | Firm Capacity | 1 | 2040-10-01 | 90.5 | MW
K WestGardner3_Firm Capacity2041 | Gas_Firm Capacity2041 | System | Generator | K WestGardner3 | Gas | Firm Capacity | 1 | 2041-01-01 | 86.35 | MW
0 | 0 | System | Generator | K WestGardner3 | Gas | Firm Capacity | 1 | 2041-04-01 | 90.5 | MW
0 | 0 | System | Generator | K WestGardner3 | Gas | Firm Capacity | 1 | 2041-07-01 | 90.5 | MW
0 | 0 | System | Generator | K WestGardner3 | Gas | Firm Capacity | 1 | 2041-10-01 | 90.5 | MW
K WestGardner3_Firm Capacity2042 | Gas_Firm Capacity2042 | System | Generator | K WestGardner3 | Gas | Firm Capacity | 1 | 2042-01-01 | 86.35 | MW
0 | 0 | System | Generator | K WestGardner3 | Gas | Firm Capacity | 1 | 2042-04-01 | 90.5 | MW
0 | 0 | System | Generator | K WestGardner3 | Gas | Firm Capacity | 1 | 2042-07-01 | 90.5 | MW
0 | 0 | System | Generator | K WestGardner3 | Gas | Firm Capacity | 1 | 2042-10-01 | 90.5 | MW
K WestGardner3_Firm Capacity2043 | Gas_Firm Capacity2043 | System | Generator | K WestGardner3 | Gas | Firm Capacity | 1 | 2043-01-01 | 86.35 | MW
0 | 0 | System | Generator | K WestGardner3 | Gas | Firm Capacity | 1 | 2043-04-01 | 90.5 | MW
0 | 0 | System | Generator | K WestGardner3 | Gas | Firm Capacity | 1 | 2043-07-01 | 90.5 | MW
0 | 0 | System | Generator | K WestGardner3 | Gas | Firm Capacity | 1 | 2043-10-01 | 90.5 | MW
K WestGardner4_Firm Capacity2024 | Gas_Firm Capacity2024 | System | Generator | K WestGardner4 | Gas | Firm Capacity | 1 | 2024-01-01 | 87.12 | MW
0 | 0 | System | Generator | K WestGardner4 | Gas | Firm Capacity | 1 | 2024-04-01 | 79.2 | MW
0 | 0 | System | Generator | K WestGardner4 | Gas | Firm Capacity | 1 | 2024-07-01 | 79.2 | MW
0 | 0 | System | Generator | K WestGardner4 | Gas | Firm Capacity | 1 | 2024-10-01 | 79.2 | MW
K WestGardner4_Firm Capacity2025 | Gas_Firm Capacity2025 | System | Generator | K WestGardner4 | Gas | Firm Capacity | 1 | 2025-01-01 | 87.12 | MW
0 | 0 | System | Generator | K WestGardner4 | Gas | Firm Capacity | 1 | 2025-04-01 | 79.2 | MW
0 | 0 | System | Generator | K WestGardner4 | Gas | Firm Capacity | 1 | 2025-07-01 | 79.2 | MW
0 | 0 | System | Generator | K WestGardner4 | Gas | Firm Capacity | 1 | 2025-10-01 | 79.2 | MW
K WestGardner4_Firm Capacity2026 | Gas_Firm Capacity2026 | System | Generator | K WestGardner4 | Gas | Firm Capacity | 1 | 2026-01-01 | 87.12 | MW
0 | 0 | System | Generator | K WestGardner4 | Gas | Firm Capacity | 1 | 2026-04-01 | 79.2 | MW
0 | 0 | System | Generator | K WestGardner4 | Gas | Firm Capacity | 1 | 2026-07-01 | 79.2 | MW
0 | 0 | System | Generator | K WestGardner4 | Gas | Firm Capacity | 1 | 2026-10-01 | 79.2 | MW
K WestGardner4_Firm Capacity2027 | Gas_Firm Capacity2027 | System | Generator | K WestGardner4 | Gas | Firm Capacity | 1 | 2027-01-01 | 87.12 | MW
0 | 0 | System | Generator | K WestGardner4 | Gas | Firm Capacity | 1 | 2027-04-01 | 91.2 | MW
0 | 0 | System | Generator | K WestGardner4 | Gas | Firm Capacity | 1 | 2027-07-01 | 91.2 | MW
0 | 0 | System | Generator | K WestGardner4 | Gas | Firm Capacity | 1 | 2027-10-01 | 91.2 | MW
K WestGardner4_Firm Capacity2028 | Gas_Firm Capacity2028 | System | Generator | K WestGardner4 | Gas | Firm Capacity | 1 | 2028-01-01 | 87.12 | MW
0 | 0 | System | Generator | K WestGardner4 | Gas | Firm Capacity | 1 | 2028-04-01 | 91.2 | MW
0 | 0 | System | Generator | K WestGardner4 | Gas | Firm Capacity | 1 | 2028-07-01 | 91.2 | MW
0 | 0 | System | Generator | K WestGardner4 | Gas | Firm Capacity | 1 | 2028-10-01 | 91.2 | MW
K WestGardner4_Firm Capacity2029 | Gas_Firm Capacity2029 | System | Generator | K WestGardner4 | Gas | Firm Capacity | 1 | 2029-01-01 | 87.12 | MW
0 | 0 | System | Generator | K WestGardner4 | Gas | Firm Capacity | 1 | 2029-04-01 | 91.2 | MW
0 | 0 | System | Generator | K WestGardner4 | Gas | Firm Capacity | 1 | 2029-07-01 | 91.2 | MW
0 | 0 | System | Generator | K WestGardner4 | Gas | Firm Capacity | 1 | 2029-10-01 | 91.2 | MW
K WestGardner4_Firm Capacity2030 | Gas_Firm Capacity2030 | System | Generator | K WestGardner4 | Gas | Firm Capacity | 1 | 2030-01-01 | 87.12 | MW
0 | 0 | System | Generator | K WestGardner4 | Gas | Firm Capacity | 1 | 2030-04-01 | 91.2 | MW
0 | 0 | System | Generator | K WestGardner4 | Gas | Firm Capacity | 1 | 2030-07-01 | 91.2 | MW
0 | 0 | System | Generator | K WestGardner4 | Gas | Firm Capacity | 1 | 2030-10-01 | 91.2 | MW
K WestGardner4_Firm Capacity2031 | Gas_Firm Capacity2031 | System | Generator | K WestGardner4 | Gas | Firm Capacity | 1 | 2031-01-01 | 87.12 | MW
0 | 0 | System | Generator | K WestGardner4 | Gas | Firm Capacity | 1 | 2031-04-01 | 91.2 | MW
0 | 0 | System | Generator | K WestGardner4 | Gas | Firm Capacity | 1 | 2031-07-01 | 91.2 | MW
0 | 0 | System | Generator | K WestGardner4 | Gas | Firm Capacity | 1 | 2031-10-01 | 91.2 | MW
K WestGardner4_Firm Capacity2032 | Gas_Firm Capacity2032 | System | Generator | K WestGardner4 | Gas | Firm Capacity | 1 | 2032-01-01 | 87.12 | MW
0 | 0 | System | Generator | K WestGardner4 | Gas | Firm Capacity | 1 | 2032-04-01 | 91.2 | MW
0 | 0 | System | Generator | K WestGardner4 | Gas | Firm Capacity | 1 | 2032-07-01 | 91.2 | MW
0 | 0 | System | Generator | K WestGardner4 | Gas | Firm Capacity | 1 | 2032-10-01 | 91.2 | MW
K WestGardner4_Firm Capacity2033 | Gas_Firm Capacity2033 | System | Generator | K WestGardner4 | Gas | Firm Capacity | 1 | 2033-01-01 | 87.12 | MW
0 | 0 | System | Generator | K WestGardner4 | Gas | Firm Capacity | 1 | 2033-04-01 | 91.2 | MW
0 | 0 | System | Generator | K WestGardner4 | Gas | Firm Capacity | 1 | 2033-07-01 | 91.2 | MW
0 | 0 | System | Generator | K WestGardner4 | Gas | Firm Capacity | 1 | 2033-10-01 | 91.2 | MW
K WestGardner4_Firm Capacity2034 | Gas_Firm Capacity2034 | System | Generator | K WestGardner4 | Gas | Firm Capacity | 1 | 2034-01-01 | 87.12 | MW
0 | 0 | System | Generator | K WestGardner4 | Gas | Firm Capacity | 1 | 2034-04-01 | 91.2 | MW
0 | 0 | System | Generator | K WestGardner4 | Gas | Firm Capacity | 1 | 2034-07-01 | 91.2 | MW
0 | 0 | System | Generator | K WestGardner4 | Gas | Firm Capacity | 1 | 2034-10-01 | 91.2 | MW
K WestGardner4_Firm Capacity2035 | Gas_Firm Capacity2035 | System | Generator | K WestGardner4 | Gas | Firm Capacity | 1 | 2035-01-01 | 87.12 | MW
0 | 0 | System | Generator | K WestGardner4 | Gas | Firm Capacity | 1 | 2035-04-01 | 91.2 | MW
0 | 0 | System | Generator | K WestGardner4 | Gas | Firm Capacity | 1 | 2035-07-01 | 91.2 | MW
0 | 0 | System | Generator | K WestGardner4 | Gas | Firm Capacity | 1 | 2035-10-01 | 91.2 | MW
K WestGardner4_Firm Capacity2036 | Gas_Firm Capacity2036 | System | Generator | K WestGardner4 | Gas | Firm Capacity | 1 | 2036-01-01 | 87.12 | MW
0 | 0 | System | Generator | K WestGardner4 | Gas | Firm Capacity | 1 | 2036-04-01 | 91.2 | MW
0 | 0 | System | Generator | K WestGardner4 | Gas | Firm Capacity | 1 | 2036-07-01 | 91.2 | MW
0 | 0 | System | Generator | K WestGardner4 | Gas | Firm Capacity | 1 | 2036-10-01 | 91.2 | MW
K WestGardner4_Firm Capacity2037 | Gas_Firm Capacity2037 | System | Generator | K WestGardner4 | Gas | Firm Capacity | 1 | 2037-01-01 | 87.12 | MW
0 | 0 | System | Generator | K WestGardner4 | Gas | Firm Capacity | 1 | 2037-04-01 | 91.2 | MW
0 | 0 | System | Generator | K WestGardner4 | Gas | Firm Capacity | 1 | 2037-07-01 | 91.2 | MW
0 | 0 | System | Generator | K WestGardner4 | Gas | Firm Capacity | 1 | 2037-10-01 | 91.2 | MW
K WestGardner4_Firm Capacity2038 | Gas_Firm Capacity2038 | System | Generator | K WestGardner4 | Gas | Firm Capacity | 1 | 2038-01-01 | 87.12 | MW
0 | 0 | System | Generator | K WestGardner4 | Gas | Firm Capacity | 1 | 2038-04-01 | 91.2 | MW
0 | 0 | System | Generator | K WestGardner4 | Gas | Firm Capacity | 1 | 2038-07-01 | 91.2 | MW
0 | 0 | System | Generator | K WestGardner4 | Gas | Firm Capacity | 1 | 2038-10-01 | 91.2 | MW
K WestGardner4_Firm Capacity2039 | Gas_Firm Capacity2039 | System | Generator | K WestGardner4 | Gas | Firm Capacity | 1 | 2039-01-01 | 87.12 | MW
0 | 0 | System | Generator | K WestGardner4 | Gas | Firm Capacity | 1 | 2039-04-01 | 91.2 | MW
0 | 0 | System | Generator | K WestGardner4 | Gas | Firm Capacity | 1 | 2039-07-01 | 91.2 | MW
0 | 0 | System | Generator | K WestGardner4 | Gas | Firm Capacity | 1 | 2039-10-01 | 91.2 | MW
K WestGardner4_Firm Capacity2040 | Gas_Firm Capacity2040 | System | Generator | K WestGardner4 | Gas | Firm Capacity | 1 | 2040-01-01 | 87.12 | MW
0 | 0 | System | Generator | K WestGardner4 | Gas | Firm Capacity | 1 | 2040-04-01 | 91.2 | MW
0 | 0 | System | Generator | K WestGardner4 | Gas | Firm Capacity | 1 | 2040-07-01 | 91.2 | MW
0 | 0 | System | Generator | K WestGardner4 | Gas | Firm Capacity | 1 | 2040-10-01 | 91.2 | MW
K WestGardner4_Firm Capacity2041 | Gas_Firm Capacity2041 | System | Generator | K WestGardner4 | Gas | Firm Capacity | 1 | 2041-01-01 | 87.12 | MW
0 | 0 | System | Generator | K WestGardner4 | Gas | Firm Capacity | 1 | 2041-04-01 | 91.2 | MW
0 | 0 | System | Generator | K WestGardner4 | Gas | Firm Capacity | 1 | 2041-07-01 | 91.2 | MW
0 | 0 | System | Generator | K WestGardner4 | Gas | Firm Capacity | 1 | 2041-10-01 | 91.2 | MW
K WestGardner4_Firm Capacity2042 | Gas_Firm Capacity2042 | System | Generator | K WestGardner4 | Gas | Firm Capacity | 1 | 2042-01-01 | 87.12 | MW
0 | 0 | System | Generator | K WestGardner4 | Gas | Firm Capacity | 1 | 2042-04-01 | 91.2 | MW
0 | 0 | System | Generator | K WestGardner4 | Gas | Firm Capacity | 1 | 2042-07-01 | 91.2 | MW
0 | 0 | System | Generator | K WestGardner4 | Gas | Firm Capacity | 1 | 2042-10-01 | 91.2 | MW
K WestGardner4_Firm Capacity2043 | Gas_Firm Capacity2043 | System | Generator | K WestGardner4 | Gas | Firm Capacity | 1 | 2043-01-01 | 87.12 | MW
0 | 0 | System | Generator | K WestGardner4 | Gas | Firm Capacity | 1 | 2043-04-01 | 91.2 | MW
0 | 0 | System | Generator | K WestGardner4 | Gas | Firm Capacity | 1 | 2043-07-01 | 91.2 | MW
0 | 0 | System | Generator | K WestGardner4 | Gas | Firm Capacity | 1 | 2043-10-01 | 91.2 | MW
K NORTHEAST11_Firm Capacity2024 | Oil_Firm Capacity2024 | System | Generator | K NORTHEAST11 | Oil | Firm Capacity | 1 | 2024-01-01 | 52.8 | MW
0 | 0 | System | Generator | K NORTHEAST11 | Oil | Firm Capacity | 1 | 2024-04-01 | 48 | MW
0 | 0 | System | Generator | K NORTHEAST11 | Oil | Firm Capacity | 1 | 2024-07-01 | 48 | MW
0 | 0 | System | Generator | K NORTHEAST11 | Oil | Firm Capacity | 1 | 2024-10-01 | 48 | MW
K NORTHEAST11_Firm Capacity2025 | Oil_Firm Capacity2025 | System | Generator | K NORTHEAST11 | Oil | Firm Capacity | 1 | 2025-01-01 | 52.8 | MW
0 | 0 | System | Generator | K NORTHEAST11 | Oil | Firm Capacity | 1 | 2025-04-01 | 48 | MW
0 | 0 | System | Generator | K NORTHEAST11 | Oil | Firm Capacity | 1 | 2025-07-01 | 48 | MW
0 | 0 | System | Generator | K NORTHEAST11 | Oil | Firm Capacity | 1 | 2025-10-01 | 48 | MW
K NORTHEAST11_Firm Capacity2026 | Oil_Firm Capacity2026 | System | Generator | K NORTHEAST11 | Oil | Firm Capacity | 1 | 2026-01-01 | 52.8 | MW
0 | 0 | System | Generator | K NORTHEAST11 | Oil | Firm Capacity | 1 | 2026-04-01 | 48 | MW
0 | 0 | System | Generator | K NORTHEAST11 | Oil | Firm Capacity | 1 | 2026-07-01 | 48 | MW
0 | 0 | System | Generator | K NORTHEAST11 | Oil | Firm Capacity | 1 | 2026-10-01 | 48 | MW
K NORTHEAST11_Firm Capacity2027 | Oil_Firm Capacity2027 | System | Generator | K NORTHEAST11 | Oil | Firm Capacity | 1 | 2027-01-01 | 52.8 | MW
0 | 0 | System | Generator | K NORTHEAST11 | Oil | Firm Capacity | 1 | 2027-04-01 | 48 | MW
0 | 0 | System | Generator | K NORTHEAST11 | Oil | Firm Capacity | 1 | 2027-07-01 | 48 | MW
0 | 0 | System | Generator | K NORTHEAST11 | Oil | Firm Capacity | 1 | 2027-10-01 | 48 | MW
K NORTHEAST11_Firm Capacity2028 | Oil_Firm Capacity2028 | System | Generator | K NORTHEAST11 | Oil | Firm Capacity | 1 | 2028-01-01 | 52.8 | MW
0 | 0 | System | Generator | K NORTHEAST11 | Oil | Firm Capacity | 1 | 2028-04-01 | 48 | MW
0 | 0 | System | Generator | K NORTHEAST11 | Oil | Firm Capacity | 1 | 2028-07-01 | 48 | MW
0 | 0 | System | Generator | K NORTHEAST11 | Oil | Firm Capacity | 1 | 2028-10-01 | 48 | MW
K NORTHEAST11_Firm Capacity2029 | Oil_Firm Capacity2029 | System | Generator | K NORTHEAST11 | Oil | Firm Capacity | 1 | 2029-01-01 | 52.8 | MW
0 | 0 | System | Generator | K NORTHEAST11 | Oil | Firm Capacity | 1 | 2029-04-01 | 48 | MW
0 | 0 | System | Generator | K NORTHEAST11 | Oil | Firm Capacity | 1 | 2029-07-01 | 48 | MW
0 | 0 | System | Generator | K NORTHEAST11 | Oil | Firm Capacity | 1 | 2029-10-01 | 48 | MW
K NORTHEAST11_Firm Capacity2030 | Oil_Firm Capacity2030 | System | Generator | K NORTHEAST11 | Oil | Firm Capacity | 1 | 2030-01-01 | 52.8 | MW
0 | 0 | System | Generator | K NORTHEAST11 | Oil | Firm Capacity | 1 | 2030-04-01 | 48 | MW
0 | 0 | System | Generator | K NORTHEAST11 | Oil | Firm Capacity | 1 | 2030-07-01 | 48 | MW
0 | 0 | System | Generator | K NORTHEAST11 | Oil | Firm Capacity | 1 | 2030-10-01 | 48 | MW
K NORTHEAST11_Firm Capacity2031 | Oil_Firm Capacity2031 | System | Generator | K NORTHEAST11 | Oil | Firm Capacity | 1 | 2031-01-01 | 52.8 | MW
0 | 0 | System | Generator | K NORTHEAST11 | Oil | Firm Capacity | 1 | 2031-04-01 | 48 | MW
0 | 0 | System | Generator | K NORTHEAST11 | Oil | Firm Capacity | 1 | 2031-07-01 | 48 | MW
0 | 0 | System | Generator | K NORTHEAST11 | Oil | Firm Capacity | 1 | 2031-10-01 | 48 | MW
K NORTHEAST11_Firm Capacity2032 | Oil_Firm Capacity2032 | System | Generator | K NORTHEAST11 | Oil | Firm Capacity | 1 | 2032-01-01 | 52.8 | MW
0 | 0 | System | Generator | K NORTHEAST11 | Oil | Firm Capacity | 1 | 2032-04-01 | 48 | MW
0 | 0 | System | Generator | K NORTHEAST11 | Oil | Firm Capacity | 1 | 2032-07-01 | 48 | MW
0 | 0 | System | Generator | K NORTHEAST11 | Oil | Firm Capacity | 1 | 2032-10-01 | 48 | MW
K NORTHEAST11_Firm Capacity2033 | Oil_Firm Capacity2033 | System | Generator | K NORTHEAST11 | Oil | Firm Capacity | 1 | 2033-01-01 | 52.8 | MW
0 | 0 | System | Generator | K NORTHEAST11 | Oil | Firm Capacity | 1 | 2033-04-01 | 48 | MW
0 | 0 | System | Generator | K NORTHEAST11 | Oil | Firm Capacity | 1 | 2033-07-01 | 48 | MW
0 | 0 | System | Generator | K NORTHEAST11 | Oil | Firm Capacity | 1 | 2033-10-01 | 48 | MW
K NORTHEAST11_Firm Capacity2034 | Oil_Firm Capacity2034 | System | Generator | K NORTHEAST11 | Oil | Firm Capacity | 1 | 2034-01-01 | 52.8 | MW
0 | 0 | System | Generator | K NORTHEAST11 | Oil | Firm Capacity | 1 | 2034-04-01 | 48 | MW
0 | 0 | System | Generator | K NORTHEAST11 | Oil | Firm Capacity | 1 | 2034-07-01 | 48 | MW
0 | 0 | System | Generator | K NORTHEAST11 | Oil | Firm Capacity | 1 | 2034-10-01 | 48 | MW
K NORTHEAST11_Firm Capacity2035 | Oil_Firm Capacity2035 | System | Generator | K NORTHEAST11 | Oil | Firm Capacity | 1 | 2035-01-01 | 52.8 | MW
0 | 0 | System | Generator | K NORTHEAST11 | Oil | Firm Capacity | 1 | 2035-04-01 | 48 | MW
0 | 0 | System | Generator | K NORTHEAST11 | Oil | Firm Capacity | 1 | 2035-07-01 | 48 | MW
0 | 0 | System | Generator | K NORTHEAST11 | Oil | Firm Capacity | 1 | 2035-10-01 | 48 | MW
K NORTHEAST11_Firm Capacity2036 | Oil_Firm Capacity2036 | System | Generator | K NORTHEAST11 | Oil | Firm Capacity | 1 | 2036-01-01 | 52.8 | MW
0 | 0 | System | Generator | K NORTHEAST11 | Oil | Firm Capacity | 1 | 2036-04-01 | 48 | MW
0 | 0 | System | Generator | K NORTHEAST11 | Oil | Firm Capacity | 1 | 2036-07-01 | 48 | MW
0 | 0 | System | Generator | K NORTHEAST11 | Oil | Firm Capacity | 1 | 2036-10-01 | 48 | MW
K NORTHEAST11_Firm Capacity2037 | Oil_Firm Capacity2037 | System | Generator | K NORTHEAST11 | Oil | Firm Capacity | 1 | 2037-01-01 | 52.8 | MW
0 | 0 | System | Generator | K NORTHEAST11 | Oil | Firm Capacity | 1 | 2037-04-01 | 48 | MW
0 | 0 | System | Generator | K NORTHEAST11 | Oil | Firm Capacity | 1 | 2037-07-01 | 48 | MW
0 | 0 | System | Generator | K NORTHEAST11 | Oil | Firm Capacity | 1 | 2037-10-01 | 48 | MW
K NORTHEAST11_Firm Capacity2038 | Oil_Firm Capacity2038 | System | Generator | K NORTHEAST11 | Oil | Firm Capacity | 1 | 2038-01-01 | 52.8 | MW
0 | 0 | System | Generator | K NORTHEAST11 | Oil | Firm Capacity | 1 | 2038-04-01 | 48 | MW
0 | 0 | System | Generator | K NORTHEAST11 | Oil | Firm Capacity | 1 | 2038-07-01 | 48 | MW
0 | 0 | System | Generator | K NORTHEAST11 | Oil | Firm Capacity | 1 | 2038-10-01 | 48 | MW
K NORTHEAST11_Firm Capacity2039 | Oil_Firm Capacity2039 | System | Generator | K NORTHEAST11 | Oil | Firm Capacity | 1 | 2039-01-01 | 52.8 | MW
0 | 0 | System | Generator | K NORTHEAST11 | Oil | Firm Capacity | 1 | 2039-04-01 | 48 | MW
0 | 0 | System | Generator | K NORTHEAST11 | Oil | Firm Capacity | 1 | 2039-07-01 | 48 | MW
0 | 0 | System | Generator | K NORTHEAST11 | Oil | Firm Capacity | 1 | 2039-10-01 | 48 | MW
K NORTHEAST11_Firm Capacity2040 | Oil_Firm Capacity2040 | System | Generator | K NORTHEAST11 | Oil | Firm Capacity | 1 | 2040-01-01 | 52.8 | MW
0 | 0 | System | Generator | K NORTHEAST11 | Oil | Firm Capacity | 1 | 2040-04-01 | 48 | MW
0 | 0 | System | Generator | K NORTHEAST11 | Oil | Firm Capacity | 1 | 2040-07-01 | 48 | MW
0 | 0 | System | Generator | K NORTHEAST11 | Oil | Firm Capacity | 1 | 2040-10-01 | 48 | MW
K NORTHEAST11_Firm Capacity2041 | Oil_Firm Capacity2041 | System | Generator | K NORTHEAST11 | Oil | Firm Capacity | 1 | 2041-01-01 | 52.8 | MW
0 | 0 | System | Generator | K NORTHEAST11 | Oil | Firm Capacity | 1 | 2041-04-01 | 48 | MW
0 | 0 | System | Generator | K NORTHEAST11 | Oil | Firm Capacity | 1 | 2041-07-01 | 48 | MW
0 | 0 | System | Generator | K NORTHEAST11 | Oil | Firm Capacity | 1 | 2041-10-01 | 48 | MW
K NORTHEAST11_Firm Capacity2042 | Oil_Firm Capacity2042 | System | Generator | K NORTHEAST11 | Oil | Firm Capacity | 1 | 2042-01-01 | 52.8 | MW
0 | 0 | System | Generator | K NORTHEAST11 | Oil | Firm Capacity | 1 | 2042-04-01 | 48 | MW
0 | 0 | System | Generator | K NORTHEAST11 | Oil | Firm Capacity | 1 | 2042-07-01 | 48 | MW
0 | 0 | System | Generator | K NORTHEAST11 | Oil | Firm Capacity | 1 | 2042-10-01 | 48 | MW
K NORTHEAST11_Firm Capacity2043 | Oil_Firm Capacity2043 | System | Generator | K NORTHEAST11 | Oil | Firm Capacity | 1 | 2043-01-01 | 52.8 | MW
0 | 0 | System | Generator | K NORTHEAST11 | Oil | Firm Capacity | 1 | 2043-04-01 | 48 | MW
0 | 0 | System | Generator | K NORTHEAST11 | Oil | Firm Capacity | 1 | 2043-07-01 | 48 | MW
0 | 0 | System | Generator | K NORTHEAST11 | Oil | Firm Capacity | 1 | 2043-10-01 | 48 | MW
K NORTHEAST12_Firm Capacity2024 | Oil_Firm Capacity2024 | System | Generator | K NORTHEAST12 | Oil | Firm Capacity | 1 | 2024-01-01 | 53.9 | MW
0 | 0 | System | Generator | K NORTHEAST12 | Oil | Firm Capacity | 1 | 2024-04-01 | 49 | MW
0 | 0 | System | Generator | K NORTHEAST12 | Oil | Firm Capacity | 1 | 2024-07-01 | 49 | MW
0 | 0 | System | Generator | K NORTHEAST12 | Oil | Firm Capacity | 1 | 2024-10-01 | 49 | MW
K NORTHEAST12_Firm Capacity2025 | Oil_Firm Capacity2025 | System | Generator | K NORTHEAST12 | Oil | Firm Capacity | 1 | 2025-01-01 | 53.9 | MW
0 | 0 | System | Generator | K NORTHEAST12 | Oil | Firm Capacity | 1 | 2025-04-01 | 49 | MW
0 | 0 | System | Generator | K NORTHEAST12 | Oil | Firm Capacity | 1 | 2025-07-01 | 49 | MW
0 | 0 | System | Generator | K NORTHEAST12 | Oil | Firm Capacity | 1 | 2025-10-01 | 49 | MW
K NORTHEAST12_Firm Capacity2026 | Oil_Firm Capacity2026 | System | Generator | K NORTHEAST12 | Oil | Firm Capacity | 1 | 2026-01-01 | 53.9 | MW
0 | 0 | System | Generator | K NORTHEAST12 | Oil | Firm Capacity | 1 | 2026-04-01 | 49 | MW
0 | 0 | System | Generator | K NORTHEAST12 | Oil | Firm Capacity | 1 | 2026-07-01 | 49 | MW
0 | 0 | System | Generator | K NORTHEAST12 | Oil | Firm Capacity | 1 | 2026-10-01 | 49 | MW
K NORTHEAST12_Firm Capacity2027 | Oil_Firm Capacity2027 | System | Generator | K NORTHEAST12 | Oil | Firm Capacity | 1 | 2027-01-01 | 53.9 | MW
0 | 0 | System | Generator | K NORTHEAST12 | Oil | Firm Capacity | 1 | 2027-04-01 | 49 | MW
0 | 0 | System | Generator | K NORTHEAST12 | Oil | Firm Capacity | 1 | 2027-07-01 | 49 | MW
0 | 0 | System | Generator | K NORTHEAST12 | Oil | Firm Capacity | 1 | 2027-10-01 | 49 | MW
K NORTHEAST12_Firm Capacity2028 | Oil_Firm Capacity2028 | System | Generator | K NORTHEAST12 | Oil | Firm Capacity | 1 | 2028-01-01 | 53.9 | MW
0 | 0 | System | Generator | K NORTHEAST12 | Oil | Firm Capacity | 1 | 2028-04-01 | 49 | MW
0 | 0 | System | Generator | K NORTHEAST12 | Oil | Firm Capacity | 1 | 2028-07-01 | 49 | MW
0 | 0 | System | Generator | K NORTHEAST12 | Oil | Firm Capacity | 1 | 2028-10-01 | 49 | MW
K NORTHEAST12_Firm Capacity2029 | Oil_Firm Capacity2029 | System | Generator | K NORTHEAST12 | Oil | Firm Capacity | 1 | 2029-01-01 | 53.9 | MW
0 | 0 | System | Generator | K NORTHEAST12 | Oil | Firm Capacity | 1 | 2029-04-01 | 49 | MW
0 | 0 | System | Generator | K NORTHEAST12 | Oil | Firm Capacity | 1 | 2029-07-01 | 49 | MW
0 | 0 | System | Generator | K NORTHEAST12 | Oil | Firm Capacity | 1 | 2029-10-01 | 49 | MW
K NORTHEAST12_Firm Capacity2030 | Oil_Firm Capacity2030 | System | Generator | K NORTHEAST12 | Oil | Firm Capacity | 1 | 2030-01-01 | 53.9 | MW
0 | 0 | System | Generator | K NORTHEAST12 | Oil | Firm Capacity | 1 | 2030-04-01 | 49 | MW
0 | 0 | System | Generator | K NORTHEAST12 | Oil | Firm Capacity | 1 | 2030-07-01 | 49 | MW
0 | 0 | System | Generator | K NORTHEAST12 | Oil | Firm Capacity | 1 | 2030-10-01 | 49 | MW
K NORTHEAST12_Firm Capacity2031 | Oil_Firm Capacity2031 | System | Generator | K NORTHEAST12 | Oil | Firm Capacity | 1 | 2031-01-01 | 53.9 | MW
0 | 0 | System | Generator | K NORTHEAST12 | Oil | Firm Capacity | 1 | 2031-04-01 | 49 | MW
0 | 0 | System | Generator | K NORTHEAST12 | Oil | Firm Capacity | 1 | 2031-07-01 | 49 | MW
0 | 0 | System | Generator | K NORTHEAST12 | Oil | Firm Capacity | 1 | 2031-10-01 | 49 | MW
K NORTHEAST12_Firm Capacity2032 | Oil_Firm Capacity2032 | System | Generator | K NORTHEAST12 | Oil | Firm Capacity | 1 | 2032-01-01 | 53.9 | MW
0 | 0 | System | Generator | K NORTHEAST12 | Oil | Firm Capacity | 1 | 2032-04-01 | 49 | MW
0 | 0 | System | Generator | K NORTHEAST12 | Oil | Firm Capacity | 1 | 2032-07-01 | 49 | MW
0 | 0 | System | Generator | K NORTHEAST12 | Oil | Firm Capacity | 1 | 2032-10-01 | 49 | MW
K NORTHEAST12_Firm Capacity2033 | Oil_Firm Capacity2033 | System | Generator | K NORTHEAST12 | Oil | Firm Capacity | 1 | 2033-01-01 | 53.9 | MW
0 | 0 | System | Generator | K NORTHEAST12 | Oil | Firm Capacity | 1 | 2033-04-01 | 49 | MW
0 | 0 | System | Generator | K NORTHEAST12 | Oil | Firm Capacity | 1 | 2033-07-01 | 49 | MW
0 | 0 | System | Generator | K NORTHEAST12 | Oil | Firm Capacity | 1 | 2033-10-01 | 49 | MW
K NORTHEAST12_Firm Capacity2034 | Oil_Firm Capacity2034 | System | Generator | K NORTHEAST12 | Oil | Firm Capacity | 1 | 2034-01-01 | 53.9 | MW
0 | 0 | System | Generator | K NORTHEAST12 | Oil | Firm Capacity | 1 | 2034-04-01 | 49 | MW
0 | 0 | System | Generator | K NORTHEAST12 | Oil | Firm Capacity | 1 | 2034-07-01 | 49 | MW
0 | 0 | System | Generator | K NORTHEAST12 | Oil | Firm Capacity | 1 | 2034-10-01 | 49 | MW
K NORTHEAST12_Firm Capacity2035 | Oil_Firm Capacity2035 | System | Generator | K NORTHEAST12 | Oil | Firm Capacity | 1 | 2035-01-01 | 53.9 | MW
0 | 0 | System | Generator | K NORTHEAST12 | Oil | Firm Capacity | 1 | 2035-04-01 | 49 | MW
0 | 0 | System | Generator | K NORTHEAST12 | Oil | Firm Capacity | 1 | 2035-07-01 | 49 | MW
0 | 0 | System | Generator | K NORTHEAST12 | Oil | Firm Capacity | 1 | 2035-10-01 | 49 | MW
K NORTHEAST12_Firm Capacity2036 | Oil_Firm Capacity2036 | System | Generator | K NORTHEAST12 | Oil | Firm Capacity | 1 | 2036-01-01 | 53.9 | MW
0 | 0 | System | Generator | K NORTHEAST12 | Oil | Firm Capacity | 1 | 2036-04-01 | 49 | MW
0 | 0 | System | Generator | K NORTHEAST12 | Oil | Firm Capacity | 1 | 2036-07-01 | 49 | MW
0 | 0 | System | Generator | K NORTHEAST12 | Oil | Firm Capacity | 1 | 2036-10-01 | 49 | MW
K NORTHEAST12_Firm Capacity2037 | Oil_Firm Capacity2037 | System | Generator | K NORTHEAST12 | Oil | Firm Capacity | 1 | 2037-01-01 | 53.9 | MW
0 | 0 | System | Generator | K NORTHEAST12 | Oil | Firm Capacity | 1 | 2037-04-01 | 49 | MW
0 | 0 | System | Generator | K NORTHEAST12 | Oil | Firm Capacity | 1 | 2037-07-01 | 49 | MW
0 | 0 | System | Generator | K NORTHEAST12 | Oil | Firm Capacity | 1 | 2037-10-01 | 49 | MW
K NORTHEAST12_Firm Capacity2038 | Oil_Firm Capacity2038 | System | Generator | K NORTHEAST12 | Oil | Firm Capacity | 1 | 2038-01-01 | 53.9 | MW
0 | 0 | System | Generator | K NORTHEAST12 | Oil | Firm Capacity | 1 | 2038-04-01 | 49 | MW
0 | 0 | System | Generator | K NORTHEAST12 | Oil | Firm Capacity | 1 | 2038-07-01 | 49 | MW
0 | 0 | System | Generator | K NORTHEAST12 | Oil | Firm Capacity | 1 | 2038-10-01 | 49 | MW
K NORTHEAST12_Firm Capacity2039 | Oil_Firm Capacity2039 | System | Generator | K NORTHEAST12 | Oil | Firm Capacity | 1 | 2039-01-01 | 53.9 | MW
0 | 0 | System | Generator | K NORTHEAST12 | Oil | Firm Capacity | 1 | 2039-04-01 | 49 | MW
0 | 0 | System | Generator | K NORTHEAST12 | Oil | Firm Capacity | 1 | 2039-07-01 | 49 | MW
0 | 0 | System | Generator | K NORTHEAST12 | Oil | Firm Capacity | 1 | 2039-10-01 | 49 | MW
K NORTHEAST12_Firm Capacity2040 | Oil_Firm Capacity2040 | System | Generator | K NORTHEAST12 | Oil | Firm Capacity | 1 | 2040-01-01 | 53.9 | MW
0 | 0 | System | Generator | K NORTHEAST12 | Oil | Firm Capacity | 1 | 2040-04-01 | 49 | MW
0 | 0 | System | Generator | K NORTHEAST12 | Oil | Firm Capacity | 1 | 2040-07-01 | 49 | MW
0 | 0 | System | Generator | K NORTHEAST12 | Oil | Firm Capacity | 1 | 2040-10-01 | 49 | MW
K NORTHEAST12_Firm Capacity2041 | Oil_Firm Capacity2041 | System | Generator | K NORTHEAST12 | Oil | Firm Capacity | 1 | 2041-01-01 | 53.9 | MW
0 | 0 | System | Generator | K NORTHEAST12 | Oil | Firm Capacity | 1 | 2041-04-01 | 49 | MW
0 | 0 | System | Generator | K NORTHEAST12 | Oil | Firm Capacity | 1 | 2041-07-01 | 49 | MW
0 | 0 | System | Generator | K NORTHEAST12 | Oil | Firm Capacity | 1 | 2041-10-01 | 49 | MW
K NORTHEAST12_Firm Capacity2042 | Oil_Firm Capacity2042 | System | Generator | K NORTHEAST12 | Oil | Firm Capacity | 1 | 2042-01-01 | 53.9 | MW
0 | 0 | System | Generator | K NORTHEAST12 | Oil | Firm Capacity | 1 | 2042-04-01 | 49 | MW
0 | 0 | System | Generator | K NORTHEAST12 | Oil | Firm Capacity | 1 | 2042-07-01 | 49 | MW
0 | 0 | System | Generator | K NORTHEAST12 | Oil | Firm Capacity | 1 | 2042-10-01 | 49 | MW
K NORTHEAST12_Firm Capacity2043 | Oil_Firm Capacity2043 | System | Generator | K NORTHEAST12 | Oil | Firm Capacity | 1 | 2043-01-01 | 53.9 | MW
0 | 0 | System | Generator | K NORTHEAST12 | Oil | Firm Capacity | 1 | 2043-04-01 | 49 | MW
0 | 0 | System | Generator | K NORTHEAST12 | Oil | Firm Capacity | 1 | 2043-07-01 | 49 | MW
0 | 0 | System | Generator | K NORTHEAST12 | Oil | Firm Capacity | 1 | 2043-10-01 | 49 | MW
K NORTHEAST13_Firm Capacity2024 | Oil_Firm Capacity2024 | System | Generator | K NORTHEAST13 | Oil | Firm Capacity | 1 | 2024-01-01 | 53.02 | MW
0 | 0 | System | Generator | K NORTHEAST13 | Oil | Firm Capacity | 1 | 2024-04-01 | 48.2 | MW
0 | 0 | System | Generator | K NORTHEAST13 | Oil | Firm Capacity | 1 | 2024-07-01 | 48.2 | MW
0 | 0 | System | Generator | K NORTHEAST13 | Oil | Firm Capacity | 1 | 2024-10-01 | 48.2 | MW
K NORTHEAST13_Firm Capacity2025 | Oil_Firm Capacity2025 | System | Generator | K NORTHEAST13 | Oil | Firm Capacity | 1 | 2025-01-01 | 53.02 | MW
0 | 0 | System | Generator | K NORTHEAST13 | Oil | Firm Capacity | 1 | 2025-04-01 | 48.2 | MW
0 | 0 | System | Generator | K NORTHEAST13 | Oil | Firm Capacity | 1 | 2025-07-01 | 48.2 | MW
0 | 0 | System | Generator | K NORTHEAST13 | Oil | Firm Capacity | 1 | 2025-10-01 | 48.2 | MW
K NORTHEAST13_Firm Capacity2026 | Oil_Firm Capacity2026 | System | Generator | K NORTHEAST13 | Oil | Firm Capacity | 1 | 2026-01-01 | 53.02 | MW
0 | 0 | System | Generator | K NORTHEAST13 | Oil | Firm Capacity | 1 | 2026-04-01 | 48.2 | MW
0 | 0 | System | Generator | K NORTHEAST13 | Oil | Firm Capacity | 1 | 2026-07-01 | 48.2 | MW
0 | 0 | System | Generator | K NORTHEAST13 | Oil | Firm Capacity | 1 | 2026-10-01 | 48.2 | MW
K NORTHEAST13_Firm Capacity2027 | Oil_Firm Capacity2027 | System | Generator | K NORTHEAST13 | Oil | Firm Capacity | 1 | 2027-01-01 | 53.02 | MW
0 | 0 | System | Generator | K NORTHEAST13 | Oil | Firm Capacity | 1 | 2027-04-01 | 48.2 | MW
0 | 0 | System | Generator | K NORTHEAST13 | Oil | Firm Capacity | 1 | 2027-07-01 | 48.2 | MW
0 | 0 | System | Generator | K NORTHEAST13 | Oil | Firm Capacity | 1 | 2027-10-01 | 48.2 | MW
K NORTHEAST13_Firm Capacity2028 | Oil_Firm Capacity2028 | System | Generator | K NORTHEAST13 | Oil | Firm Capacity | 1 | 2028-01-01 | 53.02 | MW
0 | 0 | System | Generator | K NORTHEAST13 | Oil | Firm Capacity | 1 | 2028-04-01 | 48.2 | MW
0 | 0 | System | Generator | K NORTHEAST13 | Oil | Firm Capacity | 1 | 2028-07-01 | 48.2 | MW
0 | 0 | System | Generator | K NORTHEAST13 | Oil | Firm Capacity | 1 | 2028-10-01 | 48.2 | MW
K NORTHEAST13_Firm Capacity2029 | Oil_Firm Capacity2029 | System | Generator | K NORTHEAST13 | Oil | Firm Capacity | 1 | 2029-01-01 | 53.02 | MW
0 | 0 | System | Generator | K NORTHEAST13 | Oil | Firm Capacity | 1 | 2029-04-01 | 48.2 | MW
0 | 0 | System | Generator | K NORTHEAST13 | Oil | Firm Capacity | 1 | 2029-07-01 | 48.2 | MW
0 | 0 | System | Generator | K NORTHEAST13 | Oil | Firm Capacity | 1 | 2029-10-01 | 48.2 | MW
K NORTHEAST13_Firm Capacity2030 | Oil_Firm Capacity2030 | System | Generator | K NORTHEAST13 | Oil | Firm Capacity | 1 | 2030-01-01 | 53.02 | MW
0 | 0 | System | Generator | K NORTHEAST13 | Oil | Firm Capacity | 1 | 2030-04-01 | 48.2 | MW
0 | 0 | System | Generator | K NORTHEAST13 | Oil | Firm Capacity | 1 | 2030-07-01 | 48.2 | MW
0 | 0 | System | Generator | K NORTHEAST13 | Oil | Firm Capacity | 1 | 2030-10-01 | 48.2 | MW
K NORTHEAST13_Firm Capacity2031 | Oil_Firm Capacity2031 | System | Generator | K NORTHEAST13 | Oil | Firm Capacity | 1 | 2031-01-01 | 53.02 | MW
0 | 0 | System | Generator | K NORTHEAST13 | Oil | Firm Capacity | 1 | 2031-04-01 | 48.2 | MW
0 | 0 | System | Generator | K NORTHEAST13 | Oil | Firm Capacity | 1 | 2031-07-01 | 48.2 | MW
0 | 0 | System | Generator | K NORTHEAST13 | Oil | Firm Capacity | 1 | 2031-10-01 | 48.2 | MW
K NORTHEAST13_Firm Capacity2032 | Oil_Firm Capacity2032 | System | Generator | K NORTHEAST13 | Oil | Firm Capacity | 1 | 2032-01-01 | 53.02 | MW
0 | 0 | System | Generator | K NORTHEAST13 | Oil | Firm Capacity | 1 | 2032-04-01 | 48.2 | MW
0 | 0 | System | Generator | K NORTHEAST13 | Oil | Firm Capacity | 1 | 2032-07-01 | 48.2 | MW
0 | 0 | System | Generator | K NORTHEAST13 | Oil | Firm Capacity | 1 | 2032-10-01 | 48.2 | MW
K NORTHEAST13_Firm Capacity2033 | Oil_Firm Capacity2033 | System | Generator | K NORTHEAST13 | Oil | Firm Capacity | 1 | 2033-01-01 | 53.02 | MW
0 | 0 | System | Generator | K NORTHEAST13 | Oil | Firm Capacity | 1 | 2033-04-01 | 48.2 | MW
0 | 0 | System | Generator | K NORTHEAST13 | Oil | Firm Capacity | 1 | 2033-07-01 | 48.2 | MW
0 | 0 | System | Generator | K NORTHEAST13 | Oil | Firm Capacity | 1 | 2033-10-01 | 48.2 | MW
K NORTHEAST13_Firm Capacity2034 | Oil_Firm Capacity2034 | System | Generator | K NORTHEAST13 | Oil | Firm Capacity | 1 | 2034-01-01 | 53.02 | MW
0 | 0 | System | Generator | K NORTHEAST13 | Oil | Firm Capacity | 1 | 2034-04-01 | 48.2 | MW
0 | 0 | System | Generator | K NORTHEAST13 | Oil | Firm Capacity | 1 | 2034-07-01 | 48.2 | MW
0 | 0 | System | Generator | K NORTHEAST13 | Oil | Firm Capacity | 1 | 2034-10-01 | 48.2 | MW
K NORTHEAST13_Firm Capacity2035 | Oil_Firm Capacity2035 | System | Generator | K NORTHEAST13 | Oil | Firm Capacity | 1 | 2035-01-01 | 53.02 | MW
0 | 0 | System | Generator | K NORTHEAST13 | Oil | Firm Capacity | 1 | 2035-04-01 | 48.2 | MW
0 | 0 | System | Generator | K NORTHEAST13 | Oil | Firm Capacity | 1 | 2035-07-01 | 48.2 | MW
0 | 0 | System | Generator | K NORTHEAST13 | Oil | Firm Capacity | 1 | 2035-10-01 | 48.2 | MW
K NORTHEAST13_Firm Capacity2036 | Oil_Firm Capacity2036 | System | Generator | K NORTHEAST13 | Oil | Firm Capacity | 1 | 2036-01-01 | 53.02 | MW
0 | 0 | System | Generator | K NORTHEAST13 | Oil | Firm Capacity | 1 | 2036-04-01 | 48.2 | MW
0 | 0 | System | Generator | K NORTHEAST13 | Oil | Firm Capacity | 1 | 2036-07-01 | 48.2 | MW
0 | 0 | System | Generator | K NORTHEAST13 | Oil | Firm Capacity | 1 | 2036-10-01 | 48.2 | MW
K NORTHEAST13_Firm Capacity2037 | Oil_Firm Capacity2037 | System | Generator | K NORTHEAST13 | Oil | Firm Capacity | 1 | 2037-01-01 | 53.02 | MW
0 | 0 | System | Generator | K NORTHEAST13 | Oil | Firm Capacity | 1 | 2037-04-01 | 48.2 | MW
0 | 0 | System | Generator | K NORTHEAST13 | Oil | Firm Capacity | 1 | 2037-07-01 | 48.2 | MW
0 | 0 | System | Generator | K NORTHEAST13 | Oil | Firm Capacity | 1 | 2037-10-01 | 48.2 | MW
K NORTHEAST13_Firm Capacity2038 | Oil_Firm Capacity2038 | System | Generator | K NORTHEAST13 | Oil | Firm Capacity | 1 | 2038-01-01 | 53.02 | MW
0 | 0 | System | Generator | K NORTHEAST13 | Oil | Firm Capacity | 1 | 2038-04-01 | 48.2 | MW
0 | 0 | System | Generator | K NORTHEAST13 | Oil | Firm Capacity | 1 | 2038-07-01 | 48.2 | MW
0 | 0 | System | Generator | K NORTHEAST13 | Oil | Firm Capacity | 1 | 2038-10-01 | 48.2 | MW
K NORTHEAST13_Firm Capacity2039 | Oil_Firm Capacity2039 | System | Generator | K NORTHEAST13 | Oil | Firm Capacity | 1 | 2039-01-01 | 53.02 | MW
0 | 0 | System | Generator | K NORTHEAST13 | Oil | Firm Capacity | 1 | 2039-04-01 | 48.2 | MW
0 | 0 | System | Generator | K NORTHEAST13 | Oil | Firm Capacity | 1 | 2039-07-01 | 48.2 | MW
0 | 0 | System | Generator | K NORTHEAST13 | Oil | Firm Capacity | 1 | 2039-10-01 | 48.2 | MW
K NORTHEAST13_Firm Capacity2040 | Oil_Firm Capacity2040 | System | Generator | K NORTHEAST13 | Oil | Firm Capacity | 1 | 2040-01-01 | 53.02 | MW
0 | 0 | System | Generator | K NORTHEAST13 | Oil | Firm Capacity | 1 | 2040-04-01 | 48.2 | MW
0 | 0 | System | Generator | K NORTHEAST13 | Oil | Firm Capacity | 1 | 2040-07-01 | 48.2 | MW
0 | 0 | System | Generator | K NORTHEAST13 | Oil | Firm Capacity | 1 | 2040-10-01 | 48.2 | MW
K NORTHEAST13_Firm Capacity2041 | Oil_Firm Capacity2041 | System | Generator | K NORTHEAST13 | Oil | Firm Capacity | 1 | 2041-01-01 | 53.02 | MW
0 | 0 | System | Generator | K NORTHEAST13 | Oil | Firm Capacity | 1 | 2041-04-01 | 48.2 | MW
0 | 0 | System | Generator | K NORTHEAST13 | Oil | Firm Capacity | 1 | 2041-07-01 | 48.2 | MW
0 | 0 | System | Generator | K NORTHEAST13 | Oil | Firm Capacity | 1 | 2041-10-01 | 48.2 | MW
K NORTHEAST13_Firm Capacity2042 | Oil_Firm Capacity2042 | System | Generator | K NORTHEAST13 | Oil | Firm Capacity | 1 | 2042-01-01 | 53.02 | MW
0 | 0 | System | Generator | K NORTHEAST13 | Oil | Firm Capacity | 1 | 2042-04-01 | 48.2 | MW
0 | 0 | System | Generator | K NORTHEAST13 | Oil | Firm Capacity | 1 | 2042-07-01 | 48.2 | MW
0 | 0 | System | Generator | K NORTHEAST13 | Oil | Firm Capacity | 1 | 2042-10-01 | 48.2 | MW
K NORTHEAST13_Firm Capacity2043 | Oil_Firm Capacity2043 | System | Generator | K NORTHEAST13 | Oil | Firm Capacity | 1 | 2043-01-01 | 53.02 | MW
0 | 0 | System | Generator | K NORTHEAST13 | Oil | Firm Capacity | 1 | 2043-04-01 | 48.2 | MW
0 | 0 | System | Generator | K NORTHEAST13 | Oil | Firm Capacity | 1 | 2043-07-01 | 48.2 | MW
0 | 0 | System | Generator | K NORTHEAST13 | Oil | Firm Capacity | 1 | 2043-10-01 | 48.2 | MW
K NORTHEAST14_Firm Capacity2024 | Oil_Firm Capacity2024 | System | Generator | K NORTHEAST14 | Oil | Firm Capacity | 1 | 2024-01-01 | 56.1 | MW
0 | 0 | System | Generator | K NORTHEAST14 | Oil | Firm Capacity | 1 | 2024-04-01 | 51 | MW
0 | 0 | System | Generator | K NORTHEAST14 | Oil | Firm Capacity | 1 | 2024-07-01 | 51 | MW
0 | 0 | System | Generator | K NORTHEAST14 | Oil | Firm Capacity | 1 | 2024-10-01 | 51 | MW
K NORTHEAST14_Firm Capacity2025 | Oil_Firm Capacity2025 | System | Generator | K NORTHEAST14 | Oil | Firm Capacity | 1 | 2025-01-01 | 56.1 | MW
0 | 0 | System | Generator | K NORTHEAST14 | Oil | Firm Capacity | 1 | 2025-04-01 | 51 | MW
0 | 0 | System | Generator | K NORTHEAST14 | Oil | Firm Capacity | 1 | 2025-07-01 | 51 | MW
0 | 0 | System | Generator | K NORTHEAST14 | Oil | Firm Capacity | 1 | 2025-10-01 | 51 | MW
K NORTHEAST14_Firm Capacity2026 | Oil_Firm Capacity2026 | System | Generator | K NORTHEAST14 | Oil | Firm Capacity | 1 | 2026-01-01 | 56.1 | MW
0 | 0 | System | Generator | K NORTHEAST14 | Oil | Firm Capacity | 1 | 2026-04-01 | 51 | MW
0 | 0 | System | Generator | K NORTHEAST14 | Oil | Firm Capacity | 1 | 2026-07-01 | 51 | MW
0 | 0 | System | Generator | K NORTHEAST14 | Oil | Firm Capacity | 1 | 2026-10-01 | 51 | MW
K NORTHEAST14_Firm Capacity2027 | Oil_Firm Capacity2027 | System | Generator | K NORTHEAST14 | Oil | Firm Capacity | 1 | 2027-01-01 | 56.1 | MW
0 | 0 | System | Generator | K NORTHEAST14 | Oil | Firm Capacity | 1 | 2027-04-01 | 51 | MW
0 | 0 | System | Generator | K NORTHEAST14 | Oil | Firm Capacity | 1 | 2027-07-01 | 51 | MW
0 | 0 | System | Generator | K NORTHEAST14 | Oil | Firm Capacity | 1 | 2027-10-01 | 51 | MW
K NORTHEAST14_Firm Capacity2028 | Oil_Firm Capacity2028 | System | Generator | K NORTHEAST14 | Oil | Firm Capacity | 1 | 2028-01-01 | 56.1 | MW
0 | 0 | System | Generator | K NORTHEAST14 | Oil | Firm Capacity | 1 | 2028-04-01 | 51 | MW
0 | 0 | System | Generator | K NORTHEAST14 | Oil | Firm Capacity | 1 | 2028-07-01 | 51 | MW
0 | 0 | System | Generator | K NORTHEAST14 | Oil | Firm Capacity | 1 | 2028-10-01 | 51 | MW
K NORTHEAST14_Firm Capacity2029 | Oil_Firm Capacity2029 | System | Generator | K NORTHEAST14 | Oil | Firm Capacity | 1 | 2029-01-01 | 56.1 | MW
0 | 0 | System | Generator | K NORTHEAST14 | Oil | Firm Capacity | 1 | 2029-04-01 | 51 | MW
0 | 0 | System | Generator | K NORTHEAST14 | Oil | Firm Capacity | 1 | 2029-07-01 | 51 | MW
0 | 0 | System | Generator | K NORTHEAST14 | Oil | Firm Capacity | 1 | 2029-10-01 | 51 | MW
K NORTHEAST14_Firm Capacity2030 | Oil_Firm Capacity2030 | System | Generator | K NORTHEAST14 | Oil | Firm Capacity | 1 | 2030-01-01 | 56.1 | MW
0 | 0 | System | Generator | K NORTHEAST14 | Oil | Firm Capacity | 1 | 2030-04-01 | 51 | MW
0 | 0 | System | Generator | K NORTHEAST14 | Oil | Firm Capacity | 1 | 2030-07-01 | 51 | MW
0 | 0 | System | Generator | K NORTHEAST14 | Oil | Firm Capacity | 1 | 2030-10-01 | 51 | MW
K NORTHEAST14_Firm Capacity2031 | Oil_Firm Capacity2031 | System | Generator | K NORTHEAST14 | Oil | Firm Capacity | 1 | 2031-01-01 | 56.1 | MW
0 | 0 | System | Generator | K NORTHEAST14 | Oil | Firm Capacity | 1 | 2031-04-01 | 51 | MW
0 | 0 | System | Generator | K NORTHEAST14 | Oil | Firm Capacity | 1 | 2031-07-01 | 51 | MW
0 | 0 | System | Generator | K NORTHEAST14 | Oil | Firm Capacity | 1 | 2031-10-01 | 51 | MW
K NORTHEAST14_Firm Capacity2032 | Oil_Firm Capacity2032 | System | Generator | K NORTHEAST14 | Oil | Firm Capacity | 1 | 2032-01-01 | 56.1 | MW
0 | 0 | System | Generator | K NORTHEAST14 | Oil | Firm Capacity | 1 | 2032-04-01 | 51 | MW
0 | 0 | System | Generator | K NORTHEAST14 | Oil | Firm Capacity | 1 | 2032-07-01 | 51 | MW
0 | 0 | System | Generator | K NORTHEAST14 | Oil | Firm Capacity | 1 | 2032-10-01 | 51 | MW
K NORTHEAST14_Firm Capacity2033 | Oil_Firm Capacity2033 | System | Generator | K NORTHEAST14 | Oil | Firm Capacity | 1 | 2033-01-01 | 56.1 | MW
0 | 0 | System | Generator | K NORTHEAST14 | Oil | Firm Capacity | 1 | 2033-04-01 | 51 | MW
0 | 0 | System | Generator | K NORTHEAST14 | Oil | Firm Capacity | 1 | 2033-07-01 | 51 | MW
0 | 0 | System | Generator | K NORTHEAST14 | Oil | Firm Capacity | 1 | 2033-10-01 | 51 | MW
K NORTHEAST14_Firm Capacity2034 | Oil_Firm Capacity2034 | System | Generator | K NORTHEAST14 | Oil | Firm Capacity | 1 | 2034-01-01 | 56.1 | MW
0 | 0 | System | Generator | K NORTHEAST14 | Oil | Firm Capacity | 1 | 2034-04-01 | 51 | MW
0 | 0 | System | Generator | K NORTHEAST14 | Oil | Firm Capacity | 1 | 2034-07-01 | 51 | MW
0 | 0 | System | Generator | K NORTHEAST14 | Oil | Firm Capacity | 1 | 2034-10-01 | 51 | MW
K NORTHEAST14_Firm Capacity2035 | Oil_Firm Capacity2035 | System | Generator | K NORTHEAST14 | Oil | Firm Capacity | 1 | 2035-01-01 | 56.1 | MW
0 | 0 | System | Generator | K NORTHEAST14 | Oil | Firm Capacity | 1 | 2035-04-01 | 51 | MW
0 | 0 | System | Generator | K NORTHEAST14 | Oil | Firm Capacity | 1 | 2035-07-01 | 51 | MW
0 | 0 | System | Generator | K NORTHEAST14 | Oil | Firm Capacity | 1 | 2035-10-01 | 51 | MW
K NORTHEAST14_Firm Capacity2036 | Oil_Firm Capacity2036 | System | Generator | K NORTHEAST14 | Oil | Firm Capacity | 1 | 2036-01-01 | 56.1 | MW
0 | 0 | System | Generator | K NORTHEAST14 | Oil | Firm Capacity | 1 | 2036-04-01 | 51 | MW
0 | 0 | System | Generator | K NORTHEAST14 | Oil | Firm Capacity | 1 | 2036-07-01 | 51 | MW
0 | 0 | System | Generator | K NORTHEAST14 | Oil | Firm Capacity | 1 | 2036-10-01 | 51 | MW
K NORTHEAST14_Firm Capacity2037 | Oil_Firm Capacity2037 | System | Generator | K NORTHEAST14 | Oil | Firm Capacity | 1 | 2037-01-01 | 56.1 | MW
0 | 0 | System | Generator | K NORTHEAST14 | Oil | Firm Capacity | 1 | 2037-04-01 | 51 | MW
0 | 0 | System | Generator | K NORTHEAST14 | Oil | Firm Capacity | 1 | 2037-07-01 | 51 | MW
0 | 0 | System | Generator | K NORTHEAST14 | Oil | Firm Capacity | 1 | 2037-10-01 | 51 | MW
K NORTHEAST14_Firm Capacity2038 | Oil_Firm Capacity2038 | System | Generator | K NORTHEAST14 | Oil | Firm Capacity | 1 | 2038-01-01 | 56.1 | MW
0 | 0 | System | Generator | K NORTHEAST14 | Oil | Firm Capacity | 1 | 2038-04-01 | 51 | MW
0 | 0 | System | Generator | K NORTHEAST14 | Oil | Firm Capacity | 1 | 2038-07-01 | 51 | MW
0 | 0 | System | Generator | K NORTHEAST14 | Oil | Firm Capacity | 1 | 2038-10-01 | 51 | MW
K NORTHEAST14_Firm Capacity2039 | Oil_Firm Capacity2039 | System | Generator | K NORTHEAST14 | Oil | Firm Capacity | 1 | 2039-01-01 | 56.1 | MW
0 | 0 | System | Generator | K NORTHEAST14 | Oil | Firm Capacity | 1 | 2039-04-01 | 51 | MW
0 | 0 | System | Generator | K NORTHEAST14 | Oil | Firm Capacity | 1 | 2039-07-01 | 51 | MW
0 | 0 | System | Generator | K NORTHEAST14 | Oil | Firm Capacity | 1 | 2039-10-01 | 51 | MW
K NORTHEAST14_Firm Capacity2040 | Oil_Firm Capacity2040 | System | Generator | K NORTHEAST14 | Oil | Firm Capacity | 1 | 2040-01-01 | 56.1 | MW
0 | 0 | System | Generator | K NORTHEAST14 | Oil | Firm Capacity | 1 | 2040-04-01 | 51 | MW
0 | 0 | System | Generator | K NORTHEAST14 | Oil | Firm Capacity | 1 | 2040-07-01 | 51 | MW
0 | 0 | System | Generator | K NORTHEAST14 | Oil | Firm Capacity | 1 | 2040-10-01 | 51 | MW
K NORTHEAST14_Firm Capacity2041 | Oil_Firm Capacity2041 | System | Generator | K NORTHEAST14 | Oil | Firm Capacity | 1 | 2041-01-01 | 56.1 | MW
0 | 0 | System | Generator | K NORTHEAST14 | Oil | Firm Capacity | 1 | 2041-04-01 | 51 | MW
0 | 0 | System | Generator | K NORTHEAST14 | Oil | Firm Capacity | 1 | 2041-07-01 | 51 | MW
0 | 0 | System | Generator | K NORTHEAST14 | Oil | Firm Capacity | 1 | 2041-10-01 | 51 | MW
K NORTHEAST14_Firm Capacity2042 | Oil_Firm Capacity2042 | System | Generator | K NORTHEAST14 | Oil | Firm Capacity | 1 | 2042-01-01 | 56.1 | MW
0 | 0 | System | Generator | K NORTHEAST14 | Oil | Firm Capacity | 1 | 2042-04-01 | 51 | MW
0 | 0 | System | Generator | K NORTHEAST14 | Oil | Firm Capacity | 1 | 2042-07-01 | 51 | MW
0 | 0 | System | Generator | K NORTHEAST14 | Oil | Firm Capacity | 1 | 2042-10-01 | 51 | MW
K NORTHEAST14_Firm Capacity2043 | Oil_Firm Capacity2043 | System | Generator | K NORTHEAST14 | Oil | Firm Capacity | 1 | 2043-01-01 | 56.1 | MW
0 | 0 | System | Generator | K NORTHEAST14 | Oil | Firm Capacity | 1 | 2043-04-01 | 51 | MW
0 | 0 | System | Generator | K NORTHEAST14 | Oil | Firm Capacity | 1 | 2043-07-01 | 51 | MW
0 | 0 | System | Generator | K NORTHEAST14 | Oil | Firm Capacity | 1 | 2043-10-01 | 51 | MW
K NORTHEAST15_Firm Capacity2024 | Oil_Firm Capacity2024 | System | Generator | K NORTHEAST15 | Oil | Firm Capacity | 1 | 2024-01-01 | 52.8 | MW
0 | 0 | System | Generator | K NORTHEAST15 | Oil | Firm Capacity | 1 | 2024-04-01 | 48 | MW
0 | 0 | System | Generator | K NORTHEAST15 | Oil | Firm Capacity | 1 | 2024-07-01 | 48 | MW
0 | 0 | System | Generator | K NORTHEAST15 | Oil | Firm Capacity | 1 | 2024-10-01 | 48 | MW
K NORTHEAST15_Firm Capacity2025 | Oil_Firm Capacity2025 | System | Generator | K NORTHEAST15 | Oil | Firm Capacity | 1 | 2025-01-01 | 52.8 | MW
0 | 0 | System | Generator | K NORTHEAST15 | Oil | Firm Capacity | 1 | 2025-04-01 | 48 | MW
0 | 0 | System | Generator | K NORTHEAST15 | Oil | Firm Capacity | 1 | 2025-07-01 | 48 | MW
0 | 0 | System | Generator | K NORTHEAST15 | Oil | Firm Capacity | 1 | 2025-10-01 | 48 | MW
K NORTHEAST15_Firm Capacity2026 | Oil_Firm Capacity2026 | System | Generator | K NORTHEAST15 | Oil | Firm Capacity | 1 | 2026-01-01 | 52.8 | MW
0 | 0 | System | Generator | K NORTHEAST15 | Oil | Firm Capacity | 1 | 2026-04-01 | 48 | MW
0 | 0 | System | Generator | K NORTHEAST15 | Oil | Firm Capacity | 1 | 2026-07-01 | 48 | MW
0 | 0 | System | Generator | K NORTHEAST15 | Oil | Firm Capacity | 1 | 2026-10-01 | 48 | MW
K NORTHEAST15_Firm Capacity2027 | Oil_Firm Capacity2027 | System | Generator | K NORTHEAST15 | Oil | Firm Capacity | 1 | 2027-01-01 | 52.8 | MW
0 | 0 | System | Generator | K NORTHEAST15 | Oil | Firm Capacity | 1 | 2027-04-01 | 48 | MW
0 | 0 | System | Generator | K NORTHEAST15 | Oil | Firm Capacity | 1 | 2027-07-01 | 48 | MW
0 | 0 | System | Generator | K NORTHEAST15 | Oil | Firm Capacity | 1 | 2027-10-01 | 48 | MW
K NORTHEAST15_Firm Capacity2028 | Oil_Firm Capacity2028 | System | Generator | K NORTHEAST15 | Oil | Firm Capacity | 1 | 2028-01-01 | 52.8 | MW
0 | 0 | System | Generator | K NORTHEAST15 | Oil | Firm Capacity | 1 | 2028-04-01 | 48 | MW
0 | 0 | System | Generator | K NORTHEAST15 | Oil | Firm Capacity | 1 | 2028-07-01 | 48 | MW
0 | 0 | System | Generator | K NORTHEAST15 | Oil | Firm Capacity | 1 | 2028-10-01 | 48 | MW
K NORTHEAST15_Firm Capacity2029 | Oil_Firm Capacity2029 | System | Generator | K NORTHEAST15 | Oil | Firm Capacity | 1 | 2029-01-01 | 52.8 | MW
0 | 0 | System | Generator | K NORTHEAST15 | Oil | Firm Capacity | 1 | 2029-04-01 | 48 | MW
0 | 0 | System | Generator | K NORTHEAST15 | Oil | Firm Capacity | 1 | 2029-07-01 | 48 | MW
0 | 0 | System | Generator | K NORTHEAST15 | Oil | Firm Capacity | 1 | 2029-10-01 | 48 | MW
K NORTHEAST15_Firm Capacity2030 | Oil_Firm Capacity2030 | System | Generator | K NORTHEAST15 | Oil | Firm Capacity | 1 | 2030-01-01 | 52.8 | MW
0 | 0 | System | Generator | K NORTHEAST15 | Oil | Firm Capacity | 1 | 2030-04-01 | 48 | MW
0 | 0 | System | Generator | K NORTHEAST15 | Oil | Firm Capacity | 1 | 2030-07-01 | 48 | MW
0 | 0 | System | Generator | K NORTHEAST15 | Oil | Firm Capacity | 1 | 2030-10-01 | 48 | MW
K NORTHEAST15_Firm Capacity2031 | Oil_Firm Capacity2031 | System | Generator | K NORTHEAST15 | Oil | Firm Capacity | 1 | 2031-01-01 | 52.8 | MW
0 | 0 | System | Generator | K NORTHEAST15 | Oil | Firm Capacity | 1 | 2031-04-01 | 48 | MW
0 | 0 | System | Generator | K NORTHEAST15 | Oil | Firm Capacity | 1 | 2031-07-01 | 48 | MW
0 | 0 | System | Generator | K NORTHEAST15 | Oil | Firm Capacity | 1 | 2031-10-01 | 48 | MW
K NORTHEAST15_Firm Capacity2032 | Oil_Firm Capacity2032 | System | Generator | K NORTHEAST15 | Oil | Firm Capacity | 1 | 2032-01-01 | 52.8 | MW
0 | 0 | System | Generator | K NORTHEAST15 | Oil | Firm Capacity | 1 | 2032-04-01 | 48 | MW
0 | 0 | System | Generator | K NORTHEAST15 | Oil | Firm Capacity | 1 | 2032-07-01 | 48 | MW
0 | 0 | System | Generator | K NORTHEAST15 | Oil | Firm Capacity | 1 | 2032-10-01 | 48 | MW
K NORTHEAST15_Firm Capacity2033 | Oil_Firm Capacity2033 | System | Generator | K NORTHEAST15 | Oil | Firm Capacity | 1 | 2033-01-01 | 52.8 | MW
0 | 0 | System | Generator | K NORTHEAST15 | Oil | Firm Capacity | 1 | 2033-04-01 | 48 | MW
0 | 0 | System | Generator | K NORTHEAST15 | Oil | Firm Capacity | 1 | 2033-07-01 | 48 | MW
0 | 0 | System | Generator | K NORTHEAST15 | Oil | Firm Capacity | 1 | 2033-10-01 | 48 | MW
K NORTHEAST15_Firm Capacity2034 | Oil_Firm Capacity2034 | System | Generator | K NORTHEAST15 | Oil | Firm Capacity | 1 | 2034-01-01 | 52.8 | MW
0 | 0 | System | Generator | K NORTHEAST15 | Oil | Firm Capacity | 1 | 2034-04-01 | 48 | MW
0 | 0 | System | Generator | K NORTHEAST15 | Oil | Firm Capacity | 1 | 2034-07-01 | 48 | MW
0 | 0 | System | Generator | K NORTHEAST15 | Oil | Firm Capacity | 1 | 2034-10-01 | 48 | MW
K NORTHEAST15_Firm Capacity2035 | Oil_Firm Capacity2035 | System | Generator | K NORTHEAST15 | Oil | Firm Capacity | 1 | 2035-01-01 | 52.8 | MW
0 | 0 | System | Generator | K NORTHEAST15 | Oil | Firm Capacity | 1 | 2035-04-01 | 48 | MW
0 | 0 | System | Generator | K NORTHEAST15 | Oil | Firm Capacity | 1 | 2035-07-01 | 48 | MW
0 | 0 | System | Generator | K NORTHEAST15 | Oil | Firm Capacity | 1 | 2035-10-01 | 48 | MW
K NORTHEAST15_Firm Capacity2036 | Oil_Firm Capacity2036 | System | Generator | K NORTHEAST15 | Oil | Firm Capacity | 1 | 2036-01-01 | 52.8 | MW
0 | 0 | System | Generator | K NORTHEAST15 | Oil | Firm Capacity | 1 | 2036-04-01 | 48 | MW
0 | 0 | System | Generator | K NORTHEAST15 | Oil | Firm Capacity | 1 | 2036-07-01 | 48 | MW
0 | 0 | System | Generator | K NORTHEAST15 | Oil | Firm Capacity | 1 | 2036-10-01 | 48 | MW
K NORTHEAST15_Firm Capacity2037 | Oil_Firm Capacity2037 | System | Generator | K NORTHEAST15 | Oil | Firm Capacity | 1 | 2037-01-01 | 52.8 | MW
0 | 0 | System | Generator | K NORTHEAST15 | Oil | Firm Capacity | 1 | 2037-04-01 | 48 | MW
0 | 0 | System | Generator | K NORTHEAST15 | Oil | Firm Capacity | 1 | 2037-07-01 | 48 | MW
0 | 0 | System | Generator | K NORTHEAST15 | Oil | Firm Capacity | 1 | 2037-10-01 | 48 | MW
K NORTHEAST15_Firm Capacity2038 | Oil_Firm Capacity2038 | System | Generator | K NORTHEAST15 | Oil | Firm Capacity | 1 | 2038-01-01 | 52.8 | MW
0 | 0 | System | Generator | K NORTHEAST15 | Oil | Firm Capacity | 1 | 2038-04-01 | 48 | MW
0 | 0 | System | Generator | K NORTHEAST15 | Oil | Firm Capacity | 1 | 2038-07-01 | 48 | MW
0 | 0 | System | Generator | K NORTHEAST15 | Oil | Firm Capacity | 1 | 2038-10-01 | 48 | MW
K NORTHEAST15_Firm Capacity2039 | Oil_Firm Capacity2039 | System | Generator | K NORTHEAST15 | Oil | Firm Capacity | 1 | 2039-01-01 | 52.8 | MW
0 | 0 | System | Generator | K NORTHEAST15 | Oil | Firm Capacity | 1 | 2039-04-01 | 48 | MW
0 | 0 | System | Generator | K NORTHEAST15 | Oil | Firm Capacity | 1 | 2039-07-01 | 48 | MW
0 | 0 | System | Generator | K NORTHEAST15 | Oil | Firm Capacity | 1 | 2039-10-01 | 48 | MW
K NORTHEAST15_Firm Capacity2040 | Oil_Firm Capacity2040 | System | Generator | K NORTHEAST15 | Oil | Firm Capacity | 1 | 2040-01-01 | 52.8 | MW
0 | 0 | System | Generator | K NORTHEAST15 | Oil | Firm Capacity | 1 | 2040-04-01 | 48 | MW
0 | 0 | System | Generator | K NORTHEAST15 | Oil | Firm Capacity | 1 | 2040-07-01 | 48 | MW
0 | 0 | System | Generator | K NORTHEAST15 | Oil | Firm Capacity | 1 | 2040-10-01 | 48 | MW
K NORTHEAST15_Firm Capacity2041 | Oil_Firm Capacity2041 | System | Generator | K NORTHEAST15 | Oil | Firm Capacity | 1 | 2041-01-01 | 52.8 | MW
0 | 0 | System | Generator | K NORTHEAST15 | Oil | Firm Capacity | 1 | 2041-04-01 | 48 | MW
0 | 0 | System | Generator | K NORTHEAST15 | Oil | Firm Capacity | 1 | 2041-07-01 | 48 | MW
0 | 0 | System | Generator | K NORTHEAST15 | Oil | Firm Capacity | 1 | 2041-10-01 | 48 | MW
K NORTHEAST15_Firm Capacity2042 | Oil_Firm Capacity2042 | System | Generator | K NORTHEAST15 | Oil | Firm Capacity | 1 | 2042-01-01 | 52.8 | MW
0 | 0 | System | Generator | K NORTHEAST15 | Oil | Firm Capacity | 1 | 2042-04-01 | 48 | MW
0 | 0 | System | Generator | K NORTHEAST15 | Oil | Firm Capacity | 1 | 2042-07-01 | 48 | MW
0 | 0 | System | Generator | K NORTHEAST15 | Oil | Firm Capacity | 1 | 2042-10-01 | 48 | MW
K NORTHEAST15_Firm Capacity2043 | Oil_Firm Capacity2043 | System | Generator | K NORTHEAST15 | Oil | Firm Capacity | 1 | 2043-01-01 | 52.8 | MW
0 | 0 | System | Generator | K NORTHEAST15 | Oil | Firm Capacity | 1 | 2043-04-01 | 48 | MW
0 | 0 | System | Generator | K NORTHEAST15 | Oil | Firm Capacity | 1 | 2043-07-01 | 48 | MW
0 | 0 | System | Generator | K NORTHEAST15 | Oil | Firm Capacity | 1 | 2043-10-01 | 48 | MW
K NORTHEAST16_Firm Capacity2024 | Oil_Firm Capacity2024 | System | Generator | K NORTHEAST16 | Oil | Firm Capacity | 1 | 2024-01-01 | 52.8 | MW
0 | 0 | System | Generator | K NORTHEAST16 | Oil | Firm Capacity | 1 | 2024-04-01 | 48 | MW
0 | 0 | System | Generator | K NORTHEAST16 | Oil | Firm Capacity | 1 | 2024-07-01 | 48 | MW
0 | 0 | System | Generator | K NORTHEAST16 | Oil | Firm Capacity | 1 | 2024-10-01 | 48 | MW
K NORTHEAST16_Firm Capacity2025 | Oil_Firm Capacity2025 | System | Generator | K NORTHEAST16 | Oil | Firm Capacity | 1 | 2025-01-01 | 52.8 | MW
0 | 0 | System | Generator | K NORTHEAST16 | Oil | Firm Capacity | 1 | 2025-04-01 | 48 | MW
0 | 0 | System | Generator | K NORTHEAST16 | Oil | Firm Capacity | 1 | 2025-07-01 | 48 | MW
0 | 0 | System | Generator | K NORTHEAST16 | Oil | Firm Capacity | 1 | 2025-10-01 | 48 | MW
K NORTHEAST16_Firm Capacity2026 | Oil_Firm Capacity2026 | System | Generator | K NORTHEAST16 | Oil | Firm Capacity | 1 | 2026-01-01 | 52.8 | MW
0 | 0 | System | Generator | K NORTHEAST16 | Oil | Firm Capacity | 1 | 2026-04-01 | 48 | MW
0 | 0 | System | Generator | K NORTHEAST16 | Oil | Firm Capacity | 1 | 2026-07-01 | 48 | MW
0 | 0 | System | Generator | K NORTHEAST16 | Oil | Firm Capacity | 1 | 2026-10-01 | 48 | MW
K NORTHEAST16_Firm Capacity2027 | Oil_Firm Capacity2027 | System | Generator | K NORTHEAST16 | Oil | Firm Capacity | 1 | 2027-01-01 | 52.8 | MW
0 | 0 | System | Generator | K NORTHEAST16 | Oil | Firm Capacity | 1 | 2027-04-01 | 48 | MW
0 | 0 | System | Generator | K NORTHEAST16 | Oil | Firm Capacity | 1 | 2027-07-01 | 48 | MW
0 | 0 | System | Generator | K NORTHEAST16 | Oil | Firm Capacity | 1 | 2027-10-01 | 48 | MW
K NORTHEAST16_Firm Capacity2028 | Oil_Firm Capacity2028 | System | Generator | K NORTHEAST16 | Oil | Firm Capacity | 1 | 2028-01-01 | 52.8 | MW
0 | 0 | System | Generator | K NORTHEAST16 | Oil | Firm Capacity | 1 | 2028-04-01 | 48 | MW
0 | 0 | System | Generator | K NORTHEAST16 | Oil | Firm Capacity | 1 | 2028-07-01 | 48 | MW
0 | 0 | System | Generator | K NORTHEAST16 | Oil | Firm Capacity | 1 | 2028-10-01 | 48 | MW
K NORTHEAST16_Firm Capacity2029 | Oil_Firm Capacity2029 | System | Generator | K NORTHEAST16 | Oil | Firm Capacity | 1 | 2029-01-01 | 52.8 | MW
0 | 0 | System | Generator | K NORTHEAST16 | Oil | Firm Capacity | 1 | 2029-04-01 | 48 | MW
0 | 0 | System | Generator | K NORTHEAST16 | Oil | Firm Capacity | 1 | 2029-07-01 | 48 | MW
0 | 0 | System | Generator | K NORTHEAST16 | Oil | Firm Capacity | 1 | 2029-10-01 | 48 | MW
K NORTHEAST16_Firm Capacity2030 | Oil_Firm Capacity2030 | System | Generator | K NORTHEAST16 | Oil | Firm Capacity | 1 | 2030-01-01 | 52.8 | MW
0 | 0 | System | Generator | K NORTHEAST16 | Oil | Firm Capacity | 1 | 2030-04-01 | 48 | MW
0 | 0 | System | Generator | K NORTHEAST16 | Oil | Firm Capacity | 1 | 2030-07-01 | 48 | MW
0 | 0 | System | Generator | K NORTHEAST16 | Oil | Firm Capacity | 1 | 2030-10-01 | 48 | MW
K NORTHEAST16_Firm Capacity2031 | Oil_Firm Capacity2031 | System | Generator | K NORTHEAST16 | Oil | Firm Capacity | 1 | 2031-01-01 | 52.8 | MW
0 | 0 | System | Generator | K NORTHEAST16 | Oil | Firm Capacity | 1 | 2031-04-01 | 48 | MW
0 | 0 | System | Generator | K NORTHEAST16 | Oil | Firm Capacity | 1 | 2031-07-01 | 48 | MW
0 | 0 | System | Generator | K NORTHEAST16 | Oil | Firm Capacity | 1 | 2031-10-01 | 48 | MW
K NORTHEAST16_Firm Capacity2032 | Oil_Firm Capacity2032 | System | Generator | K NORTHEAST16 | Oil | Firm Capacity | 1 | 2032-01-01 | 52.8 | MW
0 | 0 | System | Generator | K NORTHEAST16 | Oil | Firm Capacity | 1 | 2032-04-01 | 48 | MW
0 | 0 | System | Generator | K NORTHEAST16 | Oil | Firm Capacity | 1 | 2032-07-01 | 48 | MW
0 | 0 | System | Generator | K NORTHEAST16 | Oil | Firm Capacity | 1 | 2032-10-01 | 48 | MW
K NORTHEAST16_Firm Capacity2033 | Oil_Firm Capacity2033 | System | Generator | K NORTHEAST16 | Oil | Firm Capacity | 1 | 2033-01-01 | 52.8 | MW
0 | 0 | System | Generator | K NORTHEAST16 | Oil | Firm Capacity | 1 | 2033-04-01 | 48 | MW
0 | 0 | System | Generator | K NORTHEAST16 | Oil | Firm Capacity | 1 | 2033-07-01 | 48 | MW
0 | 0 | System | Generator | K NORTHEAST16 | Oil | Firm Capacity | 1 | 2033-10-01 | 48 | MW
K NORTHEAST16_Firm Capacity2034 | Oil_Firm Capacity2034 | System | Generator | K NORTHEAST16 | Oil | Firm Capacity | 1 | 2034-01-01 | 52.8 | MW
0 | 0 | System | Generator | K NORTHEAST16 | Oil | Firm Capacity | 1 | 2034-04-01 | 48 | MW
0 | 0 | System | Generator | K NORTHEAST16 | Oil | Firm Capacity | 1 | 2034-07-01 | 48 | MW
0 | 0 | System | Generator | K NORTHEAST16 | Oil | Firm Capacity | 1 | 2034-10-01 | 48 | MW
K NORTHEAST16_Firm Capacity2035 | Oil_Firm Capacity2035 | System | Generator | K NORTHEAST16 | Oil | Firm Capacity | 1 | 2035-01-01 | 52.8 | MW
0 | 0 | System | Generator | K NORTHEAST16 | Oil | Firm Capacity | 1 | 2035-04-01 | 48 | MW
0 | 0 | System | Generator | K NORTHEAST16 | Oil | Firm Capacity | 1 | 2035-07-01 | 48 | MW
0 | 0 | System | Generator | K NORTHEAST16 | Oil | Firm Capacity | 1 | 2035-10-01 | 48 | MW
K NORTHEAST16_Firm Capacity2036 | Oil_Firm Capacity2036 | System | Generator | K NORTHEAST16 | Oil | Firm Capacity | 1 | 2036-01-01 | 52.8 | MW
0 | 0 | System | Generator | K NORTHEAST16 | Oil | Firm Capacity | 1 | 2036-04-01 | 48 | MW
0 | 0 | System | Generator | K NORTHEAST16 | Oil | Firm Capacity | 1 | 2036-07-01 | 48 | MW
0 | 0 | System | Generator | K NORTHEAST16 | Oil | Firm Capacity | 1 | 2036-10-01 | 48 | MW
K NORTHEAST16_Firm Capacity2037 | Oil_Firm Capacity2037 | System | Generator | K NORTHEAST16 | Oil | Firm Capacity | 1 | 2037-01-01 | 52.8 | MW
0 | 0 | System | Generator | K NORTHEAST16 | Oil | Firm Capacity | 1 | 2037-04-01 | 48 | MW
0 | 0 | System | Generator | K NORTHEAST16 | Oil | Firm Capacity | 1 | 2037-07-01 | 48 | MW
0 | 0 | System | Generator | K NORTHEAST16 | Oil | Firm Capacity | 1 | 2037-10-01 | 48 | MW
K NORTHEAST16_Firm Capacity2038 | Oil_Firm Capacity2038 | System | Generator | K NORTHEAST16 | Oil | Firm Capacity | 1 | 2038-01-01 | 52.8 | MW
0 | 0 | System | Generator | K NORTHEAST16 | Oil | Firm Capacity | 1 | 2038-04-01 | 48 | MW
0 | 0 | System | Generator | K NORTHEAST16 | Oil | Firm Capacity | 1 | 2038-07-01 | 48 | MW
0 | 0 | System | Generator | K NORTHEAST16 | Oil | Firm Capacity | 1 | 2038-10-01 | 48 | MW
K NORTHEAST16_Firm Capacity2039 | Oil_Firm Capacity2039 | System | Generator | K NORTHEAST16 | Oil | Firm Capacity | 1 | 2039-01-01 | 52.8 | MW
0 | 0 | System | Generator | K NORTHEAST16 | Oil | Firm Capacity | 1 | 2039-04-01 | 48 | MW
0 | 0 | System | Generator | K NORTHEAST16 | Oil | Firm Capacity | 1 | 2039-07-01 | 48 | MW
0 | 0 | System | Generator | K NORTHEAST16 | Oil | Firm Capacity | 1 | 2039-10-01 | 48 | MW
K NORTHEAST16_Firm Capacity2040 | Oil_Firm Capacity2040 | System | Generator | K NORTHEAST16 | Oil | Firm Capacity | 1 | 2040-01-01 | 52.8 | MW
0 | 0 | System | Generator | K NORTHEAST16 | Oil | Firm Capacity | 1 | 2040-04-01 | 48 | MW
0 | 0 | System | Generator | K NORTHEAST16 | Oil | Firm Capacity | 1 | 2040-07-01 | 48 | MW
0 | 0 | System | Generator | K NORTHEAST16 | Oil | Firm Capacity | 1 | 2040-10-01 | 48 | MW
K NORTHEAST16_Firm Capacity2041 | Oil_Firm Capacity2041 | System | Generator | K NORTHEAST16 | Oil | Firm Capacity | 1 | 2041-01-01 | 52.8 | MW
0 | 0 | System | Generator | K NORTHEAST16 | Oil | Firm Capacity | 1 | 2041-04-01 | 48 | MW
0 | 0 | System | Generator | K NORTHEAST16 | Oil | Firm Capacity | 1 | 2041-07-01 | 48 | MW
0 | 0 | System | Generator | K NORTHEAST16 | Oil | Firm Capacity | 1 | 2041-10-01 | 48 | MW
K NORTHEAST16_Firm Capacity2042 | Oil_Firm Capacity2042 | System | Generator | K NORTHEAST16 | Oil | Firm Capacity | 1 | 2042-01-01 | 52.8 | MW
0 | 0 | System | Generator | K NORTHEAST16 | Oil | Firm Capacity | 1 | 2042-04-01 | 48 | MW
0 | 0 | System | Generator | K NORTHEAST16 | Oil | Firm Capacity | 1 | 2042-07-01 | 48 | MW
0 | 0 | System | Generator | K NORTHEAST16 | Oil | Firm Capacity | 1 | 2042-10-01 | 48 | MW
K NORTHEAST16_Firm Capacity2043 | Oil_Firm Capacity2043 | System | Generator | K NORTHEAST16 | Oil | Firm Capacity | 1 | 2043-01-01 | 52.8 | MW
0 | 0 | System | Generator | K NORTHEAST16 | Oil | Firm Capacity | 1 | 2043-04-01 | 48 | MW
0 | 0 | System | Generator | K NORTHEAST16 | Oil | Firm Capacity | 1 | 2043-07-01 | 48 | MW
0 | 0 | System | Generator | K NORTHEAST16 | Oil | Firm Capacity | 1 | 2043-10-01 | 48 | MW
K NORTHEAST17_Firm Capacity2024 | Oil_Firm Capacity2024 | System | Generator | K NORTHEAST17 | Oil | Firm Capacity | 1 | 2024-01-01 | 58.52 | MW
0 | 0 | System | Generator | K NORTHEAST17 | Oil | Firm Capacity | 1 | 2024-04-01 | 53.2 | MW
0 | 0 | System | Generator | K NORTHEAST17 | Oil | Firm Capacity | 1 | 2024-07-01 | 53.2 | MW
0 | 0 | System | Generator | K NORTHEAST17 | Oil | Firm Capacity | 1 | 2024-10-01 | 53.2 | MW
K NORTHEAST17_Firm Capacity2025 | Oil_Firm Capacity2025 | System | Generator | K NORTHEAST17 | Oil | Firm Capacity | 1 | 2025-01-01 | 58.52 | MW
0 | 0 | System | Generator | K NORTHEAST17 | Oil | Firm Capacity | 1 | 2025-04-01 | 53.2 | MW
0 | 0 | System | Generator | K NORTHEAST17 | Oil | Firm Capacity | 1 | 2025-07-01 | 53.2 | MW
0 | 0 | System | Generator | K NORTHEAST17 | Oil | Firm Capacity | 1 | 2025-10-01 | 53.2 | MW
K NORTHEAST17_Firm Capacity2026 | Oil_Firm Capacity2026 | System | Generator | K NORTHEAST17 | Oil | Firm Capacity | 1 | 2026-01-01 | 58.52 | MW
0 | 0 | System | Generator | K NORTHEAST17 | Oil | Firm Capacity | 1 | 2026-04-01 | 53.2 | MW
0 | 0 | System | Generator | K NORTHEAST17 | Oil | Firm Capacity | 1 | 2026-07-01 | 53.2 | MW
0 | 0 | System | Generator | K NORTHEAST17 | Oil | Firm Capacity | 1 | 2026-10-01 | 53.2 | MW
K NORTHEAST17_Firm Capacity2027 | Oil_Firm Capacity2027 | System | Generator | K NORTHEAST17 | Oil | Firm Capacity | 1 | 2027-01-01 | 58.52 | MW
0 | 0 | System | Generator | K NORTHEAST17 | Oil | Firm Capacity | 1 | 2027-04-01 | 53.2 | MW
0 | 0 | System | Generator | K NORTHEAST17 | Oil | Firm Capacity | 1 | 2027-07-01 | 53.2 | MW
0 | 0 | System | Generator | K NORTHEAST17 | Oil | Firm Capacity | 1 | 2027-10-01 | 53.2 | MW
K NORTHEAST17_Firm Capacity2028 | Oil_Firm Capacity2028 | System | Generator | K NORTHEAST17 | Oil | Firm Capacity | 1 | 2028-01-01 | 58.52 | MW
0 | 0 | System | Generator | K NORTHEAST17 | Oil | Firm Capacity | 1 | 2028-04-01 | 53.2 | MW
0 | 0 | System | Generator | K NORTHEAST17 | Oil | Firm Capacity | 1 | 2028-07-01 | 53.2 | MW
0 | 0 | System | Generator | K NORTHEAST17 | Oil | Firm Capacity | 1 | 2028-10-01 | 53.2 | MW
K NORTHEAST17_Firm Capacity2029 | Oil_Firm Capacity2029 | System | Generator | K NORTHEAST17 | Oil | Firm Capacity | 1 | 2029-01-01 | 58.52 | MW
0 | 0 | System | Generator | K NORTHEAST17 | Oil | Firm Capacity | 1 | 2029-04-01 | 53.2 | MW
0 | 0 | System | Generator | K NORTHEAST17 | Oil | Firm Capacity | 1 | 2029-07-01 | 53.2 | MW
0 | 0 | System | Generator | K NORTHEAST17 | Oil | Firm Capacity | 1 | 2029-10-01 | 53.2 | MW
K NORTHEAST17_Firm Capacity2030 | Oil_Firm Capacity2030 | System | Generator | K NORTHEAST17 | Oil | Firm Capacity | 1 | 2030-01-01 | 58.52 | MW
0 | 0 | System | Generator | K NORTHEAST17 | Oil | Firm Capacity | 1 | 2030-04-01 | 53.2 | MW
0 | 0 | System | Generator | K NORTHEAST17 | Oil | Firm Capacity | 1 | 2030-07-01 | 53.2 | MW
0 | 0 | System | Generator | K NORTHEAST17 | Oil | Firm Capacity | 1 | 2030-10-01 | 53.2 | MW
K NORTHEAST17_Firm Capacity2031 | Oil_Firm Capacity2031 | System | Generator | K NORTHEAST17 | Oil | Firm Capacity | 1 | 2031-01-01 | 58.52 | MW
0 | 0 | System | Generator | K NORTHEAST17 | Oil | Firm Capacity | 1 | 2031-04-01 | 53.2 | MW
0 | 0 | System | Generator | K NORTHEAST17 | Oil | Firm Capacity | 1 | 2031-07-01 | 53.2 | MW
0 | 0 | System | Generator | K NORTHEAST17 | Oil | Firm Capacity | 1 | 2031-10-01 | 53.2 | MW
K NORTHEAST17_Firm Capacity2032 | Oil_Firm Capacity2032 | System | Generator | K NORTHEAST17 | Oil | Firm Capacity | 1 | 2032-01-01 | 58.52 | MW
0 | 0 | System | Generator | K NORTHEAST17 | Oil | Firm Capacity | 1 | 2032-04-01 | 53.2 | MW
0 | 0 | System | Generator | K NORTHEAST17 | Oil | Firm Capacity | 1 | 2032-07-01 | 53.2 | MW
0 | 0 | System | Generator | K NORTHEAST17 | Oil | Firm Capacity | 1 | 2032-10-01 | 53.2 | MW
K NORTHEAST17_Firm Capacity2033 | Oil_Firm Capacity2033 | System | Generator | K NORTHEAST17 | Oil | Firm Capacity | 1 | 2033-01-01 | 58.52 | MW
0 | 0 | System | Generator | K NORTHEAST17 | Oil | Firm Capacity | 1 | 2033-04-01 | 53.2 | MW
0 | 0 | System | Generator | K NORTHEAST17 | Oil | Firm Capacity | 1 | 2033-07-01 | 53.2 | MW
0 | 0 | System | Generator | K NORTHEAST17 | Oil | Firm Capacity | 1 | 2033-10-01 | 53.2 | MW
K NORTHEAST17_Firm Capacity2034 | Oil_Firm Capacity2034 | System | Generator | K NORTHEAST17 | Oil | Firm Capacity | 1 | 2034-01-01 | 58.52 | MW
0 | 0 | System | Generator | K NORTHEAST17 | Oil | Firm Capacity | 1 | 2034-04-01 | 53.2 | MW
0 | 0 | System | Generator | K NORTHEAST17 | Oil | Firm Capacity | 1 | 2034-07-01 | 53.2 | MW
0 | 0 | System | Generator | K NORTHEAST17 | Oil | Firm Capacity | 1 | 2034-10-01 | 53.2 | MW
K NORTHEAST17_Firm Capacity2035 | Oil_Firm Capacity2035 | System | Generator | K NORTHEAST17 | Oil | Firm Capacity | 1 | 2035-01-01 | 58.52 | MW
0 | 0 | System | Generator | K NORTHEAST17 | Oil | Firm Capacity | 1 | 2035-04-01 | 53.2 | MW
0 | 0 | System | Generator | K NORTHEAST17 | Oil | Firm Capacity | 1 | 2035-07-01 | 53.2 | MW
0 | 0 | System | Generator | K NORTHEAST17 | Oil | Firm Capacity | 1 | 2035-10-01 | 53.2 | MW
K NORTHEAST17_Firm Capacity2036 | Oil_Firm Capacity2036 | System | Generator | K NORTHEAST17 | Oil | Firm Capacity | 1 | 2036-01-01 | 58.52 | MW
0 | 0 | System | Generator | K NORTHEAST17 | Oil | Firm Capacity | 1 | 2036-04-01 | 53.2 | MW
0 | 0 | System | Generator | K NORTHEAST17 | Oil | Firm Capacity | 1 | 2036-07-01 | 53.2 | MW
0 | 0 | System | Generator | K NORTHEAST17 | Oil | Firm Capacity | 1 | 2036-10-01 | 53.2 | MW
K NORTHEAST17_Firm Capacity2037 | Oil_Firm Capacity2037 | System | Generator | K NORTHEAST17 | Oil | Firm Capacity | 1 | 2037-01-01 | 58.52 | MW
0 | 0 | System | Generator | K NORTHEAST17 | Oil | Firm Capacity | 1 | 2037-04-01 | 53.2 | MW
0 | 0 | System | Generator | K NORTHEAST17 | Oil | Firm Capacity | 1 | 2037-07-01 | 53.2 | MW
0 | 0 | System | Generator | K NORTHEAST17 | Oil | Firm Capacity | 1 | 2037-10-01 | 53.2 | MW
K NORTHEAST17_Firm Capacity2038 | Oil_Firm Capacity2038 | System | Generator | K NORTHEAST17 | Oil | Firm Capacity | 1 | 2038-01-01 | 58.52 | MW
0 | 0 | System | Generator | K NORTHEAST17 | Oil | Firm Capacity | 1 | 2038-04-01 | 53.2 | MW
0 | 0 | System | Generator | K NORTHEAST17 | Oil | Firm Capacity | 1 | 2038-07-01 | 53.2 | MW
0 | 0 | System | Generator | K NORTHEAST17 | Oil | Firm Capacity | 1 | 2038-10-01 | 53.2 | MW
K NORTHEAST17_Firm Capacity2039 | Oil_Firm Capacity2039 | System | Generator | K NORTHEAST17 | Oil | Firm Capacity | 1 | 2039-01-01 | 58.52 | MW
0 | 0 | System | Generator | K NORTHEAST17 | Oil | Firm Capacity | 1 | 2039-04-01 | 53.2 | MW
0 | 0 | System | Generator | K NORTHEAST17 | Oil | Firm Capacity | 1 | 2039-07-01 | 53.2 | MW
0 | 0 | System | Generator | K NORTHEAST17 | Oil | Firm Capacity | 1 | 2039-10-01 | 53.2 | MW
K NORTHEAST17_Firm Capacity2040 | Oil_Firm Capacity2040 | System | Generator | K NORTHEAST17 | Oil | Firm Capacity | 1 | 2040-01-01 | 58.52 | MW
0 | 0 | System | Generator | K NORTHEAST17 | Oil | Firm Capacity | 1 | 2040-04-01 | 53.2 | MW
0 | 0 | System | Generator | K NORTHEAST17 | Oil | Firm Capacity | 1 | 2040-07-01 | 53.2 | MW
0 | 0 | System | Generator | K NORTHEAST17 | Oil | Firm Capacity | 1 | 2040-10-01 | 53.2 | MW
K NORTHEAST17_Firm Capacity2041 | Oil_Firm Capacity2041 | System | Generator | K NORTHEAST17 | Oil | Firm Capacity | 1 | 2041-01-01 | 58.52 | MW
0 | 0 | System | Generator | K NORTHEAST17 | Oil | Firm Capacity | 1 | 2041-04-01 | 53.2 | MW
0 | 0 | System | Generator | K NORTHEAST17 | Oil | Firm Capacity | 1 | 2041-07-01 | 53.2 | MW
0 | 0 | System | Generator | K NORTHEAST17 | Oil | Firm Capacity | 1 | 2041-10-01 | 53.2 | MW
K NORTHEAST17_Firm Capacity2042 | Oil_Firm Capacity2042 | System | Generator | K NORTHEAST17 | Oil | Firm Capacity | 1 | 2042-01-01 | 58.52 | MW
0 | 0 | System | Generator | K NORTHEAST17 | Oil | Firm Capacity | 1 | 2042-04-01 | 53.2 | MW
0 | 0 | System | Generator | K NORTHEAST17 | Oil | Firm Capacity | 1 | 2042-07-01 | 53.2 | MW
0 | 0 | System | Generator | K NORTHEAST17 | Oil | Firm Capacity | 1 | 2042-10-01 | 53.2 | MW
K NORTHEAST17_Firm Capacity2043 | Oil_Firm Capacity2043 | System | Generator | K NORTHEAST17 | Oil | Firm Capacity | 1 | 2043-01-01 | 58.52 | MW
0 | 0 | System | Generator | K NORTHEAST17 | Oil | Firm Capacity | 1 | 2043-04-01 | 53.2 | MW
0 | 0 | System | Generator | K NORTHEAST17 | Oil | Firm Capacity | 1 | 2043-07-01 | 53.2 | MW
0 | 0 | System | Generator | K NORTHEAST17 | Oil | Firm Capacity | 1 | 2043-10-01 | 53.2 | MW
K NORTHEAST18_Firm Capacity2024 | Oil_Firm Capacity2024 | System | Generator | K NORTHEAST18 | Oil | Firm Capacity | 1 | 2024-01-01 | 53.9 | MW
0 | 0 | System | Generator | K NORTHEAST18 | Oil | Firm Capacity | 1 | 2024-04-01 | 49 | MW
0 | 0 | System | Generator | K NORTHEAST18 | Oil | Firm Capacity | 1 | 2024-07-01 | 49 | MW
0 | 0 | System | Generator | K NORTHEAST18 | Oil | Firm Capacity | 1 | 2024-10-01 | 49 | MW
K NORTHEAST18_Firm Capacity2025 | Oil_Firm Capacity2025 | System | Generator | K NORTHEAST18 | Oil | Firm Capacity | 1 | 2025-01-01 | 53.9 | MW
0 | 0 | System | Generator | K NORTHEAST18 | Oil | Firm Capacity | 1 | 2025-04-01 | 49 | MW
0 | 0 | System | Generator | K NORTHEAST18 | Oil | Firm Capacity | 1 | 2025-07-01 | 49 | MW
0 | 0 | System | Generator | K NORTHEAST18 | Oil | Firm Capacity | 1 | 2025-10-01 | 49 | MW
K NORTHEAST18_Firm Capacity2026 | Oil_Firm Capacity2026 | System | Generator | K NORTHEAST18 | Oil | Firm Capacity | 1 | 2026-01-01 | 53.9 | MW
0 | 0 | System | Generator | K NORTHEAST18 | Oil | Firm Capacity | 1 | 2026-04-01 | 49 | MW
0 | 0 | System | Generator | K NORTHEAST18 | Oil | Firm Capacity | 1 | 2026-07-01 | 49 | MW
0 | 0 | System | Generator | K NORTHEAST18 | Oil | Firm Capacity | 1 | 2026-10-01 | 49 | MW
K NORTHEAST18_Firm Capacity2027 | Oil_Firm Capacity2027 | System | Generator | K NORTHEAST18 | Oil | Firm Capacity | 1 | 2027-01-01 | 53.9 | MW
0 | 0 | System | Generator | K NORTHEAST18 | Oil | Firm Capacity | 1 | 2027-04-01 | 49 | MW
0 | 0 | System | Generator | K NORTHEAST18 | Oil | Firm Capacity | 1 | 2027-07-01 | 49 | MW
0 | 0 | System | Generator | K NORTHEAST18 | Oil | Firm Capacity | 1 | 2027-10-01 | 49 | MW
K NORTHEAST18_Firm Capacity2028 | Oil_Firm Capacity2028 | System | Generator | K NORTHEAST18 | Oil | Firm Capacity | 1 | 2028-01-01 | 53.9 | MW
0 | 0 | System | Generator | K NORTHEAST18 | Oil | Firm Capacity | 1 | 2028-04-01 | 49 | MW
0 | 0 | System | Generator | K NORTHEAST18 | Oil | Firm Capacity | 1 | 2028-07-01 | 49 | MW
0 | 0 | System | Generator | K NORTHEAST18 | Oil | Firm Capacity | 1 | 2028-10-01 | 49 | MW
K NORTHEAST18_Firm Capacity2029 | Oil_Firm Capacity2029 | System | Generator | K NORTHEAST18 | Oil | Firm Capacity | 1 | 2029-01-01 | 53.9 | MW
0 | 0 | System | Generator | K NORTHEAST18 | Oil | Firm Capacity | 1 | 2029-04-01 | 49 | MW
0 | 0 | System | Generator | K NORTHEAST18 | Oil | Firm Capacity | 1 | 2029-07-01 | 49 | MW
0 | 0 | System | Generator | K NORTHEAST18 | Oil | Firm Capacity | 1 | 2029-10-01 | 49 | MW
K NORTHEAST18_Firm Capacity2030 | Oil_Firm Capacity2030 | System | Generator | K NORTHEAST18 | Oil | Firm Capacity | 1 | 2030-01-01 | 53.9 | MW
0 | 0 | System | Generator | K NORTHEAST18 | Oil | Firm Capacity | 1 | 2030-04-01 | 49 | MW
0 | 0 | System | Generator | K NORTHEAST18 | Oil | Firm Capacity | 1 | 2030-07-01 | 49 | MW
0 | 0 | System | Generator | K NORTHEAST18 | Oil | Firm Capacity | 1 | 2030-10-01 | 49 | MW
K NORTHEAST18_Firm Capacity2031 | Oil_Firm Capacity2031 | System | Generator | K NORTHEAST18 | Oil | Firm Capacity | 1 | 2031-01-01 | 53.9 | MW
0 | 0 | System | Generator | K NORTHEAST18 | Oil | Firm Capacity | 1 | 2031-04-01 | 49 | MW
0 | 0 | System | Generator | K NORTHEAST18 | Oil | Firm Capacity | 1 | 2031-07-01 | 49 | MW
0 | 0 | System | Generator | K NORTHEAST18 | Oil | Firm Capacity | 1 | 2031-10-01 | 49 | MW
K NORTHEAST18_Firm Capacity2032 | Oil_Firm Capacity2032 | System | Generator | K NORTHEAST18 | Oil | Firm Capacity | 1 | 2032-01-01 | 53.9 | MW
0 | 0 | System | Generator | K NORTHEAST18 | Oil | Firm Capacity | 1 | 2032-04-01 | 49 | MW
0 | 0 | System | Generator | K NORTHEAST18 | Oil | Firm Capacity | 1 | 2032-07-01 | 49 | MW
0 | 0 | System | Generator | K NORTHEAST18 | Oil | Firm Capacity | 1 | 2032-10-01 | 49 | MW
K NORTHEAST18_Firm Capacity2033 | Oil_Firm Capacity2033 | System | Generator | K NORTHEAST18 | Oil | Firm Capacity | 1 | 2033-01-01 | 53.9 | MW
0 | 0 | System | Generator | K NORTHEAST18 | Oil | Firm Capacity | 1 | 2033-04-01 | 49 | MW
0 | 0 | System | Generator | K NORTHEAST18 | Oil | Firm Capacity | 1 | 2033-07-01 | 49 | MW
0 | 0 | System | Generator | K NORTHEAST18 | Oil | Firm Capacity | 1 | 2033-10-01 | 49 | MW
K NORTHEAST18_Firm Capacity2034 | Oil_Firm Capacity2034 | System | Generator | K NORTHEAST18 | Oil | Firm Capacity | 1 | 2034-01-01 | 53.9 | MW
0 | 0 | System | Generator | K NORTHEAST18 | Oil | Firm Capacity | 1 | 2034-04-01 | 49 | MW
0 | 0 | System | Generator | K NORTHEAST18 | Oil | Firm Capacity | 1 | 2034-07-01 | 49 | MW
0 | 0 | System | Generator | K NORTHEAST18 | Oil | Firm Capacity | 1 | 2034-10-01 | 49 | MW
K NORTHEAST18_Firm Capacity2035 | Oil_Firm Capacity2035 | System | Generator | K NORTHEAST18 | Oil | Firm Capacity | 1 | 2035-01-01 | 53.9 | MW
0 | 0 | System | Generator | K NORTHEAST18 | Oil | Firm Capacity | 1 | 2035-04-01 | 49 | MW
0 | 0 | System | Generator | K NORTHEAST18 | Oil | Firm Capacity | 1 | 2035-07-01 | 49 | MW
0 | 0 | System | Generator | K NORTHEAST18 | Oil | Firm Capacity | 1 | 2035-10-01 | 49 | MW
K NORTHEAST18_Firm Capacity2036 | Oil_Firm Capacity2036 | System | Generator | K NORTHEAST18 | Oil | Firm Capacity | 1 | 2036-01-01 | 53.9 | MW
0 | 0 | System | Generator | K NORTHEAST18 | Oil | Firm Capacity | 1 | 2036-04-01 | 49 | MW
0 | 0 | System | Generator | K NORTHEAST18 | Oil | Firm Capacity | 1 | 2036-07-01 | 49 | MW
0 | 0 | System | Generator | K NORTHEAST18 | Oil | Firm Capacity | 1 | 2036-10-01 | 49 | MW
K NORTHEAST18_Firm Capacity2037 | Oil_Firm Capacity2037 | System | Generator | K NORTHEAST18 | Oil | Firm Capacity | 1 | 2037-01-01 | 53.9 | MW
0 | 0 | System | Generator | K NORTHEAST18 | Oil | Firm Capacity | 1 | 2037-04-01 | 49 | MW
0 | 0 | System | Generator | K NORTHEAST18 | Oil | Firm Capacity | 1 | 2037-07-01 | 49 | MW
0 | 0 | System | Generator | K NORTHEAST18 | Oil | Firm Capacity | 1 | 2037-10-01 | 49 | MW
K NORTHEAST18_Firm Capacity2038 | Oil_Firm Capacity2038 | System | Generator | K NORTHEAST18 | Oil | Firm Capacity | 1 | 2038-01-01 | 53.9 | MW
0 | 0 | System | Generator | K NORTHEAST18 | Oil | Firm Capacity | 1 | 2038-04-01 | 49 | MW
0 | 0 | System | Generator | K NORTHEAST18 | Oil | Firm Capacity | 1 | 2038-07-01 | 49 | MW
0 | 0 | System | Generator | K NORTHEAST18 | Oil | Firm Capacity | 1 | 2038-10-01 | 49 | MW
K NORTHEAST18_Firm Capacity2039 | Oil_Firm Capacity2039 | System | Generator | K NORTHEAST18 | Oil | Firm Capacity | 1 | 2039-01-01 | 53.9 | MW
0 | 0 | System | Generator | K NORTHEAST18 | Oil | Firm Capacity | 1 | 2039-04-01 | 49 | MW
0 | 0 | System | Generator | K NORTHEAST18 | Oil | Firm Capacity | 1 | 2039-07-01 | 49 | MW
0 | 0 | System | Generator | K NORTHEAST18 | Oil | Firm Capacity | 1 | 2039-10-01 | 49 | MW
K NORTHEAST18_Firm Capacity2040 | Oil_Firm Capacity2040 | System | Generator | K NORTHEAST18 | Oil | Firm Capacity | 1 | 2040-01-01 | 53.9 | MW
0 | 0 | System | Generator | K NORTHEAST18 | Oil | Firm Capacity | 1 | 2040-04-01 | 49 | MW
0 | 0 | System | Generator | K NORTHEAST18 | Oil | Firm Capacity | 1 | 2040-07-01 | 49 | MW
0 | 0 | System | Generator | K NORTHEAST18 | Oil | Firm Capacity | 1 | 2040-10-01 | 49 | MW
K NORTHEAST18_Firm Capacity2041 | Oil_Firm Capacity2041 | System | Generator | K NORTHEAST18 | Oil | Firm Capacity | 1 | 2041-01-01 | 53.9 | MW
0 | 0 | System | Generator | K NORTHEAST18 | Oil | Firm Capacity | 1 | 2041-04-01 | 49 | MW
0 | 0 | System | Generator | K NORTHEAST18 | Oil | Firm Capacity | 1 | 2041-07-01 | 49 | MW
0 | 0 | System | Generator | K NORTHEAST18 | Oil | Firm Capacity | 1 | 2041-10-01 | 49 | MW
K NORTHEAST18_Firm Capacity2042 | Oil_Firm Capacity2042 | System | Generator | K NORTHEAST18 | Oil | Firm Capacity | 1 | 2042-01-01 | 53.9 | MW
0 | 0 | System | Generator | K NORTHEAST18 | Oil | Firm Capacity | 1 | 2042-04-01 | 49 | MW
0 | 0 | System | Generator | K NORTHEAST18 | Oil | Firm Capacity | 1 | 2042-07-01 | 49 | MW
0 | 0 | System | Generator | K NORTHEAST18 | Oil | Firm Capacity | 1 | 2042-10-01 | 49 | MW
K NORTHEAST18_Firm Capacity2043 | Oil_Firm Capacity2043 | System | Generator | K NORTHEAST18 | Oil | Firm Capacity | 1 | 2043-01-01 | 53.9 | MW
0 | 0 | System | Generator | K NORTHEAST18 | Oil | Firm Capacity | 1 | 2043-04-01 | 49 | MW
0 | 0 | System | Generator | K NORTHEAST18 | Oil | Firm Capacity | 1 | 2043-07-01 | 49 | MW
0 | 0 | System | Generator | K NORTHEAST18 | Oil | Firm Capacity | 1 | 2043-10-01 | 49 | MW
K SPEAR1_Firm Capacity2024 | Wind_Firm Capacity2024 | System | Generator | K SPEAR1 | Wind | Firm Capacity | 1 | 2024-01-01 | 18.94 | MW
0 | 0 | System | Generator | K SPEAR1 | Wind | Firm Capacity | 1 | 2024-04-01 | 35.51 | MW
0 | 0 | System | Generator | K SPEAR1 | Wind | Firm Capacity | 1 | 2024-07-01 | 35.51 | MW
0 | 0 | System | Generator | K SPEAR1 | Wind | Firm Capacity | 1 | 2024-10-01 | 35.51 | MW
K SPEAR1_Firm Capacity2025 | Wind_Firm Capacity2025 | System | Generator | K SPEAR1 | Wind | Firm Capacity | 1 | 2025-01-01 | 18.94 | MW
0 | 0 | System | Generator | K SPEAR1 | Wind | Firm Capacity | 1 | 2025-04-01 | 35.51 | MW
0 | 0 | System | Generator | K SPEAR1 | Wind | Firm Capacity | 1 | 2025-07-01 | 35.51 | MW
0 | 0 | System | Generator | K SPEAR1 | Wind | Firm Capacity | 1 | 2025-10-01 | 35.51 | MW
K SPEAR1_Firm Capacity2026 | Wind_Firm Capacity2026 | System | Generator | K SPEAR1 | Wind | Firm Capacity | 1 | 2026-01-01 | 13.88 | MW
0 | 0 | System | Generator | K SPEAR1 | Wind | Firm Capacity | 1 | 2026-04-01 | 18.64 | MW
0 | 0 | System | Generator | K SPEAR1 | Wind | Firm Capacity | 1 | 2026-07-01 | 18.64 | MW
0 | 0 | System | Generator | K SPEAR1 | Wind | Firm Capacity | 1 | 2026-10-01 | 18.64 | MW
K SPEAR1_Firm Capacity2027 | Wind_Firm Capacity2027 | System | Generator | K SPEAR1 | Wind | Firm Capacity | 1 | 2027-01-01 | 13.88 | MW
0 | 0 | System | Generator | K SPEAR1 | Wind | Firm Capacity | 1 | 2027-04-01 | 18.64 | MW
0 | 0 | System | Generator | K SPEAR1 | Wind | Firm Capacity | 1 | 2027-07-01 | 18.64 | MW
0 | 0 | System | Generator | K SPEAR1 | Wind | Firm Capacity | 1 | 2027-10-01 | 18.64 | MW
K SPEAR1_Firm Capacity2028 | Wind_Firm Capacity2028 | System | Generator | K SPEAR1 | Wind | Firm Capacity | 1 | 2028-01-01 | 13.88 | MW
0 | 0 | System | Generator | K SPEAR1 | Wind | Firm Capacity | 1 | 2028-04-01 | 18.64 | MW
0 | 0 | System | Generator | K SPEAR1 | Wind | Firm Capacity | 1 | 2028-07-01 | 18.64 | MW
0 | 0 | System | Generator | K SPEAR1 | Wind | Firm Capacity | 1 | 2028-10-01 | 18.64 | MW
K SPEAR1_Firm Capacity2029 | Wind_Firm Capacity2029 | System | Generator | K SPEAR1 | Wind | Firm Capacity | 1 | 2029-01-01 | 13.88 | MW
0 | 0 | System | Generator | K SPEAR1 | Wind | Firm Capacity | 1 | 2029-04-01 | 18.64 | MW
0 | 0 | System | Generator | K SPEAR1 | Wind | Firm Capacity | 1 | 2029-07-01 | 18.64 | MW
0 | 0 | System | Generator | K SPEAR1 | Wind | Firm Capacity | 1 | 2029-10-01 | 18.64 | MW
K SPEAR1_Firm Capacity2030 | Wind_Firm Capacity2030 | System | Generator | K SPEAR1 | Wind | Firm Capacity | 1 | 2030-01-01 | 13.88 | MW
0 | 0 | System | Generator | K SPEAR1 | Wind | Firm Capacity | 1 | 2030-04-01 | 18.64 | MW
0 | 0 | System | Generator | K SPEAR1 | Wind | Firm Capacity | 1 | 2030-07-01 | 18.64 | MW
0 | 0 | System | Generator | K SPEAR1 | Wind | Firm Capacity | 1 | 2030-10-01 | 18.64 | MW
K SPEAR1_Firm Capacity2031 | Wind_Firm Capacity2031 | System | Generator | K SPEAR1 | Wind | Firm Capacity | 1 | 2031-01-01 | 13.88 | MW
0 | 0 | System | Generator | K SPEAR1 | Wind | Firm Capacity | 1 | 2031-04-01 | 18.64 | MW
0 | 0 | System | Generator | K SPEAR1 | Wind | Firm Capacity | 1 | 2031-07-01 | 18.64 | MW
0 | 0 | System | Generator | K SPEAR1 | Wind | Firm Capacity | 1 | 2031-10-01 | 18.64 | MW
K SPEAR1_Firm Capacity2032 | Wind_Firm Capacity2032 | System | Generator | K SPEAR1 | Wind | Firm Capacity | 1 | 2032-01-01 | 13.88 | MW
0 | 0 | System | Generator | K SPEAR1 | Wind | Firm Capacity | 1 | 2032-04-01 | 18.64 | MW
0 | 0 | System | Generator | K SPEAR1 | Wind | Firm Capacity | 1 | 2032-07-01 | 18.64 | MW
0 | 0 | System | Generator | K SPEAR1 | Wind | Firm Capacity | 1 | 2032-10-01 | 18.64 | MW
K SPEAR1_Firm Capacity2033 | Wind_Firm Capacity2033 | System | Generator | K SPEAR1 | Wind | Firm Capacity | 1 | 2033-01-01 | 13.88 | MW
0 | 0 | System | Generator | K SPEAR1 | Wind | Firm Capacity | 1 | 2033-04-01 | 18.64 | MW
0 | 0 | System | Generator | K SPEAR1 | Wind | Firm Capacity | 1 | 2033-07-01 | 18.64 | MW
0 | 0 | System | Generator | K SPEAR1 | Wind | Firm Capacity | 1 | 2033-10-01 | 18.64 | MW
K SPEAR1_Firm Capacity2034 | Wind_Firm Capacity2034 | System | Generator | K SPEAR1 | Wind | Firm Capacity | 1 | 2034-01-01 | 13.88 | MW
0 | 0 | System | Generator | K SPEAR1 | Wind | Firm Capacity | 1 | 2034-04-01 | 18.64 | MW
0 | 0 | System | Generator | K SPEAR1 | Wind | Firm Capacity | 1 | 2034-07-01 | 18.64 | MW
0 | 0 | System | Generator | K SPEAR1 | Wind | Firm Capacity | 1 | 2034-10-01 | 18.64 | MW
K SPEAR1_Firm Capacity2035 | Wind_Firm Capacity2035 | System | Generator | K SPEAR1 | Wind | Firm Capacity | 1 | 2035-01-01 | 13.88 | MW
0 | 0 | System | Generator | K SPEAR1 | Wind | Firm Capacity | 1 | 2035-04-01 | 18.64 | MW
0 | 0 | System | Generator | K SPEAR1 | Wind | Firm Capacity | 1 | 2035-07-01 | 18.64 | MW
0 | 0 | System | Generator | K SPEAR1 | Wind | Firm Capacity | 1 | 2035-10-01 | 18.64 | MW
K SPEAR1_Firm Capacity2036 | Wind_Firm Capacity2036 | System | Generator | K SPEAR1 | Wind | Firm Capacity | 1 | 2036-01-01 | 13.88 | MW
0 | 0 | System | Generator | K SPEAR1 | Wind | Firm Capacity | 1 | 2036-04-01 | 18.64 | MW
0 | 0 | System | Generator | K SPEAR1 | Wind | Firm Capacity | 1 | 2036-07-01 | 18.64 | MW
0 | 0 | System | Generator | K SPEAR1 | Wind | Firm Capacity | 1 | 2036-10-01 | 18.64 | MW
K SPEAR1_Firm Capacity2037 | Wind_Firm Capacity2037 | System | Generator | K SPEAR1 | Wind | Firm Capacity | 1 | 2037-01-01 | 13.88 | MW
0 | 0 | System | Generator | K SPEAR1 | Wind | Firm Capacity | 1 | 2037-04-01 | 18.64 | MW
0 | 0 | System | Generator | K SPEAR1 | Wind | Firm Capacity | 1 | 2037-07-01 | 18.64 | MW
0 | 0 | System | Generator | K SPEAR1 | Wind | Firm Capacity | 1 | 2037-10-01 | 18.64 | MW
K SPEAR1_Firm Capacity2038 | Wind_Firm Capacity2038 | System | Generator | K SPEAR1 | Wind | Firm Capacity | 1 | 2038-01-01 | 13.88 | MW
0 | 0 | System | Generator | K SPEAR1 | Wind | Firm Capacity | 1 | 2038-04-01 | 18.64 | MW
0 | 0 | System | Generator | K SPEAR1 | Wind | Firm Capacity | 1 | 2038-07-01 | 18.64 | MW
0 | 0 | System | Generator | K SPEAR1 | Wind | Firm Capacity | 1 | 2038-10-01 | 18.64 | MW
K SPEAR1_Firm Capacity2039 | Wind_Firm Capacity2039 | System | Generator | K SPEAR1 | Wind | Firm Capacity | 1 | 2039-01-01 | 13.88 | MW
0 | 0 | System | Generator | K SPEAR1 | Wind | Firm Capacity | 1 | 2039-04-01 | 18.64 | MW
0 | 0 | System | Generator | K SPEAR1 | Wind | Firm Capacity | 1 | 2039-07-01 | 18.64 | MW
0 | 0 | System | Generator | K SPEAR1 | Wind | Firm Capacity | 1 | 2039-10-01 | 18.64 | MW
K SPEAR1_Firm Capacity2040 | Wind_Firm Capacity2040 | System | Generator | K SPEAR1 | Wind | Firm Capacity | 1 | 2040-01-01 | 13.88 | MW
0 | 0 | System | Generator | K SPEAR1 | Wind | Firm Capacity | 1 | 2040-04-01 | 18.64 | MW
0 | 0 | System | Generator | K SPEAR1 | Wind | Firm Capacity | 1 | 2040-07-01 | 18.64 | MW
0 | 0 | System | Generator | K SPEAR1 | Wind | Firm Capacity | 1 | 2040-10-01 | 18.64 | MW
K SPEAR1_Firm Capacity2041 | Wind_Firm Capacity2041 | System | Generator | K SPEAR1 | Wind | Firm Capacity | 1 | 2041-01-01 | 13.88 | MW
0 | 0 | System | Generator | K SPEAR1 | Wind | Firm Capacity | 1 | 2041-04-01 | 18.64 | MW
0 | 0 | System | Generator | K SPEAR1 | Wind | Firm Capacity | 1 | 2041-07-01 | 18.64 | MW
0 | 0 | System | Generator | K SPEAR1 | Wind | Firm Capacity | 1 | 2041-10-01 | 18.64 | MW
K SPEAR1_Firm Capacity2042 | Wind_Firm Capacity2042 | System | Generator | K SPEAR1 | Wind | Firm Capacity | 1 | 2042-01-01 | 13.88 | MW
0 | 0 | System | Generator | K SPEAR1 | Wind | Firm Capacity | 1 | 2042-04-01 | 18.64 | MW
0 | 0 | System | Generator | K SPEAR1 | Wind | Firm Capacity | 1 | 2042-07-01 | 18.64 | MW
0 | 0 | System | Generator | K SPEAR1 | Wind | Firm Capacity | 1 | 2042-10-01 | 18.64 | MW
K SPEAR1_Firm Capacity2043 | Wind_Firm Capacity2043 | System | Generator | K SPEAR1 | Wind | Firm Capacity | 1 | 2043-01-01 | 13.88 | MW
0 | 0 | System | Generator | K SPEAR1 | Wind | Firm Capacity | 1 | 2043-04-01 | 18.64 | MW
0 | 0 | System | Generator | K SPEAR1 | Wind | Firm Capacity | 1 | 2043-07-01 | 18.64 | MW
0 | 0 | System | Generator | K SPEAR1 | Wind | Firm Capacity | 1 | 2043-10-01 | 18.64 | MW
K SPEAR2_Firm Capacity2024 | Wind_Firm Capacity2024 | System | Generator | K SPEAR2 | Wind | Firm Capacity | 1 | 2024-01-01 | 9.05 | MW
0 | 0 | System | Generator | K SPEAR2 | Wind | Firm Capacity | 1 | 2024-04-01 | 16.96 | MW
0 | 0 | System | Generator | K SPEAR2 | Wind | Firm Capacity | 1 | 2024-07-01 | 16.96 | MW
0 | 0 | System | Generator | K SPEAR2 | Wind | Firm Capacity | 1 | 2024-10-01 | 16.96 | MW
K SPEAR2_Firm Capacity2025 | Wind_Firm Capacity2025 | System | Generator | K SPEAR2 | Wind | Firm Capacity | 1 | 2025-01-01 | 9.05 | MW
0 | 0 | System | Generator | K SPEAR2 | Wind | Firm Capacity | 1 | 2025-04-01 | 16.96 | MW
0 | 0 | System | Generator | K SPEAR2 | Wind | Firm Capacity | 1 | 2025-07-01 | 16.96 | MW
0 | 0 | System | Generator | K SPEAR2 | Wind | Firm Capacity | 1 | 2025-10-01 | 16.96 | MW
K SPEAR2_Firm Capacity2026 | Wind_Firm Capacity2026 | System | Generator | K SPEAR2 | Wind | Firm Capacity | 1 | 2026-01-01 | 10.19 | MW
0 | 0 | System | Generator | K SPEAR2 | Wind | Firm Capacity | 1 | 2026-04-01 | 10.88 | MW
0 | 0 | System | Generator | K SPEAR2 | Wind | Firm Capacity | 1 | 2026-07-01 | 10.88 | MW
0 | 0 | System | Generator | K SPEAR2 | Wind | Firm Capacity | 1 | 2026-10-01 | 10.88 | MW
K SPEAR2_Firm Capacity2027 | Wind_Firm Capacity2027 | System | Generator | K SPEAR2 | Wind | Firm Capacity | 1 | 2027-01-01 | 10.19 | MW
0 | 0 | System | Generator | K SPEAR2 | Wind | Firm Capacity | 1 | 2027-04-01 | 10.88 | MW
0 | 0 | System | Generator | K SPEAR2 | Wind | Firm Capacity | 1 | 2027-07-01 | 10.88 | MW
0 | 0 | System | Generator | K SPEAR2 | Wind | Firm Capacity | 1 | 2027-10-01 | 10.88 | MW
K SPEAR2_Firm Capacity2028 | Wind_Firm Capacity2028 | System | Generator | K SPEAR2 | Wind | Firm Capacity | 1 | 2028-01-01 | 10.19 | MW
0 | 0 | System | Generator | K SPEAR2 | Wind | Firm Capacity | 1 | 2028-04-01 | 10.88 | MW
0 | 0 | System | Generator | K SPEAR2 | Wind | Firm Capacity | 1 | 2028-07-01 | 10.88 | MW
0 | 0 | System | Generator | K SPEAR2 | Wind | Firm Capacity | 1 | 2028-10-01 | 10.88 | MW
K SPEAR2_Firm Capacity2029 | Wind_Firm Capacity2029 | System | Generator | K SPEAR2 | Wind | Firm Capacity | 1 | 2029-01-01 | 10.19 | MW
0 | 0 | System | Generator | K SPEAR2 | Wind | Firm Capacity | 1 | 2029-04-01 | 10.88 | MW
0 | 0 | System | Generator | K SPEAR2 | Wind | Firm Capacity | 1 | 2029-07-01 | 10.88 | MW
0 | 0 | System | Generator | K SPEAR2 | Wind | Firm Capacity | 1 | 2029-10-01 | 10.88 | MW
K SPEAR2_Firm Capacity2030 | Wind_Firm Capacity2030 | System | Generator | K SPEAR2 | Wind | Firm Capacity | 1 | 2030-01-01 | 10.19 | MW
0 | 0 | System | Generator | K SPEAR2 | Wind | Firm Capacity | 1 | 2030-04-01 | 10.88 | MW
0 | 0 | System | Generator | K SPEAR2 | Wind | Firm Capacity | 1 | 2030-07-01 | 10.88 | MW
0 | 0 | System | Generator | K SPEAR2 | Wind | Firm Capacity | 1 | 2030-10-01 | 10.88 | MW
K SPEAR2_Firm Capacity2031 | Wind_Firm Capacity2031 | System | Generator | K SPEAR2 | Wind | Firm Capacity | 1 | 2031-01-01 | 10.19 | MW
0 | 0 | System | Generator | K SPEAR2 | Wind | Firm Capacity | 1 | 2031-04-01 | 10.88 | MW
0 | 0 | System | Generator | K SPEAR2 | Wind | Firm Capacity | 1 | 2031-07-01 | 10.88 | MW
0 | 0 | System | Generator | K SPEAR2 | Wind | Firm Capacity | 1 | 2031-10-01 | 10.88 | MW
K SPEAR2_Firm Capacity2032 | Wind_Firm Capacity2032 | System | Generator | K SPEAR2 | Wind | Firm Capacity | 1 | 2032-01-01 | 10.19 | MW
0 | 0 | System | Generator | K SPEAR2 | Wind | Firm Capacity | 1 | 2032-04-01 | 10.88 | MW
0 | 0 | System | Generator | K SPEAR2 | Wind | Firm Capacity | 1 | 2032-07-01 | 10.88 | MW
0 | 0 | System | Generator | K SPEAR2 | Wind | Firm Capacity | 1 | 2032-10-01 | 10.88 | MW
K SPEAR2_Firm Capacity2033 | Wind_Firm Capacity2033 | System | Generator | K SPEAR2 | Wind | Firm Capacity | 1 | 2033-01-01 | 10.19 | MW
0 | 0 | System | Generator | K SPEAR2 | Wind | Firm Capacity | 1 | 2033-04-01 | 10.88 | MW
0 | 0 | System | Generator | K SPEAR2 | Wind | Firm Capacity | 1 | 2033-07-01 | 10.88 | MW
0 | 0 | System | Generator | K SPEAR2 | Wind | Firm Capacity | 1 | 2033-10-01 | 10.88 | MW
K SPEAR2_Firm Capacity2034 | Wind_Firm Capacity2034 | System | Generator | K SPEAR2 | Wind | Firm Capacity | 1 | 2034-01-01 | 10.19 | MW
0 | 0 | System | Generator | K SPEAR2 | Wind | Firm Capacity | 1 | 2034-04-01 | 10.88 | MW
0 | 0 | System | Generator | K SPEAR2 | Wind | Firm Capacity | 1 | 2034-07-01 | 10.88 | MW
0 | 0 | System | Generator | K SPEAR2 | Wind | Firm Capacity | 1 | 2034-10-01 | 10.88 | MW
K SPEAR2_Firm Capacity2035 | Wind_Firm Capacity2035 | System | Generator | K SPEAR2 | Wind | Firm Capacity | 1 | 2035-01-01 | 10.19 | MW
0 | 0 | System | Generator | K SPEAR2 | Wind | Firm Capacity | 1 | 2035-04-01 | 10.88 | MW
0 | 0 | System | Generator | K SPEAR2 | Wind | Firm Capacity | 1 | 2035-07-01 | 10.88 | MW
0 | 0 | System | Generator | K SPEAR2 | Wind | Firm Capacity | 1 | 2035-10-01 | 10.88 | MW
K SPEAR2_Firm Capacity2036 | Wind_Firm Capacity2036 | System | Generator | K SPEAR2 | Wind | Firm Capacity | 1 | 2036-01-01 | 10.19 | MW
0 | 0 | System | Generator | K SPEAR2 | Wind | Firm Capacity | 1 | 2036-04-01 | 10.88 | MW
0 | 0 | System | Generator | K SPEAR2 | Wind | Firm Capacity | 1 | 2036-07-01 | 10.88 | MW
0 | 0 | System | Generator | K SPEAR2 | Wind | Firm Capacity | 1 | 2036-10-01 | 10.88 | MW
K SPEAR2_Firm Capacity2037 | Wind_Firm Capacity2037 | System | Generator | K SPEAR2 | Wind | Firm Capacity | 1 | 2037-01-01 | 10.19 | MW
0 | 0 | System | Generator | K SPEAR2 | Wind | Firm Capacity | 1 | 2037-04-01 | 10.88 | MW
0 | 0 | System | Generator | K SPEAR2 | Wind | Firm Capacity | 1 | 2037-07-01 | 10.88 | MW
0 | 0 | System | Generator | K SPEAR2 | Wind | Firm Capacity | 1 | 2037-10-01 | 10.88 | MW
K SPEAR2_Firm Capacity2038 | Wind_Firm Capacity2038 | System | Generator | K SPEAR2 | Wind | Firm Capacity | 1 | 2038-01-01 | 10.19 | MW
0 | 0 | System | Generator | K SPEAR2 | Wind | Firm Capacity | 1 | 2038-04-01 | 10.88 | MW
0 | 0 | System | Generator | K SPEAR2 | Wind | Firm Capacity | 1 | 2038-07-01 | 10.88 | MW
0 | 0 | System | Generator | K SPEAR2 | Wind | Firm Capacity | 1 | 2038-10-01 | 10.88 | MW
K SPEAR2_Firm Capacity2039 | Wind_Firm Capacity2039 | System | Generator | K SPEAR2 | Wind | Firm Capacity | 1 | 2039-01-01 | 10.19 | MW
0 | 0 | System | Generator | K SPEAR2 | Wind | Firm Capacity | 1 | 2039-04-01 | 10.88 | MW
0 | 0 | System | Generator | K SPEAR2 | Wind | Firm Capacity | 1 | 2039-07-01 | 10.88 | MW
0 | 0 | System | Generator | K SPEAR2 | Wind | Firm Capacity | 1 | 2039-10-01 | 10.88 | MW
K SPEAR2_Firm Capacity2040 | Wind_Firm Capacity2040 | System | Generator | K SPEAR2 | Wind | Firm Capacity | 1 | 2040-01-01 | 10.19 | MW
0 | 0 | System | Generator | K SPEAR2 | Wind | Firm Capacity | 1 | 2040-04-01 | 10.88 | MW
0 | 0 | System | Generator | K SPEAR2 | Wind | Firm Capacity | 1 | 2040-07-01 | 10.88 | MW
0 | 0 | System | Generator | K SPEAR2 | Wind | Firm Capacity | 1 | 2040-10-01 | 10.88 | MW
K SPEAR2_Firm Capacity2041 | Wind_Firm Capacity2041 | System | Generator | K SPEAR2 | Wind | Firm Capacity | 1 | 2041-01-01 | 10.19 | MW
0 | 0 | System | Generator | K SPEAR2 | Wind | Firm Capacity | 1 | 2041-04-01 | 10.88 | MW
0 | 0 | System | Generator | K SPEAR2 | Wind | Firm Capacity | 1 | 2041-07-01 | 10.88 | MW
0 | 0 | System | Generator | K SPEAR2 | Wind | Firm Capacity | 1 | 2041-10-01 | 10.88 | MW
K SPEAR2_Firm Capacity2042 | Wind_Firm Capacity2042 | System | Generator | K SPEAR2 | Wind | Firm Capacity | 1 | 2042-01-01 | 10.19 | MW
0 | 0 | System | Generator | K SPEAR2 | Wind | Firm Capacity | 1 | 2042-04-01 | 10.88 | MW
0 | 0 | System | Generator | K SPEAR2 | Wind | Firm Capacity | 1 | 2042-07-01 | 10.88 | MW
0 | 0 | System | Generator | K SPEAR2 | Wind | Firm Capacity | 1 | 2042-10-01 | 10.88 | MW
K SPEAR2_Firm Capacity2043 | Wind_Firm Capacity2043 | System | Generator | K SPEAR2 | Wind | Firm Capacity | 1 | 2043-01-01 | 10.19 | MW
0 | 0 | System | Generator | K SPEAR2 | Wind | Firm Capacity | 1 | 2043-04-01 | 10.88 | MW
0 | 0 | System | Generator | K SPEAR2 | Wind | Firm Capacity | 1 | 2043-07-01 | 10.88 | MW
0 | 0 | System | Generator | K SPEAR2 | Wind | Firm Capacity | 1 | 2043-10-01 | 10.88 | MW
K CIMARRON2_Firm Capacity2024 | Wind PPA_Firm Capacity2024 | System | Generator | K CIMARRON2 | Wind PPA | Firm Capacity | 1 | 2024-01-01 | 34.33 | MW
0 | 0 | System | Generator | K CIMARRON2 | Wind PPA | Firm Capacity | 1 | 2024-04-01 | 54.3 | MW
0 | 0 | System | Generator | K CIMARRON2 | Wind PPA | Firm Capacity | 1 | 2024-07-01 | 54.3 | MW
0 | 0 | System | Generator | K CIMARRON2 | Wind PPA | Firm Capacity | 1 | 2024-10-01 | 54.3 | MW
K CIMARRON2_Firm Capacity2025 | Wind PPA_Firm Capacity2025 | System | Generator | K CIMARRON2 | Wind PPA | Firm Capacity | 1 | 2025-01-01 | 34.33 | MW
0 | 0 | System | Generator | K CIMARRON2 | Wind PPA | Firm Capacity | 1 | 2025-04-01 | 54.3 | MW
0 | 0 | System | Generator | K CIMARRON2 | Wind PPA | Firm Capacity | 1 | 2025-07-01 | 54.3 | MW
0 | 0 | System | Generator | K CIMARRON2 | Wind PPA | Firm Capacity | 1 | 2025-10-01 | 54.3 | MW
K CIMARRON2_Firm Capacity2026 | Wind PPA_Firm Capacity2026 | System | Generator | K CIMARRON2 | Wind PPA | Firm Capacity | 1 | 2026-01-01 | 33.42 | MW
0 | 0 | System | Generator | K CIMARRON2 | Wind PPA | Firm Capacity | 1 | 2026-04-01 | 35.88 | MW
0 | 0 | System | Generator | K CIMARRON2 | Wind PPA | Firm Capacity | 1 | 2026-07-01 | 35.88 | MW
0 | 0 | System | Generator | K CIMARRON2 | Wind PPA | Firm Capacity | 1 | 2026-10-01 | 35.88 | MW
K CIMARRON2_Firm Capacity2027 | Wind PPA_Firm Capacity2027 | System | Generator | K CIMARRON2 | Wind PPA | Firm Capacity | 1 | 2027-01-01 | 33.42 | MW
0 | 0 | System | Generator | K CIMARRON2 | Wind PPA | Firm Capacity | 1 | 2027-04-01 | 35.88 | MW
0 | 0 | System | Generator | K CIMARRON2 | Wind PPA | Firm Capacity | 1 | 2027-07-01 | 35.88 | MW
0 | 0 | System | Generator | K CIMARRON2 | Wind PPA | Firm Capacity | 1 | 2027-10-01 | 35.88 | MW
K CIMARRON2_Firm Capacity2028 | Wind PPA_Firm Capacity2028 | System | Generator | K CIMARRON2 | Wind PPA | Firm Capacity | 1 | 2028-01-01 | 33.42 | MW
0 | 0 | System | Generator | K CIMARRON2 | Wind PPA | Firm Capacity | 1 | 2028-04-01 | 35.88 | MW
0 | 0 | System | Generator | K CIMARRON2 | Wind PPA | Firm Capacity | 1 | 2028-07-01 | 35.88 | MW
0 | 0 | System | Generator | K CIMARRON2 | Wind PPA | Firm Capacity | 1 | 2028-10-01 | 35.88 | MW
K CIMARRON2_Firm Capacity2029 | Wind PPA_Firm Capacity2029 | System | Generator | K CIMARRON2 | Wind PPA | Firm Capacity | 1 | 2029-01-01 | 33.42 | MW
0 | 0 | System | Generator | K CIMARRON2 | Wind PPA | Firm Capacity | 1 | 2029-04-01 | 35.88 | MW
0 | 0 | System | Generator | K CIMARRON2 | Wind PPA | Firm Capacity | 1 | 2029-07-01 | 35.88 | MW
0 | 0 | System | Generator | K CIMARRON2 | Wind PPA | Firm Capacity | 1 | 2029-10-01 | 35.88 | MW
K CIMARRON2_Firm Capacity2030 | Wind PPA_Firm Capacity2030 | System | Generator | K CIMARRON2 | Wind PPA | Firm Capacity | 1 | 2030-01-01 | 33.42 | MW
0 | 0 | System | Generator | K CIMARRON2 | Wind PPA | Firm Capacity | 1 | 2030-04-01 | 35.88 | MW
0 | 0 | System | Generator | K CIMARRON2 | Wind PPA | Firm Capacity | 1 | 2030-07-01 | 35.88 | MW
0 | 0 | System | Generator | K CIMARRON2 | Wind PPA | Firm Capacity | 1 | 2030-10-01 | 35.88 | MW
K CIMARRON2_Firm Capacity2031 | Wind PPA_Firm Capacity2031 | System | Generator | K CIMARRON2 | Wind PPA | Firm Capacity | 1 | 2031-01-01 | 33.42 | MW
0 | 0 | System | Generator | K CIMARRON2 | Wind PPA | Firm Capacity | 1 | 2031-04-01 | 35.88 | MW
0 | 0 | System | Generator | K CIMARRON2 | Wind PPA | Firm Capacity | 1 | 2031-07-01 | 35.88 | MW
0 | 0 | System | Generator | K CIMARRON2 | Wind PPA | Firm Capacity | 1 | 2031-10-01 | 35.88 | MW
K CIMARRON2_Firm Capacity2032 | Wind PPA_Firm Capacity2032 | System | Generator | K CIMARRON2 | Wind PPA | Firm Capacity | 1 | 2032-01-01 | 0 | MW
0 | 0 | System | Generator | K CIMARRON2 | Wind PPA | Firm Capacity | 1 | 2032-04-01 | 0 | MW
0 | 0 | System | Generator | K CIMARRON2 | Wind PPA | Firm Capacity | 1 | 2032-07-01 | 0 | MW
0 | 0 | System | Generator | K CIMARRON2 | Wind PPA | Firm Capacity | 1 | 2032-10-01 | 0 | MW
K CIMARRON2_Firm Capacity2033 | Wind PPA_Firm Capacity2033 | System | Generator | K CIMARRON2 | Wind PPA | Firm Capacity | 1 | 2033-01-01 | 0 | MW
0 | 0 | System | Generator | K CIMARRON2 | Wind PPA | Firm Capacity | 1 | 2033-04-01 | 0 | MW
0 | 0 | System | Generator | K CIMARRON2 | Wind PPA | Firm Capacity | 1 | 2033-07-01 | 0 | MW
0 | 0 | System | Generator | K CIMARRON2 | Wind PPA | Firm Capacity | 1 | 2033-10-01 | 0 | MW
K CIMARRON2_Firm Capacity2034 | Wind PPA_Firm Capacity2034 | System | Generator | K CIMARRON2 | Wind PPA | Firm Capacity | 1 | 2034-01-01 | 0 | MW
0 | 0 | System | Generator | K CIMARRON2 | Wind PPA | Firm Capacity | 1 | 2034-04-01 | 0 | MW
0 | 0 | System | Generator | K CIMARRON2 | Wind PPA | Firm Capacity | 1 | 2034-07-01 | 0 | MW
0 | 0 | System | Generator | K CIMARRON2 | Wind PPA | Firm Capacity | 1 | 2034-10-01 | 0 | MW
K CIMARRON2_Firm Capacity2035 | Wind PPA_Firm Capacity2035 | System | Generator | K CIMARRON2 | Wind PPA | Firm Capacity | 1 | 2035-01-01 | 0 | MW
0 | 0 | System | Generator | K CIMARRON2 | Wind PPA | Firm Capacity | 1 | 2035-04-01 | 0 | MW
0 | 0 | System | Generator | K CIMARRON2 | Wind PPA | Firm Capacity | 1 | 2035-07-01 | 0 | MW
0 | 0 | System | Generator | K CIMARRON2 | Wind PPA | Firm Capacity | 1 | 2035-10-01 | 0 | MW
K CIMARRON2_Firm Capacity2036 | Wind PPA_Firm Capacity2036 | System | Generator | K CIMARRON2 | Wind PPA | Firm Capacity | 1 | 2036-01-01 | 0 | MW
0 | 0 | System | Generator | K CIMARRON2 | Wind PPA | Firm Capacity | 1 | 2036-04-01 | 0 | MW
0 | 0 | System | Generator | K CIMARRON2 | Wind PPA | Firm Capacity | 1 | 2036-07-01 | 0 | MW
0 | 0 | System | Generator | K CIMARRON2 | Wind PPA | Firm Capacity | 1 | 2036-10-01 | 0 | MW
K CIMARRON2_Firm Capacity2037 | Wind PPA_Firm Capacity2037 | System | Generator | K CIMARRON2 | Wind PPA | Firm Capacity | 1 | 2037-01-01 | 0 | MW
0 | 0 | System | Generator | K CIMARRON2 | Wind PPA | Firm Capacity | 1 | 2037-04-01 | 0 | MW
0 | 0 | System | Generator | K CIMARRON2 | Wind PPA | Firm Capacity | 1 | 2037-07-01 | 0 | MW
0 | 0 | System | Generator | K CIMARRON2 | Wind PPA | Firm Capacity | 1 | 2037-10-01 | 0 | MW
K CIMARRON2_Firm Capacity2038 | Wind PPA_Firm Capacity2038 | System | Generator | K CIMARRON2 | Wind PPA | Firm Capacity | 1 | 2038-01-01 | 0 | MW
0 | 0 | System | Generator | K CIMARRON2 | Wind PPA | Firm Capacity | 1 | 2038-04-01 | 0 | MW
0 | 0 | System | Generator | K CIMARRON2 | Wind PPA | Firm Capacity | 1 | 2038-07-01 | 0 | MW
0 | 0 | System | Generator | K CIMARRON2 | Wind PPA | Firm Capacity | 1 | 2038-10-01 | 0 | MW
K CIMARRON2_Firm Capacity2039 | Wind PPA_Firm Capacity2039 | System | Generator | K CIMARRON2 | Wind PPA | Firm Capacity | 1 | 2039-01-01 | 0 | MW
0 | 0 | System | Generator | K CIMARRON2 | Wind PPA | Firm Capacity | 1 | 2039-04-01 | 0 | MW
0 | 0 | System | Generator | K CIMARRON2 | Wind PPA | Firm Capacity | 1 | 2039-07-01 | 0 | MW
0 | 0 | System | Generator | K CIMARRON2 | Wind PPA | Firm Capacity | 1 | 2039-10-01 | 0 | MW
K CIMARRON2_Firm Capacity2040 | Wind PPA_Firm Capacity2040 | System | Generator | K CIMARRON2 | Wind PPA | Firm Capacity | 1 | 2040-01-01 | 0 | MW
0 | 0 | System | Generator | K CIMARRON2 | Wind PPA | Firm Capacity | 1 | 2040-04-01 | 0 | MW
0 | 0 | System | Generator | K CIMARRON2 | Wind PPA | Firm Capacity | 1 | 2040-07-01 | 0 | MW
0 | 0 | System | Generator | K CIMARRON2 | Wind PPA | Firm Capacity | 1 | 2040-10-01 | 0 | MW
K CIMARRON2_Firm Capacity2041 | Wind PPA_Firm Capacity2041 | System | Generator | K CIMARRON2 | Wind PPA | Firm Capacity | 1 | 2041-01-01 | 0 | MW
0 | 0 | System | Generator | K CIMARRON2 | Wind PPA | Firm Capacity | 1 | 2041-04-01 | 0 | MW
0 | 0 | System | Generator | K CIMARRON2 | Wind PPA | Firm Capacity | 1 | 2041-07-01 | 0 | MW
0 | 0 | System | Generator | K CIMARRON2 | Wind PPA | Firm Capacity | 1 | 2041-10-01 | 0 | MW
K CIMARRON2_Firm Capacity2042 | Wind PPA_Firm Capacity2042 | System | Generator | K CIMARRON2 | Wind PPA | Firm Capacity | 1 | 2042-01-01 | 0 | MW
0 | 0 | System | Generator | K CIMARRON2 | Wind PPA | Firm Capacity | 1 | 2042-04-01 | 0 | MW
0 | 0 | System | Generator | K CIMARRON2 | Wind PPA | Firm Capacity | 1 | 2042-07-01 | 0 | MW
0 | 0 | System | Generator | K CIMARRON2 | Wind PPA | Firm Capacity | 1 | 2042-10-01 | 0 | MW
K CIMARRON2_Firm Capacity2043 | Wind PPA_Firm Capacity2043 | System | Generator | K CIMARRON2 | Wind PPA | Firm Capacity | 1 | 2043-01-01 | 0 | MW
0 | 0 | System | Generator | K CIMARRON2 | Wind PPA | Firm Capacity | 1 | 2043-04-01 | 0 | MW
0 | 0 | System | Generator | K CIMARRON2 | Wind PPA | Firm Capacity | 1 | 2043-07-01 | 0 | MW
0 | 0 | System | Generator | K CIMARRON2 | Wind PPA | Firm Capacity | 1 | 2043-10-01 | 0 | MW
K OSBORN_Firm Capacity2024 | Wind PPA_Firm Capacity2024 | System | Generator | K OSBORN | Wind PPA | Firm Capacity | 1 | 2024-01-01 | 26.02 | MW
0 | 0 | System | Generator | K OSBORN | Wind PPA | Firm Capacity | 1 | 2024-04-01 | 20.7 | MW
0 | 0 | System | Generator | K OSBORN | Wind PPA | Firm Capacity | 1 | 2024-07-01 | 20.7 | MW
0 | 0 | System | Generator | K OSBORN | Wind PPA | Firm Capacity | 1 | 2024-10-01 | 20.7 | MW
K OSBORN_Firm Capacity2025 | Wind PPA_Firm Capacity2025 | System | Generator | K OSBORN | Wind PPA | Firm Capacity | 1 | 2025-01-01 | 26.02 | MW
0 | 0 | System | Generator | K OSBORN | Wind PPA | Firm Capacity | 1 | 2025-04-01 | 20.7 | MW
0 | 0 | System | Generator | K OSBORN | Wind PPA | Firm Capacity | 1 | 2025-07-01 | 20.7 | MW
0 | 0 | System | Generator | K OSBORN | Wind PPA | Firm Capacity | 1 | 2025-10-01 | 20.7 | MW
K OSBORN_Firm Capacity2026 | Wind PPA_Firm Capacity2026 | System | Generator | K OSBORN | Wind PPA | Firm Capacity | 1 | 2026-01-01 | 27.13 | MW
0 | 0 | System | Generator | K OSBORN | Wind PPA | Firm Capacity | 1 | 2026-04-01 | 22.92 | MW
0 | 0 | System | Generator | K OSBORN | Wind PPA | Firm Capacity | 1 | 2026-07-01 | 22.92 | MW
0 | 0 | System | Generator | K OSBORN | Wind PPA | Firm Capacity | 1 | 2026-10-01 | 22.92 | MW
K OSBORN_Firm Capacity2027 | Wind PPA_Firm Capacity2027 | System | Generator | K OSBORN | Wind PPA | Firm Capacity | 1 | 2027-01-01 | 27.13 | MW
0 | 0 | System | Generator | K OSBORN | Wind PPA | Firm Capacity | 1 | 2027-04-01 | 22.92 | MW
0 | 0 | System | Generator | K OSBORN | Wind PPA | Firm Capacity | 1 | 2027-07-01 | 22.92 | MW
0 | 0 | System | Generator | K OSBORN | Wind PPA | Firm Capacity | 1 | 2027-10-01 | 22.92 | MW
K OSBORN_Firm Capacity2028 | Wind PPA_Firm Capacity2028 | System | Generator | K OSBORN | Wind PPA | Firm Capacity | 1 | 2028-01-01 | 27.13 | MW
0 | 0 | System | Generator | K OSBORN | Wind PPA | Firm Capacity | 1 | 2028-04-01 | 22.92 | MW
0 | 0 | System | Generator | K OSBORN | Wind PPA | Firm Capacity | 1 | 2028-07-01 | 22.92 | MW
0 | 0 | System | Generator | K OSBORN | Wind PPA | Firm Capacity | 1 | 2028-10-01 | 22.92 | MW
K OSBORN_Firm Capacity2029 | Wind PPA_Firm Capacity2029 | System | Generator | K OSBORN | Wind PPA | Firm Capacity | 1 | 2029-01-01 | 27.13 | MW
0 | 0 | System | Generator | K OSBORN | Wind PPA | Firm Capacity | 1 | 2029-04-01 | 22.92 | MW
0 | 0 | System | Generator | K OSBORN | Wind PPA | Firm Capacity | 1 | 2029-07-01 | 22.92 | MW
0 | 0 | System | Generator | K OSBORN | Wind PPA | Firm Capacity | 1 | 2029-10-01 | 22.92 | MW
K OSBORN_Firm Capacity2030 | Wind PPA_Firm Capacity2030 | System | Generator | K OSBORN | Wind PPA | Firm Capacity | 1 | 2030-01-01 | 27.13 | MW
0 | 0 | System | Generator | K OSBORN | Wind PPA | Firm Capacity | 1 | 2030-04-01 | 22.92 | MW
0 | 0 | System | Generator | K OSBORN | Wind PPA | Firm Capacity | 1 | 2030-07-01 | 22.92 | MW
0 | 0 | System | Generator | K OSBORN | Wind PPA | Firm Capacity | 1 | 2030-10-01 | 22.92 | MW
K OSBORN_Firm Capacity2031 | Wind PPA_Firm Capacity2031 | System | Generator | K OSBORN | Wind PPA | Firm Capacity | 1 | 2031-01-01 | 27.13 | MW
0 | 0 | System | Generator | K OSBORN | Wind PPA | Firm Capacity | 1 | 2031-04-01 | 22.92 | MW
0 | 0 | System | Generator | K OSBORN | Wind PPA | Firm Capacity | 1 | 2031-07-01 | 22.92 | MW
0 | 0 | System | Generator | K OSBORN | Wind PPA | Firm Capacity | 1 | 2031-10-01 | 22.92 | MW
K OSBORN_Firm Capacity2032 | Wind PPA_Firm Capacity2032 | System | Generator | K OSBORN | Wind PPA | Firm Capacity | 1 | 2032-01-01 | 27.13 | MW
0 | 0 | System | Generator | K OSBORN | Wind PPA | Firm Capacity | 1 | 2032-04-01 | 22.92 | MW
0 | 0 | System | Generator | K OSBORN | Wind PPA | Firm Capacity | 1 | 2032-07-01 | 22.92 | MW
0 | 0 | System | Generator | K OSBORN | Wind PPA | Firm Capacity | 1 | 2032-10-01 | 22.92 | MW
K OSBORN_Firm Capacity2033 | Wind PPA_Firm Capacity2033 | System | Generator | K OSBORN | Wind PPA | Firm Capacity | 1 | 2033-01-01 | 27.13 | MW
0 | 0 | System | Generator | K OSBORN | Wind PPA | Firm Capacity | 1 | 2033-04-01 | 22.92 | MW
0 | 0 | System | Generator | K OSBORN | Wind PPA | Firm Capacity | 1 | 2033-07-01 | 22.92 | MW
0 | 0 | System | Generator | K OSBORN | Wind PPA | Firm Capacity | 1 | 2033-10-01 | 22.92 | MW
K OSBORN_Firm Capacity2034 | Wind PPA_Firm Capacity2034 | System | Generator | K OSBORN | Wind PPA | Firm Capacity | 1 | 2034-01-01 | 27.13 | MW
0 | 0 | System | Generator | K OSBORN | Wind PPA | Firm Capacity | 1 | 2034-04-01 | 22.92 | MW
0 | 0 | System | Generator | K OSBORN | Wind PPA | Firm Capacity | 1 | 2034-07-01 | 22.92 | MW
0 | 0 | System | Generator | K OSBORN | Wind PPA | Firm Capacity | 1 | 2034-10-01 | 22.92 | MW
K OSBORN_Firm Capacity2035 | Wind PPA_Firm Capacity2035 | System | Generator | K OSBORN | Wind PPA | Firm Capacity | 1 | 2035-01-01 | 27.13 | MW
0 | 0 | System | Generator | K OSBORN | Wind PPA | Firm Capacity | 1 | 2035-04-01 | 22.92 | MW
0 | 0 | System | Generator | K OSBORN | Wind PPA | Firm Capacity | 1 | 2035-07-01 | 22.92 | MW
0 | 0 | System | Generator | K OSBORN | Wind PPA | Firm Capacity | 1 | 2035-10-01 | 22.92 | MW
K OSBORN_Firm Capacity2036 | Wind PPA_Firm Capacity2036 | System | Generator | K OSBORN | Wind PPA | Firm Capacity | 1 | 2036-01-01 | 27.13 | MW
0 | 0 | System | Generator | K OSBORN | Wind PPA | Firm Capacity | 1 | 2036-04-01 | 22.92 | MW
0 | 0 | System | Generator | K OSBORN | Wind PPA | Firm Capacity | 1 | 2036-07-01 | 22.92 | MW
0 | 0 | System | Generator | K OSBORN | Wind PPA | Firm Capacity | 1 | 2036-10-01 | 10.351 | MW
K OSBORN_Firm Capacity2037 | Wind PPA_Firm Capacity2037 | System | Generator | K OSBORN | Wind PPA | Firm Capacity | 1 | 2037-01-01 | 0 | MW
0 | 0 | System | Generator | K OSBORN | Wind PPA | Firm Capacity | 1 | 2037-04-01 | 0 | MW
0 | 0 | System | Generator | K OSBORN | Wind PPA | Firm Capacity | 1 | 2037-07-01 | 0 | MW
0 | 0 | System | Generator | K OSBORN | Wind PPA | Firm Capacity | 1 | 2037-10-01 | 0 | MW
K OSBORN_Firm Capacity2038 | Wind PPA_Firm Capacity2038 | System | Generator | K OSBORN | Wind PPA | Firm Capacity | 1 | 2038-01-01 | 0 | MW
0 | 0 | System | Generator | K OSBORN | Wind PPA | Firm Capacity | 1 | 2038-04-01 | 0 | MW
0 | 0 | System | Generator | K OSBORN | Wind PPA | Firm Capacity | 1 | 2038-07-01 | 0 | MW
0 | 0 | System | Generator | K OSBORN | Wind PPA | Firm Capacity | 1 | 2038-10-01 | 0 | MW
K OSBORN_Firm Capacity2039 | Wind PPA_Firm Capacity2039 | System | Generator | K OSBORN | Wind PPA | Firm Capacity | 1 | 2039-01-01 | 0 | MW
0 | 0 | System | Generator | K OSBORN | Wind PPA | Firm Capacity | 1 | 2039-04-01 | 0 | MW
0 | 0 | System | Generator | K OSBORN | Wind PPA | Firm Capacity | 1 | 2039-07-01 | 0 | MW
0 | 0 | System | Generator | K OSBORN | Wind PPA | Firm Capacity | 1 | 2039-10-01 | 0 | MW
K OSBORN_Firm Capacity2040 | Wind PPA_Firm Capacity2040 | System | Generator | K OSBORN | Wind PPA | Firm Capacity | 1 | 2040-01-01 | 0 | MW
0 | 0 | System | Generator | K OSBORN | Wind PPA | Firm Capacity | 1 | 2040-04-01 | 0 | MW
0 | 0 | System | Generator | K OSBORN | Wind PPA | Firm Capacity | 1 | 2040-07-01 | 0 | MW
0 | 0 | System | Generator | K OSBORN | Wind PPA | Firm Capacity | 1 | 2040-10-01 | 0 | MW
K OSBORN_Firm Capacity2041 | Wind PPA_Firm Capacity2041 | System | Generator | K OSBORN | Wind PPA | Firm Capacity | 1 | 2041-01-01 | 0 | MW
0 | 0 | System | Generator | K OSBORN | Wind PPA | Firm Capacity | 1 | 2041-04-01 | 0 | MW
0 | 0 | System | Generator | K OSBORN | Wind PPA | Firm Capacity | 1 | 2041-07-01 | 0 | MW
0 | 0 | System | Generator | K OSBORN | Wind PPA | Firm Capacity | 1 | 2041-10-01 | 0 | MW
K OSBORN_Firm Capacity2042 | Wind PPA_Firm Capacity2042 | System | Generator | K OSBORN | Wind PPA | Firm Capacity | 1 | 2042-01-01 | 0 | MW
0 | 0 | System | Generator | K OSBORN | Wind PPA | Firm Capacity | 1 | 2042-04-01 | 0 | MW
0 | 0 | System | Generator | K OSBORN | Wind PPA | Firm Capacity | 1 | 2042-07-01 | 0 | MW
0 | 0 | System | Generator | K OSBORN | Wind PPA | Firm Capacity | 1 | 2042-10-01 | 0 | MW
K OSBORN_Firm Capacity2043 | Wind PPA_Firm Capacity2043 | System | Generator | K OSBORN | Wind PPA | Firm Capacity | 1 | 2043-01-01 | 0 | MW
0 | 0 | System | Generator | K OSBORN | Wind PPA | Firm Capacity | 1 | 2043-04-01 | 0 | MW
0 | 0 | System | Generator | K OSBORN | Wind PPA | Firm Capacity | 1 | 2043-07-01 | 0 | MW
0 | 0 | System | Generator | K OSBORN | Wind PPA | Firm Capacity | 1 | 2043-10-01 | 0 | MW
K PONDEROSA_Firm Capacity2024 | Wind PPA_Firm Capacity2024 | System | Generator | K PONDEROSA | Wind PPA | Firm Capacity | 1 | 2024-01-01 | 4.66 | MW
0 | 0 | System | Generator | K PONDEROSA | Wind PPA | Firm Capacity | 1 | 2024-04-01 | 62.24 | MW
0 | 0 | System | Generator | K PONDEROSA | Wind PPA | Firm Capacity | 1 | 2024-07-01 | 62.24 | MW
0 | 0 | System | Generator | K PONDEROSA | Wind PPA | Firm Capacity | 1 | 2024-10-01 | 62.24 | MW
K PONDEROSA_Firm Capacity2025 | Wind PPA_Firm Capacity2025 | System | Generator | K PONDEROSA | Wind PPA | Firm Capacity | 1 | 2025-01-01 | 4.66 | MW
0 | 0 | System | Generator | K PONDEROSA | Wind PPA | Firm Capacity | 1 | 2025-04-01 | 62.24 | MW
0 | 0 | System | Generator | K PONDEROSA | Wind PPA | Firm Capacity | 1 | 2025-07-01 | 62.24 | MW
0 | 0 | System | Generator | K PONDEROSA | Wind PPA | Firm Capacity | 1 | 2025-10-01 | 62.24 | MW
K PONDEROSA_Firm Capacity2026 | Wind PPA_Firm Capacity2026 | System | Generator | K PONDEROSA | Wind PPA | Firm Capacity | 1 | 2026-01-01 | 9.17 | MW
0 | 0 | System | Generator | K PONDEROSA | Wind PPA | Firm Capacity | 1 | 2026-04-01 | 15.26 | MW
0 | 0 | System | Generator | K PONDEROSA | Wind PPA | Firm Capacity | 1 | 2026-07-01 | 15.26 | MW
0 | 0 | System | Generator | K PONDEROSA | Wind PPA | Firm Capacity | 1 | 2026-10-01 | 15.26 | MW
K PONDEROSA_Firm Capacity2027 | Wind PPA_Firm Capacity2027 | System | Generator | K PONDEROSA | Wind PPA | Firm Capacity | 1 | 2027-01-01 | 9.17 | MW
0 | 0 | System | Generator | K PONDEROSA | Wind PPA | Firm Capacity | 1 | 2027-04-01 | 15.26 | MW
0 | 0 | System | Generator | K PONDEROSA | Wind PPA | Firm Capacity | 1 | 2027-07-01 | 15.26 | MW
0 | 0 | System | Generator | K PONDEROSA | Wind PPA | Firm Capacity | 1 | 2027-10-01 | 15.26 | MW
K PONDEROSA_Firm Capacity2028 | Wind PPA_Firm Capacity2028 | System | Generator | K PONDEROSA | Wind PPA | Firm Capacity | 1 | 2028-01-01 | 9.17 | MW
0 | 0 | System | Generator | K PONDEROSA | Wind PPA | Firm Capacity | 1 | 2028-04-01 | 15.26 | MW
0 | 0 | System | Generator | K PONDEROSA | Wind PPA | Firm Capacity | 1 | 2028-07-01 | 15.26 | MW
0 | 0 | System | Generator | K PONDEROSA | Wind PPA | Firm Capacity | 1 | 2028-10-01 | 15.26 | MW
K PONDEROSA_Firm Capacity2029 | Wind PPA_Firm Capacity2029 | System | Generator | K PONDEROSA | Wind PPA | Firm Capacity | 1 | 2029-01-01 | 9.17 | MW
0 | 0 | System | Generator | K PONDEROSA | Wind PPA | Firm Capacity | 1 | 2029-04-01 | 15.26 | MW
0 | 0 | System | Generator | K PONDEROSA | Wind PPA | Firm Capacity | 1 | 2029-07-01 | 15.26 | MW
0 | 0 | System | Generator | K PONDEROSA | Wind PPA | Firm Capacity | 1 | 2029-10-01 | 15.26 | MW
K PONDEROSA_Firm Capacity2030 | Wind PPA_Firm Capacity2030 | System | Generator | K PONDEROSA | Wind PPA | Firm Capacity | 1 | 2030-01-01 | 9.17 | MW
0 | 0 | System | Generator | K PONDEROSA | Wind PPA | Firm Capacity | 1 | 2030-04-01 | 15.26 | MW
0 | 0 | System | Generator | K PONDEROSA | Wind PPA | Firm Capacity | 1 | 2030-07-01 | 15.26 | MW
0 | 0 | System | Generator | K PONDEROSA | Wind PPA | Firm Capacity | 1 | 2030-10-01 | 15.26 | MW
K PONDEROSA_Firm Capacity2031 | Wind PPA_Firm Capacity2031 | System | Generator | K PONDEROSA | Wind PPA | Firm Capacity | 1 | 2031-01-01 | 9.17 | MW
0 | 0 | System | Generator | K PONDEROSA | Wind PPA | Firm Capacity | 1 | 2031-04-01 | 15.26 | MW
0 | 0 | System | Generator | K PONDEROSA | Wind PPA | Firm Capacity | 1 | 2031-07-01 | 15.26 | MW
0 | 0 | System | Generator | K PONDEROSA | Wind PPA | Firm Capacity | 1 | 2031-10-01 | 15.26 | MW
K PONDEROSA_Firm Capacity2032 | Wind PPA_Firm Capacity2032 | System | Generator | K PONDEROSA | Wind PPA | Firm Capacity | 1 | 2032-01-01 | 9.17 | MW
0 | 0 | System | Generator | K PONDEROSA | Wind PPA | Firm Capacity | 1 | 2032-04-01 | 15.26 | MW
0 | 0 | System | Generator | K PONDEROSA | Wind PPA | Firm Capacity | 1 | 2032-07-01 | 15.26 | MW
0 | 0 | System | Generator | K PONDEROSA | Wind PPA | Firm Capacity | 1 | 2032-10-01 | 15.26 | MW
K PONDEROSA_Firm Capacity2033 | Wind PPA_Firm Capacity2033 | System | Generator | K PONDEROSA | Wind PPA | Firm Capacity | 1 | 2033-01-01 | 9.17 | MW
0 | 0 | System | Generator | K PONDEROSA | Wind PPA | Firm Capacity | 1 | 2033-04-01 | 15.26 | MW
0 | 0 | System | Generator | K PONDEROSA | Wind PPA | Firm Capacity | 1 | 2033-07-01 | 15.26 | MW
0 | 0 | System | Generator | K PONDEROSA | Wind PPA | Firm Capacity | 1 | 2033-10-01 | 15.26 | MW
K PONDEROSA_Firm Capacity2034 | Wind PPA_Firm Capacity2034 | System | Generator | K PONDEROSA | Wind PPA | Firm Capacity | 1 | 2034-01-01 | 9.17 | MW
0 | 0 | System | Generator | K PONDEROSA | Wind PPA | Firm Capacity | 1 | 2034-04-01 | 15.26 | MW
0 | 0 | System | Generator | K PONDEROSA | Wind PPA | Firm Capacity | 1 | 2034-07-01 | 15.26 | MW
0 | 0 | System | Generator | K PONDEROSA | Wind PPA | Firm Capacity | 1 | 2034-10-01 | 15.26 | MW
K PONDEROSA_Firm Capacity2035 | Wind PPA_Firm Capacity2035 | System | Generator | K PONDEROSA | Wind PPA | Firm Capacity | 1 | 2035-01-01 | 9.17 | MW
0 | 0 | System | Generator | K PONDEROSA | Wind PPA | Firm Capacity | 1 | 2035-04-01 | 15.26 | MW
0 | 0 | System | Generator | K PONDEROSA | Wind PPA | Firm Capacity | 1 | 2035-07-01 | 15.26 | MW
0 | 0 | System | Generator | K PONDEROSA | Wind PPA | Firm Capacity | 1 | 2035-10-01 | 15.26 | MW
K PONDEROSA_Firm Capacity2036 | Wind PPA_Firm Capacity2036 | System | Generator | K PONDEROSA | Wind PPA | Firm Capacity | 1 | 2036-01-01 | 9.17 | MW
0 | 0 | System | Generator | K PONDEROSA | Wind PPA | Firm Capacity | 1 | 2036-04-01 | 15.26 | MW
0 | 0 | System | Generator | K PONDEROSA | Wind PPA | Firm Capacity | 1 | 2036-07-01 | 15.26 | MW
0 | 0 | System | Generator | K PONDEROSA | Wind PPA | Firm Capacity | 1 | 2036-10-01 | 15.26 | MW
K PONDEROSA_Firm Capacity2037 | Wind PPA_Firm Capacity2037 | System | Generator | K PONDEROSA | Wind PPA | Firm Capacity | 1 | 2037-01-01 | 9.17 | MW
0 | 0 | System | Generator | K PONDEROSA | Wind PPA | Firm Capacity | 1 | 2037-04-01 | 15.26 | MW
0 | 0 | System | Generator | K PONDEROSA | Wind PPA | Firm Capacity | 1 | 2037-07-01 | 15.26 | MW
0 | 0 | System | Generator | K PONDEROSA | Wind PPA | Firm Capacity | 1 | 2037-10-01 | 15.26 | MW
K PONDEROSA_Firm Capacity2038 | Wind PPA_Firm Capacity2038 | System | Generator | K PONDEROSA | Wind PPA | Firm Capacity | 1 | 2038-01-01 | 9.17 | MW
0 | 0 | System | Generator | K PONDEROSA | Wind PPA | Firm Capacity | 1 | 2038-04-01 | 15.26 | MW
0 | 0 | System | Generator | K PONDEROSA | Wind PPA | Firm Capacity | 1 | 2038-07-01 | 15.26 | MW
0 | 0 | System | Generator | K PONDEROSA | Wind PPA | Firm Capacity | 1 | 2038-10-01 | 15.26 | MW
K PONDEROSA_Firm Capacity2039 | Wind PPA_Firm Capacity2039 | System | Generator | K PONDEROSA | Wind PPA | Firm Capacity | 1 | 2039-01-01 | 9.17 | MW
0 | 0 | System | Generator | K PONDEROSA | Wind PPA | Firm Capacity | 1 | 2039-04-01 | 15.26 | MW
0 | 0 | System | Generator | K PONDEROSA | Wind PPA | Firm Capacity | 1 | 2039-07-01 | 15.26 | MW
0 | 0 | System | Generator | K PONDEROSA | Wind PPA | Firm Capacity | 1 | 2039-10-01 | 15.26 | MW
K PONDEROSA_Firm Capacity2040 | Wind PPA_Firm Capacity2040 | System | Generator | K PONDEROSA | Wind PPA | Firm Capacity | 1 | 2040-01-01 | 9.17 | MW
0 | 0 | System | Generator | K PONDEROSA | Wind PPA | Firm Capacity | 1 | 2040-04-01 | 15.26 | MW
0 | 0 | System | Generator | K PONDEROSA | Wind PPA | Firm Capacity | 1 | 2040-07-01 | 15.26 | MW
0 | 0 | System | Generator | K PONDEROSA | Wind PPA | Firm Capacity | 1 | 2040-10-01 | 0 | MW
K PONDEROSA_Firm Capacity2041 | Wind PPA_Firm Capacity2041 | System | Generator | K PONDEROSA | Wind PPA | Firm Capacity | 1 | 2041-01-01 | 0 | MW
0 | 0 | System | Generator | K PONDEROSA | Wind PPA | Firm Capacity | 1 | 2041-04-01 | 0 | MW
0 | 0 | System | Generator | K PONDEROSA | Wind PPA | Firm Capacity | 1 | 2041-07-01 | 0 | MW
0 | 0 | System | Generator | K PONDEROSA | Wind PPA | Firm Capacity | 1 | 2041-10-01 | 0 | MW
K PONDEROSA_Firm Capacity2042 | Wind PPA_Firm Capacity2042 | System | Generator | K PONDEROSA | Wind PPA | Firm Capacity | 1 | 2042-01-01 | 0 | MW
0 | 0 | System | Generator | K PONDEROSA | Wind PPA | Firm Capacity | 1 | 2042-04-01 | 0 | MW
0 | 0 | System | Generator | K PONDEROSA | Wind PPA | Firm Capacity | 1 | 2042-07-01 | 0 | MW
0 | 0 | System | Generator | K PONDEROSA | Wind PPA | Firm Capacity | 1 | 2042-10-01 | 0 | MW
K PONDEROSA_Firm Capacity2043 | Wind PPA_Firm Capacity2043 | System | Generator | K PONDEROSA | Wind PPA | Firm Capacity | 1 | 2043-01-01 | 0 | MW
0 | 0 | System | Generator | K PONDEROSA | Wind PPA | Firm Capacity | 1 | 2043-04-01 | 0 | MW
0 | 0 | System | Generator | K PONDEROSA | Wind PPA | Firm Capacity | 1 | 2043-07-01 | 0 | MW
0 | 0 | System | Generator | K PONDEROSA | Wind PPA | Firm Capacity | 1 | 2043-10-01 | 0 | MW
K PRAIRIEQUEEN_Firm Capacity2024 | Wind PPA_Firm Capacity2024 | System | Generator | K PRAIRIEQUEEN | Wind PPA | Firm Capacity | 1 | 2024-01-01 | 12.15 | MW
0 | 0 | System | Generator | K PRAIRIEQUEEN | Wind PPA | Firm Capacity | 1 | 2024-04-01 | 25.99 | MW
0 | 0 | System | Generator | K PRAIRIEQUEEN | Wind PPA | Firm Capacity | 1 | 2024-07-01 | 25.99 | MW
0 | 0 | System | Generator | K PRAIRIEQUEEN | Wind PPA | Firm Capacity | 1 | 2024-10-01 | 25.99 | MW
K PRAIRIEQUEEN_Firm Capacity2025 | Wind PPA_Firm Capacity2025 | System | Generator | K PRAIRIEQUEEN | Wind PPA | Firm Capacity | 1 | 2025-01-01 | 12.15 | MW
0 | 0 | System | Generator | K PRAIRIEQUEEN | Wind PPA | Firm Capacity | 1 | 2025-04-01 | 25.99 | MW
0 | 0 | System | Generator | K PRAIRIEQUEEN | Wind PPA | Firm Capacity | 1 | 2025-07-01 | 25.99 | MW
0 | 0 | System | Generator | K PRAIRIEQUEEN | Wind PPA | Firm Capacity | 1 | 2025-10-01 | 25.99 | MW
K PRAIRIEQUEEN_Firm Capacity2026 | Wind PPA_Firm Capacity2026 | System | Generator | K PRAIRIEQUEEN | Wind PPA | Firm Capacity | 1 | 2026-01-01 | 16.61 | MW
0 | 0 | System | Generator | K PRAIRIEQUEEN | Wind PPA | Firm Capacity | 1 | 2026-04-01 | 19.14 | MW
0 | 0 | System | Generator | K PRAIRIEQUEEN | Wind PPA | Firm Capacity | 1 | 2026-07-01 | 19.14 | MW
0 | 0 | System | Generator | K PRAIRIEQUEEN | Wind PPA | Firm Capacity | 1 | 2026-10-01 | 19.14 | MW
K PRAIRIEQUEEN_Firm Capacity2027 | Wind PPA_Firm Capacity2027 | System | Generator | K PRAIRIEQUEEN | Wind PPA | Firm Capacity | 1 | 2027-01-01 | 16.61 | MW
0 | 0 | System | Generator | K PRAIRIEQUEEN | Wind PPA | Firm Capacity | 1 | 2027-04-01 | 19.14 | MW
0 | 0 | System | Generator | K PRAIRIEQUEEN | Wind PPA | Firm Capacity | 1 | 2027-07-01 | 19.14 | MW
0 | 0 | System | Generator | K PRAIRIEQUEEN | Wind PPA | Firm Capacity | 1 | 2027-10-01 | 19.14 | MW
K PRAIRIEQUEEN_Firm Capacity2028 | Wind PPA_Firm Capacity2028 | System | Generator | K PRAIRIEQUEEN | Wind PPA | Firm Capacity | 1 | 2028-01-01 | 16.61 | MW
0 | 0 | System | Generator | K PRAIRIEQUEEN | Wind PPA | Firm Capacity | 1 | 2028-04-01 | 19.14 | MW
0 | 0 | System | Generator | K PRAIRIEQUEEN | Wind PPA | Firm Capacity | 1 | 2028-07-01 | 19.14 | MW
0 | 0 | System | Generator | K PRAIRIEQUEEN | Wind PPA | Firm Capacity | 1 | 2028-10-01 | 19.14 | MW
K PRAIRIEQUEEN_Firm Capacity2029 | Wind PPA_Firm Capacity2029 | System | Generator | K PRAIRIEQUEEN | Wind PPA | Firm Capacity | 1 | 2029-01-01 | 16.61 | MW
0 | 0 | System | Generator | K PRAIRIEQUEEN | Wind PPA | Firm Capacity | 1 | 2029-04-01 | 19.14 | MW
0 | 0 | System | Generator | K PRAIRIEQUEEN | Wind PPA | Firm Capacity | 1 | 2029-07-01 | 19.14 | MW
0 | 0 | System | Generator | K PRAIRIEQUEEN | Wind PPA | Firm Capacity | 1 | 2029-10-01 | 19.14 | MW
K PRAIRIEQUEEN_Firm Capacity2030 | Wind PPA_Firm Capacity2030 | System | Generator | K PRAIRIEQUEEN | Wind PPA | Firm Capacity | 1 | 2030-01-01 | 16.61 | MW
0 | 0 | System | Generator | K PRAIRIEQUEEN | Wind PPA | Firm Capacity | 1 | 2030-04-01 | 19.14 | MW
0 | 0 | System | Generator | K PRAIRIEQUEEN | Wind PPA | Firm Capacity | 1 | 2030-07-01 | 19.14 | MW
0 | 0 | System | Generator | K PRAIRIEQUEEN | Wind PPA | Firm Capacity | 1 | 2030-10-01 | 19.14 | MW
K PRAIRIEQUEEN_Firm Capacity2031 | Wind PPA_Firm Capacity2031 | System | Generator | K PRAIRIEQUEEN | Wind PPA | Firm Capacity | 1 | 2031-01-01 | 16.61 | MW
0 | 0 | System | Generator | K PRAIRIEQUEEN | Wind PPA | Firm Capacity | 1 | 2031-04-01 | 19.14 | MW
0 | 0 | System | Generator | K PRAIRIEQUEEN | Wind PPA | Firm Capacity | 1 | 2031-07-01 | 19.14 | MW
0 | 0 | System | Generator | K PRAIRIEQUEEN | Wind PPA | Firm Capacity | 1 | 2031-10-01 | 19.14 | MW
K PRAIRIEQUEEN_Firm Capacity2032 | Wind PPA_Firm Capacity2032 | System | Generator | K PRAIRIEQUEEN | Wind PPA | Firm Capacity | 1 | 2032-01-01 | 16.61 | MW
0 | 0 | System | Generator | K PRAIRIEQUEEN | Wind PPA | Firm Capacity | 1 | 2032-04-01 | 19.14 | MW
0 | 0 | System | Generator | K PRAIRIEQUEEN | Wind PPA | Firm Capacity | 1 | 2032-07-01 | 19.14 | MW
0 | 0 | System | Generator | K PRAIRIEQUEEN | Wind PPA | Firm Capacity | 1 | 2032-10-01 | 19.14 | MW
K PRAIRIEQUEEN_Firm Capacity2033 | Wind PPA_Firm Capacity2033 | System | Generator | K PRAIRIEQUEEN | Wind PPA | Firm Capacity | 1 | 2033-01-01 | 16.61 | MW
0 | 0 | System | Generator | K PRAIRIEQUEEN | Wind PPA | Firm Capacity | 1 | 2033-04-01 | 19.14 | MW
0 | 0 | System | Generator | K PRAIRIEQUEEN | Wind PPA | Firm Capacity | 1 | 2033-07-01 | 19.14 | MW
0 | 0 | System | Generator | K PRAIRIEQUEEN | Wind PPA | Firm Capacity | 1 | 2033-10-01 | 19.14 | MW
K PRAIRIEQUEEN_Firm Capacity2034 | Wind PPA_Firm Capacity2034 | System | Generator | K PRAIRIEQUEEN | Wind PPA | Firm Capacity | 1 | 2034-01-01 | 16.61 | MW
0 | 0 | System | Generator | K PRAIRIEQUEEN | Wind PPA | Firm Capacity | 1 | 2034-04-01 | 19.14 | MW
0 | 0 | System | Generator | K PRAIRIEQUEEN | Wind PPA | Firm Capacity | 1 | 2034-07-01 | 19.14 | MW
0 | 0 | System | Generator | K PRAIRIEQUEEN | Wind PPA | Firm Capacity | 1 | 2034-10-01 | 19.14 | MW
K PRAIRIEQUEEN_Firm Capacity2035 | Wind PPA_Firm Capacity2035 | System | Generator | K PRAIRIEQUEEN | Wind PPA | Firm Capacity | 1 | 2035-01-01 | 16.61 | MW
0 | 0 | System | Generator | K PRAIRIEQUEEN | Wind PPA | Firm Capacity | 1 | 2035-04-01 | 19.14 | MW
0 | 0 | System | Generator | K PRAIRIEQUEEN | Wind PPA | Firm Capacity | 1 | 2035-07-01 | 19.14 | MW
0 | 0 | System | Generator | K PRAIRIEQUEEN | Wind PPA | Firm Capacity | 1 | 2035-10-01 | 19.14 | MW
K PRAIRIEQUEEN_Firm Capacity2036 | Wind PPA_Firm Capacity2036 | System | Generator | K PRAIRIEQUEEN | Wind PPA | Firm Capacity | 1 | 2036-01-01 | 16.61 | MW
0 | 0 | System | Generator | K PRAIRIEQUEEN | Wind PPA | Firm Capacity | 1 | 2036-04-01 | 19.14 | MW
0 | 0 | System | Generator | K PRAIRIEQUEEN | Wind PPA | Firm Capacity | 1 | 2036-07-01 | 19.14 | MW
0 | 0 | System | Generator | K PRAIRIEQUEEN | Wind PPA | Firm Capacity | 1 | 2036-10-01 | 19.14 | MW
K PRAIRIEQUEEN_Firm Capacity2037 | Wind PPA_Firm Capacity2037 | System | Generator | K PRAIRIEQUEEN | Wind PPA | Firm Capacity | 1 | 2037-01-01 | 16.61 | MW
0 | 0 | System | Generator | K PRAIRIEQUEEN | Wind PPA | Firm Capacity | 1 | 2037-04-01 | 19.14 | MW
0 | 0 | System | Generator | K PRAIRIEQUEEN | Wind PPA | Firm Capacity | 1 | 2037-07-01 | 19.14 | MW
0 | 0 | System | Generator | K PRAIRIEQUEEN | Wind PPA | Firm Capacity | 1 | 2037-10-01 | 19.14 | MW
K PRAIRIEQUEEN_Firm Capacity2038 | Wind PPA_Firm Capacity2038 | System | Generator | K PRAIRIEQUEEN | Wind PPA | Firm Capacity | 1 | 2038-01-01 | 16.61 | MW
0 | 0 | System | Generator | K PRAIRIEQUEEN | Wind PPA | Firm Capacity | 1 | 2038-04-01 | 19.14 | MW
0 | 0 | System | Generator | K PRAIRIEQUEEN | Wind PPA | Firm Capacity | 1 | 2038-07-01 | 19.14 | MW
0 | 0 | System | Generator | K PRAIRIEQUEEN | Wind PPA | Firm Capacity | 1 | 2038-10-01 | 19.14 | MW
K PRAIRIEQUEEN_Firm Capacity2039 | Wind PPA_Firm Capacity2039 | System | Generator | K PRAIRIEQUEEN | Wind PPA | Firm Capacity | 1 | 2039-01-01 | 16.61 | MW
0 | 0 | System | Generator | K PRAIRIEQUEEN | Wind PPA | Firm Capacity | 1 | 2039-04-01 | 19.14 | MW
0 | 0 | System | Generator | K PRAIRIEQUEEN | Wind PPA | Firm Capacity | 1 | 2039-07-01 | 19.14 | MW
0 | 0 | System | Generator | K PRAIRIEQUEEN | Wind PPA | Firm Capacity | 1 | 2039-10-01 | 0 | MW
K PRAIRIEQUEEN_Firm Capacity2040 | Wind PPA_Firm Capacity2040 | System | Generator | K PRAIRIEQUEEN | Wind PPA | Firm Capacity | 1 | 2040-01-01 | 0 | MW
0 | 0 | System | Generator | K PRAIRIEQUEEN | Wind PPA | Firm Capacity | 1 | 2040-04-01 | 0 | MW
0 | 0 | System | Generator | K PRAIRIEQUEEN | Wind PPA | Firm Capacity | 1 | 2040-07-01 | 0 | MW
0 | 0 | System | Generator | K PRAIRIEQUEEN | Wind PPA | Firm Capacity | 1 | 2040-10-01 | 0 | MW
K PRAIRIEQUEEN_Firm Capacity2041 | Wind PPA_Firm Capacity2041 | System | Generator | K PRAIRIEQUEEN | Wind PPA | Firm Capacity | 1 | 2041-01-01 | 0 | MW
0 | 0 | System | Generator | K PRAIRIEQUEEN | Wind PPA | Firm Capacity | 1 | 2041-04-01 | 0 | MW
0 | 0 | System | Generator | K PRAIRIEQUEEN | Wind PPA | Firm Capacity | 1 | 2041-07-01 | 0 | MW
0 | 0 | System | Generator | K PRAIRIEQUEEN | Wind PPA | Firm Capacity | 1 | 2041-10-01 | 0 | MW
K PRAIRIEQUEEN_Firm Capacity2042 | Wind PPA_Firm Capacity2042 | System | Generator | K PRAIRIEQUEEN | Wind PPA | Firm Capacity | 1 | 2042-01-01 | 0 | MW
0 | 0 | System | Generator | K PRAIRIEQUEEN | Wind PPA | Firm Capacity | 1 | 2042-04-01 | 0 | MW
0 | 0 | System | Generator | K PRAIRIEQUEEN | Wind PPA | Firm Capacity | 1 | 2042-07-01 | 0 | MW
0 | 0 | System | Generator | K PRAIRIEQUEEN | Wind PPA | Firm Capacity | 1 | 2042-10-01 | 0 | MW
K PRAIRIEQUEEN_Firm Capacity2043 | Wind PPA_Firm Capacity2043 | System | Generator | K PRAIRIEQUEEN | Wind PPA | Firm Capacity | 1 | 2043-01-01 | 0 | MW
0 | 0 | System | Generator | K PRAIRIEQUEEN | Wind PPA | Firm Capacity | 1 | 2043-04-01 | 0 | MW
0 | 0 | System | Generator | K PRAIRIEQUEEN | Wind PPA | Firm Capacity | 1 | 2043-07-01 | 0 | MW
0 | 0 | System | Generator | K PRAIRIEQUEEN | Wind PPA | Firm Capacity | 1 | 2043-10-01 | 0 | MW
K PRATT_Firm Capacity2024 | Wind PPA_Firm Capacity2024 | System | Generator | K PRATT | Wind PPA | Firm Capacity | 1 | 2024-01-01 | 8.85 | MW
0 | 0 | System | Generator | K PRATT | Wind PPA | Firm Capacity | 1 | 2024-04-01 | 69.95 | MW
0 | 0 | System | Generator | K PRATT | Wind PPA | Firm Capacity | 1 | 2024-07-01 | 69.95 | MW
0 | 0 | System | Generator | K PRATT | Wind PPA | Firm Capacity | 1 | 2024-10-01 | 69.95 | MW
K PRATT_Firm Capacity2025 | Wind PPA_Firm Capacity2025 | System | Generator | K PRATT | Wind PPA | Firm Capacity | 1 | 2025-01-01 | 8.85 | MW
0 | 0 | System | Generator | K PRATT | Wind PPA | Firm Capacity | 1 | 2025-04-01 | 69.95 | MW
0 | 0 | System | Generator | K PRATT | Wind PPA | Firm Capacity | 1 | 2025-07-01 | 69.95 | MW
0 | 0 | System | Generator | K PRATT | Wind PPA | Firm Capacity | 1 | 2025-10-01 | 69.95 | MW
K PRATT_Firm Capacity2026 | Wind PPA_Firm Capacity2026 | System | Generator | K PRATT | Wind PPA | Firm Capacity | 1 | 2026-01-01 | 27.08 | MW
0 | 0 | System | Generator | K PRATT | Wind PPA | Firm Capacity | 1 | 2026-04-01 | 32.68 | MW
0 | 0 | System | Generator | K PRATT | Wind PPA | Firm Capacity | 1 | 2026-07-01 | 32.68 | MW
0 | 0 | System | Generator | K PRATT | Wind PPA | Firm Capacity | 1 | 2026-10-01 | 32.68 | MW
K PRATT_Firm Capacity2027 | Wind PPA_Firm Capacity2027 | System | Generator | K PRATT | Wind PPA | Firm Capacity | 1 | 2027-01-01 | 27.08 | MW
0 | 0 | System | Generator | K PRATT | Wind PPA | Firm Capacity | 1 | 2027-04-01 | 32.68 | MW
0 | 0 | System | Generator | K PRATT | Wind PPA | Firm Capacity | 1 | 2027-07-01 | 32.68 | MW
0 | 0 | System | Generator | K PRATT | Wind PPA | Firm Capacity | 1 | 2027-10-01 | 32.68 | MW
K PRATT_Firm Capacity2028 | Wind PPA_Firm Capacity2028 | System | Generator | K PRATT | Wind PPA | Firm Capacity | 1 | 2028-01-01 | 27.08 | MW
0 | 0 | System | Generator | K PRATT | Wind PPA | Firm Capacity | 1 | 2028-04-01 | 32.68 | MW
0 | 0 | System | Generator | K PRATT | Wind PPA | Firm Capacity | 1 | 2028-07-01 | 32.68 | MW
0 | 0 | System | Generator | K PRATT | Wind PPA | Firm Capacity | 1 | 2028-10-01 | 32.68 | MW
K PRATT_Firm Capacity2029 | Wind PPA_Firm Capacity2029 | System | Generator | K PRATT | Wind PPA | Firm Capacity | 1 | 2029-01-01 | 27.08 | MW
0 | 0 | System | Generator | K PRATT | Wind PPA | Firm Capacity | 1 | 2029-04-01 | 32.68 | MW
0 | 0 | System | Generator | K PRATT | Wind PPA | Firm Capacity | 1 | 2029-07-01 | 32.68 | MW
0 | 0 | System | Generator | K PRATT | Wind PPA | Firm Capacity | 1 | 2029-10-01 | 32.68 | MW
K PRATT_Firm Capacity2030 | Wind PPA_Firm Capacity2030 | System | Generator | K PRATT | Wind PPA | Firm Capacity | 1 | 2030-01-01 | 27.08 | MW
0 | 0 | System | Generator | K PRATT | Wind PPA | Firm Capacity | 1 | 2030-04-01 | 32.68 | MW
0 | 0 | System | Generator | K PRATT | Wind PPA | Firm Capacity | 1 | 2030-07-01 | 32.68 | MW
0 | 0 | System | Generator | K PRATT | Wind PPA | Firm Capacity | 1 | 2030-10-01 | 32.68 | MW
K PRATT_Firm Capacity2031 | Wind PPA_Firm Capacity2031 | System | Generator | K PRATT | Wind PPA | Firm Capacity | 1 | 2031-01-01 | 27.08 | MW
0 | 0 | System | Generator | K PRATT | Wind PPA | Firm Capacity | 1 | 2031-04-01 | 32.68 | MW
0 | 0 | System | Generator | K PRATT | Wind PPA | Firm Capacity | 1 | 2031-07-01 | 32.68 | MW
0 | 0 | System | Generator | K PRATT | Wind PPA | Firm Capacity | 1 | 2031-10-01 | 32.68 | MW
K PRATT_Firm Capacity2032 | Wind PPA_Firm Capacity2032 | System | Generator | K PRATT | Wind PPA | Firm Capacity | 1 | 2032-01-01 | 27.08 | MW
0 | 0 | System | Generator | K PRATT | Wind PPA | Firm Capacity | 1 | 2032-04-01 | 32.68 | MW
0 | 0 | System | Generator | K PRATT | Wind PPA | Firm Capacity | 1 | 2032-07-01 | 32.68 | MW
0 | 0 | System | Generator | K PRATT | Wind PPA | Firm Capacity | 1 | 2032-10-01 | 32.68 | MW
K PRATT_Firm Capacity2033 | Wind PPA_Firm Capacity2033 | System | Generator | K PRATT | Wind PPA | Firm Capacity | 1 | 2033-01-01 | 27.08 | MW
0 | 0 | System | Generator | K PRATT | Wind PPA | Firm Capacity | 1 | 2033-04-01 | 32.68 | MW
0 | 0 | System | Generator | K PRATT | Wind PPA | Firm Capacity | 1 | 2033-07-01 | 32.68 | MW
0 | 0 | System | Generator | K PRATT | Wind PPA | Firm Capacity | 1 | 2033-10-01 | 32.68 | MW
K PRATT_Firm Capacity2034 | Wind PPA_Firm Capacity2034 | System | Generator | K PRATT | Wind PPA | Firm Capacity | 1 | 2034-01-01 | 27.08 | MW
0 | 0 | System | Generator | K PRATT | Wind PPA | Firm Capacity | 1 | 2034-04-01 | 32.68 | MW
0 | 0 | System | Generator | K PRATT | Wind PPA | Firm Capacity | 1 | 2034-07-01 | 32.68 | MW
0 | 0 | System | Generator | K PRATT | Wind PPA | Firm Capacity | 1 | 2034-10-01 | 32.68 | MW
K PRATT_Firm Capacity2035 | Wind PPA_Firm Capacity2035 | System | Generator | K PRATT | Wind PPA | Firm Capacity | 1 | 2035-01-01 | 27.08 | MW
0 | 0 | System | Generator | K PRATT | Wind PPA | Firm Capacity | 1 | 2035-04-01 | 32.68 | MW
0 | 0 | System | Generator | K PRATT | Wind PPA | Firm Capacity | 1 | 2035-07-01 | 32.68 | MW
0 | 0 | System | Generator | K PRATT | Wind PPA | Firm Capacity | 1 | 2035-10-01 | 32.68 | MW
K PRATT_Firm Capacity2036 | Wind PPA_Firm Capacity2036 | System | Generator | K PRATT | Wind PPA | Firm Capacity | 1 | 2036-01-01 | 27.08 | MW
0 | 0 | System | Generator | K PRATT | Wind PPA | Firm Capacity | 1 | 2036-04-01 | 32.68 | MW
0 | 0 | System | Generator | K PRATT | Wind PPA | Firm Capacity | 1 | 2036-07-01 | 32.68 | MW
0 | 0 | System | Generator | K PRATT | Wind PPA | Firm Capacity | 1 | 2036-10-01 | 32.68 | MW
K PRATT_Firm Capacity2037 | Wind PPA_Firm Capacity2037 | System | Generator | K PRATT | Wind PPA | Firm Capacity | 1 | 2037-01-01 | 27.08 | MW
0 | 0 | System | Generator | K PRATT | Wind PPA | Firm Capacity | 1 | 2037-04-01 | 32.68 | MW
0 | 0 | System | Generator | K PRATT | Wind PPA | Firm Capacity | 1 | 2037-07-01 | 32.68 | MW
0 | 0 | System | Generator | K PRATT | Wind PPA | Firm Capacity | 1 | 2037-10-01 | 32.68 | MW
K PRATT_Firm Capacity2038 | Wind PPA_Firm Capacity2038 | System | Generator | K PRATT | Wind PPA | Firm Capacity | 1 | 2038-01-01 | 27.08 | MW
0 | 0 | System | Generator | K PRATT | Wind PPA | Firm Capacity | 1 | 2038-04-01 | 32.68 | MW
0 | 0 | System | Generator | K PRATT | Wind PPA | Firm Capacity | 1 | 2038-07-01 | 32.68 | MW
0 | 0 | System | Generator | K PRATT | Wind PPA | Firm Capacity | 1 | 2038-10-01 | 32.68 | MW
K PRATT_Firm Capacity2039 | Wind PPA_Firm Capacity2039 | System | Generator | K PRATT | Wind PPA | Firm Capacity | 1 | 2039-01-01 | 27.08 | MW
0 | 0 | System | Generator | K PRATT | Wind PPA | Firm Capacity | 1 | 2039-04-01 | 32.68 | MW
0 | 0 | System | Generator | K PRATT | Wind PPA | Firm Capacity | 1 | 2039-07-01 | 32.68 | MW
0 | 0 | System | Generator | K PRATT | Wind PPA | Firm Capacity | 1 | 2039-10-01 | 32.68 | MW
K PRATT_Firm Capacity2040 | Wind PPA_Firm Capacity2040 | System | Generator | K PRATT | Wind PPA | Firm Capacity | 1 | 2040-01-01 | 27.08 | MW
0 | 0 | System | Generator | K PRATT | Wind PPA | Firm Capacity | 1 | 2040-04-01 | 32.68 | MW
0 | 0 | System | Generator | K PRATT | Wind PPA | Firm Capacity | 1 | 2040-07-01 | 32.68 | MW
0 | 0 | System | Generator | K PRATT | Wind PPA | Firm Capacity | 1 | 2040-10-01 | 32.68 | MW
K PRATT_Firm Capacity2041 | Wind PPA_Firm Capacity2041 | System | Generator | K PRATT | Wind PPA | Firm Capacity | 1 | 2041-01-01 | 27.08 | MW
0 | 0 | System | Generator | K PRATT | Wind PPA | Firm Capacity | 1 | 2041-04-01 | 32.68 | MW
0 | 0 | System | Generator | K PRATT | Wind PPA | Firm Capacity | 1 | 2041-07-01 | 32.68 | MW
0 | 0 | System | Generator | K PRATT | Wind PPA | Firm Capacity | 1 | 2041-10-01 | 32.68 | MW
K PRATT_Firm Capacity2042 | Wind PPA_Firm Capacity2042 | System | Generator | K PRATT | Wind PPA | Firm Capacity | 1 | 2042-01-01 | 27.08 | MW
0 | 0 | System | Generator | K PRATT | Wind PPA | Firm Capacity | 1 | 2042-04-01 | 32.68 | MW
0 | 0 | System | Generator | K PRATT | Wind PPA | Firm Capacity | 1 | 2042-07-01 | 32.68 | MW
0 | 0 | System | Generator | K PRATT | Wind PPA | Firm Capacity | 1 | 2042-10-01 | 32.68 | MW
K PRATT_Firm Capacity2043 | Wind PPA_Firm Capacity2043 | System | Generator | K PRATT | Wind PPA | Firm Capacity | 1 | 2043-01-01 | 27.08 | MW
0 | 0 | System | Generator | K PRATT | Wind PPA | Firm Capacity | 1 | 2043-04-01 | 32.68 | MW
0 | 0 | System | Generator | K PRATT | Wind PPA | Firm Capacity | 1 | 2043-07-01 | 32.68 | MW
0 | 0 | System | Generator | K PRATT | Wind PPA | Firm Capacity | 1 | 2043-10-01 | 32.68 | MW
K ROCKCREEK_Firm Capacity2024 | Wind PPA_Firm Capacity2024 | System | Generator | K ROCKCREEK | Wind PPA | Firm Capacity | 1 | 2024-01-01 | 30.23 | MW
0 | 0 | System | Generator | K ROCKCREEK | Wind PPA | Firm Capacity | 1 | 2024-04-01 | 31.03 | MW
0 | 0 | System | Generator | K ROCKCREEK | Wind PPA | Firm Capacity | 1 | 2024-07-01 | 31.03 | MW
0 | 0 | System | Generator | K ROCKCREEK | Wind PPA | Firm Capacity | 1 | 2024-10-01 | 31.03 | MW
K ROCKCREEK_Firm Capacity2025 | Wind PPA_Firm Capacity2025 | System | Generator | K ROCKCREEK | Wind PPA | Firm Capacity | 1 | 2025-01-01 | 30.23 | MW
0 | 0 | System | Generator | K ROCKCREEK | Wind PPA | Firm Capacity | 1 | 2025-04-01 | 31.03 | MW
0 | 0 | System | Generator | K ROCKCREEK | Wind PPA | Firm Capacity | 1 | 2025-07-01 | 31.03 | MW
0 | 0 | System | Generator | K ROCKCREEK | Wind PPA | Firm Capacity | 1 | 2025-10-01 | 31.03 | MW
K ROCKCREEK_Firm Capacity2026 | Wind PPA_Firm Capacity2026 | System | Generator | K ROCKCREEK | Wind PPA | Firm Capacity | 1 | 2026-01-01 | 50.57 | MW
0 | 0 | System | Generator | K ROCKCREEK | Wind PPA | Firm Capacity | 1 | 2026-04-01 | 40.08 | MW
0 | 0 | System | Generator | K ROCKCREEK | Wind PPA | Firm Capacity | 1 | 2026-07-01 | 40.08 | MW
0 | 0 | System | Generator | K ROCKCREEK | Wind PPA | Firm Capacity | 1 | 2026-10-01 | 40.08 | MW
K ROCKCREEK_Firm Capacity2027 | Wind PPA_Firm Capacity2027 | System | Generator | K ROCKCREEK | Wind PPA | Firm Capacity | 1 | 2027-01-01 | 50.57 | MW
0 | 0 | System | Generator | K ROCKCREEK | Wind PPA | Firm Capacity | 1 | 2027-04-01 | 40.08 | MW
0 | 0 | System | Generator | K ROCKCREEK | Wind PPA | Firm Capacity | 1 | 2027-07-01 | 40.08 | MW
0 | 0 | System | Generator | K ROCKCREEK | Wind PPA | Firm Capacity | 1 | 2027-10-01 | 40.08 | MW
K ROCKCREEK_Firm Capacity2028 | Wind PPA_Firm Capacity2028 | System | Generator | K ROCKCREEK | Wind PPA | Firm Capacity | 1 | 2028-01-01 | 50.57 | MW
0 | 0 | System | Generator | K ROCKCREEK | Wind PPA | Firm Capacity | 1 | 2028-04-01 | 40.08 | MW
0 | 0 | System | Generator | K ROCKCREEK | Wind PPA | Firm Capacity | 1 | 2028-07-01 | 40.08 | MW
0 | 0 | System | Generator | K ROCKCREEK | Wind PPA | Firm Capacity | 1 | 2028-10-01 | 40.08 | MW
K ROCKCREEK_Firm Capacity2029 | Wind PPA_Firm Capacity2029 | System | Generator | K ROCKCREEK | Wind PPA | Firm Capacity | 1 | 2029-01-01 | 50.57 | MW
0 | 0 | System | Generator | K ROCKCREEK | Wind PPA | Firm Capacity | 1 | 2029-04-01 | 40.08 | MW
0 | 0 | System | Generator | K ROCKCREEK | Wind PPA | Firm Capacity | 1 | 2029-07-01 | 40.08 | MW
0 | 0 | System | Generator | K ROCKCREEK | Wind PPA | Firm Capacity | 1 | 2029-10-01 | 40.08 | MW
K ROCKCREEK_Firm Capacity2030 | Wind PPA_Firm Capacity2030 | System | Generator | K ROCKCREEK | Wind PPA | Firm Capacity | 1 | 2030-01-01 | 50.57 | MW
0 | 0 | System | Generator | K ROCKCREEK | Wind PPA | Firm Capacity | 1 | 2030-04-01 | 40.08 | MW
0 | 0 | System | Generator | K ROCKCREEK | Wind PPA | Firm Capacity | 1 | 2030-07-01 | 40.08 | MW
0 | 0 | System | Generator | K ROCKCREEK | Wind PPA | Firm Capacity | 1 | 2030-10-01 | 40.08 | MW
K ROCKCREEK_Firm Capacity2031 | Wind PPA_Firm Capacity2031 | System | Generator | K ROCKCREEK | Wind PPA | Firm Capacity | 1 | 2031-01-01 | 50.57 | MW
0 | 0 | System | Generator | K ROCKCREEK | Wind PPA | Firm Capacity | 1 | 2031-04-01 | 40.08 | MW
0 | 0 | System | Generator | K ROCKCREEK | Wind PPA | Firm Capacity | 1 | 2031-07-01 | 40.08 | MW
0 | 0 | System | Generator | K ROCKCREEK | Wind PPA | Firm Capacity | 1 | 2031-10-01 | 40.08 | MW
K ROCKCREEK_Firm Capacity2032 | Wind PPA_Firm Capacity2032 | System | Generator | K ROCKCREEK | Wind PPA | Firm Capacity | 1 | 2032-01-01 | 50.57 | MW
0 | 0 | System | Generator | K ROCKCREEK | Wind PPA | Firm Capacity | 1 | 2032-04-01 | 40.08 | MW
0 | 0 | System | Generator | K ROCKCREEK | Wind PPA | Firm Capacity | 1 | 2032-07-01 | 40.08 | MW
0 | 0 | System | Generator | K ROCKCREEK | Wind PPA | Firm Capacity | 1 | 2032-10-01 | 40.08 | MW
K ROCKCREEK_Firm Capacity2033 | Wind PPA_Firm Capacity2033 | System | Generator | K ROCKCREEK | Wind PPA | Firm Capacity | 1 | 2033-01-01 | 50.57 | MW
0 | 0 | System | Generator | K ROCKCREEK | Wind PPA | Firm Capacity | 1 | 2033-04-01 | 40.08 | MW
0 | 0 | System | Generator | K ROCKCREEK | Wind PPA | Firm Capacity | 1 | 2033-07-01 | 40.08 | MW
0 | 0 | System | Generator | K ROCKCREEK | Wind PPA | Firm Capacity | 1 | 2033-10-01 | 40.08 | MW
K ROCKCREEK_Firm Capacity2034 | Wind PPA_Firm Capacity2034 | System | Generator | K ROCKCREEK | Wind PPA | Firm Capacity | 1 | 2034-01-01 | 50.57 | MW
0 | 0 | System | Generator | K ROCKCREEK | Wind PPA | Firm Capacity | 1 | 2034-04-01 | 40.08 | MW
0 | 0 | System | Generator | K ROCKCREEK | Wind PPA | Firm Capacity | 1 | 2034-07-01 | 40.08 | MW
0 | 0 | System | Generator | K ROCKCREEK | Wind PPA | Firm Capacity | 1 | 2034-10-01 | 40.08 | MW
K ROCKCREEK_Firm Capacity2035 | Wind PPA_Firm Capacity2035 | System | Generator | K ROCKCREEK | Wind PPA | Firm Capacity | 1 | 2035-01-01 | 50.57 | MW
0 | 0 | System | Generator | K ROCKCREEK | Wind PPA | Firm Capacity | 1 | 2035-04-01 | 40.08 | MW
0 | 0 | System | Generator | K ROCKCREEK | Wind PPA | Firm Capacity | 1 | 2035-07-01 | 40.08 | MW
0 | 0 | System | Generator | K ROCKCREEK | Wind PPA | Firm Capacity | 1 | 2035-10-01 | 40.08 | MW
K ROCKCREEK_Firm Capacity2036 | Wind PPA_Firm Capacity2036 | System | Generator | K ROCKCREEK | Wind PPA | Firm Capacity | 1 | 2036-01-01 | 50.57 | MW
0 | 0 | System | Generator | K ROCKCREEK | Wind PPA | Firm Capacity | 1 | 2036-04-01 | 40.08 | MW
0 | 0 | System | Generator | K ROCKCREEK | Wind PPA | Firm Capacity | 1 | 2036-07-01 | 40.08 | MW
0 | 0 | System | Generator | K ROCKCREEK | Wind PPA | Firm Capacity | 1 | 2036-10-01 | 40.08 | MW
K ROCKCREEK_Firm Capacity2037 | Wind PPA_Firm Capacity2037 | System | Generator | K ROCKCREEK | Wind PPA | Firm Capacity | 1 | 2037-01-01 | 50.57 | MW
0 | 0 | System | Generator | K ROCKCREEK | Wind PPA | Firm Capacity | 1 | 2037-04-01 | 40.08 | MW
0 | 0 | System | Generator | K ROCKCREEK | Wind PPA | Firm Capacity | 1 | 2037-07-01 | 40.08 | MW
0 | 0 | System | Generator | K ROCKCREEK | Wind PPA | Firm Capacity | 1 | 2037-10-01 | 0 | MW
K ROCKCREEK_Firm Capacity2038 | Wind PPA_Firm Capacity2038 | System | Generator | K ROCKCREEK | Wind PPA | Firm Capacity | 1 | 2038-01-01 | 0 | MW
0 | 0 | System | Generator | K ROCKCREEK | Wind PPA | Firm Capacity | 1 | 2038-04-01 | 0 | MW
0 | 0 | System | Generator | K ROCKCREEK | Wind PPA | Firm Capacity | 1 | 2038-07-01 | 0 | MW
0 | 0 | System | Generator | K ROCKCREEK | Wind PPA | Firm Capacity | 1 | 2038-10-01 | 0 | MW
K ROCKCREEK_Firm Capacity2039 | Wind PPA_Firm Capacity2039 | System | Generator | K ROCKCREEK | Wind PPA | Firm Capacity | 1 | 2039-01-01 | 0 | MW
0 | 0 | System | Generator | K ROCKCREEK | Wind PPA | Firm Capacity | 1 | 2039-04-01 | 0 | MW
0 | 0 | System | Generator | K ROCKCREEK | Wind PPA | Firm Capacity | 1 | 2039-07-01 | 0 | MW
0 | 0 | System | Generator | K ROCKCREEK | Wind PPA | Firm Capacity | 1 | 2039-10-01 | 0 | MW
K ROCKCREEK_Firm Capacity2040 | Wind PPA_Firm Capacity2040 | System | Generator | K ROCKCREEK | Wind PPA | Firm Capacity | 1 | 2040-01-01 | 0 | MW
0 | 0 | System | Generator | K ROCKCREEK | Wind PPA | Firm Capacity | 1 | 2040-04-01 | 0 | MW
0 | 0 | System | Generator | K ROCKCREEK | Wind PPA | Firm Capacity | 1 | 2040-07-01 | 0 | MW
0 | 0 | System | Generator | K ROCKCREEK | Wind PPA | Firm Capacity | 1 | 2040-10-01 | 0 | MW
K ROCKCREEK_Firm Capacity2041 | Wind PPA_Firm Capacity2041 | System | Generator | K ROCKCREEK | Wind PPA | Firm Capacity | 1 | 2041-01-01 | 0 | MW
0 | 0 | System | Generator | K ROCKCREEK | Wind PPA | Firm Capacity | 1 | 2041-04-01 | 0 | MW
0 | 0 | System | Generator | K ROCKCREEK | Wind PPA | Firm Capacity | 1 | 2041-07-01 | 0 | MW
0 | 0 | System | Generator | K ROCKCREEK | Wind PPA | Firm Capacity | 1 | 2041-10-01 | 0 | MW
K ROCKCREEK_Firm Capacity2042 | Wind PPA_Firm Capacity2042 | System | Generator | K ROCKCREEK | Wind PPA | Firm Capacity | 1 | 2042-01-01 | 0 | MW
0 | 0 | System | Generator | K ROCKCREEK | Wind PPA | Firm Capacity | 1 | 2042-04-01 | 0 | MW
0 | 0 | System | Generator | K ROCKCREEK | Wind PPA | Firm Capacity | 1 | 2042-07-01 | 0 | MW
0 | 0 | System | Generator | K ROCKCREEK | Wind PPA | Firm Capacity | 1 | 2042-10-01 | 0 | MW
K ROCKCREEK_Firm Capacity2043 | Wind PPA_Firm Capacity2043 | System | Generator | K ROCKCREEK | Wind PPA | Firm Capacity | 1 | 2043-01-01 | 0 | MW
0 | 0 | System | Generator | K ROCKCREEK | Wind PPA | Firm Capacity | 1 | 2043-04-01 | 0 | MW
0 | 0 | System | Generator | K ROCKCREEK | Wind PPA | Firm Capacity | 1 | 2043-07-01 | 0 | MW
0 | 0 | System | Generator | K ROCKCREEK | Wind PPA | Firm Capacity | 1 | 2043-10-01 | 0 | MW
K SLATECREEK_Firm Capacity2024 | Wind PPA_Firm Capacity2024 | System | Generator | K SLATECREEK | Wind PPA | Firm Capacity | 1 | 2024-01-01 | 33.02 | MW
0 | 0 | System | Generator | K SLATECREEK | Wind PPA | Firm Capacity | 1 | 2024-04-01 | 66.69 | MW
0 | 0 | System | Generator | K SLATECREEK | Wind PPA | Firm Capacity | 1 | 2024-07-01 | 66.69 | MW
0 | 0 | System | Generator | K SLATECREEK | Wind PPA | Firm Capacity | 1 | 2024-10-01 | 66.69 | MW
K SLATECREEK_Firm Capacity2025 | Wind PPA_Firm Capacity2025 | System | Generator | K SLATECREEK | Wind PPA | Firm Capacity | 1 | 2025-01-01 | 33.02 | MW
0 | 0 | System | Generator | K SLATECREEK | Wind PPA | Firm Capacity | 1 | 2025-04-01 | 66.69 | MW
0 | 0 | System | Generator | K SLATECREEK | Wind PPA | Firm Capacity | 1 | 2025-07-01 | 66.69 | MW
0 | 0 | System | Generator | K SLATECREEK | Wind PPA | Firm Capacity | 1 | 2025-10-01 | 66.69 | MW
K SLATECREEK_Firm Capacity2026 | Wind PPA_Firm Capacity2026 | System | Generator | K SLATECREEK | Wind PPA | Firm Capacity | 1 | 2026-01-01 | 38.52 | MW
0 | 0 | System | Generator | K SLATECREEK | Wind PPA | Firm Capacity | 1 | 2026-04-01 | 37.71 | MW
0 | 0 | System | Generator | K SLATECREEK | Wind PPA | Firm Capacity | 1 | 2026-07-01 | 37.71 | MW
0 | 0 | System | Generator | K SLATECREEK | Wind PPA | Firm Capacity | 1 | 2026-10-01 | 37.71 | MW
K SLATECREEK_Firm Capacity2027 | Wind PPA_Firm Capacity2027 | System | Generator | K SLATECREEK | Wind PPA | Firm Capacity | 1 | 2027-01-01 | 38.52 | MW
0 | 0 | System | Generator | K SLATECREEK | Wind PPA | Firm Capacity | 1 | 2027-04-01 | 37.71 | MW
0 | 0 | System | Generator | K SLATECREEK | Wind PPA | Firm Capacity | 1 | 2027-07-01 | 37.71 | MW
0 | 0 | System | Generator | K SLATECREEK | Wind PPA | Firm Capacity | 1 | 2027-10-01 | 37.71 | MW
K SLATECREEK_Firm Capacity2028 | Wind PPA_Firm Capacity2028 | System | Generator | K SLATECREEK | Wind PPA | Firm Capacity | 1 | 2028-01-01 | 38.52 | MW
0 | 0 | System | Generator | K SLATECREEK | Wind PPA | Firm Capacity | 1 | 2028-04-01 | 37.71 | MW
0 | 0 | System | Generator | K SLATECREEK | Wind PPA | Firm Capacity | 1 | 2028-07-01 | 37.71 | MW
0 | 0 | System | Generator | K SLATECREEK | Wind PPA | Firm Capacity | 1 | 2028-10-01 | 37.71 | MW
K SLATECREEK_Firm Capacity2029 | Wind PPA_Firm Capacity2029 | System | Generator | K SLATECREEK | Wind PPA | Firm Capacity | 1 | 2029-01-01 | 38.52 | MW
0 | 0 | System | Generator | K SLATECREEK | Wind PPA | Firm Capacity | 1 | 2029-04-01 | 37.71 | MW
0 | 0 | System | Generator | K SLATECREEK | Wind PPA | Firm Capacity | 1 | 2029-07-01 | 37.71 | MW
0 | 0 | System | Generator | K SLATECREEK | Wind PPA | Firm Capacity | 1 | 2029-10-01 | 37.71 | MW
K SLATECREEK_Firm Capacity2030 | Wind PPA_Firm Capacity2030 | System | Generator | K SLATECREEK | Wind PPA | Firm Capacity | 1 | 2030-01-01 | 38.52 | MW
0 | 0 | System | Generator | K SLATECREEK | Wind PPA | Firm Capacity | 1 | 2030-04-01 | 37.71 | MW
0 | 0 | System | Generator | K SLATECREEK | Wind PPA | Firm Capacity | 1 | 2030-07-01 | 37.71 | MW
0 | 0 | System | Generator | K SLATECREEK | Wind PPA | Firm Capacity | 1 | 2030-10-01 | 37.71 | MW
K SLATECREEK_Firm Capacity2031 | Wind PPA_Firm Capacity2031 | System | Generator | K SLATECREEK | Wind PPA | Firm Capacity | 1 | 2031-01-01 | 38.52 | MW
0 | 0 | System | Generator | K SLATECREEK | Wind PPA | Firm Capacity | 1 | 2031-04-01 | 37.71 | MW
0 | 0 | System | Generator | K SLATECREEK | Wind PPA | Firm Capacity | 1 | 2031-07-01 | 37.71 | MW
0 | 0 | System | Generator | K SLATECREEK | Wind PPA | Firm Capacity | 1 | 2031-10-01 | 37.71 | MW
K SLATECREEK_Firm Capacity2032 | Wind PPA_Firm Capacity2032 | System | Generator | K SLATECREEK | Wind PPA | Firm Capacity | 1 | 2032-01-01 | 38.52 | MW
0 | 0 | System | Generator | K SLATECREEK | Wind PPA | Firm Capacity | 1 | 2032-04-01 | 37.71 | MW
0 | 0 | System | Generator | K SLATECREEK | Wind PPA | Firm Capacity | 1 | 2032-07-01 | 37.71 | MW
0 | 0 | System | Generator | K SLATECREEK | Wind PPA | Firm Capacity | 1 | 2032-10-01 | 37.71 | MW
K SLATECREEK_Firm Capacity2033 | Wind PPA_Firm Capacity2033 | System | Generator | K SLATECREEK | Wind PPA | Firm Capacity | 1 | 2033-01-01 | 38.52 | MW
0 | 0 | System | Generator | K SLATECREEK | Wind PPA | Firm Capacity | 1 | 2033-04-01 | 37.71 | MW
0 | 0 | System | Generator | K SLATECREEK | Wind PPA | Firm Capacity | 1 | 2033-07-01 | 37.71 | MW
0 | 0 | System | Generator | K SLATECREEK | Wind PPA | Firm Capacity | 1 | 2033-10-01 | 37.71 | MW
K SLATECREEK_Firm Capacity2034 | Wind PPA_Firm Capacity2034 | System | Generator | K SLATECREEK | Wind PPA | Firm Capacity | 1 | 2034-01-01 | 38.52 | MW
0 | 0 | System | Generator | K SLATECREEK | Wind PPA | Firm Capacity | 1 | 2034-04-01 | 37.71 | MW
0 | 0 | System | Generator | K SLATECREEK | Wind PPA | Firm Capacity | 1 | 2034-07-01 | 37.71 | MW
0 | 0 | System | Generator | K SLATECREEK | Wind PPA | Firm Capacity | 1 | 2034-10-01 | 37.71 | MW
K SLATECREEK_Firm Capacity2035 | Wind PPA_Firm Capacity2035 | System | Generator | K SLATECREEK | Wind PPA | Firm Capacity | 1 | 2035-01-01 | 38.52 | MW
0 | 0 | System | Generator | K SLATECREEK | Wind PPA | Firm Capacity | 1 | 2035-04-01 | 37.71 | MW
0 | 0 | System | Generator | K SLATECREEK | Wind PPA | Firm Capacity | 1 | 2035-07-01 | 37.71 | MW
0 | 0 | System | Generator | K SLATECREEK | Wind PPA | Firm Capacity | 1 | 2035-10-01 | 36.4935 | MW
K SLATECREEK_Firm Capacity2036 | Wind PPA_Firm Capacity2036 | System | Generator | K SLATECREEK | Wind PPA | Firm Capacity | 1 | 2036-01-01 | 0 | MW
0 | 0 | System | Generator | K SLATECREEK | Wind PPA | Firm Capacity | 1 | 2036-04-01 | 0 | MW
0 | 0 | System | Generator | K SLATECREEK | Wind PPA | Firm Capacity | 1 | 2036-07-01 | 0 | MW
0 | 0 | System | Generator | K SLATECREEK | Wind PPA | Firm Capacity | 1 | 2036-10-01 | 0 | MW
K SLATECREEK_Firm Capacity2037 | Wind PPA_Firm Capacity2037 | System | Generator | K SLATECREEK | Wind PPA | Firm Capacity | 1 | 2037-01-01 | 0 | MW
0 | 0 | System | Generator | K SLATECREEK | Wind PPA | Firm Capacity | 1 | 2037-04-01 | 0 | MW
0 | 0 | System | Generator | K SLATECREEK | Wind PPA | Firm Capacity | 1 | 2037-07-01 | 0 | MW
0 | 0 | System | Generator | K SLATECREEK | Wind PPA | Firm Capacity | 1 | 2037-10-01 | 0 | MW
K SLATECREEK_Firm Capacity2038 | Wind PPA_Firm Capacity2038 | System | Generator | K SLATECREEK | Wind PPA | Firm Capacity | 1 | 2038-01-01 | 0 | MW
0 | 0 | System | Generator | K SLATECREEK | Wind PPA | Firm Capacity | 1 | 2038-04-01 | 0 | MW
0 | 0 | System | Generator | K SLATECREEK | Wind PPA | Firm Capacity | 1 | 2038-07-01 | 0 | MW
0 | 0 | System | Generator | K SLATECREEK | Wind PPA | Firm Capacity | 1 | 2038-10-01 | 0 | MW
K SLATECREEK_Firm Capacity2039 | Wind PPA_Firm Capacity2039 | System | Generator | K SLATECREEK | Wind PPA | Firm Capacity | 1 | 2039-01-01 | 0 | MW
0 | 0 | System | Generator | K SLATECREEK | Wind PPA | Firm Capacity | 1 | 2039-04-01 | 0 | MW
0 | 0 | System | Generator | K SLATECREEK | Wind PPA | Firm Capacity | 1 | 2039-07-01 | 0 | MW
0 | 0 | System | Generator | K SLATECREEK | Wind PPA | Firm Capacity | 1 | 2039-10-01 | 0 | MW
K SLATECREEK_Firm Capacity2040 | Wind PPA_Firm Capacity2040 | System | Generator | K SLATECREEK | Wind PPA | Firm Capacity | 1 | 2040-01-01 | 0 | MW
0 | 0 | System | Generator | K SLATECREEK | Wind PPA | Firm Capacity | 1 | 2040-04-01 | 0 | MW
0 | 0 | System | Generator | K SLATECREEK | Wind PPA | Firm Capacity | 1 | 2040-07-01 | 0 | MW
0 | 0 | System | Generator | K SLATECREEK | Wind PPA | Firm Capacity | 1 | 2040-10-01 | 0 | MW
K SLATECREEK_Firm Capacity2041 | Wind PPA_Firm Capacity2041 | System | Generator | K SLATECREEK | Wind PPA | Firm Capacity | 1 | 2041-01-01 | 0 | MW
0 | 0 | System | Generator | K SLATECREEK | Wind PPA | Firm Capacity | 1 | 2041-04-01 | 0 | MW
0 | 0 | System | Generator | K SLATECREEK | Wind PPA | Firm Capacity | 1 | 2041-07-01 | 0 | MW
0 | 0 | System | Generator | K SLATECREEK | Wind PPA | Firm Capacity | 1 | 2041-10-01 | 0 | MW
K SLATECREEK_Firm Capacity2042 | Wind PPA_Firm Capacity2042 | System | Generator | K SLATECREEK | Wind PPA | Firm Capacity | 1 | 2042-01-01 | 0 | MW
0 | 0 | System | Generator | K SLATECREEK | Wind PPA | Firm Capacity | 1 | 2042-04-01 | 0 | MW
0 | 0 | System | Generator | K SLATECREEK | Wind PPA | Firm Capacity | 1 | 2042-07-01 | 0 | MW
0 | 0 | System | Generator | K SLATECREEK | Wind PPA | Firm Capacity | 1 | 2042-10-01 | 0 | MW
K SLATECREEK_Firm Capacity2043 | Wind PPA_Firm Capacity2043 | System | Generator | K SLATECREEK | Wind PPA | Firm Capacity | 1 | 2043-01-01 | 0 | MW
0 | 0 | System | Generator | K SLATECREEK | Wind PPA | Firm Capacity | 1 | 2043-04-01 | 0 | MW
0 | 0 | System | Generator | K SLATECREEK | Wind PPA | Firm Capacity | 1 | 2043-07-01 | 0 | MW
0 | 0 | System | Generator | K SLATECREEK | Wind PPA | Firm Capacity | 1 | 2043-10-01 | 0 | MW
K SPEAR3_Firm Capacity2024 | Wind PPA_Firm Capacity2024 | System | Generator | K SPEAR3 | Wind PPA | Firm Capacity | 1 | 2024-01-01 | 20.35 | MW
0 | 0 | System | Generator | K SPEAR3 | Wind PPA | Firm Capacity | 1 | 2024-04-01 | 38.16 | MW
0 | 0 | System | Generator | K SPEAR3 | Wind PPA | Firm Capacity | 1 | 2024-07-01 | 38.16 | MW
0 | 0 | System | Generator | K SPEAR3 | Wind PPA | Firm Capacity | 1 | 2024-10-01 | 38.16 | MW
K SPEAR3_Firm Capacity2025 | Wind PPA_Firm Capacity2025 | System | Generator | K SPEAR3 | Wind PPA | Firm Capacity | 1 | 2025-01-01 | 20.35 | MW
0 | 0 | System | Generator | K SPEAR3 | Wind PPA | Firm Capacity | 1 | 2025-04-01 | 38.16 | MW
0 | 0 | System | Generator | K SPEAR3 | Wind PPA | Firm Capacity | 1 | 2025-07-01 | 38.16 | MW
0 | 0 | System | Generator | K SPEAR3 | Wind PPA | Firm Capacity | 1 | 2025-10-01 | 38.16 | MW
K SPEAR3_Firm Capacity2026 | Wind PPA_Firm Capacity2026 | System | Generator | K SPEAR3 | Wind PPA | Firm Capacity | 1 | 2026-01-01 | 21.58 | MW
0 | 0 | System | Generator | K SPEAR3 | Wind PPA | Firm Capacity | 1 | 2026-04-01 | 23.1 | MW
0 | 0 | System | Generator | K SPEAR3 | Wind PPA | Firm Capacity | 1 | 2026-07-01 | 23.1 | MW
0 | 0 | System | Generator | K SPEAR3 | Wind PPA | Firm Capacity | 1 | 2026-10-01 | 23.1 | MW
K SPEAR3_Firm Capacity2027 | Wind PPA_Firm Capacity2027 | System | Generator | K SPEAR3 | Wind PPA | Firm Capacity | 1 | 2027-01-01 | 21.58 | MW
0 | 0 | System | Generator | K SPEAR3 | Wind PPA | Firm Capacity | 1 | 2027-04-01 | 23.1 | MW
0 | 0 | System | Generator | K SPEAR3 | Wind PPA | Firm Capacity | 1 | 2027-07-01 | 23.1 | MW
0 | 0 | System | Generator | K SPEAR3 | Wind PPA | Firm Capacity | 1 | 2027-10-01 | 23.1 | MW
K SPEAR3_Firm Capacity2028 | Wind PPA_Firm Capacity2028 | System | Generator | K SPEAR3 | Wind PPA | Firm Capacity | 1 | 2028-01-01 | 21.58 | MW
0 | 0 | System | Generator | K SPEAR3 | Wind PPA | Firm Capacity | 1 | 2028-04-01 | 23.1 | MW
0 | 0 | System | Generator | K SPEAR3 | Wind PPA | Firm Capacity | 1 | 2028-07-01 | 23.1 | MW
0 | 0 | System | Generator | K SPEAR3 | Wind PPA | Firm Capacity | 1 | 2028-10-01 | 23.1 | MW
K SPEAR3_Firm Capacity2029 | Wind PPA_Firm Capacity2029 | System | Generator | K SPEAR3 | Wind PPA | Firm Capacity | 1 | 2029-01-01 | 21.58 | MW
0 | 0 | System | Generator | K SPEAR3 | Wind PPA | Firm Capacity | 1 | 2029-04-01 | 23.1 | MW
0 | 0 | System | Generator | K SPEAR3 | Wind PPA | Firm Capacity | 1 | 2029-07-01 | 23.1 | MW
0 | 0 | System | Generator | K SPEAR3 | Wind PPA | Firm Capacity | 1 | 2029-10-01 | 23.1 | MW
K SPEAR3_Firm Capacity2030 | Wind PPA_Firm Capacity2030 | System | Generator | K SPEAR3 | Wind PPA | Firm Capacity | 1 | 2030-01-01 | 21.58 | MW
0 | 0 | System | Generator | K SPEAR3 | Wind PPA | Firm Capacity | 1 | 2030-04-01 | 23.1 | MW
0 | 0 | System | Generator | K SPEAR3 | Wind PPA | Firm Capacity | 1 | 2030-07-01 | 23.1 | MW
0 | 0 | System | Generator | K SPEAR3 | Wind PPA | Firm Capacity | 1 | 2030-10-01 | 23.1 | MW
K SPEAR3_Firm Capacity2031 | Wind PPA_Firm Capacity2031 | System | Generator | K SPEAR3 | Wind PPA | Firm Capacity | 1 | 2031-01-01 | 21.58 | MW
0 | 0 | System | Generator | K SPEAR3 | Wind PPA | Firm Capacity | 1 | 2031-04-01 | 23.1 | MW
0 | 0 | System | Generator | K SPEAR3 | Wind PPA | Firm Capacity | 1 | 2031-07-01 | 23.1 | MW
0 | 0 | System | Generator | K SPEAR3 | Wind PPA | Firm Capacity | 1 | 2031-10-01 | 23.1 | MW
K SPEAR3_Firm Capacity2032 | Wind PPA_Firm Capacity2032 | System | Generator | K SPEAR3 | Wind PPA | Firm Capacity | 1 | 2032-01-01 | 21.58 | MW
0 | 0 | System | Generator | K SPEAR3 | Wind PPA | Firm Capacity | 1 | 2032-04-01 | 23.1 | MW
0 | 0 | System | Generator | K SPEAR3 | Wind PPA | Firm Capacity | 1 | 2032-07-01 | 23.1 | MW
0 | 0 | System | Generator | K SPEAR3 | Wind PPA | Firm Capacity | 1 | 2032-10-01 | 0 | MW
K SPEAR3_Firm Capacity2033 | Wind PPA_Firm Capacity2033 | System | Generator | K SPEAR3 | Wind PPA | Firm Capacity | 1 | 2033-01-01 | 0 | MW
0 | 0 | System | Generator | K SPEAR3 | Wind PPA | Firm Capacity | 1 | 2033-04-01 | 0 | MW
0 | 0 | System | Generator | K SPEAR3 | Wind PPA | Firm Capacity | 1 | 2033-07-01 | 0 | MW
0 | 0 | System | Generator | K SPEAR3 | Wind PPA | Firm Capacity | 1 | 2033-10-01 | 0 | MW
K SPEAR3_Firm Capacity2034 | Wind PPA_Firm Capacity2034 | System | Generator | K SPEAR3 | Wind PPA | Firm Capacity | 1 | 2034-01-01 | 0 | MW
0 | 0 | System | Generator | K SPEAR3 | Wind PPA | Firm Capacity | 1 | 2034-04-01 | 0 | MW
0 | 0 | System | Generator | K SPEAR3 | Wind PPA | Firm Capacity | 1 | 2034-07-01 | 0 | MW
0 | 0 | System | Generator | K SPEAR3 | Wind PPA | Firm Capacity | 1 | 2034-10-01 | 0 | MW
K SPEAR3_Firm Capacity2035 | Wind PPA_Firm Capacity2035 | System | Generator | K SPEAR3 | Wind PPA | Firm Capacity | 1 | 2035-01-01 | 0 | MW
0 | 0 | System | Generator | K SPEAR3 | Wind PPA | Firm Capacity | 1 | 2035-04-01 | 0 | MW
0 | 0 | System | Generator | K SPEAR3 | Wind PPA | Firm Capacity | 1 | 2035-07-01 | 0 | MW
0 | 0 | System | Generator | K SPEAR3 | Wind PPA | Firm Capacity | 1 | 2035-10-01 | 0 | MW
K SPEAR3_Firm Capacity2036 | Wind PPA_Firm Capacity2036 | System | Generator | K SPEAR3 | Wind PPA | Firm Capacity | 1 | 2036-01-01 | 0 | MW
0 | 0 | System | Generator | K SPEAR3 | Wind PPA | Firm Capacity | 1 | 2036-04-01 | 0 | MW
0 | 0 | System | Generator | K SPEAR3 | Wind PPA | Firm Capacity | 1 | 2036-07-01 | 0 | MW
0 | 0 | System | Generator | K SPEAR3 | Wind PPA | Firm Capacity | 1 | 2036-10-01 | 0 | MW
K SPEAR3_Firm Capacity2037 | Wind PPA_Firm Capacity2037 | System | Generator | K SPEAR3 | Wind PPA | Firm Capacity | 1 | 2037-01-01 | 0 | MW
0 | 0 | System | Generator | K SPEAR3 | Wind PPA | Firm Capacity | 1 | 2037-04-01 | 0 | MW
0 | 0 | System | Generator | K SPEAR3 | Wind PPA | Firm Capacity | 1 | 2037-07-01 | 0 | MW
0 | 0 | System | Generator | K SPEAR3 | Wind PPA | Firm Capacity | 1 | 2037-10-01 | 0 | MW
K SPEAR3_Firm Capacity2038 | Wind PPA_Firm Capacity2038 | System | Generator | K SPEAR3 | Wind PPA | Firm Capacity | 1 | 2038-01-01 | 0 | MW
0 | 0 | System | Generator | K SPEAR3 | Wind PPA | Firm Capacity | 1 | 2038-04-01 | 0 | MW
0 | 0 | System | Generator | K SPEAR3 | Wind PPA | Firm Capacity | 1 | 2038-07-01 | 0 | MW
0 | 0 | System | Generator | K SPEAR3 | Wind PPA | Firm Capacity | 1 | 2038-10-01 | 0 | MW
K SPEAR3_Firm Capacity2039 | Wind PPA_Firm Capacity2039 | System | Generator | K SPEAR3 | Wind PPA | Firm Capacity | 1 | 2039-01-01 | 0 | MW
0 | 0 | System | Generator | K SPEAR3 | Wind PPA | Firm Capacity | 1 | 2039-04-01 | 0 | MW
0 | 0 | System | Generator | K SPEAR3 | Wind PPA | Firm Capacity | 1 | 2039-07-01 | 0 | MW
0 | 0 | System | Generator | K SPEAR3 | Wind PPA | Firm Capacity | 1 | 2039-10-01 | 0 | MW
K SPEAR3_Firm Capacity2040 | Wind PPA_Firm Capacity2040 | System | Generator | K SPEAR3 | Wind PPA | Firm Capacity | 1 | 2040-01-01 | 0 | MW
0 | 0 | System | Generator | K SPEAR3 | Wind PPA | Firm Capacity | 1 | 2040-04-01 | 0 | MW
0 | 0 | System | Generator | K SPEAR3 | Wind PPA | Firm Capacity | 1 | 2040-07-01 | 0 | MW
0 | 0 | System | Generator | K SPEAR3 | Wind PPA | Firm Capacity | 1 | 2040-10-01 | 0 | MW
K SPEAR3_Firm Capacity2041 | Wind PPA_Firm Capacity2041 | System | Generator | K SPEAR3 | Wind PPA | Firm Capacity | 1 | 2041-01-01 | 0 | MW
0 | 0 | System | Generator | K SPEAR3 | Wind PPA | Firm Capacity | 1 | 2041-04-01 | 0 | MW
0 | 0 | System | Generator | K SPEAR3 | Wind PPA | Firm Capacity | 1 | 2041-07-01 | 0 | MW
0 | 0 | System | Generator | K SPEAR3 | Wind PPA | Firm Capacity | 1 | 2041-10-01 | 0 | MW
K SPEAR3_Firm Capacity2042 | Wind PPA_Firm Capacity2042 | System | Generator | K SPEAR3 | Wind PPA | Firm Capacity | 1 | 2042-01-01 | 0 | MW
0 | 0 | System | Generator | K SPEAR3 | Wind PPA | Firm Capacity | 1 | 2042-04-01 | 0 | MW
0 | 0 | System | Generator | K SPEAR3 | Wind PPA | Firm Capacity | 1 | 2042-07-01 | 0 | MW
0 | 0 | System | Generator | K SPEAR3 | Wind PPA | Firm Capacity | 1 | 2042-10-01 | 0 | MW
K SPEAR3_Firm Capacity2043 | Wind PPA_Firm Capacity2043 | System | Generator | K SPEAR3 | Wind PPA | Firm Capacity | 1 | 2043-01-01 | 0 | MW
0 | 0 | System | Generator | K SPEAR3 | Wind PPA | Firm Capacity | 1 | 2043-04-01 | 0 | MW
0 | 0 | System | Generator | K SPEAR3 | Wind PPA | Firm Capacity | 1 | 2043-07-01 | 0 | MW
0 | 0 | System | Generator | K SPEAR3 | Wind PPA | Firm Capacity | 1 | 2043-10-01 | 0 | MW
K WAVERLY_Firm Capacity2024 | Wind PPA_Firm Capacity2024 | System | Generator | K WAVERLY | Wind PPA | Firm Capacity | 1 | 2024-01-01 | 26.18 | MW
0 | 0 | System | Generator | K WAVERLY | Wind PPA | Firm Capacity | 1 | 2024-04-01 | 62.33 | MW
0 | 0 | System | Generator | K WAVERLY | Wind PPA | Firm Capacity | 1 | 2024-07-01 | 62.33 | MW
0 | 0 | System | Generator | K WAVERLY | Wind PPA | Firm Capacity | 1 | 2024-10-01 | 62.33 | MW
K WAVERLY_Firm Capacity2025 | Wind PPA_Firm Capacity2025 | System | Generator | K WAVERLY | Wind PPA | Firm Capacity | 1 | 2025-01-01 | 26.18 | MW
0 | 0 | System | Generator | K WAVERLY | Wind PPA | Firm Capacity | 1 | 2025-04-01 | 62.33 | MW
0 | 0 | System | Generator | K WAVERLY | Wind PPA | Firm Capacity | 1 | 2025-07-01 | 62.33 | MW
0 | 0 | System | Generator | K WAVERLY | Wind PPA | Firm Capacity | 1 | 2025-10-01 | 62.33 | MW
K WAVERLY_Firm Capacity2026 | Wind PPA_Firm Capacity2026 | System | Generator | K WAVERLY | Wind PPA | Firm Capacity | 1 | 2026-01-01 | 44.39 | MW
0 | 0 | System | Generator | K WAVERLY | Wind PPA | Firm Capacity | 1 | 2026-04-01 | 39.87 | MW
0 | 0 | System | Generator | K WAVERLY | Wind PPA | Firm Capacity | 1 | 2026-07-01 | 39.87 | MW
0 | 0 | System | Generator | K WAVERLY | Wind PPA | Firm Capacity | 1 | 2026-10-01 | 39.87 | MW
K WAVERLY_Firm Capacity2027 | Wind PPA_Firm Capacity2027 | System | Generator | K WAVERLY | Wind PPA | Firm Capacity | 1 | 2027-01-01 | 44.39 | MW
0 | 0 | System | Generator | K WAVERLY | Wind PPA | Firm Capacity | 1 | 2027-04-01 | 39.87 | MW
0 | 0 | System | Generator | K WAVERLY | Wind PPA | Firm Capacity | 1 | 2027-07-01 | 39.87 | MW
0 | 0 | System | Generator | K WAVERLY | Wind PPA | Firm Capacity | 1 | 2027-10-01 | 39.87 | MW
K WAVERLY_Firm Capacity2028 | Wind PPA_Firm Capacity2028 | System | Generator | K WAVERLY | Wind PPA | Firm Capacity | 1 | 2028-01-01 | 44.39 | MW
0 | 0 | System | Generator | K WAVERLY | Wind PPA | Firm Capacity | 1 | 2028-04-01 | 39.87 | MW
0 | 0 | System | Generator | K WAVERLY | Wind PPA | Firm Capacity | 1 | 2028-07-01 | 39.87 | MW
0 | 0 | System | Generator | K WAVERLY | Wind PPA | Firm Capacity | 1 | 2028-10-01 | 39.87 | MW
K WAVERLY_Firm Capacity2029 | Wind PPA_Firm Capacity2029 | System | Generator | K WAVERLY | Wind PPA | Firm Capacity | 1 | 2029-01-01 | 44.39 | MW
0 | 0 | System | Generator | K WAVERLY | Wind PPA | Firm Capacity | 1 | 2029-04-01 | 39.87 | MW
0 | 0 | System | Generator | K WAVERLY | Wind PPA | Firm Capacity | 1 | 2029-07-01 | 39.87 | MW
0 | 0 | System | Generator | K WAVERLY | Wind PPA | Firm Capacity | 1 | 2029-10-01 | 39.87 | MW
K WAVERLY_Firm Capacity2030 | Wind PPA_Firm Capacity2030 | System | Generator | K WAVERLY | Wind PPA | Firm Capacity | 1 | 2030-01-01 | 44.39 | MW
0 | 0 | System | Generator | K WAVERLY | Wind PPA | Firm Capacity | 1 | 2030-04-01 | 39.87 | MW
0 | 0 | System | Generator | K WAVERLY | Wind PPA | Firm Capacity | 1 | 2030-07-01 | 39.87 | MW
0 | 0 | System | Generator | K WAVERLY | Wind PPA | Firm Capacity | 1 | 2030-10-01 | 39.87 | MW
K WAVERLY_Firm Capacity2031 | Wind PPA_Firm Capacity2031 | System | Generator | K WAVERLY | Wind PPA | Firm Capacity | 1 | 2031-01-01 | 44.39 | MW
0 | 0 | System | Generator | K WAVERLY | Wind PPA | Firm Capacity | 1 | 2031-04-01 | 39.87 | MW
0 | 0 | System | Generator | K WAVERLY | Wind PPA | Firm Capacity | 1 | 2031-07-01 | 39.87 | MW
0 | 0 | System | Generator | K WAVERLY | Wind PPA | Firm Capacity | 1 | 2031-10-01 | 39.87 | MW
K WAVERLY_Firm Capacity2032 | Wind PPA_Firm Capacity2032 | System | Generator | K WAVERLY | Wind PPA | Firm Capacity | 1 | 2032-01-01 | 44.39 | MW
0 | 0 | System | Generator | K WAVERLY | Wind PPA | Firm Capacity | 1 | 2032-04-01 | 39.87 | MW
0 | 0 | System | Generator | K WAVERLY | Wind PPA | Firm Capacity | 1 | 2032-07-01 | 39.87 | MW
0 | 0 | System | Generator | K WAVERLY | Wind PPA | Firm Capacity | 1 | 2032-10-01 | 39.87 | MW
K WAVERLY_Firm Capacity2033 | Wind PPA_Firm Capacity2033 | System | Generator | K WAVERLY | Wind PPA | Firm Capacity | 1 | 2033-01-01 | 44.39 | MW
0 | 0 | System | Generator | K WAVERLY | Wind PPA | Firm Capacity | 1 | 2033-04-01 | 39.87 | MW
0 | 0 | System | Generator | K WAVERLY | Wind PPA | Firm Capacity | 1 | 2033-07-01 | 39.87 | MW
0 | 0 | System | Generator | K WAVERLY | Wind PPA | Firm Capacity | 1 | 2033-10-01 | 39.87 | MW
K WAVERLY_Firm Capacity2034 | Wind PPA_Firm Capacity2034 | System | Generator | K WAVERLY | Wind PPA | Firm Capacity | 1 | 2034-01-01 | 44.39 | MW
0 | 0 | System | Generator | K WAVERLY | Wind PPA | Firm Capacity | 1 | 2034-04-01 | 39.87 | MW
0 | 0 | System | Generator | K WAVERLY | Wind PPA | Firm Capacity | 1 | 2034-07-01 | 39.87 | MW
0 | 0 | System | Generator | K WAVERLY | Wind PPA | Firm Capacity | 1 | 2034-10-01 | 39.87 | MW
K WAVERLY_Firm Capacity2035 | Wind PPA_Firm Capacity2035 | System | Generator | K WAVERLY | Wind PPA | Firm Capacity | 1 | 2035-01-01 | 44.39 | MW
0 | 0 | System | Generator | K WAVERLY | Wind PPA | Firm Capacity | 1 | 2035-04-01 | 39.87 | MW
0 | 0 | System | Generator | K WAVERLY | Wind PPA | Firm Capacity | 1 | 2035-07-01 | 39.87 | MW
0 | 0 | System | Generator | K WAVERLY | Wind PPA | Firm Capacity | 1 | 2035-10-01 | 39.87 | MW
K WAVERLY_Firm Capacity2036 | Wind PPA_Firm Capacity2036 | System | Generator | K WAVERLY | Wind PPA | Firm Capacity | 1 | 2036-01-01 | 5.7277 | MW
0 | 0 | System | Generator | K WAVERLY | Wind PPA | Firm Capacity | 1 | 2036-04-01 | 0 | MW
0 | 0 | System | Generator | K WAVERLY | Wind PPA | Firm Capacity | 1 | 2036-07-01 | 0 | MW
0 | 0 | System | Generator | K WAVERLY | Wind PPA | Firm Capacity | 1 | 2036-10-01 | 0 | MW
K WAVERLY_Firm Capacity2037 | Wind PPA_Firm Capacity2037 | System | Generator | K WAVERLY | Wind PPA | Firm Capacity | 1 | 2037-01-01 | 0 | MW
0 | 0 | System | Generator | K WAVERLY | Wind PPA | Firm Capacity | 1 | 2037-04-01 | 0 | MW
0 | 0 | System | Generator | K WAVERLY | Wind PPA | Firm Capacity | 1 | 2037-07-01 | 0 | MW
0 | 0 | System | Generator | K WAVERLY | Wind PPA | Firm Capacity | 1 | 2037-10-01 | 0 | MW
K WAVERLY_Firm Capacity2038 | Wind PPA_Firm Capacity2038 | System | Generator | K WAVERLY | Wind PPA | Firm Capacity | 1 | 2038-01-01 | 0 | MW
0 | 0 | System | Generator | K WAVERLY | Wind PPA | Firm Capacity | 1 | 2038-04-01 | 0 | MW
0 | 0 | System | Generator | K WAVERLY | Wind PPA | Firm Capacity | 1 | 2038-07-01 | 0 | MW
0 | 0 | System | Generator | K WAVERLY | Wind PPA | Firm Capacity | 1 | 2038-10-01 | 0 | MW
K WAVERLY_Firm Capacity2039 | Wind PPA_Firm Capacity2039 | System | Generator | K WAVERLY | Wind PPA | Firm Capacity | 1 | 2039-01-01 | 0 | MW
0 | 0 | System | Generator | K WAVERLY | Wind PPA | Firm Capacity | 1 | 2039-04-01 | 0 | MW
0 | 0 | System | Generator | K WAVERLY | Wind PPA | Firm Capacity | 1 | 2039-07-01 | 0 | MW
0 | 0 | System | Generator | K WAVERLY | Wind PPA | Firm Capacity | 1 | 2039-10-01 | 0 | MW
K WAVERLY_Firm Capacity2040 | Wind PPA_Firm Capacity2040 | System | Generator | K WAVERLY | Wind PPA | Firm Capacity | 1 | 2040-01-01 | 0 | MW
0 | 0 | System | Generator | K WAVERLY | Wind PPA | Firm Capacity | 1 | 2040-04-01 | 0 | MW
0 | 0 | System | Generator | K WAVERLY | Wind PPA | Firm Capacity | 1 | 2040-07-01 | 0 | MW
0 | 0 | System | Generator | K WAVERLY | Wind PPA | Firm Capacity | 1 | 2040-10-01 | 0 | MW
K WAVERLY_Firm Capacity2041 | Wind PPA_Firm Capacity2041 | System | Generator | K WAVERLY | Wind PPA | Firm Capacity | 1 | 2041-01-01 | 0 | MW
0 | 0 | System | Generator | K WAVERLY | Wind PPA | Firm Capacity | 1 | 2041-04-01 | 0 | MW
0 | 0 | System | Generator | K WAVERLY | Wind PPA | Firm Capacity | 1 | 2041-07-01 | 0 | MW
0 | 0 | System | Generator | K WAVERLY | Wind PPA | Firm Capacity | 1 | 2041-10-01 | 0 | MW
K WAVERLY_Firm Capacity2042 | Wind PPA_Firm Capacity2042 | System | Generator | K WAVERLY | Wind PPA | Firm Capacity | 1 | 2042-01-01 | 0 | MW
0 | 0 | System | Generator | K WAVERLY | Wind PPA | Firm Capacity | 1 | 2042-04-01 | 0 | MW
0 | 0 | System | Generator | K WAVERLY | Wind PPA | Firm Capacity | 1 | 2042-07-01 | 0 | MW
0 | 0 | System | Generator | K WAVERLY | Wind PPA | Firm Capacity | 1 | 2042-10-01 | 0 | MW
K WAVERLY_Firm Capacity2043 | Wind PPA_Firm Capacity2043 | System | Generator | K WAVERLY | Wind PPA | Firm Capacity | 1 | 2043-01-01 | 0 | MW
0 | 0 | System | Generator | K WAVERLY | Wind PPA | Firm Capacity | 1 | 2043-04-01 | 0 | MW
0 | 0 | System | Generator | K WAVERLY | Wind PPA | Firm Capacity | 1 | 2043-07-01 | 0 | MW
0 | 0 | System | Generator | K WAVERLY | Wind PPA | Firm Capacity | 1 | 2043-10-01 | 0 | MW
K HAWTHORN SOLAR_Firm Capacity2024 | Solar_Firm Capacity2024 | System | Generator | K HAWTHORN SOLAR | Solar | Firm Capacity | 1 | 2024-01-01 | 0.07 | MW
0 | 0 | System | Generator | K HAWTHORN SOLAR | Solar | Firm Capacity | 1 | 2024-04-01 | 4.5 | MW
0 | 0 | System | Generator | K HAWTHORN SOLAR | Solar | Firm Capacity | 1 | 2024-07-01 | 4.5 | MW
0 | 0 | System | Generator | K HAWTHORN SOLAR | Solar | Firm Capacity | 1 | 2024-10-01 | 4.5 | MW
K HAWTHORN SOLAR_Firm Capacity2025 | Solar_Firm Capacity2025 | System | Generator | K HAWTHORN SOLAR | Solar | Firm Capacity | 1 | 2025-01-01 | 0.07 | MW
0 | 0 | System | Generator | K HAWTHORN SOLAR | Solar | Firm Capacity | 1 | 2025-04-01 | 4.5 | MW
0 | 0 | System | Generator | K HAWTHORN SOLAR | Solar | Firm Capacity | 1 | 2025-07-01 | 4.5 | MW
0 | 0 | System | Generator | K HAWTHORN SOLAR | Solar | Firm Capacity | 1 | 2025-10-01 | 4.5 | MW
K HAWTHORN SOLAR_Firm Capacity2026 | Solar_Firm Capacity2026 | System | Generator | K HAWTHORN SOLAR | Solar | Firm Capacity | 1 | 2026-01-01 | 3.3 | MW
0 | 0 | System | Generator | K HAWTHORN SOLAR | Solar | Firm Capacity | 1 | 2026-04-01 | 3.3 | MW
0 | 0 | System | Generator | K HAWTHORN SOLAR | Solar | Firm Capacity | 1 | 2026-07-01 | 3.3 | MW
0 | 0 | System | Generator | K HAWTHORN SOLAR | Solar | Firm Capacity | 1 | 2026-10-01 | 3.3 | MW
K HAWTHORN SOLAR_Firm Capacity2027 | Solar_Firm Capacity2027 | System | Generator | K HAWTHORN SOLAR | Solar | Firm Capacity | 1 | 2027-01-01 | 3.3 | MW
0 | 0 | System | Generator | K HAWTHORN SOLAR | Solar | Firm Capacity | 1 | 2027-04-01 | 3.3 | MW
0 | 0 | System | Generator | K HAWTHORN SOLAR | Solar | Firm Capacity | 1 | 2027-07-01 | 3.3 | MW
0 | 0 | System | Generator | K HAWTHORN SOLAR | Solar | Firm Capacity | 1 | 2027-10-01 | 3.3 | MW
K HAWTHORN SOLAR_Firm Capacity2028 | Solar_Firm Capacity2028 | System | Generator | K HAWTHORN SOLAR | Solar | Firm Capacity | 1 | 2028-01-01 | 3.3 | MW
0 | 0 | System | Generator | K HAWTHORN SOLAR | Solar | Firm Capacity | 1 | 2028-04-01 | 3.3 | MW
0 | 0 | System | Generator | K HAWTHORN SOLAR | Solar | Firm Capacity | 1 | 2028-07-01 | 3.3 | MW
0 | 0 | System | Generator | K HAWTHORN SOLAR | Solar | Firm Capacity | 1 | 2028-10-01 | 3.3 | MW
K HAWTHORN SOLAR_Firm Capacity2029 | Solar_Firm Capacity2029 | System | Generator | K HAWTHORN SOLAR | Solar | Firm Capacity | 1 | 2029-01-01 | 3.3 | MW
0 | 0 | System | Generator | K HAWTHORN SOLAR | Solar | Firm Capacity | 1 | 2029-04-01 | 3.3 | MW
0 | 0 | System | Generator | K HAWTHORN SOLAR | Solar | Firm Capacity | 1 | 2029-07-01 | 3.3 | MW
0 | 0 | System | Generator | K HAWTHORN SOLAR | Solar | Firm Capacity | 1 | 2029-10-01 | 3.3 | MW
K HAWTHORN SOLAR_Firm Capacity2030 | Solar_Firm Capacity2030 | System | Generator | K HAWTHORN SOLAR | Solar | Firm Capacity | 1 | 2030-01-01 | 3.3 | MW
0 | 0 | System | Generator | K HAWTHORN SOLAR | Solar | Firm Capacity | 1 | 2030-04-01 | 3.3 | MW
0 | 0 | System | Generator | K HAWTHORN SOLAR | Solar | Firm Capacity | 1 | 2030-07-01 | 3.3 | MW
0 | 0 | System | Generator | K HAWTHORN SOLAR | Solar | Firm Capacity | 1 | 2030-10-01 | 3.3 | MW
K HAWTHORN SOLAR_Firm Capacity2031 | Solar_Firm Capacity2031 | System | Generator | K HAWTHORN SOLAR | Solar | Firm Capacity | 1 | 2031-01-01 | 3.3 | MW
0 | 0 | System | Generator | K HAWTHORN SOLAR | Solar | Firm Capacity | 1 | 2031-04-01 | 3.3 | MW
0 | 0 | System | Generator | K HAWTHORN SOLAR | Solar | Firm Capacity | 1 | 2031-07-01 | 3.3 | MW
0 | 0 | System | Generator | K HAWTHORN SOLAR | Solar | Firm Capacity | 1 | 2031-10-01 | 3.3 | MW
K HAWTHORN SOLAR_Firm Capacity2032 | Solar_Firm Capacity2032 | System | Generator | K HAWTHORN SOLAR | Solar | Firm Capacity | 1 | 2032-01-01 | 3.3 | MW
0 | 0 | System | Generator | K HAWTHORN SOLAR | Solar | Firm Capacity | 1 | 2032-04-01 | 3.3 | MW
0 | 0 | System | Generator | K HAWTHORN SOLAR | Solar | Firm Capacity | 1 | 2032-07-01 | 3.3 | MW
0 | 0 | System | Generator | K HAWTHORN SOLAR | Solar | Firm Capacity | 1 | 2032-10-01 | 3.3 | MW
K HAWTHORN SOLAR_Firm Capacity2033 | Solar_Firm Capacity2033 | System | Generator | K HAWTHORN SOLAR | Solar | Firm Capacity | 1 | 2033-01-01 | 3.3 | MW
0 | 0 | System | Generator | K HAWTHORN SOLAR | Solar | Firm Capacity | 1 | 2033-04-01 | 3.3 | MW
0 | 0 | System | Generator | K HAWTHORN SOLAR | Solar | Firm Capacity | 1 | 2033-07-01 | 3.3 | MW
0 | 0 | System | Generator | K HAWTHORN SOLAR | Solar | Firm Capacity | 1 | 2033-10-01 | 3.3 | MW
K HAWTHORN SOLAR_Firm Capacity2034 | Solar_Firm Capacity2034 | System | Generator | K HAWTHORN SOLAR | Solar | Firm Capacity | 1 | 2034-01-01 | 3.3 | MW
0 | 0 | System | Generator | K HAWTHORN SOLAR | Solar | Firm Capacity | 1 | 2034-04-01 | 3.3 | MW
0 | 0 | System | Generator | K HAWTHORN SOLAR | Solar | Firm Capacity | 1 | 2034-07-01 | 3.3 | MW
0 | 0 | System | Generator | K HAWTHORN SOLAR | Solar | Firm Capacity | 1 | 2034-10-01 | 3.3 | MW
K HAWTHORN SOLAR_Firm Capacity2035 | Solar_Firm Capacity2035 | System | Generator | K HAWTHORN SOLAR | Solar | Firm Capacity | 1 | 2035-01-01 | 3.3 | MW
0 | 0 | System | Generator | K HAWTHORN SOLAR | Solar | Firm Capacity | 1 | 2035-04-01 | 3.3 | MW
0 | 0 | System | Generator | K HAWTHORN SOLAR | Solar | Firm Capacity | 1 | 2035-07-01 | 3.3 | MW
0 | 0 | System | Generator | K HAWTHORN SOLAR | Solar | Firm Capacity | 1 | 2035-10-01 | 3.3 | MW
K HAWTHORN SOLAR_Firm Capacity2036 | Solar_Firm Capacity2036 | System | Generator | K HAWTHORN SOLAR | Solar | Firm Capacity | 1 | 2036-01-01 | 3.3 | MW
0 | 0 | System | Generator | K HAWTHORN SOLAR | Solar | Firm Capacity | 1 | 2036-04-01 | 3.3 | MW
0 | 0 | System | Generator | K HAWTHORN SOLAR | Solar | Firm Capacity | 1 | 2036-07-01 | 3.3 | MW
0 | 0 | System | Generator | K HAWTHORN SOLAR | Solar | Firm Capacity | 1 | 2036-10-01 | 3.3 | MW
K HAWTHORN SOLAR_Firm Capacity2037 | Solar_Firm Capacity2037 | System | Generator | K HAWTHORN SOLAR | Solar | Firm Capacity | 1 | 2037-01-01 | 3.3 | MW
0 | 0 | System | Generator | K HAWTHORN SOLAR | Solar | Firm Capacity | 1 | 2037-04-01 | 3.3 | MW
0 | 0 | System | Generator | K HAWTHORN SOLAR | Solar | Firm Capacity | 1 | 2037-07-01 | 3.3 | MW
0 | 0 | System | Generator | K HAWTHORN SOLAR | Solar | Firm Capacity | 1 | 2037-10-01 | 3.3 | MW
K HAWTHORN SOLAR_Firm Capacity2038 | Solar_Firm Capacity2038 | System | Generator | K HAWTHORN SOLAR | Solar | Firm Capacity | 1 | 2038-01-01 | 3.3 | MW
0 | 0 | System | Generator | K HAWTHORN SOLAR | Solar | Firm Capacity | 1 | 2038-04-01 | 3.3 | MW
0 | 0 | System | Generator | K HAWTHORN SOLAR | Solar | Firm Capacity | 1 | 2038-07-01 | 3.3 | MW
0 | 0 | System | Generator | K HAWTHORN SOLAR | Solar | Firm Capacity | 1 | 2038-10-01 | 3.3 | MW
K HAWTHORN SOLAR_Firm Capacity2039 | Solar_Firm Capacity2039 | System | Generator | K HAWTHORN SOLAR | Solar | Firm Capacity | 1 | 2039-01-01 | 3.3 | MW
0 | 0 | System | Generator | K HAWTHORN SOLAR | Solar | Firm Capacity | 1 | 2039-04-01 | 3.3 | MW
0 | 0 | System | Generator | K HAWTHORN SOLAR | Solar | Firm Capacity | 1 | 2039-07-01 | 3.3 | MW
0 | 0 | System | Generator | K HAWTHORN SOLAR | Solar | Firm Capacity | 1 | 2039-10-01 | 3.3 | MW
K HAWTHORN SOLAR_Firm Capacity2040 | Solar_Firm Capacity2040 | System | Generator | K HAWTHORN SOLAR | Solar | Firm Capacity | 1 | 2040-01-01 | 3.3 | MW
0 | 0 | System | Generator | K HAWTHORN SOLAR | Solar | Firm Capacity | 1 | 2040-04-01 | 3.3 | MW
0 | 0 | System | Generator | K HAWTHORN SOLAR | Solar | Firm Capacity | 1 | 2040-07-01 | 3.3 | MW
0 | 0 | System | Generator | K HAWTHORN SOLAR | Solar | Firm Capacity | 1 | 2040-10-01 | 3.3 | MW
K HAWTHORN SOLAR_Firm Capacity2041 | Solar_Firm Capacity2041 | System | Generator | K HAWTHORN SOLAR | Solar | Firm Capacity | 1 | 2041-01-01 | 3.3 | MW
0 | 0 | System | Generator | K HAWTHORN SOLAR | Solar | Firm Capacity | 1 | 2041-04-01 | 3.3 | MW
0 | 0 | System | Generator | K HAWTHORN SOLAR | Solar | Firm Capacity | 1 | 2041-07-01 | 3.3 | MW
0 | 0 | System | Generator | K HAWTHORN SOLAR | Solar | Firm Capacity | 1 | 2041-10-01 | 3.3 | MW
K HAWTHORN SOLAR_Firm Capacity2042 | Solar_Firm Capacity2042 | System | Generator | K HAWTHORN SOLAR | Solar | Firm Capacity | 1 | 2042-01-01 | 3.3 | MW
0 | 0 | System | Generator | K HAWTHORN SOLAR | Solar | Firm Capacity | 1 | 2042-04-01 | 3.3 | MW
0 | 0 | System | Generator | K HAWTHORN SOLAR | Solar | Firm Capacity | 1 | 2042-07-01 | 3.3 | MW
0 | 0 | System | Generator | K HAWTHORN SOLAR | Solar | Firm Capacity | 1 | 2042-10-01 | 3.3 | MW
K HAWTHORN SOLAR_Firm Capacity2043 | Solar_Firm Capacity2043 | System | Generator | K HAWTHORN SOLAR | Solar | Firm Capacity | 1 | 2043-01-01 | 3.3 | MW
0 | 0 | System | Generator | K HAWTHORN SOLAR | Solar | Firm Capacity | 1 | 2043-04-01 | 3.3 | MW
0 | 0 | System | Generator | K HAWTHORN SOLAR | Solar | Firm Capacity | 1 | 2043-07-01 | 3.3 | MW
0 | 0 | System | Generator | K HAWTHORN SOLAR | Solar | Firm Capacity | 1 | 2043-10-01 | 3.3 | MW
Build CC 2028_Firm Capacity2024 | Build CC_Firm Capacity2024 | System | Generator | Build CC 2028 | Build CC | Firm Capacity | 1 | 2024-01-01 | 0 | MW
0 | 0 | System | Generator | Build CC 2028 | Build CC | Firm Capacity | 1 | 2024-04-01 | 0 | MW
0 | 0 | System | Generator | Build CC 2028 | Build CC | Firm Capacity | 1 | 2024-07-01 | 0 | MW
0 | 0 | System | Generator | Build CC 2028 | Build CC | Firm Capacity | 1 | 2024-10-01 | 0 | MW
Build CC 2028_Firm Capacity2025 | Build CC_Firm Capacity2025 | System | Generator | Build CC 2028 | Build CC | Firm Capacity | 1 | 2025-01-01 | 0 | MW
0 | 0 | System | Generator | Build CC 2028 | Build CC | Firm Capacity | 1 | 2025-04-01 | 0 | MW
0 | 0 | System | Generator | Build CC 2028 | Build CC | Firm Capacity | 1 | 2025-07-01 | 0 | MW
0 | 0 | System | Generator | Build CC 2028 | Build CC | Firm Capacity | 1 | 2025-10-01 | 0 | MW
Build CC 2028_Firm Capacity2026 | Build CC_Firm Capacity2026 | System | Generator | Build CC 2028 | Build CC | Firm Capacity | 1 | 2026-01-01 | 0 | MW
0 | 0 | System | Generator | Build CC 2028 | Build CC | Firm Capacity | 1 | 2026-04-01 | 0 | MW
0 | 0 | System | Generator | Build CC 2028 | Build CC | Firm Capacity | 1 | 2026-07-01 | 0 | MW
0 | 0 | System | Generator | Build CC 2028 | Build CC | Firm Capacity | 1 | 2026-10-01 | 0 | MW
Build CC 2028_Firm Capacity2027 | Build CC_Firm Capacity2027 | System | Generator | Build CC 2028 | Build CC | Firm Capacity | 1 | 2027-01-01 | 0 | MW
0 | 0 | System | Generator | Build CC 2028 | Build CC | Firm Capacity | 1 | 2027-04-01 | 0 | MW
0 | 0 | System | Generator | Build CC 2028 | Build CC | Firm Capacity | 1 | 2027-07-01 | 0 | MW
0 | 0 | System | Generator | Build CC 2028 | Build CC | Firm Capacity | 1 | 2027-10-01 | 0 | MW
Build CC 2028_Firm Capacity2028 | Build CC_Firm Capacity2028 | System | Generator | Build CC 2028 | Build CC | Firm Capacity | 1 | 2028-01-01 | 0 | MW
0 | 0 | System | Generator | Build CC 2028 | Build CC | Firm Capacity | 1 | 2028-04-01 | 0 | MW
0 | 0 | System | Generator | Build CC 2028 | Build CC | Firm Capacity | 1 | 2028-07-01 | 0 | MW
0 | 0 | System | Generator | Build CC 2028 | Build CC | Firm Capacity | 1 | 2028-10-01 | 0 | MW
Build CC 2028_Firm Capacity2029 | Build CC_Firm Capacity2029 | System | Generator | Build CC 2028 | Build CC | Firm Capacity | 1 | 2029-01-01 | 0 | MW
0 | 0 | System | Generator | Build CC 2028 | Build CC | Firm Capacity | 1 | 2029-04-01 | 0 | MW
0 | 0 | System | Generator | Build CC 2028 | Build CC | Firm Capacity | 1 | 2029-07-01 | 0 | MW
0 | 0 | System | Generator | Build CC 2028 | Build CC | Firm Capacity | 1 | 2029-10-01 | 0 | MW
Build CC 2028_Firm Capacity2030 | Build CC_Firm Capacity2030 | System | Generator | Build CC 2028 | Build CC | Firm Capacity | 1 | 2030-01-01 | 0 | MW
0 | 0 | System | Generator | Build CC 2028 | Build CC | Firm Capacity | 1 | 2030-04-01 | 0 | MW
0 | 0 | System | Generator | Build CC 2028 | Build CC | Firm Capacity | 1 | 2030-07-01 | 0 | MW
0 | 0 | System | Generator | Build CC 2028 | Build CC | Firm Capacity | 1 | 2030-10-01 | 0 | MW
Build CC 2028_Firm Capacity2031 | Build CC_Firm Capacity2031 | System | Generator | Build CC 2028 | Build CC | Firm Capacity | 1 | 2031-01-01 | 0 | MW
0 | 0 | System | Generator | Build CC 2028 | Build CC | Firm Capacity | 1 | 2031-04-01 | 0 | MW
0 | 0 | System | Generator | Build CC 2028 | Build CC | Firm Capacity | 1 | 2031-07-01 | 0 | MW
0 | 0 | System | Generator | Build CC 2028 | Build CC | Firm Capacity | 1 | 2031-10-01 | 0 | MW
Build CC 2028_Firm Capacity2032 | Build CC_Firm Capacity2032 | System | Generator | Build CC 2028 | Build CC | Firm Capacity | 1 | 2032-01-01 | 0 | MW
0 | 0 | System | Generator | Build CC 2028 | Build CC | Firm Capacity | 1 | 2032-04-01 | 0 | MW
0 | 0 | System | Generator | Build CC 2028 | Build CC | Firm Capacity | 1 | 2032-07-01 | 0 | MW
0 | 0 | System | Generator | Build CC 2028 | Build CC | Firm Capacity | 1 | 2032-10-01 | 0 | MW
Build CC 2028_Firm Capacity2033 | Build CC_Firm Capacity2033 | System | Generator | Build CC 2028 | Build CC | Firm Capacity | 1 | 2033-01-01 | 0 | MW
0 | 0 | System | Generator | Build CC 2028 | Build CC | Firm Capacity | 1 | 2033-04-01 | 0 | MW
0 | 0 | System | Generator | Build CC 2028 | Build CC | Firm Capacity | 1 | 2033-07-01 | 0 | MW
0 | 0 | System | Generator | Build CC 2028 | Build CC | Firm Capacity | 1 | 2033-10-01 | 0 | MW
Build CC 2028_Firm Capacity2034 | Build CC_Firm Capacity2034 | System | Generator | Build CC 2028 | Build CC | Firm Capacity | 1 | 2034-01-01 | 0 | MW
0 | 0 | System | Generator | Build CC 2028 | Build CC | Firm Capacity | 1 | 2034-04-01 | 0 | MW
0 | 0 | System | Generator | Build CC 2028 | Build CC | Firm Capacity | 1 | 2034-07-01 | 0 | MW
0 | 0 | System | Generator | Build CC 2028 | Build CC | Firm Capacity | 1 | 2034-10-01 | 0 | MW
Build CC 2028_Firm Capacity2035 | Build CC_Firm Capacity2035 | System | Generator | Build CC 2028 | Build CC | Firm Capacity | 1 | 2035-01-01 | 0 | MW
0 | 0 | System | Generator | Build CC 2028 | Build CC | Firm Capacity | 1 | 2035-04-01 | 0 | MW
0 | 0 | System | Generator | Build CC 2028 | Build CC | Firm Capacity | 1 | 2035-07-01 | 0 | MW
0 | 0 | System | Generator | Build CC 2028 | Build CC | Firm Capacity | 1 | 2035-10-01 | 0 | MW
Build CC 2028_Firm Capacity2036 | Build CC_Firm Capacity2036 | System | Generator | Build CC 2028 | Build CC | Firm Capacity | 1 | 2036-01-01 | 0 | MW
0 | 0 | System | Generator | Build CC 2028 | Build CC | Firm Capacity | 1 | 2036-04-01 | 0 | MW
0 | 0 | System | Generator | Build CC 2028 | Build CC | Firm Capacity | 1 | 2036-07-01 | 0 | MW
0 | 0 | System | Generator | Build CC 2028 | Build CC | Firm Capacity | 1 | 2036-10-01 | 0 | MW
Build CC 2028_Firm Capacity2037 | Build CC_Firm Capacity2037 | System | Generator | Build CC 2028 | Build CC | Firm Capacity | 1 | 2037-01-01 | 0 | MW
0 | 0 | System | Generator | Build CC 2028 | Build CC | Firm Capacity | 1 | 2037-04-01 | 0 | MW
0 | 0 | System | Generator | Build CC 2028 | Build CC | Firm Capacity | 1 | 2037-07-01 | 0 | MW
0 | 0 | System | Generator | Build CC 2028 | Build CC | Firm Capacity | 1 | 2037-10-01 | 0 | MW
Build CC 2028_Firm Capacity2038 | Build CC_Firm Capacity2038 | System | Generator | Build CC 2028 | Build CC | Firm Capacity | 1 | 2038-01-01 | 0 | MW
0 | 0 | System | Generator | Build CC 2028 | Build CC | Firm Capacity | 1 | 2038-04-01 | 0 | MW
0 | 0 | System | Generator | Build CC 2028 | Build CC | Firm Capacity | 1 | 2038-07-01 | 0 | MW
0 | 0 | System | Generator | Build CC 2028 | Build CC | Firm Capacity | 1 | 2038-10-01 | 0 | MW
Build CC 2028_Firm Capacity2039 | Build CC_Firm Capacity2039 | System | Generator | Build CC 2028 | Build CC | Firm Capacity | 1 | 2039-01-01 | 0 | MW
0 | 0 | System | Generator | Build CC 2028 | Build CC | Firm Capacity | 1 | 2039-04-01 | 0 | MW
0 | 0 | System | Generator | Build CC 2028 | Build CC | Firm Capacity | 1 | 2039-07-01 | 0 | MW
0 | 0 | System | Generator | Build CC 2028 | Build CC | Firm Capacity | 1 | 2039-10-01 | 0 | MW
Build CC 2028_Firm Capacity2040 | Build CC_Firm Capacity2040 | System | Generator | Build CC 2028 | Build CC | Firm Capacity | 1 | 2040-01-01 | 0 | MW
0 | 0 | System | Generator | Build CC 2028 | Build CC | Firm Capacity | 1 | 2040-04-01 | 0 | MW
0 | 0 | System | Generator | Build CC 2028 | Build CC | Firm Capacity | 1 | 2040-07-01 | 0 | MW
0 | 0 | System | Generator | Build CC 2028 | Build CC | Firm Capacity | 1 | 2040-10-01 | 0 | MW
Build CC 2028_Firm Capacity2041 | Build CC_Firm Capacity2041 | System | Generator | Build CC 2028 | Build CC | Firm Capacity | 1 | 2041-01-01 | 0 | MW
0 | 0 | System | Generator | Build CC 2028 | Build CC | Firm Capacity | 1 | 2041-04-01 | 0 | MW
0 | 0 | System | Generator | Build CC 2028 | Build CC | Firm Capacity | 1 | 2041-07-01 | 0 | MW
0 | 0 | System | Generator | Build CC 2028 | Build CC | Firm Capacity | 1 | 2041-10-01 | 0 | MW
Build CC 2028_Firm Capacity2042 | Build CC_Firm Capacity2042 | System | Generator | Build CC 2028 | Build CC | Firm Capacity | 1 | 2042-01-01 | 0 | MW
0 | 0 | System | Generator | Build CC 2028 | Build CC | Firm Capacity | 1 | 2042-04-01 | 0 | MW
0 | 0 | System | Generator | Build CC 2028 | Build CC | Firm Capacity | 1 | 2042-07-01 | 0 | MW
0 | 0 | System | Generator | Build CC 2028 | Build CC | Firm Capacity | 1 | 2042-10-01 | 0 | MW
Build CC 2028_Firm Capacity2043 | Build CC_Firm Capacity2043 | System | Generator | Build CC 2028 | Build CC | Firm Capacity | 1 | 2043-01-01 | 0 | MW
0 | 0 | System | Generator | Build CC 2028 | Build CC | Firm Capacity | 1 | 2043-04-01 | 0 | MW
0 | 0 | System | Generator | Build CC 2028 | Build CC | Firm Capacity | 1 | 2043-07-01 | 0 | MW
0 | 0 | System | Generator | Build CC 2028 | Build CC | Firm Capacity | 1 | 2043-10-01 | 0 | MW
Build CC 2029_Firm Capacity2024 | Build CC_Firm Capacity2024 | System | Generator | Build CC 2029 | Build CC | Firm Capacity | 1 | 2024-01-01 | 0 | MW
0 | 0 | System | Generator | Build CC 2029 | Build CC | Firm Capacity | 1 | 2024-04-01 | 0 | MW
0 | 0 | System | Generator | Build CC 2029 | Build CC | Firm Capacity | 1 | 2024-07-01 | 0 | MW
0 | 0 | System | Generator | Build CC 2029 | Build CC | Firm Capacity | 1 | 2024-10-01 | 0 | MW
Build CC 2029_Firm Capacity2025 | Build CC_Firm Capacity2025 | System | Generator | Build CC 2029 | Build CC | Firm Capacity | 1 | 2025-01-01 | 0 | MW
0 | 0 | System | Generator | Build CC 2029 | Build CC | Firm Capacity | 1 | 2025-04-01 | 0 | MW
0 | 0 | System | Generator | Build CC 2029 | Build CC | Firm Capacity | 1 | 2025-07-01 | 0 | MW
0 | 0 | System | Generator | Build CC 2029 | Build CC | Firm Capacity | 1 | 2025-10-01 | 0 | MW
Build CC 2029_Firm Capacity2026 | Build CC_Firm Capacity2026 | System | Generator | Build CC 2029 | Build CC | Firm Capacity | 1 | 2026-01-01 | 0 | MW
0 | 0 | System | Generator | Build CC 2029 | Build CC | Firm Capacity | 1 | 2026-04-01 | 0 | MW
0 | 0 | System | Generator | Build CC 2029 | Build CC | Firm Capacity | 1 | 2026-07-01 | 0 | MW
0 | 0 | System | Generator | Build CC 2029 | Build CC | Firm Capacity | 1 | 2026-10-01 | 0 | MW
Build CC 2029_Firm Capacity2027 | Build CC_Firm Capacity2027 | System | Generator | Build CC 2029 | Build CC | Firm Capacity | 1 | 2027-01-01 | 0 | MW
0 | 0 | System | Generator | Build CC 2029 | Build CC | Firm Capacity | 1 | 2027-04-01 | 0 | MW
0 | 0 | System | Generator | Build CC 2029 | Build CC | Firm Capacity | 1 | 2027-07-01 | 0 | MW
0 | 0 | System | Generator | Build CC 2029 | Build CC | Firm Capacity | 1 | 2027-10-01 | 0 | MW
Build CC 2029_Firm Capacity2028 | Build CC_Firm Capacity2028 | System | Generator | Build CC 2029 | Build CC | Firm Capacity | 1 | 2028-01-01 | 0 | MW
0 | 0 | System | Generator | Build CC 2029 | Build CC | Firm Capacity | 1 | 2028-04-01 | 0 | MW
0 | 0 | System | Generator | Build CC 2029 | Build CC | Firm Capacity | 1 | 2028-07-01 | 0 | MW
0 | 0 | System | Generator | Build CC 2029 | Build CC | Firm Capacity | 1 | 2028-10-01 | 0 | MW
Build CC 2029_Firm Capacity2029 | Build CC_Firm Capacity2029 | System | Generator | Build CC 2029 | Build CC | Firm Capacity | 1 | 2029-01-01 | 0 | MW
0 | 0 | System | Generator | Build CC 2029 | Build CC | Firm Capacity | 1 | 2029-04-01 | 0 | MW
0 | 0 | System | Generator | Build CC 2029 | Build CC | Firm Capacity | 1 | 2029-07-01 | 0 | MW
0 | 0 | System | Generator | Build CC 2029 | Build CC | Firm Capacity | 1 | 2029-10-01 | 0 | MW
Build CC 2029_Firm Capacity2030 | Build CC_Firm Capacity2030 | System | Generator | Build CC 2029 | Build CC | Firm Capacity | 1 | 2030-01-01 | 0 | MW
0 | 0 | System | Generator | Build CC 2029 | Build CC | Firm Capacity | 1 | 2030-04-01 | 0 | MW
0 | 0 | System | Generator | Build CC 2029 | Build CC | Firm Capacity | 1 | 2030-07-01 | 0 | MW
0 | 0 | System | Generator | Build CC 2029 | Build CC | Firm Capacity | 1 | 2030-10-01 | 0 | MW
Build CC 2029_Firm Capacity2031 | Build CC_Firm Capacity2031 | System | Generator | Build CC 2029 | Build CC | Firm Capacity | 1 | 2031-01-01 | 0 | MW
0 | 0 | System | Generator | Build CC 2029 | Build CC | Firm Capacity | 1 | 2031-04-01 | 0 | MW
0 | 0 | System | Generator | Build CC 2029 | Build CC | Firm Capacity | 1 | 2031-07-01 | 0 | MW
0 | 0 | System | Generator | Build CC 2029 | Build CC | Firm Capacity | 1 | 2031-10-01 | 0 | MW
Build CC 2029_Firm Capacity2032 | Build CC_Firm Capacity2032 | System | Generator | Build CC 2029 | Build CC | Firm Capacity | 1 | 2032-01-01 | 0 | MW
0 | 0 | System | Generator | Build CC 2029 | Build CC | Firm Capacity | 1 | 2032-04-01 | 0 | MW
0 | 0 | System | Generator | Build CC 2029 | Build CC | Firm Capacity | 1 | 2032-07-01 | 0 | MW
0 | 0 | System | Generator | Build CC 2029 | Build CC | Firm Capacity | 1 | 2032-10-01 | 0 | MW
Build CC 2029_Firm Capacity2033 | Build CC_Firm Capacity2033 | System | Generator | Build CC 2029 | Build CC | Firm Capacity | 1 | 2033-01-01 | 0 | MW
0 | 0 | System | Generator | Build CC 2029 | Build CC | Firm Capacity | 1 | 2033-04-01 | 0 | MW
0 | 0 | System | Generator | Build CC 2029 | Build CC | Firm Capacity | 1 | 2033-07-01 | 0 | MW
0 | 0 | System | Generator | Build CC 2029 | Build CC | Firm Capacity | 1 | 2033-10-01 | 0 | MW
Build CC 2029_Firm Capacity2034 | Build CC_Firm Capacity2034 | System | Generator | Build CC 2029 | Build CC | Firm Capacity | 1 | 2034-01-01 | 0 | MW
0 | 0 | System | Generator | Build CC 2029 | Build CC | Firm Capacity | 1 | 2034-04-01 | 0 | MW
0 | 0 | System | Generator | Build CC 2029 | Build CC | Firm Capacity | 1 | 2034-07-01 | 0 | MW
0 | 0 | System | Generator | Build CC 2029 | Build CC | Firm Capacity | 1 | 2034-10-01 | 0 | MW
Build CC 2029_Firm Capacity2035 | Build CC_Firm Capacity2035 | System | Generator | Build CC 2029 | Build CC | Firm Capacity | 1 | 2035-01-01 | 0 | MW
0 | 0 | System | Generator | Build CC 2029 | Build CC | Firm Capacity | 1 | 2035-04-01 | 0 | MW
0 | 0 | System | Generator | Build CC 2029 | Build CC | Firm Capacity | 1 | 2035-07-01 | 0 | MW
0 | 0 | System | Generator | Build CC 2029 | Build CC | Firm Capacity | 1 | 2035-10-01 | 0 | MW
Build CC 2029_Firm Capacity2036 | Build CC_Firm Capacity2036 | System | Generator | Build CC 2029 | Build CC | Firm Capacity | 1 | 2036-01-01 | 0 | MW
0 | 0 | System | Generator | Build CC 2029 | Build CC | Firm Capacity | 1 | 2036-04-01 | 0 | MW
0 | 0 | System | Generator | Build CC 2029 | Build CC | Firm Capacity | 1 | 2036-07-01 | 0 | MW
0 | 0 | System | Generator | Build CC 2029 | Build CC | Firm Capacity | 1 | 2036-10-01 | 0 | MW
Build CC 2029_Firm Capacity2037 | Build CC_Firm Capacity2037 | System | Generator | Build CC 2029 | Build CC | Firm Capacity | 1 | 2037-01-01 | 0 | MW
0 | 0 | System | Generator | Build CC 2029 | Build CC | Firm Capacity | 1 | 2037-04-01 | 0 | MW
0 | 0 | System | Generator | Build CC 2029 | Build CC | Firm Capacity | 1 | 2037-07-01 | 0 | MW
0 | 0 | System | Generator | Build CC 2029 | Build CC | Firm Capacity | 1 | 2037-10-01 | 0 | MW
Build CC 2029_Firm Capacity2038 | Build CC_Firm Capacity2038 | System | Generator | Build CC 2029 | Build CC | Firm Capacity | 1 | 2038-01-01 | 0 | MW
0 | 0 | System | Generator | Build CC 2029 | Build CC | Firm Capacity | 1 | 2038-04-01 | 0 | MW
0 | 0 | System | Generator | Build CC 2029 | Build CC | Firm Capacity | 1 | 2038-07-01 | 0 | MW
0 | 0 | System | Generator | Build CC 2029 | Build CC | Firm Capacity | 1 | 2038-10-01 | 0 | MW
Build CC 2029_Firm Capacity2039 | Build CC_Firm Capacity2039 | System | Generator | Build CC 2029 | Build CC | Firm Capacity | 1 | 2039-01-01 | 0 | MW
0 | 0 | System | Generator | Build CC 2029 | Build CC | Firm Capacity | 1 | 2039-04-01 | 0 | MW
0 | 0 | System | Generator | Build CC 2029 | Build CC | Firm Capacity | 1 | 2039-07-01 | 0 | MW
0 | 0 | System | Generator | Build CC 2029 | Build CC | Firm Capacity | 1 | 2039-10-01 | 0 | MW
Build CC 2029_Firm Capacity2040 | Build CC_Firm Capacity2040 | System | Generator | Build CC 2029 | Build CC | Firm Capacity | 1 | 2040-01-01 | 0 | MW
0 | 0 | System | Generator | Build CC 2029 | Build CC | Firm Capacity | 1 | 2040-04-01 | 0 | MW
0 | 0 | System | Generator | Build CC 2029 | Build CC | Firm Capacity | 1 | 2040-07-01 | 0 | MW
0 | 0 | System | Generator | Build CC 2029 | Build CC | Firm Capacity | 1 | 2040-10-01 | 0 | MW
Build CC 2029_Firm Capacity2041 | Build CC_Firm Capacity2041 | System | Generator | Build CC 2029 | Build CC | Firm Capacity | 1 | 2041-01-01 | 0 | MW
0 | 0 | System | Generator | Build CC 2029 | Build CC | Firm Capacity | 1 | 2041-04-01 | 0 | MW
0 | 0 | System | Generator | Build CC 2029 | Build CC | Firm Capacity | 1 | 2041-07-01 | 0 | MW
0 | 0 | System | Generator | Build CC 2029 | Build CC | Firm Capacity | 1 | 2041-10-01 | 0 | MW
Build CC 2029_Firm Capacity2042 | Build CC_Firm Capacity2042 | System | Generator | Build CC 2029 | Build CC | Firm Capacity | 1 | 2042-01-01 | 0 | MW
0 | 0 | System | Generator | Build CC 2029 | Build CC | Firm Capacity | 1 | 2042-04-01 | 0 | MW
0 | 0 | System | Generator | Build CC 2029 | Build CC | Firm Capacity | 1 | 2042-07-01 | 0 | MW
0 | 0 | System | Generator | Build CC 2029 | Build CC | Firm Capacity | 1 | 2042-10-01 | 0 | MW
Build CC 2029_Firm Capacity2043 | Build CC_Firm Capacity2043 | System | Generator | Build CC 2029 | Build CC | Firm Capacity | 1 | 2043-01-01 | 0 | MW
0 | 0 | System | Generator | Build CC 2029 | Build CC | Firm Capacity | 1 | 2043-04-01 | 0 | MW
0 | 0 | System | Generator | Build CC 2029 | Build CC | Firm Capacity | 1 | 2043-07-01 | 0 | MW
0 | 0 | System | Generator | Build CC 2029 | Build CC | Firm Capacity | 1 | 2043-10-01 | 0 | MW
Build CC 2030_Firm Capacity2024 | Build CC_Firm Capacity2024 | System | Generator | Build CC 2030 | Build CC | Firm Capacity | 1 | 2024-01-01 | 0 | MW
0 | 0 | System | Generator | Build CC 2030 | Build CC | Firm Capacity | 1 | 2024-04-01 | 0 | MW
0 | 0 | System | Generator | Build CC 2030 | Build CC | Firm Capacity | 1 | 2024-07-01 | 0 | MW
0 | 0 | System | Generator | Build CC 2030 | Build CC | Firm Capacity | 1 | 2024-10-01 | 0 | MW
Build CC 2030_Firm Capacity2025 | Build CC_Firm Capacity2025 | System | Generator | Build CC 2030 | Build CC | Firm Capacity | 1 | 2025-01-01 | 0 | MW
0 | 0 | System | Generator | Build CC 2030 | Build CC | Firm Capacity | 1 | 2025-04-01 | 0 | MW
0 | 0 | System | Generator | Build CC 2030 | Build CC | Firm Capacity | 1 | 2025-07-01 | 0 | MW
0 | 0 | System | Generator | Build CC 2030 | Build CC | Firm Capacity | 1 | 2025-10-01 | 0 | MW
Build CC 2030_Firm Capacity2026 | Build CC_Firm Capacity2026 | System | Generator | Build CC 2030 | Build CC | Firm Capacity | 1 | 2026-01-01 | 0 | MW
0 | 0 | System | Generator | Build CC 2030 | Build CC | Firm Capacity | 1 | 2026-04-01 | 0 | MW
0 | 0 | System | Generator | Build CC 2030 | Build CC | Firm Capacity | 1 | 2026-07-01 | 0 | MW
0 | 0 | System | Generator | Build CC 2030 | Build CC | Firm Capacity | 1 | 2026-10-01 | 0 | MW
Build CC 2030_Firm Capacity2027 | Build CC_Firm Capacity2027 | System | Generator | Build CC 2030 | Build CC | Firm Capacity | 1 | 2027-01-01 | 0 | MW
0 | 0 | System | Generator | Build CC 2030 | Build CC | Firm Capacity | 1 | 2027-04-01 | 0 | MW
0 | 0 | System | Generator | Build CC 2030 | Build CC | Firm Capacity | 1 | 2027-07-01 | 0 | MW
0 | 0 | System | Generator | Build CC 2030 | Build CC | Firm Capacity | 1 | 2027-10-01 | 0 | MW
Build CC 2030_Firm Capacity2028 | Build CC_Firm Capacity2028 | System | Generator | Build CC 2030 | Build CC | Firm Capacity | 1 | 2028-01-01 | 0 | MW
0 | 0 | System | Generator | Build CC 2030 | Build CC | Firm Capacity | 1 | 2028-04-01 | 0 | MW
0 | 0 | System | Generator | Build CC 2030 | Build CC | Firm Capacity | 1 | 2028-07-01 | 0 | MW
0 | 0 | System | Generator | Build CC 2030 | Build CC | Firm Capacity | 1 | 2028-10-01 | 0 | MW
Build CC 2030_Firm Capacity2029 | Build CC_Firm Capacity2029 | System | Generator | Build CC 2030 | Build CC | Firm Capacity | 1 | 2029-01-01 | 0 | MW
0 | 0 | System | Generator | Build CC 2030 | Build CC | Firm Capacity | 1 | 2029-04-01 | 0 | MW
0 | 0 | System | Generator | Build CC 2030 | Build CC | Firm Capacity | 1 | 2029-07-01 | 0 | MW
0 | 0 | System | Generator | Build CC 2030 | Build CC | Firm Capacity | 1 | 2029-10-01 | 0 | MW
Build CC 2030_Firm Capacity2030 | Build CC_Firm Capacity2030 | System | Generator | Build CC 2030 | Build CC | Firm Capacity | 1 | 2030-01-01 | 0 | MW
0 | 0 | System | Generator | Build CC 2030 | Build CC | Firm Capacity | 1 | 2030-04-01 | 0 | MW
0 | 0 | System | Generator | Build CC 2030 | Build CC | Firm Capacity | 1 | 2030-07-01 | 0 | MW
0 | 0 | System | Generator | Build CC 2030 | Build CC | Firm Capacity | 1 | 2030-10-01 | 0 | MW
Build CC 2030_Firm Capacity2031 | Build CC_Firm Capacity2031 | System | Generator | Build CC 2030 | Build CC | Firm Capacity | 1 | 2031-01-01 | 0 | MW
0 | 0 | System | Generator | Build CC 2030 | Build CC | Firm Capacity | 1 | 2031-04-01 | 0 | MW
0 | 0 | System | Generator | Build CC 2030 | Build CC | Firm Capacity | 1 | 2031-07-01 | 0 | MW
0 | 0 | System | Generator | Build CC 2030 | Build CC | Firm Capacity | 1 | 2031-10-01 | 0 | MW
Build CC 2030_Firm Capacity2032 | Build CC_Firm Capacity2032 | System | Generator | Build CC 2030 | Build CC | Firm Capacity | 1 | 2032-01-01 | 0 | MW
0 | 0 | System | Generator | Build CC 2030 | Build CC | Firm Capacity | 1 | 2032-04-01 | 0 | MW
0 | 0 | System | Generator | Build CC 2030 | Build CC | Firm Capacity | 1 | 2032-07-01 | 0 | MW
0 | 0 | System | Generator | Build CC 2030 | Build CC | Firm Capacity | 1 | 2032-10-01 | 0 | MW
Build CC 2030_Firm Capacity2033 | Build CC_Firm Capacity2033 | System | Generator | Build CC 2030 | Build CC | Firm Capacity | 1 | 2033-01-01 | 0 | MW
0 | 0 | System | Generator | Build CC 2030 | Build CC | Firm Capacity | 1 | 2033-04-01 | 0 | MW
0 | 0 | System | Generator | Build CC 2030 | Build CC | Firm Capacity | 1 | 2033-07-01 | 0 | MW
0 | 0 | System | Generator | Build CC 2030 | Build CC | Firm Capacity | 1 | 2033-10-01 | 0 | MW
Build CC 2030_Firm Capacity2034 | Build CC_Firm Capacity2034 | System | Generator | Build CC 2030 | Build CC | Firm Capacity | 1 | 2034-01-01 | 0 | MW
0 | 0 | System | Generator | Build CC 2030 | Build CC | Firm Capacity | 1 | 2034-04-01 | 0 | MW
0 | 0 | System | Generator | Build CC 2030 | Build CC | Firm Capacity | 1 | 2034-07-01 | 0 | MW
0 | 0 | System | Generator | Build CC 2030 | Build CC | Firm Capacity | 1 | 2034-10-01 | 0 | MW
Build CC 2030_Firm Capacity2035 | Build CC_Firm Capacity2035 | System | Generator | Build CC 2030 | Build CC | Firm Capacity | 1 | 2035-01-01 | 0 | MW
0 | 0 | System | Generator | Build CC 2030 | Build CC | Firm Capacity | 1 | 2035-04-01 | 0 | MW
0 | 0 | System | Generator | Build CC 2030 | Build CC | Firm Capacity | 1 | 2035-07-01 | 0 | MW
0 | 0 | System | Generator | Build CC 2030 | Build CC | Firm Capacity | 1 | 2035-10-01 | 0 | MW
Build CC 2030_Firm Capacity2036 | Build CC_Firm Capacity2036 | System | Generator | Build CC 2030 | Build CC | Firm Capacity | 1 | 2036-01-01 | 0 | MW
0 | 0 | System | Generator | Build CC 2030 | Build CC | Firm Capacity | 1 | 2036-04-01 | 0 | MW
0 | 0 | System | Generator | Build CC 2030 | Build CC | Firm Capacity | 1 | 2036-07-01 | 0 | MW
0 | 0 | System | Generator | Build CC 2030 | Build CC | Firm Capacity | 1 | 2036-10-01 | 0 | MW
Build CC 2030_Firm Capacity2037 | Build CC_Firm Capacity2037 | System | Generator | Build CC 2030 | Build CC | Firm Capacity | 1 | 2037-01-01 | 0 | MW
0 | 0 | System | Generator | Build CC 2030 | Build CC | Firm Capacity | 1 | 2037-04-01 | 0 | MW
0 | 0 | System | Generator | Build CC 2030 | Build CC | Firm Capacity | 1 | 2037-07-01 | 0 | MW
0 | 0 | System | Generator | Build CC 2030 | Build CC | Firm Capacity | 1 | 2037-10-01 | 0 | MW
Build CC 2030_Firm Capacity2038 | Build CC_Firm Capacity2038 | System | Generator | Build CC 2030 | Build CC | Firm Capacity | 1 | 2038-01-01 | 0 | MW
0 | 0 | System | Generator | Build CC 2030 | Build CC | Firm Capacity | 1 | 2038-04-01 | 0 | MW
0 | 0 | System | Generator | Build CC 2030 | Build CC | Firm Capacity | 1 | 2038-07-01 | 0 | MW
0 | 0 | System | Generator | Build CC 2030 | Build CC | Firm Capacity | 1 | 2038-10-01 | 0 | MW
Build CC 2030_Firm Capacity2039 | Build CC_Firm Capacity2039 | System | Generator | Build CC 2030 | Build CC | Firm Capacity | 1 | 2039-01-01 | 0 | MW
0 | 0 | System | Generator | Build CC 2030 | Build CC | Firm Capacity | 1 | 2039-04-01 | 0 | MW
0 | 0 | System | Generator | Build CC 2030 | Build CC | Firm Capacity | 1 | 2039-07-01 | 0 | MW
0 | 0 | System | Generator | Build CC 2030 | Build CC | Firm Capacity | 1 | 2039-10-01 | 0 | MW
Build CC 2030_Firm Capacity2040 | Build CC_Firm Capacity2040 | System | Generator | Build CC 2030 | Build CC | Firm Capacity | 1 | 2040-01-01 | 0 | MW
0 | 0 | System | Generator | Build CC 2030 | Build CC | Firm Capacity | 1 | 2040-04-01 | 0 | MW
0 | 0 | System | Generator | Build CC 2030 | Build CC | Firm Capacity | 1 | 2040-07-01 | 0 | MW
0 | 0 | System | Generator | Build CC 2030 | Build CC | Firm Capacity | 1 | 2040-10-01 | 0 | MW
Build CC 2030_Firm Capacity2041 | Build CC_Firm Capacity2041 | System | Generator | Build CC 2030 | Build CC | Firm Capacity | 1 | 2041-01-01 | 0 | MW
0 | 0 | System | Generator | Build CC 2030 | Build CC | Firm Capacity | 1 | 2041-04-01 | 0 | MW
0 | 0 | System | Generator | Build CC 2030 | Build CC | Firm Capacity | 1 | 2041-07-01 | 0 | MW
0 | 0 | System | Generator | Build CC 2030 | Build CC | Firm Capacity | 1 | 2041-10-01 | 0 | MW
Build CC 2030_Firm Capacity2042 | Build CC_Firm Capacity2042 | System | Generator | Build CC 2030 | Build CC | Firm Capacity | 1 | 2042-01-01 | 0 | MW
0 | 0 | System | Generator | Build CC 2030 | Build CC | Firm Capacity | 1 | 2042-04-01 | 0 | MW
0 | 0 | System | Generator | Build CC 2030 | Build CC | Firm Capacity | 1 | 2042-07-01 | 0 | MW
0 | 0 | System | Generator | Build CC 2030 | Build CC | Firm Capacity | 1 | 2042-10-01 | 0 | MW
Build CC 2030_Firm Capacity2043 | Build CC_Firm Capacity2043 | System | Generator | Build CC 2030 | Build CC | Firm Capacity | 1 | 2043-01-01 | 0 | MW
0 | 0 | System | Generator | Build CC 2030 | Build CC | Firm Capacity | 1 | 2043-04-01 | 0 | MW
0 | 0 | System | Generator | Build CC 2030 | Build CC | Firm Capacity | 1 | 2043-07-01 | 0 | MW
0 | 0 | System | Generator | Build CC 2030 | Build CC | Firm Capacity | 1 | 2043-10-01 | 0 | MW
Build CC 2031_Firm Capacity2024 | Build CC_Firm Capacity2024 | System | Generator | Build CC 2031 | Build CC | Firm Capacity | 1 | 2024-01-01 | 0 | MW
0 | 0 | System | Generator | Build CC 2031 | Build CC | Firm Capacity | 1 | 2024-04-01 | 0 | MW
0 | 0 | System | Generator | Build CC 2031 | Build CC | Firm Capacity | 1 | 2024-07-01 | 0 | MW
0 | 0 | System | Generator | Build CC 2031 | Build CC | Firm Capacity | 1 | 2024-10-01 | 0 | MW
Build CC 2031_Firm Capacity2025 | Build CC_Firm Capacity2025 | System | Generator | Build CC 2031 | Build CC | Firm Capacity | 1 | 2025-01-01 | 0 | MW
0 | 0 | System | Generator | Build CC 2031 | Build CC | Firm Capacity | 1 | 2025-04-01 | 0 | MW
0 | 0 | System | Generator | Build CC 2031 | Build CC | Firm Capacity | 1 | 2025-07-01 | 0 | MW
0 | 0 | System | Generator | Build CC 2031 | Build CC | Firm Capacity | 1 | 2025-10-01 | 0 | MW
Build CC 2031_Firm Capacity2026 | Build CC_Firm Capacity2026 | System | Generator | Build CC 2031 | Build CC | Firm Capacity | 1 | 2026-01-01 | 0 | MW
0 | 0 | System | Generator | Build CC 2031 | Build CC | Firm Capacity | 1 | 2026-04-01 | 0 | MW
0 | 0 | System | Generator | Build CC 2031 | Build CC | Firm Capacity | 1 | 2026-07-01 | 0 | MW
0 | 0 | System | Generator | Build CC 2031 | Build CC | Firm Capacity | 1 | 2026-10-01 | 0 | MW
Build CC 2031_Firm Capacity2027 | Build CC_Firm Capacity2027 | System | Generator | Build CC 2031 | Build CC | Firm Capacity | 1 | 2027-01-01 | 0 | MW
0 | 0 | System | Generator | Build CC 2031 | Build CC | Firm Capacity | 1 | 2027-04-01 | 0 | MW
0 | 0 | System | Generator | Build CC 2031 | Build CC | Firm Capacity | 1 | 2027-07-01 | 0 | MW
0 | 0 | System | Generator | Build CC 2031 | Build CC | Firm Capacity | 1 | 2027-10-01 | 0 | MW
Build CC 2031_Firm Capacity2028 | Build CC_Firm Capacity2028 | System | Generator | Build CC 2031 | Build CC | Firm Capacity | 1 | 2028-01-01 | 0 | MW
0 | 0 | System | Generator | Build CC 2031 | Build CC | Firm Capacity | 1 | 2028-04-01 | 0 | MW
0 | 0 | System | Generator | Build CC 2031 | Build CC | Firm Capacity | 1 | 2028-07-01 | 0 | MW
0 | 0 | System | Generator | Build CC 2031 | Build CC | Firm Capacity | 1 | 2028-10-01 | 0 | MW
Build CC 2031_Firm Capacity2029 | Build CC_Firm Capacity2029 | System | Generator | Build CC 2031 | Build CC | Firm Capacity | 1 | 2029-01-01 | 0 | MW
0 | 0 | System | Generator | Build CC 2031 | Build CC | Firm Capacity | 1 | 2029-04-01 | 0 | MW
0 | 0 | System | Generator | Build CC 2031 | Build CC | Firm Capacity | 1 | 2029-07-01 | 0 | MW
0 | 0 | System | Generator | Build CC 2031 | Build CC | Firm Capacity | 1 | 2029-10-01 | 0 | MW
Build CC 2031_Firm Capacity2030 | Build CC_Firm Capacity2030 | System | Generator | Build CC 2031 | Build CC | Firm Capacity | 1 | 2030-01-01 | 0 | MW
0 | 0 | System | Generator | Build CC 2031 | Build CC | Firm Capacity | 1 | 2030-04-01 | 0 | MW
0 | 0 | System | Generator | Build CC 2031 | Build CC | Firm Capacity | 1 | 2030-07-01 | 0 | MW
0 | 0 | System | Generator | Build CC 2031 | Build CC | Firm Capacity | 1 | 2030-10-01 | 0 | MW
Build CC 2031_Firm Capacity2031 | Build CC_Firm Capacity2031 | System | Generator | Build CC 2031 | Build CC | Firm Capacity | 1 | 2031-01-01 | 0 | MW
0 | 0 | System | Generator | Build CC 2031 | Build CC | Firm Capacity | 1 | 2031-04-01 | 0 | MW
0 | 0 | System | Generator | Build CC 2031 | Build CC | Firm Capacity | 1 | 2031-07-01 | 0 | MW
0 | 0 | System | Generator | Build CC 2031 | Build CC | Firm Capacity | 1 | 2031-10-01 | 0 | MW
Build CC 2031_Firm Capacity2032 | Build CC_Firm Capacity2032 | System | Generator | Build CC 2031 | Build CC | Firm Capacity | 1 | 2032-01-01 | 0 | MW
0 | 0 | System | Generator | Build CC 2031 | Build CC | Firm Capacity | 1 | 2032-04-01 | 0 | MW
0 | 0 | System | Generator | Build CC 2031 | Build CC | Firm Capacity | 1 | 2032-07-01 | 0 | MW
0 | 0 | System | Generator | Build CC 2031 | Build CC | Firm Capacity | 1 | 2032-10-01 | 0 | MW
Build CC 2031_Firm Capacity2033 | Build CC_Firm Capacity2033 | System | Generator | Build CC 2031 | Build CC | Firm Capacity | 1 | 2033-01-01 | 0 | MW
0 | 0 | System | Generator | Build CC 2031 | Build CC | Firm Capacity | 1 | 2033-04-01 | 0 | MW
0 | 0 | System | Generator | Build CC 2031 | Build CC | Firm Capacity | 1 | 2033-07-01 | 0 | MW
0 | 0 | System | Generator | Build CC 2031 | Build CC | Firm Capacity | 1 | 2033-10-01 | 0 | MW
Build CC 2031_Firm Capacity2034 | Build CC_Firm Capacity2034 | System | Generator | Build CC 2031 | Build CC | Firm Capacity | 1 | 2034-01-01 | 0 | MW
0 | 0 | System | Generator | Build CC 2031 | Build CC | Firm Capacity | 1 | 2034-04-01 | 0 | MW
0 | 0 | System | Generator | Build CC 2031 | Build CC | Firm Capacity | 1 | 2034-07-01 | 0 | MW
0 | 0 | System | Generator | Build CC 2031 | Build CC | Firm Capacity | 1 | 2034-10-01 | 0 | MW
Build CC 2031_Firm Capacity2035 | Build CC_Firm Capacity2035 | System | Generator | Build CC 2031 | Build CC | Firm Capacity | 1 | 2035-01-01 | 0 | MW
0 | 0 | System | Generator | Build CC 2031 | Build CC | Firm Capacity | 1 | 2035-04-01 | 0 | MW
0 | 0 | System | Generator | Build CC 2031 | Build CC | Firm Capacity | 1 | 2035-07-01 | 0 | MW
0 | 0 | System | Generator | Build CC 2031 | Build CC | Firm Capacity | 1 | 2035-10-01 | 0 | MW
Build CC 2031_Firm Capacity2036 | Build CC_Firm Capacity2036 | System | Generator | Build CC 2031 | Build CC | Firm Capacity | 1 | 2036-01-01 | 0 | MW
0 | 0 | System | Generator | Build CC 2031 | Build CC | Firm Capacity | 1 | 2036-04-01 | 0 | MW
0 | 0 | System | Generator | Build CC 2031 | Build CC | Firm Capacity | 1 | 2036-07-01 | 0 | MW
0 | 0 | System | Generator | Build CC 2031 | Build CC | Firm Capacity | 1 | 2036-10-01 | 0 | MW
Build CC 2031_Firm Capacity2037 | Build CC_Firm Capacity2037 | System | Generator | Build CC 2031 | Build CC | Firm Capacity | 1 | 2037-01-01 | 0 | MW
0 | 0 | System | Generator | Build CC 2031 | Build CC | Firm Capacity | 1 | 2037-04-01 | 0 | MW
0 | 0 | System | Generator | Build CC 2031 | Build CC | Firm Capacity | 1 | 2037-07-01 | 0 | MW
0 | 0 | System | Generator | Build CC 2031 | Build CC | Firm Capacity | 1 | 2037-10-01 | 0 | MW
Build CC 2031_Firm Capacity2038 | Build CC_Firm Capacity2038 | System | Generator | Build CC 2031 | Build CC | Firm Capacity | 1 | 2038-01-01 | 0 | MW
0 | 0 | System | Generator | Build CC 2031 | Build CC | Firm Capacity | 1 | 2038-04-01 | 0 | MW
0 | 0 | System | Generator | Build CC 2031 | Build CC | Firm Capacity | 1 | 2038-07-01 | 0 | MW
0 | 0 | System | Generator | Build CC 2031 | Build CC | Firm Capacity | 1 | 2038-10-01 | 0 | MW
Build CC 2031_Firm Capacity2039 | Build CC_Firm Capacity2039 | System | Generator | Build CC 2031 | Build CC | Firm Capacity | 1 | 2039-01-01 | 0 | MW
0 | 0 | System | Generator | Build CC 2031 | Build CC | Firm Capacity | 1 | 2039-04-01 | 0 | MW
0 | 0 | System | Generator | Build CC 2031 | Build CC | Firm Capacity | 1 | 2039-07-01 | 0 | MW
0 | 0 | System | Generator | Build CC 2031 | Build CC | Firm Capacity | 1 | 2039-10-01 | 0 | MW
Build CC 2031_Firm Capacity2040 | Build CC_Firm Capacity2040 | System | Generator | Build CC 2031 | Build CC | Firm Capacity | 1 | 2040-01-01 | 0 | MW
0 | 0 | System | Generator | Build CC 2031 | Build CC | Firm Capacity | 1 | 2040-04-01 | 0 | MW
0 | 0 | System | Generator | Build CC 2031 | Build CC | Firm Capacity | 1 | 2040-07-01 | 0 | MW
0 | 0 | System | Generator | Build CC 2031 | Build CC | Firm Capacity | 1 | 2040-10-01 | 0 | MW
Build CC 2031_Firm Capacity2041 | Build CC_Firm Capacity2041 | System | Generator | Build CC 2031 | Build CC | Firm Capacity | 1 | 2041-01-01 | 0 | MW
0 | 0 | System | Generator | Build CC 2031 | Build CC | Firm Capacity | 1 | 2041-04-01 | 0 | MW
0 | 0 | System | Generator | Build CC 2031 | Build CC | Firm Capacity | 1 | 2041-07-01 | 0 | MW
0 | 0 | System | Generator | Build CC 2031 | Build CC | Firm Capacity | 1 | 2041-10-01 | 0 | MW
Build CC 2031_Firm Capacity2042 | Build CC_Firm Capacity2042 | System | Generator | Build CC 2031 | Build CC | Firm Capacity | 1 | 2042-01-01 | 0 | MW
0 | 0 | System | Generator | Build CC 2031 | Build CC | Firm Capacity | 1 | 2042-04-01 | 0 | MW
0 | 0 | System | Generator | Build CC 2031 | Build CC | Firm Capacity | 1 | 2042-07-01 | 0 | MW
0 | 0 | System | Generator | Build CC 2031 | Build CC | Firm Capacity | 1 | 2042-10-01 | 0 | MW
Build CC 2031_Firm Capacity2043 | Build CC_Firm Capacity2043 | System | Generator | Build CC 2031 | Build CC | Firm Capacity | 1 | 2043-01-01 | 0 | MW
0 | 0 | System | Generator | Build CC 2031 | Build CC | Firm Capacity | 1 | 2043-04-01 | 0 | MW
0 | 0 | System | Generator | Build CC 2031 | Build CC | Firm Capacity | 1 | 2043-07-01 | 0 | MW
0 | 0 | System | Generator | Build CC 2031 | Build CC | Firm Capacity | 1 | 2043-10-01 | 0 | MW
Build CC 2032_Firm Capacity2024 | Build CC_Firm Capacity2024 | System | Generator | Build CC 2032 | Build CC | Firm Capacity | 1 | 2024-01-01 | 0 | MW
0 | 0 | System | Generator | Build CC 2032 | Build CC | Firm Capacity | 1 | 2024-04-01 | 0 | MW
0 | 0 | System | Generator | Build CC 2032 | Build CC | Firm Capacity | 1 | 2024-07-01 | 0 | MW
0 | 0 | System | Generator | Build CC 2032 | Build CC | Firm Capacity | 1 | 2024-10-01 | 0 | MW
Build CC 2032_Firm Capacity2025 | Build CC_Firm Capacity2025 | System | Generator | Build CC 2032 | Build CC | Firm Capacity | 1 | 2025-01-01 | 0 | MW
0 | 0 | System | Generator | Build CC 2032 | Build CC | Firm Capacity | 1 | 2025-04-01 | 0 | MW
0 | 0 | System | Generator | Build CC 2032 | Build CC | Firm Capacity | 1 | 2025-07-01 | 0 | MW
0 | 0 | System | Generator | Build CC 2032 | Build CC | Firm Capacity | 1 | 2025-10-01 | 0 | MW
Build CC 2032_Firm Capacity2026 | Build CC_Firm Capacity2026 | System | Generator | Build CC 2032 | Build CC | Firm Capacity | 1 | 2026-01-01 | 0 | MW
0 | 0 | System | Generator | Build CC 2032 | Build CC | Firm Capacity | 1 | 2026-04-01 | 0 | MW
0 | 0 | System | Generator | Build CC 2032 | Build CC | Firm Capacity | 1 | 2026-07-01 | 0 | MW
0 | 0 | System | Generator | Build CC 2032 | Build CC | Firm Capacity | 1 | 2026-10-01 | 0 | MW
Build CC 2032_Firm Capacity2027 | Build CC_Firm Capacity2027 | System | Generator | Build CC 2032 | Build CC | Firm Capacity | 1 | 2027-01-01 | 0 | MW
0 | 0 | System | Generator | Build CC 2032 | Build CC | Firm Capacity | 1 | 2027-04-01 | 0 | MW
0 | 0 | System | Generator | Build CC 2032 | Build CC | Firm Capacity | 1 | 2027-07-01 | 0 | MW
0 | 0 | System | Generator | Build CC 2032 | Build CC | Firm Capacity | 1 | 2027-10-01 | 0 | MW
Build CC 2032_Firm Capacity2028 | Build CC_Firm Capacity2028 | System | Generator | Build CC 2032 | Build CC | Firm Capacity | 1 | 2028-01-01 | 0 | MW
0 | 0 | System | Generator | Build CC 2032 | Build CC | Firm Capacity | 1 | 2028-04-01 | 0 | MW
0 | 0 | System | Generator | Build CC 2032 | Build CC | Firm Capacity | 1 | 2028-07-01 | 0 | MW
0 | 0 | System | Generator | Build CC 2032 | Build CC | Firm Capacity | 1 | 2028-10-01 | 0 | MW
Build CC 2032_Firm Capacity2029 | Build CC_Firm Capacity2029 | System | Generator | Build CC 2032 | Build CC | Firm Capacity | 1 | 2029-01-01 | 0 | MW
0 | 0 | System | Generator | Build CC 2032 | Build CC | Firm Capacity | 1 | 2029-04-01 | 0 | MW
0 | 0 | System | Generator | Build CC 2032 | Build CC | Firm Capacity | 1 | 2029-07-01 | 0 | MW
0 | 0 | System | Generator | Build CC 2032 | Build CC | Firm Capacity | 1 | 2029-10-01 | 0 | MW
Build CC 2032_Firm Capacity2030 | Build CC_Firm Capacity2030 | System | Generator | Build CC 2032 | Build CC | Firm Capacity | 1 | 2030-01-01 | 0 | MW
0 | 0 | System | Generator | Build CC 2032 | Build CC | Firm Capacity | 1 | 2030-04-01 | 0 | MW
0 | 0 | System | Generator | Build CC 2032 | Build CC | Firm Capacity | 1 | 2030-07-01 | 0 | MW
0 | 0 | System | Generator | Build CC 2032 | Build CC | Firm Capacity | 1 | 2030-10-01 | 0 | MW
Build CC 2032_Firm Capacity2031 | Build CC_Firm Capacity2031 | System | Generator | Build CC 2032 | Build CC | Firm Capacity | 1 | 2031-01-01 | 0 | MW
0 | 0 | System | Generator | Build CC 2032 | Build CC | Firm Capacity | 1 | 2031-04-01 | 0 | MW
0 | 0 | System | Generator | Build CC 2032 | Build CC | Firm Capacity | 1 | 2031-07-01 | 0 | MW
0 | 0 | System | Generator | Build CC 2032 | Build CC | Firm Capacity | 1 | 2031-10-01 | 0 | MW
Build CC 2032_Firm Capacity2032 | Build CC_Firm Capacity2032 | System | Generator | Build CC 2032 | Build CC | Firm Capacity | 1 | 2032-01-01 | 0 | MW
0 | 0 | System | Generator | Build CC 2032 | Build CC | Firm Capacity | 1 | 2032-04-01 | 0 | MW
0 | 0 | System | Generator | Build CC 2032 | Build CC | Firm Capacity | 1 | 2032-07-01 | 0 | MW
0 | 0 | System | Generator | Build CC 2032 | Build CC | Firm Capacity | 1 | 2032-10-01 | 0 | MW
Build CC 2032_Firm Capacity2033 | Build CC_Firm Capacity2033 | System | Generator | Build CC 2032 | Build CC | Firm Capacity | 1 | 2033-01-01 | 0 | MW
0 | 0 | System | Generator | Build CC 2032 | Build CC | Firm Capacity | 1 | 2033-04-01 | 0 | MW
0 | 0 | System | Generator | Build CC 2032 | Build CC | Firm Capacity | 1 | 2033-07-01 | 0 | MW
0 | 0 | System | Generator | Build CC 2032 | Build CC | Firm Capacity | 1 | 2033-10-01 | 0 | MW
Build CC 2032_Firm Capacity2034 | Build CC_Firm Capacity2034 | System | Generator | Build CC 2032 | Build CC | Firm Capacity | 1 | 2034-01-01 | 0 | MW
0 | 0 | System | Generator | Build CC 2032 | Build CC | Firm Capacity | 1 | 2034-04-01 | 0 | MW
0 | 0 | System | Generator | Build CC 2032 | Build CC | Firm Capacity | 1 | 2034-07-01 | 0 | MW
0 | 0 | System | Generator | Build CC 2032 | Build CC | Firm Capacity | 1 | 2034-10-01 | 0 | MW
Build CC 2032_Firm Capacity2035 | Build CC_Firm Capacity2035 | System | Generator | Build CC 2032 | Build CC | Firm Capacity | 1 | 2035-01-01 | 0 | MW
0 | 0 | System | Generator | Build CC 2032 | Build CC | Firm Capacity | 1 | 2035-04-01 | 0 | MW
0 | 0 | System | Generator | Build CC 2032 | Build CC | Firm Capacity | 1 | 2035-07-01 | 0 | MW
0 | 0 | System | Generator | Build CC 2032 | Build CC | Firm Capacity | 1 | 2035-10-01 | 0 | MW
Build CC 2032_Firm Capacity2036 | Build CC_Firm Capacity2036 | System | Generator | Build CC 2032 | Build CC | Firm Capacity | 1 | 2036-01-01 | 0 | MW
0 | 0 | System | Generator | Build CC 2032 | Build CC | Firm Capacity | 1 | 2036-04-01 | 0 | MW
0 | 0 | System | Generator | Build CC 2032 | Build CC | Firm Capacity | 1 | 2036-07-01 | 0 | MW
0 | 0 | System | Generator | Build CC 2032 | Build CC | Firm Capacity | 1 | 2036-10-01 | 0 | MW
Build CC 2032_Firm Capacity2037 | Build CC_Firm Capacity2037 | System | Generator | Build CC 2032 | Build CC | Firm Capacity | 1 | 2037-01-01 | 0 | MW
0 | 0 | System | Generator | Build CC 2032 | Build CC | Firm Capacity | 1 | 2037-04-01 | 0 | MW
0 | 0 | System | Generator | Build CC 2032 | Build CC | Firm Capacity | 1 | 2037-07-01 | 0 | MW
0 | 0 | System | Generator | Build CC 2032 | Build CC | Firm Capacity | 1 | 2037-10-01 | 0 | MW
Build CC 2032_Firm Capacity2038 | Build CC_Firm Capacity2038 | System | Generator | Build CC 2032 | Build CC | Firm Capacity | 1 | 2038-01-01 | 0 | MW
0 | 0 | System | Generator | Build CC 2032 | Build CC | Firm Capacity | 1 | 2038-04-01 | 0 | MW
0 | 0 | System | Generator | Build CC 2032 | Build CC | Firm Capacity | 1 | 2038-07-01 | 0 | MW
0 | 0 | System | Generator | Build CC 2032 | Build CC | Firm Capacity | 1 | 2038-10-01 | 0 | MW
Build CC 2032_Firm Capacity2039 | Build CC_Firm Capacity2039 | System | Generator | Build CC 2032 | Build CC | Firm Capacity | 1 | 2039-01-01 | 0 | MW
0 | 0 | System | Generator | Build CC 2032 | Build CC | Firm Capacity | 1 | 2039-04-01 | 0 | MW
0 | 0 | System | Generator | Build CC 2032 | Build CC | Firm Capacity | 1 | 2039-07-01 | 0 | MW
0 | 0 | System | Generator | Build CC 2032 | Build CC | Firm Capacity | 1 | 2039-10-01 | 0 | MW
Build CC 2032_Firm Capacity2040 | Build CC_Firm Capacity2040 | System | Generator | Build CC 2032 | Build CC | Firm Capacity | 1 | 2040-01-01 | 0 | MW
0 | 0 | System | Generator | Build CC 2032 | Build CC | Firm Capacity | 1 | 2040-04-01 | 0 | MW
0 | 0 | System | Generator | Build CC 2032 | Build CC | Firm Capacity | 1 | 2040-07-01 | 0 | MW
0 | 0 | System | Generator | Build CC 2032 | Build CC | Firm Capacity | 1 | 2040-10-01 | 0 | MW
Build CC 2032_Firm Capacity2041 | Build CC_Firm Capacity2041 | System | Generator | Build CC 2032 | Build CC | Firm Capacity | 1 | 2041-01-01 | 0 | MW
0 | 0 | System | Generator | Build CC 2032 | Build CC | Firm Capacity | 1 | 2041-04-01 | 0 | MW
0 | 0 | System | Generator | Build CC 2032 | Build CC | Firm Capacity | 1 | 2041-07-01 | 0 | MW
0 | 0 | System | Generator | Build CC 2032 | Build CC | Firm Capacity | 1 | 2041-10-01 | 0 | MW
Build CC 2032_Firm Capacity2042 | Build CC_Firm Capacity2042 | System | Generator | Build CC 2032 | Build CC | Firm Capacity | 1 | 2042-01-01 | 0 | MW
0 | 0 | System | Generator | Build CC 2032 | Build CC | Firm Capacity | 1 | 2042-04-01 | 0 | MW
0 | 0 | System | Generator | Build CC 2032 | Build CC | Firm Capacity | 1 | 2042-07-01 | 0 | MW
0 | 0 | System | Generator | Build CC 2032 | Build CC | Firm Capacity | 1 | 2042-10-01 | 0 | MW
Build CC 2032_Firm Capacity2043 | Build CC_Firm Capacity2043 | System | Generator | Build CC 2032 | Build CC | Firm Capacity | 1 | 2043-01-01 | 0 | MW
0 | 0 | System | Generator | Build CC 2032 | Build CC | Firm Capacity | 1 | 2043-04-01 | 0 | MW
0 | 0 | System | Generator | Build CC 2032 | Build CC | Firm Capacity | 1 | 2043-07-01 | 0 | MW
0 | 0 | System | Generator | Build CC 2032 | Build CC | Firm Capacity | 1 | 2043-10-01 | 0 | MW
Build CC 2033_Firm Capacity2024 | Build CC_Firm Capacity2024 | System | Generator | Build CC 2033 | Build CC | Firm Capacity | 1 | 2024-01-01 | 0 | MW
0 | 0 | System | Generator | Build CC 2033 | Build CC | Firm Capacity | 1 | 2024-04-01 | 0 | MW
0 | 0 | System | Generator | Build CC 2033 | Build CC | Firm Capacity | 1 | 2024-07-01 | 0 | MW
0 | 0 | System | Generator | Build CC 2033 | Build CC | Firm Capacity | 1 | 2024-10-01 | 0 | MW
Build CC 2033_Firm Capacity2025 | Build CC_Firm Capacity2025 | System | Generator | Build CC 2033 | Build CC | Firm Capacity | 1 | 2025-01-01 | 0 | MW
0 | 0 | System | Generator | Build CC 2033 | Build CC | Firm Capacity | 1 | 2025-04-01 | 0 | MW
0 | 0 | System | Generator | Build CC 2033 | Build CC | Firm Capacity | 1 | 2025-07-01 | 0 | MW
0 | 0 | System | Generator | Build CC 2033 | Build CC | Firm Capacity | 1 | 2025-10-01 | 0 | MW
Build CC 2033_Firm Capacity2026 | Build CC_Firm Capacity2026 | System | Generator | Build CC 2033 | Build CC | Firm Capacity | 1 | 2026-01-01 | 0 | MW
0 | 0 | System | Generator | Build CC 2033 | Build CC | Firm Capacity | 1 | 2026-04-01 | 0 | MW
0 | 0 | System | Generator | Build CC 2033 | Build CC | Firm Capacity | 1 | 2026-07-01 | 0 | MW
0 | 0 | System | Generator | Build CC 2033 | Build CC | Firm Capacity | 1 | 2026-10-01 | 0 | MW
Build CC 2033_Firm Capacity2027 | Build CC_Firm Capacity2027 | System | Generator | Build CC 2033 | Build CC | Firm Capacity | 1 | 2027-01-01 | 0 | MW
0 | 0 | System | Generator | Build CC 2033 | Build CC | Firm Capacity | 1 | 2027-04-01 | 0 | MW
0 | 0 | System | Generator | Build CC 2033 | Build CC | Firm Capacity | 1 | 2027-07-01 | 0 | MW
0 | 0 | System | Generator | Build CC 2033 | Build CC | Firm Capacity | 1 | 2027-10-01 | 0 | MW
Build CC 2033_Firm Capacity2028 | Build CC_Firm Capacity2028 | System | Generator | Build CC 2033 | Build CC | Firm Capacity | 1 | 2028-01-01 | 0 | MW
0 | 0 | System | Generator | Build CC 2033 | Build CC | Firm Capacity | 1 | 2028-04-01 | 0 | MW
0 | 0 | System | Generator | Build CC 2033 | Build CC | Firm Capacity | 1 | 2028-07-01 | 0 | MW
0 | 0 | System | Generator | Build CC 2033 | Build CC | Firm Capacity | 1 | 2028-10-01 | 0 | MW
Build CC 2033_Firm Capacity2029 | Build CC_Firm Capacity2029 | System | Generator | Build CC 2033 | Build CC | Firm Capacity | 1 | 2029-01-01 | 0 | MW
0 | 0 | System | Generator | Build CC 2033 | Build CC | Firm Capacity | 1 | 2029-04-01 | 0 | MW
0 | 0 | System | Generator | Build CC 2033 | Build CC | Firm Capacity | 1 | 2029-07-01 | 0 | MW
0 | 0 | System | Generator | Build CC 2033 | Build CC | Firm Capacity | 1 | 2029-10-01 | 0 | MW
Build CC 2033_Firm Capacity2030 | Build CC_Firm Capacity2030 | System | Generator | Build CC 2033 | Build CC | Firm Capacity | 1 | 2030-01-01 | 0 | MW
0 | 0 | System | Generator | Build CC 2033 | Build CC | Firm Capacity | 1 | 2030-04-01 | 0 | MW
0 | 0 | System | Generator | Build CC 2033 | Build CC | Firm Capacity | 1 | 2030-07-01 | 0 | MW
0 | 0 | System | Generator | Build CC 2033 | Build CC | Firm Capacity | 1 | 2030-10-01 | 0 | MW
Build CC 2033_Firm Capacity2031 | Build CC_Firm Capacity2031 | System | Generator | Build CC 2033 | Build CC | Firm Capacity | 1 | 2031-01-01 | 0 | MW
0 | 0 | System | Generator | Build CC 2033 | Build CC | Firm Capacity | 1 | 2031-04-01 | 0 | MW
0 | 0 | System | Generator | Build CC 2033 | Build CC | Firm Capacity | 1 | 2031-07-01 | 0 | MW
0 | 0 | System | Generator | Build CC 2033 | Build CC | Firm Capacity | 1 | 2031-10-01 | 0 | MW
Build CC 2033_Firm Capacity2032 | Build CC_Firm Capacity2032 | System | Generator | Build CC 2033 | Build CC | Firm Capacity | 1 | 2032-01-01 | 0 | MW
0 | 0 | System | Generator | Build CC 2033 | Build CC | Firm Capacity | 1 | 2032-04-01 | 0 | MW
0 | 0 | System | Generator | Build CC 2033 | Build CC | Firm Capacity | 1 | 2032-07-01 | 0 | MW
0 | 0 | System | Generator | Build CC 2033 | Build CC | Firm Capacity | 1 | 2032-10-01 | 0 | MW
Build CC 2033_Firm Capacity2033 | Build CC_Firm Capacity2033 | System | Generator | Build CC 2033 | Build CC | Firm Capacity | 1 | 2033-01-01 | 0 | MW
0 | 0 | System | Generator | Build CC 2033 | Build CC | Firm Capacity | 1 | 2033-04-01 | 0 | MW
0 | 0 | System | Generator | Build CC 2033 | Build CC | Firm Capacity | 1 | 2033-07-01 | 0 | MW
0 | 0 | System | Generator | Build CC 2033 | Build CC | Firm Capacity | 1 | 2033-10-01 | 0 | MW
Build CC 2033_Firm Capacity2034 | Build CC_Firm Capacity2034 | System | Generator | Build CC 2033 | Build CC | Firm Capacity | 1 | 2034-01-01 | 0 | MW
0 | 0 | System | Generator | Build CC 2033 | Build CC | Firm Capacity | 1 | 2034-04-01 | 0 | MW
0 | 0 | System | Generator | Build CC 2033 | Build CC | Firm Capacity | 1 | 2034-07-01 | 0 | MW
0 | 0 | System | Generator | Build CC 2033 | Build CC | Firm Capacity | 1 | 2034-10-01 | 0 | MW
Build CC 2033_Firm Capacity2035 | Build CC_Firm Capacity2035 | System | Generator | Build CC 2033 | Build CC | Firm Capacity | 1 | 2035-01-01 | 0 | MW
0 | 0 | System | Generator | Build CC 2033 | Build CC | Firm Capacity | 1 | 2035-04-01 | 0 | MW
0 | 0 | System | Generator | Build CC 2033 | Build CC | Firm Capacity | 1 | 2035-07-01 | 0 | MW
0 | 0 | System | Generator | Build CC 2033 | Build CC | Firm Capacity | 1 | 2035-10-01 | 0 | MW
Build CC 2033_Firm Capacity2036 | Build CC_Firm Capacity2036 | System | Generator | Build CC 2033 | Build CC | Firm Capacity | 1 | 2036-01-01 | 0 | MW
0 | 0 | System | Generator | Build CC 2033 | Build CC | Firm Capacity | 1 | 2036-04-01 | 0 | MW
0 | 0 | System | Generator | Build CC 2033 | Build CC | Firm Capacity | 1 | 2036-07-01 | 0 | MW
0 | 0 | System | Generator | Build CC 2033 | Build CC | Firm Capacity | 1 | 2036-10-01 | 0 | MW
Build CC 2033_Firm Capacity2037 | Build CC_Firm Capacity2037 | System | Generator | Build CC 2033 | Build CC | Firm Capacity | 1 | 2037-01-01 | 0 | MW
0 | 0 | System | Generator | Build CC 2033 | Build CC | Firm Capacity | 1 | 2037-04-01 | 0 | MW
0 | 0 | System | Generator | Build CC 2033 | Build CC | Firm Capacity | 1 | 2037-07-01 | 0 | MW
0 | 0 | System | Generator | Build CC 2033 | Build CC | Firm Capacity | 1 | 2037-10-01 | 0 | MW
Build CC 2033_Firm Capacity2038 | Build CC_Firm Capacity2038 | System | Generator | Build CC 2033 | Build CC | Firm Capacity | 1 | 2038-01-01 | 0 | MW
0 | 0 | System | Generator | Build CC 2033 | Build CC | Firm Capacity | 1 | 2038-04-01 | 0 | MW
0 | 0 | System | Generator | Build CC 2033 | Build CC | Firm Capacity | 1 | 2038-07-01 | 0 | MW
0 | 0 | System | Generator | Build CC 2033 | Build CC | Firm Capacity | 1 | 2038-10-01 | 0 | MW
Build CC 2033_Firm Capacity2039 | Build CC_Firm Capacity2039 | System | Generator | Build CC 2033 | Build CC | Firm Capacity | 1 | 2039-01-01 | 0 | MW
0 | 0 | System | Generator | Build CC 2033 | Build CC | Firm Capacity | 1 | 2039-04-01 | 0 | MW
0 | 0 | System | Generator | Build CC 2033 | Build CC | Firm Capacity | 1 | 2039-07-01 | 0 | MW
0 | 0 | System | Generator | Build CC 2033 | Build CC | Firm Capacity | 1 | 2039-10-01 | 0 | MW
Build CC 2033_Firm Capacity2040 | Build CC_Firm Capacity2040 | System | Generator | Build CC 2033 | Build CC | Firm Capacity | 1 | 2040-01-01 | 0 | MW
0 | 0 | System | Generator | Build CC 2033 | Build CC | Firm Capacity | 1 | 2040-04-01 | 0 | MW
0 | 0 | System | Generator | Build CC 2033 | Build CC | Firm Capacity | 1 | 2040-07-01 | 0 | MW
0 | 0 | System | Generator | Build CC 2033 | Build CC | Firm Capacity | 1 | 2040-10-01 | 0 | MW
Build CC 2033_Firm Capacity2041 | Build CC_Firm Capacity2041 | System | Generator | Build CC 2033 | Build CC | Firm Capacity | 1 | 2041-01-01 | 0 | MW
0 | 0 | System | Generator | Build CC 2033 | Build CC | Firm Capacity | 1 | 2041-04-01 | 0 | MW
0 | 0 | System | Generator | Build CC 2033 | Build CC | Firm Capacity | 1 | 2041-07-01 | 0 | MW
0 | 0 | System | Generator | Build CC 2033 | Build CC | Firm Capacity | 1 | 2041-10-01 | 0 | MW
Build CC 2033_Firm Capacity2042 | Build CC_Firm Capacity2042 | System | Generator | Build CC 2033 | Build CC | Firm Capacity | 1 | 2042-01-01 | 0 | MW
0 | 0 | System | Generator | Build CC 2033 | Build CC | Firm Capacity | 1 | 2042-04-01 | 0 | MW
0 | 0 | System | Generator | Build CC 2033 | Build CC | Firm Capacity | 1 | 2042-07-01 | 0 | MW
0 | 0 | System | Generator | Build CC 2033 | Build CC | Firm Capacity | 1 | 2042-10-01 | 0 | MW
Build CC 2033_Firm Capacity2043 | Build CC_Firm Capacity2043 | System | Generator | Build CC 2033 | Build CC | Firm Capacity | 1 | 2043-01-01 | 0 | MW
0 | 0 | System | Generator | Build CC 2033 | Build CC | Firm Capacity | 1 | 2043-04-01 | 0 | MW
0 | 0 | System | Generator | Build CC 2033 | Build CC | Firm Capacity | 1 | 2043-07-01 | 0 | MW
0 | 0 | System | Generator | Build CC 2033 | Build CC | Firm Capacity | 1 | 2043-10-01 | 0 | MW
Build CC 2034_Firm Capacity2024 | Build CC_Firm Capacity2024 | System | Generator | Build CC 2034 | Build CC | Firm Capacity | 1 | 2024-01-01 | 0 | MW
0 | 0 | System | Generator | Build CC 2034 | Build CC | Firm Capacity | 1 | 2024-04-01 | 0 | MW
0 | 0 | System | Generator | Build CC 2034 | Build CC | Firm Capacity | 1 | 2024-07-01 | 0 | MW
0 | 0 | System | Generator | Build CC 2034 | Build CC | Firm Capacity | 1 | 2024-10-01 | 0 | MW
Build CC 2034_Firm Capacity2025 | Build CC_Firm Capacity2025 | System | Generator | Build CC 2034 | Build CC | Firm Capacity | 1 | 2025-01-01 | 0 | MW
0 | 0 | System | Generator | Build CC 2034 | Build CC | Firm Capacity | 1 | 2025-04-01 | 0 | MW
0 | 0 | System | Generator | Build CC 2034 | Build CC | Firm Capacity | 1 | 2025-07-01 | 0 | MW
0 | 0 | System | Generator | Build CC 2034 | Build CC | Firm Capacity | 1 | 2025-10-01 | 0 | MW
Build CC 2034_Firm Capacity2026 | Build CC_Firm Capacity2026 | System | Generator | Build CC 2034 | Build CC | Firm Capacity | 1 | 2026-01-01 | 0 | MW
0 | 0 | System | Generator | Build CC 2034 | Build CC | Firm Capacity | 1 | 2026-04-01 | 0 | MW
0 | 0 | System | Generator | Build CC 2034 | Build CC | Firm Capacity | 1 | 2026-07-01 | 0 | MW
0 | 0 | System | Generator | Build CC 2034 | Build CC | Firm Capacity | 1 | 2026-10-01 | 0 | MW
Build CC 2034_Firm Capacity2027 | Build CC_Firm Capacity2027 | System | Generator | Build CC 2034 | Build CC | Firm Capacity | 1 | 2027-01-01 | 0 | MW
0 | 0 | System | Generator | Build CC 2034 | Build CC | Firm Capacity | 1 | 2027-04-01 | 0 | MW
0 | 0 | System | Generator | Build CC 2034 | Build CC | Firm Capacity | 1 | 2027-07-01 | 0 | MW
0 | 0 | System | Generator | Build CC 2034 | Build CC | Firm Capacity | 1 | 2027-10-01 | 0 | MW
Build CC 2034_Firm Capacity2028 | Build CC_Firm Capacity2028 | System | Generator | Build CC 2034 | Build CC | Firm Capacity | 1 | 2028-01-01 | 0 | MW
0 | 0 | System | Generator | Build CC 2034 | Build CC | Firm Capacity | 1 | 2028-04-01 | 0 | MW
0 | 0 | System | Generator | Build CC 2034 | Build CC | Firm Capacity | 1 | 2028-07-01 | 0 | MW
0 | 0 | System | Generator | Build CC 2034 | Build CC | Firm Capacity | 1 | 2028-10-01 | 0 | MW
Build CC 2034_Firm Capacity2029 | Build CC_Firm Capacity2029 | System | Generator | Build CC 2034 | Build CC | Firm Capacity | 1 | 2029-01-01 | 0 | MW
0 | 0 | System | Generator | Build CC 2034 | Build CC | Firm Capacity | 1 | 2029-04-01 | 0 | MW
0 | 0 | System | Generator | Build CC 2034 | Build CC | Firm Capacity | 1 | 2029-07-01 | 0 | MW
0 | 0 | System | Generator | Build CC 2034 | Build CC | Firm Capacity | 1 | 2029-10-01 | 0 | MW
Build CC 2034_Firm Capacity2030 | Build CC_Firm Capacity2030 | System | Generator | Build CC 2034 | Build CC | Firm Capacity | 1 | 2030-01-01 | 0 | MW
0 | 0 | System | Generator | Build CC 2034 | Build CC | Firm Capacity | 1 | 2030-04-01 | 0 | MW
0 | 0 | System | Generator | Build CC 2034 | Build CC | Firm Capacity | 1 | 2030-07-01 | 0 | MW
0 | 0 | System | Generator | Build CC 2034 | Build CC | Firm Capacity | 1 | 2030-10-01 | 0 | MW
Build CC 2034_Firm Capacity2031 | Build CC_Firm Capacity2031 | System | Generator | Build CC 2034 | Build CC | Firm Capacity | 1 | 2031-01-01 | 0 | MW
0 | 0 | System | Generator | Build CC 2034 | Build CC | Firm Capacity | 1 | 2031-04-01 | 0 | MW
0 | 0 | System | Generator | Build CC 2034 | Build CC | Firm Capacity | 1 | 2031-07-01 | 0 | MW
0 | 0 | System | Generator | Build CC 2034 | Build CC | Firm Capacity | 1 | 2031-10-01 | 0 | MW
Build CC 2034_Firm Capacity2032 | Build CC_Firm Capacity2032 | System | Generator | Build CC 2034 | Build CC | Firm Capacity | 1 | 2032-01-01 | 0 | MW
0 | 0 | System | Generator | Build CC 2034 | Build CC | Firm Capacity | 1 | 2032-04-01 | 0 | MW
0 | 0 | System | Generator | Build CC 2034 | Build CC | Firm Capacity | 1 | 2032-07-01 | 0 | MW
0 | 0 | System | Generator | Build CC 2034 | Build CC | Firm Capacity | 1 | 2032-10-01 | 0 | MW
Build CC 2034_Firm Capacity2033 | Build CC_Firm Capacity2033 | System | Generator | Build CC 2034 | Build CC | Firm Capacity | 1 | 2033-01-01 | 0 | MW
0 | 0 | System | Generator | Build CC 2034 | Build CC | Firm Capacity | 1 | 2033-04-01 | 0 | MW
0 | 0 | System | Generator | Build CC 2034 | Build CC | Firm Capacity | 1 | 2033-07-01 | 0 | MW
0 | 0 | System | Generator | Build CC 2034 | Build CC | Firm Capacity | 1 | 2033-10-01 | 0 | MW
Build CC 2034_Firm Capacity2034 | Build CC_Firm Capacity2034 | System | Generator | Build CC 2034 | Build CC | Firm Capacity | 1 | 2034-01-01 | 0 | MW
0 | 0 | System | Generator | Build CC 2034 | Build CC | Firm Capacity | 1 | 2034-04-01 | 0 | MW
0 | 0 | System | Generator | Build CC 2034 | Build CC | Firm Capacity | 1 | 2034-07-01 | 0 | MW
0 | 0 | System | Generator | Build CC 2034 | Build CC | Firm Capacity | 1 | 2034-10-01 | 0 | MW
Build CC 2034_Firm Capacity2035 | Build CC_Firm Capacity2035 | System | Generator | Build CC 2034 | Build CC | Firm Capacity | 1 | 2035-01-01 | 0 | MW
0 | 0 | System | Generator | Build CC 2034 | Build CC | Firm Capacity | 1 | 2035-04-01 | 0 | MW
0 | 0 | System | Generator | Build CC 2034 | Build CC | Firm Capacity | 1 | 2035-07-01 | 0 | MW
0 | 0 | System | Generator | Build CC 2034 | Build CC | Firm Capacity | 1 | 2035-10-01 | 0 | MW
Build CC 2034_Firm Capacity2036 | Build CC_Firm Capacity2036 | System | Generator | Build CC 2034 | Build CC | Firm Capacity | 1 | 2036-01-01 | 0 | MW
0 | 0 | System | Generator | Build CC 2034 | Build CC | Firm Capacity | 1 | 2036-04-01 | 0 | MW
0 | 0 | System | Generator | Build CC 2034 | Build CC | Firm Capacity | 1 | 2036-07-01 | 0 | MW
0 | 0 | System | Generator | Build CC 2034 | Build CC | Firm Capacity | 1 | 2036-10-01 | 0 | MW
Build CC 2034_Firm Capacity2037 | Build CC_Firm Capacity2037 | System | Generator | Build CC 2034 | Build CC | Firm Capacity | 1 | 2037-01-01 | 0 | MW
0 | 0 | System | Generator | Build CC 2034 | Build CC | Firm Capacity | 1 | 2037-04-01 | 0 | MW
0 | 0 | System | Generator | Build CC 2034 | Build CC | Firm Capacity | 1 | 2037-07-01 | 0 | MW
0 | 0 | System | Generator | Build CC 2034 | Build CC | Firm Capacity | 1 | 2037-10-01 | 0 | MW
Build CC 2034_Firm Capacity2038 | Build CC_Firm Capacity2038 | System | Generator | Build CC 2034 | Build CC | Firm Capacity | 1 | 2038-01-01 | 0 | MW
0 | 0 | System | Generator | Build CC 2034 | Build CC | Firm Capacity | 1 | 2038-04-01 | 0 | MW
0 | 0 | System | Generator | Build CC 2034 | Build CC | Firm Capacity | 1 | 2038-07-01 | 0 | MW
0 | 0 | System | Generator | Build CC 2034 | Build CC | Firm Capacity | 1 | 2038-10-01 | 0 | MW
Build CC 2034_Firm Capacity2039 | Build CC_Firm Capacity2039 | System | Generator | Build CC 2034 | Build CC | Firm Capacity | 1 | 2039-01-01 | 0 | MW
0 | 0 | System | Generator | Build CC 2034 | Build CC | Firm Capacity | 1 | 2039-04-01 | 0 | MW
0 | 0 | System | Generator | Build CC 2034 | Build CC | Firm Capacity | 1 | 2039-07-01 | 0 | MW
0 | 0 | System | Generator | Build CC 2034 | Build CC | Firm Capacity | 1 | 2039-10-01 | 0 | MW
Build CC 2034_Firm Capacity2040 | Build CC_Firm Capacity2040 | System | Generator | Build CC 2034 | Build CC | Firm Capacity | 1 | 2040-01-01 | 0 | MW
0 | 0 | System | Generator | Build CC 2034 | Build CC | Firm Capacity | 1 | 2040-04-01 | 0 | MW
0 | 0 | System | Generator | Build CC 2034 | Build CC | Firm Capacity | 1 | 2040-07-01 | 0 | MW
0 | 0 | System | Generator | Build CC 2034 | Build CC | Firm Capacity | 1 | 2040-10-01 | 0 | MW
Build CC 2034_Firm Capacity2041 | Build CC_Firm Capacity2041 | System | Generator | Build CC 2034 | Build CC | Firm Capacity | 1 | 2041-01-01 | 0 | MW
0 | 0 | System | Generator | Build CC 2034 | Build CC | Firm Capacity | 1 | 2041-04-01 | 0 | MW
0 | 0 | System | Generator | Build CC 2034 | Build CC | Firm Capacity | 1 | 2041-07-01 | 0 | MW
0 | 0 | System | Generator | Build CC 2034 | Build CC | Firm Capacity | 1 | 2041-10-01 | 0 | MW
Build CC 2034_Firm Capacity2042 | Build CC_Firm Capacity2042 | System | Generator | Build CC 2034 | Build CC | Firm Capacity | 1 | 2042-01-01 | 0 | MW
0 | 0 | System | Generator | Build CC 2034 | Build CC | Firm Capacity | 1 | 2042-04-01 | 0 | MW
0 | 0 | System | Generator | Build CC 2034 | Build CC | Firm Capacity | 1 | 2042-07-01 | 0 | MW
0 | 0 | System | Generator | Build CC 2034 | Build CC | Firm Capacity | 1 | 2042-10-01 | 0 | MW
Build CC 2034_Firm Capacity2043 | Build CC_Firm Capacity2043 | System | Generator | Build CC 2034 | Build CC | Firm Capacity | 1 | 2043-01-01 | 0 | MW
0 | 0 | System | Generator | Build CC 2034 | Build CC | Firm Capacity | 1 | 2043-04-01 | 0 | MW
0 | 0 | System | Generator | Build CC 2034 | Build CC | Firm Capacity | 1 | 2043-07-01 | 0 | MW
0 | 0 | System | Generator | Build CC 2034 | Build CC | Firm Capacity | 1 | 2043-10-01 | 0 | MW
Build CC 2035_Firm Capacity2024 | Build CC_Firm Capacity2024 | System | Generator | Build CC 2035 | Build CC | Firm Capacity | 1 | 2024-01-01 | 0 | MW
0 | 0 | System | Generator | Build CC 2035 | Build CC | Firm Capacity | 1 | 2024-04-01 | 0 | MW
0 | 0 | System | Generator | Build CC 2035 | Build CC | Firm Capacity | 1 | 2024-07-01 | 0 | MW
0 | 0 | System | Generator | Build CC 2035 | Build CC | Firm Capacity | 1 | 2024-10-01 | 0 | MW
Build CC 2035_Firm Capacity2025 | Build CC_Firm Capacity2025 | System | Generator | Build CC 2035 | Build CC | Firm Capacity | 1 | 2025-01-01 | 0 | MW
0 | 0 | System | Generator | Build CC 2035 | Build CC | Firm Capacity | 1 | 2025-04-01 | 0 | MW
0 | 0 | System | Generator | Build CC 2035 | Build CC | Firm Capacity | 1 | 2025-07-01 | 0 | MW
0 | 0 | System | Generator | Build CC 2035 | Build CC | Firm Capacity | 1 | 2025-10-01 | 0 | MW
Build CC 2035_Firm Capacity2026 | Build CC_Firm Capacity2026 | System | Generator | Build CC 2035 | Build CC | Firm Capacity | 1 | 2026-01-01 | 0 | MW
0 | 0 | System | Generator | Build CC 2035 | Build CC | Firm Capacity | 1 | 2026-04-01 | 0 | MW
0 | 0 | System | Generator | Build CC 2035 | Build CC | Firm Capacity | 1 | 2026-07-01 | 0 | MW
0 | 0 | System | Generator | Build CC 2035 | Build CC | Firm Capacity | 1 | 2026-10-01 | 0 | MW
Build CC 2035_Firm Capacity2027 | Build CC_Firm Capacity2027 | System | Generator | Build CC 2035 | Build CC | Firm Capacity | 1 | 2027-01-01 | 0 | MW
0 | 0 | System | Generator | Build CC 2035 | Build CC | Firm Capacity | 1 | 2027-04-01 | 0 | MW
0 | 0 | System | Generator | Build CC 2035 | Build CC | Firm Capacity | 1 | 2027-07-01 | 0 | MW
0 | 0 | System | Generator | Build CC 2035 | Build CC | Firm Capacity | 1 | 2027-10-01 | 0 | MW
Build CC 2035_Firm Capacity2028 | Build CC_Firm Capacity2028 | System | Generator | Build CC 2035 | Build CC | Firm Capacity | 1 | 2028-01-01 | 0 | MW
0 | 0 | System | Generator | Build CC 2035 | Build CC | Firm Capacity | 1 | 2028-04-01 | 0 | MW
0 | 0 | System | Generator | Build CC 2035 | Build CC | Firm Capacity | 1 | 2028-07-01 | 0 | MW
0 | 0 | System | Generator | Build CC 2035 | Build CC | Firm Capacity | 1 | 2028-10-01 | 0 | MW
Build CC 2035_Firm Capacity2029 | Build CC_Firm Capacity2029 | System | Generator | Build CC 2035 | Build CC | Firm Capacity | 1 | 2029-01-01 | 0 | MW
0 | 0 | System | Generator | Build CC 2035 | Build CC | Firm Capacity | 1 | 2029-04-01 | 0 | MW
0 | 0 | System | Generator | Build CC 2035 | Build CC | Firm Capacity | 1 | 2029-07-01 | 0 | MW
0 | 0 | System | Generator | Build CC 2035 | Build CC | Firm Capacity | 1 | 2029-10-01 | 0 | MW
Build CC 2035_Firm Capacity2030 | Build CC_Firm Capacity2030 | System | Generator | Build CC 2035 | Build CC | Firm Capacity | 1 | 2030-01-01 | 0 | MW
0 | 0 | System | Generator | Build CC 2035 | Build CC | Firm Capacity | 1 | 2030-04-01 | 0 | MW
0 | 0 | System | Generator | Build CC 2035 | Build CC | Firm Capacity | 1 | 2030-07-01 | 0 | MW
0 | 0 | System | Generator | Build CC 2035 | Build CC | Firm Capacity | 1 | 2030-10-01 | 0 | MW
Build CC 2035_Firm Capacity2031 | Build CC_Firm Capacity2031 | System | Generator | Build CC 2035 | Build CC | Firm Capacity | 1 | 2031-01-01 | 0 | MW
0 | 0 | System | Generator | Build CC 2035 | Build CC | Firm Capacity | 1 | 2031-04-01 | 0 | MW
0 | 0 | System | Generator | Build CC 2035 | Build CC | Firm Capacity | 1 | 2031-07-01 | 0 | MW
0 | 0 | System | Generator | Build CC 2035 | Build CC | Firm Capacity | 1 | 2031-10-01 | 0 | MW
Build CC 2035_Firm Capacity2032 | Build CC_Firm Capacity2032 | System | Generator | Build CC 2035 | Build CC | Firm Capacity | 1 | 2032-01-01 | 0 | MW
0 | 0 | System | Generator | Build CC 2035 | Build CC | Firm Capacity | 1 | 2032-04-01 | 0 | MW
0 | 0 | System | Generator | Build CC 2035 | Build CC | Firm Capacity | 1 | 2032-07-01 | 0 | MW
0 | 0 | System | Generator | Build CC 2035 | Build CC | Firm Capacity | 1 | 2032-10-01 | 0 | MW
Build CC 2035_Firm Capacity2033 | Build CC_Firm Capacity2033 | System | Generator | Build CC 2035 | Build CC | Firm Capacity | 1 | 2033-01-01 | 0 | MW
0 | 0 | System | Generator | Build CC 2035 | Build CC | Firm Capacity | 1 | 2033-04-01 | 0 | MW
0 | 0 | System | Generator | Build CC 2035 | Build CC | Firm Capacity | 1 | 2033-07-01 | 0 | MW
0 | 0 | System | Generator | Build CC 2035 | Build CC | Firm Capacity | 1 | 2033-10-01 | 0 | MW
Build CC 2035_Firm Capacity2034 | Build CC_Firm Capacity2034 | System | Generator | Build CC 2035 | Build CC | Firm Capacity | 1 | 2034-01-01 | 0 | MW
0 | 0 | System | Generator | Build CC 2035 | Build CC | Firm Capacity | 1 | 2034-04-01 | 0 | MW
0 | 0 | System | Generator | Build CC 2035 | Build CC | Firm Capacity | 1 | 2034-07-01 | 0 | MW
0 | 0 | System | Generator | Build CC 2035 | Build CC | Firm Capacity | 1 | 2034-10-01 | 0 | MW
Build CC 2035_Firm Capacity2035 | Build CC_Firm Capacity2035 | System | Generator | Build CC 2035 | Build CC | Firm Capacity | 1 | 2035-01-01 | 0 | MW
0 | 0 | System | Generator | Build CC 2035 | Build CC | Firm Capacity | 1 | 2035-04-01 | 325 | MW
0 | 0 | System | Generator | Build CC 2035 | Build CC | Firm Capacity | 1 | 2035-07-01 | 325 | MW
0 | 0 | System | Generator | Build CC 2035 | Build CC | Firm Capacity | 1 | 2035-10-01 | 325 | MW
Build CC 2035_Firm Capacity2036 | Build CC_Firm Capacity2036 | System | Generator | Build CC 2035 | Build CC | Firm Capacity | 1 | 2036-01-01 | 325 | MW
0 | 0 | System | Generator | Build CC 2035 | Build CC | Firm Capacity | 1 | 2036-04-01 | 325 | MW
0 | 0 | System | Generator | Build CC 2035 | Build CC | Firm Capacity | 1 | 2036-07-01 | 325 | MW
0 | 0 | System | Generator | Build CC 2035 | Build CC | Firm Capacity | 1 | 2036-10-01 | 325 | MW
Build CC 2035_Firm Capacity2037 | Build CC_Firm Capacity2037 | System | Generator | Build CC 2035 | Build CC | Firm Capacity | 1 | 2037-01-01 | 325 | MW
0 | 0 | System | Generator | Build CC 2035 | Build CC | Firm Capacity | 1 | 2037-04-01 | 325 | MW
0 | 0 | System | Generator | Build CC 2035 | Build CC | Firm Capacity | 1 | 2037-07-01 | 325 | MW
0 | 0 | System | Generator | Build CC 2035 | Build CC | Firm Capacity | 1 | 2037-10-01 | 325 | MW
Build CC 2035_Firm Capacity2038 | Build CC_Firm Capacity2038 | System | Generator | Build CC 2035 | Build CC | Firm Capacity | 1 | 2038-01-01 | 325 | MW
0 | 0 | System | Generator | Build CC 2035 | Build CC | Firm Capacity | 1 | 2038-04-01 | 325 | MW
0 | 0 | System | Generator | Build CC 2035 | Build CC | Firm Capacity | 1 | 2038-07-01 | 325 | MW
0 | 0 | System | Generator | Build CC 2035 | Build CC | Firm Capacity | 1 | 2038-10-01 | 325 | MW
Build CC 2035_Firm Capacity2039 | Build CC_Firm Capacity2039 | System | Generator | Build CC 2035 | Build CC | Firm Capacity | 1 | 2039-01-01 | 325 | MW
0 | 0 | System | Generator | Build CC 2035 | Build CC | Firm Capacity | 1 | 2039-04-01 | 325 | MW
0 | 0 | System | Generator | Build CC 2035 | Build CC | Firm Capacity | 1 | 2039-07-01 | 325 | MW
0 | 0 | System | Generator | Build CC 2035 | Build CC | Firm Capacity | 1 | 2039-10-01 | 325 | MW
Build CC 2035_Firm Capacity2040 | Build CC_Firm Capacity2040 | System | Generator | Build CC 2035 | Build CC | Firm Capacity | 1 | 2040-01-01 | 325 | MW
0 | 0 | System | Generator | Build CC 2035 | Build CC | Firm Capacity | 1 | 2040-04-01 | 325 | MW
0 | 0 | System | Generator | Build CC 2035 | Build CC | Firm Capacity | 1 | 2040-07-01 | 325 | MW
0 | 0 | System | Generator | Build CC 2035 | Build CC | Firm Capacity | 1 | 2040-10-01 | 325 | MW
Build CC 2035_Firm Capacity2041 | Build CC_Firm Capacity2041 | System | Generator | Build CC 2035 | Build CC | Firm Capacity | 1 | 2041-01-01 | 325 | MW
0 | 0 | System | Generator | Build CC 2035 | Build CC | Firm Capacity | 1 | 2041-04-01 | 325 | MW
0 | 0 | System | Generator | Build CC 2035 | Build CC | Firm Capacity | 1 | 2041-07-01 | 325 | MW
0 | 0 | System | Generator | Build CC 2035 | Build CC | Firm Capacity | 1 | 2041-10-01 | 325 | MW
Build CC 2035_Firm Capacity2042 | Build CC_Firm Capacity2042 | System | Generator | Build CC 2035 | Build CC | Firm Capacity | 1 | 2042-01-01 | 325 | MW
0 | 0 | System | Generator | Build CC 2035 | Build CC | Firm Capacity | 1 | 2042-04-01 | 325 | MW
0 | 0 | System | Generator | Build CC 2035 | Build CC | Firm Capacity | 1 | 2042-07-01 | 325 | MW
0 | 0 | System | Generator | Build CC 2035 | Build CC | Firm Capacity | 1 | 2042-10-01 | 325 | MW
Build CC 2035_Firm Capacity2043 | Build CC_Firm Capacity2043 | System | Generator | Build CC 2035 | Build CC | Firm Capacity | 1 | 2043-01-01 | 325 | MW
0 | 0 | System | Generator | Build CC 2035 | Build CC | Firm Capacity | 1 | 2043-04-01 | 325 | MW
0 | 0 | System | Generator | Build CC 2035 | Build CC | Firm Capacity | 1 | 2043-07-01 | 325 | MW
0 | 0 | System | Generator | Build CC 2035 | Build CC | Firm Capacity | 1 | 2043-10-01 | 325 | MW
Build CC 2036_Firm Capacity2024 | Build CC_Firm Capacity2024 | System | Generator | Build CC 2036 | Build CC | Firm Capacity | 1 | 2024-01-01 | 0 | MW
0 | 0 | System | Generator | Build CC 2036 | Build CC | Firm Capacity | 1 | 2024-04-01 | 0 | MW
0 | 0 | System | Generator | Build CC 2036 | Build CC | Firm Capacity | 1 | 2024-07-01 | 0 | MW
0 | 0 | System | Generator | Build CC 2036 | Build CC | Firm Capacity | 1 | 2024-10-01 | 0 | MW
Build CC 2036_Firm Capacity2025 | Build CC_Firm Capacity2025 | System | Generator | Build CC 2036 | Build CC | Firm Capacity | 1 | 2025-01-01 | 0 | MW
0 | 0 | System | Generator | Build CC 2036 | Build CC | Firm Capacity | 1 | 2025-04-01 | 0 | MW
0 | 0 | System | Generator | Build CC 2036 | Build CC | Firm Capacity | 1 | 2025-07-01 | 0 | MW
0 | 0 | System | Generator | Build CC 2036 | Build CC | Firm Capacity | 1 | 2025-10-01 | 0 | MW
Build CC 2036_Firm Capacity2026 | Build CC_Firm Capacity2026 | System | Generator | Build CC 2036 | Build CC | Firm Capacity | 1 | 2026-01-01 | 0 | MW
0 | 0 | System | Generator | Build CC 2036 | Build CC | Firm Capacity | 1 | 2026-04-01 | 0 | MW
0 | 0 | System | Generator | Build CC 2036 | Build CC | Firm Capacity | 1 | 2026-07-01 | 0 | MW
0 | 0 | System | Generator | Build CC 2036 | Build CC | Firm Capacity | 1 | 2026-10-01 | 0 | MW
Build CC 2036_Firm Capacity2027 | Build CC_Firm Capacity2027 | System | Generator | Build CC 2036 | Build CC | Firm Capacity | 1 | 2027-01-01 | 0 | MW
0 | 0 | System | Generator | Build CC 2036 | Build CC | Firm Capacity | 1 | 2027-04-01 | 0 | MW
0 | 0 | System | Generator | Build CC 2036 | Build CC | Firm Capacity | 1 | 2027-07-01 | 0 | MW
0 | 0 | System | Generator | Build CC 2036 | Build CC | Firm Capacity | 1 | 2027-10-01 | 0 | MW
Build CC 2036_Firm Capacity2028 | Build CC_Firm Capacity2028 | System | Generator | Build CC 2036 | Build CC | Firm Capacity | 1 | 2028-01-01 | 0 | MW
0 | 0 | System | Generator | Build CC 2036 | Build CC | Firm Capacity | 1 | 2028-04-01 | 0 | MW
0 | 0 | System | Generator | Build CC 2036 | Build CC | Firm Capacity | 1 | 2028-07-01 | 0 | MW
0 | 0 | System | Generator | Build CC 2036 | Build CC | Firm Capacity | 1 | 2028-10-01 | 0 | MW
Build CC 2036_Firm Capacity2029 | Build CC_Firm Capacity2029 | System | Generator | Build CC 2036 | Build CC | Firm Capacity | 1 | 2029-01-01 | 0 | MW
0 | 0 | System | Generator | Build CC 2036 | Build CC | Firm Capacity | 1 | 2029-04-01 | 0 | MW
0 | 0 | System | Generator | Build CC 2036 | Build CC | Firm Capacity | 1 | 2029-07-01 | 0 | MW
0 | 0 | System | Generator | Build CC 2036 | Build CC | Firm Capacity | 1 | 2029-10-01 | 0 | MW
Build CC 2036_Firm Capacity2030 | Build CC_Firm Capacity2030 | System | Generator | Build CC 2036 | Build CC | Firm Capacity | 1 | 2030-01-01 | 0 | MW
0 | 0 | System | Generator | Build CC 2036 | Build CC | Firm Capacity | 1 | 2030-04-01 | 0 | MW
0 | 0 | System | Generator | Build CC 2036 | Build CC | Firm Capacity | 1 | 2030-07-01 | 0 | MW
0 | 0 | System | Generator | Build CC 2036 | Build CC | Firm Capacity | 1 | 2030-10-01 | 0 | MW
Build CC 2036_Firm Capacity2031 | Build CC_Firm Capacity2031 | System | Generator | Build CC 2036 | Build CC | Firm Capacity | 1 | 2031-01-01 | 0 | MW
0 | 0 | System | Generator | Build CC 2036 | Build CC | Firm Capacity | 1 | 2031-04-01 | 0 | MW
0 | 0 | System | Generator | Build CC 2036 | Build CC | Firm Capacity | 1 | 2031-07-01 | 0 | MW
0 | 0 | System | Generator | Build CC 2036 | Build CC | Firm Capacity | 1 | 2031-10-01 | 0 | MW
Build CC 2036_Firm Capacity2032 | Build CC_Firm Capacity2032 | System | Generator | Build CC 2036 | Build CC | Firm Capacity | 1 | 2032-01-01 | 0 | MW
0 | 0 | System | Generator | Build CC 2036 | Build CC | Firm Capacity | 1 | 2032-04-01 | 0 | MW
0 | 0 | System | Generator | Build CC 2036 | Build CC | Firm Capacity | 1 | 2032-07-01 | 0 | MW
0 | 0 | System | Generator | Build CC 2036 | Build CC | Firm Capacity | 1 | 2032-10-01 | 0 | MW
Build CC 2036_Firm Capacity2033 | Build CC_Firm Capacity2033 | System | Generator | Build CC 2036 | Build CC | Firm Capacity | 1 | 2033-01-01 | 0 | MW
0 | 0 | System | Generator | Build CC 2036 | Build CC | Firm Capacity | 1 | 2033-04-01 | 0 | MW
0 | 0 | System | Generator | Build CC 2036 | Build CC | Firm Capacity | 1 | 2033-07-01 | 0 | MW
0 | 0 | System | Generator | Build CC 2036 | Build CC | Firm Capacity | 1 | 2033-10-01 | 0 | MW
Build CC 2036_Firm Capacity2034 | Build CC_Firm Capacity2034 | System | Generator | Build CC 2036 | Build CC | Firm Capacity | 1 | 2034-01-01 | 0 | MW
0 | 0 | System | Generator | Build CC 2036 | Build CC | Firm Capacity | 1 | 2034-04-01 | 0 | MW
0 | 0 | System | Generator | Build CC 2036 | Build CC | Firm Capacity | 1 | 2034-07-01 | 0 | MW
0 | 0 | System | Generator | Build CC 2036 | Build CC | Firm Capacity | 1 | 2034-10-01 | 0 | MW
Build CC 2036_Firm Capacity2035 | Build CC_Firm Capacity2035 | System | Generator | Build CC 2036 | Build CC | Firm Capacity | 1 | 2035-01-01 | 0 | MW
0 | 0 | System | Generator | Build CC 2036 | Build CC | Firm Capacity | 1 | 2035-04-01 | 0 | MW
0 | 0 | System | Generator | Build CC 2036 | Build CC | Firm Capacity | 1 | 2035-07-01 | 0 | MW
0 | 0 | System | Generator | Build CC 2036 | Build CC | Firm Capacity | 1 | 2035-10-01 | 0 | MW
Build CC 2036_Firm Capacity2036 | Build CC_Firm Capacity2036 | System | Generator | Build CC 2036 | Build CC | Firm Capacity | 1 | 2036-01-01 | 0 | MW
0 | 0 | System | Generator | Build CC 2036 | Build CC | Firm Capacity | 1 | 2036-04-01 | 0 | MW
0 | 0 | System | Generator | Build CC 2036 | Build CC | Firm Capacity | 1 | 2036-07-01 | 0 | MW
0 | 0 | System | Generator | Build CC 2036 | Build CC | Firm Capacity | 1 | 2036-10-01 | 0 | MW
Build CC 2036_Firm Capacity2037 | Build CC_Firm Capacity2037 | System | Generator | Build CC 2036 | Build CC | Firm Capacity | 1 | 2037-01-01 | 0 | MW
0 | 0 | System | Generator | Build CC 2036 | Build CC | Firm Capacity | 1 | 2037-04-01 | 0 | MW
0 | 0 | System | Generator | Build CC 2036 | Build CC | Firm Capacity | 1 | 2037-07-01 | 0 | MW
0 | 0 | System | Generator | Build CC 2036 | Build CC | Firm Capacity | 1 | 2037-10-01 | 0 | MW
Build CC 2036_Firm Capacity2038 | Build CC_Firm Capacity2038 | System | Generator | Build CC 2036 | Build CC | Firm Capacity | 1 | 2038-01-01 | 0 | MW
0 | 0 | System | Generator | Build CC 2036 | Build CC | Firm Capacity | 1 | 2038-04-01 | 0 | MW
0 | 0 | System | Generator | Build CC 2036 | Build CC | Firm Capacity | 1 | 2038-07-01 | 0 | MW
0 | 0 | System | Generator | Build CC 2036 | Build CC | Firm Capacity | 1 | 2038-10-01 | 0 | MW
Build CC 2036_Firm Capacity2039 | Build CC_Firm Capacity2039 | System | Generator | Build CC 2036 | Build CC | Firm Capacity | 1 | 2039-01-01 | 0 | MW
0 | 0 | System | Generator | Build CC 2036 | Build CC | Firm Capacity | 1 | 2039-04-01 | 0 | MW
0 | 0 | System | Generator | Build CC 2036 | Build CC | Firm Capacity | 1 | 2039-07-01 | 0 | MW
0 | 0 | System | Generator | Build CC 2036 | Build CC | Firm Capacity | 1 | 2039-10-01 | 0 | MW
Build CC 2036_Firm Capacity2040 | Build CC_Firm Capacity2040 | System | Generator | Build CC 2036 | Build CC | Firm Capacity | 1 | 2040-01-01 | 0 | MW
0 | 0 | System | Generator | Build CC 2036 | Build CC | Firm Capacity | 1 | 2040-04-01 | 0 | MW
0 | 0 | System | Generator | Build CC 2036 | Build CC | Firm Capacity | 1 | 2040-07-01 | 0 | MW
0 | 0 | System | Generator | Build CC 2036 | Build CC | Firm Capacity | 1 | 2040-10-01 | 0 | MW
Build CC 2036_Firm Capacity2041 | Build CC_Firm Capacity2041 | System | Generator | Build CC 2036 | Build CC | Firm Capacity | 1 | 2041-01-01 | 0 | MW
0 | 0 | System | Generator | Build CC 2036 | Build CC | Firm Capacity | 1 | 2041-04-01 | 0 | MW
0 | 0 | System | Generator | Build CC 2036 | Build CC | Firm Capacity | 1 | 2041-07-01 | 0 | MW
0 | 0 | System | Generator | Build CC 2036 | Build CC | Firm Capacity | 1 | 2041-10-01 | 0 | MW
Build CC 2036_Firm Capacity2042 | Build CC_Firm Capacity2042 | System | Generator | Build CC 2036 | Build CC | Firm Capacity | 1 | 2042-01-01 | 0 | MW
0 | 0 | System | Generator | Build CC 2036 | Build CC | Firm Capacity | 1 | 2042-04-01 | 0 | MW
0 | 0 | System | Generator | Build CC 2036 | Build CC | Firm Capacity | 1 | 2042-07-01 | 0 | MW
0 | 0 | System | Generator | Build CC 2036 | Build CC | Firm Capacity | 1 | 2042-10-01 | 0 | MW
Build CC 2036_Firm Capacity2043 | Build CC_Firm Capacity2043 | System | Generator | Build CC 2036 | Build CC | Firm Capacity | 1 | 2043-01-01 | 0 | MW
0 | 0 | System | Generator | Build CC 2036 | Build CC | Firm Capacity | 1 | 2043-04-01 | 0 | MW
0 | 0 | System | Generator | Build CC 2036 | Build CC | Firm Capacity | 1 | 2043-07-01 | 0 | MW
0 | 0 | System | Generator | Build CC 2036 | Build CC | Firm Capacity | 1 | 2043-10-01 | 0 | MW
Build CC 2037_Firm Capacity2024 | Build CC_Firm Capacity2024 | System | Generator | Build CC 2037 | Build CC | Firm Capacity | 1 | 2024-01-01 | 0 | MW
0 | 0 | System | Generator | Build CC 2037 | Build CC | Firm Capacity | 1 | 2024-04-01 | 0 | MW
0 | 0 | System | Generator | Build CC 2037 | Build CC | Firm Capacity | 1 | 2024-07-01 | 0 | MW
0 | 0 | System | Generator | Build CC 2037 | Build CC | Firm Capacity | 1 | 2024-10-01 | 0 | MW
Build CC 2037_Firm Capacity2025 | Build CC_Firm Capacity2025 | System | Generator | Build CC 2037 | Build CC | Firm Capacity | 1 | 2025-01-01 | 0 | MW
0 | 0 | System | Generator | Build CC 2037 | Build CC | Firm Capacity | 1 | 2025-04-01 | 0 | MW
0 | 0 | System | Generator | Build CC 2037 | Build CC | Firm Capacity | 1 | 2025-07-01 | 0 | MW
0 | 0 | System | Generator | Build CC 2037 | Build CC | Firm Capacity | 1 | 2025-10-01 | 0 | MW
Build CC 2037_Firm Capacity2026 | Build CC_Firm Capacity2026 | System | Generator | Build CC 2037 | Build CC | Firm Capacity | 1 | 2026-01-01 | 0 | MW
0 | 0 | System | Generator | Build CC 2037 | Build CC | Firm Capacity | 1 | 2026-04-01 | 0 | MW
0 | 0 | System | Generator | Build CC 2037 | Build CC | Firm Capacity | 1 | 2026-07-01 | 0 | MW
0 | 0 | System | Generator | Build CC 2037 | Build CC | Firm Capacity | 1 | 2026-10-01 | 0 | MW
Build CC 2037_Firm Capacity2027 | Build CC_Firm Capacity2027 | System | Generator | Build CC 2037 | Build CC | Firm Capacity | 1 | 2027-01-01 | 0 | MW
0 | 0 | System | Generator | Build CC 2037 | Build CC | Firm Capacity | 1 | 2027-04-01 | 0 | MW
0 | 0 | System | Generator | Build CC 2037 | Build CC | Firm Capacity | 1 | 2027-07-01 | 0 | MW
0 | 0 | System | Generator | Build CC 2037 | Build CC | Firm Capacity | 1 | 2027-10-01 | 0 | MW
Build CC 2037_Firm Capacity2028 | Build CC_Firm Capacity2028 | System | Generator | Build CC 2037 | Build CC | Firm Capacity | 1 | 2028-01-01 | 0 | MW
0 | 0 | System | Generator | Build CC 2037 | Build CC | Firm Capacity | 1 | 2028-04-01 | 0 | MW
0 | 0 | System | Generator | Build CC 2037 | Build CC | Firm Capacity | 1 | 2028-07-01 | 0 | MW
0 | 0 | System | Generator | Build CC 2037 | Build CC | Firm Capacity | 1 | 2028-10-01 | 0 | MW
Build CC 2037_Firm Capacity2029 | Build CC_Firm Capacity2029 | System | Generator | Build CC 2037 | Build CC | Firm Capacity | 1 | 2029-01-01 | 0 | MW
0 | 0 | System | Generator | Build CC 2037 | Build CC | Firm Capacity | 1 | 2029-04-01 | 0 | MW
0 | 0 | System | Generator | Build CC 2037 | Build CC | Firm Capacity | 1 | 2029-07-01 | 0 | MW
0 | 0 | System | Generator | Build CC 2037 | Build CC | Firm Capacity | 1 | 2029-10-01 | 0 | MW
Build CC 2037_Firm Capacity2030 | Build CC_Firm Capacity2030 | System | Generator | Build CC 2037 | Build CC | Firm Capacity | 1 | 2030-01-01 | 0 | MW
0 | 0 | System | Generator | Build CC 2037 | Build CC | Firm Capacity | 1 | 2030-04-01 | 0 | MW
0 | 0 | System | Generator | Build CC 2037 | Build CC | Firm Capacity | 1 | 2030-07-01 | 0 | MW
0 | 0 | System | Generator | Build CC 2037 | Build CC | Firm Capacity | 1 | 2030-10-01 | 0 | MW
Build CC 2037_Firm Capacity2031 | Build CC_Firm Capacity2031 | System | Generator | Build CC 2037 | Build CC | Firm Capacity | 1 | 2031-01-01 | 0 | MW
0 | 0 | System | Generator | Build CC 2037 | Build CC | Firm Capacity | 1 | 2031-04-01 | 0 | MW
0 | 0 | System | Generator | Build CC 2037 | Build CC | Firm Capacity | 1 | 2031-07-01 | 0 | MW
0 | 0 | System | Generator | Build CC 2037 | Build CC | Firm Capacity | 1 | 2031-10-01 | 0 | MW
Build CC 2037_Firm Capacity2032 | Build CC_Firm Capacity2032 | System | Generator | Build CC 2037 | Build CC | Firm Capacity | 1 | 2032-01-01 | 0 | MW
0 | 0 | System | Generator | Build CC 2037 | Build CC | Firm Capacity | 1 | 2032-04-01 | 0 | MW
0 | 0 | System | Generator | Build CC 2037 | Build CC | Firm Capacity | 1 | 2032-07-01 | 0 | MW
0 | 0 | System | Generator | Build CC 2037 | Build CC | Firm Capacity | 1 | 2032-10-01 | 0 | MW
Build CC 2037_Firm Capacity2033 | Build CC_Firm Capacity2033 | System | Generator | Build CC 2037 | Build CC | Firm Capacity | 1 | 2033-01-01 | 0 | MW
0 | 0 | System | Generator | Build CC 2037 | Build CC | Firm Capacity | 1 | 2033-04-01 | 0 | MW
0 | 0 | System | Generator | Build CC 2037 | Build CC | Firm Capacity | 1 | 2033-07-01 | 0 | MW
0 | 0 | System | Generator | Build CC 2037 | Build CC | Firm Capacity | 1 | 2033-10-01 | 0 | MW
Build CC 2037_Firm Capacity2034 | Build CC_Firm Capacity2034 | System | Generator | Build CC 2037 | Build CC | Firm Capacity | 1 | 2034-01-01 | 0 | MW
0 | 0 | System | Generator | Build CC 2037 | Build CC | Firm Capacity | 1 | 2034-04-01 | 0 | MW
0 | 0 | System | Generator | Build CC 2037 | Build CC | Firm Capacity | 1 | 2034-07-01 | 0 | MW
0 | 0 | System | Generator | Build CC 2037 | Build CC | Firm Capacity | 1 | 2034-10-01 | 0 | MW
Build CC 2037_Firm Capacity2035 | Build CC_Firm Capacity2035 | System | Generator | Build CC 2037 | Build CC | Firm Capacity | 1 | 2035-01-01 | 0 | MW
0 | 0 | System | Generator | Build CC 2037 | Build CC | Firm Capacity | 1 | 2035-04-01 | 0 | MW
0 | 0 | System | Generator | Build CC 2037 | Build CC | Firm Capacity | 1 | 2035-07-01 | 0 | MW
0 | 0 | System | Generator | Build CC 2037 | Build CC | Firm Capacity | 1 | 2035-10-01 | 0 | MW
Build CC 2037_Firm Capacity2036 | Build CC_Firm Capacity2036 | System | Generator | Build CC 2037 | Build CC | Firm Capacity | 1 | 2036-01-01 | 0 | MW
0 | 0 | System | Generator | Build CC 2037 | Build CC | Firm Capacity | 1 | 2036-04-01 | 0 | MW
0 | 0 | System | Generator | Build CC 2037 | Build CC | Firm Capacity | 1 | 2036-07-01 | 0 | MW
0 | 0 | System | Generator | Build CC 2037 | Build CC | Firm Capacity | 1 | 2036-10-01 | 0 | MW
Build CC 2037_Firm Capacity2037 | Build CC_Firm Capacity2037 | System | Generator | Build CC 2037 | Build CC | Firm Capacity | 1 | 2037-01-01 | 0 | MW
0 | 0 | System | Generator | Build CC 2037 | Build CC | Firm Capacity | 1 | 2037-04-01 | 325 | MW
0 | 0 | System | Generator | Build CC 2037 | Build CC | Firm Capacity | 1 | 2037-07-01 | 325 | MW
0 | 0 | System | Generator | Build CC 2037 | Build CC | Firm Capacity | 1 | 2037-10-01 | 325 | MW
Build CC 2037_Firm Capacity2038 | Build CC_Firm Capacity2038 | System | Generator | Build CC 2037 | Build CC | Firm Capacity | 1 | 2038-01-01 | 325 | MW
0 | 0 | System | Generator | Build CC 2037 | Build CC | Firm Capacity | 1 | 2038-04-01 | 325 | MW
0 | 0 | System | Generator | Build CC 2037 | Build CC | Firm Capacity | 1 | 2038-07-01 | 325 | MW
0 | 0 | System | Generator | Build CC 2037 | Build CC | Firm Capacity | 1 | 2038-10-01 | 325 | MW
Build CC 2037_Firm Capacity2039 | Build CC_Firm Capacity2039 | System | Generator | Build CC 2037 | Build CC | Firm Capacity | 1 | 2039-01-01 | 325 | MW
0 | 0 | System | Generator | Build CC 2037 | Build CC | Firm Capacity | 1 | 2039-04-01 | 325 | MW
0 | 0 | System | Generator | Build CC 2037 | Build CC | Firm Capacity | 1 | 2039-07-01 | 325 | MW
0 | 0 | System | Generator | Build CC 2037 | Build CC | Firm Capacity | 1 | 2039-10-01 | 325 | MW
Build CC 2037_Firm Capacity2040 | Build CC_Firm Capacity2040 | System | Generator | Build CC 2037 | Build CC | Firm Capacity | 1 | 2040-01-01 | 325 | MW
0 | 0 | System | Generator | Build CC 2037 | Build CC | Firm Capacity | 1 | 2040-04-01 | 325 | MW
0 | 0 | System | Generator | Build CC 2037 | Build CC | Firm Capacity | 1 | 2040-07-01 | 325 | MW
0 | 0 | System | Generator | Build CC 2037 | Build CC | Firm Capacity | 1 | 2040-10-01 | 325 | MW
Build CC 2037_Firm Capacity2041 | Build CC_Firm Capacity2041 | System | Generator | Build CC 2037 | Build CC | Firm Capacity | 1 | 2041-01-01 | 325 | MW
0 | 0 | System | Generator | Build CC 2037 | Build CC | Firm Capacity | 1 | 2041-04-01 | 325 | MW
0 | 0 | System | Generator | Build CC 2037 | Build CC | Firm Capacity | 1 | 2041-07-01 | 325 | MW
0 | 0 | System | Generator | Build CC 2037 | Build CC | Firm Capacity | 1 | 2041-10-01 | 325 | MW
Build CC 2037_Firm Capacity2042 | Build CC_Firm Capacity2042 | System | Generator | Build CC 2037 | Build CC | Firm Capacity | 1 | 2042-01-01 | 325 | MW
0 | 0 | System | Generator | Build CC 2037 | Build CC | Firm Capacity | 1 | 2042-04-01 | 325 | MW
0 | 0 | System | Generator | Build CC 2037 | Build CC | Firm Capacity | 1 | 2042-07-01 | 325 | MW
0 | 0 | System | Generator | Build CC 2037 | Build CC | Firm Capacity | 1 | 2042-10-01 | 325 | MW
Build CC 2037_Firm Capacity2043 | Build CC_Firm Capacity2043 | System | Generator | Build CC 2037 | Build CC | Firm Capacity | 1 | 2043-01-01 | 325 | MW
0 | 0 | System | Generator | Build CC 2037 | Build CC | Firm Capacity | 1 | 2043-04-01 | 325 | MW
0 | 0 | System | Generator | Build CC 2037 | Build CC | Firm Capacity | 1 | 2043-07-01 | 325 | MW
0 | 0 | System | Generator | Build CC 2037 | Build CC | Firm Capacity | 1 | 2043-10-01 | 325 | MW
Build CC 2038_Firm Capacity2024 | Build CC_Firm Capacity2024 | System | Generator | Build CC 2038 | Build CC | Firm Capacity | 1 | 2024-01-01 | 0 | MW
0 | 0 | System | Generator | Build CC 2038 | Build CC | Firm Capacity | 1 | 2024-04-01 | 0 | MW
0 | 0 | System | Generator | Build CC 2038 | Build CC | Firm Capacity | 1 | 2024-07-01 | 0 | MW
0 | 0 | System | Generator | Build CC 2038 | Build CC | Firm Capacity | 1 | 2024-10-01 | 0 | MW
Build CC 2038_Firm Capacity2025 | Build CC_Firm Capacity2025 | System | Generator | Build CC 2038 | Build CC | Firm Capacity | 1 | 2025-01-01 | 0 | MW
0 | 0 | System | Generator | Build CC 2038 | Build CC | Firm Capacity | 1 | 2025-04-01 | 0 | MW
0 | 0 | System | Generator | Build CC 2038 | Build CC | Firm Capacity | 1 | 2025-07-01 | 0 | MW
0 | 0 | System | Generator | Build CC 2038 | Build CC | Firm Capacity | 1 | 2025-10-01 | 0 | MW
Build CC 2038_Firm Capacity2026 | Build CC_Firm Capacity2026 | System | Generator | Build CC 2038 | Build CC | Firm Capacity | 1 | 2026-01-01 | 0 | MW
0 | 0 | System | Generator | Build CC 2038 | Build CC | Firm Capacity | 1 | 2026-04-01 | 0 | MW
0 | 0 | System | Generator | Build CC 2038 | Build CC | Firm Capacity | 1 | 2026-07-01 | 0 | MW
0 | 0 | System | Generator | Build CC 2038 | Build CC | Firm Capacity | 1 | 2026-10-01 | 0 | MW
Build CC 2038_Firm Capacity2027 | Build CC_Firm Capacity2027 | System | Generator | Build CC 2038 | Build CC | Firm Capacity | 1 | 2027-01-01 | 0 | MW
0 | 0 | System | Generator | Build CC 2038 | Build CC | Firm Capacity | 1 | 2027-04-01 | 0 | MW
0 | 0 | System | Generator | Build CC 2038 | Build CC | Firm Capacity | 1 | 2027-07-01 | 0 | MW
0 | 0 | System | Generator | Build CC 2038 | Build CC | Firm Capacity | 1 | 2027-10-01 | 0 | MW
Build CC 2038_Firm Capacity2028 | Build CC_Firm Capacity2028 | System | Generator | Build CC 2038 | Build CC | Firm Capacity | 1 | 2028-01-01 | 0 | MW
0 | 0 | System | Generator | Build CC 2038 | Build CC | Firm Capacity | 1 | 2028-04-01 | 0 | MW
0 | 0 | System | Generator | Build CC 2038 | Build CC | Firm Capacity | 1 | 2028-07-01 | 0 | MW
0 | 0 | System | Generator | Build CC 2038 | Build CC | Firm Capacity | 1 | 2028-10-01 | 0 | MW
Build CC 2038_Firm Capacity2029 | Build CC_Firm Capacity2029 | System | Generator | Build CC 2038 | Build CC | Firm Capacity | 1 | 2029-01-01 | 0 | MW
0 | 0 | System | Generator | Build CC 2038 | Build CC | Firm Capacity | 1 | 2029-04-01 | 0 | MW
0 | 0 | System | Generator | Build CC 2038 | Build CC | Firm Capacity | 1 | 2029-07-01 | 0 | MW
0 | 0 | System | Generator | Build CC 2038 | Build CC | Firm Capacity | 1 | 2029-10-01 | 0 | MW
Build CC 2038_Firm Capacity2030 | Build CC_Firm Capacity2030 | System | Generator | Build CC 2038 | Build CC | Firm Capacity | 1 | 2030-01-01 | 0 | MW
0 | 0 | System | Generator | Build CC 2038 | Build CC | Firm Capacity | 1 | 2030-04-01 | 0 | MW
0 | 0 | System | Generator | Build CC 2038 | Build CC | Firm Capacity | 1 | 2030-07-01 | 0 | MW
0 | 0 | System | Generator | Build CC 2038 | Build CC | Firm Capacity | 1 | 2030-10-01 | 0 | MW
Build CC 2038_Firm Capacity2031 | Build CC_Firm Capacity2031 | System | Generator | Build CC 2038 | Build CC | Firm Capacity | 1 | 2031-01-01 | 0 | MW
0 | 0 | System | Generator | Build CC 2038 | Build CC | Firm Capacity | 1 | 2031-04-01 | 0 | MW
0 | 0 | System | Generator | Build CC 2038 | Build CC | Firm Capacity | 1 | 2031-07-01 | 0 | MW
0 | 0 | System | Generator | Build CC 2038 | Build CC | Firm Capacity | 1 | 2031-10-01 | 0 | MW
Build CC 2038_Firm Capacity2032 | Build CC_Firm Capacity2032 | System | Generator | Build CC 2038 | Build CC | Firm Capacity | 1 | 2032-01-01 | 0 | MW
0 | 0 | System | Generator | Build CC 2038 | Build CC | Firm Capacity | 1 | 2032-04-01 | 0 | MW
0 | 0 | System | Generator | Build CC 2038 | Build CC | Firm Capacity | 1 | 2032-07-01 | 0 | MW
0 | 0 | System | Generator | Build CC 2038 | Build CC | Firm Capacity | 1 | 2032-10-01 | 0 | MW
Build CC 2038_Firm Capacity2033 | Build CC_Firm Capacity2033 | System | Generator | Build CC 2038 | Build CC | Firm Capacity | 1 | 2033-01-01 | 0 | MW
0 | 0 | System | Generator | Build CC 2038 | Build CC | Firm Capacity | 1 | 2033-04-01 | 0 | MW
0 | 0 | System | Generator | Build CC 2038 | Build CC | Firm Capacity | 1 | 2033-07-01 | 0 | MW
0 | 0 | System | Generator | Build CC 2038 | Build CC | Firm Capacity | 1 | 2033-10-01 | 0 | MW
Build CC 2038_Firm Capacity2034 | Build CC_Firm Capacity2034 | System | Generator | Build CC 2038 | Build CC | Firm Capacity | 1 | 2034-01-01 | 0 | MW
0 | 0 | System | Generator | Build CC 2038 | Build CC | Firm Capacity | 1 | 2034-04-01 | 0 | MW
0 | 0 | System | Generator | Build CC 2038 | Build CC | Firm Capacity | 1 | 2034-07-01 | 0 | MW
0 | 0 | System | Generator | Build CC 2038 | Build CC | Firm Capacity | 1 | 2034-10-01 | 0 | MW
Build CC 2038_Firm Capacity2035 | Build CC_Firm Capacity2035 | System | Generator | Build CC 2038 | Build CC | Firm Capacity | 1 | 2035-01-01 | 0 | MW
0 | 0 | System | Generator | Build CC 2038 | Build CC | Firm Capacity | 1 | 2035-04-01 | 0 | MW
0 | 0 | System | Generator | Build CC 2038 | Build CC | Firm Capacity | 1 | 2035-07-01 | 0 | MW
0 | 0 | System | Generator | Build CC 2038 | Build CC | Firm Capacity | 1 | 2035-10-01 | 0 | MW
Build CC 2038_Firm Capacity2036 | Build CC_Firm Capacity2036 | System | Generator | Build CC 2038 | Build CC | Firm Capacity | 1 | 2036-01-01 | 0 | MW
0 | 0 | System | Generator | Build CC 2038 | Build CC | Firm Capacity | 1 | 2036-04-01 | 0 | MW
0 | 0 | System | Generator | Build CC 2038 | Build CC | Firm Capacity | 1 | 2036-07-01 | 0 | MW
0 | 0 | System | Generator | Build CC 2038 | Build CC | Firm Capacity | 1 | 2036-10-01 | 0 | MW
Build CC 2038_Firm Capacity2037 | Build CC_Firm Capacity2037 | System | Generator | Build CC 2038 | Build CC | Firm Capacity | 1 | 2037-01-01 | 0 | MW
0 | 0 | System | Generator | Build CC 2038 | Build CC | Firm Capacity | 1 | 2037-04-01 | 0 | MW
0 | 0 | System | Generator | Build CC 2038 | Build CC | Firm Capacity | 1 | 2037-07-01 | 0 | MW
0 | 0 | System | Generator | Build CC 2038 | Build CC | Firm Capacity | 1 | 2037-10-01 | 0 | MW
Build CC 2038_Firm Capacity2038 | Build CC_Firm Capacity2038 | System | Generator | Build CC 2038 | Build CC | Firm Capacity | 1 | 2038-01-01 | 0 | MW
0 | 0 | System | Generator | Build CC 2038 | Build CC | Firm Capacity | 1 | 2038-04-01 | 325 | MW
0 | 0 | System | Generator | Build CC 2038 | Build CC | Firm Capacity | 1 | 2038-07-01 | 325 | MW
0 | 0 | System | Generator | Build CC 2038 | Build CC | Firm Capacity | 1 | 2038-10-01 | 325 | MW
Build CC 2038_Firm Capacity2039 | Build CC_Firm Capacity2039 | System | Generator | Build CC 2038 | Build CC | Firm Capacity | 1 | 2039-01-01 | 325 | MW
0 | 0 | System | Generator | Build CC 2038 | Build CC | Firm Capacity | 1 | 2039-04-01 | 325 | MW
0 | 0 | System | Generator | Build CC 2038 | Build CC | Firm Capacity | 1 | 2039-07-01 | 325 | MW
0 | 0 | System | Generator | Build CC 2038 | Build CC | Firm Capacity | 1 | 2039-10-01 | 325 | MW
Build CC 2038_Firm Capacity2040 | Build CC_Firm Capacity2040 | System | Generator | Build CC 2038 | Build CC | Firm Capacity | 1 | 2040-01-01 | 325 | MW
0 | 0 | System | Generator | Build CC 2038 | Build CC | Firm Capacity | 1 | 2040-04-01 | 325 | MW
0 | 0 | System | Generator | Build CC 2038 | Build CC | Firm Capacity | 1 | 2040-07-01 | 325 | MW
0 | 0 | System | Generator | Build CC 2038 | Build CC | Firm Capacity | 1 | 2040-10-01 | 325 | MW
Build CC 2038_Firm Capacity2041 | Build CC_Firm Capacity2041 | System | Generator | Build CC 2038 | Build CC | Firm Capacity | 1 | 2041-01-01 | 325 | MW
0 | 0 | System | Generator | Build CC 2038 | Build CC | Firm Capacity | 1 | 2041-04-01 | 325 | MW
0 | 0 | System | Generator | Build CC 2038 | Build CC | Firm Capacity | 1 | 2041-07-01 | 325 | MW
0 | 0 | System | Generator | Build CC 2038 | Build CC | Firm Capacity | 1 | 2041-10-01 | 325 | MW
Build CC 2038_Firm Capacity2042 | Build CC_Firm Capacity2042 | System | Generator | Build CC 2038 | Build CC | Firm Capacity | 1 | 2042-01-01 | 325 | MW
0 | 0 | System | Generator | Build CC 2038 | Build CC | Firm Capacity | 1 | 2042-04-01 | 325 | MW
0 | 0 | System | Generator | Build CC 2038 | Build CC | Firm Capacity | 1 | 2042-07-01 | 325 | MW
0 | 0 | System | Generator | Build CC 2038 | Build CC | Firm Capacity | 1 | 2042-10-01 | 325 | MW
Build CC 2038_Firm Capacity2043 | Build CC_Firm Capacity2043 | System | Generator | Build CC 2038 | Build CC | Firm Capacity | 1 | 2043-01-01 | 325 | MW
0 | 0 | System | Generator | Build CC 2038 | Build CC | Firm Capacity | 1 | 2043-04-01 | 325 | MW
0 | 0 | System | Generator | Build CC 2038 | Build CC | Firm Capacity | 1 | 2043-07-01 | 325 | MW
0 | 0 | System | Generator | Build CC 2038 | Build CC | Firm Capacity | 1 | 2043-10-01 | 325 | MW
Build CC 2039_Firm Capacity2024 | Build CC_Firm Capacity2024 | System | Generator | Build CC 2039 | Build CC | Firm Capacity | 1 | 2024-01-01 | 0 | MW
0 | 0 | System | Generator | Build CC 2039 | Build CC | Firm Capacity | 1 | 2024-04-01 | 0 | MW
0 | 0 | System | Generator | Build CC 2039 | Build CC | Firm Capacity | 1 | 2024-07-01 | 0 | MW
0 | 0 | System | Generator | Build CC 2039 | Build CC | Firm Capacity | 1 | 2024-10-01 | 0 | MW
Build CC 2039_Firm Capacity2025 | Build CC_Firm Capacity2025 | System | Generator | Build CC 2039 | Build CC | Firm Capacity | 1 | 2025-01-01 | 0 | MW
0 | 0 | System | Generator | Build CC 2039 | Build CC | Firm Capacity | 1 | 2025-04-01 | 0 | MW
0 | 0 | System | Generator | Build CC 2039 | Build CC | Firm Capacity | 1 | 2025-07-01 | 0 | MW
0 | 0 | System | Generator | Build CC 2039 | Build CC | Firm Capacity | 1 | 2025-10-01 | 0 | MW
Build CC 2039_Firm Capacity2026 | Build CC_Firm Capacity2026 | System | Generator | Build CC 2039 | Build CC | Firm Capacity | 1 | 2026-01-01 | 0 | MW
0 | 0 | System | Generator | Build CC 2039 | Build CC | Firm Capacity | 1 | 2026-04-01 | 0 | MW
0 | 0 | System | Generator | Build CC 2039 | Build CC | Firm Capacity | 1 | 2026-07-01 | 0 | MW
0 | 0 | System | Generator | Build CC 2039 | Build CC | Firm Capacity | 1 | 2026-10-01 | 0 | MW
Build CC 2039_Firm Capacity2027 | Build CC_Firm Capacity2027 | System | Generator | Build CC 2039 | Build CC | Firm Capacity | 1 | 2027-01-01 | 0 | MW
0 | 0 | System | Generator | Build CC 2039 | Build CC | Firm Capacity | 1 | 2027-04-01 | 0 | MW
0 | 0 | System | Generator | Build CC 2039 | Build CC | Firm Capacity | 1 | 2027-07-01 | 0 | MW
0 | 0 | System | Generator | Build CC 2039 | Build CC | Firm Capacity | 1 | 2027-10-01 | 0 | MW
Build CC 2039_Firm Capacity2028 | Build CC_Firm Capacity2028 | System | Generator | Build CC 2039 | Build CC | Firm Capacity | 1 | 2028-01-01 | 0 | MW
0 | 0 | System | Generator | Build CC 2039 | Build CC | Firm Capacity | 1 | 2028-04-01 | 0 | MW
0 | 0 | System | Generator | Build CC 2039 | Build CC | Firm Capacity | 1 | 2028-07-01 | 0 | MW
0 | 0 | System | Generator | Build CC 2039 | Build CC | Firm Capacity | 1 | 2028-10-01 | 0 | MW
Build CC 2039_Firm Capacity2029 | Build CC_Firm Capacity2029 | System | Generator | Build CC 2039 | Build CC | Firm Capacity | 1 | 2029-01-01 | 0 | MW
0 | 0 | System | Generator | Build CC 2039 | Build CC | Firm Capacity | 1 | 2029-04-01 | 0 | MW
0 | 0 | System | Generator | Build CC 2039 | Build CC | Firm Capacity | 1 | 2029-07-01 | 0 | MW
0 | 0 | System | Generator | Build CC 2039 | Build CC | Firm Capacity | 1 | 2029-10-01 | 0 | MW
Build CC 2039_Firm Capacity2030 | Build CC_Firm Capacity2030 | System | Generator | Build CC 2039 | Build CC | Firm Capacity | 1 | 2030-01-01 | 0 | MW
0 | 0 | System | Generator | Build CC 2039 | Build CC | Firm Capacity | 1 | 2030-04-01 | 0 | MW
0 | 0 | System | Generator | Build CC 2039 | Build CC | Firm Capacity | 1 | 2030-07-01 | 0 | MW
0 | 0 | System | Generator | Build CC 2039 | Build CC | Firm Capacity | 1 | 2030-10-01 | 0 | MW
Build CC 2039_Firm Capacity2031 | Build CC_Firm Capacity2031 | System | Generator | Build CC 2039 | Build CC | Firm Capacity | 1 | 2031-01-01 | 0 | MW
0 | 0 | System | Generator | Build CC 2039 | Build CC | Firm Capacity | 1 | 2031-04-01 | 0 | MW
0 | 0 | System | Generator | Build CC 2039 | Build CC | Firm Capacity | 1 | 2031-07-01 | 0 | MW
0 | 0 | System | Generator | Build CC 2039 | Build CC | Firm Capacity | 1 | 2031-10-01 | 0 | MW
Build CC 2039_Firm Capacity2032 | Build CC_Firm Capacity2032 | System | Generator | Build CC 2039 | Build CC | Firm Capacity | 1 | 2032-01-01 | 0 | MW
0 | 0 | System | Generator | Build CC 2039 | Build CC | Firm Capacity | 1 | 2032-04-01 | 0 | MW
0 | 0 | System | Generator | Build CC 2039 | Build CC | Firm Capacity | 1 | 2032-07-01 | 0 | MW
0 | 0 | System | Generator | Build CC 2039 | Build CC | Firm Capacity | 1 | 2032-10-01 | 0 | MW
Build CC 2039_Firm Capacity2033 | Build CC_Firm Capacity2033 | System | Generator | Build CC 2039 | Build CC | Firm Capacity | 1 | 2033-01-01 | 0 | MW
0 | 0 | System | Generator | Build CC 2039 | Build CC | Firm Capacity | 1 | 2033-04-01 | 0 | MW
0 | 0 | System | Generator | Build CC 2039 | Build CC | Firm Capacity | 1 | 2033-07-01 | 0 | MW
0 | 0 | System | Generator | Build CC 2039 | Build CC | Firm Capacity | 1 | 2033-10-01 | 0 | MW
Build CC 2039_Firm Capacity2034 | Build CC_Firm Capacity2034 | System | Generator | Build CC 2039 | Build CC | Firm Capacity | 1 | 2034-01-01 | 0 | MW
0 | 0 | System | Generator | Build CC 2039 | Build CC | Firm Capacity | 1 | 2034-04-01 | 0 | MW
0 | 0 | System | Generator | Build CC 2039 | Build CC | Firm Capacity | 1 | 2034-07-01 | 0 | MW
0 | 0 | System | Generator | Build CC 2039 | Build CC | Firm Capacity | 1 | 2034-10-01 | 0 | MW
Build CC 2039_Firm Capacity2035 | Build CC_Firm Capacity2035 | System | Generator | Build CC 2039 | Build CC | Firm Capacity | 1 | 2035-01-01 | 0 | MW
0 | 0 | System | Generator | Build CC 2039 | Build CC | Firm Capacity | 1 | 2035-04-01 | 0 | MW
0 | 0 | System | Generator | Build CC 2039 | Build CC | Firm Capacity | 1 | 2035-07-01 | 0 | MW
0 | 0 | System | Generator | Build CC 2039 | Build CC | Firm Capacity | 1 | 2035-10-01 | 0 | MW
Build CC 2039_Firm Capacity2036 | Build CC_Firm Capacity2036 | System | Generator | Build CC 2039 | Build CC | Firm Capacity | 1 | 2036-01-01 | 0 | MW
0 | 0 | System | Generator | Build CC 2039 | Build CC | Firm Capacity | 1 | 2036-04-01 | 0 | MW
0 | 0 | System | Generator | Build CC 2039 | Build CC | Firm Capacity | 1 | 2036-07-01 | 0 | MW
0 | 0 | System | Generator | Build CC 2039 | Build CC | Firm Capacity | 1 | 2036-10-01 | 0 | MW
Build CC 2039_Firm Capacity2037 | Build CC_Firm Capacity2037 | System | Generator | Build CC 2039 | Build CC | Firm Capacity | 1 | 2037-01-01 | 0 | MW
0 | 0 | System | Generator | Build CC 2039 | Build CC | Firm Capacity | 1 | 2037-04-01 | 0 | MW
0 | 0 | System | Generator | Build CC 2039 | Build CC | Firm Capacity | 1 | 2037-07-01 | 0 | MW
0 | 0 | System | Generator | Build CC 2039 | Build CC | Firm Capacity | 1 | 2037-10-01 | 0 | MW
Build CC 2039_Firm Capacity2038 | Build CC_Firm Capacity2038 | System | Generator | Build CC 2039 | Build CC | Firm Capacity | 1 | 2038-01-01 | 0 | MW
0 | 0 | System | Generator | Build CC 2039 | Build CC | Firm Capacity | 1 | 2038-04-01 | 0 | MW
0 | 0 | System | Generator | Build CC 2039 | Build CC | Firm Capacity | 1 | 2038-07-01 | 0 | MW
0 | 0 | System | Generator | Build CC 2039 | Build CC | Firm Capacity | 1 | 2038-10-01 | 0 | MW
Build CC 2039_Firm Capacity2039 | Build CC_Firm Capacity2039 | System | Generator | Build CC 2039 | Build CC | Firm Capacity | 1 | 2039-01-01 | 0 | MW
0 | 0 | System | Generator | Build CC 2039 | Build CC | Firm Capacity | 1 | 2039-04-01 | 325 | MW
0 | 0 | System | Generator | Build CC 2039 | Build CC | Firm Capacity | 1 | 2039-07-01 | 325 | MW
0 | 0 | System | Generator | Build CC 2039 | Build CC | Firm Capacity | 1 | 2039-10-01 | 325 | MW
Build CC 2039_Firm Capacity2040 | Build CC_Firm Capacity2040 | System | Generator | Build CC 2039 | Build CC | Firm Capacity | 1 | 2040-01-01 | 325 | MW
0 | 0 | System | Generator | Build CC 2039 | Build CC | Firm Capacity | 1 | 2040-04-01 | 325 | MW
0 | 0 | System | Generator | Build CC 2039 | Build CC | Firm Capacity | 1 | 2040-07-01 | 325 | MW
0 | 0 | System | Generator | Build CC 2039 | Build CC | Firm Capacity | 1 | 2040-10-01 | 325 | MW
Build CC 2039_Firm Capacity2041 | Build CC_Firm Capacity2041 | System | Generator | Build CC 2039 | Build CC | Firm Capacity | 1 | 2041-01-01 | 325 | MW
0 | 0 | System | Generator | Build CC 2039 | Build CC | Firm Capacity | 1 | 2041-04-01 | 325 | MW
0 | 0 | System | Generator | Build CC 2039 | Build CC | Firm Capacity | 1 | 2041-07-01 | 325 | MW
0 | 0 | System | Generator | Build CC 2039 | Build CC | Firm Capacity | 1 | 2041-10-01 | 325 | MW
Build CC 2039_Firm Capacity2042 | Build CC_Firm Capacity2042 | System | Generator | Build CC 2039 | Build CC | Firm Capacity | 1 | 2042-01-01 | 325 | MW
0 | 0 | System | Generator | Build CC 2039 | Build CC | Firm Capacity | 1 | 2042-04-01 | 325 | MW
0 | 0 | System | Generator | Build CC 2039 | Build CC | Firm Capacity | 1 | 2042-07-01 | 325 | MW
0 | 0 | System | Generator | Build CC 2039 | Build CC | Firm Capacity | 1 | 2042-10-01 | 325 | MW
Build CC 2039_Firm Capacity2043 | Build CC_Firm Capacity2043 | System | Generator | Build CC 2039 | Build CC | Firm Capacity | 1 | 2043-01-01 | 325 | MW
0 | 0 | System | Generator | Build CC 2039 | Build CC | Firm Capacity | 1 | 2043-04-01 | 325 | MW
0 | 0 | System | Generator | Build CC 2039 | Build CC | Firm Capacity | 1 | 2043-07-01 | 325 | MW
0 | 0 | System | Generator | Build CC 2039 | Build CC | Firm Capacity | 1 | 2043-10-01 | 325 | MW
Build CC 2040_Firm Capacity2024 | Build CC_Firm Capacity2024 | System | Generator | Build CC 2040 | Build CC | Firm Capacity | 1 | 2024-01-01 | 0 | MW
0 | 0 | System | Generator | Build CC 2040 | Build CC | Firm Capacity | 1 | 2024-04-01 | 0 | MW
0 | 0 | System | Generator | Build CC 2040 | Build CC | Firm Capacity | 1 | 2024-07-01 | 0 | MW
0 | 0 | System | Generator | Build CC 2040 | Build CC | Firm Capacity | 1 | 2024-10-01 | 0 | MW
Build CC 2040_Firm Capacity2025 | Build CC_Firm Capacity2025 | System | Generator | Build CC 2040 | Build CC | Firm Capacity | 1 | 2025-01-01 | 0 | MW
0 | 0 | System | Generator | Build CC 2040 | Build CC | Firm Capacity | 1 | 2025-04-01 | 0 | MW
0 | 0 | System | Generator | Build CC 2040 | Build CC | Firm Capacity | 1 | 2025-07-01 | 0 | MW
0 | 0 | System | Generator | Build CC 2040 | Build CC | Firm Capacity | 1 | 2025-10-01 | 0 | MW
Build CC 2040_Firm Capacity2026 | Build CC_Firm Capacity2026 | System | Generator | Build CC 2040 | Build CC | Firm Capacity | 1 | 2026-01-01 | 0 | MW
0 | 0 | System | Generator | Build CC 2040 | Build CC | Firm Capacity | 1 | 2026-04-01 | 0 | MW
0 | 0 | System | Generator | Build CC 2040 | Build CC | Firm Capacity | 1 | 2026-07-01 | 0 | MW
0 | 0 | System | Generator | Build CC 2040 | Build CC | Firm Capacity | 1 | 2026-10-01 | 0 | MW
Build CC 2040_Firm Capacity2027 | Build CC_Firm Capacity2027 | System | Generator | Build CC 2040 | Build CC | Firm Capacity | 1 | 2027-01-01 | 0 | MW
0 | 0 | System | Generator | Build CC 2040 | Build CC | Firm Capacity | 1 | 2027-04-01 | 0 | MW
0 | 0 | System | Generator | Build CC 2040 | Build CC | Firm Capacity | 1 | 2027-07-01 | 0 | MW
0 | 0 | System | Generator | Build CC 2040 | Build CC | Firm Capacity | 1 | 2027-10-01 | 0 | MW
Build CC 2040_Firm Capacity2028 | Build CC_Firm Capacity2028 | System | Generator | Build CC 2040 | Build CC | Firm Capacity | 1 | 2028-01-01 | 0 | MW
0 | 0 | System | Generator | Build CC 2040 | Build CC | Firm Capacity | 1 | 2028-04-01 | 0 | MW
0 | 0 | System | Generator | Build CC 2040 | Build CC | Firm Capacity | 1 | 2028-07-01 | 0 | MW
0 | 0 | System | Generator | Build CC 2040 | Build CC | Firm Capacity | 1 | 2028-10-01 | 0 | MW
Build CC 2040_Firm Capacity2029 | Build CC_Firm Capacity2029 | System | Generator | Build CC 2040 | Build CC | Firm Capacity | 1 | 2029-01-01 | 0 | MW
0 | 0 | System | Generator | Build CC 2040 | Build CC | Firm Capacity | 1 | 2029-04-01 | 0 | MW
0 | 0 | System | Generator | Build CC 2040 | Build CC | Firm Capacity | 1 | 2029-07-01 | 0 | MW
0 | 0 | System | Generator | Build CC 2040 | Build CC | Firm Capacity | 1 | 2029-10-01 | 0 | MW
Build CC 2040_Firm Capacity2030 | Build CC_Firm Capacity2030 | System | Generator | Build CC 2040 | Build CC | Firm Capacity | 1 | 2030-01-01 | 0 | MW
0 | 0 | System | Generator | Build CC 2040 | Build CC | Firm Capacity | 1 | 2030-04-01 | 0 | MW
0 | 0 | System | Generator | Build CC 2040 | Build CC | Firm Capacity | 1 | 2030-07-01 | 0 | MW
0 | 0 | System | Generator | Build CC 2040 | Build CC | Firm Capacity | 1 | 2030-10-01 | 0 | MW
Build CC 2040_Firm Capacity2031 | Build CC_Firm Capacity2031 | System | Generator | Build CC 2040 | Build CC | Firm Capacity | 1 | 2031-01-01 | 0 | MW
0 | 0 | System | Generator | Build CC 2040 | Build CC | Firm Capacity | 1 | 2031-04-01 | 0 | MW
0 | 0 | System | Generator | Build CC 2040 | Build CC | Firm Capacity | 1 | 2031-07-01 | 0 | MW
0 | 0 | System | Generator | Build CC 2040 | Build CC | Firm Capacity | 1 | 2031-10-01 | 0 | MW
Build CC 2040_Firm Capacity2032 | Build CC_Firm Capacity2032 | System | Generator | Build CC 2040 | Build CC | Firm Capacity | 1 | 2032-01-01 | 0 | MW
0 | 0 | System | Generator | Build CC 2040 | Build CC | Firm Capacity | 1 | 2032-04-01 | 0 | MW
0 | 0 | System | Generator | Build CC 2040 | Build CC | Firm Capacity | 1 | 2032-07-01 | 0 | MW
0 | 0 | System | Generator | Build CC 2040 | Build CC | Firm Capacity | 1 | 2032-10-01 | 0 | MW
Build CC 2040_Firm Capacity2033 | Build CC_Firm Capacity2033 | System | Generator | Build CC 2040 | Build CC | Firm Capacity | 1 | 2033-01-01 | 0 | MW
0 | 0 | System | Generator | Build CC 2040 | Build CC | Firm Capacity | 1 | 2033-04-01 | 0 | MW
0 | 0 | System | Generator | Build CC 2040 | Build CC | Firm Capacity | 1 | 2033-07-01 | 0 | MW
0 | 0 | System | Generator | Build CC 2040 | Build CC | Firm Capacity | 1 | 2033-10-01 | 0 | MW
Build CC 2040_Firm Capacity2034 | Build CC_Firm Capacity2034 | System | Generator | Build CC 2040 | Build CC | Firm Capacity | 1 | 2034-01-01 | 0 | MW
0 | 0 | System | Generator | Build CC 2040 | Build CC | Firm Capacity | 1 | 2034-04-01 | 0 | MW
0 | 0 | System | Generator | Build CC 2040 | Build CC | Firm Capacity | 1 | 2034-07-01 | 0 | MW
0 | 0 | System | Generator | Build CC 2040 | Build CC | Firm Capacity | 1 | 2034-10-01 | 0 | MW
Build CC 2040_Firm Capacity2035 | Build CC_Firm Capacity2035 | System | Generator | Build CC 2040 | Build CC | Firm Capacity | 1 | 2035-01-01 | 0 | MW
0 | 0 | System | Generator | Build CC 2040 | Build CC | Firm Capacity | 1 | 2035-04-01 | 0 | MW
0 | 0 | System | Generator | Build CC 2040 | Build CC | Firm Capacity | 1 | 2035-07-01 | 0 | MW
0 | 0 | System | Generator | Build CC 2040 | Build CC | Firm Capacity | 1 | 2035-10-01 | 0 | MW
Build CC 2040_Firm Capacity2036 | Build CC_Firm Capacity2036 | System | Generator | Build CC 2040 | Build CC | Firm Capacity | 1 | 2036-01-01 | 0 | MW
0 | 0 | System | Generator | Build CC 2040 | Build CC | Firm Capacity | 1 | 2036-04-01 | 0 | MW
0 | 0 | System | Generator | Build CC 2040 | Build CC | Firm Capacity | 1 | 2036-07-01 | 0 | MW
0 | 0 | System | Generator | Build CC 2040 | Build CC | Firm Capacity | 1 | 2036-10-01 | 0 | MW
Build CC 2040_Firm Capacity2037 | Build CC_Firm Capacity2037 | System | Generator | Build CC 2040 | Build CC | Firm Capacity | 1 | 2037-01-01 | 0 | MW
0 | 0 | System | Generator | Build CC 2040 | Build CC | Firm Capacity | 1 | 2037-04-01 | 0 | MW
0 | 0 | System | Generator | Build CC 2040 | Build CC | Firm Capacity | 1 | 2037-07-01 | 0 | MW
0 | 0 | System | Generator | Build CC 2040 | Build CC | Firm Capacity | 1 | 2037-10-01 | 0 | MW
Build CC 2040_Firm Capacity2038 | Build CC_Firm Capacity2038 | System | Generator | Build CC 2040 | Build CC | Firm Capacity | 1 | 2038-01-01 | 0 | MW
0 | 0 | System | Generator | Build CC 2040 | Build CC | Firm Capacity | 1 | 2038-04-01 | 0 | MW
0 | 0 | System | Generator | Build CC 2040 | Build CC | Firm Capacity | 1 | 2038-07-01 | 0 | MW
0 | 0 | System | Generator | Build CC 2040 | Build CC | Firm Capacity | 1 | 2038-10-01 | 0 | MW
Build CC 2040_Firm Capacity2039 | Build CC_Firm Capacity2039 | System | Generator | Build CC 2040 | Build CC | Firm Capacity | 1 | 2039-01-01 | 0 | MW
0 | 0 | System | Generator | Build CC 2040 | Build CC | Firm Capacity | 1 | 2039-04-01 | 0 | MW
0 | 0 | System | Generator | Build CC 2040 | Build CC | Firm Capacity | 1 | 2039-07-01 | 0 | MW
0 | 0 | System | Generator | Build CC 2040 | Build CC | Firm Capacity | 1 | 2039-10-01 | 0 | MW
Build CC 2040_Firm Capacity2040 | Build CC_Firm Capacity2040 | System | Generator | Build CC 2040 | Build CC | Firm Capacity | 1 | 2040-01-01 | 0 | MW
0 | 0 | System | Generator | Build CC 2040 | Build CC | Firm Capacity | 1 | 2040-04-01 | 0 | MW
0 | 0 | System | Generator | Build CC 2040 | Build CC | Firm Capacity | 1 | 2040-07-01 | 0 | MW
0 | 0 | System | Generator | Build CC 2040 | Build CC | Firm Capacity | 1 | 2040-10-01 | 0 | MW
Build CC 2040_Firm Capacity2041 | Build CC_Firm Capacity2041 | System | Generator | Build CC 2040 | Build CC | Firm Capacity | 1 | 2041-01-01 | 0 | MW
0 | 0 | System | Generator | Build CC 2040 | Build CC | Firm Capacity | 1 | 2041-04-01 | 0 | MW
0 | 0 | System | Generator | Build CC 2040 | Build CC | Firm Capacity | 1 | 2041-07-01 | 0 | MW
0 | 0 | System | Generator | Build CC 2040 | Build CC | Firm Capacity | 1 | 2041-10-01 | 0 | MW
Build CC 2040_Firm Capacity2042 | Build CC_Firm Capacity2042 | System | Generator | Build CC 2040 | Build CC | Firm Capacity | 1 | 2042-01-01 | 0 | MW
0 | 0 | System | Generator | Build CC 2040 | Build CC | Firm Capacity | 1 | 2042-04-01 | 0 | MW
0 | 0 | System | Generator | Build CC 2040 | Build CC | Firm Capacity | 1 | 2042-07-01 | 0 | MW
0 | 0 | System | Generator | Build CC 2040 | Build CC | Firm Capacity | 1 | 2042-10-01 | 0 | MW
Build CC 2040_Firm Capacity2043 | Build CC_Firm Capacity2043 | System | Generator | Build CC 2040 | Build CC | Firm Capacity | 1 | 2043-01-01 | 0 | MW
0 | 0 | System | Generator | Build CC 2040 | Build CC | Firm Capacity | 1 | 2043-04-01 | 0 | MW
0 | 0 | System | Generator | Build CC 2040 | Build CC | Firm Capacity | 1 | 2043-07-01 | 0 | MW
0 | 0 | System | Generator | Build CC 2040 | Build CC | Firm Capacity | 1 | 2043-10-01 | 0 | MW
Build CC 2041_Firm Capacity2024 | Build CC_Firm Capacity2024 | System | Generator | Build CC 2041 | Build CC | Firm Capacity | 1 | 2024-01-01 | 0 | MW
0 | 0 | System | Generator | Build CC 2041 | Build CC | Firm Capacity | 1 | 2024-04-01 | 0 | MW
0 | 0 | System | Generator | Build CC 2041 | Build CC | Firm Capacity | 1 | 2024-07-01 | 0 | MW
0 | 0 | System | Generator | Build CC 2041 | Build CC | Firm Capacity | 1 | 2024-10-01 | 0 | MW
Build CC 2041_Firm Capacity2025 | Build CC_Firm Capacity2025 | System | Generator | Build CC 2041 | Build CC | Firm Capacity | 1 | 2025-01-01 | 0 | MW
0 | 0 | System | Generator | Build CC 2041 | Build CC | Firm Capacity | 1 | 2025-04-01 | 0 | MW
0 | 0 | System | Generator | Build CC 2041 | Build CC | Firm Capacity | 1 | 2025-07-01 | 0 | MW
0 | 0 | System | Generator | Build CC 2041 | Build CC | Firm Capacity | 1 | 2025-10-01 | 0 | MW
Build CC 2041_Firm Capacity2026 | Build CC_Firm Capacity2026 | System | Generator | Build CC 2041 | Build CC | Firm Capacity | 1 | 2026-01-01 | 0 | MW
0 | 0 | System | Generator | Build CC 2041 | Build CC | Firm Capacity | 1 | 2026-04-01 | 0 | MW
0 | 0 | System | Generator | Build CC 2041 | Build CC | Firm Capacity | 1 | 2026-07-01 | 0 | MW
0 | 0 | System | Generator | Build CC 2041 | Build CC | Firm Capacity | 1 | 2026-10-01 | 0 | MW
Build CC 2041_Firm Capacity2027 | Build CC_Firm Capacity2027 | System | Generator | Build CC 2041 | Build CC | Firm Capacity | 1 | 2027-01-01 | 0 | MW
0 | 0 | System | Generator | Build CC 2041 | Build CC | Firm Capacity | 1 | 2027-04-01 | 0 | MW
0 | 0 | System | Generator | Build CC 2041 | Build CC | Firm Capacity | 1 | 2027-07-01 | 0 | MW
0 | 0 | System | Generator | Build CC 2041 | Build CC | Firm Capacity | 1 | 2027-10-01 | 0 | MW
Build CC 2041_Firm Capacity2028 | Build CC_Firm Capacity2028 | System | Generator | Build CC 2041 | Build CC | Firm Capacity | 1 | 2028-01-01 | 0 | MW
0 | 0 | System | Generator | Build CC 2041 | Build CC | Firm Capacity | 1 | 2028-04-01 | 0 | MW
0 | 0 | System | Generator | Build CC 2041 | Build CC | Firm Capacity | 1 | 2028-07-01 | 0 | MW
0 | 0 | System | Generator | Build CC 2041 | Build CC | Firm Capacity | 1 | 2028-10-01 | 0 | MW
Build CC 2041_Firm Capacity2029 | Build CC_Firm Capacity2029 | System | Generator | Build CC 2041 | Build CC | Firm Capacity | 1 | 2029-01-01 | 0 | MW
0 | 0 | System | Generator | Build CC 2041 | Build CC | Firm Capacity | 1 | 2029-04-01 | 0 | MW
0 | 0 | System | Generator | Build CC 2041 | Build CC | Firm Capacity | 1 | 2029-07-01 | 0 | MW
0 | 0 | System | Generator | Build CC 2041 | Build CC | Firm Capacity | 1 | 2029-10-01 | 0 | MW
Build CC 2041_Firm Capacity2030 | Build CC_Firm Capacity2030 | System | Generator | Build CC 2041 | Build CC | Firm Capacity | 1 | 2030-01-01 | 0 | MW
0 | 0 | System | Generator | Build CC 2041 | Build CC | Firm Capacity | 1 | 2030-04-01 | 0 | MW
0 | 0 | System | Generator | Build CC 2041 | Build CC | Firm Capacity | 1 | 2030-07-01 | 0 | MW
0 | 0 | System | Generator | Build CC 2041 | Build CC | Firm Capacity | 1 | 2030-10-01 | 0 | MW
Build CC 2041_Firm Capacity2031 | Build CC_Firm Capacity2031 | System | Generator | Build CC 2041 | Build CC | Firm Capacity | 1 | 2031-01-01 | 0 | MW
0 | 0 | System | Generator | Build CC 2041 | Build CC | Firm Capacity | 1 | 2031-04-01 | 0 | MW
0 | 0 | System | Generator | Build CC 2041 | Build CC | Firm Capacity | 1 | 2031-07-01 | 0 | MW
0 | 0 | System | Generator | Build CC 2041 | Build CC | Firm Capacity | 1 | 2031-10-01 | 0 | MW
Build CC 2041_Firm Capacity2032 | Build CC_Firm Capacity2032 | System | Generator | Build CC 2041 | Build CC | Firm Capacity | 1 | 2032-01-01 | 0 | MW
0 | 0 | System | Generator | Build CC 2041 | Build CC | Firm Capacity | 1 | 2032-04-01 | 0 | MW
0 | 0 | System | Generator | Build CC 2041 | Build CC | Firm Capacity | 1 | 2032-07-01 | 0 | MW
0 | 0 | System | Generator | Build CC 2041 | Build CC | Firm Capacity | 1 | 2032-10-01 | 0 | MW
Build CC 2041_Firm Capacity2033 | Build CC_Firm Capacity2033 | System | Generator | Build CC 2041 | Build CC | Firm Capacity | 1 | 2033-01-01 | 0 | MW
0 | 0 | System | Generator | Build CC 2041 | Build CC | Firm Capacity | 1 | 2033-04-01 | 0 | MW
0 | 0 | System | Generator | Build CC 2041 | Build CC | Firm Capacity | 1 | 2033-07-01 | 0 | MW
0 | 0 | System | Generator | Build CC 2041 | Build CC | Firm Capacity | 1 | 2033-10-01 | 0 | MW
Build CC 2041_Firm Capacity2034 | Build CC_Firm Capacity2034 | System | Generator | Build CC 2041 | Build CC | Firm Capacity | 1 | 2034-01-01 | 0 | MW
0 | 0 | System | Generator | Build CC 2041 | Build CC | Firm Capacity | 1 | 2034-04-01 | 0 | MW
0 | 0 | System | Generator | Build CC 2041 | Build CC | Firm Capacity | 1 | 2034-07-01 | 0 | MW
0 | 0 | System | Generator | Build CC 2041 | Build CC | Firm Capacity | 1 | 2034-10-01 | 0 | MW
Build CC 2041_Firm Capacity2035 | Build CC_Firm Capacity2035 | System | Generator | Build CC 2041 | Build CC | Firm Capacity | 1 | 2035-01-01 | 0 | MW
0 | 0 | System | Generator | Build CC 2041 | Build CC | Firm Capacity | 1 | 2035-04-01 | 0 | MW
0 | 0 | System | Generator | Build CC 2041 | Build CC | Firm Capacity | 1 | 2035-07-01 | 0 | MW
0 | 0 | System | Generator | Build CC 2041 | Build CC | Firm Capacity | 1 | 2035-10-01 | 0 | MW
Build CC 2041_Firm Capacity2036 | Build CC_Firm Capacity2036 | System | Generator | Build CC 2041 | Build CC | Firm Capacity | 1 | 2036-01-01 | 0 | MW
0 | 0 | System | Generator | Build CC 2041 | Build CC | Firm Capacity | 1 | 2036-04-01 | 0 | MW
0 | 0 | System | Generator | Build CC 2041 | Build CC | Firm Capacity | 1 | 2036-07-01 | 0 | MW
0 | 0 | System | Generator | Build CC 2041 | Build CC | Firm Capacity | 1 | 2036-10-01 | 0 | MW
Build CC 2041_Firm Capacity2037 | Build CC_Firm Capacity2037 | System | Generator | Build CC 2041 | Build CC | Firm Capacity | 1 | 2037-01-01 | 0 | MW
0 | 0 | System | Generator | Build CC 2041 | Build CC | Firm Capacity | 1 | 2037-04-01 | 0 | MW
0 | 0 | System | Generator | Build CC 2041 | Build CC | Firm Capacity | 1 | 2037-07-01 | 0 | MW
0 | 0 | System | Generator | Build CC 2041 | Build CC | Firm Capacity | 1 | 2037-10-01 | 0 | MW
Build CC 2041_Firm Capacity2038 | Build CC_Firm Capacity2038 | System | Generator | Build CC 2041 | Build CC | Firm Capacity | 1 | 2038-01-01 | 0 | MW
0 | 0 | System | Generator | Build CC 2041 | Build CC | Firm Capacity | 1 | 2038-04-01 | 0 | MW
0 | 0 | System | Generator | Build CC 2041 | Build CC | Firm Capacity | 1 | 2038-07-01 | 0 | MW
0 | 0 | System | Generator | Build CC 2041 | Build CC | Firm Capacity | 1 | 2038-10-01 | 0 | MW
Build CC 2041_Firm Capacity2039 | Build CC_Firm Capacity2039 | System | Generator | Build CC 2041 | Build CC | Firm Capacity | 1 | 2039-01-01 | 0 | MW
0 | 0 | System | Generator | Build CC 2041 | Build CC | Firm Capacity | 1 | 2039-04-01 | 0 | MW
0 | 0 | System | Generator | Build CC 2041 | Build CC | Firm Capacity | 1 | 2039-07-01 | 0 | MW
0 | 0 | System | Generator | Build CC 2041 | Build CC | Firm Capacity | 1 | 2039-10-01 | 0 | MW
Build CC 2041_Firm Capacity2040 | Build CC_Firm Capacity2040 | System | Generator | Build CC 2041 | Build CC | Firm Capacity | 1 | 2040-01-01 | 0 | MW
0 | 0 | System | Generator | Build CC 2041 | Build CC | Firm Capacity | 1 | 2040-04-01 | 0 | MW
0 | 0 | System | Generator | Build CC 2041 | Build CC | Firm Capacity | 1 | 2040-07-01 | 0 | MW
0 | 0 | System | Generator | Build CC 2041 | Build CC | Firm Capacity | 1 | 2040-10-01 | 0 | MW
Build CC 2041_Firm Capacity2041 | Build CC_Firm Capacity2041 | System | Generator | Build CC 2041 | Build CC | Firm Capacity | 1 | 2041-01-01 | 0 | MW
0 | 0 | System | Generator | Build CC 2041 | Build CC | Firm Capacity | 1 | 2041-04-01 | 0 | MW
0 | 0 | System | Generator | Build CC 2041 | Build CC | Firm Capacity | 1 | 2041-07-01 | 0 | MW
0 | 0 | System | Generator | Build CC 2041 | Build CC | Firm Capacity | 1 | 2041-10-01 | 0 | MW
Build CC 2041_Firm Capacity2042 | Build CC_Firm Capacity2042 | System | Generator | Build CC 2041 | Build CC | Firm Capacity | 1 | 2042-01-01 | 0 | MW
0 | 0 | System | Generator | Build CC 2041 | Build CC | Firm Capacity | 1 | 2042-04-01 | 0 | MW
0 | 0 | System | Generator | Build CC 2041 | Build CC | Firm Capacity | 1 | 2042-07-01 | 0 | MW
0 | 0 | System | Generator | Build CC 2041 | Build CC | Firm Capacity | 1 | 2042-10-01 | 0 | MW
Build CC 2041_Firm Capacity2043 | Build CC_Firm Capacity2043 | System | Generator | Build CC 2041 | Build CC | Firm Capacity | 1 | 2043-01-01 | 0 | MW
0 | 0 | System | Generator | Build CC 2041 | Build CC | Firm Capacity | 1 | 2043-04-01 | 0 | MW
0 | 0 | System | Generator | Build CC 2041 | Build CC | Firm Capacity | 1 | 2043-07-01 | 0 | MW
0 | 0 | System | Generator | Build CC 2041 | Build CC | Firm Capacity | 1 | 2043-10-01 | 0 | MW
Build CC 2042_Firm Capacity2024 | Build CC_Firm Capacity2024 | System | Generator | Build CC 2042 | Build CC | Firm Capacity | 1 | 2024-01-01 | 0 | MW
0 | 0 | System | Generator | Build CC 2042 | Build CC | Firm Capacity | 1 | 2024-04-01 | 0 | MW
0 | 0 | System | Generator | Build CC 2042 | Build CC | Firm Capacity | 1 | 2024-07-01 | 0 | MW
0 | 0 | System | Generator | Build CC 2042 | Build CC | Firm Capacity | 1 | 2024-10-01 | 0 | MW
Build CC 2042_Firm Capacity2025 | Build CC_Firm Capacity2025 | System | Generator | Build CC 2042 | Build CC | Firm Capacity | 1 | 2025-01-01 | 0 | MW
0 | 0 | System | Generator | Build CC 2042 | Build CC | Firm Capacity | 1 | 2025-04-01 | 0 | MW
0 | 0 | System | Generator | Build CC 2042 | Build CC | Firm Capacity | 1 | 2025-07-01 | 0 | MW
0 | 0 | System | Generator | Build CC 2042 | Build CC | Firm Capacity | 1 | 2025-10-01 | 0 | MW
Build CC 2042_Firm Capacity2026 | Build CC_Firm Capacity2026 | System | Generator | Build CC 2042 | Build CC | Firm Capacity | 1 | 2026-01-01 | 0 | MW
0 | 0 | System | Generator | Build CC 2042 | Build CC | Firm Capacity | 1 | 2026-04-01 | 0 | MW
0 | 0 | System | Generator | Build CC 2042 | Build CC | Firm Capacity | 1 | 2026-07-01 | 0 | MW
0 | 0 | System | Generator | Build CC 2042 | Build CC | Firm Capacity | 1 | 2026-10-01 | 0 | MW
Build CC 2042_Firm Capacity2027 | Build CC_Firm Capacity2027 | System | Generator | Build CC 2042 | Build CC | Firm Capacity | 1 | 2027-01-01 | 0 | MW
0 | 0 | System | Generator | Build CC 2042 | Build CC | Firm Capacity | 1 | 2027-04-01 | 0 | MW
0 | 0 | System | Generator | Build CC 2042 | Build CC | Firm Capacity | 1 | 2027-07-01 | 0 | MW
0 | 0 | System | Generator | Build CC 2042 | Build CC | Firm Capacity | 1 | 2027-10-01 | 0 | MW
Build CC 2042_Firm Capacity2028 | Build CC_Firm Capacity2028 | System | Generator | Build CC 2042 | Build CC | Firm Capacity | 1 | 2028-01-01 | 0 | MW
0 | 0 | System | Generator | Build CC 2042 | Build CC | Firm Capacity | 1 | 2028-04-01 | 0 | MW
0 | 0 | System | Generator | Build CC 2042 | Build CC | Firm Capacity | 1 | 2028-07-01 | 0 | MW
0 | 0 | System | Generator | Build CC 2042 | Build CC | Firm Capacity | 1 | 2028-10-01 | 0 | MW
Build CC 2042_Firm Capacity2029 | Build CC_Firm Capacity2029 | System | Generator | Build CC 2042 | Build CC | Firm Capacity | 1 | 2029-01-01 | 0 | MW
0 | 0 | System | Generator | Build CC 2042 | Build CC | Firm Capacity | 1 | 2029-04-01 | 0 | MW
0 | 0 | System | Generator | Build CC 2042 | Build CC | Firm Capacity | 1 | 2029-07-01 | 0 | MW
0 | 0 | System | Generator | Build CC 2042 | Build CC | Firm Capacity | 1 | 2029-10-01 | 0 | MW
Build CC 2042_Firm Capacity2030 | Build CC_Firm Capacity2030 | System | Generator | Build CC 2042 | Build CC | Firm Capacity | 1 | 2030-01-01 | 0 | MW
0 | 0 | System | Generator | Build CC 2042 | Build CC | Firm Capacity | 1 | 2030-04-01 | 0 | MW
0 | 0 | System | Generator | Build CC 2042 | Build CC | Firm Capacity | 1 | 2030-07-01 | 0 | MW
0 | 0 | System | Generator | Build CC 2042 | Build CC | Firm Capacity | 1 | 2030-10-01 | 0 | MW
Build CC 2042_Firm Capacity2031 | Build CC_Firm Capacity2031 | System | Generator | Build CC 2042 | Build CC | Firm Capacity | 1 | 2031-01-01 | 0 | MW
0 | 0 | System | Generator | Build CC 2042 | Build CC | Firm Capacity | 1 | 2031-04-01 | 0 | MW
0 | 0 | System | Generator | Build CC 2042 | Build CC | Firm Capacity | 1 | 2031-07-01 | 0 | MW
0 | 0 | System | Generator | Build CC 2042 | Build CC | Firm Capacity | 1 | 2031-10-01 | 0 | MW
Build CC 2042_Firm Capacity2032 | Build CC_Firm Capacity2032 | System | Generator | Build CC 2042 | Build CC | Firm Capacity | 1 | 2032-01-01 | 0 | MW
0 | 0 | System | Generator | Build CC 2042 | Build CC | Firm Capacity | 1 | 2032-04-01 | 0 | MW
0 | 0 | System | Generator | Build CC 2042 | Build CC | Firm Capacity | 1 | 2032-07-01 | 0 | MW
0 | 0 | System | Generator | Build CC 2042 | Build CC | Firm Capacity | 1 | 2032-10-01 | 0 | MW
Build CC 2042_Firm Capacity2033 | Build CC_Firm Capacity2033 | System | Generator | Build CC 2042 | Build CC | Firm Capacity | 1 | 2033-01-01 | 0 | MW
0 | 0 | System | Generator | Build CC 2042 | Build CC | Firm Capacity | 1 | 2033-04-01 | 0 | MW
0 | 0 | System | Generator | Build CC 2042 | Build CC | Firm Capacity | 1 | 2033-07-01 | 0 | MW
0 | 0 | System | Generator | Build CC 2042 | Build CC | Firm Capacity | 1 | 2033-10-01 | 0 | MW
Build CC 2042_Firm Capacity2034 | Build CC_Firm Capacity2034 | System | Generator | Build CC 2042 | Build CC | Firm Capacity | 1 | 2034-01-01 | 0 | MW
0 | 0 | System | Generator | Build CC 2042 | Build CC | Firm Capacity | 1 | 2034-04-01 | 0 | MW
0 | 0 | System | Generator | Build CC 2042 | Build CC | Firm Capacity | 1 | 2034-07-01 | 0 | MW
0 | 0 | System | Generator | Build CC 2042 | Build CC | Firm Capacity | 1 | 2034-10-01 | 0 | MW
Build CC 2042_Firm Capacity2035 | Build CC_Firm Capacity2035 | System | Generator | Build CC 2042 | Build CC | Firm Capacity | 1 | 2035-01-01 | 0 | MW
0 | 0 | System | Generator | Build CC 2042 | Build CC | Firm Capacity | 1 | 2035-04-01 | 0 | MW
0 | 0 | System | Generator | Build CC 2042 | Build CC | Firm Capacity | 1 | 2035-07-01 | 0 | MW
0 | 0 | System | Generator | Build CC 2042 | Build CC | Firm Capacity | 1 | 2035-10-01 | 0 | MW
Build CC 2042_Firm Capacity2036 | Build CC_Firm Capacity2036 | System | Generator | Build CC 2042 | Build CC | Firm Capacity | 1 | 2036-01-01 | 0 | MW
0 | 0 | System | Generator | Build CC 2042 | Build CC | Firm Capacity | 1 | 2036-04-01 | 0 | MW
0 | 0 | System | Generator | Build CC 2042 | Build CC | Firm Capacity | 1 | 2036-07-01 | 0 | MW
0 | 0 | System | Generator | Build CC 2042 | Build CC | Firm Capacity | 1 | 2036-10-01 | 0 | MW
Build CC 2042_Firm Capacity2037 | Build CC_Firm Capacity2037 | System | Generator | Build CC 2042 | Build CC | Firm Capacity | 1 | 2037-01-01 | 0 | MW
0 | 0 | System | Generator | Build CC 2042 | Build CC | Firm Capacity | 1 | 2037-04-01 | 0 | MW
0 | 0 | System | Generator | Build CC 2042 | Build CC | Firm Capacity | 1 | 2037-07-01 | 0 | MW
0 | 0 | System | Generator | Build CC 2042 | Build CC | Firm Capacity | 1 | 2037-10-01 | 0 | MW
Build CC 2042_Firm Capacity2038 | Build CC_Firm Capacity2038 | System | Generator | Build CC 2042 | Build CC | Firm Capacity | 1 | 2038-01-01 | 0 | MW
0 | 0 | System | Generator | Build CC 2042 | Build CC | Firm Capacity | 1 | 2038-04-01 | 0 | MW
0 | 0 | System | Generator | Build CC 2042 | Build CC | Firm Capacity | 1 | 2038-07-01 | 0 | MW
0 | 0 | System | Generator | Build CC 2042 | Build CC | Firm Capacity | 1 | 2038-10-01 | 0 | MW
Build CC 2042_Firm Capacity2039 | Build CC_Firm Capacity2039 | System | Generator | Build CC 2042 | Build CC | Firm Capacity | 1 | 2039-01-01 | 0 | MW
0 | 0 | System | Generator | Build CC 2042 | Build CC | Firm Capacity | 1 | 2039-04-01 | 0 | MW
0 | 0 | System | Generator | Build CC 2042 | Build CC | Firm Capacity | 1 | 2039-07-01 | 0 | MW
0 | 0 | System | Generator | Build CC 2042 | Build CC | Firm Capacity | 1 | 2039-10-01 | 0 | MW
Build CC 2042_Firm Capacity2040 | Build CC_Firm Capacity2040 | System | Generator | Build CC 2042 | Build CC | Firm Capacity | 1 | 2040-01-01 | 0 | MW
0 | 0 | System | Generator | Build CC 2042 | Build CC | Firm Capacity | 1 | 2040-04-01 | 0 | MW
0 | 0 | System | Generator | Build CC 2042 | Build CC | Firm Capacity | 1 | 2040-07-01 | 0 | MW
0 | 0 | System | Generator | Build CC 2042 | Build CC | Firm Capacity | 1 | 2040-10-01 | 0 | MW
Build CC 2042_Firm Capacity2041 | Build CC_Firm Capacity2041 | System | Generator | Build CC 2042 | Build CC | Firm Capacity | 1 | 2041-01-01 | 0 | MW
0 | 0 | System | Generator | Build CC 2042 | Build CC | Firm Capacity | 1 | 2041-04-01 | 0 | MW
0 | 0 | System | Generator | Build CC 2042 | Build CC | Firm Capacity | 1 | 2041-07-01 | 0 | MW
0 | 0 | System | Generator | Build CC 2042 | Build CC | Firm Capacity | 1 | 2041-10-01 | 0 | MW
Build CC 2042_Firm Capacity2042 | Build CC_Firm Capacity2042 | System | Generator | Build CC 2042 | Build CC | Firm Capacity | 1 | 2042-01-01 | 0 | MW
0 | 0 | System | Generator | Build CC 2042 | Build CC | Firm Capacity | 1 | 2042-04-01 | 0 | MW
0 | 0 | System | Generator | Build CC 2042 | Build CC | Firm Capacity | 1 | 2042-07-01 | 0 | MW
0 | 0 | System | Generator | Build CC 2042 | Build CC | Firm Capacity | 1 | 2042-10-01 | 0 | MW
Build CC 2042_Firm Capacity2043 | Build CC_Firm Capacity2043 | System | Generator | Build CC 2042 | Build CC | Firm Capacity | 1 | 2043-01-01 | 0 | MW
0 | 0 | System | Generator | Build CC 2042 | Build CC | Firm Capacity | 1 | 2043-04-01 | 0 | MW
0 | 0 | System | Generator | Build CC 2042 | Build CC | Firm Capacity | 1 | 2043-07-01 | 0 | MW
0 | 0 | System | Generator | Build CC 2042 | Build CC | Firm Capacity | 1 | 2043-10-01 | 0 | MW
Build CC 2043_Firm Capacity2024 | Build CC_Firm Capacity2024 | System | Generator | Build CC 2043 | Build CC | Firm Capacity | 1 | 2024-01-01 | 0 | MW
0 | 0 | System | Generator | Build CC 2043 | Build CC | Firm Capacity | 1 | 2024-04-01 | 0 | MW
0 | 0 | System | Generator | Build CC 2043 | Build CC | Firm Capacity | 1 | 2024-07-01 | 0 | MW
0 | 0 | System | Generator | Build CC 2043 | Build CC | Firm Capacity | 1 | 2024-10-01 | 0 | MW
Build CC 2043_Firm Capacity2025 | Build CC_Firm Capacity2025 | System | Generator | Build CC 2043 | Build CC | Firm Capacity | 1 | 2025-01-01 | 0 | MW
0 | 0 | System | Generator | Build CC 2043 | Build CC | Firm Capacity | 1 | 2025-04-01 | 0 | MW
0 | 0 | System | Generator | Build CC 2043 | Build CC | Firm Capacity | 1 | 2025-07-01 | 0 | MW
0 | 0 | System | Generator | Build CC 2043 | Build CC | Firm Capacity | 1 | 2025-10-01 | 0 | MW
Build CC 2043_Firm Capacity2026 | Build CC_Firm Capacity2026 | System | Generator | Build CC 2043 | Build CC | Firm Capacity | 1 | 2026-01-01 | 0 | MW
0 | 0 | System | Generator | Build CC 2043 | Build CC | Firm Capacity | 1 | 2026-04-01 | 0 | MW
0 | 0 | System | Generator | Build CC 2043 | Build CC | Firm Capacity | 1 | 2026-07-01 | 0 | MW
0 | 0 | System | Generator | Build CC 2043 | Build CC | Firm Capacity | 1 | 2026-10-01 | 0 | MW
Build CC 2043_Firm Capacity2027 | Build CC_Firm Capacity2027 | System | Generator | Build CC 2043 | Build CC | Firm Capacity | 1 | 2027-01-01 | 0 | MW
0 | 0 | System | Generator | Build CC 2043 | Build CC | Firm Capacity | 1 | 2027-04-01 | 0 | MW
0 | 0 | System | Generator | Build CC 2043 | Build CC | Firm Capacity | 1 | 2027-07-01 | 0 | MW
0 | 0 | System | Generator | Build CC 2043 | Build CC | Firm Capacity | 1 | 2027-10-01 | 0 | MW
Build CC 2043_Firm Capacity2028 | Build CC_Firm Capacity2028 | System | Generator | Build CC 2043 | Build CC | Firm Capacity | 1 | 2028-01-01 | 0 | MW
0 | 0 | System | Generator | Build CC 2043 | Build CC | Firm Capacity | 1 | 2028-04-01 | 0 | MW
0 | 0 | System | Generator | Build CC 2043 | Build CC | Firm Capacity | 1 | 2028-07-01 | 0 | MW
0 | 0 | System | Generator | Build CC 2043 | Build CC | Firm Capacity | 1 | 2028-10-01 | 0 | MW
Build CC 2043_Firm Capacity2029 | Build CC_Firm Capacity2029 | System | Generator | Build CC 2043 | Build CC | Firm Capacity | 1 | 2029-01-01 | 0 | MW
0 | 0 | System | Generator | Build CC 2043 | Build CC | Firm Capacity | 1 | 2029-04-01 | 0 | MW
0 | 0 | System | Generator | Build CC 2043 | Build CC | Firm Capacity | 1 | 2029-07-01 | 0 | MW
0 | 0 | System | Generator | Build CC 2043 | Build CC | Firm Capacity | 1 | 2029-10-01 | 0 | MW
Build CC 2043_Firm Capacity2030 | Build CC_Firm Capacity2030 | System | Generator | Build CC 2043 | Build CC | Firm Capacity | 1 | 2030-01-01 | 0 | MW
0 | 0 | System | Generator | Build CC 2043 | Build CC | Firm Capacity | 1 | 2030-04-01 | 0 | MW
0 | 0 | System | Generator | Build CC 2043 | Build CC | Firm Capacity | 1 | 2030-07-01 | 0 | MW
0 | 0 | System | Generator | Build CC 2043 | Build CC | Firm Capacity | 1 | 2030-10-01 | 0 | MW
Build CC 2043_Firm Capacity2031 | Build CC_Firm Capacity2031 | System | Generator | Build CC 2043 | Build CC | Firm Capacity | 1 | 2031-01-01 | 0 | MW
0 | 0 | System | Generator | Build CC 2043 | Build CC | Firm Capacity | 1 | 2031-04-01 | 0 | MW
0 | 0 | System | Generator | Build CC 2043 | Build CC | Firm Capacity | 1 | 2031-07-01 | 0 | MW
0 | 0 | System | Generator | Build CC 2043 | Build CC | Firm Capacity | 1 | 2031-10-01 | 0 | MW
Build CC 2043_Firm Capacity2032 | Build CC_Firm Capacity2032 | System | Generator | Build CC 2043 | Build CC | Firm Capacity | 1 | 2032-01-01 | 0 | MW
0 | 0 | System | Generator | Build CC 2043 | Build CC | Firm Capacity | 1 | 2032-04-01 | 0 | MW
0 | 0 | System | Generator | Build CC 2043 | Build CC | Firm Capacity | 1 | 2032-07-01 | 0 | MW
0 | 0 | System | Generator | Build CC 2043 | Build CC | Firm Capacity | 1 | 2032-10-01 | 0 | MW
Build CC 2043_Firm Capacity2033 | Build CC_Firm Capacity2033 | System | Generator | Build CC 2043 | Build CC | Firm Capacity | 1 | 2033-01-01 | 0 | MW
0 | 0 | System | Generator | Build CC 2043 | Build CC | Firm Capacity | 1 | 2033-04-01 | 0 | MW
0 | 0 | System | Generator | Build CC 2043 | Build CC | Firm Capacity | 1 | 2033-07-01 | 0 | MW
0 | 0 | System | Generator | Build CC 2043 | Build CC | Firm Capacity | 1 | 2033-10-01 | 0 | MW
Build CC 2043_Firm Capacity2034 | Build CC_Firm Capacity2034 | System | Generator | Build CC 2043 | Build CC | Firm Capacity | 1 | 2034-01-01 | 0 | MW
0 | 0 | System | Generator | Build CC 2043 | Build CC | Firm Capacity | 1 | 2034-04-01 | 0 | MW
0 | 0 | System | Generator | Build CC 2043 | Build CC | Firm Capacity | 1 | 2034-07-01 | 0 | MW
0 | 0 | System | Generator | Build CC 2043 | Build CC | Firm Capacity | 1 | 2034-10-01 | 0 | MW
Build CC 2043_Firm Capacity2035 | Build CC_Firm Capacity2035 | System | Generator | Build CC 2043 | Build CC | Firm Capacity | 1 | 2035-01-01 | 0 | MW
0 | 0 | System | Generator | Build CC 2043 | Build CC | Firm Capacity | 1 | 2035-04-01 | 0 | MW
0 | 0 | System | Generator | Build CC 2043 | Build CC | Firm Capacity | 1 | 2035-07-01 | 0 | MW
0 | 0 | System | Generator | Build CC 2043 | Build CC | Firm Capacity | 1 | 2035-10-01 | 0 | MW
Build CC 2043_Firm Capacity2036 | Build CC_Firm Capacity2036 | System | Generator | Build CC 2043 | Build CC | Firm Capacity | 1 | 2036-01-01 | 0 | MW
0 | 0 | System | Generator | Build CC 2043 | Build CC | Firm Capacity | 1 | 2036-04-01 | 0 | MW
0 | 0 | System | Generator | Build CC 2043 | Build CC | Firm Capacity | 1 | 2036-07-01 | 0 | MW
0 | 0 | System | Generator | Build CC 2043 | Build CC | Firm Capacity | 1 | 2036-10-01 | 0 | MW
Build CC 2043_Firm Capacity2037 | Build CC_Firm Capacity2037 | System | Generator | Build CC 2043 | Build CC | Firm Capacity | 1 | 2037-01-01 | 0 | MW
0 | 0 | System | Generator | Build CC 2043 | Build CC | Firm Capacity | 1 | 2037-04-01 | 0 | MW
0 | 0 | System | Generator | Build CC 2043 | Build CC | Firm Capacity | 1 | 2037-07-01 | 0 | MW
0 | 0 | System | Generator | Build CC 2043 | Build CC | Firm Capacity | 1 | 2037-10-01 | 0 | MW
Build CC 2043_Firm Capacity2038 | Build CC_Firm Capacity2038 | System | Generator | Build CC 2043 | Build CC | Firm Capacity | 1 | 2038-01-01 | 0 | MW
0 | 0 | System | Generator | Build CC 2043 | Build CC | Firm Capacity | 1 | 2038-04-01 | 0 | MW
0 | 0 | System | Generator | Build CC 2043 | Build CC | Firm Capacity | 1 | 2038-07-01 | 0 | MW
0 | 0 | System | Generator | Build CC 2043 | Build CC | Firm Capacity | 1 | 2038-10-01 | 0 | MW
Build CC 2043_Firm Capacity2039 | Build CC_Firm Capacity2039 | System | Generator | Build CC 2043 | Build CC | Firm Capacity | 1 | 2039-01-01 | 0 | MW
0 | 0 | System | Generator | Build CC 2043 | Build CC | Firm Capacity | 1 | 2039-04-01 | 0 | MW
0 | 0 | System | Generator | Build CC 2043 | Build CC | Firm Capacity | 1 | 2039-07-01 | 0 | MW
0 | 0 | System | Generator | Build CC 2043 | Build CC | Firm Capacity | 1 | 2039-10-01 | 0 | MW
Build CC 2043_Firm Capacity2040 | Build CC_Firm Capacity2040 | System | Generator | Build CC 2043 | Build CC | Firm Capacity | 1 | 2040-01-01 | 0 | MW
0 | 0 | System | Generator | Build CC 2043 | Build CC | Firm Capacity | 1 | 2040-04-01 | 0 | MW
0 | 0 | System | Generator | Build CC 2043 | Build CC | Firm Capacity | 1 | 2040-07-01 | 0 | MW
0 | 0 | System | Generator | Build CC 2043 | Build CC | Firm Capacity | 1 | 2040-10-01 | 0 | MW
Build CC 2043_Firm Capacity2041 | Build CC_Firm Capacity2041 | System | Generator | Build CC 2043 | Build CC | Firm Capacity | 1 | 2041-01-01 | 0 | MW
0 | 0 | System | Generator | Build CC 2043 | Build CC | Firm Capacity | 1 | 2041-04-01 | 0 | MW
0 | 0 | System | Generator | Build CC 2043 | Build CC | Firm Capacity | 1 | 2041-07-01 | 0 | MW
0 | 0 | System | Generator | Build CC 2043 | Build CC | Firm Capacity | 1 | 2041-10-01 | 0 | MW
Build CC 2043_Firm Capacity2042 | Build CC_Firm Capacity2042 | System | Generator | Build CC 2043 | Build CC | Firm Capacity | 1 | 2042-01-01 | 0 | MW
0 | 0 | System | Generator | Build CC 2043 | Build CC | Firm Capacity | 1 | 2042-04-01 | 0 | MW
0 | 0 | System | Generator | Build CC 2043 | Build CC | Firm Capacity | 1 | 2042-07-01 | 0 | MW
0 | 0 | System | Generator | Build CC 2043 | Build CC | Firm Capacity | 1 | 2042-10-01 | 0 | MW
Build CC 2043_Firm Capacity2043 | Build CC_Firm Capacity2043 | System | Generator | Build CC 2043 | Build CC | Firm Capacity | 1 | 2043-01-01 | 0 | MW
0 | 0 | System | Generator | Build CC 2043 | Build CC | Firm Capacity | 1 | 2043-04-01 | 0 | MW
0 | 0 | System | Generator | Build CC 2043 | Build CC | Firm Capacity | 1 | 2043-07-01 | 0 | MW
0 | 0 | System | Generator | Build CC 2043 | Build CC | Firm Capacity | 1 | 2043-10-01 | 0 | MW
Metro Full KS DSM_Firm Capacity2024 | DSM Potential_Firm Capacity2024 | System | Generator | Metro Full KS DSM | DSM Potential | Firm Capacity | 1 | 2024-01-01 | 0 | MW
0 | 0 | System | Generator | Metro Full KS DSM | DSM Potential | Firm Capacity | 1 | 2024-04-01 | 4.643 | MW
0 | 0 | System | Generator | Metro Full KS DSM | DSM Potential | Firm Capacity | 1 | 2024-07-01 | 4.643 | MW
0 | 0 | System | Generator | Metro Full KS DSM | DSM Potential | Firm Capacity | 1 | 2024-10-01 | 3.348 | MW
Metro Full KS DSM_Firm Capacity2025 | DSM Potential_Firm Capacity2025 | System | Generator | Metro Full KS DSM | DSM Potential | Firm Capacity | 1 | 2025-01-01 | 3.348 | MW
0 | 0 | System | Generator | Metro Full KS DSM | DSM Potential | Firm Capacity | 1 | 2025-04-01 | 14.5896 | MW
0 | 0 | System | Generator | Metro Full KS DSM | DSM Potential | Firm Capacity | 1 | 2025-07-01 | 14.5896 | MW
0 | 0 | System | Generator | Metro Full KS DSM | DSM Potential | Firm Capacity | 1 | 2025-10-01 | 10.5188 | MW
Metro Full KS DSM_Firm Capacity2026 | DSM Potential_Firm Capacity2026 | System | Generator | Metro Full KS DSM | DSM Potential | Firm Capacity | 1 | 2026-01-01 | 10.5188 | MW
0 | 0 | System | Generator | Metro Full KS DSM | DSM Potential | Firm Capacity | 1 | 2026-04-01 | 26.6005 | MW
0 | 0 | System | Generator | Metro Full KS DSM | DSM Potential | Firm Capacity | 1 | 2026-07-01 | 26.6005 | MW
0 | 0 | System | Generator | Metro Full KS DSM | DSM Potential | Firm Capacity | 1 | 2026-10-01 | 19.235 | MW
Metro Full KS DSM_Firm Capacity2027 | DSM Potential_Firm Capacity2027 | System | Generator | Metro Full KS DSM | DSM Potential | Firm Capacity | 1 | 2027-01-01 | 19.235 | MW
0 | 0 | System | Generator | Metro Full KS DSM | DSM Potential | Firm Capacity | 1 | 2027-04-01 | 38.7122 | MW
0 | 0 | System | Generator | Metro Full KS DSM | DSM Potential | Firm Capacity | 1 | 2027-07-01 | 38.7122 | MW
0 | 0 | System | Generator | Metro Full KS DSM | DSM Potential | Firm Capacity | 1 | 2027-10-01 | 27.9354 | MW
Metro Full KS DSM_Firm Capacity2028 | DSM Potential_Firm Capacity2028 | System | Generator | Metro Full KS DSM | DSM Potential | Firm Capacity | 1 | 2028-01-01 | 27.9354 | MW
0 | 0 | System | Generator | Metro Full KS DSM | DSM Potential | Firm Capacity | 1 | 2028-04-01 | 50.1634 | MW
0 | 0 | System | Generator | Metro Full KS DSM | DSM Potential | Firm Capacity | 1 | 2028-07-01 | 50.1634 | MW
0 | 0 | System | Generator | Metro Full KS DSM | DSM Potential | Firm Capacity | 1 | 2028-10-01 | 35.7965 | MW
Metro Full KS DSM_Firm Capacity2029 | DSM Potential_Firm Capacity2029 | System | Generator | Metro Full KS DSM | DSM Potential | Firm Capacity | 1 | 2029-01-01 | 35.7965 | MW
0 | 0 | System | Generator | Metro Full KS DSM | DSM Potential | Firm Capacity | 1 | 2029-04-01 | 57.3697 | MW
0 | 0 | System | Generator | Metro Full KS DSM | DSM Potential | Firm Capacity | 1 | 2029-07-01 | 57.3697 | MW
0 | 0 | System | Generator | Metro Full KS DSM | DSM Potential | Firm Capacity | 1 | 2029-10-01 | 40.4236 | MW
Metro Full KS DSM_Firm Capacity2030 | DSM Potential_Firm Capacity2030 | System | Generator | Metro Full KS DSM | DSM Potential | Firm Capacity | 1 | 2030-01-01 | 40.4236 | MW
0 | 0 | System | Generator | Metro Full KS DSM | DSM Potential | Firm Capacity | 1 | 2030-04-01 | 64.6127 | MW
0 | 0 | System | Generator | Metro Full KS DSM | DSM Potential | Firm Capacity | 1 | 2030-07-01 | 64.6127 | MW
0 | 0 | System | Generator | Metro Full KS DSM | DSM Potential | Firm Capacity | 1 | 2030-10-01 | 44.867 | MW
Metro Full KS DSM_Firm Capacity2031 | DSM Potential_Firm Capacity2031 | System | Generator | Metro Full KS DSM | DSM Potential | Firm Capacity | 1 | 2031-01-01 | 44.867 | MW
0 | 0 | System | Generator | Metro Full KS DSM | DSM Potential | Firm Capacity | 1 | 2031-04-01 | 71.5775 | MW
0 | 0 | System | Generator | Metro Full KS DSM | DSM Potential | Firm Capacity | 1 | 2031-07-01 | 71.5775 | MW
0 | 0 | System | Generator | Metro Full KS DSM | DSM Potential | Firm Capacity | 1 | 2031-10-01 | 49.2098 | MW
Metro Full KS DSM_Firm Capacity2032 | DSM Potential_Firm Capacity2032 | System | Generator | Metro Full KS DSM | DSM Potential | Firm Capacity | 1 | 2032-01-01 | 49.2098 | MW
0 | 0 | System | Generator | Metro Full KS DSM | DSM Potential | Firm Capacity | 1 | 2032-04-01 | 78.4749 | MW
0 | 0 | System | Generator | Metro Full KS DSM | DSM Potential | Firm Capacity | 1 | 2032-07-01 | 78.4749 | MW
0 | 0 | System | Generator | Metro Full KS DSM | DSM Potential | Firm Capacity | 1 | 2032-10-01 | 53.6114 | MW
Metro Full KS DSM_Firm Capacity2033 | DSM Potential_Firm Capacity2033 | System | Generator | Metro Full KS DSM | DSM Potential | Firm Capacity | 1 | 2033-01-01 | 53.6114 | MW
0 | 0 | System | Generator | Metro Full KS DSM | DSM Potential | Firm Capacity | 1 | 2033-04-01 | 85.0049 | MW
0 | 0 | System | Generator | Metro Full KS DSM | DSM Potential | Firm Capacity | 1 | 2033-07-01 | 85.0049 | MW
0 | 0 | System | Generator | Metro Full KS DSM | DSM Potential | Firm Capacity | 1 | 2033-10-01 | 57.6286 | MW
Metro Full KS DSM_Firm Capacity2034 | DSM Potential_Firm Capacity2034 | System | Generator | Metro Full KS DSM | DSM Potential | Firm Capacity | 1 | 2034-01-01 | 57.6286 | MW
0 | 0 | System | Generator | Metro Full KS DSM | DSM Potential | Firm Capacity | 1 | 2034-04-01 | 92.9325 | MW
0 | 0 | System | Generator | Metro Full KS DSM | DSM Potential | Firm Capacity | 1 | 2034-07-01 | 92.9325 | MW
0 | 0 | System | Generator | Metro Full KS DSM | DSM Potential | Firm Capacity | 1 | 2034-10-01 | 62.9833 | MW
Metro Full KS DSM_Firm Capacity2035 | DSM Potential_Firm Capacity2035 | System | Generator | Metro Full KS DSM | DSM Potential | Firm Capacity | 1 | 2035-01-01 | 62.9833 | MW
0 | 0 | System | Generator | Metro Full KS DSM | DSM Potential | Firm Capacity | 1 | 2035-04-01 | 99.8311 | MW
0 | 0 | System | Generator | Metro Full KS DSM | DSM Potential | Firm Capacity | 1 | 2035-07-01 | 99.8311 | MW
0 | 0 | System | Generator | Metro Full KS DSM | DSM Potential | Firm Capacity | 1 | 2035-10-01 | 67.7786 | MW
Metro Full KS DSM_Firm Capacity2036 | DSM Potential_Firm Capacity2036 | System | Generator | Metro Full KS DSM | DSM Potential | Firm Capacity | 1 | 2036-01-01 | 67.7786 | MW
0 | 0 | System | Generator | Metro Full KS DSM | DSM Potential | Firm Capacity | 1 | 2036-04-01 | 103.5952 | MW
0 | 0 | System | Generator | Metro Full KS DSM | DSM Potential | Firm Capacity | 1 | 2036-07-01 | 103.5952 | MW
0 | 0 | System | Generator | Metro Full KS DSM | DSM Potential | Firm Capacity | 1 | 2036-10-01 | 70.4269 | MW
Metro Full KS DSM_Firm Capacity2037 | DSM Potential_Firm Capacity2037 | System | Generator | Metro Full KS DSM | DSM Potential | Firm Capacity | 1 | 2037-01-01 | 70.4269 | MW
0 | 0 | System | Generator | Metro Full KS DSM | DSM Potential | Firm Capacity | 1 | 2037-04-01 | 105.2856 | MW
0 | 0 | System | Generator | Metro Full KS DSM | DSM Potential | Firm Capacity | 1 | 2037-07-01 | 105.2856 | MW
0 | 0 | System | Generator | Metro Full KS DSM | DSM Potential | Firm Capacity | 1 | 2037-10-01 | 71.5876 | MW
Metro Full KS DSM_Firm Capacity2038 | DSM Potential_Firm Capacity2038 | System | Generator | Metro Full KS DSM | DSM Potential | Firm Capacity | 1 | 2038-01-01 | 71.5876 | MW
0 | 0 | System | Generator | Metro Full KS DSM | DSM Potential | Firm Capacity | 1 | 2038-04-01 | 106.214 | MW
0 | 0 | System | Generator | Metro Full KS DSM | DSM Potential | Firm Capacity | 1 | 2038-07-01 | 106.214 | MW
0 | 0 | System | Generator | Metro Full KS DSM | DSM Potential | Firm Capacity | 1 | 2038-10-01 | 72.2213 | MW
Metro Full KS DSM_Firm Capacity2039 | DSM Potential_Firm Capacity2039 | System | Generator | Metro Full KS DSM | DSM Potential | Firm Capacity | 1 | 2039-01-01 | 72.2213 | MW
0 | 0 | System | Generator | Metro Full KS DSM | DSM Potential | Firm Capacity | 1 | 2039-04-01 | 110.1745 | MW
0 | 0 | System | Generator | Metro Full KS DSM | DSM Potential | Firm Capacity | 1 | 2039-07-01 | 110.1745 | MW
0 | 0 | System | Generator | Metro Full KS DSM | DSM Potential | Firm Capacity | 1 | 2039-10-01 | 75.1531 | MW
Metro Full KS DSM_Firm Capacity2040 | DSM Potential_Firm Capacity2040 | System | Generator | Metro Full KS DSM | DSM Potential | Firm Capacity | 1 | 2040-01-01 | 75.1531 | MW
0 | 0 | System | Generator | Metro Full KS DSM | DSM Potential | Firm Capacity | 1 | 2040-04-01 | 117.1359 | MW
0 | 0 | System | Generator | Metro Full KS DSM | DSM Potential | Firm Capacity | 1 | 2040-07-01 | 117.1359 | MW
0 | 0 | System | Generator | Metro Full KS DSM | DSM Potential | Firm Capacity | 1 | 2040-10-01 | 80.2062 | MW
Metro Full KS DSM_Firm Capacity2041 | DSM Potential_Firm Capacity2041 | System | Generator | Metro Full KS DSM | DSM Potential | Firm Capacity | 1 | 2041-01-01 | 80.2062 | MW
0 | 0 | System | Generator | Metro Full KS DSM | DSM Potential | Firm Capacity | 1 | 2041-04-01 | 124.7078 | MW
0 | 0 | System | Generator | Metro Full KS DSM | DSM Potential | Firm Capacity | 1 | 2041-07-01 | 124.7078 | MW
0 | 0 | System | Generator | Metro Full KS DSM | DSM Potential | Firm Capacity | 1 | 2041-10-01 | 85.1813 | MW
Metro Full KS DSM_Firm Capacity2042 | DSM Potential_Firm Capacity2042 | System | Generator | Metro Full KS DSM | DSM Potential | Firm Capacity | 1 | 2042-01-01 | 85.1813 | MW
0 | 0 | System | Generator | Metro Full KS DSM | DSM Potential | Firm Capacity | 1 | 2042-04-01 | 131.6943 | MW
0 | 0 | System | Generator | Metro Full KS DSM | DSM Potential | Firm Capacity | 1 | 2042-07-01 | 131.6943 | MW
0 | 0 | System | Generator | Metro Full KS DSM | DSM Potential | Firm Capacity | 1 | 2042-10-01 | 90.1711 | MW
Metro Full KS DSM_Firm Capacity2043 | DSM Potential_Firm Capacity2043 | System | Generator | Metro Full KS DSM | DSM Potential | Firm Capacity | 1 | 2043-01-01 | 90.1711 | MW
0 | 0 | System | Generator | Metro Full KS DSM | DSM Potential | Firm Capacity | 1 | 2043-04-01 | 137.3621 | MW
0 | 0 | System | Generator | Metro Full KS DSM | DSM Potential | Firm Capacity | 1 | 2043-07-01 | 137.3621 | MW
0 | 0 | System | Generator | Metro Full KS DSM | DSM Potential | Firm Capacity | 1 | 2043-10-01 | 94.1649 | MW
Metro Full KS DSM DRDSR_Firm Capacity2024 | DSM Potential_Firm Capacity2024 | System | Generator | Metro Full KS DSM DRDSR | DSM Potential | Firm Capacity | 1 | 2024-01-01 | 0 | MW
0 | 0 | System | Generator | Metro Full KS DSM DRDSR | DSM Potential | Firm Capacity | 1 | 2024-04-01 | 0 | MW
0 | 0 | System | Generator | Metro Full KS DSM DRDSR | DSM Potential | Firm Capacity | 1 | 2024-07-01 | 0 | MW
0 | 0 | System | Generator | Metro Full KS DSM DRDSR | DSM Potential | Firm Capacity | 1 | 2024-10-01 | 0 | MW
Metro Full KS DSM DRDSR_Firm Capacity2025 | DSM Potential_Firm Capacity2025 | System | Generator | Metro Full KS DSM DRDSR | DSM Potential | Firm Capacity | 1 | 2025-01-01 | 0 | MW
0 | 0 | System | Generator | Metro Full KS DSM DRDSR | DSM Potential | Firm Capacity | 1 | 2025-04-01 | 16.8458 | MW
0 | 0 | System | Generator | Metro Full KS DSM DRDSR | DSM Potential | Firm Capacity | 1 | 2025-07-01 | 16.8458 | MW
0 | 0 | System | Generator | Metro Full KS DSM DRDSR | DSM Potential | Firm Capacity | 1 | 2025-10-01 | 11.6014 | MW
Metro Full KS DSM DRDSR_Firm Capacity2026 | DSM Potential_Firm Capacity2026 | System | Generator | Metro Full KS DSM DRDSR | DSM Potential | Firm Capacity | 1 | 2026-01-01 | 11.6014 | MW
0 | 0 | System | Generator | Metro Full KS DSM DRDSR | DSM Potential | Firm Capacity | 1 | 2026-04-01 | 22.5171 | MW
0 | 0 | System | Generator | Metro Full KS DSM DRDSR | DSM Potential | Firm Capacity | 1 | 2026-07-01 | 22.5171 | MW
0 | 0 | System | Generator | Metro Full KS DSM DRDSR | DSM Potential | Firm Capacity | 1 | 2026-10-01 | 15.3639 | MW
Metro Full KS DSM DRDSR_Firm Capacity2027 | DSM Potential_Firm Capacity2027 | System | Generator | Metro Full KS DSM DRDSR | DSM Potential | Firm Capacity | 1 | 2027-01-01 | 15.3639 | MW
0 | 0 | System | Generator | Metro Full KS DSM DRDSR | DSM Potential | Firm Capacity | 1 | 2027-04-01 | 34.0958 | MW
0 | 0 | System | Generator | Metro Full KS DSM DRDSR | DSM Potential | Firm Capacity | 1 | 2027-07-01 | 34.0958 | MW
0 | 0 | System | Generator | Metro Full KS DSM DRDSR | DSM Potential | Firm Capacity | 1 | 2027-10-01 | 23.2531 | MW
Metro Full KS DSM DRDSR_Firm Capacity2028 | DSM Potential_Firm Capacity2028 | System | Generator | Metro Full KS DSM DRDSR | DSM Potential | Firm Capacity | 1 | 2028-01-01 | 23.2531 | MW
0 | 0 | System | Generator | Metro Full KS DSM DRDSR | DSM Potential | Firm Capacity | 1 | 2028-04-01 | 50.9645 | MW
0 | 0 | System | Generator | Metro Full KS DSM DRDSR | DSM Potential | Firm Capacity | 1 | 2028-07-01 | 50.9645 | MW
0 | 0 | System | Generator | Metro Full KS DSM DRDSR | DSM Potential | Firm Capacity | 1 | 2028-10-01 | 34.6372 | MW
Metro Full KS DSM DRDSR_Firm Capacity2029 | DSM Potential_Firm Capacity2029 | System | Generator | Metro Full KS DSM DRDSR | DSM Potential | Firm Capacity | 1 | 2029-01-01 | 34.6372 | MW
0 | 0 | System | Generator | Metro Full KS DSM DRDSR | DSM Potential | Firm Capacity | 1 | 2029-04-01 | 53.1129 | MW
0 | 0 | System | Generator | Metro Full KS DSM DRDSR | DSM Potential | Firm Capacity | 1 | 2029-07-01 | 53.1129 | MW
0 | 0 | System | Generator | Metro Full KS DSM DRDSR | DSM Potential | Firm Capacity | 1 | 2029-10-01 | 36.1918 | MW
Metro Full KS DSM DRDSR_Firm Capacity2030 | DSM Potential_Firm Capacity2030 | System | Generator | Metro Full KS DSM DRDSR | DSM Potential | Firm Capacity | 1 | 2030-01-01 | 36.1918 | MW
0 | 0 | System | Generator | Metro Full KS DSM DRDSR | DSM Potential | Firm Capacity | 1 | 2030-04-01 | 65.0135 | MW
0 | 0 | System | Generator | Metro Full KS DSM DRDSR | DSM Potential | Firm Capacity | 1 | 2030-07-01 | 65.0135 | MW
0 | 0 | System | Generator | Metro Full KS DSM DRDSR | DSM Potential | Firm Capacity | 1 | 2030-10-01 | 44.3299 | MW
Metro Full KS DSM DRDSR_Firm Capacity2031 | DSM Potential_Firm Capacity2031 | System | Generator | Metro Full KS DSM DRDSR | DSM Potential | Firm Capacity | 1 | 2031-01-01 | 44.3299 | MW
0 | 0 | System | Generator | Metro Full KS DSM DRDSR | DSM Potential | Firm Capacity | 1 | 2031-04-01 | 73.5631 | MW
0 | 0 | System | Generator | Metro Full KS DSM DRDSR | DSM Potential | Firm Capacity | 1 | 2031-07-01 | 73.5631 | MW
0 | 0 | System | Generator | Metro Full KS DSM DRDSR | DSM Potential | Firm Capacity | 1 | 2031-10-01 | 50.2664 | MW
Metro Full KS DSM DRDSR_Firm Capacity2032 | DSM Potential_Firm Capacity2032 | System | Generator | Metro Full KS DSM DRDSR | DSM Potential | Firm Capacity | 1 | 2032-01-01 | 50.2664 | MW
0 | 0 | System | Generator | Metro Full KS DSM DRDSR | DSM Potential | Firm Capacity | 1 | 2032-04-01 | 73.713 | MW
0 | 0 | System | Generator | Metro Full KS DSM DRDSR | DSM Potential | Firm Capacity | 1 | 2032-07-01 | 73.713 | MW
0 | 0 | System | Generator | Metro Full KS DSM DRDSR | DSM Potential | Firm Capacity | 1 | 2032-10-01 | 50.4725 | MW
Metro Full KS DSM DRDSR_Firm Capacity2033 | DSM Potential_Firm Capacity2033 | System | Generator | Metro Full KS DSM DRDSR | DSM Potential | Firm Capacity | 1 | 2033-01-01 | 50.4725 | MW
0 | 0 | System | Generator | Metro Full KS DSM DRDSR | DSM Potential | Firm Capacity | 1 | 2033-04-01 | 73.8088 | MW
0 | 0 | System | Generator | Metro Full KS DSM DRDSR | DSM Potential | Firm Capacity | 1 | 2033-07-01 | 73.8088 | MW
0 | 0 | System | Generator | Metro Full KS DSM DRDSR | DSM Potential | Firm Capacity | 1 | 2033-10-01 | 50.7409 | MW
Metro Full KS DSM DRDSR_Firm Capacity2034 | DSM Potential_Firm Capacity2034 | System | Generator | Metro Full KS DSM DRDSR | DSM Potential | Firm Capacity | 1 | 2034-01-01 | 50.7409 | MW
0 | 0 | System | Generator | Metro Full KS DSM DRDSR | DSM Potential | Firm Capacity | 1 | 2034-04-01 | 73.8397 | MW
0 | 0 | System | Generator | Metro Full KS DSM DRDSR | DSM Potential | Firm Capacity | 1 | 2034-07-01 | 73.8397 | MW
0 | 0 | System | Generator | Metro Full KS DSM DRDSR | DSM Potential | Firm Capacity | 1 | 2034-10-01 | 50.8672 | MW
Metro Full KS DSM DRDSR_Firm Capacity2035 | DSM Potential_Firm Capacity2035 | System | Generator | Metro Full KS DSM DRDSR | DSM Potential | Firm Capacity | 1 | 2035-01-01 | 50.8672 | MW
0 | 0 | System | Generator | Metro Full KS DSM DRDSR | DSM Potential | Firm Capacity | 1 | 2035-04-01 | 73.8469 | MW
0 | 0 | System | Generator | Metro Full KS DSM DRDSR | DSM Potential | Firm Capacity | 1 | 2035-07-01 | 73.8469 | MW
0 | 0 | System | Generator | Metro Full KS DSM DRDSR | DSM Potential | Firm Capacity | 1 | 2035-10-01 | 50.9431 | MW
Metro Full KS DSM DRDSR_Firm Capacity2036 | DSM Potential_Firm Capacity2036 | System | Generator | Metro Full KS DSM DRDSR | DSM Potential | Firm Capacity | 1 | 2036-01-01 | 50.9431 | MW
0 | 0 | System | Generator | Metro Full KS DSM DRDSR | DSM Potential | Firm Capacity | 1 | 2036-04-01 | 73.7999 | MW
0 | 0 | System | Generator | Metro Full KS DSM DRDSR | DSM Potential | Firm Capacity | 1 | 2036-07-01 | 73.7999 | MW
0 | 0 | System | Generator | Metro Full KS DSM DRDSR | DSM Potential | Firm Capacity | 1 | 2036-10-01 | 51.0112 | MW
Metro Full KS DSM DRDSR_Firm Capacity2037 | DSM Potential_Firm Capacity2037 | System | Generator | Metro Full KS DSM DRDSR | DSM Potential | Firm Capacity | 1 | 2037-01-01 | 51.0112 | MW
0 | 0 | System | Generator | Metro Full KS DSM DRDSR | DSM Potential | Firm Capacity | 1 | 2037-04-01 | 73.7448 | MW
0 | 0 | System | Generator | Metro Full KS DSM DRDSR | DSM Potential | Firm Capacity | 1 | 2037-07-01 | 73.7448 | MW
0 | 0 | System | Generator | Metro Full KS DSM DRDSR | DSM Potential | Firm Capacity | 1 | 2037-10-01 | 51.0794 | MW
Metro Full KS DSM DRDSR_Firm Capacity2038 | DSM Potential_Firm Capacity2038 | System | Generator | Metro Full KS DSM DRDSR | DSM Potential | Firm Capacity | 1 | 2038-01-01 | 51.0794 | MW
0 | 0 | System | Generator | Metro Full KS DSM DRDSR | DSM Potential | Firm Capacity | 1 | 2038-04-01 | 73.7039 | MW
0 | 0 | System | Generator | Metro Full KS DSM DRDSR | DSM Potential | Firm Capacity | 1 | 2038-07-01 | 73.7039 | MW
0 | 0 | System | Generator | Metro Full KS DSM DRDSR | DSM Potential | Firm Capacity | 1 | 2038-10-01 | 51.1706 | MW
Metro Full KS DSM DRDSR_Firm Capacity2039 | DSM Potential_Firm Capacity2039 | System | Generator | Metro Full KS DSM DRDSR | DSM Potential | Firm Capacity | 1 | 2039-01-01 | 51.1706 | MW
0 | 0 | System | Generator | Metro Full KS DSM DRDSR | DSM Potential | Firm Capacity | 1 | 2039-04-01 | 73.6451 | MW
0 | 0 | System | Generator | Metro Full KS DSM DRDSR | DSM Potential | Firm Capacity | 1 | 2039-07-01 | 73.6451 | MW
0 | 0 | System | Generator | Metro Full KS DSM DRDSR | DSM Potential | Firm Capacity | 1 | 2039-10-01 | 51.1944 | MW
Metro Full KS DSM DRDSR_Firm Capacity2040 | DSM Potential_Firm Capacity2040 | System | Generator | Metro Full KS DSM DRDSR | DSM Potential | Firm Capacity | 1 | 2040-01-01 | 51.1944 | MW
0 | 0 | System | Generator | Metro Full KS DSM DRDSR | DSM Potential | Firm Capacity | 1 | 2040-04-01 | 73.7249 | MW
0 | 0 | System | Generator | Metro Full KS DSM DRDSR | DSM Potential | Firm Capacity | 1 | 2040-07-01 | 73.7249 | MW
0 | 0 | System | Generator | Metro Full KS DSM DRDSR | DSM Potential | Firm Capacity | 1 | 2040-10-01 | 51.3701 | MW
Metro Full KS DSM DRDSR_Firm Capacity2041 | DSM Potential_Firm Capacity2041 | System | Generator | Metro Full KS DSM DRDSR | DSM Potential | Firm Capacity | 1 | 2041-01-01 | 51.3701 | MW
0 | 0 | System | Generator | Metro Full KS DSM DRDSR | DSM Potential | Firm Capacity | 1 | 2041-04-01 | 73.742 | MW
0 | 0 | System | Generator | Metro Full KS DSM DRDSR | DSM Potential | Firm Capacity | 1 | 2041-07-01 | 73.742 | MW
0 | 0 | System | Generator | Metro Full KS DSM DRDSR | DSM Potential | Firm Capacity | 1 | 2041-10-01 | 51.5044 | MW
Metro Full KS DSM DRDSR_Firm Capacity2042 | DSM Potential_Firm Capacity2042 | System | Generator | Metro Full KS DSM DRDSR | DSM Potential | Firm Capacity | 1 | 2042-01-01 | 51.5044 | MW
0 | 0 | System | Generator | Metro Full KS DSM DRDSR | DSM Potential | Firm Capacity | 1 | 2042-04-01 | 73.7569 | MW
0 | 0 | System | Generator | Metro Full KS DSM DRDSR | DSM Potential | Firm Capacity | 1 | 2042-07-01 | 73.7569 | MW
0 | 0 | System | Generator | Metro Full KS DSM DRDSR | DSM Potential | Firm Capacity | 1 | 2042-10-01 | 51.5557 | MW
Metro Full KS DSM DRDSR_Firm Capacity2043 | DSM Potential_Firm Capacity2043 | System | Generator | Metro Full KS DSM DRDSR | DSM Potential | Firm Capacity | 1 | 2043-01-01 | 51.5557 | MW
0 | 0 | System | Generator | Metro Full KS DSM DRDSR | DSM Potential | Firm Capacity | 1 | 2043-04-01 | 73.7801 | MW
0 | 0 | System | Generator | Metro Full KS DSM DRDSR | DSM Potential | Firm Capacity | 1 | 2043-07-01 | 73.7801 | MW
0 | 0 | System | Generator | Metro Full KS DSM DRDSR | DSM Potential | Firm Capacity | 1 | 2043-10-01 | 51.6642 | MW
Metro MEEIA_Firm Capacity2024 | DSM Potential_Firm Capacity2024 | System | Generator | Metro MEEIA | DSM Potential | Firm Capacity | 1 | 2024-01-01 | 0 | MW
0 | 0 | System | Generator | Metro MEEIA | DSM Potential | Firm Capacity | 1 | 2024-04-01 | 0 | MW
0 | 0 | System | Generator | Metro MEEIA | DSM Potential | Firm Capacity | 1 | 2024-07-01 | 0 | MW
0 | 0 | System | Generator | Metro MEEIA | DSM Potential | Firm Capacity | 1 | 2024-10-01 | 0 | MW
Metro MEEIA_Firm Capacity2025 | DSM Potential_Firm Capacity2025 | System | Generator | Metro MEEIA | DSM Potential | Firm Capacity | 1 | 2025-01-01 | 0 | MW
0 | 0 | System | Generator | Metro MEEIA | DSM Potential | Firm Capacity | 1 | 2025-04-01 | 9.7523 | MW
0 | 0 | System | Generator | Metro MEEIA | DSM Potential | Firm Capacity | 1 | 2025-07-01 | 9.7523 | MW
0 | 0 | System | Generator | Metro MEEIA | DSM Potential | Firm Capacity | 1 | 2025-10-01 | 6.9525 | MW
Metro MEEIA_Firm Capacity2026 | DSM Potential_Firm Capacity2026 | System | Generator | Metro MEEIA | DSM Potential | Firm Capacity | 1 | 2026-01-01 | 6.9525 | MW
0 | 0 | System | Generator | Metro MEEIA | DSM Potential | Firm Capacity | 1 | 2026-04-01 | 21.2036 | MW
0 | 0 | System | Generator | Metro MEEIA | DSM Potential | Firm Capacity | 1 | 2026-07-01 | 21.2036 | MW
0 | 0 | System | Generator | Metro MEEIA | DSM Potential | Firm Capacity | 1 | 2026-10-01 | 15.1109 | MW
Metro MEEIA_Firm Capacity2027 | DSM Potential_Firm Capacity2027 | System | Generator | Metro MEEIA | DSM Potential | Firm Capacity | 1 | 2027-01-01 | 15.1109 | MW
0 | 0 | System | Generator | Metro MEEIA | DSM Potential | Firm Capacity | 1 | 2027-04-01 | 32.9068 | MW
0 | 0 | System | Generator | Metro MEEIA | DSM Potential | Firm Capacity | 1 | 2027-07-01 | 32.9068 | MW
0 | 0 | System | Generator | Metro MEEIA | DSM Potential | Firm Capacity | 1 | 2027-10-01 | 23.4969 | MW
Metro MEEIA_Firm Capacity2028 | DSM Potential_Firm Capacity2028 | System | Generator | Metro MEEIA | DSM Potential | Firm Capacity | 1 | 2028-01-01 | 23.4969 | MW
0 | 0 | System | Generator | Metro MEEIA | DSM Potential | Firm Capacity | 1 | 2028-04-01 | 44.7851 | MW
0 | 0 | System | Generator | Metro MEEIA | DSM Potential | Firm Capacity | 1 | 2028-07-01 | 44.7851 | MW
0 | 0 | System | Generator | Metro MEEIA | DSM Potential | Firm Capacity | 1 | 2028-10-01 | 31.8889 | MW
Metro MEEIA_Firm Capacity2029 | DSM Potential_Firm Capacity2029 | System | Generator | Metro MEEIA | DSM Potential | Firm Capacity | 1 | 2029-01-01 | 31.8889 | MW
0 | 0 | System | Generator | Metro MEEIA | DSM Potential | Firm Capacity | 1 | 2029-04-01 | 44.5442 | MW
0 | 0 | System | Generator | Metro MEEIA | DSM Potential | Firm Capacity | 1 | 2029-07-01 | 44.5442 | MW
0 | 0 | System | Generator | Metro MEEIA | DSM Potential | Firm Capacity | 1 | 2029-10-01 | 31.3832 | MW
Metro MEEIA_Firm Capacity2030 | DSM Potential_Firm Capacity2030 | System | Generator | Metro MEEIA | DSM Potential | Firm Capacity | 1 | 2030-01-01 | 31.3832 | MW
0 | 0 | System | Generator | Metro MEEIA | DSM Potential | Firm Capacity | 1 | 2030-04-01 | 44.2561 | MW
0 | 0 | System | Generator | Metro MEEIA | DSM Potential | Firm Capacity | 1 | 2030-07-01 | 44.2561 | MW
0 | 0 | System | Generator | Metro MEEIA | DSM Potential | Firm Capacity | 1 | 2030-10-01 | 30.7917 | MW
Metro MEEIA_Firm Capacity2031 | DSM Potential_Firm Capacity2031 | System | Generator | Metro MEEIA | DSM Potential | Firm Capacity | 1 | 2031-01-01 | 30.7917 | MW
0 | 0 | System | Generator | Metro MEEIA | DSM Potential | Firm Capacity | 1 | 2031-04-01 | 41.8909 | MW
0 | 0 | System | Generator | Metro MEEIA | DSM Potential | Firm Capacity | 1 | 2031-07-01 | 41.8909 | MW
0 | 0 | System | Generator | Metro MEEIA | DSM Potential | Firm Capacity | 1 | 2031-10-01 | 28.7547 | MW
Metro MEEIA_Firm Capacity2032 | DSM Potential_Firm Capacity2032 | System | Generator | Metro MEEIA | DSM Potential | Firm Capacity | 1 | 2032-01-01 | 28.7547 | MW
0 | 0 | System | Generator | Metro MEEIA | DSM Potential | Firm Capacity | 1 | 2032-04-01 | 39.2667 | MW
0 | 0 | System | Generator | Metro MEEIA | DSM Potential | Firm Capacity | 1 | 2032-07-01 | 39.2667 | MW
0 | 0 | System | Generator | Metro MEEIA | DSM Potential | Firm Capacity | 1 | 2032-10-01 | 26.7071 | MW
Metro MEEIA_Firm Capacity2033 | DSM Potential_Firm Capacity2033 | System | Generator | Metro MEEIA | DSM Potential | Firm Capacity | 1 | 2033-01-01 | 26.7071 | MW
0 | 0 | System | Generator | Metro MEEIA | DSM Potential | Firm Capacity | 1 | 2033-04-01 | 36.6082 | MW
0 | 0 | System | Generator | Metro MEEIA | DSM Potential | Firm Capacity | 1 | 2033-07-01 | 36.6082 | MW
0 | 0 | System | Generator | Metro MEEIA | DSM Potential | Firm Capacity | 1 | 2033-10-01 | 24.7614 | MW
Metro MEEIA_Firm Capacity2034 | DSM Potential_Firm Capacity2034 | System | Generator | Metro MEEIA | DSM Potential | Firm Capacity | 1 | 2034-01-01 | 24.7614 | MW
0 | 0 | System | Generator | Metro MEEIA | DSM Potential | Firm Capacity | 1 | 2034-04-01 | 33.8475 | MW
0 | 0 | System | Generator | Metro MEEIA | DSM Potential | Firm Capacity | 1 | 2034-07-01 | 33.8475 | MW
0 | 0 | System | Generator | Metro MEEIA | DSM Potential | Firm Capacity | 1 | 2034-10-01 | 22.733 | MW
Metro MEEIA_Firm Capacity2035 | DSM Potential_Firm Capacity2035 | System | Generator | Metro MEEIA | DSM Potential | Firm Capacity | 1 | 2035-01-01 | 22.733 | MW
0 | 0 | System | Generator | Metro MEEIA | DSM Potential | Firm Capacity | 1 | 2035-04-01 | 33.4899 | MW
0 | 0 | System | Generator | Metro MEEIA | DSM Potential | Firm Capacity | 1 | 2035-07-01 | 33.4899 | MW
0 | 0 | System | Generator | Metro MEEIA | DSM Potential | Firm Capacity | 1 | 2035-10-01 | 22.4925 | MW
Metro MEEIA_Firm Capacity2036 | DSM Potential_Firm Capacity2036 | System | Generator | Metro MEEIA | DSM Potential | Firm Capacity | 1 | 2036-01-01 | 22.4925 | MW
0 | 0 | System | Generator | Metro MEEIA | DSM Potential | Firm Capacity | 1 | 2036-04-01 | 32.6353 | MW
0 | 0 | System | Generator | Metro MEEIA | DSM Potential | Firm Capacity | 1 | 2036-07-01 | 32.6353 | MW
0 | 0 | System | Generator | Metro MEEIA | DSM Potential | Firm Capacity | 1 | 2036-10-01 | 21.9612 | MW
Metro MEEIA_Firm Capacity2037 | DSM Potential_Firm Capacity2037 | System | Generator | Metro MEEIA | DSM Potential | Firm Capacity | 1 | 2037-01-01 | 21.9612 | MW
0 | 0 | System | Generator | Metro MEEIA | DSM Potential | Firm Capacity | 1 | 2037-04-01 | 30.7447 | MW
0 | 0 | System | Generator | Metro MEEIA | DSM Potential | Firm Capacity | 1 | 2037-07-01 | 30.7447 | MW
0 | 0 | System | Generator | Metro MEEIA | DSM Potential | Firm Capacity | 1 | 2037-10-01 | 20.7183 | MW
Metro MEEIA_Firm Capacity2038 | DSM Potential_Firm Capacity2038 | System | Generator | Metro MEEIA | DSM Potential | Firm Capacity | 1 | 2038-01-01 | 20.7183 | MW
0 | 0 | System | Generator | Metro MEEIA | DSM Potential | Firm Capacity | 1 | 2038-04-01 | 28.3192 | MW
0 | 0 | System | Generator | Metro MEEIA | DSM Potential | Firm Capacity | 1 | 2038-07-01 | 28.3192 | MW
0 | 0 | System | Generator | Metro MEEIA | DSM Potential | Firm Capacity | 1 | 2038-10-01 | 19.0969 | MW
Metro MEEIA_Firm Capacity2039 | DSM Potential_Firm Capacity2039 | System | Generator | Metro MEEIA | DSM Potential | Firm Capacity | 1 | 2039-01-01 | 19.0969 | MW
0 | 0 | System | Generator | Metro MEEIA | DSM Potential | Firm Capacity | 1 | 2039-04-01 | 25.8322 | MW
0 | 0 | System | Generator | Metro MEEIA | DSM Potential | Firm Capacity | 1 | 2039-07-01 | 25.8322 | MW
0 | 0 | System | Generator | Metro MEEIA | DSM Potential | Firm Capacity | 1 | 2039-10-01 | 17.4296 | MW
Metro MEEIA_Firm Capacity2040 | DSM Potential_Firm Capacity2040 | System | Generator | Metro MEEIA | DSM Potential | Firm Capacity | 1 | 2040-01-01 | 17.4296 | MW
0 | 0 | System | Generator | Metro MEEIA | DSM Potential | Firm Capacity | 1 | 2040-04-01 | 20.2702 | MW
0 | 0 | System | Generator | Metro MEEIA | DSM Potential | Firm Capacity | 1 | 2040-07-01 | 20.2702 | MW
0 | 0 | System | Generator | Metro MEEIA | DSM Potential | Firm Capacity | 1 | 2040-10-01 | 13.7416 | MW
Metro MEEIA_Firm Capacity2041 | DSM Potential_Firm Capacity2041 | System | Generator | Metro MEEIA | DSM Potential | Firm Capacity | 1 | 2041-01-01 | 13.7416 | MW
0 | 0 | System | Generator | Metro MEEIA | DSM Potential | Firm Capacity | 1 | 2041-04-01 | 15.0814 | MW
0 | 0 | System | Generator | Metro MEEIA | DSM Potential | Firm Capacity | 1 | 2041-07-01 | 15.0814 | MW
0 | 0 | System | Generator | Metro MEEIA | DSM Potential | Firm Capacity | 1 | 2041-10-01 | 10.2837 | MW
Metro MEEIA_Firm Capacity2042 | DSM Potential_Firm Capacity2042 | System | Generator | Metro MEEIA | DSM Potential | Firm Capacity | 1 | 2042-01-01 | 10.2837 | MW
0 | 0 | System | Generator | Metro MEEIA | DSM Potential | Firm Capacity | 1 | 2042-04-01 | 10.2333 | MW
0 | 0 | System | Generator | Metro MEEIA | DSM Potential | Firm Capacity | 1 | 2042-07-01 | 10.2333 | MW
0 | 0 | System | Generator | Metro MEEIA | DSM Potential | Firm Capacity | 1 | 2042-10-01 | 6.9719 | MW
Metro MEEIA_Firm Capacity2043 | DSM Potential_Firm Capacity2043 | System | Generator | Metro MEEIA | DSM Potential | Firm Capacity | 1 | 2043-01-01 | 6.9719 | MW
0 | 0 | System | Generator | Metro MEEIA | DSM Potential | Firm Capacity | 1 | 2043-04-01 | 4.757 | MW
0 | 0 | System | Generator | Metro MEEIA | DSM Potential | Firm Capacity | 1 | 2043-07-01 | 4.757 | MW
0 | 0 | System | Generator | Metro MEEIA | DSM Potential | Firm Capacity | 1 | 2043-10-01 | 3.2539 | MW
Metro MEEIA DRDSR_Firm Capacity2024 | DSM Potential_Firm Capacity2024 | System | Generator | Metro MEEIA DRDSR | DSM Potential | Firm Capacity | 1 | 2024-01-01 | 0 | MW
0 | 0 | System | Generator | Metro MEEIA DRDSR | DSM Potential | Firm Capacity | 1 | 2024-04-01 | 0 | MW
0 | 0 | System | Generator | Metro MEEIA DRDSR | DSM Potential | Firm Capacity | 1 | 2024-07-01 | 0 | MW
0 | 0 | System | Generator | Metro MEEIA DRDSR | DSM Potential | Firm Capacity | 1 | 2024-10-01 | 0 | MW
Metro MEEIA DRDSR_Firm Capacity2025 | DSM Potential_Firm Capacity2025 | System | Generator | Metro MEEIA DRDSR | DSM Potential | Firm Capacity | 1 | 2025-01-01 | 0 | MW
0 | 0 | System | Generator | Metro MEEIA DRDSR | DSM Potential | Firm Capacity | 1 | 2025-04-01 | 41 | MW
0 | 0 | System | Generator | Metro MEEIA DRDSR | DSM Potential | Firm Capacity | 1 | 2025-07-01 | 41 | MW
0 | 0 | System | Generator | Metro MEEIA DRDSR | DSM Potential | Firm Capacity | 1 | 2025-10-01 | 28.5665 | MW
Metro MEEIA DRDSR_Firm Capacity2026 | DSM Potential_Firm Capacity2026 | System | Generator | Metro MEEIA DRDSR | DSM Potential | Firm Capacity | 1 | 2026-01-01 | 28.5665 | MW
0 | 0 | System | Generator | Metro MEEIA DRDSR | DSM Potential | Firm Capacity | 1 | 2026-04-01 | 97.3861 | MW
0 | 0 | System | Generator | Metro MEEIA DRDSR | DSM Potential | Firm Capacity | 1 | 2026-07-01 | 97.3861 | MW
0 | 0 | System | Generator | Metro MEEIA DRDSR | DSM Potential | Firm Capacity | 1 | 2026-10-01 | 67.3575 | MW
Metro MEEIA DRDSR_Firm Capacity2027 | DSM Potential_Firm Capacity2027 | System | Generator | Metro MEEIA DRDSR | DSM Potential | Firm Capacity | 1 | 2027-01-01 | 67.3575 | MW
0 | 0 | System | Generator | Metro MEEIA DRDSR | DSM Potential | Firm Capacity | 1 | 2027-04-01 | 108.4213 | MW
0 | 0 | System | Generator | Metro MEEIA DRDSR | DSM Potential | Firm Capacity | 1 | 2027-07-01 | 108.4213 | MW
0 | 0 | System | Generator | Metro MEEIA DRDSR | DSM Potential | Firm Capacity | 1 | 2027-10-01 | 75.1876 | MW
Metro MEEIA DRDSR_Firm Capacity2028 | DSM Potential_Firm Capacity2028 | System | Generator | Metro MEEIA DRDSR | DSM Potential | Firm Capacity | 1 | 2028-01-01 | 75.1876 | MW
0 | 0 | System | Generator | Metro MEEIA DRDSR | DSM Potential | Firm Capacity | 1 | 2028-04-01 | 108.5046 | MW
0 | 0 | System | Generator | Metro MEEIA DRDSR | DSM Potential | Firm Capacity | 1 | 2028-07-01 | 108.5046 | MW
0 | 0 | System | Generator | Metro MEEIA DRDSR | DSM Potential | Firm Capacity | 1 | 2028-10-01 | 75.2153 | MW
Metro MEEIA DRDSR_Firm Capacity2029 | DSM Potential_Firm Capacity2029 | System | Generator | Metro MEEIA DRDSR | DSM Potential | Firm Capacity | 1 | 2029-01-01 | 75.2153 | MW
0 | 0 | System | Generator | Metro MEEIA DRDSR | DSM Potential | Firm Capacity | 1 | 2029-04-01 | 0 | MW
0 | 0 | System | Generator | Metro MEEIA DRDSR | DSM Potential | Firm Capacity | 1 | 2029-07-01 | 0 | MW
0 | 0 | System | Generator | Metro MEEIA DRDSR | DSM Potential | Firm Capacity | 1 | 2029-10-01 | 0 | MW
Metro MEEIA DRDSR_Firm Capacity2030 | DSM Potential_Firm Capacity2030 | System | Generator | Metro MEEIA DRDSR | DSM Potential | Firm Capacity | 1 | 2030-01-01 | 0 | MW
0 | 0 | System | Generator | Metro MEEIA DRDSR | DSM Potential | Firm Capacity | 1 | 2030-04-01 | 0 | MW
0 | 0 | System | Generator | Metro MEEIA DRDSR | DSM Potential | Firm Capacity | 1 | 2030-07-01 | 0 | MW
0 | 0 | System | Generator | Metro MEEIA DRDSR | DSM Potential | Firm Capacity | 1 | 2030-10-01 | 0 | MW
Metro MEEIA DRDSR_Firm Capacity2031 | DSM Potential_Firm Capacity2031 | System | Generator | Metro MEEIA DRDSR | DSM Potential | Firm Capacity | 1 | 2031-01-01 | 0 | MW
0 | 0 | System | Generator | Metro MEEIA DRDSR | DSM Potential | Firm Capacity | 1 | 2031-04-01 | 0 | MW
0 | 0 | System | Generator | Metro MEEIA DRDSR | DSM Potential | Firm Capacity | 1 | 2031-07-01 | 0 | MW
0 | 0 | System | Generator | Metro MEEIA DRDSR | DSM Potential | Firm Capacity | 1 | 2031-10-01 | 0 | MW
Metro MEEIA DRDSR_Firm Capacity2032 | DSM Potential_Firm Capacity2032 | System | Generator | Metro MEEIA DRDSR | DSM Potential | Firm Capacity | 1 | 2032-01-01 | 0 | MW
0 | 0 | System | Generator | Metro MEEIA DRDSR | DSM Potential | Firm Capacity | 1 | 2032-04-01 | 0 | MW
0 | 0 | System | Generator | Metro MEEIA DRDSR | DSM Potential | Firm Capacity | 1 | 2032-07-01 | 0 | MW
0 | 0 | System | Generator | Metro MEEIA DRDSR | DSM Potential | Firm Capacity | 1 | 2032-10-01 | 0 | MW
Metro MEEIA DRDSR_Firm Capacity2033 | DSM Potential_Firm Capacity2033 | System | Generator | Metro MEEIA DRDSR | DSM Potential | Firm Capacity | 1 | 2033-01-01 | 0 | MW
0 | 0 | System | Generator | Metro MEEIA DRDSR | DSM Potential | Firm Capacity | 1 | 2033-04-01 | 0 | MW
0 | 0 | System | Generator | Metro MEEIA DRDSR | DSM Potential | Firm Capacity | 1 | 2033-07-01 | 0 | MW
0 | 0 | System | Generator | Metro MEEIA DRDSR | DSM Potential | Firm Capacity | 1 | 2033-10-01 | 0 | MW
Metro MEEIA DRDSR_Firm Capacity2034 | DSM Potential_Firm Capacity2034 | System | Generator | Metro MEEIA DRDSR | DSM Potential | Firm Capacity | 1 | 2034-01-01 | 0 | MW
0 | 0 | System | Generator | Metro MEEIA DRDSR | DSM Potential | Firm Capacity | 1 | 2034-04-01 | 0 | MW
0 | 0 | System | Generator | Metro MEEIA DRDSR | DSM Potential | Firm Capacity | 1 | 2034-07-01 | 0 | MW
0 | 0 | System | Generator | Metro MEEIA DRDSR | DSM Potential | Firm Capacity | 1 | 2034-10-01 | 0 | MW
Metro MEEIA DRDSR_Firm Capacity2035 | DSM Potential_Firm Capacity2035 | System | Generator | Metro MEEIA DRDSR | DSM Potential | Firm Capacity | 1 | 2035-01-01 | 0 | MW
0 | 0 | System | Generator | Metro MEEIA DRDSR | DSM Potential | Firm Capacity | 1 | 2035-04-01 | 0 | MW
0 | 0 | System | Generator | Metro MEEIA DRDSR | DSM Potential | Firm Capacity | 1 | 2035-07-01 | 0 | MW
0 | 0 | System | Generator | Metro MEEIA DRDSR | DSM Potential | Firm Capacity | 1 | 2035-10-01 | 0 | MW
Metro MEEIA DRDSR_Firm Capacity2036 | DSM Potential_Firm Capacity2036 | System | Generator | Metro MEEIA DRDSR | DSM Potential | Firm Capacity | 1 | 2036-01-01 | 0 | MW
0 | 0 | System | Generator | Metro MEEIA DRDSR | DSM Potential | Firm Capacity | 1 | 2036-04-01 | 0 | MW
0 | 0 | System | Generator | Metro MEEIA DRDSR | DSM Potential | Firm Capacity | 1 | 2036-07-01 | 0 | MW
0 | 0 | System | Generator | Metro MEEIA DRDSR | DSM Potential | Firm Capacity | 1 | 2036-10-01 | 0 | MW
Metro MEEIA DRDSR_Firm Capacity2037 | DSM Potential_Firm Capacity2037 | System | Generator | Metro MEEIA DRDSR | DSM Potential | Firm Capacity | 1 | 2037-01-01 | 0 | MW
0 | 0 | System | Generator | Metro MEEIA DRDSR | DSM Potential | Firm Capacity | 1 | 2037-04-01 | 0 | MW
0 | 0 | System | Generator | Metro MEEIA DRDSR | DSM Potential | Firm Capacity | 1 | 2037-07-01 | 0 | MW
0 | 0 | System | Generator | Metro MEEIA DRDSR | DSM Potential | Firm Capacity | 1 | 2037-10-01 | 0 | MW
Metro MEEIA DRDSR_Firm Capacity2038 | DSM Potential_Firm Capacity2038 | System | Generator | Metro MEEIA DRDSR | DSM Potential | Firm Capacity | 1 | 2038-01-01 | 0 | MW
0 | 0 | System | Generator | Metro MEEIA DRDSR | DSM Potential | Firm Capacity | 1 | 2038-04-01 | 0 | MW
0 | 0 | System | Generator | Metro MEEIA DRDSR | DSM Potential | Firm Capacity | 1 | 2038-07-01 | 0 | MW
0 | 0 | System | Generator | Metro MEEIA DRDSR | DSM Potential | Firm Capacity | 1 | 2038-10-01 | 0 | MW
Metro MEEIA DRDSR_Firm Capacity2039 | DSM Potential_Firm Capacity2039 | System | Generator | Metro MEEIA DRDSR | DSM Potential | Firm Capacity | 1 | 2039-01-01 | 0 | MW
0 | 0 | System | Generator | Metro MEEIA DRDSR | DSM Potential | Firm Capacity | 1 | 2039-04-01 | 0 | MW
0 | 0 | System | Generator | Metro MEEIA DRDSR | DSM Potential | Firm Capacity | 1 | 2039-07-01 | 0 | MW
0 | 0 | System | Generator | Metro MEEIA DRDSR | DSM Potential | Firm Capacity | 1 | 2039-10-01 | 0 | MW
Metro MEEIA DRDSR_Firm Capacity2040 | DSM Potential_Firm Capacity2040 | System | Generator | Metro MEEIA DRDSR | DSM Potential | Firm Capacity | 1 | 2040-01-01 | 0 | MW
0 | 0 | System | Generator | Metro MEEIA DRDSR | DSM Potential | Firm Capacity | 1 | 2040-04-01 | 0 | MW
0 | 0 | System | Generator | Metro MEEIA DRDSR | DSM Potential | Firm Capacity | 1 | 2040-07-01 | 0 | MW
0 | 0 | System | Generator | Metro MEEIA DRDSR | DSM Potential | Firm Capacity | 1 | 2040-10-01 | 0 | MW
Metro MEEIA DRDSR_Firm Capacity2041 | DSM Potential_Firm Capacity2041 | System | Generator | Metro MEEIA DRDSR | DSM Potential | Firm Capacity | 1 | 2041-01-01 | 0 | MW
0 | 0 | System | Generator | Metro MEEIA DRDSR | DSM Potential | Firm Capacity | 1 | 2041-04-01 | 0 | MW
0 | 0 | System | Generator | Metro MEEIA DRDSR | DSM Potential | Firm Capacity | 1 | 2041-07-01 | 0 | MW
0 | 0 | System | Generator | Metro MEEIA DRDSR | DSM Potential | Firm Capacity | 1 | 2041-10-01 | 0 | MW
Metro MEEIA DRDSR_Firm Capacity2042 | DSM Potential_Firm Capacity2042 | System | Generator | Metro MEEIA DRDSR | DSM Potential | Firm Capacity | 1 | 2042-01-01 | 0 | MW
0 | 0 | System | Generator | Metro MEEIA DRDSR | DSM Potential | Firm Capacity | 1 | 2042-04-01 | 0 | MW
0 | 0 | System | Generator | Metro MEEIA DRDSR | DSM Potential | Firm Capacity | 1 | 2042-07-01 | 0 | MW
0 | 0 | System | Generator | Metro MEEIA DRDSR | DSM Potential | Firm Capacity | 1 | 2042-10-01 | 0 | MW
Metro MEEIA DRDSR_Firm Capacity2043 | DSM Potential_Firm Capacity2043 | System | Generator | Metro MEEIA DRDSR | DSM Potential | Firm Capacity | 1 | 2043-01-01 | 0 | MW
0 | 0 | System | Generator | Metro MEEIA DRDSR | DSM Potential | Firm Capacity | 1 | 2043-04-01 | 0 | MW
0 | 0 | System | Generator | Metro MEEIA DRDSR | DSM Potential | Firm Capacity | 1 | 2043-07-01 | 0 | MW
0 | 0 | System | Generator | Metro MEEIA DRDSR | DSM Potential | Firm Capacity | 1 | 2043-10-01 | 0 | MW
Metro Cap Buy_Firm Capacity2024 | Capacity Only_Firm Capacity2024 | System | Generator | Metro Cap Buy | Capacity Only | Firm Capacity | 1 | 2024-01-01 | 0 | MW
0 | 0 | System | Generator | Metro Cap Buy | Capacity Only | Firm Capacity | 1 | 2024-04-01 | 0 | MW
0 | 0 | System | Generator | Metro Cap Buy | Capacity Only | Firm Capacity | 1 | 2024-07-01 | 0 | MW
0 | 0 | System | Generator | Metro Cap Buy | Capacity Only | Firm Capacity | 1 | 2024-10-01 | 0 | MW
Metro Cap Buy_Firm Capacity2025 | Capacity Only_Firm Capacity2025 | System | Generator | Metro Cap Buy | Capacity Only | Firm Capacity | 1 | 2025-01-01 | 0 | MW
0 | 0 | System | Generator | Metro Cap Buy | Capacity Only | Firm Capacity | 1 | 2025-04-01 | 0 | MW
0 | 0 | System | Generator | Metro Cap Buy | Capacity Only | Firm Capacity | 1 | 2025-07-01 | 0 | MW
0 | 0 | System | Generator | Metro Cap Buy | Capacity Only | Firm Capacity | 1 | 2025-10-01 | 0 | MW
Metro Cap Buy_Firm Capacity2026 | Capacity Only_Firm Capacity2026 | System | Generator | Metro Cap Buy | Capacity Only | Firm Capacity | 1 | 2026-01-01 | 0 | MW
0 | 0 | System | Generator | Metro Cap Buy | Capacity Only | Firm Capacity | 1 | 2026-04-01 | 0 | MW
0 | 0 | System | Generator | Metro Cap Buy | Capacity Only | Firm Capacity | 1 | 2026-07-01 | 0 | MW
0 | 0 | System | Generator | Metro Cap Buy | Capacity Only | Firm Capacity | 1 | 2026-10-01 | 0 | MW
Metro Cap Buy_Firm Capacity2027 | Capacity Only_Firm Capacity2027 | System | Generator | Metro Cap Buy | Capacity Only | Firm Capacity | 1 | 2027-01-01 | 0 | MW
0 | 0 | System | Generator | Metro Cap Buy | Capacity Only | Firm Capacity | 1 | 2027-04-01 | 0 | MW
0 | 0 | System | Generator | Metro Cap Buy | Capacity Only | Firm Capacity | 1 | 2027-07-01 | 0 | MW
0 | 0 | System | Generator | Metro Cap Buy | Capacity Only | Firm Capacity | 1 | 2027-10-01 | 0 | MW
Metro Cap Buy_Firm Capacity2028 | Capacity Only_Firm Capacity2028 | System | Generator | Metro Cap Buy | Capacity Only | Firm Capacity | 1 | 2028-01-01 | 0 | MW
0 | 0 | System | Generator | Metro Cap Buy | Capacity Only | Firm Capacity | 1 | 2028-04-01 | 0 | MW
0 | 0 | System | Generator | Metro Cap Buy | Capacity Only | Firm Capacity | 1 | 2028-07-01 | 0 | MW
0 | 0 | System | Generator | Metro Cap Buy | Capacity Only | Firm Capacity | 1 | 2028-10-01 | 0 | MW
Metro Cap Buy_Firm Capacity2029 | Capacity Only_Firm Capacity2029 | System | Generator | Metro Cap Buy | Capacity Only | Firm Capacity | 1 | 2029-01-01 | 0 | MW
0 | 0 | System | Generator | Metro Cap Buy | Capacity Only | Firm Capacity | 1 | 2029-04-01 | 0 | MW
0 | 0 | System | Generator | Metro Cap Buy | Capacity Only | Firm Capacity | 1 | 2029-07-01 | 0 | MW
0 | 0 | System | Generator | Metro Cap Buy | Capacity Only | Firm Capacity | 1 | 2029-10-01 | 0 | MW
Metro Cap Buy_Firm Capacity2030 | Capacity Only_Firm Capacity2030 | System | Generator | Metro Cap Buy | Capacity Only | Firm Capacity | 1 | 2030-01-01 | 0 | MW
0 | 0 | System | Generator | Metro Cap Buy | Capacity Only | Firm Capacity | 1 | 2030-04-01 | 0 | MW
0 | 0 | System | Generator | Metro Cap Buy | Capacity Only | Firm Capacity | 1 | 2030-07-01 | 0 | MW
0 | 0 | System | Generator | Metro Cap Buy | Capacity Only | Firm Capacity | 1 | 2030-10-01 | 0 | MW
Metro Cap Buy_Firm Capacity2031 | Capacity Only_Firm Capacity2031 | System | Generator | Metro Cap Buy | Capacity Only | Firm Capacity | 1 | 2031-01-01 | 0 | MW
0 | 0 | System | Generator | Metro Cap Buy | Capacity Only | Firm Capacity | 1 | 2031-04-01 | 0 | MW
0 | 0 | System | Generator | Metro Cap Buy | Capacity Only | Firm Capacity | 1 | 2031-07-01 | 0 | MW
0 | 0 | System | Generator | Metro Cap Buy | Capacity Only | Firm Capacity | 1 | 2031-10-01 | 0 | MW
Metro Cap Buy_Firm Capacity2032 | Capacity Only_Firm Capacity2032 | System | Generator | Metro Cap Buy | Capacity Only | Firm Capacity | 1 | 2032-01-01 | 0 | MW
0 | 0 | System | Generator | Metro Cap Buy | Capacity Only | Firm Capacity | 1 | 2032-04-01 | 0 | MW
0 | 0 | System | Generator | Metro Cap Buy | Capacity Only | Firm Capacity | 1 | 2032-07-01 | 0 | MW
0 | 0 | System | Generator | Metro Cap Buy | Capacity Only | Firm Capacity | 1 | 2032-10-01 | 0 | MW
Metro Cap Buy_Firm Capacity2033 | Capacity Only_Firm Capacity2033 | System | Generator | Metro Cap Buy | Capacity Only | Firm Capacity | 1 | 2033-01-01 | 0 | MW
0 | 0 | System | Generator | Metro Cap Buy | Capacity Only | Firm Capacity | 1 | 2033-04-01 | 0 | MW
0 | 0 | System | Generator | Metro Cap Buy | Capacity Only | Firm Capacity | 1 | 2033-07-01 | 0 | MW
0 | 0 | System | Generator | Metro Cap Buy | Capacity Only | Firm Capacity | 1 | 2033-10-01 | 0 | MW
Metro Cap Buy_Firm Capacity2034 | Capacity Only_Firm Capacity2034 | System | Generator | Metro Cap Buy | Capacity Only | Firm Capacity | 1 | 2034-01-01 | 0 | MW
0 | 0 | System | Generator | Metro Cap Buy | Capacity Only | Firm Capacity | 1 | 2034-04-01 | 0 | MW
0 | 0 | System | Generator | Metro Cap Buy | Capacity Only | Firm Capacity | 1 | 2034-07-01 | 0 | MW
0 | 0 | System | Generator | Metro Cap Buy | Capacity Only | Firm Capacity | 1 | 2034-10-01 | 0 | MW
Metro Cap Buy_Firm Capacity2035 | Capacity Only_Firm Capacity2035 | System | Generator | Metro Cap Buy | Capacity Only | Firm Capacity | 1 | 2035-01-01 | 0 | MW
0 | 0 | System | Generator | Metro Cap Buy | Capacity Only | Firm Capacity | 1 | 2035-04-01 | 0 | MW
0 | 0 | System | Generator | Metro Cap Buy | Capacity Only | Firm Capacity | 1 | 2035-07-01 | 0 | MW
0 | 0 | System | Generator | Metro Cap Buy | Capacity Only | Firm Capacity | 1 | 2035-10-01 | 0 | MW
Metro Cap Buy_Firm Capacity2036 | Capacity Only_Firm Capacity2036 | System | Generator | Metro Cap Buy | Capacity Only | Firm Capacity | 1 | 2036-01-01 | 0 | MW
0 | 0 | System | Generator | Metro Cap Buy | Capacity Only | Firm Capacity | 1 | 2036-04-01 | 0 | MW
0 | 0 | System | Generator | Metro Cap Buy | Capacity Only | Firm Capacity | 1 | 2036-07-01 | 0 | MW
0 | 0 | System | Generator | Metro Cap Buy | Capacity Only | Firm Capacity | 1 | 2036-10-01 | 0 | MW
Metro Cap Buy_Firm Capacity2037 | Capacity Only_Firm Capacity2037 | System | Generator | Metro Cap Buy | Capacity Only | Firm Capacity | 1 | 2037-01-01 | 0 | MW
0 | 0 | System | Generator | Metro Cap Buy | Capacity Only | Firm Capacity | 1 | 2037-04-01 | 0 | MW
0 | 0 | System | Generator | Metro Cap Buy | Capacity Only | Firm Capacity | 1 | 2037-07-01 | 0 | MW
0 | 0 | System | Generator | Metro Cap Buy | Capacity Only | Firm Capacity | 1 | 2037-10-01 | 0 | MW
Metro Cap Buy_Firm Capacity2038 | Capacity Only_Firm Capacity2038 | System | Generator | Metro Cap Buy | Capacity Only | Firm Capacity | 1 | 2038-01-01 | 0 | MW
0 | 0 | System | Generator | Metro Cap Buy | Capacity Only | Firm Capacity | 1 | 2038-04-01 | 0 | MW
0 | 0 | System | Generator | Metro Cap Buy | Capacity Only | Firm Capacity | 1 | 2038-07-01 | 0 | MW
0 | 0 | System | Generator | Metro Cap Buy | Capacity Only | Firm Capacity | 1 | 2038-10-01 | 0 | MW
Metro Cap Buy_Firm Capacity2039 | Capacity Only_Firm Capacity2039 | System | Generator | Metro Cap Buy | Capacity Only | Firm Capacity | 1 | 2039-01-01 | 0 | MW
0 | 0 | System | Generator | Metro Cap Buy | Capacity Only | Firm Capacity | 1 | 2039-04-01 | 0 | MW
0 | 0 | System | Generator | Metro Cap Buy | Capacity Only | Firm Capacity | 1 | 2039-07-01 | 0 | MW
0 | 0 | System | Generator | Metro Cap Buy | Capacity Only | Firm Capacity | 1 | 2039-10-01 | 0 | MW
Metro Cap Buy_Firm Capacity2040 | Capacity Only_Firm Capacity2040 | System | Generator | Metro Cap Buy | Capacity Only | Firm Capacity | 1 | 2040-01-01 | 0 | MW
0 | 0 | System | Generator | Metro Cap Buy | Capacity Only | Firm Capacity | 1 | 2040-04-01 | 0 | MW
0 | 0 | System | Generator | Metro Cap Buy | Capacity Only | Firm Capacity | 1 | 2040-07-01 | 0 | MW
0 | 0 | System | Generator | Metro Cap Buy | Capacity Only | Firm Capacity | 1 | 2040-10-01 | 0 | MW
Metro Cap Buy_Firm Capacity2041 | Capacity Only_Firm Capacity2041 | System | Generator | Metro Cap Buy | Capacity Only | Firm Capacity | 1 | 2041-01-01 | 0 | MW
0 | 0 | System | Generator | Metro Cap Buy | Capacity Only | Firm Capacity | 1 | 2041-04-01 | 0 | MW
0 | 0 | System | Generator | Metro Cap Buy | Capacity Only | Firm Capacity | 1 | 2041-07-01 | 0 | MW
0 | 0 | System | Generator | Metro Cap Buy | Capacity Only | Firm Capacity | 1 | 2041-10-01 | 0 | MW
Metro Cap Buy_Firm Capacity2042 | Capacity Only_Firm Capacity2042 | System | Generator | Metro Cap Buy | Capacity Only | Firm Capacity | 1 | 2042-01-01 | 0 | MW
0 | 0 | System | Generator | Metro Cap Buy | Capacity Only | Firm Capacity | 1 | 2042-04-01 | 0 | MW
0 | 0 | System | Generator | Metro Cap Buy | Capacity Only | Firm Capacity | 1 | 2042-07-01 | 0 | MW
0 | 0 | System | Generator | Metro Cap Buy | Capacity Only | Firm Capacity | 1 | 2042-10-01 | 0 | MW
Metro Cap Buy_Firm Capacity2043 | Capacity Only_Firm Capacity2043 | System | Generator | Metro Cap Buy | Capacity Only | Firm Capacity | 1 | 2043-01-01 | 0 | MW
0 | 0 | System | Generator | Metro Cap Buy | Capacity Only | Firm Capacity | 1 | 2043-04-01 | 0 | MW
0 | 0 | System | Generator | Metro Cap Buy | Capacity Only | Firm Capacity | 1 | 2043-07-01 | 0 | MW
0 | 0 | System | Generator | Metro Cap Buy | Capacity Only | Firm Capacity | 1 | 2043-10-01 | 0 | MW
Metro Cap Sale_Firm Capacity2024 | Capacity Only_Firm Capacity2024 | System | Generator | Metro Cap Sale | Capacity Only | Firm Capacity | 1 | 2024-01-01 | -305 | MW
0 | 0 | System | Generator | Metro Cap Sale | Capacity Only | Firm Capacity | 1 | 2024-04-01 | -305 | MW
0 | 0 | System | Generator | Metro Cap Sale | Capacity Only | Firm Capacity | 1 | 2024-07-01 | -305 | MW
0 | 0 | System | Generator | Metro Cap Sale | Capacity Only | Firm Capacity | 1 | 2024-10-01 | -305 | MW
Metro Cap Sale_Firm Capacity2025 | Capacity Only_Firm Capacity2025 | System | Generator | Metro Cap Sale | Capacity Only | Firm Capacity | 1 | 2025-01-01 | -290 | MW
0 | 0 | System | Generator | Metro Cap Sale | Capacity Only | Firm Capacity | 1 | 2025-04-01 | -290 | MW
0 | 0 | System | Generator | Metro Cap Sale | Capacity Only | Firm Capacity | 1 | 2025-07-01 | -290 | MW
0 | 0 | System | Generator | Metro Cap Sale | Capacity Only | Firm Capacity | 1 | 2025-10-01 | -290 | MW
Metro Cap Sale_Firm Capacity2026 | Capacity Only_Firm Capacity2026 | System | Generator | Metro Cap Sale | Capacity Only | Firm Capacity | 1 | 2026-01-01 | -255 | MW
0 | 0 | System | Generator | Metro Cap Sale | Capacity Only | Firm Capacity | 1 | 2026-04-01 | -255 | MW
0 | 0 | System | Generator | Metro Cap Sale | Capacity Only | Firm Capacity | 1 | 2026-07-01 | -255 | MW
0 | 0 | System | Generator | Metro Cap Sale | Capacity Only | Firm Capacity | 1 | 2026-10-01 | -255 | MW
Metro Cap Sale_Firm Capacity2027 | Capacity Only_Firm Capacity2027 | System | Generator | Metro Cap Sale | Capacity Only | Firm Capacity | 1 | 2027-01-01 | -215 | MW
0 | 0 | System | Generator | Metro Cap Sale | Capacity Only | Firm Capacity | 1 | 2027-04-01 | -215 | MW
0 | 0 | System | Generator | Metro Cap Sale | Capacity Only | Firm Capacity | 1 | 2027-07-01 | -215 | MW
0 | 0 | System | Generator | Metro Cap Sale | Capacity Only | Firm Capacity | 1 | 2027-10-01 | -215 | MW
Metro Cap Sale_Firm Capacity2028 | Capacity Only_Firm Capacity2028 | System | Generator | Metro Cap Sale | Capacity Only | Firm Capacity | 1 | 2028-01-01 | -215 | MW
0 | 0 | System | Generator | Metro Cap Sale | Capacity Only | Firm Capacity | 1 | 2028-04-01 | -215 | MW
0 | 0 | System | Generator | Metro Cap Sale | Capacity Only | Firm Capacity | 1 | 2028-07-01 | -215 | MW
0 | 0 | System | Generator | Metro Cap Sale | Capacity Only | Firm Capacity | 1 | 2028-10-01 | -215 | MW
Metro Cap Sale_Firm Capacity2029 | Capacity Only_Firm Capacity2029 | System | Generator | Metro Cap Sale | Capacity Only | Firm Capacity | 1 | 2029-01-01 | 0 | MW
0 | 0 | System | Generator | Metro Cap Sale | Capacity Only | Firm Capacity | 1 | 2029-04-01 | 0 | MW
0 | 0 | System | Generator | Metro Cap Sale | Capacity Only | Firm Capacity | 1 | 2029-07-01 | 0 | MW
0 | 0 | System | Generator | Metro Cap Sale | Capacity Only | Firm Capacity | 1 | 2029-10-01 | 0 | MW
Metro Cap Sale_Firm Capacity2030 | Capacity Only_Firm Capacity2030 | System | Generator | Metro Cap Sale | Capacity Only | Firm Capacity | 1 | 2030-01-01 | 0 | MW
0 | 0 | System | Generator | Metro Cap Sale | Capacity Only | Firm Capacity | 1 | 2030-04-01 | 0 | MW
0 | 0 | System | Generator | Metro Cap Sale | Capacity Only | Firm Capacity | 1 | 2030-07-01 | 0 | MW
0 | 0 | System | Generator | Metro Cap Sale | Capacity Only | Firm Capacity | 1 | 2030-10-01 | 0 | MW
Metro Cap Sale_Firm Capacity2031 | Capacity Only_Firm Capacity2031 | System | Generator | Metro Cap Sale | Capacity Only | Firm Capacity | 1 | 2031-01-01 | 0 | MW
0 | 0 | System | Generator | Metro Cap Sale | Capacity Only | Firm Capacity | 1 | 2031-04-01 | 0 | MW
0 | 0 | System | Generator | Metro Cap Sale | Capacity Only | Firm Capacity | 1 | 2031-07-01 | 0 | MW
0 | 0 | System | Generator | Metro Cap Sale | Capacity Only | Firm Capacity | 1 | 2031-10-01 | 0 | MW
Metro Cap Sale_Firm Capacity2032 | Capacity Only_Firm Capacity2032 | System | Generator | Metro Cap Sale | Capacity Only | Firm Capacity | 1 | 2032-01-01 | 0 | MW
0 | 0 | System | Generator | Metro Cap Sale | Capacity Only | Firm Capacity | 1 | 2032-04-01 | 0 | MW
0 | 0 | System | Generator | Metro Cap Sale | Capacity Only | Firm Capacity | 1 | 2032-07-01 | 0 | MW
0 | 0 | System | Generator | Metro Cap Sale | Capacity Only | Firm Capacity | 1 | 2032-10-01 | 0 | MW
Metro Cap Sale_Firm Capacity2033 | Capacity Only_Firm Capacity2033 | System | Generator | Metro Cap Sale | Capacity Only | Firm Capacity | 1 | 2033-01-01 | 0 | MW
0 | 0 | System | Generator | Metro Cap Sale | Capacity Only | Firm Capacity | 1 | 2033-04-01 | 0 | MW
0 | 0 | System | Generator | Metro Cap Sale | Capacity Only | Firm Capacity | 1 | 2033-07-01 | 0 | MW
0 | 0 | System | Generator | Metro Cap Sale | Capacity Only | Firm Capacity | 1 | 2033-10-01 | 0 | MW
Metro Cap Sale_Firm Capacity2034 | Capacity Only_Firm Capacity2034 | System | Generator | Metro Cap Sale | Capacity Only | Firm Capacity | 1 | 2034-01-01 | 0 | MW
0 | 0 | System | Generator | Metro Cap Sale | Capacity Only | Firm Capacity | 1 | 2034-04-01 | 0 | MW
0 | 0 | System | Generator | Metro Cap Sale | Capacity Only | Firm Capacity | 1 | 2034-07-01 | 0 | MW
0 | 0 | System | Generator | Metro Cap Sale | Capacity Only | Firm Capacity | 1 | 2034-10-01 | 0 | MW
Metro Cap Sale_Firm Capacity2035 | Capacity Only_Firm Capacity2035 | System | Generator | Metro Cap Sale | Capacity Only | Firm Capacity | 1 | 2035-01-01 | 0 | MW
0 | 0 | System | Generator | Metro Cap Sale | Capacity Only | Firm Capacity | 1 | 2035-04-01 | 0 | MW
0 | 0 | System | Generator | Metro Cap Sale | Capacity Only | Firm Capacity | 1 | 2035-07-01 | 0 | MW
0 | 0 | System | Generator | Metro Cap Sale | Capacity Only | Firm Capacity | 1 | 2035-10-01 | 0 | MW
Metro Cap Sale_Firm Capacity2036 | Capacity Only_Firm Capacity2036 | System | Generator | Metro Cap Sale | Capacity Only | Firm Capacity | 1 | 2036-01-01 | 0 | MW
0 | 0 | System | Generator | Metro Cap Sale | Capacity Only | Firm Capacity | 1 | 2036-04-01 | 0 | MW
0 | 0 | System | Generator | Metro Cap Sale | Capacity Only | Firm Capacity | 1 | 2036-07-01 | 0 | MW
0 | 0 | System | Generator | Metro Cap Sale | Capacity Only | Firm Capacity | 1 | 2036-10-01 | 0 | MW
Metro Cap Sale_Firm Capacity2037 | Capacity Only_Firm Capacity2037 | System | Generator | Metro Cap Sale | Capacity Only | Firm Capacity | 1 | 2037-01-01 | 0 | MW
0 | 0 | System | Generator | Metro Cap Sale | Capacity Only | Firm Capacity | 1 | 2037-04-01 | 0 | MW
0 | 0 | System | Generator | Metro Cap Sale | Capacity Only | Firm Capacity | 1 | 2037-07-01 | 0 | MW
0 | 0 | System | Generator | Metro Cap Sale | Capacity Only | Firm Capacity | 1 | 2037-10-01 | 0 | MW
Metro Cap Sale_Firm Capacity2038 | Capacity Only_Firm Capacity2038 | System | Generator | Metro Cap Sale | Capacity Only | Firm Capacity | 1 | 2038-01-01 | 0 | MW
0 | 0 | System | Generator | Metro Cap Sale | Capacity Only | Firm Capacity | 1 | 2038-04-01 | 0 | MW
0 | 0 | System | Generator | Metro Cap Sale | Capacity Only | Firm Capacity | 1 | 2038-07-01 | 0 | MW
0 | 0 | System | Generator | Metro Cap Sale | Capacity Only | Firm Capacity | 1 | 2038-10-01 | 0 | MW
Metro Cap Sale_Firm Capacity2039 | Capacity Only_Firm Capacity2039 | System | Generator | Metro Cap Sale | Capacity Only | Firm Capacity | 1 | 2039-01-01 | 0 | MW
0 | 0 | System | Generator | Metro Cap Sale | Capacity Only | Firm Capacity | 1 | 2039-04-01 | 0 | MW
0 | 0 | System | Generator | Metro Cap Sale | Capacity Only | Firm Capacity | 1 | 2039-07-01 | 0 | MW
0 | 0 | System | Generator | Metro Cap Sale | Capacity Only | Firm Capacity | 1 | 2039-10-01 | 0 | MW
Metro Cap Sale_Firm Capacity2040 | Capacity Only_Firm Capacity2040 | System | Generator | Metro Cap Sale | Capacity Only | Firm Capacity | 1 | 2040-01-01 | 0 | MW
0 | 0 | System | Generator | Metro Cap Sale | Capacity Only | Firm Capacity | 1 | 2040-04-01 | 0 | MW
0 | 0 | System | Generator | Metro Cap Sale | Capacity Only | Firm Capacity | 1 | 2040-07-01 | 0 | MW
0 | 0 | System | Generator | Metro Cap Sale | Capacity Only | Firm Capacity | 1 | 2040-10-01 | 0 | MW
Metro Cap Sale_Firm Capacity2041 | Capacity Only_Firm Capacity2041 | System | Generator | Metro Cap Sale | Capacity Only | Firm Capacity | 1 | 2041-01-01 | 0 | MW
0 | 0 | System | Generator | Metro Cap Sale | Capacity Only | Firm Capacity | 1 | 2041-04-01 | 0 | MW
0 | 0 | System | Generator | Metro Cap Sale | Capacity Only | Firm Capacity | 1 | 2041-07-01 | 0 | MW
0 | 0 | System | Generator | Metro Cap Sale | Capacity Only | Firm Capacity | 1 | 2041-10-01 | 0 | MW
Metro Cap Sale_Firm Capacity2042 | Capacity Only_Firm Capacity2042 | System | Generator | Metro Cap Sale | Capacity Only | Firm Capacity | 1 | 2042-01-01 | 0 | MW
0 | 0 | System | Generator | Metro Cap Sale | Capacity Only | Firm Capacity | 1 | 2042-04-01 | 0 | MW
0 | 0 | System | Generator | Metro Cap Sale | Capacity Only | Firm Capacity | 1 | 2042-07-01 | 0 | MW
0 | 0 | System | Generator | Metro Cap Sale | Capacity Only | Firm Capacity | 1 | 2042-10-01 | 0 | MW
Metro Cap Sale_Firm Capacity2043 | Capacity Only_Firm Capacity2043 | System | Generator | Metro Cap Sale | Capacity Only | Firm Capacity | 1 | 2043-01-01 | 0 | MW
0 | 0 | System | Generator | Metro Cap Sale | Capacity Only | Firm Capacity | 1 | 2043-04-01 | 0 | MW
0 | 0 | System | Generator | Metro Cap Sale | Capacity Only | Firm Capacity | 1 | 2043-07-01 | 0 | MW
0 | 0 | System | Generator | Metro Cap Sale | Capacity Only | Firm Capacity | 1 | 2043-10-01 | 0 | MW
Build Wind 2026_Firm Capacity2024 | Build Wind_Firm Capacity2024 | System | Generator | Build Wind 2026 | Build Wind | Firm Capacity | 1 | 2024-01-01 | 0 | MW
0 | 0 | System | Generator | Build Wind 2026 | Build Wind | Firm Capacity | 1 | 2024-04-01 | 0 | MW
0 | 0 | System | Generator | Build Wind 2026 | Build Wind | Firm Capacity | 1 | 2024-07-01 | 0 | MW
0 | 0 | System | Generator | Build Wind 2026 | Build Wind | Firm Capacity | 1 | 2024-10-01 | 0 | MW
Build Wind 2026_Firm Capacity2025 | Build Wind_Firm Capacity2025 | System | Generator | Build Wind 2026 | Build Wind | Firm Capacity | 1 | 2025-01-01 | 0 | MW
0 | 0 | System | Generator | Build Wind 2026 | Build Wind | Firm Capacity | 1 | 2025-04-01 | 0 | MW
0 | 0 | System | Generator | Build Wind 2026 | Build Wind | Firm Capacity | 1 | 2025-07-01 | 0 | MW
0 | 0 | System | Generator | Build Wind 2026 | Build Wind | Firm Capacity | 1 | 2025-10-01 | 0 | MW
Build Wind 2026_Firm Capacity2026 | Build Wind_Firm Capacity2026 | System | Generator | Build Wind 2026 | Build Wind | Firm Capacity | 1 | 2026-01-01 | 0 | MW
0 | 0 | System | Generator | Build Wind 2026 | Build Wind | Firm Capacity | 1 | 2026-04-01 | 22.75 | MW
0 | 0 | System | Generator | Build Wind 2026 | Build Wind | Firm Capacity | 1 | 2026-07-01 | 22.75 | MW
0 | 0 | System | Generator | Build Wind 2026 | Build Wind | Firm Capacity | 1 | 2026-10-01 | 23 | MW
Build Wind 2026_Firm Capacity2027 | Build Wind_Firm Capacity2027 | System | Generator | Build Wind 2026 | Build Wind | Firm Capacity | 1 | 2027-01-01 | 23 | MW
0 | 0 | System | Generator | Build Wind 2026 | Build Wind | Firm Capacity | 1 | 2027-04-01 | 22.5 | MW
0 | 0 | System | Generator | Build Wind 2026 | Build Wind | Firm Capacity | 1 | 2027-07-01 | 22.5 | MW
0 | 0 | System | Generator | Build Wind 2026 | Build Wind | Firm Capacity | 1 | 2027-10-01 | 22.5 | MW
Build Wind 2026_Firm Capacity2028 | Build Wind_Firm Capacity2028 | System | Generator | Build Wind 2026 | Build Wind | Firm Capacity | 1 | 2028-01-01 | 22.5 | MW
0 | 0 | System | Generator | Build Wind 2026 | Build Wind | Firm Capacity | 1 | 2028-04-01 | 22.2 | MW
0 | 0 | System | Generator | Build Wind 2026 | Build Wind | Firm Capacity | 1 | 2028-07-01 | 22.2 | MW
0 | 0 | System | Generator | Build Wind 2026 | Build Wind | Firm Capacity | 1 | 2028-10-01 | 22.2 | MW
Build Wind 2026_Firm Capacity2029 | Build Wind_Firm Capacity2029 | System | Generator | Build Wind 2026 | Build Wind | Firm Capacity | 1 | 2029-01-01 | 22.2 | MW
0 | 0 | System | Generator | Build Wind 2026 | Build Wind | Firm Capacity | 1 | 2029-04-01 | 21.9 | MW
0 | 0 | System | Generator | Build Wind 2026 | Build Wind | Firm Capacity | 1 | 2029-07-01 | 21.9 | MW
0 | 0 | System | Generator | Build Wind 2026 | Build Wind | Firm Capacity | 1 | 2029-10-01 | 21.9 | MW
Build Wind 2026_Firm Capacity2030 | Build Wind_Firm Capacity2030 | System | Generator | Build Wind 2026 | Build Wind | Firm Capacity | 1 | 2030-01-01 | 21.9 | MW
0 | 0 | System | Generator | Build Wind 2026 | Build Wind | Firm Capacity | 1 | 2030-04-01 | 21.6 | MW
0 | 0 | System | Generator | Build Wind 2026 | Build Wind | Firm Capacity | 1 | 2030-07-01 | 21.6 | MW
0 | 0 | System | Generator | Build Wind 2026 | Build Wind | Firm Capacity | 1 | 2030-10-01 | 21.6 | MW
Build Wind 2026_Firm Capacity2031 | Build Wind_Firm Capacity2031 | System | Generator | Build Wind 2026 | Build Wind | Firm Capacity | 1 | 2031-01-01 | 21.6 | MW
0 | 0 | System | Generator | Build Wind 2026 | Build Wind | Firm Capacity | 1 | 2031-04-01 | 21.3 | MW
0 | 0 | System | Generator | Build Wind 2026 | Build Wind | Firm Capacity | 1 | 2031-07-01 | 21.3 | MW
0 | 0 | System | Generator | Build Wind 2026 | Build Wind | Firm Capacity | 1 | 2031-10-01 | 21.3 | MW
Build Wind 2026_Firm Capacity2032 | Build Wind_Firm Capacity2032 | System | Generator | Build Wind 2026 | Build Wind | Firm Capacity | 1 | 2032-01-01 | 21.3 | MW
0 | 0 | System | Generator | Build Wind 2026 | Build Wind | Firm Capacity | 1 | 2032-04-01 | 21 | MW
0 | 0 | System | Generator | Build Wind 2026 | Build Wind | Firm Capacity | 1 | 2032-07-01 | 21 | MW
0 | 0 | System | Generator | Build Wind 2026 | Build Wind | Firm Capacity | 1 | 2032-10-01 | 21 | MW
Build Wind 2026_Firm Capacity2033 | Build Wind_Firm Capacity2033 | System | Generator | Build Wind 2026 | Build Wind | Firm Capacity | 1 | 2033-01-01 | 21 | MW
0 | 0 | System | Generator | Build Wind 2026 | Build Wind | Firm Capacity | 1 | 2033-04-01 | 20.85 | MW
0 | 0 | System | Generator | Build Wind 2026 | Build Wind | Firm Capacity | 1 | 2033-07-01 | 20.85 | MW
0 | 0 | System | Generator | Build Wind 2026 | Build Wind | Firm Capacity | 1 | 2033-10-01 | 20.85 | MW
Build Wind 2026_Firm Capacity2034 | Build Wind_Firm Capacity2034 | System | Generator | Build Wind 2026 | Build Wind | Firm Capacity | 1 | 2034-01-01 | 20.85 | MW
0 | 0 | System | Generator | Build Wind 2026 | Build Wind | Firm Capacity | 1 | 2034-04-01 | 20.7 | MW
0 | 0 | System | Generator | Build Wind 2026 | Build Wind | Firm Capacity | 1 | 2034-07-01 | 20.7 | MW
0 | 0 | System | Generator | Build Wind 2026 | Build Wind | Firm Capacity | 1 | 2034-10-01 | 20.7 | MW
Build Wind 2026_Firm Capacity2035 | Build Wind_Firm Capacity2035 | System | Generator | Build Wind 2026 | Build Wind | Firm Capacity | 1 | 2035-01-01 | 20.7 | MW
0 | 0 | System | Generator | Build Wind 2026 | Build Wind | Firm Capacity | 1 | 2035-04-01 | 20.55 | MW
0 | 0 | System | Generator | Build Wind 2026 | Build Wind | Firm Capacity | 1 | 2035-07-01 | 20.55 | MW
0 | 0 | System | Generator | Build Wind 2026 | Build Wind | Firm Capacity | 1 | 2035-10-01 | 20.55 | MW
Build Wind 2026_Firm Capacity2036 | Build Wind_Firm Capacity2036 | System | Generator | Build Wind 2026 | Build Wind | Firm Capacity | 1 | 2036-01-01 | 20.55 | MW
0 | 0 | System | Generator | Build Wind 2026 | Build Wind | Firm Capacity | 1 | 2036-04-01 | 20.4 | MW
0 | 0 | System | Generator | Build Wind 2026 | Build Wind | Firm Capacity | 1 | 2036-07-01 | 20.4 | MW
0 | 0 | System | Generator | Build Wind 2026 | Build Wind | Firm Capacity | 1 | 2036-10-01 | 20.4 | MW
Build Wind 2026_Firm Capacity2037 | Build Wind_Firm Capacity2037 | System | Generator | Build Wind 2026 | Build Wind | Firm Capacity | 1 | 2037-01-01 | 20.4 | MW
0 | 0 | System | Generator | Build Wind 2026 | Build Wind | Firm Capacity | 1 | 2037-04-01 | 20.25 | MW
0 | 0 | System | Generator | Build Wind 2026 | Build Wind | Firm Capacity | 1 | 2037-07-01 | 20.25 | MW
0 | 0 | System | Generator | Build Wind 2026 | Build Wind | Firm Capacity | 1 | 2037-10-01 | 20.25 | MW
Build Wind 2026_Firm Capacity2038 | Build Wind_Firm Capacity2038 | System | Generator | Build Wind 2026 | Build Wind | Firm Capacity | 1 | 2038-01-01 | 20.25 | MW
0 | 0 | System | Generator | Build Wind 2026 | Build Wind | Firm Capacity | 1 | 2038-04-01 | 20.1 | MW
0 | 0 | System | Generator | Build Wind 2026 | Build Wind | Firm Capacity | 1 | 2038-07-01 | 20.1 | MW
0 | 0 | System | Generator | Build Wind 2026 | Build Wind | Firm Capacity | 1 | 2038-10-01 | 20.1 | MW
Build Wind 2026_Firm Capacity2039 | Build Wind_Firm Capacity2039 | System | Generator | Build Wind 2026 | Build Wind | Firm Capacity | 1 | 2039-01-01 | 20.1 | MW
0 | 0 | System | Generator | Build Wind 2026 | Build Wind | Firm Capacity | 1 | 2039-04-01 | 19.95 | MW
0 | 0 | System | Generator | Build Wind 2026 | Build Wind | Firm Capacity | 1 | 2039-07-01 | 19.95 | MW
0 | 0 | System | Generator | Build Wind 2026 | Build Wind | Firm Capacity | 1 | 2039-10-01 | 19.95 | MW
Build Wind 2026_Firm Capacity2040 | Build Wind_Firm Capacity2040 | System | Generator | Build Wind 2026 | Build Wind | Firm Capacity | 1 | 2040-01-01 | 19.95 | MW
0 | 0 | System | Generator | Build Wind 2026 | Build Wind | Firm Capacity | 1 | 2040-04-01 | 19.8 | MW
0 | 0 | System | Generator | Build Wind 2026 | Build Wind | Firm Capacity | 1 | 2040-07-01 | 19.8 | MW
0 | 0 | System | Generator | Build Wind 2026 | Build Wind | Firm Capacity | 1 | 2040-10-01 | 19.8 | MW
Build Wind 2026_Firm Capacity2041 | Build Wind_Firm Capacity2041 | System | Generator | Build Wind 2026 | Build Wind | Firm Capacity | 1 | 2041-01-01 | 19.8 | MW
0 | 0 | System | Generator | Build Wind 2026 | Build Wind | Firm Capacity | 1 | 2041-04-01 | 19.65 | MW
0 | 0 | System | Generator | Build Wind 2026 | Build Wind | Firm Capacity | 1 | 2041-07-01 | 19.65 | MW
0 | 0 | System | Generator | Build Wind 2026 | Build Wind | Firm Capacity | 1 | 2041-10-01 | 19.65 | MW
Build Wind 2026_Firm Capacity2042 | Build Wind_Firm Capacity2042 | System | Generator | Build Wind 2026 | Build Wind | Firm Capacity | 1 | 2042-01-01 | 19.65 | MW
0 | 0 | System | Generator | Build Wind 2026 | Build Wind | Firm Capacity | 1 | 2042-04-01 | 19.5 | MW
0 | 0 | System | Generator | Build Wind 2026 | Build Wind | Firm Capacity | 1 | 2042-07-01 | 19.5 | MW
0 | 0 | System | Generator | Build Wind 2026 | Build Wind | Firm Capacity | 1 | 2042-10-01 | 19.5 | MW
Build Wind 2026_Firm Capacity2043 | Build Wind_Firm Capacity2043 | System | Generator | Build Wind 2026 | Build Wind | Firm Capacity | 1 | 2043-01-01 | 19.5 | MW
0 | 0 | System | Generator | Build Wind 2026 | Build Wind | Firm Capacity | 1 | 2043-04-01 | 19.35 | MW
0 | 0 | System | Generator | Build Wind 2026 | Build Wind | Firm Capacity | 1 | 2043-07-01 | 19.35 | MW
0 | 0 | System | Generator | Build Wind 2026 | Build Wind | Firm Capacity | 1 | 2043-10-01 | 19.35 | MW
Build Wind 2027_Firm Capacity2024 | Build Wind_Firm Capacity2024 | System | Generator | Build Wind 2027 | Build Wind | Firm Capacity | 1 | 2024-01-01 | 0 | MW
0 | 0 | System | Generator | Build Wind 2027 | Build Wind | Firm Capacity | 1 | 2024-04-01 | 0 | MW
0 | 0 | System | Generator | Build Wind 2027 | Build Wind | Firm Capacity | 1 | 2024-07-01 | 0 | MW
0 | 0 | System | Generator | Build Wind 2027 | Build Wind | Firm Capacity | 1 | 2024-10-01 | 0 | MW
Build Wind 2027_Firm Capacity2025 | Build Wind_Firm Capacity2025 | System | Generator | Build Wind 2027 | Build Wind | Firm Capacity | 1 | 2025-01-01 | 0 | MW
0 | 0 | System | Generator | Build Wind 2027 | Build Wind | Firm Capacity | 1 | 2025-04-01 | 0 | MW
0 | 0 | System | Generator | Build Wind 2027 | Build Wind | Firm Capacity | 1 | 2025-07-01 | 0 | MW
0 | 0 | System | Generator | Build Wind 2027 | Build Wind | Firm Capacity | 1 | 2025-10-01 | 0 | MW
Build Wind 2027_Firm Capacity2026 | Build Wind_Firm Capacity2026 | System | Generator | Build Wind 2027 | Build Wind | Firm Capacity | 1 | 2026-01-01 | 0 | MW
0 | 0 | System | Generator | Build Wind 2027 | Build Wind | Firm Capacity | 1 | 2026-04-01 | 0 | MW
0 | 0 | System | Generator | Build Wind 2027 | Build Wind | Firm Capacity | 1 | 2026-07-01 | 0 | MW
0 | 0 | System | Generator | Build Wind 2027 | Build Wind | Firm Capacity | 1 | 2026-10-01 | 0 | MW
Build Wind 2027_Firm Capacity2027 | Build Wind_Firm Capacity2027 | System | Generator | Build Wind 2027 | Build Wind | Firm Capacity | 1 | 2027-01-01 | 0 | MW
0 | 0 | System | Generator | Build Wind 2027 | Build Wind | Firm Capacity | 1 | 2027-04-01 | 0 | MW
0 | 0 | System | Generator | Build Wind 2027 | Build Wind | Firm Capacity | 1 | 2027-07-01 | 0 | MW
0 | 0 | System | Generator | Build Wind 2027 | Build Wind | Firm Capacity | 1 | 2027-10-01 | 0 | MW
Build Wind 2027_Firm Capacity2028 | Build Wind_Firm Capacity2028 | System | Generator | Build Wind 2027 | Build Wind | Firm Capacity | 1 | 2028-01-01 | 0 | MW
0 | 0 | System | Generator | Build Wind 2027 | Build Wind | Firm Capacity | 1 | 2028-04-01 | 0 | MW
0 | 0 | System | Generator | Build Wind 2027 | Build Wind | Firm Capacity | 1 | 2028-07-01 | 0 | MW
0 | 0 | System | Generator | Build Wind 2027 | Build Wind | Firm Capacity | 1 | 2028-10-01 | 0 | MW
Build Wind 2027_Firm Capacity2029 | Build Wind_Firm Capacity2029 | System | Generator | Build Wind 2027 | Build Wind | Firm Capacity | 1 | 2029-01-01 | 0 | MW
0 | 0 | System | Generator | Build Wind 2027 | Build Wind | Firm Capacity | 1 | 2029-04-01 | 0 | MW
0 | 0 | System | Generator | Build Wind 2027 | Build Wind | Firm Capacity | 1 | 2029-07-01 | 0 | MW
0 | 0 | System | Generator | Build Wind 2027 | Build Wind | Firm Capacity | 1 | 2029-10-01 | 0 | MW
Build Wind 2027_Firm Capacity2030 | Build Wind_Firm Capacity2030 | System | Generator | Build Wind 2027 | Build Wind | Firm Capacity | 1 | 2030-01-01 | 0 | MW
0 | 0 | System | Generator | Build Wind 2027 | Build Wind | Firm Capacity | 1 | 2030-04-01 | 0 | MW
0 | 0 | System | Generator | Build Wind 2027 | Build Wind | Firm Capacity | 1 | 2030-07-01 | 0 | MW
0 | 0 | System | Generator | Build Wind 2027 | Build Wind | Firm Capacity | 1 | 2030-10-01 | 0 | MW
Build Wind 2027_Firm Capacity2031 | Build Wind_Firm Capacity2031 | System | Generator | Build Wind 2027 | Build Wind | Firm Capacity | 1 | 2031-01-01 | 0 | MW
0 | 0 | System | Generator | Build Wind 2027 | Build Wind | Firm Capacity | 1 | 2031-04-01 | 0 | MW
0 | 0 | System | Generator | Build Wind 2027 | Build Wind | Firm Capacity | 1 | 2031-07-01 | 0 | MW
0 | 0 | System | Generator | Build Wind 2027 | Build Wind | Firm Capacity | 1 | 2031-10-01 | 0 | MW
Build Wind 2027_Firm Capacity2032 | Build Wind_Firm Capacity2032 | System | Generator | Build Wind 2027 | Build Wind | Firm Capacity | 1 | 2032-01-01 | 0 | MW
0 | 0 | System | Generator | Build Wind 2027 | Build Wind | Firm Capacity | 1 | 2032-04-01 | 0 | MW
0 | 0 | System | Generator | Build Wind 2027 | Build Wind | Firm Capacity | 1 | 2032-07-01 | 0 | MW
0 | 0 | System | Generator | Build Wind 2027 | Build Wind | Firm Capacity | 1 | 2032-10-01 | 0 | MW
Build Wind 2027_Firm Capacity2033 | Build Wind_Firm Capacity2033 | System | Generator | Build Wind 2027 | Build Wind | Firm Capacity | 1 | 2033-01-01 | 0 | MW
0 | 0 | System | Generator | Build Wind 2027 | Build Wind | Firm Capacity | 1 | 2033-04-01 | 0 | MW
0 | 0 | System | Generator | Build Wind 2027 | Build Wind | Firm Capacity | 1 | 2033-07-01 | 0 | MW
0 | 0 | System | Generator | Build Wind 2027 | Build Wind | Firm Capacity | 1 | 2033-10-01 | 0 | MW
Build Wind 2027_Firm Capacity2034 | Build Wind_Firm Capacity2034 | System | Generator | Build Wind 2027 | Build Wind | Firm Capacity | 1 | 2034-01-01 | 0 | MW
0 | 0 | System | Generator | Build Wind 2027 | Build Wind | Firm Capacity | 1 | 2034-04-01 | 0 | MW
0 | 0 | System | Generator | Build Wind 2027 | Build Wind | Firm Capacity | 1 | 2034-07-01 | 0 | MW
0 | 0 | System | Generator | Build Wind 2027 | Build Wind | Firm Capacity | 1 | 2034-10-01 | 0 | MW
Build Wind 2027_Firm Capacity2035 | Build Wind_Firm Capacity2035 | System | Generator | Build Wind 2027 | Build Wind | Firm Capacity | 1 | 2035-01-01 | 0 | MW
0 | 0 | System | Generator | Build Wind 2027 | Build Wind | Firm Capacity | 1 | 2035-04-01 | 0 | MW
0 | 0 | System | Generator | Build Wind 2027 | Build Wind | Firm Capacity | 1 | 2035-07-01 | 0 | MW
0 | 0 | System | Generator | Build Wind 2027 | Build Wind | Firm Capacity | 1 | 2035-10-01 | 0 | MW
Build Wind 2027_Firm Capacity2036 | Build Wind_Firm Capacity2036 | System | Generator | Build Wind 2027 | Build Wind | Firm Capacity | 1 | 2036-01-01 | 0 | MW
0 | 0 | System | Generator | Build Wind 2027 | Build Wind | Firm Capacity | 1 | 2036-04-01 | 0 | MW
0 | 0 | System | Generator | Build Wind 2027 | Build Wind | Firm Capacity | 1 | 2036-07-01 | 0 | MW
0 | 0 | System | Generator | Build Wind 2027 | Build Wind | Firm Capacity | 1 | 2036-10-01 | 0 | MW
Build Wind 2027_Firm Capacity2037 | Build Wind_Firm Capacity2037 | System | Generator | Build Wind 2027 | Build Wind | Firm Capacity | 1 | 2037-01-01 | 0 | MW
0 | 0 | System | Generator | Build Wind 2027 | Build Wind | Firm Capacity | 1 | 2037-04-01 | 0 | MW
0 | 0 | System | Generator | Build Wind 2027 | Build Wind | Firm Capacity | 1 | 2037-07-01 | 0 | MW
0 | 0 | System | Generator | Build Wind 2027 | Build Wind | Firm Capacity | 1 | 2037-10-01 | 0 | MW
Build Wind 2027_Firm Capacity2038 | Build Wind_Firm Capacity2038 | System | Generator | Build Wind 2027 | Build Wind | Firm Capacity | 1 | 2038-01-01 | 0 | MW
0 | 0 | System | Generator | Build Wind 2027 | Build Wind | Firm Capacity | 1 | 2038-04-01 | 0 | MW
0 | 0 | System | Generator | Build Wind 2027 | Build Wind | Firm Capacity | 1 | 2038-07-01 | 0 | MW
0 | 0 | System | Generator | Build Wind 2027 | Build Wind | Firm Capacity | 1 | 2038-10-01 | 0 | MW
Build Wind 2027_Firm Capacity2039 | Build Wind_Firm Capacity2039 | System | Generator | Build Wind 2027 | Build Wind | Firm Capacity | 1 | 2039-01-01 | 0 | MW
0 | 0 | System | Generator | Build Wind 2027 | Build Wind | Firm Capacity | 1 | 2039-04-01 | 0 | MW
0 | 0 | System | Generator | Build Wind 2027 | Build Wind | Firm Capacity | 1 | 2039-07-01 | 0 | MW
0 | 0 | System | Generator | Build Wind 2027 | Build Wind | Firm Capacity | 1 | 2039-10-01 | 0 | MW
Build Wind 2027_Firm Capacity2040 | Build Wind_Firm Capacity2040 | System | Generator | Build Wind 2027 | Build Wind | Firm Capacity | 1 | 2040-01-01 | 0 | MW
0 | 0 | System | Generator | Build Wind 2027 | Build Wind | Firm Capacity | 1 | 2040-04-01 | 0 | MW
0 | 0 | System | Generator | Build Wind 2027 | Build Wind | Firm Capacity | 1 | 2040-07-01 | 0 | MW
0 | 0 | System | Generator | Build Wind 2027 | Build Wind | Firm Capacity | 1 | 2040-10-01 | 0 | MW
Build Wind 2027_Firm Capacity2041 | Build Wind_Firm Capacity2041 | System | Generator | Build Wind 2027 | Build Wind | Firm Capacity | 1 | 2041-01-01 | 0 | MW
0 | 0 | System | Generator | Build Wind 2027 | Build Wind | Firm Capacity | 1 | 2041-04-01 | 0 | MW
0 | 0 | System | Generator | Build Wind 2027 | Build Wind | Firm Capacity | 1 | 2041-07-01 | 0 | MW
0 | 0 | System | Generator | Build Wind 2027 | Build Wind | Firm Capacity | 1 | 2041-10-01 | 0 | MW
Build Wind 2027_Firm Capacity2042 | Build Wind_Firm Capacity2042 | System | Generator | Build Wind 2027 | Build Wind | Firm Capacity | 1 | 2042-01-01 | 0 | MW
0 | 0 | System | Generator | Build Wind 2027 | Build Wind | Firm Capacity | 1 | 2042-04-01 | 0 | MW
0 | 0 | System | Generator | Build Wind 2027 | Build Wind | Firm Capacity | 1 | 2042-07-01 | 0 | MW
0 | 0 | System | Generator | Build Wind 2027 | Build Wind | Firm Capacity | 1 | 2042-10-01 | 0 | MW
Build Wind 2027_Firm Capacity2043 | Build Wind_Firm Capacity2043 | System | Generator | Build Wind 2027 | Build Wind | Firm Capacity | 1 | 2043-01-01 | 0 | MW
0 | 0 | System | Generator | Build Wind 2027 | Build Wind | Firm Capacity | 1 | 2043-04-01 | 0 | MW
0 | 0 | System | Generator | Build Wind 2027 | Build Wind | Firm Capacity | 1 | 2043-07-01 | 0 | MW
0 | 0 | System | Generator | Build Wind 2027 | Build Wind | Firm Capacity | 1 | 2043-10-01 | 0 | MW
Build Wind 2028_Firm Capacity2024 | Build Wind_Firm Capacity2024 | System | Generator | Build Wind 2028 | Build Wind | Firm Capacity | 1 | 2024-01-01 | 0 | MW
0 | 0 | System | Generator | Build Wind 2028 | Build Wind | Firm Capacity | 1 | 2024-04-01 | 0 | MW
0 | 0 | System | Generator | Build Wind 2028 | Build Wind | Firm Capacity | 1 | 2024-07-01 | 0 | MW
0 | 0 | System | Generator | Build Wind 2028 | Build Wind | Firm Capacity | 1 | 2024-10-01 | 0 | MW
Build Wind 2028_Firm Capacity2025 | Build Wind_Firm Capacity2025 | System | Generator | Build Wind 2028 | Build Wind | Firm Capacity | 1 | 2025-01-01 | 0 | MW
0 | 0 | System | Generator | Build Wind 2028 | Build Wind | Firm Capacity | 1 | 2025-04-01 | 0 | MW
0 | 0 | System | Generator | Build Wind 2028 | Build Wind | Firm Capacity | 1 | 2025-07-01 | 0 | MW
0 | 0 | System | Generator | Build Wind 2028 | Build Wind | Firm Capacity | 1 | 2025-10-01 | 0 | MW
Build Wind 2028_Firm Capacity2026 | Build Wind_Firm Capacity2026 | System | Generator | Build Wind 2028 | Build Wind | Firm Capacity | 1 | 2026-01-01 | 0 | MW
0 | 0 | System | Generator | Build Wind 2028 | Build Wind | Firm Capacity | 1 | 2026-04-01 | 0 | MW
0 | 0 | System | Generator | Build Wind 2028 | Build Wind | Firm Capacity | 1 | 2026-07-01 | 0 | MW
0 | 0 | System | Generator | Build Wind 2028 | Build Wind | Firm Capacity | 1 | 2026-10-01 | 0 | MW
Build Wind 2028_Firm Capacity2027 | Build Wind_Firm Capacity2027 | System | Generator | Build Wind 2028 | Build Wind | Firm Capacity | 1 | 2027-01-01 | 0 | MW
0 | 0 | System | Generator | Build Wind 2028 | Build Wind | Firm Capacity | 1 | 2027-04-01 | 0 | MW
0 | 0 | System | Generator | Build Wind 2028 | Build Wind | Firm Capacity | 1 | 2027-07-01 | 0 | MW
0 | 0 | System | Generator | Build Wind 2028 | Build Wind | Firm Capacity | 1 | 2027-10-01 | 0 | MW
Build Wind 2028_Firm Capacity2028 | Build Wind_Firm Capacity2028 | System | Generator | Build Wind 2028 | Build Wind | Firm Capacity | 1 | 2028-01-01 | 0 | MW
0 | 0 | System | Generator | Build Wind 2028 | Build Wind | Firm Capacity | 1 | 2028-04-01 | 0 | MW
0 | 0 | System | Generator | Build Wind 2028 | Build Wind | Firm Capacity | 1 | 2028-07-01 | 0 | MW
0 | 0 | System | Generator | Build Wind 2028 | Build Wind | Firm Capacity | 1 | 2028-10-01 | 0 | MW
Build Wind 2028_Firm Capacity2029 | Build Wind_Firm Capacity2029 | System | Generator | Build Wind 2028 | Build Wind | Firm Capacity | 1 | 2029-01-01 | 0 | MW
0 | 0 | System | Generator | Build Wind 2028 | Build Wind | Firm Capacity | 1 | 2029-04-01 | 0 | MW
0 | 0 | System | Generator | Build Wind 2028 | Build Wind | Firm Capacity | 1 | 2029-07-01 | 0 | MW
0 | 0 | System | Generator | Build Wind 2028 | Build Wind | Firm Capacity | 1 | 2029-10-01 | 0 | MW
Build Wind 2028_Firm Capacity2030 | Build Wind_Firm Capacity2030 | System | Generator | Build Wind 2028 | Build Wind | Firm Capacity | 1 | 2030-01-01 | 0 | MW
0 | 0 | System | Generator | Build Wind 2028 | Build Wind | Firm Capacity | 1 | 2030-04-01 | 0 | MW
0 | 0 | System | Generator | Build Wind 2028 | Build Wind | Firm Capacity | 1 | 2030-07-01 | 0 | MW
0 | 0 | System | Generator | Build Wind 2028 | Build Wind | Firm Capacity | 1 | 2030-10-01 | 0 | MW
Build Wind 2028_Firm Capacity2031 | Build Wind_Firm Capacity2031 | System | Generator | Build Wind 2028 | Build Wind | Firm Capacity | 1 | 2031-01-01 | 0 | MW
0 | 0 | System | Generator | Build Wind 2028 | Build Wind | Firm Capacity | 1 | 2031-04-01 | 0 | MW
0 | 0 | System | Generator | Build Wind 2028 | Build Wind | Firm Capacity | 1 | 2031-07-01 | 0 | MW
0 | 0 | System | Generator | Build Wind 2028 | Build Wind | Firm Capacity | 1 | 2031-10-01 | 0 | MW
Build Wind 2028_Firm Capacity2032 | Build Wind_Firm Capacity2032 | System | Generator | Build Wind 2028 | Build Wind | Firm Capacity | 1 | 2032-01-01 | 0 | MW
0 | 0 | System | Generator | Build Wind 2028 | Build Wind | Firm Capacity | 1 | 2032-04-01 | 0 | MW
0 | 0 | System | Generator | Build Wind 2028 | Build Wind | Firm Capacity | 1 | 2032-07-01 | 0 | MW
0 | 0 | System | Generator | Build Wind 2028 | Build Wind | Firm Capacity | 1 | 2032-10-01 | 0 | MW
Build Wind 2028_Firm Capacity2033 | Build Wind_Firm Capacity2033 | System | Generator | Build Wind 2028 | Build Wind | Firm Capacity | 1 | 2033-01-01 | 0 | MW
0 | 0 | System | Generator | Build Wind 2028 | Build Wind | Firm Capacity | 1 | 2033-04-01 | 0 | MW
0 | 0 | System | Generator | Build Wind 2028 | Build Wind | Firm Capacity | 1 | 2033-07-01 | 0 | MW
0 | 0 | System | Generator | Build Wind 2028 | Build Wind | Firm Capacity | 1 | 2033-10-01 | 0 | MW
Build Wind 2028_Firm Capacity2034 | Build Wind_Firm Capacity2034 | System | Generator | Build Wind 2028 | Build Wind | Firm Capacity | 1 | 2034-01-01 | 0 | MW
0 | 0 | System | Generator | Build Wind 2028 | Build Wind | Firm Capacity | 1 | 2034-04-01 | 0 | MW
0 | 0 | System | Generator | Build Wind 2028 | Build Wind | Firm Capacity | 1 | 2034-07-01 | 0 | MW
0 | 0 | System | Generator | Build Wind 2028 | Build Wind | Firm Capacity | 1 | 2034-10-01 | 0 | MW
Build Wind 2028_Firm Capacity2035 | Build Wind_Firm Capacity2035 | System | Generator | Build Wind 2028 | Build Wind | Firm Capacity | 1 | 2035-01-01 | 0 | MW
0 | 0 | System | Generator | Build Wind 2028 | Build Wind | Firm Capacity | 1 | 2035-04-01 | 0 | MW
0 | 0 | System | Generator | Build Wind 2028 | Build Wind | Firm Capacity | 1 | 2035-07-01 | 0 | MW
0 | 0 | System | Generator | Build Wind 2028 | Build Wind | Firm Capacity | 1 | 2035-10-01 | 0 | MW
Build Wind 2028_Firm Capacity2036 | Build Wind_Firm Capacity2036 | System | Generator | Build Wind 2028 | Build Wind | Firm Capacity | 1 | 2036-01-01 | 0 | MW
0 | 0 | System | Generator | Build Wind 2028 | Build Wind | Firm Capacity | 1 | 2036-04-01 | 0 | MW
0 | 0 | System | Generator | Build Wind 2028 | Build Wind | Firm Capacity | 1 | 2036-07-01 | 0 | MW
0 | 0 | System | Generator | Build Wind 2028 | Build Wind | Firm Capacity | 1 | 2036-10-01 | 0 | MW
Build Wind 2028_Firm Capacity2037 | Build Wind_Firm Capacity2037 | System | Generator | Build Wind 2028 | Build Wind | Firm Capacity | 1 | 2037-01-01 | 0 | MW
0 | 0 | System | Generator | Build Wind 2028 | Build Wind | Firm Capacity | 1 | 2037-04-01 | 0 | MW
0 | 0 | System | Generator | Build Wind 2028 | Build Wind | Firm Capacity | 1 | 2037-07-01 | 0 | MW
0 | 0 | System | Generator | Build Wind 2028 | Build Wind | Firm Capacity | 1 | 2037-10-01 | 0 | MW
Build Wind 2028_Firm Capacity2038 | Build Wind_Firm Capacity2038 | System | Generator | Build Wind 2028 | Build Wind | Firm Capacity | 1 | 2038-01-01 | 0 | MW
0 | 0 | System | Generator | Build Wind 2028 | Build Wind | Firm Capacity | 1 | 2038-04-01 | 0 | MW
0 | 0 | System | Generator | Build Wind 2028 | Build Wind | Firm Capacity | 1 | 2038-07-01 | 0 | MW
0 | 0 | System | Generator | Build Wind 2028 | Build Wind | Firm Capacity | 1 | 2038-10-01 | 0 | MW
Build Wind 2028_Firm Capacity2039 | Build Wind_Firm Capacity2039 | System | Generator | Build Wind 2028 | Build Wind | Firm Capacity | 1 | 2039-01-01 | 0 | MW
0 | 0 | System | Generator | Build Wind 2028 | Build Wind | Firm Capacity | 1 | 2039-04-01 | 0 | MW
0 | 0 | System | Generator | Build Wind 2028 | Build Wind | Firm Capacity | 1 | 2039-07-01 | 0 | MW
0 | 0 | System | Generator | Build Wind 2028 | Build Wind | Firm Capacity | 1 | 2039-10-01 | 0 | MW
Build Wind 2028_Firm Capacity2040 | Build Wind_Firm Capacity2040 | System | Generator | Build Wind 2028 | Build Wind | Firm Capacity | 1 | 2040-01-01 | 0 | MW
0 | 0 | System | Generator | Build Wind 2028 | Build Wind | Firm Capacity | 1 | 2040-04-01 | 0 | MW
0 | 0 | System | Generator | Build Wind 2028 | Build Wind | Firm Capacity | 1 | 2040-07-01 | 0 | MW
0 | 0 | System | Generator | Build Wind 2028 | Build Wind | Firm Capacity | 1 | 2040-10-01 | 0 | MW
Build Wind 2028_Firm Capacity2041 | Build Wind_Firm Capacity2041 | System | Generator | Build Wind 2028 | Build Wind | Firm Capacity | 1 | 2041-01-01 | 0 | MW
0 | 0 | System | Generator | Build Wind 2028 | Build Wind | Firm Capacity | 1 | 2041-04-01 | 0 | MW
0 | 0 | System | Generator | Build Wind 2028 | Build Wind | Firm Capacity | 1 | 2041-07-01 | 0 | MW
0 | 0 | System | Generator | Build Wind 2028 | Build Wind | Firm Capacity | 1 | 2041-10-01 | 0 | MW
Build Wind 2028_Firm Capacity2042 | Build Wind_Firm Capacity2042 | System | Generator | Build Wind 2028 | Build Wind | Firm Capacity | 1 | 2042-01-01 | 0 | MW
0 | 0 | System | Generator | Build Wind 2028 | Build Wind | Firm Capacity | 1 | 2042-04-01 | 0 | MW
0 | 0 | System | Generator | Build Wind 2028 | Build Wind | Firm Capacity | 1 | 2042-07-01 | 0 | MW
0 | 0 | System | Generator | Build Wind 2028 | Build Wind | Firm Capacity | 1 | 2042-10-01 | 0 | MW
Build Wind 2028_Firm Capacity2043 | Build Wind_Firm Capacity2043 | System | Generator | Build Wind 2028 | Build Wind | Firm Capacity | 1 | 2043-01-01 | 0 | MW
0 | 0 | System | Generator | Build Wind 2028 | Build Wind | Firm Capacity | 1 | 2043-04-01 | 0 | MW
0 | 0 | System | Generator | Build Wind 2028 | Build Wind | Firm Capacity | 1 | 2043-07-01 | 0 | MW
0 | 0 | System | Generator | Build Wind 2028 | Build Wind | Firm Capacity | 1 | 2043-10-01 | 0 | MW
Build Wind 2029_Firm Capacity2024 | Build Wind_Firm Capacity2024 | System | Generator | Build Wind 2029 | Build Wind | Firm Capacity | 1 | 2024-01-01 | 0 | MW
0 | 0 | System | Generator | Build Wind 2029 | Build Wind | Firm Capacity | 1 | 2024-04-01 | 0 | MW
0 | 0 | System | Generator | Build Wind 2029 | Build Wind | Firm Capacity | 1 | 2024-07-01 | 0 | MW
0 | 0 | System | Generator | Build Wind 2029 | Build Wind | Firm Capacity | 1 | 2024-10-01 | 0 | MW
Build Wind 2029_Firm Capacity2025 | Build Wind_Firm Capacity2025 | System | Generator | Build Wind 2029 | Build Wind | Firm Capacity | 1 | 2025-01-01 | 0 | MW
0 | 0 | System | Generator | Build Wind 2029 | Build Wind | Firm Capacity | 1 | 2025-04-01 | 0 | MW
0 | 0 | System | Generator | Build Wind 2029 | Build Wind | Firm Capacity | 1 | 2025-07-01 | 0 | MW
0 | 0 | System | Generator | Build Wind 2029 | Build Wind | Firm Capacity | 1 | 2025-10-01 | 0 | MW
Build Wind 2029_Firm Capacity2026 | Build Wind_Firm Capacity2026 | System | Generator | Build Wind 2029 | Build Wind | Firm Capacity | 1 | 2026-01-01 | 0 | MW
0 | 0 | System | Generator | Build Wind 2029 | Build Wind | Firm Capacity | 1 | 2026-04-01 | 0 | MW
0 | 0 | System | Generator | Build Wind 2029 | Build Wind | Firm Capacity | 1 | 2026-07-01 | 0 | MW
0 | 0 | System | Generator | Build Wind 2029 | Build Wind | Firm Capacity | 1 | 2026-10-01 | 0 | MW
Build Wind 2029_Firm Capacity2027 | Build Wind_Firm Capacity2027 | System | Generator | Build Wind 2029 | Build Wind | Firm Capacity | 1 | 2027-01-01 | 0 | MW
0 | 0 | System | Generator | Build Wind 2029 | Build Wind | Firm Capacity | 1 | 2027-04-01 | 0 | MW
0 | 0 | System | Generator | Build Wind 2029 | Build Wind | Firm Capacity | 1 | 2027-07-01 | 0 | MW
0 | 0 | System | Generator | Build Wind 2029 | Build Wind | Firm Capacity | 1 | 2027-10-01 | 0 | MW
Build Wind 2029_Firm Capacity2028 | Build Wind_Firm Capacity2028 | System | Generator | Build Wind 2029 | Build Wind | Firm Capacity | 1 | 2028-01-01 | 0 | MW
0 | 0 | System | Generator | Build Wind 2029 | Build Wind | Firm Capacity | 1 | 2028-04-01 | 0 | MW
0 | 0 | System | Generator | Build Wind 2029 | Build Wind | Firm Capacity | 1 | 2028-07-01 | 0 | MW
0 | 0 | System | Generator | Build Wind 2029 | Build Wind | Firm Capacity | 1 | 2028-10-01 | 0 | MW
Build Wind 2029_Firm Capacity2029 | Build Wind_Firm Capacity2029 | System | Generator | Build Wind 2029 | Build Wind | Firm Capacity | 1 | 2029-01-01 | 0 | MW
0 | 0 | System | Generator | Build Wind 2029 | Build Wind | Firm Capacity | 1 | 2029-04-01 | 21.9 | MW
0 | 0 | System | Generator | Build Wind 2029 | Build Wind | Firm Capacity | 1 | 2029-07-01 | 21.9 | MW
0 | 0 | System | Generator | Build Wind 2029 | Build Wind | Firm Capacity | 1 | 2029-10-01 | 21.9 | MW
Build Wind 2029_Firm Capacity2030 | Build Wind_Firm Capacity2030 | System | Generator | Build Wind 2029 | Build Wind | Firm Capacity | 1 | 2030-01-01 | 21.9 | MW
0 | 0 | System | Generator | Build Wind 2029 | Build Wind | Firm Capacity | 1 | 2030-04-01 | 21.6 | MW
0 | 0 | System | Generator | Build Wind 2029 | Build Wind | Firm Capacity | 1 | 2030-07-01 | 21.6 | MW
0 | 0 | System | Generator | Build Wind 2029 | Build Wind | Firm Capacity | 1 | 2030-10-01 | 21.6 | MW
Build Wind 2029_Firm Capacity2031 | Build Wind_Firm Capacity2031 | System | Generator | Build Wind 2029 | Build Wind | Firm Capacity | 1 | 2031-01-01 | 21.6 | MW
0 | 0 | System | Generator | Build Wind 2029 | Build Wind | Firm Capacity | 1 | 2031-04-01 | 21.3 | MW
0 | 0 | System | Generator | Build Wind 2029 | Build Wind | Firm Capacity | 1 | 2031-07-01 | 21.3 | MW
0 | 0 | System | Generator | Build Wind 2029 | Build Wind | Firm Capacity | 1 | 2031-10-01 | 21.3 | MW
Build Wind 2029_Firm Capacity2032 | Build Wind_Firm Capacity2032 | System | Generator | Build Wind 2029 | Build Wind | Firm Capacity | 1 | 2032-01-01 | 21.3 | MW
0 | 0 | System | Generator | Build Wind 2029 | Build Wind | Firm Capacity | 1 | 2032-04-01 | 21 | MW
0 | 0 | System | Generator | Build Wind 2029 | Build Wind | Firm Capacity | 1 | 2032-07-01 | 21 | MW
0 | 0 | System | Generator | Build Wind 2029 | Build Wind | Firm Capacity | 1 | 2032-10-01 | 21 | MW
Build Wind 2029_Firm Capacity2033 | Build Wind_Firm Capacity2033 | System | Generator | Build Wind 2029 | Build Wind | Firm Capacity | 1 | 2033-01-01 | 21 | MW
0 | 0 | System | Generator | Build Wind 2029 | Build Wind | Firm Capacity | 1 | 2033-04-01 | 20.85 | MW
0 | 0 | System | Generator | Build Wind 2029 | Build Wind | Firm Capacity | 1 | 2033-07-01 | 20.85 | MW
0 | 0 | System | Generator | Build Wind 2029 | Build Wind | Firm Capacity | 1 | 2033-10-01 | 20.85 | MW
Build Wind 2029_Firm Capacity2034 | Build Wind_Firm Capacity2034 | System | Generator | Build Wind 2029 | Build Wind | Firm Capacity | 1 | 2034-01-01 | 20.85 | MW
0 | 0 | System | Generator | Build Wind 2029 | Build Wind | Firm Capacity | 1 | 2034-04-01 | 20.7 | MW
0 | 0 | System | Generator | Build Wind 2029 | Build Wind | Firm Capacity | 1 | 2034-07-01 | 20.7 | MW
0 | 0 | System | Generator | Build Wind 2029 | Build Wind | Firm Capacity | 1 | 2034-10-01 | 20.7 | MW
Build Wind 2029_Firm Capacity2035 | Build Wind_Firm Capacity2035 | System | Generator | Build Wind 2029 | Build Wind | Firm Capacity | 1 | 2035-01-01 | 20.7 | MW
0 | 0 | System | Generator | Build Wind 2029 | Build Wind | Firm Capacity | 1 | 2035-04-01 | 20.55 | MW
0 | 0 | System | Generator | Build Wind 2029 | Build Wind | Firm Capacity | 1 | 2035-07-01 | 20.55 | MW
0 | 0 | System | Generator | Build Wind 2029 | Build Wind | Firm Capacity | 1 | 2035-10-01 | 20.55 | MW
Build Wind 2029_Firm Capacity2036 | Build Wind_Firm Capacity2036 | System | Generator | Build Wind 2029 | Build Wind | Firm Capacity | 1 | 2036-01-01 | 20.55 | MW
0 | 0 | System | Generator | Build Wind 2029 | Build Wind | Firm Capacity | 1 | 2036-04-01 | 20.4 | MW
0 | 0 | System | Generator | Build Wind 2029 | Build Wind | Firm Capacity | 1 | 2036-07-01 | 20.4 | MW
0 | 0 | System | Generator | Build Wind 2029 | Build Wind | Firm Capacity | 1 | 2036-10-01 | 20.4 | MW
Build Wind 2029_Firm Capacity2037 | Build Wind_Firm Capacity2037 | System | Generator | Build Wind 2029 | Build Wind | Firm Capacity | 1 | 2037-01-01 | 20.4 | MW
0 | 0 | System | Generator | Build Wind 2029 | Build Wind | Firm Capacity | 1 | 2037-04-01 | 20.25 | MW
0 | 0 | System | Generator | Build Wind 2029 | Build Wind | Firm Capacity | 1 | 2037-07-01 | 20.25 | MW
0 | 0 | System | Generator | Build Wind 2029 | Build Wind | Firm Capacity | 1 | 2037-10-01 | 20.25 | MW
Build Wind 2029_Firm Capacity2038 | Build Wind_Firm Capacity2038 | System | Generator | Build Wind 2029 | Build Wind | Firm Capacity | 1 | 2038-01-01 | 20.25 | MW
0 | 0 | System | Generator | Build Wind 2029 | Build Wind | Firm Capacity | 1 | 2038-04-01 | 20.1 | MW
0 | 0 | System | Generator | Build Wind 2029 | Build Wind | Firm Capacity | 1 | 2038-07-01 | 20.1 | MW
0 | 0 | System | Generator | Build Wind 2029 | Build Wind | Firm Capacity | 1 | 2038-10-01 | 20.1 | MW
Build Wind 2029_Firm Capacity2039 | Build Wind_Firm Capacity2039 | System | Generator | Build Wind 2029 | Build Wind | Firm Capacity | 1 | 2039-01-01 | 20.1 | MW
0 | 0 | System | Generator | Build Wind 2029 | Build Wind | Firm Capacity | 1 | 2039-04-01 | 19.95 | MW
0 | 0 | System | Generator | Build Wind 2029 | Build Wind | Firm Capacity | 1 | 2039-07-01 | 19.95 | MW
0 | 0 | System | Generator | Build Wind 2029 | Build Wind | Firm Capacity | 1 | 2039-10-01 | 19.95 | MW
Build Wind 2029_Firm Capacity2040 | Build Wind_Firm Capacity2040 | System | Generator | Build Wind 2029 | Build Wind | Firm Capacity | 1 | 2040-01-01 | 19.95 | MW
0 | 0 | System | Generator | Build Wind 2029 | Build Wind | Firm Capacity | 1 | 2040-04-01 | 19.8 | MW
0 | 0 | System | Generator | Build Wind 2029 | Build Wind | Firm Capacity | 1 | 2040-07-01 | 19.8 | MW
0 | 0 | System | Generator | Build Wind 2029 | Build Wind | Firm Capacity | 1 | 2040-10-01 | 19.8 | MW
Build Wind 2029_Firm Capacity2041 | Build Wind_Firm Capacity2041 | System | Generator | Build Wind 2029 | Build Wind | Firm Capacity | 1 | 2041-01-01 | 19.8 | MW
0 | 0 | System | Generator | Build Wind 2029 | Build Wind | Firm Capacity | 1 | 2041-04-01 | 19.65 | MW
0 | 0 | System | Generator | Build Wind 2029 | Build Wind | Firm Capacity | 1 | 2041-07-01 | 19.65 | MW
0 | 0 | System | Generator | Build Wind 2029 | Build Wind | Firm Capacity | 1 | 2041-10-01 | 19.65 | MW
Build Wind 2029_Firm Capacity2042 | Build Wind_Firm Capacity2042 | System | Generator | Build Wind 2029 | Build Wind | Firm Capacity | 1 | 2042-01-01 | 19.65 | MW
0 | 0 | System | Generator | Build Wind 2029 | Build Wind | Firm Capacity | 1 | 2042-04-01 | 19.5 | MW
0 | 0 | System | Generator | Build Wind 2029 | Build Wind | Firm Capacity | 1 | 2042-07-01 | 19.5 | MW
0 | 0 | System | Generator | Build Wind 2029 | Build Wind | Firm Capacity | 1 | 2042-10-01 | 19.5 | MW
Build Wind 2029_Firm Capacity2043 | Build Wind_Firm Capacity2043 | System | Generator | Build Wind 2029 | Build Wind | Firm Capacity | 1 | 2043-01-01 | 19.5 | MW
0 | 0 | System | Generator | Build Wind 2029 | Build Wind | Firm Capacity | 1 | 2043-04-01 | 19.35 | MW
0 | 0 | System | Generator | Build Wind 2029 | Build Wind | Firm Capacity | 1 | 2043-07-01 | 19.35 | MW
0 | 0 | System | Generator | Build Wind 2029 | Build Wind | Firm Capacity | 1 | 2043-10-01 | 19.35 | MW
Build Wind 2030_Firm Capacity2024 | Build Wind_Firm Capacity2024 | System | Generator | Build Wind 2030 | Build Wind | Firm Capacity | 1 | 2024-01-01 | 0 | MW
0 | 0 | System | Generator | Build Wind 2030 | Build Wind | Firm Capacity | 1 | 2024-04-01 | 0 | MW
0 | 0 | System | Generator | Build Wind 2030 | Build Wind | Firm Capacity | 1 | 2024-07-01 | 0 | MW
0 | 0 | System | Generator | Build Wind 2030 | Build Wind | Firm Capacity | 1 | 2024-10-01 | 0 | MW
Build Wind 2030_Firm Capacity2025 | Build Wind_Firm Capacity2025 | System | Generator | Build Wind 2030 | Build Wind | Firm Capacity | 1 | 2025-01-01 | 0 | MW
0 | 0 | System | Generator | Build Wind 2030 | Build Wind | Firm Capacity | 1 | 2025-04-01 | 0 | MW
0 | 0 | System | Generator | Build Wind 2030 | Build Wind | Firm Capacity | 1 | 2025-07-01 | 0 | MW
0 | 0 | System | Generator | Build Wind 2030 | Build Wind | Firm Capacity | 1 | 2025-10-01 | 0 | MW
Build Wind 2030_Firm Capacity2026 | Build Wind_Firm Capacity2026 | System | Generator | Build Wind 2030 | Build Wind | Firm Capacity | 1 | 2026-01-01 | 0 | MW
0 | 0 | System | Generator | Build Wind 2030 | Build Wind | Firm Capacity | 1 | 2026-04-01 | 0 | MW
0 | 0 | System | Generator | Build Wind 2030 | Build Wind | Firm Capacity | 1 | 2026-07-01 | 0 | MW
0 | 0 | System | Generator | Build Wind 2030 | Build Wind | Firm Capacity | 1 | 2026-10-01 | 0 | MW
Build Wind 2030_Firm Capacity2027 | Build Wind_Firm Capacity2027 | System | Generator | Build Wind 2030 | Build Wind | Firm Capacity | 1 | 2027-01-01 | 0 | MW
0 | 0 | System | Generator | Build Wind 2030 | Build Wind | Firm Capacity | 1 | 2027-04-01 | 0 | MW
0 | 0 | System | Generator | Build Wind 2030 | Build Wind | Firm Capacity | 1 | 2027-07-01 | 0 | MW
0 | 0 | System | Generator | Build Wind 2030 | Build Wind | Firm Capacity | 1 | 2027-10-01 | 0 | MW
Build Wind 2030_Firm Capacity2028 | Build Wind_Firm Capacity2028 | System | Generator | Build Wind 2030 | Build Wind | Firm Capacity | 1 | 2028-01-01 | 0 | MW
0 | 0 | System | Generator | Build Wind 2030 | Build Wind | Firm Capacity | 1 | 2028-04-01 | 0 | MW
0 | 0 | System | Generator | Build Wind 2030 | Build Wind | Firm Capacity | 1 | 2028-07-01 | 0 | MW
0 | 0 | System | Generator | Build Wind 2030 | Build Wind | Firm Capacity | 1 | 2028-10-01 | 0 | MW
Build Wind 2030_Firm Capacity2029 | Build Wind_Firm Capacity2029 | System | Generator | Build Wind 2030 | Build Wind | Firm Capacity | 1 | 2029-01-01 | 0 | MW
0 | 0 | System | Generator | Build Wind 2030 | Build Wind | Firm Capacity | 1 | 2029-04-01 | 0 | MW
0 | 0 | System | Generator | Build Wind 2030 | Build Wind | Firm Capacity | 1 | 2029-07-01 | 0 | MW
0 | 0 | System | Generator | Build Wind 2030 | Build Wind | Firm Capacity | 1 | 2029-10-01 | 0 | MW
Build Wind 2030_Firm Capacity2030 | Build Wind_Firm Capacity2030 | System | Generator | Build Wind 2030 | Build Wind | Firm Capacity | 1 | 2030-01-01 | 0 | MW
0 | 0 | System | Generator | Build Wind 2030 | Build Wind | Firm Capacity | 1 | 2030-04-01 | 21.6 | MW
0 | 0 | System | Generator | Build Wind 2030 | Build Wind | Firm Capacity | 1 | 2030-07-01 | 21.6 | MW
0 | 0 | System | Generator | Build Wind 2030 | Build Wind | Firm Capacity | 1 | 2030-10-01 | 21.6 | MW
Build Wind 2030_Firm Capacity2031 | Build Wind_Firm Capacity2031 | System | Generator | Build Wind 2030 | Build Wind | Firm Capacity | 1 | 2031-01-01 | 21.6 | MW
0 | 0 | System | Generator | Build Wind 2030 | Build Wind | Firm Capacity | 1 | 2031-04-01 | 21.3 | MW
0 | 0 | System | Generator | Build Wind 2030 | Build Wind | Firm Capacity | 1 | 2031-07-01 | 21.3 | MW
0 | 0 | System | Generator | Build Wind 2030 | Build Wind | Firm Capacity | 1 | 2031-10-01 | 21.3 | MW
Build Wind 2030_Firm Capacity2032 | Build Wind_Firm Capacity2032 | System | Generator | Build Wind 2030 | Build Wind | Firm Capacity | 1 | 2032-01-01 | 21.3 | MW
0 | 0 | System | Generator | Build Wind 2030 | Build Wind | Firm Capacity | 1 | 2032-04-01 | 21 | MW
0 | 0 | System | Generator | Build Wind 2030 | Build Wind | Firm Capacity | 1 | 2032-07-01 | 21 | MW
0 | 0 | System | Generator | Build Wind 2030 | Build Wind | Firm Capacity | 1 | 2032-10-01 | 21 | MW
Build Wind 2030_Firm Capacity2033 | Build Wind_Firm Capacity2033 | System | Generator | Build Wind 2030 | Build Wind | Firm Capacity | 1 | 2033-01-01 | 21 | MW
0 | 0 | System | Generator | Build Wind 2030 | Build Wind | Firm Capacity | 1 | 2033-04-01 | 20.85 | MW
0 | 0 | System | Generator | Build Wind 2030 | Build Wind | Firm Capacity | 1 | 2033-07-01 | 20.85 | MW
0 | 0 | System | Generator | Build Wind 2030 | Build Wind | Firm Capacity | 1 | 2033-10-01 | 20.85 | MW
Build Wind 2030_Firm Capacity2034 | Build Wind_Firm Capacity2034 | System | Generator | Build Wind 2030 | Build Wind | Firm Capacity | 1 | 2034-01-01 | 20.85 | MW
0 | 0 | System | Generator | Build Wind 2030 | Build Wind | Firm Capacity | 1 | 2034-04-01 | 20.7 | MW
0 | 0 | System | Generator | Build Wind 2030 | Build Wind | Firm Capacity | 1 | 2034-07-01 | 20.7 | MW
0 | 0 | System | Generator | Build Wind 2030 | Build Wind | Firm Capacity | 1 | 2034-10-01 | 20.7 | MW
Build Wind 2030_Firm Capacity2035 | Build Wind_Firm Capacity2035 | System | Generator | Build Wind 2030 | Build Wind | Firm Capacity | 1 | 2035-01-01 | 20.7 | MW
0 | 0 | System | Generator | Build Wind 2030 | Build Wind | Firm Capacity | 1 | 2035-04-01 | 20.55 | MW
0 | 0 | System | Generator | Build Wind 2030 | Build Wind | Firm Capacity | 1 | 2035-07-01 | 20.55 | MW
0 | 0 | System | Generator | Build Wind 2030 | Build Wind | Firm Capacity | 1 | 2035-10-01 | 20.55 | MW
Build Wind 2030_Firm Capacity2036 | Build Wind_Firm Capacity2036 | System | Generator | Build Wind 2030 | Build Wind | Firm Capacity | 1 | 2036-01-01 | 20.55 | MW
0 | 0 | System | Generator | Build Wind 2030 | Build Wind | Firm Capacity | 1 | 2036-04-01 | 20.4 | MW
0 | 0 | System | Generator | Build Wind 2030 | Build Wind | Firm Capacity | 1 | 2036-07-01 | 20.4 | MW
0 | 0 | System | Generator | Build Wind 2030 | Build Wind | Firm Capacity | 1 | 2036-10-01 | 20.4 | MW
Build Wind 2030_Firm Capacity2037 | Build Wind_Firm Capacity2037 | System | Generator | Build Wind 2030 | Build Wind | Firm Capacity | 1 | 2037-01-01 | 20.4 | MW
0 | 0 | System | Generator | Build Wind 2030 | Build Wind | Firm Capacity | 1 | 2037-04-01 | 20.25 | MW
0 | 0 | System | Generator | Build Wind 2030 | Build Wind | Firm Capacity | 1 | 2037-07-01 | 20.25 | MW
0 | 0 | System | Generator | Build Wind 2030 | Build Wind | Firm Capacity | 1 | 2037-10-01 | 20.25 | MW
Build Wind 2030_Firm Capacity2038 | Build Wind_Firm Capacity2038 | System | Generator | Build Wind 2030 | Build Wind | Firm Capacity | 1 | 2038-01-01 | 20.25 | MW
0 | 0 | System | Generator | Build Wind 2030 | Build Wind | Firm Capacity | 1 | 2038-04-01 | 20.1 | MW
0 | 0 | System | Generator | Build Wind 2030 | Build Wind | Firm Capacity | 1 | 2038-07-01 | 20.1 | MW
0 | 0 | System | Generator | Build Wind 2030 | Build Wind | Firm Capacity | 1 | 2038-10-01 | 20.1 | MW
Build Wind 2030_Firm Capacity2039 | Build Wind_Firm Capacity2039 | System | Generator | Build Wind 2030 | Build Wind | Firm Capacity | 1 | 2039-01-01 | 20.1 | MW
0 | 0 | System | Generator | Build Wind 2030 | Build Wind | Firm Capacity | 1 | 2039-04-01 | 19.95 | MW
0 | 0 | System | Generator | Build Wind 2030 | Build Wind | Firm Capacity | 1 | 2039-07-01 | 19.95 | MW
0 | 0 | System | Generator | Build Wind 2030 | Build Wind | Firm Capacity | 1 | 2039-10-01 | 19.95 | MW
Build Wind 2030_Firm Capacity2040 | Build Wind_Firm Capacity2040 | System | Generator | Build Wind 2030 | Build Wind | Firm Capacity | 1 | 2040-01-01 | 19.95 | MW
0 | 0 | System | Generator | Build Wind 2030 | Build Wind | Firm Capacity | 1 | 2040-04-01 | 19.8 | MW
0 | 0 | System | Generator | Build Wind 2030 | Build Wind | Firm Capacity | 1 | 2040-07-01 | 19.8 | MW
0 | 0 | System | Generator | Build Wind 2030 | Build Wind | Firm Capacity | 1 | 2040-10-01 | 19.8 | MW
Build Wind 2030_Firm Capacity2041 | Build Wind_Firm Capacity2041 | System | Generator | Build Wind 2030 | Build Wind | Firm Capacity | 1 | 2041-01-01 | 19.8 | MW
0 | 0 | System | Generator | Build Wind 2030 | Build Wind | Firm Capacity | 1 | 2041-04-01 | 19.65 | MW
0 | 0 | System | Generator | Build Wind 2030 | Build Wind | Firm Capacity | 1 | 2041-07-01 | 19.65 | MW
0 | 0 | System | Generator | Build Wind 2030 | Build Wind | Firm Capacity | 1 | 2041-10-01 | 19.65 | MW
Build Wind 2030_Firm Capacity2042 | Build Wind_Firm Capacity2042 | System | Generator | Build Wind 2030 | Build Wind | Firm Capacity | 1 | 2042-01-01 | 19.65 | MW
0 | 0 | System | Generator | Build Wind 2030 | Build Wind | Firm Capacity | 1 | 2042-04-01 | 19.5 | MW
0 | 0 | System | Generator | Build Wind 2030 | Build Wind | Firm Capacity | 1 | 2042-07-01 | 19.5 | MW
0 | 0 | System | Generator | Build Wind 2030 | Build Wind | Firm Capacity | 1 | 2042-10-01 | 19.5 | MW
Build Wind 2030_Firm Capacity2043 | Build Wind_Firm Capacity2043 | System | Generator | Build Wind 2030 | Build Wind | Firm Capacity | 1 | 2043-01-01 | 19.5 | MW
0 | 0 | System | Generator | Build Wind 2030 | Build Wind | Firm Capacity | 1 | 2043-04-01 | 19.35 | MW
0 | 0 | System | Generator | Build Wind 2030 | Build Wind | Firm Capacity | 1 | 2043-07-01 | 19.35 | MW
0 | 0 | System | Generator | Build Wind 2030 | Build Wind | Firm Capacity | 1 | 2043-10-01 | 19.35 | MW
Build Wind 2031_Firm Capacity2024 | Build Wind_Firm Capacity2024 | System | Generator | Build Wind 2031 | Build Wind | Firm Capacity | 1 | 2024-01-01 | 0 | MW
0 | 0 | System | Generator | Build Wind 2031 | Build Wind | Firm Capacity | 1 | 2024-04-01 | 0 | MW
0 | 0 | System | Generator | Build Wind 2031 | Build Wind | Firm Capacity | 1 | 2024-07-01 | 0 | MW
0 | 0 | System | Generator | Build Wind 2031 | Build Wind | Firm Capacity | 1 | 2024-10-01 | 0 | MW
Build Wind 2031_Firm Capacity2025 | Build Wind_Firm Capacity2025 | System | Generator | Build Wind 2031 | Build Wind | Firm Capacity | 1 | 2025-01-01 | 0 | MW
0 | 0 | System | Generator | Build Wind 2031 | Build Wind | Firm Capacity | 1 | 2025-04-01 | 0 | MW
0 | 0 | System | Generator | Build Wind 2031 | Build Wind | Firm Capacity | 1 | 2025-07-01 | 0 | MW
0 | 0 | System | Generator | Build Wind 2031 | Build Wind | Firm Capacity | 1 | 2025-10-01 | 0 | MW
Build Wind 2031_Firm Capacity2026 | Build Wind_Firm Capacity2026 | System | Generator | Build Wind 2031 | Build Wind | Firm Capacity | 1 | 2026-01-01 | 0 | MW
0 | 0 | System | Generator | Build Wind 2031 | Build Wind | Firm Capacity | 1 | 2026-04-01 | 0 | MW
0 | 0 | System | Generator | Build Wind 2031 | Build Wind | Firm Capacity | 1 | 2026-07-01 | 0 | MW
0 | 0 | System | Generator | Build Wind 2031 | Build Wind | Firm Capacity | 1 | 2026-10-01 | 0 | MW
Build Wind 2031_Firm Capacity2027 | Build Wind_Firm Capacity2027 | System | Generator | Build Wind 2031 | Build Wind | Firm Capacity | 1 | 2027-01-01 | 0 | MW
0 | 0 | System | Generator | Build Wind 2031 | Build Wind | Firm Capacity | 1 | 2027-04-01 | 0 | MW
0 | 0 | System | Generator | Build Wind 2031 | Build Wind | Firm Capacity | 1 | 2027-07-01 | 0 | MW
0 | 0 | System | Generator | Build Wind 2031 | Build Wind | Firm Capacity | 1 | 2027-10-01 | 0 | MW
Build Wind 2031_Firm Capacity2028 | Build Wind_Firm Capacity2028 | System | Generator | Build Wind 2031 | Build Wind | Firm Capacity | 1 | 2028-01-01 | 0 | MW
0 | 0 | System | Generator | Build Wind 2031 | Build Wind | Firm Capacity | 1 | 2028-04-01 | 0 | MW
0 | 0 | System | Generator | Build Wind 2031 | Build Wind | Firm Capacity | 1 | 2028-07-01 | 0 | MW
0 | 0 | System | Generator | Build Wind 2031 | Build Wind | Firm Capacity | 1 | 2028-10-01 | 0 | MW
Build Wind 2031_Firm Capacity2029 | Build Wind_Firm Capacity2029 | System | Generator | Build Wind 2031 | Build Wind | Firm Capacity | 1 | 2029-01-01 | 0 | MW
0 | 0 | System | Generator | Build Wind 2031 | Build Wind | Firm Capacity | 1 | 2029-04-01 | 0 | MW
0 | 0 | System | Generator | Build Wind 2031 | Build Wind | Firm Capacity | 1 | 2029-07-01 | 0 | MW
0 | 0 | System | Generator | Build Wind 2031 | Build Wind | Firm Capacity | 1 | 2029-10-01 | 0 | MW
Build Wind 2031_Firm Capacity2030 | Build Wind_Firm Capacity2030 | System | Generator | Build Wind 2031 | Build Wind | Firm Capacity | 1 | 2030-01-01 | 0 | MW
0 | 0 | System | Generator | Build Wind 2031 | Build Wind | Firm Capacity | 1 | 2030-04-01 | 0 | MW
0 | 0 | System | Generator | Build Wind 2031 | Build Wind | Firm Capacity | 1 | 2030-07-01 | 0 | MW
0 | 0 | System | Generator | Build Wind 2031 | Build Wind | Firm Capacity | 1 | 2030-10-01 | 0 | MW
Build Wind 2031_Firm Capacity2031 | Build Wind_Firm Capacity2031 | System | Generator | Build Wind 2031 | Build Wind | Firm Capacity | 1 | 2031-01-01 | 0 | MW
0 | 0 | System | Generator | Build Wind 2031 | Build Wind | Firm Capacity | 1 | 2031-04-01 | 21.3 | MW
0 | 0 | System | Generator | Build Wind 2031 | Build Wind | Firm Capacity | 1 | 2031-07-01 | 21.3 | MW
0 | 0 | System | Generator | Build Wind 2031 | Build Wind | Firm Capacity | 1 | 2031-10-01 | 21.3 | MW
Build Wind 2031_Firm Capacity2032 | Build Wind_Firm Capacity2032 | System | Generator | Build Wind 2031 | Build Wind | Firm Capacity | 1 | 2032-01-01 | 21.3 | MW
0 | 0 | System | Generator | Build Wind 2031 | Build Wind | Firm Capacity | 1 | 2032-04-01 | 21 | MW
0 | 0 | System | Generator | Build Wind 2031 | Build Wind | Firm Capacity | 1 | 2032-07-01 | 21 | MW
0 | 0 | System | Generator | Build Wind 2031 | Build Wind | Firm Capacity | 1 | 2032-10-01 | 21 | MW
Build Wind 2031_Firm Capacity2033 | Build Wind_Firm Capacity2033 | System | Generator | Build Wind 2031 | Build Wind | Firm Capacity | 1 | 2033-01-01 | 21 | MW
0 | 0 | System | Generator | Build Wind 2031 | Build Wind | Firm Capacity | 1 | 2033-04-01 | 20.85 | MW
0 | 0 | System | Generator | Build Wind 2031 | Build Wind | Firm Capacity | 1 | 2033-07-01 | 20.85 | MW
0 | 0 | System | Generator | Build Wind 2031 | Build Wind | Firm Capacity | 1 | 2033-10-01 | 20.85 | MW
Build Wind 2031_Firm Capacity2034 | Build Wind_Firm Capacity2034 | System | Generator | Build Wind 2031 | Build Wind | Firm Capacity | 1 | 2034-01-01 | 20.85 | MW
0 | 0 | System | Generator | Build Wind 2031 | Build Wind | Firm Capacity | 1 | 2034-04-01 | 20.7 | MW
0 | 0 | System | Generator | Build Wind 2031 | Build Wind | Firm Capacity | 1 | 2034-07-01 | 20.7 | MW
0 | 0 | System | Generator | Build Wind 2031 | Build Wind | Firm Capacity | 1 | 2034-10-01 | 20.7 | MW
Build Wind 2031_Firm Capacity2035 | Build Wind_Firm Capacity2035 | System | Generator | Build Wind 2031 | Build Wind | Firm Capacity | 1 | 2035-01-01 | 20.7 | MW
0 | 0 | System | Generator | Build Wind 2031 | Build Wind | Firm Capacity | 1 | 2035-04-01 | 20.55 | MW
0 | 0 | System | Generator | Build Wind 2031 | Build Wind | Firm Capacity | 1 | 2035-07-01 | 20.55 | MW
0 | 0 | System | Generator | Build Wind 2031 | Build Wind | Firm Capacity | 1 | 2035-10-01 | 20.55 | MW
Build Wind 2031_Firm Capacity2036 | Build Wind_Firm Capacity2036 | System | Generator | Build Wind 2031 | Build Wind | Firm Capacity | 1 | 2036-01-01 | 20.55 | MW
0 | 0 | System | Generator | Build Wind 2031 | Build Wind | Firm Capacity | 1 | 2036-04-01 | 20.4 | MW
0 | 0 | System | Generator | Build Wind 2031 | Build Wind | Firm Capacity | 1 | 2036-07-01 | 20.4 | MW
0 | 0 | System | Generator | Build Wind 2031 | Build Wind | Firm Capacity | 1 | 2036-10-01 | 20.4 | MW
Build Wind 2031_Firm Capacity2037 | Build Wind_Firm Capacity2037 | System | Generator | Build Wind 2031 | Build Wind | Firm Capacity | 1 | 2037-01-01 | 20.4 | MW
0 | 0 | System | Generator | Build Wind 2031 | Build Wind | Firm Capacity | 1 | 2037-04-01 | 20.25 | MW
0 | 0 | System | Generator | Build Wind 2031 | Build Wind | Firm Capacity | 1 | 2037-07-01 | 20.25 | MW
0 | 0 | System | Generator | Build Wind 2031 | Build Wind | Firm Capacity | 1 | 2037-10-01 | 20.25 | MW
Build Wind 2031_Firm Capacity2038 | Build Wind_Firm Capacity2038 | System | Generator | Build Wind 2031 | Build Wind | Firm Capacity | 1 | 2038-01-01 | 20.25 | MW
0 | 0 | System | Generator | Build Wind 2031 | Build Wind | Firm Capacity | 1 | 2038-04-01 | 20.1 | MW
0 | 0 | System | Generator | Build Wind 2031 | Build Wind | Firm Capacity | 1 | 2038-07-01 | 20.1 | MW
0 | 0 | System | Generator | Build Wind 2031 | Build Wind | Firm Capacity | 1 | 2038-10-01 | 20.1 | MW
Build Wind 2031_Firm Capacity2039 | Build Wind_Firm Capacity2039 | System | Generator | Build Wind 2031 | Build Wind | Firm Capacity | 1 | 2039-01-01 | 20.1 | MW
0 | 0 | System | Generator | Build Wind 2031 | Build Wind | Firm Capacity | 1 | 2039-04-01 | 19.95 | MW
0 | 0 | System | Generator | Build Wind 2031 | Build Wind | Firm Capacity | 1 | 2039-07-01 | 19.95 | MW
0 | 0 | System | Generator | Build Wind 2031 | Build Wind | Firm Capacity | 1 | 2039-10-01 | 19.95 | MW
Build Wind 2031_Firm Capacity2040 | Build Wind_Firm Capacity2040 | System | Generator | Build Wind 2031 | Build Wind | Firm Capacity | 1 | 2040-01-01 | 19.95 | MW
0 | 0 | System | Generator | Build Wind 2031 | Build Wind | Firm Capacity | 1 | 2040-04-01 | 19.8 | MW
0 | 0 | System | Generator | Build Wind 2031 | Build Wind | Firm Capacity | 1 | 2040-07-01 | 19.8 | MW
0 | 0 | System | Generator | Build Wind 2031 | Build Wind | Firm Capacity | 1 | 2040-10-01 | 19.8 | MW
Build Wind 2031_Firm Capacity2041 | Build Wind_Firm Capacity2041 | System | Generator | Build Wind 2031 | Build Wind | Firm Capacity | 1 | 2041-01-01 | 19.8 | MW
0 | 0 | System | Generator | Build Wind 2031 | Build Wind | Firm Capacity | 1 | 2041-04-01 | 19.65 | MW
0 | 0 | System | Generator | Build Wind 2031 | Build Wind | Firm Capacity | 1 | 2041-07-01 | 19.65 | MW
0 | 0 | System | Generator | Build Wind 2031 | Build Wind | Firm Capacity | 1 | 2041-10-01 | 19.65 | MW
Build Wind 2031_Firm Capacity2042 | Build Wind_Firm Capacity2042 | System | Generator | Build Wind 2031 | Build Wind | Firm Capacity | 1 | 2042-01-01 | 19.65 | MW
0 | 0 | System | Generator | Build Wind 2031 | Build Wind | Firm Capacity | 1 | 2042-04-01 | 19.5 | MW
0 | 0 | System | Generator | Build Wind 2031 | Build Wind | Firm Capacity | 1 | 2042-07-01 | 19.5 | MW
0 | 0 | System | Generator | Build Wind 2031 | Build Wind | Firm Capacity | 1 | 2042-10-01 | 19.5 | MW
Build Wind 2031_Firm Capacity2043 | Build Wind_Firm Capacity2043 | System | Generator | Build Wind 2031 | Build Wind | Firm Capacity | 1 | 2043-01-01 | 19.5 | MW
0 | 0 | System | Generator | Build Wind 2031 | Build Wind | Firm Capacity | 1 | 2043-04-01 | 19.35 | MW
0 | 0 | System | Generator | Build Wind 2031 | Build Wind | Firm Capacity | 1 | 2043-07-01 | 19.35 | MW
0 | 0 | System | Generator | Build Wind 2031 | Build Wind | Firm Capacity | 1 | 2043-10-01 | 19.35 | MW
Build Wind 2032_Firm Capacity2024 | Build Wind_Firm Capacity2024 | System | Generator | Build Wind 2032 | Build Wind | Firm Capacity | 1 | 2024-01-01 | 0 | MW
0 | 0 | System | Generator | Build Wind 2032 | Build Wind | Firm Capacity | 1 | 2024-04-01 | 0 | MW
0 | 0 | System | Generator | Build Wind 2032 | Build Wind | Firm Capacity | 1 | 2024-07-01 | 0 | MW
0 | 0 | System | Generator | Build Wind 2032 | Build Wind | Firm Capacity | 1 | 2024-10-01 | 0 | MW
Build Wind 2032_Firm Capacity2025 | Build Wind_Firm Capacity2025 | System | Generator | Build Wind 2032 | Build Wind | Firm Capacity | 1 | 2025-01-01 | 0 | MW
0 | 0 | System | Generator | Build Wind 2032 | Build Wind | Firm Capacity | 1 | 2025-04-01 | 0 | MW
0 | 0 | System | Generator | Build Wind 2032 | Build Wind | Firm Capacity | 1 | 2025-07-01 | 0 | MW
0 | 0 | System | Generator | Build Wind 2032 | Build Wind | Firm Capacity | 1 | 2025-10-01 | 0 | MW
Build Wind 2032_Firm Capacity2026 | Build Wind_Firm Capacity2026 | System | Generator | Build Wind 2032 | Build Wind | Firm Capacity | 1 | 2026-01-01 | 0 | MW
0 | 0 | System | Generator | Build Wind 2032 | Build Wind | Firm Capacity | 1 | 2026-04-01 | 0 | MW
0 | 0 | System | Generator | Build Wind 2032 | Build Wind | Firm Capacity | 1 | 2026-07-01 | 0 | MW
0 | 0 | System | Generator | Build Wind 2032 | Build Wind | Firm Capacity | 1 | 2026-10-01 | 0 | MW
Build Wind 2032_Firm Capacity2027 | Build Wind_Firm Capacity2027 | System | Generator | Build Wind 2032 | Build Wind | Firm Capacity | 1 | 2027-01-01 | 0 | MW
0 | 0 | System | Generator | Build Wind 2032 | Build Wind | Firm Capacity | 1 | 2027-04-01 | 0 | MW
0 | 0 | System | Generator | Build Wind 2032 | Build Wind | Firm Capacity | 1 | 2027-07-01 | 0 | MW
0 | 0 | System | Generator | Build Wind 2032 | Build Wind | Firm Capacity | 1 | 2027-10-01 | 0 | MW
Build Wind 2032_Firm Capacity2028 | Build Wind_Firm Capacity2028 | System | Generator | Build Wind 2032 | Build Wind | Firm Capacity | 1 | 2028-01-01 | 0 | MW
0 | 0 | System | Generator | Build Wind 2032 | Build Wind | Firm Capacity | 1 | 2028-04-01 | 0 | MW
0 | 0 | System | Generator | Build Wind 2032 | Build Wind | Firm Capacity | 1 | 2028-07-01 | 0 | MW
0 | 0 | System | Generator | Build Wind 2032 | Build Wind | Firm Capacity | 1 | 2028-10-01 | 0 | MW
Build Wind 2032_Firm Capacity2029 | Build Wind_Firm Capacity2029 | System | Generator | Build Wind 2032 | Build Wind | Firm Capacity | 1 | 2029-01-01 | 0 | MW
0 | 0 | System | Generator | Build Wind 2032 | Build Wind | Firm Capacity | 1 | 2029-04-01 | 0 | MW
0 | 0 | System | Generator | Build Wind 2032 | Build Wind | Firm Capacity | 1 | 2029-07-01 | 0 | MW
0 | 0 | System | Generator | Build Wind 2032 | Build Wind | Firm Capacity | 1 | 2029-10-01 | 0 | MW
Build Wind 2032_Firm Capacity2030 | Build Wind_Firm Capacity2030 | System | Generator | Build Wind 2032 | Build Wind | Firm Capacity | 1 | 2030-01-01 | 0 | MW
0 | 0 | System | Generator | Build Wind 2032 | Build Wind | Firm Capacity | 1 | 2030-04-01 | 0 | MW
0 | 0 | System | Generator | Build Wind 2032 | Build Wind | Firm Capacity | 1 | 2030-07-01 | 0 | MW
0 | 0 | System | Generator | Build Wind 2032 | Build Wind | Firm Capacity | 1 | 2030-10-01 | 0 | MW
Build Wind 2032_Firm Capacity2031 | Build Wind_Firm Capacity2031 | System | Generator | Build Wind 2032 | Build Wind | Firm Capacity | 1 | 2031-01-01 | 0 | MW
0 | 0 | System | Generator | Build Wind 2032 | Build Wind | Firm Capacity | 1 | 2031-04-01 | 0 | MW
0 | 0 | System | Generator | Build Wind 2032 | Build Wind | Firm Capacity | 1 | 2031-07-01 | 0 | MW
0 | 0 | System | Generator | Build Wind 2032 | Build Wind | Firm Capacity | 1 | 2031-10-01 | 0 | MW
Build Wind 2032_Firm Capacity2032 | Build Wind_Firm Capacity2032 | System | Generator | Build Wind 2032 | Build Wind | Firm Capacity | 1 | 2032-01-01 | 0 | MW
0 | 0 | System | Generator | Build Wind 2032 | Build Wind | Firm Capacity | 1 | 2032-04-01 | 0 | MW
0 | 0 | System | Generator | Build Wind 2032 | Build Wind | Firm Capacity | 1 | 2032-07-01 | 0 | MW
0 | 0 | System | Generator | Build Wind 2032 | Build Wind | Firm Capacity | 1 | 2032-10-01 | 0 | MW
Build Wind 2032_Firm Capacity2033 | Build Wind_Firm Capacity2033 | System | Generator | Build Wind 2032 | Build Wind | Firm Capacity | 1 | 2033-01-01 | 0 | MW
0 | 0 | System | Generator | Build Wind 2032 | Build Wind | Firm Capacity | 1 | 2033-04-01 | 0 | MW
0 | 0 | System | Generator | Build Wind 2032 | Build Wind | Firm Capacity | 1 | 2033-07-01 | 0 | MW
0 | 0 | System | Generator | Build Wind 2032 | Build Wind | Firm Capacity | 1 | 2033-10-01 | 0 | MW
Build Wind 2032_Firm Capacity2034 | Build Wind_Firm Capacity2034 | System | Generator | Build Wind 2032 | Build Wind | Firm Capacity | 1 | 2034-01-01 | 0 | MW
0 | 0 | System | Generator | Build Wind 2032 | Build Wind | Firm Capacity | 1 | 2034-04-01 | 0 | MW
0 | 0 | System | Generator | Build Wind 2032 | Build Wind | Firm Capacity | 1 | 2034-07-01 | 0 | MW
0 | 0 | System | Generator | Build Wind 2032 | Build Wind | Firm Capacity | 1 | 2034-10-01 | 0 | MW
Build Wind 2032_Firm Capacity2035 | Build Wind_Firm Capacity2035 | System | Generator | Build Wind 2032 | Build Wind | Firm Capacity | 1 | 2035-01-01 | 0 | MW
0 | 0 | System | Generator | Build Wind 2032 | Build Wind | Firm Capacity | 1 | 2035-04-01 | 0 | MW
0 | 0 | System | Generator | Build Wind 2032 | Build Wind | Firm Capacity | 1 | 2035-07-01 | 0 | MW
0 | 0 | System | Generator | Build Wind 2032 | Build Wind | Firm Capacity | 1 | 2035-10-01 | 0 | MW
Build Wind 2032_Firm Capacity2036 | Build Wind_Firm Capacity2036 | System | Generator | Build Wind 2032 | Build Wind | Firm Capacity | 1 | 2036-01-01 | 0 | MW
0 | 0 | System | Generator | Build Wind 2032 | Build Wind | Firm Capacity | 1 | 2036-04-01 | 0 | MW
0 | 0 | System | Generator | Build Wind 2032 | Build Wind | Firm Capacity | 1 | 2036-07-01 | 0 | MW
0 | 0 | System | Generator | Build Wind 2032 | Build Wind | Firm Capacity | 1 | 2036-10-01 | 0 | MW
Build Wind 2032_Firm Capacity2037 | Build Wind_Firm Capacity2037 | System | Generator | Build Wind 2032 | Build Wind | Firm Capacity | 1 | 2037-01-01 | 0 | MW
0 | 0 | System | Generator | Build Wind 2032 | Build Wind | Firm Capacity | 1 | 2037-04-01 | 0 | MW
0 | 0 | System | Generator | Build Wind 2032 | Build Wind | Firm Capacity | 1 | 2037-07-01 | 0 | MW
0 | 0 | System | Generator | Build Wind 2032 | Build Wind | Firm Capacity | 1 | 2037-10-01 | 0 | MW
Build Wind 2032_Firm Capacity2038 | Build Wind_Firm Capacity2038 | System | Generator | Build Wind 2032 | Build Wind | Firm Capacity | 1 | 2038-01-01 | 0 | MW
0 | 0 | System | Generator | Build Wind 2032 | Build Wind | Firm Capacity | 1 | 2038-04-01 | 0 | MW
0 | 0 | System | Generator | Build Wind 2032 | Build Wind | Firm Capacity | 1 | 2038-07-01 | 0 | MW
0 | 0 | System | Generator | Build Wind 2032 | Build Wind | Firm Capacity | 1 | 2038-10-01 | 0 | MW
Build Wind 2032_Firm Capacity2039 | Build Wind_Firm Capacity2039 | System | Generator | Build Wind 2032 | Build Wind | Firm Capacity | 1 | 2039-01-01 | 0 | MW
0 | 0 | System | Generator | Build Wind 2032 | Build Wind | Firm Capacity | 1 | 2039-04-01 | 0 | MW
0 | 0 | System | Generator | Build Wind 2032 | Build Wind | Firm Capacity | 1 | 2039-07-01 | 0 | MW
0 | 0 | System | Generator | Build Wind 2032 | Build Wind | Firm Capacity | 1 | 2039-10-01 | 0 | MW
Build Wind 2032_Firm Capacity2040 | Build Wind_Firm Capacity2040 | System | Generator | Build Wind 2032 | Build Wind | Firm Capacity | 1 | 2040-01-01 | 0 | MW
0 | 0 | System | Generator | Build Wind 2032 | Build Wind | Firm Capacity | 1 | 2040-04-01 | 0 | MW
0 | 0 | System | Generator | Build Wind 2032 | Build Wind | Firm Capacity | 1 | 2040-07-01 | 0 | MW
0 | 0 | System | Generator | Build Wind 2032 | Build Wind | Firm Capacity | 1 | 2040-10-01 | 0 | MW
Build Wind 2032_Firm Capacity2041 | Build Wind_Firm Capacity2041 | System | Generator | Build Wind 2032 | Build Wind | Firm Capacity | 1 | 2041-01-01 | 0 | MW
0 | 0 | System | Generator | Build Wind 2032 | Build Wind | Firm Capacity | 1 | 2041-04-01 | 0 | MW
0 | 0 | System | Generator | Build Wind 2032 | Build Wind | Firm Capacity | 1 | 2041-07-01 | 0 | MW
0 | 0 | System | Generator | Build Wind 2032 | Build Wind | Firm Capacity | 1 | 2041-10-01 | 0 | MW
Build Wind 2032_Firm Capacity2042 | Build Wind_Firm Capacity2042 | System | Generator | Build Wind 2032 | Build Wind | Firm Capacity | 1 | 2042-01-01 | 0 | MW
0 | 0 | System | Generator | Build Wind 2032 | Build Wind | Firm Capacity | 1 | 2042-04-01 | 0 | MW
0 | 0 | System | Generator | Build Wind 2032 | Build Wind | Firm Capacity | 1 | 2042-07-01 | 0 | MW
0 | 0 | System | Generator | Build Wind 2032 | Build Wind | Firm Capacity | 1 | 2042-10-01 | 0 | MW
Build Wind 2032_Firm Capacity2043 | Build Wind_Firm Capacity2043 | System | Generator | Build Wind 2032 | Build Wind | Firm Capacity | 1 | 2043-01-01 | 0 | MW
0 | 0 | System | Generator | Build Wind 2032 | Build Wind | Firm Capacity | 1 | 2043-04-01 | 0 | MW
0 | 0 | System | Generator | Build Wind 2032 | Build Wind | Firm Capacity | 1 | 2043-07-01 | 0 | MW
0 | 0 | System | Generator | Build Wind 2032 | Build Wind | Firm Capacity | 1 | 2043-10-01 | 0 | MW
Build Wind 2033_Firm Capacity2024 | Build Wind_Firm Capacity2024 | System | Generator | Build Wind 2033 | Build Wind | Firm Capacity | 1 | 2024-01-01 | 0 | MW
0 | 0 | System | Generator | Build Wind 2033 | Build Wind | Firm Capacity | 1 | 2024-04-01 | 0 | MW
0 | 0 | System | Generator | Build Wind 2033 | Build Wind | Firm Capacity | 1 | 2024-07-01 | 0 | MW
0 | 0 | System | Generator | Build Wind 2033 | Build Wind | Firm Capacity | 1 | 2024-10-01 | 0 | MW
Build Wind 2033_Firm Capacity2025 | Build Wind_Firm Capacity2025 | System | Generator | Build Wind 2033 | Build Wind | Firm Capacity | 1 | 2025-01-01 | 0 | MW
0 | 0 | System | Generator | Build Wind 2033 | Build Wind | Firm Capacity | 1 | 2025-04-01 | 0 | MW
0 | 0 | System | Generator | Build Wind 2033 | Build Wind | Firm Capacity | 1 | 2025-07-01 | 0 | MW
0 | 0 | System | Generator | Build Wind 2033 | Build Wind | Firm Capacity | 1 | 2025-10-01 | 0 | MW
Build Wind 2033_Firm Capacity2026 | Build Wind_Firm Capacity2026 | System | Generator | Build Wind 2033 | Build Wind | Firm Capacity | 1 | 2026-01-01 | 0 | MW
0 | 0 | System | Generator | Build Wind 2033 | Build Wind | Firm Capacity | 1 | 2026-04-01 | 0 | MW
0 | 0 | System | Generator | Build Wind 2033 | Build Wind | Firm Capacity | 1 | 2026-07-01 | 0 | MW
0 | 0 | System | Generator | Build Wind 2033 | Build Wind | Firm Capacity | 1 | 2026-10-01 | 0 | MW
Build Wind 2033_Firm Capacity2027 | Build Wind_Firm Capacity2027 | System | Generator | Build Wind 2033 | Build Wind | Firm Capacity | 1 | 2027-01-01 | 0 | MW
0 | 0 | System | Generator | Build Wind 2033 | Build Wind | Firm Capacity | 1 | 2027-04-01 | 0 | MW
0 | 0 | System | Generator | Build Wind 2033 | Build Wind | Firm Capacity | 1 | 2027-07-01 | 0 | MW
0 | 0 | System | Generator | Build Wind 2033 | Build Wind | Firm Capacity | 1 | 2027-10-01 | 0 | MW
Build Wind 2033_Firm Capacity2028 | Build Wind_Firm Capacity2028 | System | Generator | Build Wind 2033 | Build Wind | Firm Capacity | 1 | 2028-01-01 | 0 | MW
0 | 0 | System | Generator | Build Wind 2033 | Build Wind | Firm Capacity | 1 | 2028-04-01 | 0 | MW
0 | 0 | System | Generator | Build Wind 2033 | Build Wind | Firm Capacity | 1 | 2028-07-01 | 0 | MW
0 | 0 | System | Generator | Build Wind 2033 | Build Wind | Firm Capacity | 1 | 2028-10-01 | 0 | MW
Build Wind 2033_Firm Capacity2029 | Build Wind_Firm Capacity2029 | System | Generator | Build Wind 2033 | Build Wind | Firm Capacity | 1 | 2029-01-01 | 0 | MW
0 | 0 | System | Generator | Build Wind 2033 | Build Wind | Firm Capacity | 1 | 2029-04-01 | 0 | MW
0 | 0 | System | Generator | Build Wind 2033 | Build Wind | Firm Capacity | 1 | 2029-07-01 | 0 | MW
0 | 0 | System | Generator | Build Wind 2033 | Build Wind | Firm Capacity | 1 | 2029-10-01 | 0 | MW
Build Wind 2033_Firm Capacity2030 | Build Wind_Firm Capacity2030 | System | Generator | Build Wind 2033 | Build Wind | Firm Capacity | 1 | 2030-01-01 | 0 | MW
0 | 0 | System | Generator | Build Wind 2033 | Build Wind | Firm Capacity | 1 | 2030-04-01 | 0 | MW
0 | 0 | System | Generator | Build Wind 2033 | Build Wind | Firm Capacity | 1 | 2030-07-01 | 0 | MW
0 | 0 | System | Generator | Build Wind 2033 | Build Wind | Firm Capacity | 1 | 2030-10-01 | 0 | MW
Build Wind 2033_Firm Capacity2031 | Build Wind_Firm Capacity2031 | System | Generator | Build Wind 2033 | Build Wind | Firm Capacity | 1 | 2031-01-01 | 0 | MW
0 | 0 | System | Generator | Build Wind 2033 | Build Wind | Firm Capacity | 1 | 2031-04-01 | 0 | MW
0 | 0 | System | Generator | Build Wind 2033 | Build Wind | Firm Capacity | 1 | 2031-07-01 | 0 | MW
0 | 0 | System | Generator | Build Wind 2033 | Build Wind | Firm Capacity | 1 | 2031-10-01 | 0 | MW
Build Wind 2033_Firm Capacity2032 | Build Wind_Firm Capacity2032 | System | Generator | Build Wind 2033 | Build Wind | Firm Capacity | 1 | 2032-01-01 | 0 | MW
0 | 0 | System | Generator | Build Wind 2033 | Build Wind | Firm Capacity | 1 | 2032-04-01 | 0 | MW
0 | 0 | System | Generator | Build Wind 2033 | Build Wind | Firm Capacity | 1 | 2032-07-01 | 0 | MW
0 | 0 | System | Generator | Build Wind 2033 | Build Wind | Firm Capacity | 1 | 2032-10-01 | 0 | MW
Build Wind 2033_Firm Capacity2033 | Build Wind_Firm Capacity2033 | System | Generator | Build Wind 2033 | Build Wind | Firm Capacity | 1 | 2033-01-01 | 0 | MW
0 | 0 | System | Generator | Build Wind 2033 | Build Wind | Firm Capacity | 1 | 2033-04-01 | 20.85 | MW
0 | 0 | System | Generator | Build Wind 2033 | Build Wind | Firm Capacity | 1 | 2033-07-01 | 20.85 | MW
0 | 0 | System | Generator | Build Wind 2033 | Build Wind | Firm Capacity | 1 | 2033-10-01 | 20.85 | MW
Build Wind 2033_Firm Capacity2034 | Build Wind_Firm Capacity2034 | System | Generator | Build Wind 2033 | Build Wind | Firm Capacity | 1 | 2034-01-01 | 20.85 | MW
0 | 0 | System | Generator | Build Wind 2033 | Build Wind | Firm Capacity | 1 | 2034-04-01 | 20.7 | MW
0 | 0 | System | Generator | Build Wind 2033 | Build Wind | Firm Capacity | 1 | 2034-07-01 | 20.7 | MW
0 | 0 | System | Generator | Build Wind 2033 | Build Wind | Firm Capacity | 1 | 2034-10-01 | 20.7 | MW
Build Wind 2033_Firm Capacity2035 | Build Wind_Firm Capacity2035 | System | Generator | Build Wind 2033 | Build Wind | Firm Capacity | 1 | 2035-01-01 | 20.7 | MW
0 | 0 | System | Generator | Build Wind 2033 | Build Wind | Firm Capacity | 1 | 2035-04-01 | 20.55 | MW
0 | 0 | System | Generator | Build Wind 2033 | Build Wind | Firm Capacity | 1 | 2035-07-01 | 20.55 | MW
0 | 0 | System | Generator | Build Wind 2033 | Build Wind | Firm Capacity | 1 | 2035-10-01 | 20.55 | MW
Build Wind 2033_Firm Capacity2036 | Build Wind_Firm Capacity2036 | System | Generator | Build Wind 2033 | Build Wind | Firm Capacity | 1 | 2036-01-01 | 20.55 | MW
0 | 0 | System | Generator | Build Wind 2033 | Build Wind | Firm Capacity | 1 | 2036-04-01 | 20.4 | MW
0 | 0 | System | Generator | Build Wind 2033 | Build Wind | Firm Capacity | 1 | 2036-07-01 | 20.4 | MW
0 | 0 | System | Generator | Build Wind 2033 | Build Wind | Firm Capacity | 1 | 2036-10-01 | 20.4 | MW
Build Wind 2033_Firm Capacity2037 | Build Wind_Firm Capacity2037 | System | Generator | Build Wind 2033 | Build Wind | Firm Capacity | 1 | 2037-01-01 | 20.4 | MW
0 | 0 | System | Generator | Build Wind 2033 | Build Wind | Firm Capacity | 1 | 2037-04-01 | 20.25 | MW
0 | 0 | System | Generator | Build Wind 2033 | Build Wind | Firm Capacity | 1 | 2037-07-01 | 20.25 | MW
0 | 0 | System | Generator | Build Wind 2033 | Build Wind | Firm Capacity | 1 | 2037-10-01 | 20.25 | MW
Build Wind 2033_Firm Capacity2038 | Build Wind_Firm Capacity2038 | System | Generator | Build Wind 2033 | Build Wind | Firm Capacity | 1 | 2038-01-01 | 20.25 | MW
0 | 0 | System | Generator | Build Wind 2033 | Build Wind | Firm Capacity | 1 | 2038-04-01 | 20.1 | MW
0 | 0 | System | Generator | Build Wind 2033 | Build Wind | Firm Capacity | 1 | 2038-07-01 | 20.1 | MW
0 | 0 | System | Generator | Build Wind 2033 | Build Wind | Firm Capacity | 1 | 2038-10-01 | 20.1 | MW
Build Wind 2033_Firm Capacity2039 | Build Wind_Firm Capacity2039 | System | Generator | Build Wind 2033 | Build Wind | Firm Capacity | 1 | 2039-01-01 | 20.1 | MW
0 | 0 | System | Generator | Build Wind 2033 | Build Wind | Firm Capacity | 1 | 2039-04-01 | 19.95 | MW
0 | 0 | System | Generator | Build Wind 2033 | Build Wind | Firm Capacity | 1 | 2039-07-01 | 19.95 | MW
0 | 0 | System | Generator | Build Wind 2033 | Build Wind | Firm Capacity | 1 | 2039-10-01 | 19.95 | MW
Build Wind 2033_Firm Capacity2040 | Build Wind_Firm Capacity2040 | System | Generator | Build Wind 2033 | Build Wind | Firm Capacity | 1 | 2040-01-01 | 19.95 | MW
0 | 0 | System | Generator | Build Wind 2033 | Build Wind | Firm Capacity | 1 | 2040-04-01 | 19.8 | MW
0 | 0 | System | Generator | Build Wind 2033 | Build Wind | Firm Capacity | 1 | 2040-07-01 | 19.8 | MW
0 | 0 | System | Generator | Build Wind 2033 | Build Wind | Firm Capacity | 1 | 2040-10-01 | 19.8 | MW
Build Wind 2033_Firm Capacity2041 | Build Wind_Firm Capacity2041 | System | Generator | Build Wind 2033 | Build Wind | Firm Capacity | 1 | 2041-01-01 | 19.8 | MW
0 | 0 | System | Generator | Build Wind 2033 | Build Wind | Firm Capacity | 1 | 2041-04-01 | 19.65 | MW
0 | 0 | System | Generator | Build Wind 2033 | Build Wind | Firm Capacity | 1 | 2041-07-01 | 19.65 | MW
0 | 0 | System | Generator | Build Wind 2033 | Build Wind | Firm Capacity | 1 | 2041-10-01 | 19.65 | MW
Build Wind 2033_Firm Capacity2042 | Build Wind_Firm Capacity2042 | System | Generator | Build Wind 2033 | Build Wind | Firm Capacity | 1 | 2042-01-01 | 19.65 | MW
0 | 0 | System | Generator | Build Wind 2033 | Build Wind | Firm Capacity | 1 | 2042-04-01 | 19.5 | MW
0 | 0 | System | Generator | Build Wind 2033 | Build Wind | Firm Capacity | 1 | 2042-07-01 | 19.5 | MW
0 | 0 | System | Generator | Build Wind 2033 | Build Wind | Firm Capacity | 1 | 2042-10-01 | 19.5 | MW
Build Wind 2033_Firm Capacity2043 | Build Wind_Firm Capacity2043 | System | Generator | Build Wind 2033 | Build Wind | Firm Capacity | 1 | 2043-01-01 | 19.5 | MW
0 | 0 | System | Generator | Build Wind 2033 | Build Wind | Firm Capacity | 1 | 2043-04-01 | 19.35 | MW
0 | 0 | System | Generator | Build Wind 2033 | Build Wind | Firm Capacity | 1 | 2043-07-01 | 19.35 | MW
0 | 0 | System | Generator | Build Wind 2033 | Build Wind | Firm Capacity | 1 | 2043-10-01 | 19.35 | MW
Build Wind 2034_Firm Capacity2024 | Build Wind_Firm Capacity2024 | System | Generator | Build Wind 2034 | Build Wind | Firm Capacity | 1 | 2024-01-01 | 0 | MW
0 | 0 | System | Generator | Build Wind 2034 | Build Wind | Firm Capacity | 1 | 2024-04-01 | 0 | MW
0 | 0 | System | Generator | Build Wind 2034 | Build Wind | Firm Capacity | 1 | 2024-07-01 | 0 | MW
0 | 0 | System | Generator | Build Wind 2034 | Build Wind | Firm Capacity | 1 | 2024-10-01 | 0 | MW
Build Wind 2034_Firm Capacity2025 | Build Wind_Firm Capacity2025 | System | Generator | Build Wind 2034 | Build Wind | Firm Capacity | 1 | 2025-01-01 | 0 | MW
0 | 0 | System | Generator | Build Wind 2034 | Build Wind | Firm Capacity | 1 | 2025-04-01 | 0 | MW
0 | 0 | System | Generator | Build Wind 2034 | Build Wind | Firm Capacity | 1 | 2025-07-01 | 0 | MW
0 | 0 | System | Generator | Build Wind 2034 | Build Wind | Firm Capacity | 1 | 2025-10-01 | 0 | MW
Build Wind 2034_Firm Capacity2026 | Build Wind_Firm Capacity2026 | System | Generator | Build Wind 2034 | Build Wind | Firm Capacity | 1 | 2026-01-01 | 0 | MW
0 | 0 | System | Generator | Build Wind 2034 | Build Wind | Firm Capacity | 1 | 2026-04-01 | 0 | MW
0 | 0 | System | Generator | Build Wind 2034 | Build Wind | Firm Capacity | 1 | 2026-07-01 | 0 | MW
0 | 0 | System | Generator | Build Wind 2034 | Build Wind | Firm Capacity | 1 | 2026-10-01 | 0 | MW
Build Wind 2034_Firm Capacity2027 | Build Wind_Firm Capacity2027 | System | Generator | Build Wind 2034 | Build Wind | Firm Capacity | 1 | 2027-01-01 | 0 | MW
0 | 0 | System | Generator | Build Wind 2034 | Build Wind | Firm Capacity | 1 | 2027-04-01 | 0 | MW
0 | 0 | System | Generator | Build Wind 2034 | Build Wind | Firm Capacity | 1 | 2027-07-01 | 0 | MW
0 | 0 | System | Generator | Build Wind 2034 | Build Wind | Firm Capacity | 1 | 2027-10-01 | 0 | MW
Build Wind 2034_Firm Capacity2028 | Build Wind_Firm Capacity2028 | System | Generator | Build Wind 2034 | Build Wind | Firm Capacity | 1 | 2028-01-01 | 0 | MW
0 | 0 | System | Generator | Build Wind 2034 | Build Wind | Firm Capacity | 1 | 2028-04-01 | 0 | MW
0 | 0 | System | Generator | Build Wind 2034 | Build Wind | Firm Capacity | 1 | 2028-07-01 | 0 | MW
0 | 0 | System | Generator | Build Wind 2034 | Build Wind | Firm Capacity | 1 | 2028-10-01 | 0 | MW
Build Wind 2034_Firm Capacity2029 | Build Wind_Firm Capacity2029 | System | Generator | Build Wind 2034 | Build Wind | Firm Capacity | 1 | 2029-01-01 | 0 | MW
0 | 0 | System | Generator | Build Wind 2034 | Build Wind | Firm Capacity | 1 | 2029-04-01 | 0 | MW
0 | 0 | System | Generator | Build Wind 2034 | Build Wind | Firm Capacity | 1 | 2029-07-01 | 0 | MW
0 | 0 | System | Generator | Build Wind 2034 | Build Wind | Firm Capacity | 1 | 2029-10-01 | 0 | MW
Build Wind 2034_Firm Capacity2030 | Build Wind_Firm Capacity2030 | System | Generator | Build Wind 2034 | Build Wind | Firm Capacity | 1 | 2030-01-01 | 0 | MW
0 | 0 | System | Generator | Build Wind 2034 | Build Wind | Firm Capacity | 1 | 2030-04-01 | 0 | MW
0 | 0 | System | Generator | Build Wind 2034 | Build Wind | Firm Capacity | 1 | 2030-07-01 | 0 | MW
0 | 0 | System | Generator | Build Wind 2034 | Build Wind | Firm Capacity | 1 | 2030-10-01 | 0 | MW
Build Wind 2034_Firm Capacity2031 | Build Wind_Firm Capacity2031 | System | Generator | Build Wind 2034 | Build Wind | Firm Capacity | 1 | 2031-01-01 | 0 | MW
0 | 0 | System | Generator | Build Wind 2034 | Build Wind | Firm Capacity | 1 | 2031-04-01 | 0 | MW
0 | 0 | System | Generator | Build Wind 2034 | Build Wind | Firm Capacity | 1 | 2031-07-01 | 0 | MW
0 | 0 | System | Generator | Build Wind 2034 | Build Wind | Firm Capacity | 1 | 2031-10-01 | 0 | MW
Build Wind 2034_Firm Capacity2032 | Build Wind_Firm Capacity2032 | System | Generator | Build Wind 2034 | Build Wind | Firm Capacity | 1 | 2032-01-01 | 0 | MW
0 | 0 | System | Generator | Build Wind 2034 | Build Wind | Firm Capacity | 1 | 2032-04-01 | 0 | MW
0 | 0 | System | Generator | Build Wind 2034 | Build Wind | Firm Capacity | 1 | 2032-07-01 | 0 | MW
0 | 0 | System | Generator | Build Wind 2034 | Build Wind | Firm Capacity | 1 | 2032-10-01 | 0 | MW
Build Wind 2034_Firm Capacity2033 | Build Wind_Firm Capacity2033 | System | Generator | Build Wind 2034 | Build Wind | Firm Capacity | 1 | 2033-01-01 | 0 | MW
0 | 0 | System | Generator | Build Wind 2034 | Build Wind | Firm Capacity | 1 | 2033-04-01 | 0 | MW
0 | 0 | System | Generator | Build Wind 2034 | Build Wind | Firm Capacity | 1 | 2033-07-01 | 0 | MW
0 | 0 | System | Generator | Build Wind 2034 | Build Wind | Firm Capacity | 1 | 2033-10-01 | 0 | MW
Build Wind 2034_Firm Capacity2034 | Build Wind_Firm Capacity2034 | System | Generator | Build Wind 2034 | Build Wind | Firm Capacity | 1 | 2034-01-01 | 0 | MW
0 | 0 | System | Generator | Build Wind 2034 | Build Wind | Firm Capacity | 1 | 2034-04-01 | 20.7 | MW
0 | 0 | System | Generator | Build Wind 2034 | Build Wind | Firm Capacity | 1 | 2034-07-01 | 20.7 | MW
0 | 0 | System | Generator | Build Wind 2034 | Build Wind | Firm Capacity | 1 | 2034-10-01 | 20.7 | MW
Build Wind 2034_Firm Capacity2035 | Build Wind_Firm Capacity2035 | System | Generator | Build Wind 2034 | Build Wind | Firm Capacity | 1 | 2035-01-01 | 20.7 | MW
0 | 0 | System | Generator | Build Wind 2034 | Build Wind | Firm Capacity | 1 | 2035-04-01 | 20.55 | MW
0 | 0 | System | Generator | Build Wind 2034 | Build Wind | Firm Capacity | 1 | 2035-07-01 | 20.55 | MW
0 | 0 | System | Generator | Build Wind 2034 | Build Wind | Firm Capacity | 1 | 2035-10-01 | 20.55 | MW
Build Wind 2034_Firm Capacity2036 | Build Wind_Firm Capacity2036 | System | Generator | Build Wind 2034 | Build Wind | Firm Capacity | 1 | 2036-01-01 | 20.55 | MW
0 | 0 | System | Generator | Build Wind 2034 | Build Wind | Firm Capacity | 1 | 2036-04-01 | 20.4 | MW
0 | 0 | System | Generator | Build Wind 2034 | Build Wind | Firm Capacity | 1 | 2036-07-01 | 20.4 | MW
0 | 0 | System | Generator | Build Wind 2034 | Build Wind | Firm Capacity | 1 | 2036-10-01 | 20.4 | MW
Build Wind 2034_Firm Capacity2037 | Build Wind_Firm Capacity2037 | System | Generator | Build Wind 2034 | Build Wind | Firm Capacity | 1 | 2037-01-01 | 20.4 | MW
0 | 0 | System | Generator | Build Wind 2034 | Build Wind | Firm Capacity | 1 | 2037-04-01 | 20.25 | MW
0 | 0 | System | Generator | Build Wind 2034 | Build Wind | Firm Capacity | 1 | 2037-07-01 | 20.25 | MW
0 | 0 | System | Generator | Build Wind 2034 | Build Wind | Firm Capacity | 1 | 2037-10-01 | 20.25 | MW
Build Wind 2034_Firm Capacity2038 | Build Wind_Firm Capacity2038 | System | Generator | Build Wind 2034 | Build Wind | Firm Capacity | 1 | 2038-01-01 | 20.25 | MW
0 | 0 | System | Generator | Build Wind 2034 | Build Wind | Firm Capacity | 1 | 2038-04-01 | 20.1 | MW
0 | 0 | System | Generator | Build Wind 2034 | Build Wind | Firm Capacity | 1 | 2038-07-01 | 20.1 | MW
0 | 0 | System | Generator | Build Wind 2034 | Build Wind | Firm Capacity | 1 | 2038-10-01 | 20.1 | MW
Build Wind 2034_Firm Capacity2039 | Build Wind_Firm Capacity2039 | System | Generator | Build Wind 2034 | Build Wind | Firm Capacity | 1 | 2039-01-01 | 20.1 | MW
0 | 0 | System | Generator | Build Wind 2034 | Build Wind | Firm Capacity | 1 | 2039-04-01 | 19.95 | MW
0 | 0 | System | Generator | Build Wind 2034 | Build Wind | Firm Capacity | 1 | 2039-07-01 | 19.95 | MW
0 | 0 | System | Generator | Build Wind 2034 | Build Wind | Firm Capacity | 1 | 2039-10-01 | 19.95 | MW
Build Wind 2034_Firm Capacity2040 | Build Wind_Firm Capacity2040 | System | Generator | Build Wind 2034 | Build Wind | Firm Capacity | 1 | 2040-01-01 | 19.95 | MW
0 | 0 | System | Generator | Build Wind 2034 | Build Wind | Firm Capacity | 1 | 2040-04-01 | 19.8 | MW
0 | 0 | System | Generator | Build Wind 2034 | Build Wind | Firm Capacity | 1 | 2040-07-01 | 19.8 | MW
0 | 0 | System | Generator | Build Wind 2034 | Build Wind | Firm Capacity | 1 | 2040-10-01 | 19.8 | MW
Build Wind 2034_Firm Capacity2041 | Build Wind_Firm Capacity2041 | System | Generator | Build Wind 2034 | Build Wind | Firm Capacity | 1 | 2041-01-01 | 19.8 | MW
0 | 0 | System | Generator | Build Wind 2034 | Build Wind | Firm Capacity | 1 | 2041-04-01 | 19.65 | MW
0 | 0 | System | Generator | Build Wind 2034 | Build Wind | Firm Capacity | 1 | 2041-07-01 | 19.65 | MW
0 | 0 | System | Generator | Build Wind 2034 | Build Wind | Firm Capacity | 1 | 2041-10-01 | 19.65 | MW
Build Wind 2034_Firm Capacity2042 | Build Wind_Firm Capacity2042 | System | Generator | Build Wind 2034 | Build Wind | Firm Capacity | 1 | 2042-01-01 | 19.65 | MW
0 | 0 | System | Generator | Build Wind 2034 | Build Wind | Firm Capacity | 1 | 2042-04-01 | 19.5 | MW
0 | 0 | System | Generator | Build Wind 2034 | Build Wind | Firm Capacity | 1 | 2042-07-01 | 19.5 | MW
0 | 0 | System | Generator | Build Wind 2034 | Build Wind | Firm Capacity | 1 | 2042-10-01 | 19.5 | MW
Build Wind 2034_Firm Capacity2043 | Build Wind_Firm Capacity2043 | System | Generator | Build Wind 2034 | Build Wind | Firm Capacity | 1 | 2043-01-01 | 19.5 | MW
0 | 0 | System | Generator | Build Wind 2034 | Build Wind | Firm Capacity | 1 | 2043-04-01 | 19.35 | MW
0 | 0 | System | Generator | Build Wind 2034 | Build Wind | Firm Capacity | 1 | 2043-07-01 | 19.35 | MW
0 | 0 | System | Generator | Build Wind 2034 | Build Wind | Firm Capacity | 1 | 2043-10-01 | 19.35 | MW
Build Wind 2035_Firm Capacity2024 | Build Wind_Firm Capacity2024 | System | Generator | Build Wind 2035 | Build Wind | Firm Capacity | 1 | 2024-01-01 | 0 | MW
0 | 0 | System | Generator | Build Wind 2035 | Build Wind | Firm Capacity | 1 | 2024-04-01 | 0 | MW
0 | 0 | System | Generator | Build Wind 2035 | Build Wind | Firm Capacity | 1 | 2024-07-01 | 0 | MW
0 | 0 | System | Generator | Build Wind 2035 | Build Wind | Firm Capacity | 1 | 2024-10-01 | 0 | MW
Build Wind 2035_Firm Capacity2025 | Build Wind_Firm Capacity2025 | System | Generator | Build Wind 2035 | Build Wind | Firm Capacity | 1 | 2025-01-01 | 0 | MW
0 | 0 | System | Generator | Build Wind 2035 | Build Wind | Firm Capacity | 1 | 2025-04-01 | 0 | MW
0 | 0 | System | Generator | Build Wind 2035 | Build Wind | Firm Capacity | 1 | 2025-07-01 | 0 | MW
0 | 0 | System | Generator | Build Wind 2035 | Build Wind | Firm Capacity | 1 | 2025-10-01 | 0 | MW
Build Wind 2035_Firm Capacity2026 | Build Wind_Firm Capacity2026 | System | Generator | Build Wind 2035 | Build Wind | Firm Capacity | 1 | 2026-01-01 | 0 | MW
0 | 0 | System | Generator | Build Wind 2035 | Build Wind | Firm Capacity | 1 | 2026-04-01 | 0 | MW
0 | 0 | System | Generator | Build Wind 2035 | Build Wind | Firm Capacity | 1 | 2026-07-01 | 0 | MW
0 | 0 | System | Generator | Build Wind 2035 | Build Wind | Firm Capacity | 1 | 2026-10-01 | 0 | MW
Build Wind 2035_Firm Capacity2027 | Build Wind_Firm Capacity2027 | System | Generator | Build Wind 2035 | Build Wind | Firm Capacity | 1 | 2027-01-01 | 0 | MW
0 | 0 | System | Generator | Build Wind 2035 | Build Wind | Firm Capacity | 1 | 2027-04-01 | 0 | MW
0 | 0 | System | Generator | Build Wind 2035 | Build Wind | Firm Capacity | 1 | 2027-07-01 | 0 | MW
0 | 0 | System | Generator | Build Wind 2035 | Build Wind | Firm Capacity | 1 | 2027-10-01 | 0 | MW
Build Wind 2035_Firm Capacity2028 | Build Wind_Firm Capacity2028 | System | Generator | Build Wind 2035 | Build Wind | Firm Capacity | 1 | 2028-01-01 | 0 | MW
0 | 0 | System | Generator | Build Wind 2035 | Build Wind | Firm Capacity | 1 | 2028-04-01 | 0 | MW
0 | 0 | System | Generator | Build Wind 2035 | Build Wind | Firm Capacity | 1 | 2028-07-01 | 0 | MW
0 | 0 | System | Generator | Build Wind 2035 | Build Wind | Firm Capacity | 1 | 2028-10-01 | 0 | MW
Build Wind 2035_Firm Capacity2029 | Build Wind_Firm Capacity2029 | System | Generator | Build Wind 2035 | Build Wind | Firm Capacity | 1 | 2029-01-01 | 0 | MW
0 | 0 | System | Generator | Build Wind 2035 | Build Wind | Firm Capacity | 1 | 2029-04-01 | 0 | MW
0 | 0 | System | Generator | Build Wind 2035 | Build Wind | Firm Capacity | 1 | 2029-07-01 | 0 | MW
0 | 0 | System | Generator | Build Wind 2035 | Build Wind | Firm Capacity | 1 | 2029-10-01 | 0 | MW
Build Wind 2035_Firm Capacity2030 | Build Wind_Firm Capacity2030 | System | Generator | Build Wind 2035 | Build Wind | Firm Capacity | 1 | 2030-01-01 | 0 | MW
0 | 0 | System | Generator | Build Wind 2035 | Build Wind | Firm Capacity | 1 | 2030-04-01 | 0 | MW
0 | 0 | System | Generator | Build Wind 2035 | Build Wind | Firm Capacity | 1 | 2030-07-01 | 0 | MW
0 | 0 | System | Generator | Build Wind 2035 | Build Wind | Firm Capacity | 1 | 2030-10-01 | 0 | MW
Build Wind 2035_Firm Capacity2031 | Build Wind_Firm Capacity2031 | System | Generator | Build Wind 2035 | Build Wind | Firm Capacity | 1 | 2031-01-01 | 0 | MW
0 | 0 | System | Generator | Build Wind 2035 | Build Wind | Firm Capacity | 1 | 2031-04-01 | 0 | MW
0 | 0 | System | Generator | Build Wind 2035 | Build Wind | Firm Capacity | 1 | 2031-07-01 | 0 | MW
0 | 0 | System | Generator | Build Wind 2035 | Build Wind | Firm Capacity | 1 | 2031-10-01 | 0 | MW
Build Wind 2035_Firm Capacity2032 | Build Wind_Firm Capacity2032 | System | Generator | Build Wind 2035 | Build Wind | Firm Capacity | 1 | 2032-01-01 | 0 | MW
0 | 0 | System | Generator | Build Wind 2035 | Build Wind | Firm Capacity | 1 | 2032-04-01 | 0 | MW
0 | 0 | System | Generator | Build Wind 2035 | Build Wind | Firm Capacity | 1 | 2032-07-01 | 0 | MW
0 | 0 | System | Generator | Build Wind 2035 | Build Wind | Firm Capacity | 1 | 2032-10-01 | 0 | MW
Build Wind 2035_Firm Capacity2033 | Build Wind_Firm Capacity2033 | System | Generator | Build Wind 2035 | Build Wind | Firm Capacity | 1 | 2033-01-01 | 0 | MW
0 | 0 | System | Generator | Build Wind 2035 | Build Wind | Firm Capacity | 1 | 2033-04-01 | 0 | MW
0 | 0 | System | Generator | Build Wind 2035 | Build Wind | Firm Capacity | 1 | 2033-07-01 | 0 | MW
0 | 0 | System | Generator | Build Wind 2035 | Build Wind | Firm Capacity | 1 | 2033-10-01 | 0 | MW
Build Wind 2035_Firm Capacity2034 | Build Wind_Firm Capacity2034 | System | Generator | Build Wind 2035 | Build Wind | Firm Capacity | 1 | 2034-01-01 | 0 | MW
0 | 0 | System | Generator | Build Wind 2035 | Build Wind | Firm Capacity | 1 | 2034-04-01 | 0 | MW
0 | 0 | System | Generator | Build Wind 2035 | Build Wind | Firm Capacity | 1 | 2034-07-01 | 0 | MW
0 | 0 | System | Generator | Build Wind 2035 | Build Wind | Firm Capacity | 1 | 2034-10-01 | 0 | MW
Build Wind 2035_Firm Capacity2035 | Build Wind_Firm Capacity2035 | System | Generator | Build Wind 2035 | Build Wind | Firm Capacity | 1 | 2035-01-01 | 0 | MW
0 | 0 | System | Generator | Build Wind 2035 | Build Wind | Firm Capacity | 1 | 2035-04-01 | 0 | MW
0 | 0 | System | Generator | Build Wind 2035 | Build Wind | Firm Capacity | 1 | 2035-07-01 | 0 | MW
0 | 0 | System | Generator | Build Wind 2035 | Build Wind | Firm Capacity | 1 | 2035-10-01 | 0 | MW
Build Wind 2035_Firm Capacity2036 | Build Wind_Firm Capacity2036 | System | Generator | Build Wind 2035 | Build Wind | Firm Capacity | 1 | 2036-01-01 | 0 | MW
0 | 0 | System | Generator | Build Wind 2035 | Build Wind | Firm Capacity | 1 | 2036-04-01 | 0 | MW
0 | 0 | System | Generator | Build Wind 2035 | Build Wind | Firm Capacity | 1 | 2036-07-01 | 0 | MW
0 | 0 | System | Generator | Build Wind 2035 | Build Wind | Firm Capacity | 1 | 2036-10-01 | 0 | MW
Build Wind 2035_Firm Capacity2037 | Build Wind_Firm Capacity2037 | System | Generator | Build Wind 2035 | Build Wind | Firm Capacity | 1 | 2037-01-01 | 0 | MW
0 | 0 | System | Generator | Build Wind 2035 | Build Wind | Firm Capacity | 1 | 2037-04-01 | 0 | MW
0 | 0 | System | Generator | Build Wind 2035 | Build Wind | Firm Capacity | 1 | 2037-07-01 | 0 | MW
0 | 0 | System | Generator | Build Wind 2035 | Build Wind | Firm Capacity | 1 | 2037-10-01 | 0 | MW
Build Wind 2035_Firm Capacity2038 | Build Wind_Firm Capacity2038 | System | Generator | Build Wind 2035 | Build Wind | Firm Capacity | 1 | 2038-01-01 | 0 | MW
0 | 0 | System | Generator | Build Wind 2035 | Build Wind | Firm Capacity | 1 | 2038-04-01 | 0 | MW
0 | 0 | System | Generator | Build Wind 2035 | Build Wind | Firm Capacity | 1 | 2038-07-01 | 0 | MW
0 | 0 | System | Generator | Build Wind 2035 | Build Wind | Firm Capacity | 1 | 2038-10-01 | 0 | MW
Build Wind 2035_Firm Capacity2039 | Build Wind_Firm Capacity2039 | System | Generator | Build Wind 2035 | Build Wind | Firm Capacity | 1 | 2039-01-01 | 0 | MW
0 | 0 | System | Generator | Build Wind 2035 | Build Wind | Firm Capacity | 1 | 2039-04-01 | 0 | MW
0 | 0 | System | Generator | Build Wind 2035 | Build Wind | Firm Capacity | 1 | 2039-07-01 | 0 | MW
0 | 0 | System | Generator | Build Wind 2035 | Build Wind | Firm Capacity | 1 | 2039-10-01 | 0 | MW
Build Wind 2035_Firm Capacity2040 | Build Wind_Firm Capacity2040 | System | Generator | Build Wind 2035 | Build Wind | Firm Capacity | 1 | 2040-01-01 | 0 | MW
0 | 0 | System | Generator | Build Wind 2035 | Build Wind | Firm Capacity | 1 | 2040-04-01 | 0 | MW
0 | 0 | System | Generator | Build Wind 2035 | Build Wind | Firm Capacity | 1 | 2040-07-01 | 0 | MW
0 | 0 | System | Generator | Build Wind 2035 | Build Wind | Firm Capacity | 1 | 2040-10-01 | 0 | MW
Build Wind 2035_Firm Capacity2041 | Build Wind_Firm Capacity2041 | System | Generator | Build Wind 2035 | Build Wind | Firm Capacity | 1 | 2041-01-01 | 0 | MW
0 | 0 | System | Generator | Build Wind 2035 | Build Wind | Firm Capacity | 1 | 2041-04-01 | 0 | MW
0 | 0 | System | Generator | Build Wind 2035 | Build Wind | Firm Capacity | 1 | 2041-07-01 | 0 | MW
0 | 0 | System | Generator | Build Wind 2035 | Build Wind | Firm Capacity | 1 | 2041-10-01 | 0 | MW
Build Wind 2035_Firm Capacity2042 | Build Wind_Firm Capacity2042 | System | Generator | Build Wind 2035 | Build Wind | Firm Capacity | 1 | 2042-01-01 | 0 | MW
0 | 0 | System | Generator | Build Wind 2035 | Build Wind | Firm Capacity | 1 | 2042-04-01 | 0 | MW
0 | 0 | System | Generator | Build Wind 2035 | Build Wind | Firm Capacity | 1 | 2042-07-01 | 0 | MW
0 | 0 | System | Generator | Build Wind 2035 | Build Wind | Firm Capacity | 1 | 2042-10-01 | 0 | MW
Build Wind 2035_Firm Capacity2043 | Build Wind_Firm Capacity2043 | System | Generator | Build Wind 2035 | Build Wind | Firm Capacity | 1 | 2043-01-01 | 0 | MW
0 | 0 | System | Generator | Build Wind 2035 | Build Wind | Firm Capacity | 1 | 2043-04-01 | 0 | MW
0 | 0 | System | Generator | Build Wind 2035 | Build Wind | Firm Capacity | 1 | 2043-07-01 | 0 | MW
0 | 0 | System | Generator | Build Wind 2035 | Build Wind | Firm Capacity | 1 | 2043-10-01 | 0 | MW
Build Wind 2036_Firm Capacity2024 | Build Wind_Firm Capacity2024 | System | Generator | Build Wind 2036 | Build Wind | Firm Capacity | 1 | 2024-01-01 | 0 | MW
0 | 0 | System | Generator | Build Wind 2036 | Build Wind | Firm Capacity | 1 | 2024-04-01 | 0 | MW
0 | 0 | System | Generator | Build Wind 2036 | Build Wind | Firm Capacity | 1 | 2024-07-01 | 0 | MW
0 | 0 | System | Generator | Build Wind 2036 | Build Wind | Firm Capacity | 1 | 2024-10-01 | 0 | MW
Build Wind 2036_Firm Capacity2025 | Build Wind_Firm Capacity2025 | System | Generator | Build Wind 2036 | Build Wind | Firm Capacity | 1 | 2025-01-01 | 0 | MW
0 | 0 | System | Generator | Build Wind 2036 | Build Wind | Firm Capacity | 1 | 2025-04-01 | 0 | MW
0 | 0 | System | Generator | Build Wind 2036 | Build Wind | Firm Capacity | 1 | 2025-07-01 | 0 | MW
0 | 0 | System | Generator | Build Wind 2036 | Build Wind | Firm Capacity | 1 | 2025-10-01 | 0 | MW
Build Wind 2036_Firm Capacity2026 | Build Wind_Firm Capacity2026 | System | Generator | Build Wind 2036 | Build Wind | Firm Capacity | 1 | 2026-01-01 | 0 | MW
0 | 0 | System | Generator | Build Wind 2036 | Build Wind | Firm Capacity | 1 | 2026-04-01 | 0 | MW
0 | 0 | System | Generator | Build Wind 2036 | Build Wind | Firm Capacity | 1 | 2026-07-01 | 0 | MW
0 | 0 | System | Generator | Build Wind 2036 | Build Wind | Firm Capacity | 1 | 2026-10-01 | 0 | MW
Build Wind 2036_Firm Capacity2027 | Build Wind_Firm Capacity2027 | System | Generator | Build Wind 2036 | Build Wind | Firm Capacity | 1 | 2027-01-01 | 0 | MW
0 | 0 | System | Generator | Build Wind 2036 | Build Wind | Firm Capacity | 1 | 2027-04-01 | 0 | MW
0 | 0 | System | Generator | Build Wind 2036 | Build Wind | Firm Capacity | 1 | 2027-07-01 | 0 | MW
0 | 0 | System | Generator | Build Wind 2036 | Build Wind | Firm Capacity | 1 | 2027-10-01 | 0 | MW
Build Wind 2036_Firm Capacity2028 | Build Wind_Firm Capacity2028 | System | Generator | Build Wind 2036 | Build Wind | Firm Capacity | 1 | 2028-01-01 | 0 | MW
0 | 0 | System | Generator | Build Wind 2036 | Build Wind | Firm Capacity | 1 | 2028-04-01 | 0 | MW
0 | 0 | System | Generator | Build Wind 2036 | Build Wind | Firm Capacity | 1 | 2028-07-01 | 0 | MW
0 | 0 | System | Generator | Build Wind 2036 | Build Wind | Firm Capacity | 1 | 2028-10-01 | 0 | MW
Build Wind 2036_Firm Capacity2029 | Build Wind_Firm Capacity2029 | System | Generator | Build Wind 2036 | Build Wind | Firm Capacity | 1 | 2029-01-01 | 0 | MW
0 | 0 | System | Generator | Build Wind 2036 | Build Wind | Firm Capacity | 1 | 2029-04-01 | 0 | MW
0 | 0 | System | Generator | Build Wind 2036 | Build Wind | Firm Capacity | 1 | 2029-07-01 | 0 | MW
0 | 0 | System | Generator | Build Wind 2036 | Build Wind | Firm Capacity | 1 | 2029-10-01 | 0 | MW
Build Wind 2036_Firm Capacity2030 | Build Wind_Firm Capacity2030 | System | Generator | Build Wind 2036 | Build Wind | Firm Capacity | 1 | 2030-01-01 | 0 | MW
0 | 0 | System | Generator | Build Wind 2036 | Build Wind | Firm Capacity | 1 | 2030-04-01 | 0 | MW
0 | 0 | System | Generator | Build Wind 2036 | Build Wind | Firm Capacity | 1 | 2030-07-01 | 0 | MW
0 | 0 | System | Generator | Build Wind 2036 | Build Wind | Firm Capacity | 1 | 2030-10-01 | 0 | MW
Build Wind 2036_Firm Capacity2031 | Build Wind_Firm Capacity2031 | System | Generator | Build Wind 2036 | Build Wind | Firm Capacity | 1 | 2031-01-01 | 0 | MW
0 | 0 | System | Generator | Build Wind 2036 | Build Wind | Firm Capacity | 1 | 2031-04-01 | 0 | MW
0 | 0 | System | Generator | Build Wind 2036 | Build Wind | Firm Capacity | 1 | 2031-07-01 | 0 | MW
0 | 0 | System | Generator | Build Wind 2036 | Build Wind | Firm Capacity | 1 | 2031-10-01 | 0 | MW
Build Wind 2036_Firm Capacity2032 | Build Wind_Firm Capacity2032 | System | Generator | Build Wind 2036 | Build Wind | Firm Capacity | 1 | 2032-01-01 | 0 | MW
0 | 0 | System | Generator | Build Wind 2036 | Build Wind | Firm Capacity | 1 | 2032-04-01 | 0 | MW
0 | 0 | System | Generator | Build Wind 2036 | Build Wind | Firm Capacity | 1 | 2032-07-01 | 0 | MW
0 | 0 | System | Generator | Build Wind 2036 | Build Wind | Firm Capacity | 1 | 2032-10-01 | 0 | MW
Build Wind 2036_Firm Capacity2033 | Build Wind_Firm Capacity2033 | System | Generator | Build Wind 2036 | Build Wind | Firm Capacity | 1 | 2033-01-01 | 0 | MW
0 | 0 | System | Generator | Build Wind 2036 | Build Wind | Firm Capacity | 1 | 2033-04-01 | 0 | MW
0 | 0 | System | Generator | Build Wind 2036 | Build Wind | Firm Capacity | 1 | 2033-07-01 | 0 | MW
0 | 0 | System | Generator | Build Wind 2036 | Build Wind | Firm Capacity | 1 | 2033-10-01 | 0 | MW
Build Wind 2036_Firm Capacity2034 | Build Wind_Firm Capacity2034 | System | Generator | Build Wind 2036 | Build Wind | Firm Capacity | 1 | 2034-01-01 | 0 | MW
0 | 0 | System | Generator | Build Wind 2036 | Build Wind | Firm Capacity | 1 | 2034-04-01 | 0 | MW
0 | 0 | System | Generator | Build Wind 2036 | Build Wind | Firm Capacity | 1 | 2034-07-01 | 0 | MW
0 | 0 | System | Generator | Build Wind 2036 | Build Wind | Firm Capacity | 1 | 2034-10-01 | 0 | MW
Build Wind 2036_Firm Capacity2035 | Build Wind_Firm Capacity2035 | System | Generator | Build Wind 2036 | Build Wind | Firm Capacity | 1 | 2035-01-01 | 0 | MW
0 | 0 | System | Generator | Build Wind 2036 | Build Wind | Firm Capacity | 1 | 2035-04-01 | 0 | MW
0 | 0 | System | Generator | Build Wind 2036 | Build Wind | Firm Capacity | 1 | 2035-07-01 | 0 | MW
0 | 0 | System | Generator | Build Wind 2036 | Build Wind | Firm Capacity | 1 | 2035-10-01 | 0 | MW
Build Wind 2036_Firm Capacity2036 | Build Wind_Firm Capacity2036 | System | Generator | Build Wind 2036 | Build Wind | Firm Capacity | 1 | 2036-01-01 | 0 | MW
0 | 0 | System | Generator | Build Wind 2036 | Build Wind | Firm Capacity | 1 | 2036-04-01 | 0 | MW
0 | 0 | System | Generator | Build Wind 2036 | Build Wind | Firm Capacity | 1 | 2036-07-01 | 0 | MW
0 | 0 | System | Generator | Build Wind 2036 | Build Wind | Firm Capacity | 1 | 2036-10-01 | 0 | MW
Build Wind 2036_Firm Capacity2037 | Build Wind_Firm Capacity2037 | System | Generator | Build Wind 2036 | Build Wind | Firm Capacity | 1 | 2037-01-01 | 0 | MW
0 | 0 | System | Generator | Build Wind 2036 | Build Wind | Firm Capacity | 1 | 2037-04-01 | 0 | MW
0 | 0 | System | Generator | Build Wind 2036 | Build Wind | Firm Capacity | 1 | 2037-07-01 | 0 | MW
0 | 0 | System | Generator | Build Wind 2036 | Build Wind | Firm Capacity | 1 | 2037-10-01 | 0 | MW
Build Wind 2036_Firm Capacity2038 | Build Wind_Firm Capacity2038 | System | Generator | Build Wind 2036 | Build Wind | Firm Capacity | 1 | 2038-01-01 | 0 | MW
0 | 0 | System | Generator | Build Wind 2036 | Build Wind | Firm Capacity | 1 | 2038-04-01 | 0 | MW
0 | 0 | System | Generator | Build Wind 2036 | Build Wind | Firm Capacity | 1 | 2038-07-01 | 0 | MW
0 | 0 | System | Generator | Build Wind 2036 | Build Wind | Firm Capacity | 1 | 2038-10-01 | 0 | MW
Build Wind 2036_Firm Capacity2039 | Build Wind_Firm Capacity2039 | System | Generator | Build Wind 2036 | Build Wind | Firm Capacity | 1 | 2039-01-01 | 0 | MW
0 | 0 | System | Generator | Build Wind 2036 | Build Wind | Firm Capacity | 1 | 2039-04-01 | 0 | MW
0 | 0 | System | Generator | Build Wind 2036 | Build Wind | Firm Capacity | 1 | 2039-07-01 | 0 | MW
0 | 0 | System | Generator | Build Wind 2036 | Build Wind | Firm Capacity | 1 | 2039-10-01 | 0 | MW
Build Wind 2036_Firm Capacity2040 | Build Wind_Firm Capacity2040 | System | Generator | Build Wind 2036 | Build Wind | Firm Capacity | 1 | 2040-01-01 | 0 | MW
0 | 0 | System | Generator | Build Wind 2036 | Build Wind | Firm Capacity | 1 | 2040-04-01 | 0 | MW
0 | 0 | System | Generator | Build Wind 2036 | Build Wind | Firm Capacity | 1 | 2040-07-01 | 0 | MW
0 | 0 | System | Generator | Build Wind 2036 | Build Wind | Firm Capacity | 1 | 2040-10-01 | 0 | MW
Build Wind 2036_Firm Capacity2041 | Build Wind_Firm Capacity2041 | System | Generator | Build Wind 2036 | Build Wind | Firm Capacity | 1 | 2041-01-01 | 0 | MW
0 | 0 | System | Generator | Build Wind 2036 | Build Wind | Firm Capacity | 1 | 2041-04-01 | 0 | MW
0 | 0 | System | Generator | Build Wind 2036 | Build Wind | Firm Capacity | 1 | 2041-07-01 | 0 | MW
0 | 0 | System | Generator | Build Wind 2036 | Build Wind | Firm Capacity | 1 | 2041-10-01 | 0 | MW
Build Wind 2036_Firm Capacity2042 | Build Wind_Firm Capacity2042 | System | Generator | Build Wind 2036 | Build Wind | Firm Capacity | 1 | 2042-01-01 | 0 | MW
0 | 0 | System | Generator | Build Wind 2036 | Build Wind | Firm Capacity | 1 | 2042-04-01 | 0 | MW
0 | 0 | System | Generator | Build Wind 2036 | Build Wind | Firm Capacity | 1 | 2042-07-01 | 0 | MW
0 | 0 | System | Generator | Build Wind 2036 | Build Wind | Firm Capacity | 1 | 2042-10-01 | 0 | MW
Build Wind 2036_Firm Capacity2043 | Build Wind_Firm Capacity2043 | System | Generator | Build Wind 2036 | Build Wind | Firm Capacity | 1 | 2043-01-01 | 0 | MW
0 | 0 | System | Generator | Build Wind 2036 | Build Wind | Firm Capacity | 1 | 2043-04-01 | 0 | MW
0 | 0 | System | Generator | Build Wind 2036 | Build Wind | Firm Capacity | 1 | 2043-07-01 | 0 | MW
0 | 0 | System | Generator | Build Wind 2036 | Build Wind | Firm Capacity | 1 | 2043-10-01 | 0 | MW
Build Wind 2037_Firm Capacity2024 | Build Wind_Firm Capacity2024 | System | Generator | Build Wind 2037 | Build Wind | Firm Capacity | 1 | 2024-01-01 | 0 | MW
0 | 0 | System | Generator | Build Wind 2037 | Build Wind | Firm Capacity | 1 | 2024-04-01 | 0 | MW
0 | 0 | System | Generator | Build Wind 2037 | Build Wind | Firm Capacity | 1 | 2024-07-01 | 0 | MW
0 | 0 | System | Generator | Build Wind 2037 | Build Wind | Firm Capacity | 1 | 2024-10-01 | 0 | MW
Build Wind 2037_Firm Capacity2025 | Build Wind_Firm Capacity2025 | System | Generator | Build Wind 2037 | Build Wind | Firm Capacity | 1 | 2025-01-01 | 0 | MW
0 | 0 | System | Generator | Build Wind 2037 | Build Wind | Firm Capacity | 1 | 2025-04-01 | 0 | MW
0 | 0 | System | Generator | Build Wind 2037 | Build Wind | Firm Capacity | 1 | 2025-07-01 | 0 | MW
0 | 0 | System | Generator | Build Wind 2037 | Build Wind | Firm Capacity | 1 | 2025-10-01 | 0 | MW
Build Wind 2037_Firm Capacity2026 | Build Wind_Firm Capacity2026 | System | Generator | Build Wind 2037 | Build Wind | Firm Capacity | 1 | 2026-01-01 | 0 | MW
0 | 0 | System | Generator | Build Wind 2037 | Build Wind | Firm Capacity | 1 | 2026-04-01 | 0 | MW
0 | 0 | System | Generator | Build Wind 2037 | Build Wind | Firm Capacity | 1 | 2026-07-01 | 0 | MW
0 | 0 | System | Generator | Build Wind 2037 | Build Wind | Firm Capacity | 1 | 2026-10-01 | 0 | MW
Build Wind 2037_Firm Capacity2027 | Build Wind_Firm Capacity2027 | System | Generator | Build Wind 2037 | Build Wind | Firm Capacity | 1 | 2027-01-01 | 0 | MW
0 | 0 | System | Generator | Build Wind 2037 | Build Wind | Firm Capacity | 1 | 2027-04-01 | 0 | MW
0 | 0 | System | Generator | Build Wind 2037 | Build Wind | Firm Capacity | 1 | 2027-07-01 | 0 | MW
0 | 0 | System | Generator | Build Wind 2037 | Build Wind | Firm Capacity | 1 | 2027-10-01 | 0 | MW
Build Wind 2037_Firm Capacity2028 | Build Wind_Firm Capacity2028 | System | Generator | Build Wind 2037 | Build Wind | Firm Capacity | 1 | 2028-01-01 | 0 | MW
0 | 0 | System | Generator | Build Wind 2037 | Build Wind | Firm Capacity | 1 | 2028-04-01 | 0 | MW
0 | 0 | System | Generator | Build Wind 2037 | Build Wind | Firm Capacity | 1 | 2028-07-01 | 0 | MW
0 | 0 | System | Generator | Build Wind 2037 | Build Wind | Firm Capacity | 1 | 2028-10-01 | 0 | MW
Build Wind 2037_Firm Capacity2029 | Build Wind_Firm Capacity2029 | System | Generator | Build Wind 2037 | Build Wind | Firm Capacity | 1 | 2029-01-01 | 0 | MW
0 | 0 | System | Generator | Build Wind 2037 | Build Wind | Firm Capacity | 1 | 2029-04-01 | 0 | MW
0 | 0 | System | Generator | Build Wind 2037 | Build Wind | Firm Capacity | 1 | 2029-07-01 | 0 | MW
0 | 0 | System | Generator | Build Wind 2037 | Build Wind | Firm Capacity | 1 | 2029-10-01 | 0 | MW
Build Wind 2037_Firm Capacity2030 | Build Wind_Firm Capacity2030 | System | Generator | Build Wind 2037 | Build Wind | Firm Capacity | 1 | 2030-01-01 | 0 | MW
0 | 0 | System | Generator | Build Wind 2037 | Build Wind | Firm Capacity | 1 | 2030-04-01 | 0 | MW
0 | 0 | System | Generator | Build Wind 2037 | Build Wind | Firm Capacity | 1 | 2030-07-01 | 0 | MW
0 | 0 | System | Generator | Build Wind 2037 | Build Wind | Firm Capacity | 1 | 2030-10-01 | 0 | MW
Build Wind 2037_Firm Capacity2031 | Build Wind_Firm Capacity2031 | System | Generator | Build Wind 2037 | Build Wind | Firm Capacity | 1 | 2031-01-01 | 0 | MW
0 | 0 | System | Generator | Build Wind 2037 | Build Wind | Firm Capacity | 1 | 2031-04-01 | 0 | MW
0 | 0 | System | Generator | Build Wind 2037 | Build Wind | Firm Capacity | 1 | 2031-07-01 | 0 | MW
0 | 0 | System | Generator | Build Wind 2037 | Build Wind | Firm Capacity | 1 | 2031-10-01 | 0 | MW
Build Wind 2037_Firm Capacity2032 | Build Wind_Firm Capacity2032 | System | Generator | Build Wind 2037 | Build Wind | Firm Capacity | 1 | 2032-01-01 | 0 | MW
0 | 0 | System | Generator | Build Wind 2037 | Build Wind | Firm Capacity | 1 | 2032-04-01 | 0 | MW
0 | 0 | System | Generator | Build Wind 2037 | Build Wind | Firm Capacity | 1 | 2032-07-01 | 0 | MW
0 | 0 | System | Generator | Build Wind 2037 | Build Wind | Firm Capacity | 1 | 2032-10-01 | 0 | MW
Build Wind 2037_Firm Capacity2033 | Build Wind_Firm Capacity2033 | System | Generator | Build Wind 2037 | Build Wind | Firm Capacity | 1 | 2033-01-01 | 0 | MW
0 | 0 | System | Generator | Build Wind 2037 | Build Wind | Firm Capacity | 1 | 2033-04-01 | 0 | MW
0 | 0 | System | Generator | Build Wind 2037 | Build Wind | Firm Capacity | 1 | 2033-07-01 | 0 | MW
0 | 0 | System | Generator | Build Wind 2037 | Build Wind | Firm Capacity | 1 | 2033-10-01 | 0 | MW
Build Wind 2037_Firm Capacity2034 | Build Wind_Firm Capacity2034 | System | Generator | Build Wind 2037 | Build Wind | Firm Capacity | 1 | 2034-01-01 | 0 | MW
0 | 0 | System | Generator | Build Wind 2037 | Build Wind | Firm Capacity | 1 | 2034-04-01 | 0 | MW
0 | 0 | System | Generator | Build Wind 2037 | Build Wind | Firm Capacity | 1 | 2034-07-01 | 0 | MW
0 | 0 | System | Generator | Build Wind 2037 | Build Wind | Firm Capacity | 1 | 2034-10-01 | 0 | MW
Build Wind 2037_Firm Capacity2035 | Build Wind_Firm Capacity2035 | System | Generator | Build Wind 2037 | Build Wind | Firm Capacity | 1 | 2035-01-01 | 0 | MW
0 | 0 | System | Generator | Build Wind 2037 | Build Wind | Firm Capacity | 1 | 2035-04-01 | 0 | MW
0 | 0 | System | Generator | Build Wind 2037 | Build Wind | Firm Capacity | 1 | 2035-07-01 | 0 | MW
0 | 0 | System | Generator | Build Wind 2037 | Build Wind | Firm Capacity | 1 | 2035-10-01 | 0 | MW
Build Wind 2037_Firm Capacity2036 | Build Wind_Firm Capacity2036 | System | Generator | Build Wind 2037 | Build Wind | Firm Capacity | 1 | 2036-01-01 | 0 | MW
0 | 0 | System | Generator | Build Wind 2037 | Build Wind | Firm Capacity | 1 | 2036-04-01 | 0 | MW
0 | 0 | System | Generator | Build Wind 2037 | Build Wind | Firm Capacity | 1 | 2036-07-01 | 0 | MW
0 | 0 | System | Generator | Build Wind 2037 | Build Wind | Firm Capacity | 1 | 2036-10-01 | 0 | MW
Build Wind 2037_Firm Capacity2037 | Build Wind_Firm Capacity2037 | System | Generator | Build Wind 2037 | Build Wind | Firm Capacity | 1 | 2037-01-01 | 0 | MW
0 | 0 | System | Generator | Build Wind 2037 | Build Wind | Firm Capacity | 1 | 2037-04-01 | 0 | MW
0 | 0 | System | Generator | Build Wind 2037 | Build Wind | Firm Capacity | 1 | 2037-07-01 | 0 | MW
0 | 0 | System | Generator | Build Wind 2037 | Build Wind | Firm Capacity | 1 | 2037-10-01 | 0 | MW
Build Wind 2037_Firm Capacity2038 | Build Wind_Firm Capacity2038 | System | Generator | Build Wind 2037 | Build Wind | Firm Capacity | 1 | 2038-01-01 | 0 | MW
0 | 0 | System | Generator | Build Wind 2037 | Build Wind | Firm Capacity | 1 | 2038-04-01 | 0 | MW
0 | 0 | System | Generator | Build Wind 2037 | Build Wind | Firm Capacity | 1 | 2038-07-01 | 0 | MW
0 | 0 | System | Generator | Build Wind 2037 | Build Wind | Firm Capacity | 1 | 2038-10-01 | 0 | MW
Build Wind 2037_Firm Capacity2039 | Build Wind_Firm Capacity2039 | System | Generator | Build Wind 2037 | Build Wind | Firm Capacity | 1 | 2039-01-01 | 0 | MW
0 | 0 | System | Generator | Build Wind 2037 | Build Wind | Firm Capacity | 1 | 2039-04-01 | 0 | MW
0 | 0 | System | Generator | Build Wind 2037 | Build Wind | Firm Capacity | 1 | 2039-07-01 | 0 | MW
0 | 0 | System | Generator | Build Wind 2037 | Build Wind | Firm Capacity | 1 | 2039-10-01 | 0 | MW
Build Wind 2037_Firm Capacity2040 | Build Wind_Firm Capacity2040 | System | Generator | Build Wind 2037 | Build Wind | Firm Capacity | 1 | 2040-01-01 | 0 | MW
0 | 0 | System | Generator | Build Wind 2037 | Build Wind | Firm Capacity | 1 | 2040-04-01 | 0 | MW
0 | 0 | System | Generator | Build Wind 2037 | Build Wind | Firm Capacity | 1 | 2040-07-01 | 0 | MW
0 | 0 | System | Generator | Build Wind 2037 | Build Wind | Firm Capacity | 1 | 2040-10-01 | 0 | MW
Build Wind 2037_Firm Capacity2041 | Build Wind_Firm Capacity2041 | System | Generator | Build Wind 2037 | Build Wind | Firm Capacity | 1 | 2041-01-01 | 0 | MW
0 | 0 | System | Generator | Build Wind 2037 | Build Wind | Firm Capacity | 1 | 2041-04-01 | 0 | MW
0 | 0 | System | Generator | Build Wind 2037 | Build Wind | Firm Capacity | 1 | 2041-07-01 | 0 | MW
0 | 0 | System | Generator | Build Wind 2037 | Build Wind | Firm Capacity | 1 | 2041-10-01 | 0 | MW
Build Wind 2037_Firm Capacity2042 | Build Wind_Firm Capacity2042 | System | Generator | Build Wind 2037 | Build Wind | Firm Capacity | 1 | 2042-01-01 | 0 | MW
0 | 0 | System | Generator | Build Wind 2037 | Build Wind | Firm Capacity | 1 | 2042-04-01 | 0 | MW
0 | 0 | System | Generator | Build Wind 2037 | Build Wind | Firm Capacity | 1 | 2042-07-01 | 0 | MW
0 | 0 | System | Generator | Build Wind 2037 | Build Wind | Firm Capacity | 1 | 2042-10-01 | 0 | MW
Build Wind 2037_Firm Capacity2043 | Build Wind_Firm Capacity2043 | System | Generator | Build Wind 2037 | Build Wind | Firm Capacity | 1 | 2043-01-01 | 0 | MW
0 | 0 | System | Generator | Build Wind 2037 | Build Wind | Firm Capacity | 1 | 2043-04-01 | 0 | MW
0 | 0 | System | Generator | Build Wind 2037 | Build Wind | Firm Capacity | 1 | 2043-07-01 | 0 | MW
0 | 0 | System | Generator | Build Wind 2037 | Build Wind | Firm Capacity | 1 | 2043-10-01 | 0 | MW
Build Wind 2038_Firm Capacity2024 | Build Wind_Firm Capacity2024 | System | Generator | Build Wind 2038 | Build Wind | Firm Capacity | 1 | 2024-01-01 | 0 | MW
0 | 0 | System | Generator | Build Wind 2038 | Build Wind | Firm Capacity | 1 | 2024-04-01 | 0 | MW
0 | 0 | System | Generator | Build Wind 2038 | Build Wind | Firm Capacity | 1 | 2024-07-01 | 0 | MW
0 | 0 | System | Generator | Build Wind 2038 | Build Wind | Firm Capacity | 1 | 2024-10-01 | 0 | MW
Build Wind 2038_Firm Capacity2025 | Build Wind_Firm Capacity2025 | System | Generator | Build Wind 2038 | Build Wind | Firm Capacity | 1 | 2025-01-01 | 0 | MW
0 | 0 | System | Generator | Build Wind 2038 | Build Wind | Firm Capacity | 1 | 2025-04-01 | 0 | MW
0 | 0 | System | Generator | Build Wind 2038 | Build Wind | Firm Capacity | 1 | 2025-07-01 | 0 | MW
0 | 0 | System | Generator | Build Wind 2038 | Build Wind | Firm Capacity | 1 | 2025-10-01 | 0 | MW
Build Wind 2038_Firm Capacity2026 | Build Wind_Firm Capacity2026 | System | Generator | Build Wind 2038 | Build Wind | Firm Capacity | 1 | 2026-01-01 | 0 | MW
0 | 0 | System | Generator | Build Wind 2038 | Build Wind | Firm Capacity | 1 | 2026-04-01 | 0 | MW
0 | 0 | System | Generator | Build Wind 2038 | Build Wind | Firm Capacity | 1 | 2026-07-01 | 0 | MW
0 | 0 | System | Generator | Build Wind 2038 | Build Wind | Firm Capacity | 1 | 2026-10-01 | 0 | MW
Build Wind 2038_Firm Capacity2027 | Build Wind_Firm Capacity2027 | System | Generator | Build Wind 2038 | Build Wind | Firm Capacity | 1 | 2027-01-01 | 0 | MW
0 | 0 | System | Generator | Build Wind 2038 | Build Wind | Firm Capacity | 1 | 2027-04-01 | 0 | MW
0 | 0 | System | Generator | Build Wind 2038 | Build Wind | Firm Capacity | 1 | 2027-07-01 | 0 | MW
0 | 0 | System | Generator | Build Wind 2038 | Build Wind | Firm Capacity | 1 | 2027-10-01 | 0 | MW
Build Wind 2038_Firm Capacity2028 | Build Wind_Firm Capacity2028 | System | Generator | Build Wind 2038 | Build Wind | Firm Capacity | 1 | 2028-01-01 | 0 | MW
0 | 0 | System | Generator | Build Wind 2038 | Build Wind | Firm Capacity | 1 | 2028-04-01 | 0 | MW
0 | 0 | System | Generator | Build Wind 2038 | Build Wind | Firm Capacity | 1 | 2028-07-01 | 0 | MW
0 | 0 | System | Generator | Build Wind 2038 | Build Wind | Firm Capacity | 1 | 2028-10-01 | 0 | MW
Build Wind 2038_Firm Capacity2029 | Build Wind_Firm Capacity2029 | System | Generator | Build Wind 2038 | Build Wind | Firm Capacity | 1 | 2029-01-01 | 0 | MW
0 | 0 | System | Generator | Build Wind 2038 | Build Wind | Firm Capacity | 1 | 2029-04-01 | 0 | MW
0 | 0 | System | Generator | Build Wind 2038 | Build Wind | Firm Capacity | 1 | 2029-07-01 | 0 | MW
0 | 0 | System | Generator | Build Wind 2038 | Build Wind | Firm Capacity | 1 | 2029-10-01 | 0 | MW
Build Wind 2038_Firm Capacity2030 | Build Wind_Firm Capacity2030 | System | Generator | Build Wind 2038 | Build Wind | Firm Capacity | 1 | 2030-01-01 | 0 | MW
0 | 0 | System | Generator | Build Wind 2038 | Build Wind | Firm Capacity | 1 | 2030-04-01 | 0 | MW
0 | 0 | System | Generator | Build Wind 2038 | Build Wind | Firm Capacity | 1 | 2030-07-01 | 0 | MW
0 | 0 | System | Generator | Build Wind 2038 | Build Wind | Firm Capacity | 1 | 2030-10-01 | 0 | MW
Build Wind 2038_Firm Capacity2031 | Build Wind_Firm Capacity2031 | System | Generator | Build Wind 2038 | Build Wind | Firm Capacity | 1 | 2031-01-01 | 0 | MW
0 | 0 | System | Generator | Build Wind 2038 | Build Wind | Firm Capacity | 1 | 2031-04-01 | 0 | MW
0 | 0 | System | Generator | Build Wind 2038 | Build Wind | Firm Capacity | 1 | 2031-07-01 | 0 | MW
0 | 0 | System | Generator | Build Wind 2038 | Build Wind | Firm Capacity | 1 | 2031-10-01 | 0 | MW
Build Wind 2038_Firm Capacity2032 | Build Wind_Firm Capacity2032 | System | Generator | Build Wind 2038 | Build Wind | Firm Capacity | 1 | 2032-01-01 | 0 | MW
0 | 0 | System | Generator | Build Wind 2038 | Build Wind | Firm Capacity | 1 | 2032-04-01 | 0 | MW
0 | 0 | System | Generator | Build Wind 2038 | Build Wind | Firm Capacity | 1 | 2032-07-01 | 0 | MW
0 | 0 | System | Generator | Build Wind 2038 | Build Wind | Firm Capacity | 1 | 2032-10-01 | 0 | MW
Build Wind 2038_Firm Capacity2033 | Build Wind_Firm Capacity2033 | System | Generator | Build Wind 2038 | Build Wind | Firm Capacity | 1 | 2033-01-01 | 0 | MW
0 | 0 | System | Generator | Build Wind 2038 | Build Wind | Firm Capacity | 1 | 2033-04-01 | 0 | MW
0 | 0 | System | Generator | Build Wind 2038 | Build Wind | Firm Capacity | 1 | 2033-07-01 | 0 | MW
0 | 0 | System | Generator | Build Wind 2038 | Build Wind | Firm Capacity | 1 | 2033-10-01 | 0 | MW
Build Wind 2038_Firm Capacity2034 | Build Wind_Firm Capacity2034 | System | Generator | Build Wind 2038 | Build Wind | Firm Capacity | 1 | 2034-01-01 | 0 | MW
0 | 0 | System | Generator | Build Wind 2038 | Build Wind | Firm Capacity | 1 | 2034-04-01 | 0 | MW
0 | 0 | System | Generator | Build Wind 2038 | Build Wind | Firm Capacity | 1 | 2034-07-01 | 0 | MW
0 | 0 | System | Generator | Build Wind 2038 | Build Wind | Firm Capacity | 1 | 2034-10-01 | 0 | MW
Build Wind 2038_Firm Capacity2035 | Build Wind_Firm Capacity2035 | System | Generator | Build Wind 2038 | Build Wind | Firm Capacity | 1 | 2035-01-01 | 0 | MW
0 | 0 | System | Generator | Build Wind 2038 | Build Wind | Firm Capacity | 1 | 2035-04-01 | 0 | MW
0 | 0 | System | Generator | Build Wind 2038 | Build Wind | Firm Capacity | 1 | 2035-07-01 | 0 | MW
0 | 0 | System | Generator | Build Wind 2038 | Build Wind | Firm Capacity | 1 | 2035-10-01 | 0 | MW
Build Wind 2038_Firm Capacity2036 | Build Wind_Firm Capacity2036 | System | Generator | Build Wind 2038 | Build Wind | Firm Capacity | 1 | 2036-01-01 | 0 | MW
0 | 0 | System | Generator | Build Wind 2038 | Build Wind | Firm Capacity | 1 | 2036-04-01 | 0 | MW
0 | 0 | System | Generator | Build Wind 2038 | Build Wind | Firm Capacity | 1 | 2036-07-01 | 0 | MW
0 | 0 | System | Generator | Build Wind 2038 | Build Wind | Firm Capacity | 1 | 2036-10-01 | 0 | MW
Build Wind 2038_Firm Capacity2037 | Build Wind_Firm Capacity2037 | System | Generator | Build Wind 2038 | Build Wind | Firm Capacity | 1 | 2037-01-01 | 0 | MW
0 | 0 | System | Generator | Build Wind 2038 | Build Wind | Firm Capacity | 1 | 2037-04-01 | 0 | MW
0 | 0 | System | Generator | Build Wind 2038 | Build Wind | Firm Capacity | 1 | 2037-07-01 | 0 | MW
0 | 0 | System | Generator | Build Wind 2038 | Build Wind | Firm Capacity | 1 | 2037-10-01 | 0 | MW
Build Wind 2038_Firm Capacity2038 | Build Wind_Firm Capacity2038 | System | Generator | Build Wind 2038 | Build Wind | Firm Capacity | 1 | 2038-01-01 | 0 | MW
0 | 0 | System | Generator | Build Wind 2038 | Build Wind | Firm Capacity | 1 | 2038-04-01 | 0 | MW
0 | 0 | System | Generator | Build Wind 2038 | Build Wind | Firm Capacity | 1 | 2038-07-01 | 0 | MW
0 | 0 | System | Generator | Build Wind 2038 | Build Wind | Firm Capacity | 1 | 2038-10-01 | 0 | MW
Build Wind 2038_Firm Capacity2039 | Build Wind_Firm Capacity2039 | System | Generator | Build Wind 2038 | Build Wind | Firm Capacity | 1 | 2039-01-01 | 0 | MW
0 | 0 | System | Generator | Build Wind 2038 | Build Wind | Firm Capacity | 1 | 2039-04-01 | 0 | MW
0 | 0 | System | Generator | Build Wind 2038 | Build Wind | Firm Capacity | 1 | 2039-07-01 | 0 | MW
0 | 0 | System | Generator | Build Wind 2038 | Build Wind | Firm Capacity | 1 | 2039-10-01 | 0 | MW
Build Wind 2038_Firm Capacity2040 | Build Wind_Firm Capacity2040 | System | Generator | Build Wind 2038 | Build Wind | Firm Capacity | 1 | 2040-01-01 | 0 | MW
0 | 0 | System | Generator | Build Wind 2038 | Build Wind | Firm Capacity | 1 | 2040-04-01 | 0 | MW
0 | 0 | System | Generator | Build Wind 2038 | Build Wind | Firm Capacity | 1 | 2040-07-01 | 0 | MW
0 | 0 | System | Generator | Build Wind 2038 | Build Wind | Firm Capacity | 1 | 2040-10-01 | 0 | MW
Build Wind 2038_Firm Capacity2041 | Build Wind_Firm Capacity2041 | System | Generator | Build Wind 2038 | Build Wind | Firm Capacity | 1 | 2041-01-01 | 0 | MW
0 | 0 | System | Generator | Build Wind 2038 | Build Wind | Firm Capacity | 1 | 2041-04-01 | 0 | MW
0 | 0 | System | Generator | Build Wind 2038 | Build Wind | Firm Capacity | 1 | 2041-07-01 | 0 | MW
0 | 0 | System | Generator | Build Wind 2038 | Build Wind | Firm Capacity | 1 | 2041-10-01 | 0 | MW
Build Wind 2038_Firm Capacity2042 | Build Wind_Firm Capacity2042 | System | Generator | Build Wind 2038 | Build Wind | Firm Capacity | 1 | 2042-01-01 | 0 | MW
0 | 0 | System | Generator | Build Wind 2038 | Build Wind | Firm Capacity | 1 | 2042-04-01 | 0 | MW
0 | 0 | System | Generator | Build Wind 2038 | Build Wind | Firm Capacity | 1 | 2042-07-01 | 0 | MW
0 | 0 | System | Generator | Build Wind 2038 | Build Wind | Firm Capacity | 1 | 2042-10-01 | 0 | MW
Build Wind 2038_Firm Capacity2043 | Build Wind_Firm Capacity2043 | System | Generator | Build Wind 2038 | Build Wind | Firm Capacity | 1 | 2043-01-01 | 0 | MW
0 | 0 | System | Generator | Build Wind 2038 | Build Wind | Firm Capacity | 1 | 2043-04-01 | 0 | MW
0 | 0 | System | Generator | Build Wind 2038 | Build Wind | Firm Capacity | 1 | 2043-07-01 | 0 | MW
0 | 0 | System | Generator | Build Wind 2038 | Build Wind | Firm Capacity | 1 | 2043-10-01 | 0 | MW
Build Wind 2039_Firm Capacity2024 | Build Wind_Firm Capacity2024 | System | Generator | Build Wind 2039 | Build Wind | Firm Capacity | 1 | 2024-01-01 | 0 | MW
0 | 0 | System | Generator | Build Wind 2039 | Build Wind | Firm Capacity | 1 | 2024-04-01 | 0 | MW
0 | 0 | System | Generator | Build Wind 2039 | Build Wind | Firm Capacity | 1 | 2024-07-01 | 0 | MW
0 | 0 | System | Generator | Build Wind 2039 | Build Wind | Firm Capacity | 1 | 2024-10-01 | 0 | MW
Build Wind 2039_Firm Capacity2025 | Build Wind_Firm Capacity2025 | System | Generator | Build Wind 2039 | Build Wind | Firm Capacity | 1 | 2025-01-01 | 0 | MW
0 | 0 | System | Generator | Build Wind 2039 | Build Wind | Firm Capacity | 1 | 2025-04-01 | 0 | MW
0 | 0 | System | Generator | Build Wind 2039 | Build Wind | Firm Capacity | 1 | 2025-07-01 | 0 | MW
0 | 0 | System | Generator | Build Wind 2039 | Build Wind | Firm Capacity | 1 | 2025-10-01 | 0 | MW
Build Wind 2039_Firm Capacity2026 | Build Wind_Firm Capacity2026 | System | Generator | Build Wind 2039 | Build Wind | Firm Capacity | 1 | 2026-01-01 | 0 | MW
0 | 0 | System | Generator | Build Wind 2039 | Build Wind | Firm Capacity | 1 | 2026-04-01 | 0 | MW
0 | 0 | System | Generator | Build Wind 2039 | Build Wind | Firm Capacity | 1 | 2026-07-01 | 0 | MW
0 | 0 | System | Generator | Build Wind 2039 | Build Wind | Firm Capacity | 1 | 2026-10-01 | 0 | MW
Build Wind 2039_Firm Capacity2027 | Build Wind_Firm Capacity2027 | System | Generator | Build Wind 2039 | Build Wind | Firm Capacity | 1 | 2027-01-01 | 0 | MW
0 | 0 | System | Generator | Build Wind 2039 | Build Wind | Firm Capacity | 1 | 2027-04-01 | 0 | MW
0 | 0 | System | Generator | Build Wind 2039 | Build Wind | Firm Capacity | 1 | 2027-07-01 | 0 | MW
0 | 0 | System | Generator | Build Wind 2039 | Build Wind | Firm Capacity | 1 | 2027-10-01 | 0 | MW
Build Wind 2039_Firm Capacity2028 | Build Wind_Firm Capacity2028 | System | Generator | Build Wind 2039 | Build Wind | Firm Capacity | 1 | 2028-01-01 | 0 | MW
0 | 0 | System | Generator | Build Wind 2039 | Build Wind | Firm Capacity | 1 | 2028-04-01 | 0 | MW
0 | 0 | System | Generator | Build Wind 2039 | Build Wind | Firm Capacity | 1 | 2028-07-01 | 0 | MW
0 | 0 | System | Generator | Build Wind 2039 | Build Wind | Firm Capacity | 1 | 2028-10-01 | 0 | MW
Build Wind 2039_Firm Capacity2029 | Build Wind_Firm Capacity2029 | System | Generator | Build Wind 2039 | Build Wind | Firm Capacity | 1 | 2029-01-01 | 0 | MW
0 | 0 | System | Generator | Build Wind 2039 | Build Wind | Firm Capacity | 1 | 2029-04-01 | 0 | MW
0 | 0 | System | Generator | Build Wind 2039 | Build Wind | Firm Capacity | 1 | 2029-07-01 | 0 | MW
0 | 0 | System | Generator | Build Wind 2039 | Build Wind | Firm Capacity | 1 | 2029-10-01 | 0 | MW
Build Wind 2039_Firm Capacity2030 | Build Wind_Firm Capacity2030 | System | Generator | Build Wind 2039 | Build Wind | Firm Capacity | 1 | 2030-01-01 | 0 | MW
0 | 0 | System | Generator | Build Wind 2039 | Build Wind | Firm Capacity | 1 | 2030-04-01 | 0 | MW
0 | 0 | System | Generator | Build Wind 2039 | Build Wind | Firm Capacity | 1 | 2030-07-01 | 0 | MW
0 | 0 | System | Generator | Build Wind 2039 | Build Wind | Firm Capacity | 1 | 2030-10-01 | 0 | MW
Build Wind 2039_Firm Capacity2031 | Build Wind_Firm Capacity2031 | System | Generator | Build Wind 2039 | Build Wind | Firm Capacity | 1 | 2031-01-01 | 0 | MW
0 | 0 | System | Generator | Build Wind 2039 | Build Wind | Firm Capacity | 1 | 2031-04-01 | 0 | MW
0 | 0 | System | Generator | Build Wind 2039 | Build Wind | Firm Capacity | 1 | 2031-07-01 | 0 | MW
0 | 0 | System | Generator | Build Wind 2039 | Build Wind | Firm Capacity | 1 | 2031-10-01 | 0 | MW
Build Wind 2039_Firm Capacity2032 | Build Wind_Firm Capacity2032 | System | Generator | Build Wind 2039 | Build Wind | Firm Capacity | 1 | 2032-01-01 | 0 | MW
0 | 0 | System | Generator | Build Wind 2039 | Build Wind | Firm Capacity | 1 | 2032-04-01 | 0 | MW
0 | 0 | System | Generator | Build Wind 2039 | Build Wind | Firm Capacity | 1 | 2032-07-01 | 0 | MW
0 | 0 | System | Generator | Build Wind 2039 | Build Wind | Firm Capacity | 1 | 2032-10-01 | 0 | MW
Build Wind 2039_Firm Capacity2033 | Build Wind_Firm Capacity2033 | System | Generator | Build Wind 2039 | Build Wind | Firm Capacity | 1 | 2033-01-01 | 0 | MW
0 | 0 | System | Generator | Build Wind 2039 | Build Wind | Firm Capacity | 1 | 2033-04-01 | 0 | MW
0 | 0 | System | Generator | Build Wind 2039 | Build Wind | Firm Capacity | 1 | 2033-07-01 | 0 | MW
0 | 0 | System | Generator | Build Wind 2039 | Build Wind | Firm Capacity | 1 | 2033-10-01 | 0 | MW
Build Wind 2039_Firm Capacity2034 | Build Wind_Firm Capacity2034 | System | Generator | Build Wind 2039 | Build Wind | Firm Capacity | 1 | 2034-01-01 | 0 | MW
0 | 0 | System | Generator | Build Wind 2039 | Build Wind | Firm Capacity | 1 | 2034-04-01 | 0 | MW
0 | 0 | System | Generator | Build Wind 2039 | Build Wind | Firm Capacity | 1 | 2034-07-01 | 0 | MW
0 | 0 | System | Generator | Build Wind 2039 | Build Wind | Firm Capacity | 1 | 2034-10-01 | 0 | MW
Build Wind 2039_Firm Capacity2035 | Build Wind_Firm Capacity2035 | System | Generator | Build Wind 2039 | Build Wind | Firm Capacity | 1 | 2035-01-01 | 0 | MW
0 | 0 | System | Generator | Build Wind 2039 | Build Wind | Firm Capacity | 1 | 2035-04-01 | 0 | MW
0 | 0 | System | Generator | Build Wind 2039 | Build Wind | Firm Capacity | 1 | 2035-07-01 | 0 | MW
0 | 0 | System | Generator | Build Wind 2039 | Build Wind | Firm Capacity | 1 | 2035-10-01 | 0 | MW
Build Wind 2039_Firm Capacity2036 | Build Wind_Firm Capacity2036 | System | Generator | Build Wind 2039 | Build Wind | Firm Capacity | 1 | 2036-01-01 | 0 | MW
0 | 0 | System | Generator | Build Wind 2039 | Build Wind | Firm Capacity | 1 | 2036-04-01 | 0 | MW
0 | 0 | System | Generator | Build Wind 2039 | Build Wind | Firm Capacity | 1 | 2036-07-01 | 0 | MW
0 | 0 | System | Generator | Build Wind 2039 | Build Wind | Firm Capacity | 1 | 2036-10-01 | 0 | MW
Build Wind 2039_Firm Capacity2037 | Build Wind_Firm Capacity2037 | System | Generator | Build Wind 2039 | Build Wind | Firm Capacity | 1 | 2037-01-01 | 0 | MW
0 | 0 | System | Generator | Build Wind 2039 | Build Wind | Firm Capacity | 1 | 2037-04-01 | 0 | MW
0 | 0 | System | Generator | Build Wind 2039 | Build Wind | Firm Capacity | 1 | 2037-07-01 | 0 | MW
0 | 0 | System | Generator | Build Wind 2039 | Build Wind | Firm Capacity | 1 | 2037-10-01 | 0 | MW
Build Wind 2039_Firm Capacity2038 | Build Wind_Firm Capacity2038 | System | Generator | Build Wind 2039 | Build Wind | Firm Capacity | 1 | 2038-01-01 | 0 | MW
0 | 0 | System | Generator | Build Wind 2039 | Build Wind | Firm Capacity | 1 | 2038-04-01 | 0 | MW
0 | 0 | System | Generator | Build Wind 2039 | Build Wind | Firm Capacity | 1 | 2038-07-01 | 0 | MW
0 | 0 | System | Generator | Build Wind 2039 | Build Wind | Firm Capacity | 1 | 2038-10-01 | 0 | MW
Build Wind 2039_Firm Capacity2039 | Build Wind_Firm Capacity2039 | System | Generator | Build Wind 2039 | Build Wind | Firm Capacity | 1 | 2039-01-01 | 0 | MW
0 | 0 | System | Generator | Build Wind 2039 | Build Wind | Firm Capacity | 1 | 2039-04-01 | 0 | MW
0 | 0 | System | Generator | Build Wind 2039 | Build Wind | Firm Capacity | 1 | 2039-07-01 | 0 | MW
0 | 0 | System | Generator | Build Wind 2039 | Build Wind | Firm Capacity | 1 | 2039-10-01 | 0 | MW
Build Wind 2039_Firm Capacity2040 | Build Wind_Firm Capacity2040 | System | Generator | Build Wind 2039 | Build Wind | Firm Capacity | 1 | 2040-01-01 | 0 | MW
0 | 0 | System | Generator | Build Wind 2039 | Build Wind | Firm Capacity | 1 | 2040-04-01 | 0 | MW
0 | 0 | System | Generator | Build Wind 2039 | Build Wind | Firm Capacity | 1 | 2040-07-01 | 0 | MW
0 | 0 | System | Generator | Build Wind 2039 | Build Wind | Firm Capacity | 1 | 2040-10-01 | 0 | MW
Build Wind 2039_Firm Capacity2041 | Build Wind_Firm Capacity2041 | System | Generator | Build Wind 2039 | Build Wind | Firm Capacity | 1 | 2041-01-01 | 0 | MW
0 | 0 | System | Generator | Build Wind 2039 | Build Wind | Firm Capacity | 1 | 2041-04-01 | 0 | MW
0 | 0 | System | Generator | Build Wind 2039 | Build Wind | Firm Capacity | 1 | 2041-07-01 | 0 | MW
0 | 0 | System | Generator | Build Wind 2039 | Build Wind | Firm Capacity | 1 | 2041-10-01 | 0 | MW
Build Wind 2039_Firm Capacity2042 | Build Wind_Firm Capacity2042 | System | Generator | Build Wind 2039 | Build Wind | Firm Capacity | 1 | 2042-01-01 | 0 | MW
0 | 0 | System | Generator | Build Wind 2039 | Build Wind | Firm Capacity | 1 | 2042-04-01 | 0 | MW
0 | 0 | System | Generator | Build Wind 2039 | Build Wind | Firm Capacity | 1 | 2042-07-01 | 0 | MW
0 | 0 | System | Generator | Build Wind 2039 | Build Wind | Firm Capacity | 1 | 2042-10-01 | 0 | MW
Build Wind 2039_Firm Capacity2043 | Build Wind_Firm Capacity2043 | System | Generator | Build Wind 2039 | Build Wind | Firm Capacity | 1 | 2043-01-01 | 0 | MW
0 | 0 | System | Generator | Build Wind 2039 | Build Wind | Firm Capacity | 1 | 2043-04-01 | 0 | MW
0 | 0 | System | Generator | Build Wind 2039 | Build Wind | Firm Capacity | 1 | 2043-07-01 | 0 | MW
0 | 0 | System | Generator | Build Wind 2039 | Build Wind | Firm Capacity | 1 | 2043-10-01 | 0 | MW
Build Wind 2040_Firm Capacity2024 | Build Wind_Firm Capacity2024 | System | Generator | Build Wind 2040 | Build Wind | Firm Capacity | 1 | 2024-01-01 | 0 | MW
0 | 0 | System | Generator | Build Wind 2040 | Build Wind | Firm Capacity | 1 | 2024-04-01 | 0 | MW
0 | 0 | System | Generator | Build Wind 2040 | Build Wind | Firm Capacity | 1 | 2024-07-01 | 0 | MW
0 | 0 | System | Generator | Build Wind 2040 | Build Wind | Firm Capacity | 1 | 2024-10-01 | 0 | MW
Build Wind 2040_Firm Capacity2025 | Build Wind_Firm Capacity2025 | System | Generator | Build Wind 2040 | Build Wind | Firm Capacity | 1 | 2025-01-01 | 0 | MW
0 | 0 | System | Generator | Build Wind 2040 | Build Wind | Firm Capacity | 1 | 2025-04-01 | 0 | MW
0 | 0 | System | Generator | Build Wind 2040 | Build Wind | Firm Capacity | 1 | 2025-07-01 | 0 | MW
0 | 0 | System | Generator | Build Wind 2040 | Build Wind | Firm Capacity | 1 | 2025-10-01 | 0 | MW
Build Wind 2040_Firm Capacity2026 | Build Wind_Firm Capacity2026 | System | Generator | Build Wind 2040 | Build Wind | Firm Capacity | 1 | 2026-01-01 | 0 | MW
0 | 0 | System | Generator | Build Wind 2040 | Build Wind | Firm Capacity | 1 | 2026-04-01 | 0 | MW
0 | 0 | System | Generator | Build Wind 2040 | Build Wind | Firm Capacity | 1 | 2026-07-01 | 0 | MW
0 | 0 | System | Generator | Build Wind 2040 | Build Wind | Firm Capacity | 1 | 2026-10-01 | 0 | MW
Build Wind 2040_Firm Capacity2027 | Build Wind_Firm Capacity2027 | System | Generator | Build Wind 2040 | Build Wind | Firm Capacity | 1 | 2027-01-01 | 0 | MW
0 | 0 | System | Generator | Build Wind 2040 | Build Wind | Firm Capacity | 1 | 2027-04-01 | 0 | MW
0 | 0 | System | Generator | Build Wind 2040 | Build Wind | Firm Capacity | 1 | 2027-07-01 | 0 | MW
0 | 0 | System | Generator | Build Wind 2040 | Build Wind | Firm Capacity | 1 | 2027-10-01 | 0 | MW
Build Wind 2040_Firm Capacity2028 | Build Wind_Firm Capacity2028 | System | Generator | Build Wind 2040 | Build Wind | Firm Capacity | 1 | 2028-01-01 | 0 | MW
0 | 0 | System | Generator | Build Wind 2040 | Build Wind | Firm Capacity | 1 | 2028-04-01 | 0 | MW
0 | 0 | System | Generator | Build Wind 2040 | Build Wind | Firm Capacity | 1 | 2028-07-01 | 0 | MW
0 | 0 | System | Generator | Build Wind 2040 | Build Wind | Firm Capacity | 1 | 2028-10-01 | 0 | MW
Build Wind 2040_Firm Capacity2029 | Build Wind_Firm Capacity2029 | System | Generator | Build Wind 2040 | Build Wind | Firm Capacity | 1 | 2029-01-01 | 0 | MW
0 | 0 | System | Generator | Build Wind 2040 | Build Wind | Firm Capacity | 1 | 2029-04-01 | 0 | MW
0 | 0 | System | Generator | Build Wind 2040 | Build Wind | Firm Capacity | 1 | 2029-07-01 | 0 | MW
0 | 0 | System | Generator | Build Wind 2040 | Build Wind | Firm Capacity | 1 | 2029-10-01 | 0 | MW
Build Wind 2040_Firm Capacity2030 | Build Wind_Firm Capacity2030 | System | Generator | Build Wind 2040 | Build Wind | Firm Capacity | 1 | 2030-01-01 | 0 | MW
0 | 0 | System | Generator | Build Wind 2040 | Build Wind | Firm Capacity | 1 | 2030-04-01 | 0 | MW
0 | 0 | System | Generator | Build Wind 2040 | Build Wind | Firm Capacity | 1 | 2030-07-01 | 0 | MW
0 | 0 | System | Generator | Build Wind 2040 | Build Wind | Firm Capacity | 1 | 2030-10-01 | 0 | MW
Build Wind 2040_Firm Capacity2031 | Build Wind_Firm Capacity2031 | System | Generator | Build Wind 2040 | Build Wind | Firm Capacity | 1 | 2031-01-01 | 0 | MW
0 | 0 | System | Generator | Build Wind 2040 | Build Wind | Firm Capacity | 1 | 2031-04-01 | 0 | MW
0 | 0 | System | Generator | Build Wind 2040 | Build Wind | Firm Capacity | 1 | 2031-07-01 | 0 | MW
0 | 0 | System | Generator | Build Wind 2040 | Build Wind | Firm Capacity | 1 | 2031-10-01 | 0 | MW
Build Wind 2040_Firm Capacity2032 | Build Wind_Firm Capacity2032 | System | Generator | Build Wind 2040 | Build Wind | Firm Capacity | 1 | 2032-01-01 | 0 | MW
0 | 0 | System | Generator | Build Wind 2040 | Build Wind | Firm Capacity | 1 | 2032-04-01 | 0 | MW
0 | 0 | System | Generator | Build Wind 2040 | Build Wind | Firm Capacity | 1 | 2032-07-01 | 0 | MW
0 | 0 | System | Generator | Build Wind 2040 | Build Wind | Firm Capacity | 1 | 2032-10-01 | 0 | MW
Build Wind 2040_Firm Capacity2033 | Build Wind_Firm Capacity2033 | System | Generator | Build Wind 2040 | Build Wind | Firm Capacity | 1 | 2033-01-01 | 0 | MW
0 | 0 | System | Generator | Build Wind 2040 | Build Wind | Firm Capacity | 1 | 2033-04-01 | 0 | MW
0 | 0 | System | Generator | Build Wind 2040 | Build Wind | Firm Capacity | 1 | 2033-07-01 | 0 | MW
0 | 0 | System | Generator | Build Wind 2040 | Build Wind | Firm Capacity | 1 | 2033-10-01 | 0 | MW
Build Wind 2040_Firm Capacity2034 | Build Wind_Firm Capacity2034 | System | Generator | Build Wind 2040 | Build Wind | Firm Capacity | 1 | 2034-01-01 | 0 | MW
0 | 0 | System | Generator | Build Wind 2040 | Build Wind | Firm Capacity | 1 | 2034-04-01 | 0 | MW
0 | 0 | System | Generator | Build Wind 2040 | Build Wind | Firm Capacity | 1 | 2034-07-01 | 0 | MW
0 | 0 | System | Generator | Build Wind 2040 | Build Wind | Firm Capacity | 1 | 2034-10-01 | 0 | MW
Build Wind 2040_Firm Capacity2035 | Build Wind_Firm Capacity2035 | System | Generator | Build Wind 2040 | Build Wind | Firm Capacity | 1 | 2035-01-01 | 0 | MW
0 | 0 | System | Generator | Build Wind 2040 | Build Wind | Firm Capacity | 1 | 2035-04-01 | 0 | MW
0 | 0 | System | Generator | Build Wind 2040 | Build Wind | Firm Capacity | 1 | 2035-07-01 | 0 | MW
0 | 0 | System | Generator | Build Wind 2040 | Build Wind | Firm Capacity | 1 | 2035-10-01 | 0 | MW
Build Wind 2040_Firm Capacity2036 | Build Wind_Firm Capacity2036 | System | Generator | Build Wind 2040 | Build Wind | Firm Capacity | 1 | 2036-01-01 | 0 | MW
0 | 0 | System | Generator | Build Wind 2040 | Build Wind | Firm Capacity | 1 | 2036-04-01 | 0 | MW
0 | 0 | System | Generator | Build Wind 2040 | Build Wind | Firm Capacity | 1 | 2036-07-01 | 0 | MW
0 | 0 | System | Generator | Build Wind 2040 | Build Wind | Firm Capacity | 1 | 2036-10-01 | 0 | MW
Build Wind 2040_Firm Capacity2037 | Build Wind_Firm Capacity2037 | System | Generator | Build Wind 2040 | Build Wind | Firm Capacity | 1 | 2037-01-01 | 0 | MW
0 | 0 | System | Generator | Build Wind 2040 | Build Wind | Firm Capacity | 1 | 2037-04-01 | 0 | MW
0 | 0 | System | Generator | Build Wind 2040 | Build Wind | Firm Capacity | 1 | 2037-07-01 | 0 | MW
0 | 0 | System | Generator | Build Wind 2040 | Build Wind | Firm Capacity | 1 | 2037-10-01 | 0 | MW
Build Wind 2040_Firm Capacity2038 | Build Wind_Firm Capacity2038 | System | Generator | Build Wind 2040 | Build Wind | Firm Capacity | 1 | 2038-01-01 | 0 | MW
0 | 0 | System | Generator | Build Wind 2040 | Build Wind | Firm Capacity | 1 | 2038-04-01 | 0 | MW
0 | 0 | System | Generator | Build Wind 2040 | Build Wind | Firm Capacity | 1 | 2038-07-01 | 0 | MW
0 | 0 | System | Generator | Build Wind 2040 | Build Wind | Firm Capacity | 1 | 2038-10-01 | 0 | MW
Build Wind 2040_Firm Capacity2039 | Build Wind_Firm Capacity2039 | System | Generator | Build Wind 2040 | Build Wind | Firm Capacity | 1 | 2039-01-01 | 0 | MW
0 | 0 | System | Generator | Build Wind 2040 | Build Wind | Firm Capacity | 1 | 2039-04-01 | 0 | MW
0 | 0 | System | Generator | Build Wind 2040 | Build Wind | Firm Capacity | 1 | 2039-07-01 | 0 | MW
0 | 0 | System | Generator | Build Wind 2040 | Build Wind | Firm Capacity | 1 | 2039-10-01 | 0 | MW
Build Wind 2040_Firm Capacity2040 | Build Wind_Firm Capacity2040 | System | Generator | Build Wind 2040 | Build Wind | Firm Capacity | 1 | 2040-01-01 | 0 | MW
0 | 0 | System | Generator | Build Wind 2040 | Build Wind | Firm Capacity | 1 | 2040-04-01 | 0 | MW
0 | 0 | System | Generator | Build Wind 2040 | Build Wind | Firm Capacity | 1 | 2040-07-01 | 0 | MW
0 | 0 | System | Generator | Build Wind 2040 | Build Wind | Firm Capacity | 1 | 2040-10-01 | 0 | MW
Build Wind 2040_Firm Capacity2041 | Build Wind_Firm Capacity2041 | System | Generator | Build Wind 2040 | Build Wind | Firm Capacity | 1 | 2041-01-01 | 0 | MW
0 | 0 | System | Generator | Build Wind 2040 | Build Wind | Firm Capacity | 1 | 2041-04-01 | 0 | MW
0 | 0 | System | Generator | Build Wind 2040 | Build Wind | Firm Capacity | 1 | 2041-07-01 | 0 | MW
0 | 0 | System | Generator | Build Wind 2040 | Build Wind | Firm Capacity | 1 | 2041-10-01 | 0 | MW
Build Wind 2040_Firm Capacity2042 | Build Wind_Firm Capacity2042 | System | Generator | Build Wind 2040 | Build Wind | Firm Capacity | 1 | 2042-01-01 | 0 | MW
0 | 0 | System | Generator | Build Wind 2040 | Build Wind | Firm Capacity | 1 | 2042-04-01 | 0 | MW
0 | 0 | System | Generator | Build Wind 2040 | Build Wind | Firm Capacity | 1 | 2042-07-01 | 0 | MW
0 | 0 | System | Generator | Build Wind 2040 | Build Wind | Firm Capacity | 1 | 2042-10-01 | 0 | MW
Build Wind 2040_Firm Capacity2043 | Build Wind_Firm Capacity2043 | System | Generator | Build Wind 2040 | Build Wind | Firm Capacity | 1 | 2043-01-01 | 0 | MW
0 | 0 | System | Generator | Build Wind 2040 | Build Wind | Firm Capacity | 1 | 2043-04-01 | 0 | MW
0 | 0 | System | Generator | Build Wind 2040 | Build Wind | Firm Capacity | 1 | 2043-07-01 | 0 | MW
0 | 0 | System | Generator | Build Wind 2040 | Build Wind | Firm Capacity | 1 | 2043-10-01 | 0 | MW
Build Wind 2041_Firm Capacity2024 | Build Wind_Firm Capacity2024 | System | Generator | Build Wind 2041 | Build Wind | Firm Capacity | 1 | 2024-01-01 | 0 | MW
0 | 0 | System | Generator | Build Wind 2041 | Build Wind | Firm Capacity | 1 | 2024-04-01 | 0 | MW
0 | 0 | System | Generator | Build Wind 2041 | Build Wind | Firm Capacity | 1 | 2024-07-01 | 0 | MW
0 | 0 | System | Generator | Build Wind 2041 | Build Wind | Firm Capacity | 1 | 2024-10-01 | 0 | MW
Build Wind 2041_Firm Capacity2025 | Build Wind_Firm Capacity2025 | System | Generator | Build Wind 2041 | Build Wind | Firm Capacity | 1 | 2025-01-01 | 0 | MW
0 | 0 | System | Generator | Build Wind 2041 | Build Wind | Firm Capacity | 1 | 2025-04-01 | 0 | MW
0 | 0 | System | Generator | Build Wind 2041 | Build Wind | Firm Capacity | 1 | 2025-07-01 | 0 | MW
0 | 0 | System | Generator | Build Wind 2041 | Build Wind | Firm Capacity | 1 | 2025-10-01 | 0 | MW
Build Wind 2041_Firm Capacity2026 | Build Wind_Firm Capacity2026 | System | Generator | Build Wind 2041 | Build Wind | Firm Capacity | 1 | 2026-01-01 | 0 | MW
0 | 0 | System | Generator | Build Wind 2041 | Build Wind | Firm Capacity | 1 | 2026-04-01 | 0 | MW
0 | 0 | System | Generator | Build Wind 2041 | Build Wind | Firm Capacity | 1 | 2026-07-01 | 0 | MW
0 | 0 | System | Generator | Build Wind 2041 | Build Wind | Firm Capacity | 1 | 2026-10-01 | 0 | MW
Build Wind 2041_Firm Capacity2027 | Build Wind_Firm Capacity2027 | System | Generator | Build Wind 2041 | Build Wind | Firm Capacity | 1 | 2027-01-01 | 0 | MW
0 | 0 | System | Generator | Build Wind 2041 | Build Wind | Firm Capacity | 1 | 2027-04-01 | 0 | MW
0 | 0 | System | Generator | Build Wind 2041 | Build Wind | Firm Capacity | 1 | 2027-07-01 | 0 | MW
0 | 0 | System | Generator | Build Wind 2041 | Build Wind | Firm Capacity | 1 | 2027-10-01 | 0 | MW
Build Wind 2041_Firm Capacity2028 | Build Wind_Firm Capacity2028 | System | Generator | Build Wind 2041 | Build Wind | Firm Capacity | 1 | 2028-01-01 | 0 | MW
0 | 0 | System | Generator | Build Wind 2041 | Build Wind | Firm Capacity | 1 | 2028-04-01 | 0 | MW
0 | 0 | System | Generator | Build Wind 2041 | Build Wind | Firm Capacity | 1 | 2028-07-01 | 0 | MW
0 | 0 | System | Generator | Build Wind 2041 | Build Wind | Firm Capacity | 1 | 2028-10-01 | 0 | MW
Build Wind 2041_Firm Capacity2029 | Build Wind_Firm Capacity2029 | System | Generator | Build Wind 2041 | Build Wind | Firm Capacity | 1 | 2029-01-01 | 0 | MW
0 | 0 | System | Generator | Build Wind 2041 | Build Wind | Firm Capacity | 1 | 2029-04-01 | 0 | MW
0 | 0 | System | Generator | Build Wind 2041 | Build Wind | Firm Capacity | 1 | 2029-07-01 | 0 | MW
0 | 0 | System | Generator | Build Wind 2041 | Build Wind | Firm Capacity | 1 | 2029-10-01 | 0 | MW
Build Wind 2041_Firm Capacity2030 | Build Wind_Firm Capacity2030 | System | Generator | Build Wind 2041 | Build Wind | Firm Capacity | 1 | 2030-01-01 | 0 | MW
0 | 0 | System | Generator | Build Wind 2041 | Build Wind | Firm Capacity | 1 | 2030-04-01 | 0 | MW
0 | 0 | System | Generator | Build Wind 2041 | Build Wind | Firm Capacity | 1 | 2030-07-01 | 0 | MW
0 | 0 | System | Generator | Build Wind 2041 | Build Wind | Firm Capacity | 1 | 2030-10-01 | 0 | MW
Build Wind 2041_Firm Capacity2031 | Build Wind_Firm Capacity2031 | System | Generator | Build Wind 2041 | Build Wind | Firm Capacity | 1 | 2031-01-01 | 0 | MW
0 | 0 | System | Generator | Build Wind 2041 | Build Wind | Firm Capacity | 1 | 2031-04-01 | 0 | MW
0 | 0 | System | Generator | Build Wind 2041 | Build Wind | Firm Capacity | 1 | 2031-07-01 | 0 | MW
0 | 0 | System | Generator | Build Wind 2041 | Build Wind | Firm Capacity | 1 | 2031-10-01 | 0 | MW
Build Wind 2041_Firm Capacity2032 | Build Wind_Firm Capacity2032 | System | Generator | Build Wind 2041 | Build Wind | Firm Capacity | 1 | 2032-01-01 | 0 | MW
0 | 0 | System | Generator | Build Wind 2041 | Build Wind | Firm Capacity | 1 | 2032-04-01 | 0 | MW
0 | 0 | System | Generator | Build Wind 2041 | Build Wind | Firm Capacity | 1 | 2032-07-01 | 0 | MW
0 | 0 | System | Generator | Build Wind 2041 | Build Wind | Firm Capacity | 1 | 2032-10-01 | 0 | MW
Build Wind 2041_Firm Capacity2033 | Build Wind_Firm Capacity2033 | System | Generator | Build Wind 2041 | Build Wind | Firm Capacity | 1 | 2033-01-01 | 0 | MW
0 | 0 | System | Generator | Build Wind 2041 | Build Wind | Firm Capacity | 1 | 2033-04-01 | 0 | MW
0 | 0 | System | Generator | Build Wind 2041 | Build Wind | Firm Capacity | 1 | 2033-07-01 | 0 | MW
0 | 0 | System | Generator | Build Wind 2041 | Build Wind | Firm Capacity | 1 | 2033-10-01 | 0 | MW
Build Wind 2041_Firm Capacity2034 | Build Wind_Firm Capacity2034 | System | Generator | Build Wind 2041 | Build Wind | Firm Capacity | 1 | 2034-01-01 | 0 | MW
0 | 0 | System | Generator | Build Wind 2041 | Build Wind | Firm Capacity | 1 | 2034-04-01 | 0 | MW
0 | 0 | System | Generator | Build Wind 2041 | Build Wind | Firm Capacity | 1 | 2034-07-01 | 0 | MW
0 | 0 | System | Generator | Build Wind 2041 | Build Wind | Firm Capacity | 1 | 2034-10-01 | 0 | MW
Build Wind 2041_Firm Capacity2035 | Build Wind_Firm Capacity2035 | System | Generator | Build Wind 2041 | Build Wind | Firm Capacity | 1 | 2035-01-01 | 0 | MW
0 | 0 | System | Generator | Build Wind 2041 | Build Wind | Firm Capacity | 1 | 2035-04-01 | 0 | MW
0 | 0 | System | Generator | Build Wind 2041 | Build Wind | Firm Capacity | 1 | 2035-07-01 | 0 | MW
0 | 0 | System | Generator | Build Wind 2041 | Build Wind | Firm Capacity | 1 | 2035-10-01 | 0 | MW
Build Wind 2041_Firm Capacity2036 | Build Wind_Firm Capacity2036 | System | Generator | Build Wind 2041 | Build Wind | Firm Capacity | 1 | 2036-01-01 | 0 | MW
0 | 0 | System | Generator | Build Wind 2041 | Build Wind | Firm Capacity | 1 | 2036-04-01 | 0 | MW
0 | 0 | System | Generator | Build Wind 2041 | Build Wind | Firm Capacity | 1 | 2036-07-01 | 0 | MW
0 | 0 | System | Generator | Build Wind 2041 | Build Wind | Firm Capacity | 1 | 2036-10-01 | 0 | MW
Build Wind 2041_Firm Capacity2037 | Build Wind_Firm Capacity2037 | System | Generator | Build Wind 2041 | Build Wind | Firm Capacity | 1 | 2037-01-01 | 0 | MW
0 | 0 | System | Generator | Build Wind 2041 | Build Wind | Firm Capacity | 1 | 2037-04-01 | 0 | MW
0 | 0 | System | Generator | Build Wind 2041 | Build Wind | Firm Capacity | 1 | 2037-07-01 | 0 | MW
0 | 0 | System | Generator | Build Wind 2041 | Build Wind | Firm Capacity | 1 | 2037-10-01 | 0 | MW
Build Wind 2041_Firm Capacity2038 | Build Wind_Firm Capacity2038 | System | Generator | Build Wind 2041 | Build Wind | Firm Capacity | 1 | 2038-01-01 | 0 | MW
0 | 0 | System | Generator | Build Wind 2041 | Build Wind | Firm Capacity | 1 | 2038-04-01 | 0 | MW
0 | 0 | System | Generator | Build Wind 2041 | Build Wind | Firm Capacity | 1 | 2038-07-01 | 0 | MW
0 | 0 | System | Generator | Build Wind 2041 | Build Wind | Firm Capacity | 1 | 2038-10-01 | 0 | MW
Build Wind 2041_Firm Capacity2039 | Build Wind_Firm Capacity2039 | System | Generator | Build Wind 2041 | Build Wind | Firm Capacity | 1 | 2039-01-01 | 0 | MW
0 | 0 | System | Generator | Build Wind 2041 | Build Wind | Firm Capacity | 1 | 2039-04-01 | 0 | MW
0 | 0 | System | Generator | Build Wind 2041 | Build Wind | Firm Capacity | 1 | 2039-07-01 | 0 | MW
0 | 0 | System | Generator | Build Wind 2041 | Build Wind | Firm Capacity | 1 | 2039-10-01 | 0 | MW
Build Wind 2041_Firm Capacity2040 | Build Wind_Firm Capacity2040 | System | Generator | Build Wind 2041 | Build Wind | Firm Capacity | 1 | 2040-01-01 | 0 | MW
0 | 0 | System | Generator | Build Wind 2041 | Build Wind | Firm Capacity | 1 | 2040-04-01 | 0 | MW
0 | 0 | System | Generator | Build Wind 2041 | Build Wind | Firm Capacity | 1 | 2040-07-01 | 0 | MW
0 | 0 | System | Generator | Build Wind 2041 | Build Wind | Firm Capacity | 1 | 2040-10-01 | 0 | MW
Build Wind 2041_Firm Capacity2041 | Build Wind_Firm Capacity2041 | System | Generator | Build Wind 2041 | Build Wind | Firm Capacity | 1 | 2041-01-01 | 0 | MW
0 | 0 | System | Generator | Build Wind 2041 | Build Wind | Firm Capacity | 1 | 2041-04-01 | 0 | MW
0 | 0 | System | Generator | Build Wind 2041 | Build Wind | Firm Capacity | 1 | 2041-07-01 | 0 | MW
0 | 0 | System | Generator | Build Wind 2041 | Build Wind | Firm Capacity | 1 | 2041-10-01 | 0 | MW
Build Wind 2041_Firm Capacity2042 | Build Wind_Firm Capacity2042 | System | Generator | Build Wind 2041 | Build Wind | Firm Capacity | 1 | 2042-01-01 | 0 | MW
0 | 0 | System | Generator | Build Wind 2041 | Build Wind | Firm Capacity | 1 | 2042-04-01 | 0 | MW
0 | 0 | System | Generator | Build Wind 2041 | Build Wind | Firm Capacity | 1 | 2042-07-01 | 0 | MW
0 | 0 | System | Generator | Build Wind 2041 | Build Wind | Firm Capacity | 1 | 2042-10-01 | 0 | MW
Build Wind 2041_Firm Capacity2043 | Build Wind_Firm Capacity2043 | System | Generator | Build Wind 2041 | Build Wind | Firm Capacity | 1 | 2043-01-01 | 0 | MW
0 | 0 | System | Generator | Build Wind 2041 | Build Wind | Firm Capacity | 1 | 2043-04-01 | 0 | MW
0 | 0 | System | Generator | Build Wind 2041 | Build Wind | Firm Capacity | 1 | 2043-07-01 | 0 | MW
0 | 0 | System | Generator | Build Wind 2041 | Build Wind | Firm Capacity | 1 | 2043-10-01 | 0 | MW
Build Wind 2042_Firm Capacity2024 | Build Wind_Firm Capacity2024 | System | Generator | Build Wind 2042 | Build Wind | Firm Capacity | 1 | 2024-01-01 | 0 | MW
0 | 0 | System | Generator | Build Wind 2042 | Build Wind | Firm Capacity | 1 | 2024-04-01 | 0 | MW
0 | 0 | System | Generator | Build Wind 2042 | Build Wind | Firm Capacity | 1 | 2024-07-01 | 0 | MW
0 | 0 | System | Generator | Build Wind 2042 | Build Wind | Firm Capacity | 1 | 2024-10-01 | 0 | MW
Build Wind 2042_Firm Capacity2025 | Build Wind_Firm Capacity2025 | System | Generator | Build Wind 2042 | Build Wind | Firm Capacity | 1 | 2025-01-01 | 0 | MW
0 | 0 | System | Generator | Build Wind 2042 | Build Wind | Firm Capacity | 1 | 2025-04-01 | 0 | MW
0 | 0 | System | Generator | Build Wind 2042 | Build Wind | Firm Capacity | 1 | 2025-07-01 | 0 | MW
0 | 0 | System | Generator | Build Wind 2042 | Build Wind | Firm Capacity | 1 | 2025-10-01 | 0 | MW
Build Wind 2042_Firm Capacity2026 | Build Wind_Firm Capacity2026 | System | Generator | Build Wind 2042 | Build Wind | Firm Capacity | 1 | 2026-01-01 | 0 | MW
0 | 0 | System | Generator | Build Wind 2042 | Build Wind | Firm Capacity | 1 | 2026-04-01 | 0 | MW
0 | 0 | System | Generator | Build Wind 2042 | Build Wind | Firm Capacity | 1 | 2026-07-01 | 0 | MW
0 | 0 | System | Generator | Build Wind 2042 | Build Wind | Firm Capacity | 1 | 2026-10-01 | 0 | MW
Build Wind 2042_Firm Capacity2027 | Build Wind_Firm Capacity2027 | System | Generator | Build Wind 2042 | Build Wind | Firm Capacity | 1 | 2027-01-01 | 0 | MW
0 | 0 | System | Generator | Build Wind 2042 | Build Wind | Firm Capacity | 1 | 2027-04-01 | 0 | MW
0 | 0 | System | Generator | Build Wind 2042 | Build Wind | Firm Capacity | 1 | 2027-07-01 | 0 | MW
0 | 0 | System | Generator | Build Wind 2042 | Build Wind | Firm Capacity | 1 | 2027-10-01 | 0 | MW
Build Wind 2042_Firm Capacity2028 | Build Wind_Firm Capacity2028 | System | Generator | Build Wind 2042 | Build Wind | Firm Capacity | 1 | 2028-01-01 | 0 | MW
0 | 0 | System | Generator | Build Wind 2042 | Build Wind | Firm Capacity | 1 | 2028-04-01 | 0 | MW
0 | 0 | System | Generator | Build Wind 2042 | Build Wind | Firm Capacity | 1 | 2028-07-01 | 0 | MW
0 | 0 | System | Generator | Build Wind 2042 | Build Wind | Firm Capacity | 1 | 2028-10-01 | 0 | MW
Build Wind 2042_Firm Capacity2029 | Build Wind_Firm Capacity2029 | System | Generator | Build Wind 2042 | Build Wind | Firm Capacity | 1 | 2029-01-01 | 0 | MW
0 | 0 | System | Generator | Build Wind 2042 | Build Wind | Firm Capacity | 1 | 2029-04-01 | 0 | MW
0 | 0 | System | Generator | Build Wind 2042 | Build Wind | Firm Capacity | 1 | 2029-07-01 | 0 | MW
0 | 0 | System | Generator | Build Wind 2042 | Build Wind | Firm Capacity | 1 | 2029-10-01 | 0 | MW
Build Wind 2042_Firm Capacity2030 | Build Wind_Firm Capacity2030 | System | Generator | Build Wind 2042 | Build Wind | Firm Capacity | 1 | 2030-01-01 | 0 | MW
0 | 0 | System | Generator | Build Wind 2042 | Build Wind | Firm Capacity | 1 | 2030-04-01 | 0 | MW
0 | 0 | System | Generator | Build Wind 2042 | Build Wind | Firm Capacity | 1 | 2030-07-01 | 0 | MW
0 | 0 | System | Generator | Build Wind 2042 | Build Wind | Firm Capacity | 1 | 2030-10-01 | 0 | MW
Build Wind 2042_Firm Capacity2031 | Build Wind_Firm Capacity2031 | System | Generator | Build Wind 2042 | Build Wind | Firm Capacity | 1 | 2031-01-01 | 0 | MW
0 | 0 | System | Generator | Build Wind 2042 | Build Wind | Firm Capacity | 1 | 2031-04-01 | 0 | MW
0 | 0 | System | Generator | Build Wind 2042 | Build Wind | Firm Capacity | 1 | 2031-07-01 | 0 | MW
0 | 0 | System | Generator | Build Wind 2042 | Build Wind | Firm Capacity | 1 | 2031-10-01 | 0 | MW
Build Wind 2042_Firm Capacity2032 | Build Wind_Firm Capacity2032 | System | Generator | Build Wind 2042 | Build Wind | Firm Capacity | 1 | 2032-01-01 | 0 | MW
0 | 0 | System | Generator | Build Wind 2042 | Build Wind | Firm Capacity | 1 | 2032-04-01 | 0 | MW
0 | 0 | System | Generator | Build Wind 2042 | Build Wind | Firm Capacity | 1 | 2032-07-01 | 0 | MW
0 | 0 | System | Generator | Build Wind 2042 | Build Wind | Firm Capacity | 1 | 2032-10-01 | 0 | MW
Build Wind 2042_Firm Capacity2033 | Build Wind_Firm Capacity2033 | System | Generator | Build Wind 2042 | Build Wind | Firm Capacity | 1 | 2033-01-01 | 0 | MW
0 | 0 | System | Generator | Build Wind 2042 | Build Wind | Firm Capacity | 1 | 2033-04-01 | 0 | MW
0 | 0 | System | Generator | Build Wind 2042 | Build Wind | Firm Capacity | 1 | 2033-07-01 | 0 | MW
0 | 0 | System | Generator | Build Wind 2042 | Build Wind | Firm Capacity | 1 | 2033-10-01 | 0 | MW
Build Wind 2042_Firm Capacity2034 | Build Wind_Firm Capacity2034 | System | Generator | Build Wind 2042 | Build Wind | Firm Capacity | 1 | 2034-01-01 | 0 | MW
0 | 0 | System | Generator | Build Wind 2042 | Build Wind | Firm Capacity | 1 | 2034-04-01 | 0 | MW
0 | 0 | System | Generator | Build Wind 2042 | Build Wind | Firm Capacity | 1 | 2034-07-01 | 0 | MW
0 | 0 | System | Generator | Build Wind 2042 | Build Wind | Firm Capacity | 1 | 2034-10-01 | 0 | MW
Build Wind 2042_Firm Capacity2035 | Build Wind_Firm Capacity2035 | System | Generator | Build Wind 2042 | Build Wind | Firm Capacity | 1 | 2035-01-01 | 0 | MW
0 | 0 | System | Generator | Build Wind 2042 | Build Wind | Firm Capacity | 1 | 2035-04-01 | 0 | MW
0 | 0 | System | Generator | Build Wind 2042 | Build Wind | Firm Capacity | 1 | 2035-07-01 | 0 | MW
0 | 0 | System | Generator | Build Wind 2042 | Build Wind | Firm Capacity | 1 | 2035-10-01 | 0 | MW
Build Wind 2042_Firm Capacity2036 | Build Wind_Firm Capacity2036 | System | Generator | Build Wind 2042 | Build Wind | Firm Capacity | 1 | 2036-01-01 | 0 | MW
0 | 0 | System | Generator | Build Wind 2042 | Build Wind | Firm Capacity | 1 | 2036-04-01 | 0 | MW
0 | 0 | System | Generator | Build Wind 2042 | Build Wind | Firm Capacity | 1 | 2036-07-01 | 0 | MW
0 | 0 | System | Generator | Build Wind 2042 | Build Wind | Firm Capacity | 1 | 2036-10-01 | 0 | MW
Build Wind 2042_Firm Capacity2037 | Build Wind_Firm Capacity2037 | System | Generator | Build Wind 2042 | Build Wind | Firm Capacity | 1 | 2037-01-01 | 0 | MW
0 | 0 | System | Generator | Build Wind 2042 | Build Wind | Firm Capacity | 1 | 2037-04-01 | 0 | MW
0 | 0 | System | Generator | Build Wind 2042 | Build Wind | Firm Capacity | 1 | 2037-07-01 | 0 | MW
0 | 0 | System | Generator | Build Wind 2042 | Build Wind | Firm Capacity | 1 | 2037-10-01 | 0 | MW
Build Wind 2042_Firm Capacity2038 | Build Wind_Firm Capacity2038 | System | Generator | Build Wind 2042 | Build Wind | Firm Capacity | 1 | 2038-01-01 | 0 | MW
0 | 0 | System | Generator | Build Wind 2042 | Build Wind | Firm Capacity | 1 | 2038-04-01 | 0 | MW
0 | 0 | System | Generator | Build Wind 2042 | Build Wind | Firm Capacity | 1 | 2038-07-01 | 0 | MW
0 | 0 | System | Generator | Build Wind 2042 | Build Wind | Firm Capacity | 1 | 2038-10-01 | 0 | MW
Build Wind 2042_Firm Capacity2039 | Build Wind_Firm Capacity2039 | System | Generator | Build Wind 2042 | Build Wind | Firm Capacity | 1 | 2039-01-01 | 0 | MW
0 | 0 | System | Generator | Build Wind 2042 | Build Wind | Firm Capacity | 1 | 2039-04-01 | 0 | MW
0 | 0 | System | Generator | Build Wind 2042 | Build Wind | Firm Capacity | 1 | 2039-07-01 | 0 | MW
0 | 0 | System | Generator | Build Wind 2042 | Build Wind | Firm Capacity | 1 | 2039-10-01 | 0 | MW
Build Wind 2042_Firm Capacity2040 | Build Wind_Firm Capacity2040 | System | Generator | Build Wind 2042 | Build Wind | Firm Capacity | 1 | 2040-01-01 | 0 | MW
0 | 0 | System | Generator | Build Wind 2042 | Build Wind | Firm Capacity | 1 | 2040-04-01 | 0 | MW
0 | 0 | System | Generator | Build Wind 2042 | Build Wind | Firm Capacity | 1 | 2040-07-01 | 0 | MW
0 | 0 | System | Generator | Build Wind 2042 | Build Wind | Firm Capacity | 1 | 2040-10-01 | 0 | MW
Build Wind 2042_Firm Capacity2041 | Build Wind_Firm Capacity2041 | System | Generator | Build Wind 2042 | Build Wind | Firm Capacity | 1 | 2041-01-01 | 0 | MW
0 | 0 | System | Generator | Build Wind 2042 | Build Wind | Firm Capacity | 1 | 2041-04-01 | 0 | MW
0 | 0 | System | Generator | Build Wind 2042 | Build Wind | Firm Capacity | 1 | 2041-07-01 | 0 | MW
0 | 0 | System | Generator | Build Wind 2042 | Build Wind | Firm Capacity | 1 | 2041-10-01 | 0 | MW
Build Wind 2042_Firm Capacity2042 | Build Wind_Firm Capacity2042 | System | Generator | Build Wind 2042 | Build Wind | Firm Capacity | 1 | 2042-01-01 | 0 | MW
0 | 0 | System | Generator | Build Wind 2042 | Build Wind | Firm Capacity | 1 | 2042-04-01 | 0 | MW
0 | 0 | System | Generator | Build Wind 2042 | Build Wind | Firm Capacity | 1 | 2042-07-01 | 0 | MW
0 | 0 | System | Generator | Build Wind 2042 | Build Wind | Firm Capacity | 1 | 2042-10-01 | 0 | MW
Build Wind 2042_Firm Capacity2043 | Build Wind_Firm Capacity2043 | System | Generator | Build Wind 2042 | Build Wind | Firm Capacity | 1 | 2043-01-01 | 0 | MW
0 | 0 | System | Generator | Build Wind 2042 | Build Wind | Firm Capacity | 1 | 2043-04-01 | 0 | MW
0 | 0 | System | Generator | Build Wind 2042 | Build Wind | Firm Capacity | 1 | 2043-07-01 | 0 | MW
0 | 0 | System | Generator | Build Wind 2042 | Build Wind | Firm Capacity | 1 | 2043-10-01 | 0 | MW
Build Wind 2043_Firm Capacity2024 | Build Wind_Firm Capacity2024 | System | Generator | Build Wind 2043 | Build Wind | Firm Capacity | 1 | 2024-01-01 | 0 | MW
0 | 0 | System | Generator | Build Wind 2043 | Build Wind | Firm Capacity | 1 | 2024-04-01 | 0 | MW
0 | 0 | System | Generator | Build Wind 2043 | Build Wind | Firm Capacity | 1 | 2024-07-01 | 0 | MW
0 | 0 | System | Generator | Build Wind 2043 | Build Wind | Firm Capacity | 1 | 2024-10-01 | 0 | MW
Build Wind 2043_Firm Capacity2025 | Build Wind_Firm Capacity2025 | System | Generator | Build Wind 2043 | Build Wind | Firm Capacity | 1 | 2025-01-01 | 0 | MW
0 | 0 | System | Generator | Build Wind 2043 | Build Wind | Firm Capacity | 1 | 2025-04-01 | 0 | MW
0 | 0 | System | Generator | Build Wind 2043 | Build Wind | Firm Capacity | 1 | 2025-07-01 | 0 | MW
0 | 0 | System | Generator | Build Wind 2043 | Build Wind | Firm Capacity | 1 | 2025-10-01 | 0 | MW
Build Wind 2043_Firm Capacity2026 | Build Wind_Firm Capacity2026 | System | Generator | Build Wind 2043 | Build Wind | Firm Capacity | 1 | 2026-01-01 | 0 | MW
0 | 0 | System | Generator | Build Wind 2043 | Build Wind | Firm Capacity | 1 | 2026-04-01 | 0 | MW
0 | 0 | System | Generator | Build Wind 2043 | Build Wind | Firm Capacity | 1 | 2026-07-01 | 0 | MW
0 | 0 | System | Generator | Build Wind 2043 | Build Wind | Firm Capacity | 1 | 2026-10-01 | 0 | MW
Build Wind 2043_Firm Capacity2027 | Build Wind_Firm Capacity2027 | System | Generator | Build Wind 2043 | Build Wind | Firm Capacity | 1 | 2027-01-01 | 0 | MW
0 | 0 | System | Generator | Build Wind 2043 | Build Wind | Firm Capacity | 1 | 2027-04-01 | 0 | MW
0 | 0 | System | Generator | Build Wind 2043 | Build Wind | Firm Capacity | 1 | 2027-07-01 | 0 | MW
0 | 0 | System | Generator | Build Wind 2043 | Build Wind | Firm Capacity | 1 | 2027-10-01 | 0 | MW
Build Wind 2043_Firm Capacity2028 | Build Wind_Firm Capacity2028 | System | Generator | Build Wind 2043 | Build Wind | Firm Capacity | 1 | 2028-01-01 | 0 | MW
0 | 0 | System | Generator | Build Wind 2043 | Build Wind | Firm Capacity | 1 | 2028-04-01 | 0 | MW
0 | 0 | System | Generator | Build Wind 2043 | Build Wind | Firm Capacity | 1 | 2028-07-01 | 0 | MW
0 | 0 | System | Generator | Build Wind 2043 | Build Wind | Firm Capacity | 1 | 2028-10-01 | 0 | MW
Build Wind 2043_Firm Capacity2029 | Build Wind_Firm Capacity2029 | System | Generator | Build Wind 2043 | Build Wind | Firm Capacity | 1 | 2029-01-01 | 0 | MW
0 | 0 | System | Generator | Build Wind 2043 | Build Wind | Firm Capacity | 1 | 2029-04-01 | 0 | MW
0 | 0 | System | Generator | Build Wind 2043 | Build Wind | Firm Capacity | 1 | 2029-07-01 | 0 | MW
0 | 0 | System | Generator | Build Wind 2043 | Build Wind | Firm Capacity | 1 | 2029-10-01 | 0 | MW
Build Wind 2043_Firm Capacity2030 | Build Wind_Firm Capacity2030 | System | Generator | Build Wind 2043 | Build Wind | Firm Capacity | 1 | 2030-01-01 | 0 | MW
0 | 0 | System | Generator | Build Wind 2043 | Build Wind | Firm Capacity | 1 | 2030-04-01 | 0 | MW
0 | 0 | System | Generator | Build Wind 2043 | Build Wind | Firm Capacity | 1 | 2030-07-01 | 0 | MW
0 | 0 | System | Generator | Build Wind 2043 | Build Wind | Firm Capacity | 1 | 2030-10-01 | 0 | MW
Build Wind 2043_Firm Capacity2031 | Build Wind_Firm Capacity2031 | System | Generator | Build Wind 2043 | Build Wind | Firm Capacity | 1 | 2031-01-01 | 0 | MW
0 | 0 | System | Generator | Build Wind 2043 | Build Wind | Firm Capacity | 1 | 2031-04-01 | 0 | MW
0 | 0 | System | Generator | Build Wind 2043 | Build Wind | Firm Capacity | 1 | 2031-07-01 | 0 | MW
0 | 0 | System | Generator | Build Wind 2043 | Build Wind | Firm Capacity | 1 | 2031-10-01 | 0 | MW
Build Wind 2043_Firm Capacity2032 | Build Wind_Firm Capacity2032 | System | Generator | Build Wind 2043 | Build Wind | Firm Capacity | 1 | 2032-01-01 | 0 | MW
0 | 0 | System | Generator | Build Wind 2043 | Build Wind | Firm Capacity | 1 | 2032-04-01 | 0 | MW
0 | 0 | System | Generator | Build Wind 2043 | Build Wind | Firm Capacity | 1 | 2032-07-01 | 0 | MW
0 | 0 | System | Generator | Build Wind 2043 | Build Wind | Firm Capacity | 1 | 2032-10-01 | 0 | MW
Build Wind 2043_Firm Capacity2033 | Build Wind_Firm Capacity2033 | System | Generator | Build Wind 2043 | Build Wind | Firm Capacity | 1 | 2033-01-01 | 0 | MW
0 | 0 | System | Generator | Build Wind 2043 | Build Wind | Firm Capacity | 1 | 2033-04-01 | 0 | MW
0 | 0 | System | Generator | Build Wind 2043 | Build Wind | Firm Capacity | 1 | 2033-07-01 | 0 | MW
0 | 0 | System | Generator | Build Wind 2043 | Build Wind | Firm Capacity | 1 | 2033-10-01 | 0 | MW
Build Wind 2043_Firm Capacity2034 | Build Wind_Firm Capacity2034 | System | Generator | Build Wind 2043 | Build Wind | Firm Capacity | 1 | 2034-01-01 | 0 | MW
0 | 0 | System | Generator | Build Wind 2043 | Build Wind | Firm Capacity | 1 | 2034-04-01 | 0 | MW
0 | 0 | System | Generator | Build Wind 2043 | Build Wind | Firm Capacity | 1 | 2034-07-01 | 0 | MW
0 | 0 | System | Generator | Build Wind 2043 | Build Wind | Firm Capacity | 1 | 2034-10-01 | 0 | MW
Build Wind 2043_Firm Capacity2035 | Build Wind_Firm Capacity2035 | System | Generator | Build Wind 2043 | Build Wind | Firm Capacity | 1 | 2035-01-01 | 0 | MW
0 | 0 | System | Generator | Build Wind 2043 | Build Wind | Firm Capacity | 1 | 2035-04-01 | 0 | MW
0 | 0 | System | Generator | Build Wind 2043 | Build Wind | Firm Capacity | 1 | 2035-07-01 | 0 | MW
0 | 0 | System | Generator | Build Wind 2043 | Build Wind | Firm Capacity | 1 | 2035-10-01 | 0 | MW
Build Wind 2043_Firm Capacity2036 | Build Wind_Firm Capacity2036 | System | Generator | Build Wind 2043 | Build Wind | Firm Capacity | 1 | 2036-01-01 | 0 | MW
0 | 0 | System | Generator | Build Wind 2043 | Build Wind | Firm Capacity | 1 | 2036-04-01 | 0 | MW
0 | 0 | System | Generator | Build Wind 2043 | Build Wind | Firm Capacity | 1 | 2036-07-01 | 0 | MW
0 | 0 | System | Generator | Build Wind 2043 | Build Wind | Firm Capacity | 1 | 2036-10-01 | 0 | MW
Build Wind 2043_Firm Capacity2037 | Build Wind_Firm Capacity2037 | System | Generator | Build Wind 2043 | Build Wind | Firm Capacity | 1 | 2037-01-01 | 0 | MW
0 | 0 | System | Generator | Build Wind 2043 | Build Wind | Firm Capacity | 1 | 2037-04-01 | 0 | MW
0 | 0 | System | Generator | Build Wind 2043 | Build Wind | Firm Capacity | 1 | 2037-07-01 | 0 | MW
0 | 0 | System | Generator | Build Wind 2043 | Build Wind | Firm Capacity | 1 | 2037-10-01 | 0 | MW
Build Wind 2043_Firm Capacity2038 | Build Wind_Firm Capacity2038 | System | Generator | Build Wind 2043 | Build Wind | Firm Capacity | 1 | 2038-01-01 | 0 | MW
0 | 0 | System | Generator | Build Wind 2043 | Build Wind | Firm Capacity | 1 | 2038-04-01 | 0 | MW
0 | 0 | System | Generator | Build Wind 2043 | Build Wind | Firm Capacity | 1 | 2038-07-01 | 0 | MW
0 | 0 | System | Generator | Build Wind 2043 | Build Wind | Firm Capacity | 1 | 2038-10-01 | 0 | MW
Build Wind 2043_Firm Capacity2039 | Build Wind_Firm Capacity2039 | System | Generator | Build Wind 2043 | Build Wind | Firm Capacity | 1 | 2039-01-01 | 0 | MW
0 | 0 | System | Generator | Build Wind 2043 | Build Wind | Firm Capacity | 1 | 2039-04-01 | 0 | MW
0 | 0 | System | Generator | Build Wind 2043 | Build Wind | Firm Capacity | 1 | 2039-07-01 | 0 | MW
0 | 0 | System | Generator | Build Wind 2043 | Build Wind | Firm Capacity | 1 | 2039-10-01 | 0 | MW
Build Wind 2043_Firm Capacity2040 | Build Wind_Firm Capacity2040 | System | Generator | Build Wind 2043 | Build Wind | Firm Capacity | 1 | 2040-01-01 | 0 | MW
0 | 0 | System | Generator | Build Wind 2043 | Build Wind | Firm Capacity | 1 | 2040-04-01 | 0 | MW
0 | 0 | System | Generator | Build Wind 2043 | Build Wind | Firm Capacity | 1 | 2040-07-01 | 0 | MW
0 | 0 | System | Generator | Build Wind 2043 | Build Wind | Firm Capacity | 1 | 2040-10-01 | 0 | MW
Build Wind 2043_Firm Capacity2041 | Build Wind_Firm Capacity2041 | System | Generator | Build Wind 2043 | Build Wind | Firm Capacity | 1 | 2041-01-01 | 0 | MW
0 | 0 | System | Generator | Build Wind 2043 | Build Wind | Firm Capacity | 1 | 2041-04-01 | 0 | MW
0 | 0 | System | Generator | Build Wind 2043 | Build Wind | Firm Capacity | 1 | 2041-07-01 | 0 | MW
0 | 0 | System | Generator | Build Wind 2043 | Build Wind | Firm Capacity | 1 | 2041-10-01 | 0 | MW
Build Wind 2043_Firm Capacity2042 | Build Wind_Firm Capacity2042 | System | Generator | Build Wind 2043 | Build Wind | Firm Capacity | 1 | 2042-01-01 | 0 | MW
0 | 0 | System | Generator | Build Wind 2043 | Build Wind | Firm Capacity | 1 | 2042-04-01 | 0 | MW
0 | 0 | System | Generator | Build Wind 2043 | Build Wind | Firm Capacity | 1 | 2042-07-01 | 0 | MW
0 | 0 | System | Generator | Build Wind 2043 | Build Wind | Firm Capacity | 1 | 2042-10-01 | 0 | MW
Build Wind 2043_Firm Capacity2043 | Build Wind_Firm Capacity2043 | System | Generator | Build Wind 2043 | Build Wind | Firm Capacity | 1 | 2043-01-01 | 0 | MW
0 | 0 | System | Generator | Build Wind 2043 | Build Wind | Firm Capacity | 1 | 2043-04-01 | 0 | MW
0 | 0 | System | Generator | Build Wind 2043 | Build Wind | Firm Capacity | 1 | 2043-07-01 | 0 | MW
0 | 0 | System | Generator | Build Wind 2043 | Build Wind | Firm Capacity | 1 | 2043-10-01 | 0 | MW
Build Solar 2027_Firm Capacity2024 | Build Solar_Firm Capacity2024 | System | Generator | Build Solar 2027 | Build Solar | Firm Capacity | 1 | 2024-01-01 | 0 | MW
0 | 0 | System | Generator | Build Solar 2027 | Build Solar | Firm Capacity | 1 | 2024-04-01 | 0 | MW
0 | 0 | System | Generator | Build Solar 2027 | Build Solar | Firm Capacity | 1 | 2024-07-01 | 0 | MW
0 | 0 | System | Generator | Build Solar 2027 | Build Solar | Firm Capacity | 1 | 2024-10-01 | 0 | MW
Build Solar 2027_Firm Capacity2025 | Build Solar_Firm Capacity2025 | System | Generator | Build Solar 2027 | Build Solar | Firm Capacity | 1 | 2025-01-01 | 0 | MW
0 | 0 | System | Generator | Build Solar 2027 | Build Solar | Firm Capacity | 1 | 2025-04-01 | 0 | MW
0 | 0 | System | Generator | Build Solar 2027 | Build Solar | Firm Capacity | 1 | 2025-07-01 | 0 | MW
0 | 0 | System | Generator | Build Solar 2027 | Build Solar | Firm Capacity | 1 | 2025-10-01 | 0 | MW
Build Solar 2027_Firm Capacity2026 | Build Solar_Firm Capacity2026 | System | Generator | Build Solar 2027 | Build Solar | Firm Capacity | 1 | 2026-01-01 | 0 | MW
0 | 0 | System | Generator | Build Solar 2027 | Build Solar | Firm Capacity | 1 | 2026-04-01 | 0 | MW
0 | 0 | System | Generator | Build Solar 2027 | Build Solar | Firm Capacity | 1 | 2026-07-01 | 0 | MW
0 | 0 | System | Generator | Build Solar 2027 | Build Solar | Firm Capacity | 1 | 2026-10-01 | 0 | MW
Build Solar 2027_Firm Capacity2027 | Build Solar_Firm Capacity2027 | System | Generator | Build Solar 2027 | Build Solar | Firm Capacity | 1 | 2027-01-01 | 0 | MW
0 | 0 | System | Generator | Build Solar 2027 | Build Solar | Firm Capacity | 1 | 2027-04-01 | 201 | MW
0 | 0 | System | Generator | Build Solar 2027 | Build Solar | Firm Capacity | 1 | 2027-07-01 | 201 | MW
0 | 0 | System | Generator | Build Solar 2027 | Build Solar | Firm Capacity | 1 | 2027-10-01 | 34.5 | MW
Build Solar 2027_Firm Capacity2028 | Build Solar_Firm Capacity2028 | System | Generator | Build Solar 2027 | Build Solar | Firm Capacity | 1 | 2028-01-01 | 34.5 | MW
0 | 0 | System | Generator | Build Solar 2027 | Build Solar | Firm Capacity | 1 | 2028-04-01 | 192 | MW
0 | 0 | System | Generator | Build Solar 2027 | Build Solar | Firm Capacity | 1 | 2028-07-01 | 192 | MW
0 | 0 | System | Generator | Build Solar 2027 | Build Solar | Firm Capacity | 1 | 2028-10-01 | 32.1 | MW
Build Solar 2027_Firm Capacity2029 | Build Solar_Firm Capacity2029 | System | Generator | Build Solar 2027 | Build Solar | Firm Capacity | 1 | 2029-01-01 | 32.1 | MW
0 | 0 | System | Generator | Build Solar 2027 | Build Solar | Firm Capacity | 1 | 2029-04-01 | 183 | MW
0 | 0 | System | Generator | Build Solar 2027 | Build Solar | Firm Capacity | 1 | 2029-07-01 | 183 | MW
0 | 0 | System | Generator | Build Solar 2027 | Build Solar | Firm Capacity | 1 | 2029-10-01 | 29.7 | MW
Build Solar 2027_Firm Capacity2030 | Build Solar_Firm Capacity2030 | System | Generator | Build Solar 2027 | Build Solar | Firm Capacity | 1 | 2030-01-01 | 29.7 | MW
0 | 0 | System | Generator | Build Solar 2027 | Build Solar | Firm Capacity | 1 | 2030-04-01 | 174 | MW
0 | 0 | System | Generator | Build Solar 2027 | Build Solar | Firm Capacity | 1 | 2030-07-01 | 174 | MW
0 | 0 | System | Generator | Build Solar 2027 | Build Solar | Firm Capacity | 1 | 2030-10-01 | 27.3 | MW
Build Solar 2027_Firm Capacity2031 | Build Solar_Firm Capacity2031 | System | Generator | Build Solar 2027 | Build Solar | Firm Capacity | 1 | 2031-01-01 | 27.3 | MW
0 | 0 | System | Generator | Build Solar 2027 | Build Solar | Firm Capacity | 1 | 2031-04-01 | 165 | MW
0 | 0 | System | Generator | Build Solar 2027 | Build Solar | Firm Capacity | 1 | 2031-07-01 | 165 | MW
0 | 0 | System | Generator | Build Solar 2027 | Build Solar | Firm Capacity | 1 | 2031-10-01 | 24.9 | MW
Build Solar 2027_Firm Capacity2032 | Build Solar_Firm Capacity2032 | System | Generator | Build Solar 2027 | Build Solar | Firm Capacity | 1 | 2032-01-01 | 24.9 | MW
0 | 0 | System | Generator | Build Solar 2027 | Build Solar | Firm Capacity | 1 | 2032-04-01 | 156 | MW
0 | 0 | System | Generator | Build Solar 2027 | Build Solar | Firm Capacity | 1 | 2032-07-01 | 156 | MW
0 | 0 | System | Generator | Build Solar 2027 | Build Solar | Firm Capacity | 1 | 2032-10-01 | 22.5 | MW
Build Solar 2027_Firm Capacity2033 | Build Solar_Firm Capacity2033 | System | Generator | Build Solar 2027 | Build Solar | Firm Capacity | 1 | 2033-01-01 | 22.5 | MW
0 | 0 | System | Generator | Build Solar 2027 | Build Solar | Firm Capacity | 1 | 2033-04-01 | 146.4 | MW
0 | 0 | System | Generator | Build Solar 2027 | Build Solar | Firm Capacity | 1 | 2033-07-01 | 146.4 | MW
0 | 0 | System | Generator | Build Solar 2027 | Build Solar | Firm Capacity | 1 | 2033-10-01 | 21.75 | MW
Build Solar 2027_Firm Capacity2034 | Build Solar_Firm Capacity2034 | System | Generator | Build Solar 2027 | Build Solar | Firm Capacity | 1 | 2034-01-01 | 21.75 | MW
0 | 0 | System | Generator | Build Solar 2027 | Build Solar | Firm Capacity | 1 | 2034-04-01 | 136.8 | MW
0 | 0 | System | Generator | Build Solar 2027 | Build Solar | Firm Capacity | 1 | 2034-07-01 | 136.8 | MW
0 | 0 | System | Generator | Build Solar 2027 | Build Solar | Firm Capacity | 1 | 2034-10-01 | 21 | MW
Build Solar 2027_Firm Capacity2035 | Build Solar_Firm Capacity2035 | System | Generator | Build Solar 2027 | Build Solar | Firm Capacity | 1 | 2035-01-01 | 21 | MW
0 | 0 | System | Generator | Build Solar 2027 | Build Solar | Firm Capacity | 1 | 2035-04-01 | 127.2 | MW
0 | 0 | System | Generator | Build Solar 2027 | Build Solar | Firm Capacity | 1 | 2035-07-01 | 127.2 | MW
0 | 0 | System | Generator | Build Solar 2027 | Build Solar | Firm Capacity | 1 | 2035-10-01 | 20.25 | MW
Build Solar 2027_Firm Capacity2036 | Build Solar_Firm Capacity2036 | System | Generator | Build Solar 2027 | Build Solar | Firm Capacity | 1 | 2036-01-01 | 20.25 | MW
0 | 0 | System | Generator | Build Solar 2027 | Build Solar | Firm Capacity | 1 | 2036-04-01 | 117.6 | MW
0 | 0 | System | Generator | Build Solar 2027 | Build Solar | Firm Capacity | 1 | 2036-07-01 | 117.6 | MW
0 | 0 | System | Generator | Build Solar 2027 | Build Solar | Firm Capacity | 1 | 2036-10-01 | 19.5 | MW
Build Solar 2027_Firm Capacity2037 | Build Solar_Firm Capacity2037 | System | Generator | Build Solar 2027 | Build Solar | Firm Capacity | 1 | 2037-01-01 | 19.5 | MW
0 | 0 | System | Generator | Build Solar 2027 | Build Solar | Firm Capacity | 1 | 2037-04-01 | 108 | MW
0 | 0 | System | Generator | Build Solar 2027 | Build Solar | Firm Capacity | 1 | 2037-07-01 | 108 | MW
0 | 0 | System | Generator | Build Solar 2027 | Build Solar | Firm Capacity | 1 | 2037-10-01 | 18.75 | MW
Build Solar 2027_Firm Capacity2038 | Build Solar_Firm Capacity2038 | System | Generator | Build Solar 2027 | Build Solar | Firm Capacity | 1 | 2038-01-01 | 18.75 | MW
0 | 0 | System | Generator | Build Solar 2027 | Build Solar | Firm Capacity | 1 | 2038-04-01 | 98.4 | MW
0 | 0 | System | Generator | Build Solar 2027 | Build Solar | Firm Capacity | 1 | 2038-07-01 | 98.4 | MW
0 | 0 | System | Generator | Build Solar 2027 | Build Solar | Firm Capacity | 1 | 2038-10-01 | 18 | MW
Build Solar 2027_Firm Capacity2039 | Build Solar_Firm Capacity2039 | System | Generator | Build Solar 2027 | Build Solar | Firm Capacity | 1 | 2039-01-01 | 18 | MW
0 | 0 | System | Generator | Build Solar 2027 | Build Solar | Firm Capacity | 1 | 2039-04-01 | 88.8 | MW
0 | 0 | System | Generator | Build Solar 2027 | Build Solar | Firm Capacity | 1 | 2039-07-01 | 88.8 | MW
0 | 0 | System | Generator | Build Solar 2027 | Build Solar | Firm Capacity | 1 | 2039-10-01 | 17.25 | MW
Build Solar 2027_Firm Capacity2040 | Build Solar_Firm Capacity2040 | System | Generator | Build Solar 2027 | Build Solar | Firm Capacity | 1 | 2040-01-01 | 17.25 | MW
0 | 0 | System | Generator | Build Solar 2027 | Build Solar | Firm Capacity | 1 | 2040-04-01 | 79.2 | MW
0 | 0 | System | Generator | Build Solar 2027 | Build Solar | Firm Capacity | 1 | 2040-07-01 | 79.2 | MW
0 | 0 | System | Generator | Build Solar 2027 | Build Solar | Firm Capacity | 1 | 2040-10-01 | 16.5 | MW
Build Solar 2027_Firm Capacity2041 | Build Solar_Firm Capacity2041 | System | Generator | Build Solar 2027 | Build Solar | Firm Capacity | 1 | 2041-01-01 | 16.5 | MW
0 | 0 | System | Generator | Build Solar 2027 | Build Solar | Firm Capacity | 1 | 2041-04-01 | 69.6 | MW
0 | 0 | System | Generator | Build Solar 2027 | Build Solar | Firm Capacity | 1 | 2041-07-01 | 69.6 | MW
0 | 0 | System | Generator | Build Solar 2027 | Build Solar | Firm Capacity | 1 | 2041-10-01 | 15.75 | MW
Build Solar 2027_Firm Capacity2042 | Build Solar_Firm Capacity2042 | System | Generator | Build Solar 2027 | Build Solar | Firm Capacity | 1 | 2042-01-01 | 15.75 | MW
0 | 0 | System | Generator | Build Solar 2027 | Build Solar | Firm Capacity | 1 | 2042-04-01 | 60 | MW
0 | 0 | System | Generator | Build Solar 2027 | Build Solar | Firm Capacity | 1 | 2042-07-01 | 60 | MW
0 | 0 | System | Generator | Build Solar 2027 | Build Solar | Firm Capacity | 1 | 2042-10-01 | 15 | MW
Build Solar 2027_Firm Capacity2043 | Build Solar_Firm Capacity2043 | System | Generator | Build Solar 2027 | Build Solar | Firm Capacity | 1 | 2043-01-01 | 15 | MW
0 | 0 | System | Generator | Build Solar 2027 | Build Solar | Firm Capacity | 1 | 2043-04-01 | 50.4 | MW
0 | 0 | System | Generator | Build Solar 2027 | Build Solar | Firm Capacity | 1 | 2043-07-01 | 50.4 | MW
0 | 0 | System | Generator | Build Solar 2027 | Build Solar | Firm Capacity | 1 | 2043-10-01 | 14.25 | MW
Build Solar 2028_Firm Capacity2024 | Build Solar_Firm Capacity2024 | System | Generator | Build Solar 2028 | Build Solar | Firm Capacity | 1 | 2024-01-01 | 0 | MW
0 | 0 | System | Generator | Build Solar 2028 | Build Solar | Firm Capacity | 1 | 2024-04-01 | 0 | MW
0 | 0 | System | Generator | Build Solar 2028 | Build Solar | Firm Capacity | 1 | 2024-07-01 | 0 | MW
0 | 0 | System | Generator | Build Solar 2028 | Build Solar | Firm Capacity | 1 | 2024-10-01 | 0 | MW
Build Solar 2028_Firm Capacity2025 | Build Solar_Firm Capacity2025 | System | Generator | Build Solar 2028 | Build Solar | Firm Capacity | 1 | 2025-01-01 | 0 | MW
0 | 0 | System | Generator | Build Solar 2028 | Build Solar | Firm Capacity | 1 | 2025-04-01 | 0 | MW
0 | 0 | System | Generator | Build Solar 2028 | Build Solar | Firm Capacity | 1 | 2025-07-01 | 0 | MW
0 | 0 | System | Generator | Build Solar 2028 | Build Solar | Firm Capacity | 1 | 2025-10-01 | 0 | MW
Build Solar 2028_Firm Capacity2026 | Build Solar_Firm Capacity2026 | System | Generator | Build Solar 2028 | Build Solar | Firm Capacity | 1 | 2026-01-01 | 0 | MW
0 | 0 | System | Generator | Build Solar 2028 | Build Solar | Firm Capacity | 1 | 2026-04-01 | 0 | MW
0 | 0 | System | Generator | Build Solar 2028 | Build Solar | Firm Capacity | 1 | 2026-07-01 | 0 | MW
0 | 0 | System | Generator | Build Solar 2028 | Build Solar | Firm Capacity | 1 | 2026-10-01 | 0 | MW
Build Solar 2028_Firm Capacity2027 | Build Solar_Firm Capacity2027 | System | Generator | Build Solar 2028 | Build Solar | Firm Capacity | 1 | 2027-01-01 | 0 | MW
0 | 0 | System | Generator | Build Solar 2028 | Build Solar | Firm Capacity | 1 | 2027-04-01 | 0 | MW
0 | 0 | System | Generator | Build Solar 2028 | Build Solar | Firm Capacity | 1 | 2027-07-01 | 0 | MW
0 | 0 | System | Generator | Build Solar 2028 | Build Solar | Firm Capacity | 1 | 2027-10-01 | 0 | MW
Build Solar 2028_Firm Capacity2028 | Build Solar_Firm Capacity2028 | System | Generator | Build Solar 2028 | Build Solar | Firm Capacity | 1 | 2028-01-01 | 0 | MW
0 | 0 | System | Generator | Build Solar 2028 | Build Solar | Firm Capacity | 1 | 2028-04-01 | 192 | MW
0 | 0 | System | Generator | Build Solar 2028 | Build Solar | Firm Capacity | 1 | 2028-07-01 | 192 | MW
0 | 0 | System | Generator | Build Solar 2028 | Build Solar | Firm Capacity | 1 | 2028-10-01 | 32.1 | MW
Build Solar 2028_Firm Capacity2029 | Build Solar_Firm Capacity2029 | System | Generator | Build Solar 2028 | Build Solar | Firm Capacity | 1 | 2029-01-01 | 32.1 | MW
0 | 0 | System | Generator | Build Solar 2028 | Build Solar | Firm Capacity | 1 | 2029-04-01 | 183 | MW
0 | 0 | System | Generator | Build Solar 2028 | Build Solar | Firm Capacity | 1 | 2029-07-01 | 183 | MW
0 | 0 | System | Generator | Build Solar 2028 | Build Solar | Firm Capacity | 1 | 2029-10-01 | 29.7 | MW
Build Solar 2028_Firm Capacity2030 | Build Solar_Firm Capacity2030 | System | Generator | Build Solar 2028 | Build Solar | Firm Capacity | 1 | 2030-01-01 | 29.7 | MW
0 | 0 | System | Generator | Build Solar 2028 | Build Solar | Firm Capacity | 1 | 2030-04-01 | 174 | MW
0 | 0 | System | Generator | Build Solar 2028 | Build Solar | Firm Capacity | 1 | 2030-07-01 | 174 | MW
0 | 0 | System | Generator | Build Solar 2028 | Build Solar | Firm Capacity | 1 | 2030-10-01 | 27.3 | MW
Build Solar 2028_Firm Capacity2031 | Build Solar_Firm Capacity2031 | System | Generator | Build Solar 2028 | Build Solar | Firm Capacity | 1 | 2031-01-01 | 27.3 | MW
0 | 0 | System | Generator | Build Solar 2028 | Build Solar | Firm Capacity | 1 | 2031-04-01 | 165 | MW
0 | 0 | System | Generator | Build Solar 2028 | Build Solar | Firm Capacity | 1 | 2031-07-01 | 165 | MW
0 | 0 | System | Generator | Build Solar 2028 | Build Solar | Firm Capacity | 1 | 2031-10-01 | 24.9 | MW
Build Solar 2028_Firm Capacity2032 | Build Solar_Firm Capacity2032 | System | Generator | Build Solar 2028 | Build Solar | Firm Capacity | 1 | 2032-01-01 | 24.9 | MW
0 | 0 | System | Generator | Build Solar 2028 | Build Solar | Firm Capacity | 1 | 2032-04-01 | 156 | MW
0 | 0 | System | Generator | Build Solar 2028 | Build Solar | Firm Capacity | 1 | 2032-07-01 | 156 | MW
0 | 0 | System | Generator | Build Solar 2028 | Build Solar | Firm Capacity | 1 | 2032-10-01 | 22.5 | MW
Build Solar 2028_Firm Capacity2033 | Build Solar_Firm Capacity2033 | System | Generator | Build Solar 2028 | Build Solar | Firm Capacity | 1 | 2033-01-01 | 22.5 | MW
0 | 0 | System | Generator | Build Solar 2028 | Build Solar | Firm Capacity | 1 | 2033-04-01 | 146.4 | MW
0 | 0 | System | Generator | Build Solar 2028 | Build Solar | Firm Capacity | 1 | 2033-07-01 | 146.4 | MW
0 | 0 | System | Generator | Build Solar 2028 | Build Solar | Firm Capacity | 1 | 2033-10-01 | 21.75 | MW
Build Solar 2028_Firm Capacity2034 | Build Solar_Firm Capacity2034 | System | Generator | Build Solar 2028 | Build Solar | Firm Capacity | 1 | 2034-01-01 | 21.75 | MW
0 | 0 | System | Generator | Build Solar 2028 | Build Solar | Firm Capacity | 1 | 2034-04-01 | 136.8 | MW
0 | 0 | System | Generator | Build Solar 2028 | Build Solar | Firm Capacity | 1 | 2034-07-01 | 136.8 | MW
0 | 0 | System | Generator | Build Solar 2028 | Build Solar | Firm Capacity | 1 | 2034-10-01 | 21 | MW
Build Solar 2028_Firm Capacity2035 | Build Solar_Firm Capacity2035 | System | Generator | Build Solar 2028 | Build Solar | Firm Capacity | 1 | 2035-01-01 | 21 | MW
0 | 0 | System | Generator | Build Solar 2028 | Build Solar | Firm Capacity | 1 | 2035-04-01 | 127.2 | MW
0 | 0 | System | Generator | Build Solar 2028 | Build Solar | Firm Capacity | 1 | 2035-07-01 | 127.2 | MW
0 | 0 | System | Generator | Build Solar 2028 | Build Solar | Firm Capacity | 1 | 2035-10-01 | 20.25 | MW
Build Solar 2028_Firm Capacity2036 | Build Solar_Firm Capacity2036 | System | Generator | Build Solar 2028 | Build Solar | Firm Capacity | 1 | 2036-01-01 | 20.25 | MW
0 | 0 | System | Generator | Build Solar 2028 | Build Solar | Firm Capacity | 1 | 2036-04-01 | 117.6 | MW
0 | 0 | System | Generator | Build Solar 2028 | Build Solar | Firm Capacity | 1 | 2036-07-01 | 117.6 | MW
0 | 0 | System | Generator | Build Solar 2028 | Build Solar | Firm Capacity | 1 | 2036-10-01 | 19.5 | MW
Build Solar 2028_Firm Capacity2037 | Build Solar_Firm Capacity2037 | System | Generator | Build Solar 2028 | Build Solar | Firm Capacity | 1 | 2037-01-01 | 19.5 | MW
0 | 0 | System | Generator | Build Solar 2028 | Build Solar | Firm Capacity | 1 | 2037-04-01 | 108 | MW
0 | 0 | System | Generator | Build Solar 2028 | Build Solar | Firm Capacity | 1 | 2037-07-01 | 108 | MW
0 | 0 | System | Generator | Build Solar 2028 | Build Solar | Firm Capacity | 1 | 2037-10-01 | 18.75 | MW
Build Solar 2028_Firm Capacity2038 | Build Solar_Firm Capacity2038 | System | Generator | Build Solar 2028 | Build Solar | Firm Capacity | 1 | 2038-01-01 | 18.75 | MW
0 | 0 | System | Generator | Build Solar 2028 | Build Solar | Firm Capacity | 1 | 2038-04-01 | 98.4 | MW
0 | 0 | System | Generator | Build Solar 2028 | Build Solar | Firm Capacity | 1 | 2038-07-01 | 98.4 | MW
0 | 0 | System | Generator | Build Solar 2028 | Build Solar | Firm Capacity | 1 | 2038-10-01 | 18 | MW
Build Solar 2028_Firm Capacity2039 | Build Solar_Firm Capacity2039 | System | Generator | Build Solar 2028 | Build Solar | Firm Capacity | 1 | 2039-01-01 | 18 | MW
0 | 0 | System | Generator | Build Solar 2028 | Build Solar | Firm Capacity | 1 | 2039-04-01 | 88.8 | MW
0 | 0 | System | Generator | Build Solar 2028 | Build Solar | Firm Capacity | 1 | 2039-07-01 | 88.8 | MW
0 | 0 | System | Generator | Build Solar 2028 | Build Solar | Firm Capacity | 1 | 2039-10-01 | 17.25 | MW
Build Solar 2028_Firm Capacity2040 | Build Solar_Firm Capacity2040 | System | Generator | Build Solar 2028 | Build Solar | Firm Capacity | 1 | 2040-01-01 | 17.25 | MW
0 | 0 | System | Generator | Build Solar 2028 | Build Solar | Firm Capacity | 1 | 2040-04-01 | 79.2 | MW
0 | 0 | System | Generator | Build Solar 2028 | Build Solar | Firm Capacity | 1 | 2040-07-01 | 79.2 | MW
0 | 0 | System | Generator | Build Solar 2028 | Build Solar | Firm Capacity | 1 | 2040-10-01 | 16.5 | MW
Build Solar 2028_Firm Capacity2041 | Build Solar_Firm Capacity2041 | System | Generator | Build Solar 2028 | Build Solar | Firm Capacity | 1 | 2041-01-01 | 16.5 | MW
0 | 0 | System | Generator | Build Solar 2028 | Build Solar | Firm Capacity | 1 | 2041-04-01 | 69.6 | MW
0 | 0 | System | Generator | Build Solar 2028 | Build Solar | Firm Capacity | 1 | 2041-07-01 | 69.6 | MW
0 | 0 | System | Generator | Build Solar 2028 | Build Solar | Firm Capacity | 1 | 2041-10-01 | 15.75 | MW
Build Solar 2028_Firm Capacity2042 | Build Solar_Firm Capacity2042 | System | Generator | Build Solar 2028 | Build Solar | Firm Capacity | 1 | 2042-01-01 | 15.75 | MW
0 | 0 | System | Generator | Build Solar 2028 | Build Solar | Firm Capacity | 1 | 2042-04-01 | 60 | MW
0 | 0 | System | Generator | Build Solar 2028 | Build Solar | Firm Capacity | 1 | 2042-07-01 | 60 | MW
0 | 0 | System | Generator | Build Solar 2028 | Build Solar | Firm Capacity | 1 | 2042-10-01 | 15 | MW
Build Solar 2028_Firm Capacity2043 | Build Solar_Firm Capacity2043 | System | Generator | Build Solar 2028 | Build Solar | Firm Capacity | 1 | 2043-01-01 | 15 | MW
0 | 0 | System | Generator | Build Solar 2028 | Build Solar | Firm Capacity | 1 | 2043-04-01 | 50.4 | MW
0 | 0 | System | Generator | Build Solar 2028 | Build Solar | Firm Capacity | 1 | 2043-07-01 | 50.4 | MW
0 | 0 | System | Generator | Build Solar 2028 | Build Solar | Firm Capacity | 1 | 2043-10-01 | 14.25 | MW
Build Solar 2029_Firm Capacity2024 | Build Solar_Firm Capacity2024 | System | Generator | Build Solar 2029 | Build Solar | Firm Capacity | 1 | 2024-01-01 | 0 | MW
0 | 0 | System | Generator | Build Solar 2029 | Build Solar | Firm Capacity | 1 | 2024-04-01 | 0 | MW
0 | 0 | System | Generator | Build Solar 2029 | Build Solar | Firm Capacity | 1 | 2024-07-01 | 0 | MW
0 | 0 | System | Generator | Build Solar 2029 | Build Solar | Firm Capacity | 1 | 2024-10-01 | 0 | MW
Build Solar 2029_Firm Capacity2025 | Build Solar_Firm Capacity2025 | System | Generator | Build Solar 2029 | Build Solar | Firm Capacity | 1 | 2025-01-01 | 0 | MW
0 | 0 | System | Generator | Build Solar 2029 | Build Solar | Firm Capacity | 1 | 2025-04-01 | 0 | MW
0 | 0 | System | Generator | Build Solar 2029 | Build Solar | Firm Capacity | 1 | 2025-07-01 | 0 | MW
0 | 0 | System | Generator | Build Solar 2029 | Build Solar | Firm Capacity | 1 | 2025-10-01 | 0 | MW
Build Solar 2029_Firm Capacity2026 | Build Solar_Firm Capacity2026 | System | Generator | Build Solar 2029 | Build Solar | Firm Capacity | 1 | 2026-01-01 | 0 | MW
0 | 0 | System | Generator | Build Solar 2029 | Build Solar | Firm Capacity | 1 | 2026-04-01 | 0 | MW
0 | 0 | System | Generator | Build Solar 2029 | Build Solar | Firm Capacity | 1 | 2026-07-01 | 0 | MW
0 | 0 | System | Generator | Build Solar 2029 | Build Solar | Firm Capacity | 1 | 2026-10-01 | 0 | MW
Build Solar 2029_Firm Capacity2027 | Build Solar_Firm Capacity2027 | System | Generator | Build Solar 2029 | Build Solar | Firm Capacity | 1 | 2027-01-01 | 0 | MW
0 | 0 | System | Generator | Build Solar 2029 | Build Solar | Firm Capacity | 1 | 2027-04-01 | 0 | MW
0 | 0 | System | Generator | Build Solar 2029 | Build Solar | Firm Capacity | 1 | 2027-07-01 | 0 | MW
0 | 0 | System | Generator | Build Solar 2029 | Build Solar | Firm Capacity | 1 | 2027-10-01 | 0 | MW
Build Solar 2029_Firm Capacity2028 | Build Solar_Firm Capacity2028 | System | Generator | Build Solar 2029 | Build Solar | Firm Capacity | 1 | 2028-01-01 | 0 | MW
0 | 0 | System | Generator | Build Solar 2029 | Build Solar | Firm Capacity | 1 | 2028-04-01 | 0 | MW
0 | 0 | System | Generator | Build Solar 2029 | Build Solar | Firm Capacity | 1 | 2028-07-01 | 0 | MW
0 | 0 | System | Generator | Build Solar 2029 | Build Solar | Firm Capacity | 1 | 2028-10-01 | 0 | MW
Build Solar 2029_Firm Capacity2029 | Build Solar_Firm Capacity2029 | System | Generator | Build Solar 2029 | Build Solar | Firm Capacity | 1 | 2029-01-01 | 0 | MW
0 | 0 | System | Generator | Build Solar 2029 | Build Solar | Firm Capacity | 1 | 2029-04-01 | 0 | MW
0 | 0 | System | Generator | Build Solar 2029 | Build Solar | Firm Capacity | 1 | 2029-07-01 | 0 | MW
0 | 0 | System | Generator | Build Solar 2029 | Build Solar | Firm Capacity | 1 | 2029-10-01 | 0 | MW
Build Solar 2029_Firm Capacity2030 | Build Solar_Firm Capacity2030 | System | Generator | Build Solar 2029 | Build Solar | Firm Capacity | 1 | 2030-01-01 | 0 | MW
0 | 0 | System | Generator | Build Solar 2029 | Build Solar | Firm Capacity | 1 | 2030-04-01 | 0 | MW
0 | 0 | System | Generator | Build Solar 2029 | Build Solar | Firm Capacity | 1 | 2030-07-01 | 0 | MW
0 | 0 | System | Generator | Build Solar 2029 | Build Solar | Firm Capacity | 1 | 2030-10-01 | 0 | MW
Build Solar 2029_Firm Capacity2031 | Build Solar_Firm Capacity2031 | System | Generator | Build Solar 2029 | Build Solar | Firm Capacity | 1 | 2031-01-01 | 0 | MW
0 | 0 | System | Generator | Build Solar 2029 | Build Solar | Firm Capacity | 1 | 2031-04-01 | 0 | MW
0 | 0 | System | Generator | Build Solar 2029 | Build Solar | Firm Capacity | 1 | 2031-07-01 | 0 | MW
0 | 0 | System | Generator | Build Solar 2029 | Build Solar | Firm Capacity | 1 | 2031-10-01 | 0 | MW
Build Solar 2029_Firm Capacity2032 | Build Solar_Firm Capacity2032 | System | Generator | Build Solar 2029 | Build Solar | Firm Capacity | 1 | 2032-01-01 | 0 | MW
0 | 0 | System | Generator | Build Solar 2029 | Build Solar | Firm Capacity | 1 | 2032-04-01 | 0 | MW
0 | 0 | System | Generator | Build Solar 2029 | Build Solar | Firm Capacity | 1 | 2032-07-01 | 0 | MW
0 | 0 | System | Generator | Build Solar 2029 | Build Solar | Firm Capacity | 1 | 2032-10-01 | 0 | MW
Build Solar 2029_Firm Capacity2033 | Build Solar_Firm Capacity2033 | System | Generator | Build Solar 2029 | Build Solar | Firm Capacity | 1 | 2033-01-01 | 0 | MW
0 | 0 | System | Generator | Build Solar 2029 | Build Solar | Firm Capacity | 1 | 2033-04-01 | 0 | MW
0 | 0 | System | Generator | Build Solar 2029 | Build Solar | Firm Capacity | 1 | 2033-07-01 | 0 | MW
0 | 0 | System | Generator | Build Solar 2029 | Build Solar | Firm Capacity | 1 | 2033-10-01 | 0 | MW
Build Solar 2029_Firm Capacity2034 | Build Solar_Firm Capacity2034 | System | Generator | Build Solar 2029 | Build Solar | Firm Capacity | 1 | 2034-01-01 | 0 | MW
0 | 0 | System | Generator | Build Solar 2029 | Build Solar | Firm Capacity | 1 | 2034-04-01 | 0 | MW
0 | 0 | System | Generator | Build Solar 2029 | Build Solar | Firm Capacity | 1 | 2034-07-01 | 0 | MW
0 | 0 | System | Generator | Build Solar 2029 | Build Solar | Firm Capacity | 1 | 2034-10-01 | 0 | MW
Build Solar 2029_Firm Capacity2035 | Build Solar_Firm Capacity2035 | System | Generator | Build Solar 2029 | Build Solar | Firm Capacity | 1 | 2035-01-01 | 0 | MW
0 | 0 | System | Generator | Build Solar 2029 | Build Solar | Firm Capacity | 1 | 2035-04-01 | 0 | MW
0 | 0 | System | Generator | Build Solar 2029 | Build Solar | Firm Capacity | 1 | 2035-07-01 | 0 | MW
0 | 0 | System | Generator | Build Solar 2029 | Build Solar | Firm Capacity | 1 | 2035-10-01 | 0 | MW
Build Solar 2029_Firm Capacity2036 | Build Solar_Firm Capacity2036 | System | Generator | Build Solar 2029 | Build Solar | Firm Capacity | 1 | 2036-01-01 | 0 | MW
0 | 0 | System | Generator | Build Solar 2029 | Build Solar | Firm Capacity | 1 | 2036-04-01 | 0 | MW
0 | 0 | System | Generator | Build Solar 2029 | Build Solar | Firm Capacity | 1 | 2036-07-01 | 0 | MW
0 | 0 | System | Generator | Build Solar 2029 | Build Solar | Firm Capacity | 1 | 2036-10-01 | 0 | MW
Build Solar 2029_Firm Capacity2037 | Build Solar_Firm Capacity2037 | System | Generator | Build Solar 2029 | Build Solar | Firm Capacity | 1 | 2037-01-01 | 0 | MW
0 | 0 | System | Generator | Build Solar 2029 | Build Solar | Firm Capacity | 1 | 2037-04-01 | 0 | MW
0 | 0 | System | Generator | Build Solar 2029 | Build Solar | Firm Capacity | 1 | 2037-07-01 | 0 | MW
0 | 0 | System | Generator | Build Solar 2029 | Build Solar | Firm Capacity | 1 | 2037-10-01 | 0 | MW
Build Solar 2029_Firm Capacity2038 | Build Solar_Firm Capacity2038 | System | Generator | Build Solar 2029 | Build Solar | Firm Capacity | 1 | 2038-01-01 | 0 | MW
0 | 0 | System | Generator | Build Solar 2029 | Build Solar | Firm Capacity | 1 | 2038-04-01 | 0 | MW
0 | 0 | System | Generator | Build Solar 2029 | Build Solar | Firm Capacity | 1 | 2038-07-01 | 0 | MW
0 | 0 | System | Generator | Build Solar 2029 | Build Solar | Firm Capacity | 1 | 2038-10-01 | 0 | MW
Build Solar 2029_Firm Capacity2039 | Build Solar_Firm Capacity2039 | System | Generator | Build Solar 2029 | Build Solar | Firm Capacity | 1 | 2039-01-01 | 0 | MW
0 | 0 | System | Generator | Build Solar 2029 | Build Solar | Firm Capacity | 1 | 2039-04-01 | 0 | MW
0 | 0 | System | Generator | Build Solar 2029 | Build Solar | Firm Capacity | 1 | 2039-07-01 | 0 | MW
0 | 0 | System | Generator | Build Solar 2029 | Build Solar | Firm Capacity | 1 | 2039-10-01 | 0 | MW
Build Solar 2029_Firm Capacity2040 | Build Solar_Firm Capacity2040 | System | Generator | Build Solar 2029 | Build Solar | Firm Capacity | 1 | 2040-01-01 | 0 | MW
0 | 0 | System | Generator | Build Solar 2029 | Build Solar | Firm Capacity | 1 | 2040-04-01 | 0 | MW
0 | 0 | System | Generator | Build Solar 2029 | Build Solar | Firm Capacity | 1 | 2040-07-01 | 0 | MW
0 | 0 | System | Generator | Build Solar 2029 | Build Solar | Firm Capacity | 1 | 2040-10-01 | 0 | MW
Build Solar 2029_Firm Capacity2041 | Build Solar_Firm Capacity2041 | System | Generator | Build Solar 2029 | Build Solar | Firm Capacity | 1 | 2041-01-01 | 0 | MW
0 | 0 | System | Generator | Build Solar 2029 | Build Solar | Firm Capacity | 1 | 2041-04-01 | 0 | MW
0 | 0 | System | Generator | Build Solar 2029 | Build Solar | Firm Capacity | 1 | 2041-07-01 | 0 | MW
0 | 0 | System | Generator | Build Solar 2029 | Build Solar | Firm Capacity | 1 | 2041-10-01 | 0 | MW
Build Solar 2029_Firm Capacity2042 | Build Solar_Firm Capacity2042 | System | Generator | Build Solar 2029 | Build Solar | Firm Capacity | 1 | 2042-01-01 | 0 | MW
0 | 0 | System | Generator | Build Solar 2029 | Build Solar | Firm Capacity | 1 | 2042-04-01 | 0 | MW
0 | 0 | System | Generator | Build Solar 2029 | Build Solar | Firm Capacity | 1 | 2042-07-01 | 0 | MW
0 | 0 | System | Generator | Build Solar 2029 | Build Solar | Firm Capacity | 1 | 2042-10-01 | 0 | MW
Build Solar 2029_Firm Capacity2043 | Build Solar_Firm Capacity2043 | System | Generator | Build Solar 2029 | Build Solar | Firm Capacity | 1 | 2043-01-01 | 0 | MW
0 | 0 | System | Generator | Build Solar 2029 | Build Solar | Firm Capacity | 1 | 2043-04-01 | 0 | MW
0 | 0 | System | Generator | Build Solar 2029 | Build Solar | Firm Capacity | 1 | 2043-07-01 | 0 | MW
0 | 0 | System | Generator | Build Solar 2029 | Build Solar | Firm Capacity | 1 | 2043-10-01 | 0 | MW
Build Solar 2030_Firm Capacity2024 | Build Solar_Firm Capacity2024 | System | Generator | Build Solar 2030 | Build Solar | Firm Capacity | 1 | 2024-01-01 | 0 | MW
0 | 0 | System | Generator | Build Solar 2030 | Build Solar | Firm Capacity | 1 | 2024-04-01 | 0 | MW
0 | 0 | System | Generator | Build Solar 2030 | Build Solar | Firm Capacity | 1 | 2024-07-01 | 0 | MW
0 | 0 | System | Generator | Build Solar 2030 | Build Solar | Firm Capacity | 1 | 2024-10-01 | 0 | MW
Build Solar 2030_Firm Capacity2025 | Build Solar_Firm Capacity2025 | System | Generator | Build Solar 2030 | Build Solar | Firm Capacity | 1 | 2025-01-01 | 0 | MW
0 | 0 | System | Generator | Build Solar 2030 | Build Solar | Firm Capacity | 1 | 2025-04-01 | 0 | MW
0 | 0 | System | Generator | Build Solar 2030 | Build Solar | Firm Capacity | 1 | 2025-07-01 | 0 | MW
0 | 0 | System | Generator | Build Solar 2030 | Build Solar | Firm Capacity | 1 | 2025-10-01 | 0 | MW
Build Solar 2030_Firm Capacity2026 | Build Solar_Firm Capacity2026 | System | Generator | Build Solar 2030 | Build Solar | Firm Capacity | 1 | 2026-01-01 | 0 | MW
0 | 0 | System | Generator | Build Solar 2030 | Build Solar | Firm Capacity | 1 | 2026-04-01 | 0 | MW
0 | 0 | System | Generator | Build Solar 2030 | Build Solar | Firm Capacity | 1 | 2026-07-01 | 0 | MW
0 | 0 | System | Generator | Build Solar 2030 | Build Solar | Firm Capacity | 1 | 2026-10-01 | 0 | MW
Build Solar 2030_Firm Capacity2027 | Build Solar_Firm Capacity2027 | System | Generator | Build Solar 2030 | Build Solar | Firm Capacity | 1 | 2027-01-01 | 0 | MW
0 | 0 | System | Generator | Build Solar 2030 | Build Solar | Firm Capacity | 1 | 2027-04-01 | 0 | MW
0 | 0 | System | Generator | Build Solar 2030 | Build Solar | Firm Capacity | 1 | 2027-07-01 | 0 | MW
0 | 0 | System | Generator | Build Solar 2030 | Build Solar | Firm Capacity | 1 | 2027-10-01 | 0 | MW
Build Solar 2030_Firm Capacity2028 | Build Solar_Firm Capacity2028 | System | Generator | Build Solar 2030 | Build Solar | Firm Capacity | 1 | 2028-01-01 | 0 | MW
0 | 0 | System | Generator | Build Solar 2030 | Build Solar | Firm Capacity | 1 | 2028-04-01 | 0 | MW
0 | 0 | System | Generator | Build Solar 2030 | Build Solar | Firm Capacity | 1 | 2028-07-01 | 0 | MW
0 | 0 | System | Generator | Build Solar 2030 | Build Solar | Firm Capacity | 1 | 2028-10-01 | 0 | MW
Build Solar 2030_Firm Capacity2029 | Build Solar_Firm Capacity2029 | System | Generator | Build Solar 2030 | Build Solar | Firm Capacity | 1 | 2029-01-01 | 0 | MW
0 | 0 | System | Generator | Build Solar 2030 | Build Solar | Firm Capacity | 1 | 2029-04-01 | 0 | MW
0 | 0 | System | Generator | Build Solar 2030 | Build Solar | Firm Capacity | 1 | 2029-07-01 | 0 | MW
0 | 0 | System | Generator | Build Solar 2030 | Build Solar | Firm Capacity | 1 | 2029-10-01 | 0 | MW
Build Solar 2030_Firm Capacity2030 | Build Solar_Firm Capacity2030 | System | Generator | Build Solar 2030 | Build Solar | Firm Capacity | 1 | 2030-01-01 | 0 | MW
0 | 0 | System | Generator | Build Solar 2030 | Build Solar | Firm Capacity | 1 | 2030-04-01 | 0 | MW
0 | 0 | System | Generator | Build Solar 2030 | Build Solar | Firm Capacity | 1 | 2030-07-01 | 0 | MW
0 | 0 | System | Generator | Build Solar 2030 | Build Solar | Firm Capacity | 1 | 2030-10-01 | 0 | MW
Build Solar 2030_Firm Capacity2031 | Build Solar_Firm Capacity2031 | System | Generator | Build Solar 2030 | Build Solar | Firm Capacity | 1 | 2031-01-01 | 0 | MW
0 | 0 | System | Generator | Build Solar 2030 | Build Solar | Firm Capacity | 1 | 2031-04-01 | 0 | MW
0 | 0 | System | Generator | Build Solar 2030 | Build Solar | Firm Capacity | 1 | 2031-07-01 | 0 | MW
0 | 0 | System | Generator | Build Solar 2030 | Build Solar | Firm Capacity | 1 | 2031-10-01 | 0 | MW
Build Solar 2030_Firm Capacity2032 | Build Solar_Firm Capacity2032 | System | Generator | Build Solar 2030 | Build Solar | Firm Capacity | 1 | 2032-01-01 | 0 | MW
0 | 0 | System | Generator | Build Solar 2030 | Build Solar | Firm Capacity | 1 | 2032-04-01 | 0 | MW
0 | 0 | System | Generator | Build Solar 2030 | Build Solar | Firm Capacity | 1 | 2032-07-01 | 0 | MW
0 | 0 | System | Generator | Build Solar 2030 | Build Solar | Firm Capacity | 1 | 2032-10-01 | 0 | MW
Build Solar 2030_Firm Capacity2033 | Build Solar_Firm Capacity2033 | System | Generator | Build Solar 2030 | Build Solar | Firm Capacity | 1 | 2033-01-01 | 0 | MW
0 | 0 | System | Generator | Build Solar 2030 | Build Solar | Firm Capacity | 1 | 2033-04-01 | 0 | MW
0 | 0 | System | Generator | Build Solar 2030 | Build Solar | Firm Capacity | 1 | 2033-07-01 | 0 | MW
0 | 0 | System | Generator | Build Solar 2030 | Build Solar | Firm Capacity | 1 | 2033-10-01 | 0 | MW
Build Solar 2030_Firm Capacity2034 | Build Solar_Firm Capacity2034 | System | Generator | Build Solar 2030 | Build Solar | Firm Capacity | 1 | 2034-01-01 | 0 | MW
0 | 0 | System | Generator | Build Solar 2030 | Build Solar | Firm Capacity | 1 | 2034-04-01 | 0 | MW
0 | 0 | System | Generator | Build Solar 2030 | Build Solar | Firm Capacity | 1 | 2034-07-01 | 0 | MW
0 | 0 | System | Generator | Build Solar 2030 | Build Solar | Firm Capacity | 1 | 2034-10-01 | 0 | MW
Build Solar 2030_Firm Capacity2035 | Build Solar_Firm Capacity2035 | System | Generator | Build Solar 2030 | Build Solar | Firm Capacity | 1 | 2035-01-01 | 0 | MW
0 | 0 | System | Generator | Build Solar 2030 | Build Solar | Firm Capacity | 1 | 2035-04-01 | 0 | MW
0 | 0 | System | Generator | Build Solar 2030 | Build Solar | Firm Capacity | 1 | 2035-07-01 | 0 | MW
0 | 0 | System | Generator | Build Solar 2030 | Build Solar | Firm Capacity | 1 | 2035-10-01 | 0 | MW
Build Solar 2030_Firm Capacity2036 | Build Solar_Firm Capacity2036 | System | Generator | Build Solar 2030 | Build Solar | Firm Capacity | 1 | 2036-01-01 | 0 | MW
0 | 0 | System | Generator | Build Solar 2030 | Build Solar | Firm Capacity | 1 | 2036-04-01 | 0 | MW
0 | 0 | System | Generator | Build Solar 2030 | Build Solar | Firm Capacity | 1 | 2036-07-01 | 0 | MW
0 | 0 | System | Generator | Build Solar 2030 | Build Solar | Firm Capacity | 1 | 2036-10-01 | 0 | MW
Build Solar 2030_Firm Capacity2037 | Build Solar_Firm Capacity2037 | System | Generator | Build Solar 2030 | Build Solar | Firm Capacity | 1 | 2037-01-01 | 0 | MW
0 | 0 | System | Generator | Build Solar 2030 | Build Solar | Firm Capacity | 1 | 2037-04-01 | 0 | MW
0 | 0 | System | Generator | Build Solar 2030 | Build Solar | Firm Capacity | 1 | 2037-07-01 | 0 | MW
0 | 0 | System | Generator | Build Solar 2030 | Build Solar | Firm Capacity | 1 | 2037-10-01 | 0 | MW
Build Solar 2030_Firm Capacity2038 | Build Solar_Firm Capacity2038 | System | Generator | Build Solar 2030 | Build Solar | Firm Capacity | 1 | 2038-01-01 | 0 | MW
0 | 0 | System | Generator | Build Solar 2030 | Build Solar | Firm Capacity | 1 | 2038-04-01 | 0 | MW
0 | 0 | System | Generator | Build Solar 2030 | Build Solar | Firm Capacity | 1 | 2038-07-01 | 0 | MW
0 | 0 | System | Generator | Build Solar 2030 | Build Solar | Firm Capacity | 1 | 2038-10-01 | 0 | MW
Build Solar 2030_Firm Capacity2039 | Build Solar_Firm Capacity2039 | System | Generator | Build Solar 2030 | Build Solar | Firm Capacity | 1 | 2039-01-01 | 0 | MW
0 | 0 | System | Generator | Build Solar 2030 | Build Solar | Firm Capacity | 1 | 2039-04-01 | 0 | MW
0 | 0 | System | Generator | Build Solar 2030 | Build Solar | Firm Capacity | 1 | 2039-07-01 | 0 | MW
0 | 0 | System | Generator | Build Solar 2030 | Build Solar | Firm Capacity | 1 | 2039-10-01 | 0 | MW
Build Solar 2030_Firm Capacity2040 | Build Solar_Firm Capacity2040 | System | Generator | Build Solar 2030 | Build Solar | Firm Capacity | 1 | 2040-01-01 | 0 | MW
0 | 0 | System | Generator | Build Solar 2030 | Build Solar | Firm Capacity | 1 | 2040-04-01 | 0 | MW
0 | 0 | System | Generator | Build Solar 2030 | Build Solar | Firm Capacity | 1 | 2040-07-01 | 0 | MW
0 | 0 | System | Generator | Build Solar 2030 | Build Solar | Firm Capacity | 1 | 2040-10-01 | 0 | MW
Build Solar 2030_Firm Capacity2041 | Build Solar_Firm Capacity2041 | System | Generator | Build Solar 2030 | Build Solar | Firm Capacity | 1 | 2041-01-01 | 0 | MW
0 | 0 | System | Generator | Build Solar 2030 | Build Solar | Firm Capacity | 1 | 2041-04-01 | 0 | MW
0 | 0 | System | Generator | Build Solar 2030 | Build Solar | Firm Capacity | 1 | 2041-07-01 | 0 | MW
0 | 0 | System | Generator | Build Solar 2030 | Build Solar | Firm Capacity | 1 | 2041-10-01 | 0 | MW
Build Solar 2030_Firm Capacity2042 | Build Solar_Firm Capacity2042 | System | Generator | Build Solar 2030 | Build Solar | Firm Capacity | 1 | 2042-01-01 | 0 | MW
0 | 0 | System | Generator | Build Solar 2030 | Build Solar | Firm Capacity | 1 | 2042-04-01 | 0 | MW
0 | 0 | System | Generator | Build Solar 2030 | Build Solar | Firm Capacity | 1 | 2042-07-01 | 0 | MW
0 | 0 | System | Generator | Build Solar 2030 | Build Solar | Firm Capacity | 1 | 2042-10-01 | 0 | MW
Build Solar 2030_Firm Capacity2043 | Build Solar_Firm Capacity2043 | System | Generator | Build Solar 2030 | Build Solar | Firm Capacity | 1 | 2043-01-01 | 0 | MW
0 | 0 | System | Generator | Build Solar 2030 | Build Solar | Firm Capacity | 1 | 2043-04-01 | 0 | MW
0 | 0 | System | Generator | Build Solar 2030 | Build Solar | Firm Capacity | 1 | 2043-07-01 | 0 | MW
0 | 0 | System | Generator | Build Solar 2030 | Build Solar | Firm Capacity | 1 | 2043-10-01 | 0 | MW
Build Solar 2031_Firm Capacity2024 | Build Solar_Firm Capacity2024 | System | Generator | Build Solar 2031 | Build Solar | Firm Capacity | 1 | 2024-01-01 | 0 | MW
0 | 0 | System | Generator | Build Solar 2031 | Build Solar | Firm Capacity | 1 | 2024-04-01 | 0 | MW
0 | 0 | System | Generator | Build Solar 2031 | Build Solar | Firm Capacity | 1 | 2024-07-01 | 0 | MW
0 | 0 | System | Generator | Build Solar 2031 | Build Solar | Firm Capacity | 1 | 2024-10-01 | 0 | MW
Build Solar 2031_Firm Capacity2025 | Build Solar_Firm Capacity2025 | System | Generator | Build Solar 2031 | Build Solar | Firm Capacity | 1 | 2025-01-01 | 0 | MW
0 | 0 | System | Generator | Build Solar 2031 | Build Solar | Firm Capacity | 1 | 2025-04-01 | 0 | MW
0 | 0 | System | Generator | Build Solar 2031 | Build Solar | Firm Capacity | 1 | 2025-07-01 | 0 | MW
0 | 0 | System | Generator | Build Solar 2031 | Build Solar | Firm Capacity | 1 | 2025-10-01 | 0 | MW
Build Solar 2031_Firm Capacity2026 | Build Solar_Firm Capacity2026 | System | Generator | Build Solar 2031 | Build Solar | Firm Capacity | 1 | 2026-01-01 | 0 | MW
0 | 0 | System | Generator | Build Solar 2031 | Build Solar | Firm Capacity | 1 | 2026-04-01 | 0 | MW
0 | 0 | System | Generator | Build Solar 2031 | Build Solar | Firm Capacity | 1 | 2026-07-01 | 0 | MW
0 | 0 | System | Generator | Build Solar 2031 | Build Solar | Firm Capacity | 1 | 2026-10-01 | 0 | MW
Build Solar 2031_Firm Capacity2027 | Build Solar_Firm Capacity2027 | System | Generator | Build Solar 2031 | Build Solar | Firm Capacity | 1 | 2027-01-01 | 0 | MW
0 | 0 | System | Generator | Build Solar 2031 | Build Solar | Firm Capacity | 1 | 2027-04-01 | 0 | MW
0 | 0 | System | Generator | Build Solar 2031 | Build Solar | Firm Capacity | 1 | 2027-07-01 | 0 | MW
0 | 0 | System | Generator | Build Solar 2031 | Build Solar | Firm Capacity | 1 | 2027-10-01 | 0 | MW
Build Solar 2031_Firm Capacity2028 | Build Solar_Firm Capacity2028 | System | Generator | Build Solar 2031 | Build Solar | Firm Capacity | 1 | 2028-01-01 | 0 | MW
0 | 0 | System | Generator | Build Solar 2031 | Build Solar | Firm Capacity | 1 | 2028-04-01 | 0 | MW
0 | 0 | System | Generator | Build Solar 2031 | Build Solar | Firm Capacity | 1 | 2028-07-01 | 0 | MW
0 | 0 | System | Generator | Build Solar 2031 | Build Solar | Firm Capacity | 1 | 2028-10-01 | 0 | MW
Build Solar 2031_Firm Capacity2029 | Build Solar_Firm Capacity2029 | System | Generator | Build Solar 2031 | Build Solar | Firm Capacity | 1 | 2029-01-01 | 0 | MW
0 | 0 | System | Generator | Build Solar 2031 | Build Solar | Firm Capacity | 1 | 2029-04-01 | 0 | MW
0 | 0 | System | Generator | Build Solar 2031 | Build Solar | Firm Capacity | 1 | 2029-07-01 | 0 | MW
0 | 0 | System | Generator | Build Solar 2031 | Build Solar | Firm Capacity | 1 | 2029-10-01 | 0 | MW
Build Solar 2031_Firm Capacity2030 | Build Solar_Firm Capacity2030 | System | Generator | Build Solar 2031 | Build Solar | Firm Capacity | 1 | 2030-01-01 | 0 | MW
0 | 0 | System | Generator | Build Solar 2031 | Build Solar | Firm Capacity | 1 | 2030-04-01 | 0 | MW
0 | 0 | System | Generator | Build Solar 2031 | Build Solar | Firm Capacity | 1 | 2030-07-01 | 0 | MW
0 | 0 | System | Generator | Build Solar 2031 | Build Solar | Firm Capacity | 1 | 2030-10-01 | 0 | MW
Build Solar 2031_Firm Capacity2031 | Build Solar_Firm Capacity2031 | System | Generator | Build Solar 2031 | Build Solar | Firm Capacity | 1 | 2031-01-01 | 0 | MW
0 | 0 | System | Generator | Build Solar 2031 | Build Solar | Firm Capacity | 1 | 2031-04-01 | 0 | MW
0 | 0 | System | Generator | Build Solar 2031 | Build Solar | Firm Capacity | 1 | 2031-07-01 | 0 | MW
0 | 0 | System | Generator | Build Solar 2031 | Build Solar | Firm Capacity | 1 | 2031-10-01 | 0 | MW
Build Solar 2031_Firm Capacity2032 | Build Solar_Firm Capacity2032 | System | Generator | Build Solar 2031 | Build Solar | Firm Capacity | 1 | 2032-01-01 | 0 | MW
0 | 0 | System | Generator | Build Solar 2031 | Build Solar | Firm Capacity | 1 | 2032-04-01 | 0 | MW
0 | 0 | System | Generator | Build Solar 2031 | Build Solar | Firm Capacity | 1 | 2032-07-01 | 0 | MW
0 | 0 | System | Generator | Build Solar 2031 | Build Solar | Firm Capacity | 1 | 2032-10-01 | 0 | MW
Build Solar 2031_Firm Capacity2033 | Build Solar_Firm Capacity2033 | System | Generator | Build Solar 2031 | Build Solar | Firm Capacity | 1 | 2033-01-01 | 0 | MW
0 | 0 | System | Generator | Build Solar 2031 | Build Solar | Firm Capacity | 1 | 2033-04-01 | 0 | MW
0 | 0 | System | Generator | Build Solar 2031 | Build Solar | Firm Capacity | 1 | 2033-07-01 | 0 | MW
0 | 0 | System | Generator | Build Solar 2031 | Build Solar | Firm Capacity | 1 | 2033-10-01 | 0 | MW
Build Solar 2031_Firm Capacity2034 | Build Solar_Firm Capacity2034 | System | Generator | Build Solar 2031 | Build Solar | Firm Capacity | 1 | 2034-01-01 | 0 | MW
0 | 0 | System | Generator | Build Solar 2031 | Build Solar | Firm Capacity | 1 | 2034-04-01 | 0 | MW
0 | 0 | System | Generator | Build Solar 2031 | Build Solar | Firm Capacity | 1 | 2034-07-01 | 0 | MW
0 | 0 | System | Generator | Build Solar 2031 | Build Solar | Firm Capacity | 1 | 2034-10-01 | 0 | MW
Build Solar 2031_Firm Capacity2035 | Build Solar_Firm Capacity2035 | System | Generator | Build Solar 2031 | Build Solar | Firm Capacity | 1 | 2035-01-01 | 0 | MW
0 | 0 | System | Generator | Build Solar 2031 | Build Solar | Firm Capacity | 1 | 2035-04-01 | 0 | MW
0 | 0 | System | Generator | Build Solar 2031 | Build Solar | Firm Capacity | 1 | 2035-07-01 | 0 | MW
0 | 0 | System | Generator | Build Solar 2031 | Build Solar | Firm Capacity | 1 | 2035-10-01 | 0 | MW
Build Solar 2031_Firm Capacity2036 | Build Solar_Firm Capacity2036 | System | Generator | Build Solar 2031 | Build Solar | Firm Capacity | 1 | 2036-01-01 | 0 | MW
0 | 0 | System | Generator | Build Solar 2031 | Build Solar | Firm Capacity | 1 | 2036-04-01 | 0 | MW
0 | 0 | System | Generator | Build Solar 2031 | Build Solar | Firm Capacity | 1 | 2036-07-01 | 0 | MW
0 | 0 | System | Generator | Build Solar 2031 | Build Solar | Firm Capacity | 1 | 2036-10-01 | 0 | MW
Build Solar 2031_Firm Capacity2037 | Build Solar_Firm Capacity2037 | System | Generator | Build Solar 2031 | Build Solar | Firm Capacity | 1 | 2037-01-01 | 0 | MW
0 | 0 | System | Generator | Build Solar 2031 | Build Solar | Firm Capacity | 1 | 2037-04-01 | 0 | MW
0 | 0 | System | Generator | Build Solar 2031 | Build Solar | Firm Capacity | 1 | 2037-07-01 | 0 | MW
0 | 0 | System | Generator | Build Solar 2031 | Build Solar | Firm Capacity | 1 | 2037-10-01 | 0 | MW
Build Solar 2031_Firm Capacity2038 | Build Solar_Firm Capacity2038 | System | Generator | Build Solar 2031 | Build Solar | Firm Capacity | 1 | 2038-01-01 | 0 | MW
0 | 0 | System | Generator | Build Solar 2031 | Build Solar | Firm Capacity | 1 | 2038-04-01 | 0 | MW
0 | 0 | System | Generator | Build Solar 2031 | Build Solar | Firm Capacity | 1 | 2038-07-01 | 0 | MW
0 | 0 | System | Generator | Build Solar 2031 | Build Solar | Firm Capacity | 1 | 2038-10-01 | 0 | MW
Build Solar 2031_Firm Capacity2039 | Build Solar_Firm Capacity2039 | System | Generator | Build Solar 2031 | Build Solar | Firm Capacity | 1 | 2039-01-01 | 0 | MW
0 | 0 | System | Generator | Build Solar 2031 | Build Solar | Firm Capacity | 1 | 2039-04-01 | 0 | MW
0 | 0 | System | Generator | Build Solar 2031 | Build Solar | Firm Capacity | 1 | 2039-07-01 | 0 | MW
0 | 0 | System | Generator | Build Solar 2031 | Build Solar | Firm Capacity | 1 | 2039-10-01 | 0 | MW
Build Solar 2031_Firm Capacity2040 | Build Solar_Firm Capacity2040 | System | Generator | Build Solar 2031 | Build Solar | Firm Capacity | 1 | 2040-01-01 | 0 | MW
0 | 0 | System | Generator | Build Solar 2031 | Build Solar | Firm Capacity | 1 | 2040-04-01 | 0 | MW
0 | 0 | System | Generator | Build Solar 2031 | Build Solar | Firm Capacity | 1 | 2040-07-01 | 0 | MW
0 | 0 | System | Generator | Build Solar 2031 | Build Solar | Firm Capacity | 1 | 2040-10-01 | 0 | MW
Build Solar 2031_Firm Capacity2041 | Build Solar_Firm Capacity2041 | System | Generator | Build Solar 2031 | Build Solar | Firm Capacity | 1 | 2041-01-01 | 0 | MW
0 | 0 | System | Generator | Build Solar 2031 | Build Solar | Firm Capacity | 1 | 2041-04-01 | 0 | MW
0 | 0 | System | Generator | Build Solar 2031 | Build Solar | Firm Capacity | 1 | 2041-07-01 | 0 | MW
0 | 0 | System | Generator | Build Solar 2031 | Build Solar | Firm Capacity | 1 | 2041-10-01 | 0 | MW
Build Solar 2031_Firm Capacity2042 | Build Solar_Firm Capacity2042 | System | Generator | Build Solar 2031 | Build Solar | Firm Capacity | 1 | 2042-01-01 | 0 | MW
0 | 0 | System | Generator | Build Solar 2031 | Build Solar | Firm Capacity | 1 | 2042-04-01 | 0 | MW
0 | 0 | System | Generator | Build Solar 2031 | Build Solar | Firm Capacity | 1 | 2042-07-01 | 0 | MW
0 | 0 | System | Generator | Build Solar 2031 | Build Solar | Firm Capacity | 1 | 2042-10-01 | 0 | MW
Build Solar 2031_Firm Capacity2043 | Build Solar_Firm Capacity2043 | System | Generator | Build Solar 2031 | Build Solar | Firm Capacity | 1 | 2043-01-01 | 0 | MW
0 | 0 | System | Generator | Build Solar 2031 | Build Solar | Firm Capacity | 1 | 2043-04-01 | 0 | MW
0 | 0 | System | Generator | Build Solar 2031 | Build Solar | Firm Capacity | 1 | 2043-07-01 | 0 | MW
0 | 0 | System | Generator | Build Solar 2031 | Build Solar | Firm Capacity | 1 | 2043-10-01 | 0 | MW
Build Solar 2032_Firm Capacity2024 | Build Solar_Firm Capacity2024 | System | Generator | Build Solar 2032 | Build Solar | Firm Capacity | 1 | 2024-01-01 | 0 | MW
0 | 0 | System | Generator | Build Solar 2032 | Build Solar | Firm Capacity | 1 | 2024-04-01 | 0 | MW
0 | 0 | System | Generator | Build Solar 2032 | Build Solar | Firm Capacity | 1 | 2024-07-01 | 0 | MW
0 | 0 | System | Generator | Build Solar 2032 | Build Solar | Firm Capacity | 1 | 2024-10-01 | 0 | MW
Build Solar 2032_Firm Capacity2025 | Build Solar_Firm Capacity2025 | System | Generator | Build Solar 2032 | Build Solar | Firm Capacity | 1 | 2025-01-01 | 0 | MW
0 | 0 | System | Generator | Build Solar 2032 | Build Solar | Firm Capacity | 1 | 2025-04-01 | 0 | MW
0 | 0 | System | Generator | Build Solar 2032 | Build Solar | Firm Capacity | 1 | 2025-07-01 | 0 | MW
0 | 0 | System | Generator | Build Solar 2032 | Build Solar | Firm Capacity | 1 | 2025-10-01 | 0 | MW
Build Solar 2032_Firm Capacity2026 | Build Solar_Firm Capacity2026 | System | Generator | Build Solar 2032 | Build Solar | Firm Capacity | 1 | 2026-01-01 | 0 | MW
0 | 0 | System | Generator | Build Solar 2032 | Build Solar | Firm Capacity | 1 | 2026-04-01 | 0 | MW
0 | 0 | System | Generator | Build Solar 2032 | Build Solar | Firm Capacity | 1 | 2026-07-01 | 0 | MW
0 | 0 | System | Generator | Build Solar 2032 | Build Solar | Firm Capacity | 1 | 2026-10-01 | 0 | MW
Build Solar 2032_Firm Capacity2027 | Build Solar_Firm Capacity2027 | System | Generator | Build Solar 2032 | Build Solar | Firm Capacity | 1 | 2027-01-01 | 0 | MW
0 | 0 | System | Generator | Build Solar 2032 | Build Solar | Firm Capacity | 1 | 2027-04-01 | 0 | MW
0 | 0 | System | Generator | Build Solar 2032 | Build Solar | Firm Capacity | 1 | 2027-07-01 | 0 | MW
0 | 0 | System | Generator | Build Solar 2032 | Build Solar | Firm Capacity | 1 | 2027-10-01 | 0 | MW
Build Solar 2032_Firm Capacity2028 | Build Solar_Firm Capacity2028 | System | Generator | Build Solar 2032 | Build Solar | Firm Capacity | 1 | 2028-01-01 | 0 | MW
0 | 0 | System | Generator | Build Solar 2032 | Build Solar | Firm Capacity | 1 | 2028-04-01 | 0 | MW
0 | 0 | System | Generator | Build Solar 2032 | Build Solar | Firm Capacity | 1 | 2028-07-01 | 0 | MW
0 | 0 | System | Generator | Build Solar 2032 | Build Solar | Firm Capacity | 1 | 2028-10-01 | 0 | MW
Build Solar 2032_Firm Capacity2029 | Build Solar_Firm Capacity2029 | System | Generator | Build Solar 2032 | Build Solar | Firm Capacity | 1 | 2029-01-01 | 0 | MW
0 | 0 | System | Generator | Build Solar 2032 | Build Solar | Firm Capacity | 1 | 2029-04-01 | 0 | MW
0 | 0 | System | Generator | Build Solar 2032 | Build Solar | Firm Capacity | 1 | 2029-07-01 | 0 | MW
0 | 0 | System | Generator | Build Solar 2032 | Build Solar | Firm Capacity | 1 | 2029-10-01 | 0 | MW
Build Solar 2032_Firm Capacity2030 | Build Solar_Firm Capacity2030 | System | Generator | Build Solar 2032 | Build Solar | Firm Capacity | 1 | 2030-01-01 | 0 | MW
0 | 0 | System | Generator | Build Solar 2032 | Build Solar | Firm Capacity | 1 | 2030-04-01 | 0 | MW
0 | 0 | System | Generator | Build Solar 2032 | Build Solar | Firm Capacity | 1 | 2030-07-01 | 0 | MW
0 | 0 | System | Generator | Build Solar 2032 | Build Solar | Firm Capacity | 1 | 2030-10-01 | 0 | MW
Build Solar 2032_Firm Capacity2031 | Build Solar_Firm Capacity2031 | System | Generator | Build Solar 2032 | Build Solar | Firm Capacity | 1 | 2031-01-01 | 0 | MW
0 | 0 | System | Generator | Build Solar 2032 | Build Solar | Firm Capacity | 1 | 2031-04-01 | 0 | MW
0 | 0 | System | Generator | Build Solar 2032 | Build Solar | Firm Capacity | 1 | 2031-07-01 | 0 | MW
0 | 0 | System | Generator | Build Solar 2032 | Build Solar | Firm Capacity | 1 | 2031-10-01 | 0 | MW
Build Solar 2032_Firm Capacity2032 | Build Solar_Firm Capacity2032 | System | Generator | Build Solar 2032 | Build Solar | Firm Capacity | 1 | 2032-01-01 | 0 | MW
0 | 0 | System | Generator | Build Solar 2032 | Build Solar | Firm Capacity | 1 | 2032-04-01 | 0 | MW
0 | 0 | System | Generator | Build Solar 2032 | Build Solar | Firm Capacity | 1 | 2032-07-01 | 0 | MW
0 | 0 | System | Generator | Build Solar 2032 | Build Solar | Firm Capacity | 1 | 2032-10-01 | 0 | MW
Build Solar 2032_Firm Capacity2033 | Build Solar_Firm Capacity2033 | System | Generator | Build Solar 2032 | Build Solar | Firm Capacity | 1 | 2033-01-01 | 0 | MW
0 | 0 | System | Generator | Build Solar 2032 | Build Solar | Firm Capacity | 1 | 2033-04-01 | 0 | MW
0 | 0 | System | Generator | Build Solar 2032 | Build Solar | Firm Capacity | 1 | 2033-07-01 | 0 | MW
0 | 0 | System | Generator | Build Solar 2032 | Build Solar | Firm Capacity | 1 | 2033-10-01 | 0 | MW
Build Solar 2032_Firm Capacity2034 | Build Solar_Firm Capacity2034 | System | Generator | Build Solar 2032 | Build Solar | Firm Capacity | 1 | 2034-01-01 | 0 | MW
0 | 0 | System | Generator | Build Solar 2032 | Build Solar | Firm Capacity | 1 | 2034-04-01 | 0 | MW
0 | 0 | System | Generator | Build Solar 2032 | Build Solar | Firm Capacity | 1 | 2034-07-01 | 0 | MW
0 | 0 | System | Generator | Build Solar 2032 | Build Solar | Firm Capacity | 1 | 2034-10-01 | 0 | MW
Build Solar 2032_Firm Capacity2035 | Build Solar_Firm Capacity2035 | System | Generator | Build Solar 2032 | Build Solar | Firm Capacity | 1 | 2035-01-01 | 0 | MW
0 | 0 | System | Generator | Build Solar 2032 | Build Solar | Firm Capacity | 1 | 2035-04-01 | 0 | MW
0 | 0 | System | Generator | Build Solar 2032 | Build Solar | Firm Capacity | 1 | 2035-07-01 | 0 | MW
0 | 0 | System | Generator | Build Solar 2032 | Build Solar | Firm Capacity | 1 | 2035-10-01 | 0 | MW
Build Solar 2032_Firm Capacity2036 | Build Solar_Firm Capacity2036 | System | Generator | Build Solar 2032 | Build Solar | Firm Capacity | 1 | 2036-01-01 | 0 | MW
0 | 0 | System | Generator | Build Solar 2032 | Build Solar | Firm Capacity | 1 | 2036-04-01 | 0 | MW
0 | 0 | System | Generator | Build Solar 2032 | Build Solar | Firm Capacity | 1 | 2036-07-01 | 0 | MW
0 | 0 | System | Generator | Build Solar 2032 | Build Solar | Firm Capacity | 1 | 2036-10-01 | 0 | MW
Build Solar 2032_Firm Capacity2037 | Build Solar_Firm Capacity2037 | System | Generator | Build Solar 2032 | Build Solar | Firm Capacity | 1 | 2037-01-01 | 0 | MW
0 | 0 | System | Generator | Build Solar 2032 | Build Solar | Firm Capacity | 1 | 2037-04-01 | 0 | MW
0 | 0 | System | Generator | Build Solar 2032 | Build Solar | Firm Capacity | 1 | 2037-07-01 | 0 | MW
0 | 0 | System | Generator | Build Solar 2032 | Build Solar | Firm Capacity | 1 | 2037-10-01 | 0 | MW
Build Solar 2032_Firm Capacity2038 | Build Solar_Firm Capacity2038 | System | Generator | Build Solar 2032 | Build Solar | Firm Capacity | 1 | 2038-01-01 | 0 | MW
0 | 0 | System | Generator | Build Solar 2032 | Build Solar | Firm Capacity | 1 | 2038-04-01 | 0 | MW
0 | 0 | System | Generator | Build Solar 2032 | Build Solar | Firm Capacity | 1 | 2038-07-01 | 0 | MW
0 | 0 | System | Generator | Build Solar 2032 | Build Solar | Firm Capacity | 1 | 2038-10-01 | 0 | MW
Build Solar 2032_Firm Capacity2039 | Build Solar_Firm Capacity2039 | System | Generator | Build Solar 2032 | Build Solar | Firm Capacity | 1 | 2039-01-01 | 0 | MW
0 | 0 | System | Generator | Build Solar 2032 | Build Solar | Firm Capacity | 1 | 2039-04-01 | 0 | MW
0 | 0 | System | Generator | Build Solar 2032 | Build Solar | Firm Capacity | 1 | 2039-07-01 | 0 | MW
0 | 0 | System | Generator | Build Solar 2032 | Build Solar | Firm Capacity | 1 | 2039-10-01 | 0 | MW
Build Solar 2032_Firm Capacity2040 | Build Solar_Firm Capacity2040 | System | Generator | Build Solar 2032 | Build Solar | Firm Capacity | 1 | 2040-01-01 | 0 | MW
0 | 0 | System | Generator | Build Solar 2032 | Build Solar | Firm Capacity | 1 | 2040-04-01 | 0 | MW
0 | 0 | System | Generator | Build Solar 2032 | Build Solar | Firm Capacity | 1 | 2040-07-01 | 0 | MW
0 | 0 | System | Generator | Build Solar 2032 | Build Solar | Firm Capacity | 1 | 2040-10-01 | 0 | MW
Build Solar 2032_Firm Capacity2041 | Build Solar_Firm Capacity2041 | System | Generator | Build Solar 2032 | Build Solar | Firm Capacity | 1 | 2041-01-01 | 0 | MW
0 | 0 | System | Generator | Build Solar 2032 | Build Solar | Firm Capacity | 1 | 2041-04-01 | 0 | MW
0 | 0 | System | Generator | Build Solar 2032 | Build Solar | Firm Capacity | 1 | 2041-07-01 | 0 | MW
0 | 0 | System | Generator | Build Solar 2032 | Build Solar | Firm Capacity | 1 | 2041-10-01 | 0 | MW
Build Solar 2032_Firm Capacity2042 | Build Solar_Firm Capacity2042 | System | Generator | Build Solar 2032 | Build Solar | Firm Capacity | 1 | 2042-01-01 | 0 | MW
0 | 0 | System | Generator | Build Solar 2032 | Build Solar | Firm Capacity | 1 | 2042-04-01 | 0 | MW
0 | 0 | System | Generator | Build Solar 2032 | Build Solar | Firm Capacity | 1 | 2042-07-01 | 0 | MW
0 | 0 | System | Generator | Build Solar 2032 | Build Solar | Firm Capacity | 1 | 2042-10-01 | 0 | MW
Build Solar 2032_Firm Capacity2043 | Build Solar_Firm Capacity2043 | System | Generator | Build Solar 2032 | Build Solar | Firm Capacity | 1 | 2043-01-01 | 0 | MW
0 | 0 | System | Generator | Build Solar 2032 | Build Solar | Firm Capacity | 1 | 2043-04-01 | 0 | MW
0 | 0 | System | Generator | Build Solar 2032 | Build Solar | Firm Capacity | 1 | 2043-07-01 | 0 | MW
0 | 0 | System | Generator | Build Solar 2032 | Build Solar | Firm Capacity | 1 | 2043-10-01 | 0 | MW
Build Solar 2033_Firm Capacity2024 | Build Solar_Firm Capacity2024 | System | Generator | Build Solar 2033 | Build Solar | Firm Capacity | 1 | 2024-01-01 | 0 | MW
0 | 0 | System | Generator | Build Solar 2033 | Build Solar | Firm Capacity | 1 | 2024-04-01 | 0 | MW
0 | 0 | System | Generator | Build Solar 2033 | Build Solar | Firm Capacity | 1 | 2024-07-01 | 0 | MW
0 | 0 | System | Generator | Build Solar 2033 | Build Solar | Firm Capacity | 1 | 2024-10-01 | 0 | MW
Build Solar 2033_Firm Capacity2025 | Build Solar_Firm Capacity2025 | System | Generator | Build Solar 2033 | Build Solar | Firm Capacity | 1 | 2025-01-01 | 0 | MW
0 | 0 | System | Generator | Build Solar 2033 | Build Solar | Firm Capacity | 1 | 2025-04-01 | 0 | MW
0 | 0 | System | Generator | Build Solar 2033 | Build Solar | Firm Capacity | 1 | 2025-07-01 | 0 | MW
0 | 0 | System | Generator | Build Solar 2033 | Build Solar | Firm Capacity | 1 | 2025-10-01 | 0 | MW
Build Solar 2033_Firm Capacity2026 | Build Solar_Firm Capacity2026 | System | Generator | Build Solar 2033 | Build Solar | Firm Capacity | 1 | 2026-01-01 | 0 | MW
0 | 0 | System | Generator | Build Solar 2033 | Build Solar | Firm Capacity | 1 | 2026-04-01 | 0 | MW
0 | 0 | System | Generator | Build Solar 2033 | Build Solar | Firm Capacity | 1 | 2026-07-01 | 0 | MW
0 | 0 | System | Generator | Build Solar 2033 | Build Solar | Firm Capacity | 1 | 2026-10-01 | 0 | MW
Build Solar 2033_Firm Capacity2027 | Build Solar_Firm Capacity2027 | System | Generator | Build Solar 2033 | Build Solar | Firm Capacity | 1 | 2027-01-01 | 0 | MW
0 | 0 | System | Generator | Build Solar 2033 | Build Solar | Firm Capacity | 1 | 2027-04-01 | 0 | MW
0 | 0 | System | Generator | Build Solar 2033 | Build Solar | Firm Capacity | 1 | 2027-07-01 | 0 | MW
0 | 0 | System | Generator | Build Solar 2033 | Build Solar | Firm Capacity | 1 | 2027-10-01 | 0 | MW
Build Solar 2033_Firm Capacity2028 | Build Solar_Firm Capacity2028 | System | Generator | Build Solar 2033 | Build Solar | Firm Capacity | 1 | 2028-01-01 | 0 | MW
0 | 0 | System | Generator | Build Solar 2033 | Build Solar | Firm Capacity | 1 | 2028-04-01 | 0 | MW
0 | 0 | System | Generator | Build Solar 2033 | Build Solar | Firm Capacity | 1 | 2028-07-01 | 0 | MW
0 | 0 | System | Generator | Build Solar 2033 | Build Solar | Firm Capacity | 1 | 2028-10-01 | 0 | MW
Build Solar 2033_Firm Capacity2029 | Build Solar_Firm Capacity2029 | System | Generator | Build Solar 2033 | Build Solar | Firm Capacity | 1 | 2029-01-01 | 0 | MW
0 | 0 | System | Generator | Build Solar 2033 | Build Solar | Firm Capacity | 1 | 2029-04-01 | 0 | MW
0 | 0 | System | Generator | Build Solar 2033 | Build Solar | Firm Capacity | 1 | 2029-07-01 | 0 | MW
0 | 0 | System | Generator | Build Solar 2033 | Build Solar | Firm Capacity | 1 | 2029-10-01 | 0 | MW
Build Solar 2033_Firm Capacity2030 | Build Solar_Firm Capacity2030 | System | Generator | Build Solar 2033 | Build Solar | Firm Capacity | 1 | 2030-01-01 | 0 | MW
0 | 0 | System | Generator | Build Solar 2033 | Build Solar | Firm Capacity | 1 | 2030-04-01 | 0 | MW
0 | 0 | System | Generator | Build Solar 2033 | Build Solar | Firm Capacity | 1 | 2030-07-01 | 0 | MW
0 | 0 | System | Generator | Build Solar 2033 | Build Solar | Firm Capacity | 1 | 2030-10-01 | 0 | MW
Build Solar 2033_Firm Capacity2031 | Build Solar_Firm Capacity2031 | System | Generator | Build Solar 2033 | Build Solar | Firm Capacity | 1 | 2031-01-01 | 0 | MW
0 | 0 | System | Generator | Build Solar 2033 | Build Solar | Firm Capacity | 1 | 2031-04-01 | 0 | MW
0 | 0 | System | Generator | Build Solar 2033 | Build Solar | Firm Capacity | 1 | 2031-07-01 | 0 | MW
0 | 0 | System | Generator | Build Solar 2033 | Build Solar | Firm Capacity | 1 | 2031-10-01 | 0 | MW
Build Solar 2033_Firm Capacity2032 | Build Solar_Firm Capacity2032 | System | Generator | Build Solar 2033 | Build Solar | Firm Capacity | 1 | 2032-01-01 | 0 | MW
0 | 0 | System | Generator | Build Solar 2033 | Build Solar | Firm Capacity | 1 | 2032-04-01 | 0 | MW
0 | 0 | System | Generator | Build Solar 2033 | Build Solar | Firm Capacity | 1 | 2032-07-01 | 0 | MW
0 | 0 | System | Generator | Build Solar 2033 | Build Solar | Firm Capacity | 1 | 2032-10-01 | 0 | MW
Build Solar 2033_Firm Capacity2033 | Build Solar_Firm Capacity2033 | System | Generator | Build Solar 2033 | Build Solar | Firm Capacity | 1 | 2033-01-01 | 0 | MW
0 | 0 | System | Generator | Build Solar 2033 | Build Solar | Firm Capacity | 1 | 2033-04-01 | 0 | MW
0 | 0 | System | Generator | Build Solar 2033 | Build Solar | Firm Capacity | 1 | 2033-07-01 | 0 | MW
0 | 0 | System | Generator | Build Solar 2033 | Build Solar | Firm Capacity | 1 | 2033-10-01 | 0 | MW
Build Solar 2033_Firm Capacity2034 | Build Solar_Firm Capacity2034 | System | Generator | Build Solar 2033 | Build Solar | Firm Capacity | 1 | 2034-01-01 | 0 | MW
0 | 0 | System | Generator | Build Solar 2033 | Build Solar | Firm Capacity | 1 | 2034-04-01 | 0 | MW
0 | 0 | System | Generator | Build Solar 2033 | Build Solar | Firm Capacity | 1 | 2034-07-01 | 0 | MW
0 | 0 | System | Generator | Build Solar 2033 | Build Solar | Firm Capacity | 1 | 2034-10-01 | 0 | MW
Build Solar 2033_Firm Capacity2035 | Build Solar_Firm Capacity2035 | System | Generator | Build Solar 2033 | Build Solar | Firm Capacity | 1 | 2035-01-01 | 0 | MW
0 | 0 | System | Generator | Build Solar 2033 | Build Solar | Firm Capacity | 1 | 2035-04-01 | 0 | MW
0 | 0 | System | Generator | Build Solar 2033 | Build Solar | Firm Capacity | 1 | 2035-07-01 | 0 | MW
0 | 0 | System | Generator | Build Solar 2033 | Build Solar | Firm Capacity | 1 | 2035-10-01 | 0 | MW
Build Solar 2033_Firm Capacity2036 | Build Solar_Firm Capacity2036 | System | Generator | Build Solar 2033 | Build Solar | Firm Capacity | 1 | 2036-01-01 | 0 | MW
0 | 0 | System | Generator | Build Solar 2033 | Build Solar | Firm Capacity | 1 | 2036-04-01 | 0 | MW
0 | 0 | System | Generator | Build Solar 2033 | Build Solar | Firm Capacity | 1 | 2036-07-01 | 0 | MW
0 | 0 | System | Generator | Build Solar 2033 | Build Solar | Firm Capacity | 1 | 2036-10-01 | 0 | MW
Build Solar 2033_Firm Capacity2037 | Build Solar_Firm Capacity2037 | System | Generator | Build Solar 2033 | Build Solar | Firm Capacity | 1 | 2037-01-01 | 0 | MW
0 | 0 | System | Generator | Build Solar 2033 | Build Solar | Firm Capacity | 1 | 2037-04-01 | 0 | MW
0 | 0 | System | Generator | Build Solar 2033 | Build Solar | Firm Capacity | 1 | 2037-07-01 | 0 | MW
0 | 0 | System | Generator | Build Solar 2033 | Build Solar | Firm Capacity | 1 | 2037-10-01 | 0 | MW
Build Solar 2033_Firm Capacity2038 | Build Solar_Firm Capacity2038 | System | Generator | Build Solar 2033 | Build Solar | Firm Capacity | 1 | 2038-01-01 | 0 | MW
0 | 0 | System | Generator | Build Solar 2033 | Build Solar | Firm Capacity | 1 | 2038-04-01 | 0 | MW
0 | 0 | System | Generator | Build Solar 2033 | Build Solar | Firm Capacity | 1 | 2038-07-01 | 0 | MW
0 | 0 | System | Generator | Build Solar 2033 | Build Solar | Firm Capacity | 1 | 2038-10-01 | 0 | MW
Build Solar 2033_Firm Capacity2039 | Build Solar_Firm Capacity2039 | System | Generator | Build Solar 2033 | Build Solar | Firm Capacity | 1 | 2039-01-01 | 0 | MW
0 | 0 | System | Generator | Build Solar 2033 | Build Solar | Firm Capacity | 1 | 2039-04-01 | 0 | MW
0 | 0 | System | Generator | Build Solar 2033 | Build Solar | Firm Capacity | 1 | 2039-07-01 | 0 | MW
0 | 0 | System | Generator | Build Solar 2033 | Build Solar | Firm Capacity | 1 | 2039-10-01 | 0 | MW
Build Solar 2033_Firm Capacity2040 | Build Solar_Firm Capacity2040 | System | Generator | Build Solar 2033 | Build Solar | Firm Capacity | 1 | 2040-01-01 | 0 | MW
0 | 0 | System | Generator | Build Solar 2033 | Build Solar | Firm Capacity | 1 | 2040-04-01 | 0 | MW
0 | 0 | System | Generator | Build Solar 2033 | Build Solar | Firm Capacity | 1 | 2040-07-01 | 0 | MW
0 | 0 | System | Generator | Build Solar 2033 | Build Solar | Firm Capacity | 1 | 2040-10-01 | 0 | MW
Build Solar 2033_Firm Capacity2041 | Build Solar_Firm Capacity2041 | System | Generator | Build Solar 2033 | Build Solar | Firm Capacity | 1 | 2041-01-01 | 0 | MW
0 | 0 | System | Generator | Build Solar 2033 | Build Solar | Firm Capacity | 1 | 2041-04-01 | 0 | MW
0 | 0 | System | Generator | Build Solar 2033 | Build Solar | Firm Capacity | 1 | 2041-07-01 | 0 | MW
0 | 0 | System | Generator | Build Solar 2033 | Build Solar | Firm Capacity | 1 | 2041-10-01 | 0 | MW
Build Solar 2033_Firm Capacity2042 | Build Solar_Firm Capacity2042 | System | Generator | Build Solar 2033 | Build Solar | Firm Capacity | 1 | 2042-01-01 | 0 | MW
0 | 0 | System | Generator | Build Solar 2033 | Build Solar | Firm Capacity | 1 | 2042-04-01 | 0 | MW
0 | 0 | System | Generator | Build Solar 2033 | Build Solar | Firm Capacity | 1 | 2042-07-01 | 0 | MW
0 | 0 | System | Generator | Build Solar 2033 | Build Solar | Firm Capacity | 1 | 2042-10-01 | 0 | MW
Build Solar 2033_Firm Capacity2043 | Build Solar_Firm Capacity2043 | System | Generator | Build Solar 2033 | Build Solar | Firm Capacity | 1 | 2043-01-01 | 0 | MW
0 | 0 | System | Generator | Build Solar 2033 | Build Solar | Firm Capacity | 1 | 2043-04-01 | 0 | MW
0 | 0 | System | Generator | Build Solar 2033 | Build Solar | Firm Capacity | 1 | 2043-07-01 | 0 | MW
0 | 0 | System | Generator | Build Solar 2033 | Build Solar | Firm Capacity | 1 | 2043-10-01 | 0 | MW
Build Solar 2034_Firm Capacity2024 | Build Solar_Firm Capacity2024 | System | Generator | Build Solar 2034 | Build Solar | Firm Capacity | 1 | 2024-01-01 | 0 | MW
0 | 0 | System | Generator | Build Solar 2034 | Build Solar | Firm Capacity | 1 | 2024-04-01 | 0 | MW
0 | 0 | System | Generator | Build Solar 2034 | Build Solar | Firm Capacity | 1 | 2024-07-01 | 0 | MW
0 | 0 | System | Generator | Build Solar 2034 | Build Solar | Firm Capacity | 1 | 2024-10-01 | 0 | MW
Build Solar 2034_Firm Capacity2025 | Build Solar_Firm Capacity2025 | System | Generator | Build Solar 2034 | Build Solar | Firm Capacity | 1 | 2025-01-01 | 0 | MW
0 | 0 | System | Generator | Build Solar 2034 | Build Solar | Firm Capacity | 1 | 2025-04-01 | 0 | MW
0 | 0 | System | Generator | Build Solar 2034 | Build Solar | Firm Capacity | 1 | 2025-07-01 | 0 | MW
0 | 0 | System | Generator | Build Solar 2034 | Build Solar | Firm Capacity | 1 | 2025-10-01 | 0 | MW
Build Solar 2034_Firm Capacity2026 | Build Solar_Firm Capacity2026 | System | Generator | Build Solar 2034 | Build Solar | Firm Capacity | 1 | 2026-01-01 | 0 | MW
0 | 0 | System | Generator | Build Solar 2034 | Build Solar | Firm Capacity | 1 | 2026-04-01 | 0 | MW
0 | 0 | System | Generator | Build Solar 2034 | Build Solar | Firm Capacity | 1 | 2026-07-01 | 0 | MW
0 | 0 | System | Generator | Build Solar 2034 | Build Solar | Firm Capacity | 1 | 2026-10-01 | 0 | MW
Build Solar 2034_Firm Capacity2027 | Build Solar_Firm Capacity2027 | System | Generator | Build Solar 2034 | Build Solar | Firm Capacity | 1 | 2027-01-01 | 0 | MW
0 | 0 | System | Generator | Build Solar 2034 | Build Solar | Firm Capacity | 1 | 2027-04-01 | 0 | MW
0 | 0 | System | Generator | Build Solar 2034 | Build Solar | Firm Capacity | 1 | 2027-07-01 | 0 | MW
0 | 0 | System | Generator | Build Solar 2034 | Build Solar | Firm Capacity | 1 | 2027-10-01 | 0 | MW
Build Solar 2034_Firm Capacity2028 | Build Solar_Firm Capacity2028 | System | Generator | Build Solar 2034 | Build Solar | Firm Capacity | 1 | 2028-01-01 | 0 | MW
0 | 0 | System | Generator | Build Solar 2034 | Build Solar | Firm Capacity | 1 | 2028-04-01 | 0 | MW
0 | 0 | System | Generator | Build Solar 2034 | Build Solar | Firm Capacity | 1 | 2028-07-01 | 0 | MW
0 | 0 | System | Generator | Build Solar 2034 | Build Solar | Firm Capacity | 1 | 2028-10-01 | 0 | MW
Build Solar 2034_Firm Capacity2029 | Build Solar_Firm Capacity2029 | System | Generator | Build Solar 2034 | Build Solar | Firm Capacity | 1 | 2029-01-01 | 0 | MW
0 | 0 | System | Generator | Build Solar 2034 | Build Solar | Firm Capacity | 1 | 2029-04-01 | 0 | MW
0 | 0 | System | Generator | Build Solar 2034 | Build Solar | Firm Capacity | 1 | 2029-07-01 | 0 | MW
0 | 0 | System | Generator | Build Solar 2034 | Build Solar | Firm Capacity | 1 | 2029-10-01 | 0 | MW
Build Solar 2034_Firm Capacity2030 | Build Solar_Firm Capacity2030 | System | Generator | Build Solar 2034 | Build Solar | Firm Capacity | 1 | 2030-01-01 | 0 | MW
0 | 0 | System | Generator | Build Solar 2034 | Build Solar | Firm Capacity | 1 | 2030-04-01 | 0 | MW
0 | 0 | System | Generator | Build Solar 2034 | Build Solar | Firm Capacity | 1 | 2030-07-01 | 0 | MW
0 | 0 | System | Generator | Build Solar 2034 | Build Solar | Firm Capacity | 1 | 2030-10-01 | 0 | MW
Build Solar 2034_Firm Capacity2031 | Build Solar_Firm Capacity2031 | System | Generator | Build Solar 2034 | Build Solar | Firm Capacity | 1 | 2031-01-01 | 0 | MW
0 | 0 | System | Generator | Build Solar 2034 | Build Solar | Firm Capacity | 1 | 2031-04-01 | 0 | MW
0 | 0 | System | Generator | Build Solar 2034 | Build Solar | Firm Capacity | 1 | 2031-07-01 | 0 | MW
0 | 0 | System | Generator | Build Solar 2034 | Build Solar | Firm Capacity | 1 | 2031-10-01 | 0 | MW
Build Solar 2034_Firm Capacity2032 | Build Solar_Firm Capacity2032 | System | Generator | Build Solar 2034 | Build Solar | Firm Capacity | 1 | 2032-01-01 | 0 | MW
0 | 0 | System | Generator | Build Solar 2034 | Build Solar | Firm Capacity | 1 | 2032-04-01 | 0 | MW
0 | 0 | System | Generator | Build Solar 2034 | Build Solar | Firm Capacity | 1 | 2032-07-01 | 0 | MW
0 | 0 | System | Generator | Build Solar 2034 | Build Solar | Firm Capacity | 1 | 2032-10-01 | 0 | MW
Build Solar 2034_Firm Capacity2033 | Build Solar_Firm Capacity2033 | System | Generator | Build Solar 2034 | Build Solar | Firm Capacity | 1 | 2033-01-01 | 0 | MW
0 | 0 | System | Generator | Build Solar 2034 | Build Solar | Firm Capacity | 1 | 2033-04-01 | 0 | MW
0 | 0 | System | Generator | Build Solar 2034 | Build Solar | Firm Capacity | 1 | 2033-07-01 | 0 | MW
0 | 0 | System | Generator | Build Solar 2034 | Build Solar | Firm Capacity | 1 | 2033-10-01 | 0 | MW
Build Solar 2034_Firm Capacity2034 | Build Solar_Firm Capacity2034 | System | Generator | Build Solar 2034 | Build Solar | Firm Capacity | 1 | 2034-01-01 | 0 | MW
0 | 0 | System | Generator | Build Solar 2034 | Build Solar | Firm Capacity | 1 | 2034-04-01 | 0 | MW
0 | 0 | System | Generator | Build Solar 2034 | Build Solar | Firm Capacity | 1 | 2034-07-01 | 0 | MW
0 | 0 | System | Generator | Build Solar 2034 | Build Solar | Firm Capacity | 1 | 2034-10-01 | 0 | MW
Build Solar 2034_Firm Capacity2035 | Build Solar_Firm Capacity2035 | System | Generator | Build Solar 2034 | Build Solar | Firm Capacity | 1 | 2035-01-01 | 0 | MW
0 | 0 | System | Generator | Build Solar 2034 | Build Solar | Firm Capacity | 1 | 2035-04-01 | 0 | MW
0 | 0 | System | Generator | Build Solar 2034 | Build Solar | Firm Capacity | 1 | 2035-07-01 | 0 | MW
0 | 0 | System | Generator | Build Solar 2034 | Build Solar | Firm Capacity | 1 | 2035-10-01 | 0 | MW
Build Solar 2034_Firm Capacity2036 | Build Solar_Firm Capacity2036 | System | Generator | Build Solar 2034 | Build Solar | Firm Capacity | 1 | 2036-01-01 | 0 | MW
0 | 0 | System | Generator | Build Solar 2034 | Build Solar | Firm Capacity | 1 | 2036-04-01 | 0 | MW
0 | 0 | System | Generator | Build Solar 2034 | Build Solar | Firm Capacity | 1 | 2036-07-01 | 0 | MW
0 | 0 | System | Generator | Build Solar 2034 | Build Solar | Firm Capacity | 1 | 2036-10-01 | 0 | MW
Build Solar 2034_Firm Capacity2037 | Build Solar_Firm Capacity2037 | System | Generator | Build Solar 2034 | Build Solar | Firm Capacity | 1 | 2037-01-01 | 0 | MW
0 | 0 | System | Generator | Build Solar 2034 | Build Solar | Firm Capacity | 1 | 2037-04-01 | 0 | MW
0 | 0 | System | Generator | Build Solar 2034 | Build Solar | Firm Capacity | 1 | 2037-07-01 | 0 | MW
0 | 0 | System | Generator | Build Solar 2034 | Build Solar | Firm Capacity | 1 | 2037-10-01 | 0 | MW
Build Solar 2034_Firm Capacity2038 | Build Solar_Firm Capacity2038 | System | Generator | Build Solar 2034 | Build Solar | Firm Capacity | 1 | 2038-01-01 | 0 | MW
0 | 0 | System | Generator | Build Solar 2034 | Build Solar | Firm Capacity | 1 | 2038-04-01 | 0 | MW
0 | 0 | System | Generator | Build Solar 2034 | Build Solar | Firm Capacity | 1 | 2038-07-01 | 0 | MW
0 | 0 | System | Generator | Build Solar 2034 | Build Solar | Firm Capacity | 1 | 2038-10-01 | 0 | MW
Build Solar 2034_Firm Capacity2039 | Build Solar_Firm Capacity2039 | System | Generator | Build Solar 2034 | Build Solar | Firm Capacity | 1 | 2039-01-01 | 0 | MW
0 | 0 | System | Generator | Build Solar 2034 | Build Solar | Firm Capacity | 1 | 2039-04-01 | 0 | MW
0 | 0 | System | Generator | Build Solar 2034 | Build Solar | Firm Capacity | 1 | 2039-07-01 | 0 | MW
0 | 0 | System | Generator | Build Solar 2034 | Build Solar | Firm Capacity | 1 | 2039-10-01 | 0 | MW
Build Solar 2034_Firm Capacity2040 | Build Solar_Firm Capacity2040 | System | Generator | Build Solar 2034 | Build Solar | Firm Capacity | 1 | 2040-01-01 | 0 | MW
0 | 0 | System | Generator | Build Solar 2034 | Build Solar | Firm Capacity | 1 | 2040-04-01 | 0 | MW
0 | 0 | System | Generator | Build Solar 2034 | Build Solar | Firm Capacity | 1 | 2040-07-01 | 0 | MW
0 | 0 | System | Generator | Build Solar 2034 | Build Solar | Firm Capacity | 1 | 2040-10-01 | 0 | MW
Build Solar 2034_Firm Capacity2041 | Build Solar_Firm Capacity2041 | System | Generator | Build Solar 2034 | Build Solar | Firm Capacity | 1 | 2041-01-01 | 0 | MW
0 | 0 | System | Generator | Build Solar 2034 | Build Solar | Firm Capacity | 1 | 2041-04-01 | 0 | MW
0 | 0 | System | Generator | Build Solar 2034 | Build Solar | Firm Capacity | 1 | 2041-07-01 | 0 | MW
0 | 0 | System | Generator | Build Solar 2034 | Build Solar | Firm Capacity | 1 | 2041-10-01 | 0 | MW
Build Solar 2034_Firm Capacity2042 | Build Solar_Firm Capacity2042 | System | Generator | Build Solar 2034 | Build Solar | Firm Capacity | 1 | 2042-01-01 | 0 | MW
0 | 0 | System | Generator | Build Solar 2034 | Build Solar | Firm Capacity | 1 | 2042-04-01 | 0 | MW
0 | 0 | System | Generator | Build Solar 2034 | Build Solar | Firm Capacity | 1 | 2042-07-01 | 0 | MW
0 | 0 | System | Generator | Build Solar 2034 | Build Solar | Firm Capacity | 1 | 2042-10-01 | 0 | MW
Build Solar 2034_Firm Capacity2043 | Build Solar_Firm Capacity2043 | System | Generator | Build Solar 2034 | Build Solar | Firm Capacity | 1 | 2043-01-01 | 0 | MW
0 | 0 | System | Generator | Build Solar 2034 | Build Solar | Firm Capacity | 1 | 2043-04-01 | 0 | MW
0 | 0 | System | Generator | Build Solar 2034 | Build Solar | Firm Capacity | 1 | 2043-07-01 | 0 | MW
0 | 0 | System | Generator | Build Solar 2034 | Build Solar | Firm Capacity | 1 | 2043-10-01 | 0 | MW
Build Solar 2035_Firm Capacity2024 | Build Solar_Firm Capacity2024 | System | Generator | Build Solar 2035 | Build Solar | Firm Capacity | 1 | 2024-01-01 | 0 | MW
0 | 0 | System | Generator | Build Solar 2035 | Build Solar | Firm Capacity | 1 | 2024-04-01 | 0 | MW
0 | 0 | System | Generator | Build Solar 2035 | Build Solar | Firm Capacity | 1 | 2024-07-01 | 0 | MW
0 | 0 | System | Generator | Build Solar 2035 | Build Solar | Firm Capacity | 1 | 2024-10-01 | 0 | MW
Build Solar 2035_Firm Capacity2025 | Build Solar_Firm Capacity2025 | System | Generator | Build Solar 2035 | Build Solar | Firm Capacity | 1 | 2025-01-01 | 0 | MW
0 | 0 | System | Generator | Build Solar 2035 | Build Solar | Firm Capacity | 1 | 2025-04-01 | 0 | MW
0 | 0 | System | Generator | Build Solar 2035 | Build Solar | Firm Capacity | 1 | 2025-07-01 | 0 | MW
0 | 0 | System | Generator | Build Solar 2035 | Build Solar | Firm Capacity | 1 | 2025-10-01 | 0 | MW
Build Solar 2035_Firm Capacity2026 | Build Solar_Firm Capacity2026 | System | Generator | Build Solar 2035 | Build Solar | Firm Capacity | 1 | 2026-01-01 | 0 | MW
0 | 0 | System | Generator | Build Solar 2035 | Build Solar | Firm Capacity | 1 | 2026-04-01 | 0 | MW
0 | 0 | System | Generator | Build Solar 2035 | Build Solar | Firm Capacity | 1 | 2026-07-01 | 0 | MW
0 | 0 | System | Generator | Build Solar 2035 | Build Solar | Firm Capacity | 1 | 2026-10-01 | 0 | MW
Build Solar 2035_Firm Capacity2027 | Build Solar_Firm Capacity2027 | System | Generator | Build Solar 2035 | Build Solar | Firm Capacity | 1 | 2027-01-01 | 0 | MW
0 | 0 | System | Generator | Build Solar 2035 | Build Solar | Firm Capacity | 1 | 2027-04-01 | 0 | MW
0 | 0 | System | Generator | Build Solar 2035 | Build Solar | Firm Capacity | 1 | 2027-07-01 | 0 | MW
0 | 0 | System | Generator | Build Solar 2035 | Build Solar | Firm Capacity | 1 | 2027-10-01 | 0 | MW
Build Solar 2035_Firm Capacity2028 | Build Solar_Firm Capacity2028 | System | Generator | Build Solar 2035 | Build Solar | Firm Capacity | 1 | 2028-01-01 | 0 | MW
0 | 0 | System | Generator | Build Solar 2035 | Build Solar | Firm Capacity | 1 | 2028-04-01 | 0 | MW
0 | 0 | System | Generator | Build Solar 2035 | Build Solar | Firm Capacity | 1 | 2028-07-01 | 0 | MW
0 | 0 | System | Generator | Build Solar 2035 | Build Solar | Firm Capacity | 1 | 2028-10-01 | 0 | MW
Build Solar 2035_Firm Capacity2029 | Build Solar_Firm Capacity2029 | System | Generator | Build Solar 2035 | Build Solar | Firm Capacity | 1 | 2029-01-01 | 0 | MW
0 | 0 | System | Generator | Build Solar 2035 | Build Solar | Firm Capacity | 1 | 2029-04-01 | 0 | MW
0 | 0 | System | Generator | Build Solar 2035 | Build Solar | Firm Capacity | 1 | 2029-07-01 | 0 | MW
0 | 0 | System | Generator | Build Solar 2035 | Build Solar | Firm Capacity | 1 | 2029-10-01 | 0 | MW
Build Solar 2035_Firm Capacity2030 | Build Solar_Firm Capacity2030 | System | Generator | Build Solar 2035 | Build Solar | Firm Capacity | 1 | 2030-01-01 | 0 | MW
0 | 0 | System | Generator | Build Solar 2035 | Build Solar | Firm Capacity | 1 | 2030-04-01 | 0 | MW
0 | 0 | System | Generator | Build Solar 2035 | Build Solar | Firm Capacity | 1 | 2030-07-01 | 0 | MW
0 | 0 | System | Generator | Build Solar 2035 | Build Solar | Firm Capacity | 1 | 2030-10-01 | 0 | MW
Build Solar 2035_Firm Capacity2031 | Build Solar_Firm Capacity2031 | System | Generator | Build Solar 2035 | Build Solar | Firm Capacity | 1 | 2031-01-01 | 0 | MW
0 | 0 | System | Generator | Build Solar 2035 | Build Solar | Firm Capacity | 1 | 2031-04-01 | 0 | MW
0 | 0 | System | Generator | Build Solar 2035 | Build Solar | Firm Capacity | 1 | 2031-07-01 | 0 | MW
0 | 0 | System | Generator | Build Solar 2035 | Build Solar | Firm Capacity | 1 | 2031-10-01 | 0 | MW
Build Solar 2035_Firm Capacity2032 | Build Solar_Firm Capacity2032 | System | Generator | Build Solar 2035 | Build Solar | Firm Capacity | 1 | 2032-01-01 | 0 | MW
0 | 0 | System | Generator | Build Solar 2035 | Build Solar | Firm Capacity | 1 | 2032-04-01 | 0 | MW
0 | 0 | System | Generator | Build Solar 2035 | Build Solar | Firm Capacity | 1 | 2032-07-01 | 0 | MW
0 | 0 | System | Generator | Build Solar 2035 | Build Solar | Firm Capacity | 1 | 2032-10-01 | 0 | MW
Build Solar 2035_Firm Capacity2033 | Build Solar_Firm Capacity2033 | System | Generator | Build Solar 2035 | Build Solar | Firm Capacity | 1 | 2033-01-01 | 0 | MW
0 | 0 | System | Generator | Build Solar 2035 | Build Solar | Firm Capacity | 1 | 2033-04-01 | 0 | MW
0 | 0 | System | Generator | Build Solar 2035 | Build Solar | Firm Capacity | 1 | 2033-07-01 | 0 | MW
0 | 0 | System | Generator | Build Solar 2035 | Build Solar | Firm Capacity | 1 | 2033-10-01 | 0 | MW
Build Solar 2035_Firm Capacity2034 | Build Solar_Firm Capacity2034 | System | Generator | Build Solar 2035 | Build Solar | Firm Capacity | 1 | 2034-01-01 | 0 | MW
0 | 0 | System | Generator | Build Solar 2035 | Build Solar | Firm Capacity | 1 | 2034-04-01 | 0 | MW
0 | 0 | System | Generator | Build Solar 2035 | Build Solar | Firm Capacity | 1 | 2034-07-01 | 0 | MW
0 | 0 | System | Generator | Build Solar 2035 | Build Solar | Firm Capacity | 1 | 2034-10-01 | 0 | MW
Build Solar 2035_Firm Capacity2035 | Build Solar_Firm Capacity2035 | System | Generator | Build Solar 2035 | Build Solar | Firm Capacity | 1 | 2035-01-01 | 0 | MW
0 | 0 | System | Generator | Build Solar 2035 | Build Solar | Firm Capacity | 1 | 2035-04-01 | 0 | MW
0 | 0 | System | Generator | Build Solar 2035 | Build Solar | Firm Capacity | 1 | 2035-07-01 | 0 | MW
0 | 0 | System | Generator | Build Solar 2035 | Build Solar | Firm Capacity | 1 | 2035-10-01 | 0 | MW
Build Solar 2035_Firm Capacity2036 | Build Solar_Firm Capacity2036 | System | Generator | Build Solar 2035 | Build Solar | Firm Capacity | 1 | 2036-01-01 | 0 | MW
0 | 0 | System | Generator | Build Solar 2035 | Build Solar | Firm Capacity | 1 | 2036-04-01 | 0 | MW
0 | 0 | System | Generator | Build Solar 2035 | Build Solar | Firm Capacity | 1 | 2036-07-01 | 0 | MW
0 | 0 | System | Generator | Build Solar 2035 | Build Solar | Firm Capacity | 1 | 2036-10-01 | 0 | MW
Build Solar 2035_Firm Capacity2037 | Build Solar_Firm Capacity2037 | System | Generator | Build Solar 2035 | Build Solar | Firm Capacity | 1 | 2037-01-01 | 0 | MW
0 | 0 | System | Generator | Build Solar 2035 | Build Solar | Firm Capacity | 1 | 2037-04-01 | 0 | MW
0 | 0 | System | Generator | Build Solar 2035 | Build Solar | Firm Capacity | 1 | 2037-07-01 | 0 | MW
0 | 0 | System | Generator | Build Solar 2035 | Build Solar | Firm Capacity | 1 | 2037-10-01 | 0 | MW
Build Solar 2035_Firm Capacity2038 | Build Solar_Firm Capacity2038 | System | Generator | Build Solar 2035 | Build Solar | Firm Capacity | 1 | 2038-01-01 | 0 | MW
0 | 0 | System | Generator | Build Solar 2035 | Build Solar | Firm Capacity | 1 | 2038-04-01 | 0 | MW
0 | 0 | System | Generator | Build Solar 2035 | Build Solar | Firm Capacity | 1 | 2038-07-01 | 0 | MW
0 | 0 | System | Generator | Build Solar 2035 | Build Solar | Firm Capacity | 1 | 2038-10-01 | 0 | MW
Build Solar 2035_Firm Capacity2039 | Build Solar_Firm Capacity2039 | System | Generator | Build Solar 2035 | Build Solar | Firm Capacity | 1 | 2039-01-01 | 0 | MW
0 | 0 | System | Generator | Build Solar 2035 | Build Solar | Firm Capacity | 1 | 2039-04-01 | 0 | MW
0 | 0 | System | Generator | Build Solar 2035 | Build Solar | Firm Capacity | 1 | 2039-07-01 | 0 | MW
0 | 0 | System | Generator | Build Solar 2035 | Build Solar | Firm Capacity | 1 | 2039-10-01 | 0 | MW
Build Solar 2035_Firm Capacity2040 | Build Solar_Firm Capacity2040 | System | Generator | Build Solar 2035 | Build Solar | Firm Capacity | 1 | 2040-01-01 | 0 | MW
0 | 0 | System | Generator | Build Solar 2035 | Build Solar | Firm Capacity | 1 | 2040-04-01 | 0 | MW
0 | 0 | System | Generator | Build Solar 2035 | Build Solar | Firm Capacity | 1 | 2040-07-01 | 0 | MW
0 | 0 | System | Generator | Build Solar 2035 | Build Solar | Firm Capacity | 1 | 2040-10-01 | 0 | MW
Build Solar 2035_Firm Capacity2041 | Build Solar_Firm Capacity2041 | System | Generator | Build Solar 2035 | Build Solar | Firm Capacity | 1 | 2041-01-01 | 0 | MW
0 | 0 | System | Generator | Build Solar 2035 | Build Solar | Firm Capacity | 1 | 2041-04-01 | 0 | MW
0 | 0 | System | Generator | Build Solar 2035 | Build Solar | Firm Capacity | 1 | 2041-07-01 | 0 | MW
0 | 0 | System | Generator | Build Solar 2035 | Build Solar | Firm Capacity | 1 | 2041-10-01 | 0 | MW
Build Solar 2035_Firm Capacity2042 | Build Solar_Firm Capacity2042 | System | Generator | Build Solar 2035 | Build Solar | Firm Capacity | 1 | 2042-01-01 | 0 | MW
0 | 0 | System | Generator | Build Solar 2035 | Build Solar | Firm Capacity | 1 | 2042-04-01 | 0 | MW
0 | 0 | System | Generator | Build Solar 2035 | Build Solar | Firm Capacity | 1 | 2042-07-01 | 0 | MW
0 | 0 | System | Generator | Build Solar 2035 | Build Solar | Firm Capacity | 1 | 2042-10-01 | 0 | MW
Build Solar 2035_Firm Capacity2043 | Build Solar_Firm Capacity2043 | System | Generator | Build Solar 2035 | Build Solar | Firm Capacity | 1 | 2043-01-01 | 0 | MW
0 | 0 | System | Generator | Build Solar 2035 | Build Solar | Firm Capacity | 1 | 2043-04-01 | 0 | MW
0 | 0 | System | Generator | Build Solar 2035 | Build Solar | Firm Capacity | 1 | 2043-07-01 | 0 | MW
0 | 0 | System | Generator | Build Solar 2035 | Build Solar | Firm Capacity | 1 | 2043-10-01 | 0 | MW
Build Solar 2036_Firm Capacity2024 | Build Solar_Firm Capacity2024 | System | Generator | Build Solar 2036 | Build Solar | Firm Capacity | 1 | 2024-01-01 | 0 | MW
0 | 0 | System | Generator | Build Solar 2036 | Build Solar | Firm Capacity | 1 | 2024-04-01 | 0 | MW
0 | 0 | System | Generator | Build Solar 2036 | Build Solar | Firm Capacity | 1 | 2024-07-01 | 0 | MW
0 | 0 | System | Generator | Build Solar 2036 | Build Solar | Firm Capacity | 1 | 2024-10-01 | 0 | MW
Build Solar 2036_Firm Capacity2025 | Build Solar_Firm Capacity2025 | System | Generator | Build Solar 2036 | Build Solar | Firm Capacity | 1 | 2025-01-01 | 0 | MW
0 | 0 | System | Generator | Build Solar 2036 | Build Solar | Firm Capacity | 1 | 2025-04-01 | 0 | MW
0 | 0 | System | Generator | Build Solar 2036 | Build Solar | Firm Capacity | 1 | 2025-07-01 | 0 | MW
0 | 0 | System | Generator | Build Solar 2036 | Build Solar | Firm Capacity | 1 | 2025-10-01 | 0 | MW
Build Solar 2036_Firm Capacity2026 | Build Solar_Firm Capacity2026 | System | Generator | Build Solar 2036 | Build Solar | Firm Capacity | 1 | 2026-01-01 | 0 | MW
0 | 0 | System | Generator | Build Solar 2036 | Build Solar | Firm Capacity | 1 | 2026-04-01 | 0 | MW
0 | 0 | System | Generator | Build Solar 2036 | Build Solar | Firm Capacity | 1 | 2026-07-01 | 0 | MW
0 | 0 | System | Generator | Build Solar 2036 | Build Solar | Firm Capacity | 1 | 2026-10-01 | 0 | MW
Build Solar 2036_Firm Capacity2027 | Build Solar_Firm Capacity2027 | System | Generator | Build Solar 2036 | Build Solar | Firm Capacity | 1 | 2027-01-01 | 0 | MW
0 | 0 | System | Generator | Build Solar 2036 | Build Solar | Firm Capacity | 1 | 2027-04-01 | 0 | MW
0 | 0 | System | Generator | Build Solar 2036 | Build Solar | Firm Capacity | 1 | 2027-07-01 | 0 | MW
0 | 0 | System | Generator | Build Solar 2036 | Build Solar | Firm Capacity | 1 | 2027-10-01 | 0 | MW
Build Solar 2036_Firm Capacity2028 | Build Solar_Firm Capacity2028 | System | Generator | Build Solar 2036 | Build Solar | Firm Capacity | 1 | 2028-01-01 | 0 | MW
0 | 0 | System | Generator | Build Solar 2036 | Build Solar | Firm Capacity | 1 | 2028-04-01 | 0 | MW
0 | 0 | System | Generator | Build Solar 2036 | Build Solar | Firm Capacity | 1 | 2028-07-01 | 0 | MW
0 | 0 | System | Generator | Build Solar 2036 | Build Solar | Firm Capacity | 1 | 2028-10-01 | 0 | MW
Build Solar 2036_Firm Capacity2029 | Build Solar_Firm Capacity2029 | System | Generator | Build Solar 2036 | Build Solar | Firm Capacity | 1 | 2029-01-01 | 0 | MW
0 | 0 | System | Generator | Build Solar 2036 | Build Solar | Firm Capacity | 1 | 2029-04-01 | 0 | MW
0 | 0 | System | Generator | Build Solar 2036 | Build Solar | Firm Capacity | 1 | 2029-07-01 | 0 | MW
0 | 0 | System | Generator | Build Solar 2036 | Build Solar | Firm Capacity | 1 | 2029-10-01 | 0 | MW
Build Solar 2036_Firm Capacity2030 | Build Solar_Firm Capacity2030 | System | Generator | Build Solar 2036 | Build Solar | Firm Capacity | 1 | 2030-01-01 | 0 | MW
0 | 0 | System | Generator | Build Solar 2036 | Build Solar | Firm Capacity | 1 | 2030-04-01 | 0 | MW
0 | 0 | System | Generator | Build Solar 2036 | Build Solar | Firm Capacity | 1 | 2030-07-01 | 0 | MW
0 | 0 | System | Generator | Build Solar 2036 | Build Solar | Firm Capacity | 1 | 2030-10-01 | 0 | MW
Build Solar 2036_Firm Capacity2031 | Build Solar_Firm Capacity2031 | System | Generator | Build Solar 2036 | Build Solar | Firm Capacity | 1 | 2031-01-01 | 0 | MW
0 | 0 | System | Generator | Build Solar 2036 | Build Solar | Firm Capacity | 1 | 2031-04-01 | 0 | MW
0 | 0 | System | Generator | Build Solar 2036 | Build Solar | Firm Capacity | 1 | 2031-07-01 | 0 | MW
0 | 0 | System | Generator | Build Solar 2036 | Build Solar | Firm Capacity | 1 | 2031-10-01 | 0 | MW
Build Solar 2036_Firm Capacity2032 | Build Solar_Firm Capacity2032 | System | Generator | Build Solar 2036 | Build Solar | Firm Capacity | 1 | 2032-01-01 | 0 | MW
0 | 0 | System | Generator | Build Solar 2036 | Build Solar | Firm Capacity | 1 | 2032-04-01 | 0 | MW
0 | 0 | System | Generator | Build Solar 2036 | Build Solar | Firm Capacity | 1 | 2032-07-01 | 0 | MW
0 | 0 | System | Generator | Build Solar 2036 | Build Solar | Firm Capacity | 1 | 2032-10-01 | 0 | MW
Build Solar 2036_Firm Capacity2033 | Build Solar_Firm Capacity2033 | System | Generator | Build Solar 2036 | Build Solar | Firm Capacity | 1 | 2033-01-01 | 0 | MW
0 | 0 | System | Generator | Build Solar 2036 | Build Solar | Firm Capacity | 1 | 2033-04-01 | 0 | MW
0 | 0 | System | Generator | Build Solar 2036 | Build Solar | Firm Capacity | 1 | 2033-07-01 | 0 | MW
0 | 0 | System | Generator | Build Solar 2036 | Build Solar | Firm Capacity | 1 | 2033-10-01 | 0 | MW
Build Solar 2036_Firm Capacity2034 | Build Solar_Firm Capacity2034 | System | Generator | Build Solar 2036 | Build Solar | Firm Capacity | 1 | 2034-01-01 | 0 | MW
0 | 0 | System | Generator | Build Solar 2036 | Build Solar | Firm Capacity | 1 | 2034-04-01 | 0 | MW
0 | 0 | System | Generator | Build Solar 2036 | Build Solar | Firm Capacity | 1 | 2034-07-01 | 0 | MW
0 | 0 | System | Generator | Build Solar 2036 | Build Solar | Firm Capacity | 1 | 2034-10-01 | 0 | MW
Build Solar 2036_Firm Capacity2035 | Build Solar_Firm Capacity2035 | System | Generator | Build Solar 2036 | Build Solar | Firm Capacity | 1 | 2035-01-01 | 0 | MW
0 | 0 | System | Generator | Build Solar 2036 | Build Solar | Firm Capacity | 1 | 2035-04-01 | 0 | MW
0 | 0 | System | Generator | Build Solar 2036 | Build Solar | Firm Capacity | 1 | 2035-07-01 | 0 | MW
0 | 0 | System | Generator | Build Solar 2036 | Build Solar | Firm Capacity | 1 | 2035-10-01 | 0 | MW
Build Solar 2036_Firm Capacity2036 | Build Solar_Firm Capacity2036 | System | Generator | Build Solar 2036 | Build Solar | Firm Capacity | 1 | 2036-01-01 | 0 | MW
0 | 0 | System | Generator | Build Solar 2036 | Build Solar | Firm Capacity | 1 | 2036-04-01 | 0 | MW
0 | 0 | System | Generator | Build Solar 2036 | Build Solar | Firm Capacity | 1 | 2036-07-01 | 0 | MW
0 | 0 | System | Generator | Build Solar 2036 | Build Solar | Firm Capacity | 1 | 2036-10-01 | 0 | MW
Build Solar 2036_Firm Capacity2037 | Build Solar_Firm Capacity2037 | System | Generator | Build Solar 2036 | Build Solar | Firm Capacity | 1 | 2037-01-01 | 0 | MW
0 | 0 | System | Generator | Build Solar 2036 | Build Solar | Firm Capacity | 1 | 2037-04-01 | 0 | MW
0 | 0 | System | Generator | Build Solar 2036 | Build Solar | Firm Capacity | 1 | 2037-07-01 | 0 | MW
0 | 0 | System | Generator | Build Solar 2036 | Build Solar | Firm Capacity | 1 | 2037-10-01 | 0 | MW
Build Solar 2036_Firm Capacity2038 | Build Solar_Firm Capacity2038 | System | Generator | Build Solar 2036 | Build Solar | Firm Capacity | 1 | 2038-01-01 | 0 | MW
0 | 0 | System | Generator | Build Solar 2036 | Build Solar | Firm Capacity | 1 | 2038-04-01 | 0 | MW
0 | 0 | System | Generator | Build Solar 2036 | Build Solar | Firm Capacity | 1 | 2038-07-01 | 0 | MW
0 | 0 | System | Generator | Build Solar 2036 | Build Solar | Firm Capacity | 1 | 2038-10-01 | 0 | MW
Build Solar 2036_Firm Capacity2039 | Build Solar_Firm Capacity2039 | System | Generator | Build Solar 2036 | Build Solar | Firm Capacity | 1 | 2039-01-01 | 0 | MW
0 | 0 | System | Generator | Build Solar 2036 | Build Solar | Firm Capacity | 1 | 2039-04-01 | 0 | MW
0 | 0 | System | Generator | Build Solar 2036 | Build Solar | Firm Capacity | 1 | 2039-07-01 | 0 | MW
0 | 0 | System | Generator | Build Solar 2036 | Build Solar | Firm Capacity | 1 | 2039-10-01 | 0 | MW
Build Solar 2036_Firm Capacity2040 | Build Solar_Firm Capacity2040 | System | Generator | Build Solar 2036 | Build Solar | Firm Capacity | 1 | 2040-01-01 | 0 | MW
0 | 0 | System | Generator | Build Solar 2036 | Build Solar | Firm Capacity | 1 | 2040-04-01 | 0 | MW
0 | 0 | System | Generator | Build Solar 2036 | Build Solar | Firm Capacity | 1 | 2040-07-01 | 0 | MW
0 | 0 | System | Generator | Build Solar 2036 | Build Solar | Firm Capacity | 1 | 2040-10-01 | 0 | MW
Build Solar 2036_Firm Capacity2041 | Build Solar_Firm Capacity2041 | System | Generator | Build Solar 2036 | Build Solar | Firm Capacity | 1 | 2041-01-01 | 0 | MW
0 | 0 | System | Generator | Build Solar 2036 | Build Solar | Firm Capacity | 1 | 2041-04-01 | 0 | MW
0 | 0 | System | Generator | Build Solar 2036 | Build Solar | Firm Capacity | 1 | 2041-07-01 | 0 | MW
0 | 0 | System | Generator | Build Solar 2036 | Build Solar | Firm Capacity | 1 | 2041-10-01 | 0 | MW
Build Solar 2036_Firm Capacity2042 | Build Solar_Firm Capacity2042 | System | Generator | Build Solar 2036 | Build Solar | Firm Capacity | 1 | 2042-01-01 | 0 | MW
0 | 0 | System | Generator | Build Solar 2036 | Build Solar | Firm Capacity | 1 | 2042-04-01 | 0 | MW
0 | 0 | System | Generator | Build Solar 2036 | Build Solar | Firm Capacity | 1 | 2042-07-01 | 0 | MW
0 | 0 | System | Generator | Build Solar 2036 | Build Solar | Firm Capacity | 1 | 2042-10-01 | 0 | MW
Build Solar 2036_Firm Capacity2043 | Build Solar_Firm Capacity2043 | System | Generator | Build Solar 2036 | Build Solar | Firm Capacity | 1 | 2043-01-01 | 0 | MW
0 | 0 | System | Generator | Build Solar 2036 | Build Solar | Firm Capacity | 1 | 2043-04-01 | 0 | MW
0 | 0 | System | Generator | Build Solar 2036 | Build Solar | Firm Capacity | 1 | 2043-07-01 | 0 | MW
0 | 0 | System | Generator | Build Solar 2036 | Build Solar | Firm Capacity | 1 | 2043-10-01 | 0 | MW
Build Solar 2037_Firm Capacity2024 | Build Solar_Firm Capacity2024 | System | Generator | Build Solar 2037 | Build Solar | Firm Capacity | 1 | 2024-01-01 | 0 | MW
0 | 0 | System | Generator | Build Solar 2037 | Build Solar | Firm Capacity | 1 | 2024-04-01 | 0 | MW
0 | 0 | System | Generator | Build Solar 2037 | Build Solar | Firm Capacity | 1 | 2024-07-01 | 0 | MW
0 | 0 | System | Generator | Build Solar 2037 | Build Solar | Firm Capacity | 1 | 2024-10-01 | 0 | MW
Build Solar 2037_Firm Capacity2025 | Build Solar_Firm Capacity2025 | System | Generator | Build Solar 2037 | Build Solar | Firm Capacity | 1 | 2025-01-01 | 0 | MW
0 | 0 | System | Generator | Build Solar 2037 | Build Solar | Firm Capacity | 1 | 2025-04-01 | 0 | MW
0 | 0 | System | Generator | Build Solar 2037 | Build Solar | Firm Capacity | 1 | 2025-07-01 | 0 | MW
0 | 0 | System | Generator | Build Solar 2037 | Build Solar | Firm Capacity | 1 | 2025-10-01 | 0 | MW
Build Solar 2037_Firm Capacity2026 | Build Solar_Firm Capacity2026 | System | Generator | Build Solar 2037 | Build Solar | Firm Capacity | 1 | 2026-01-01 | 0 | MW
0 | 0 | System | Generator | Build Solar 2037 | Build Solar | Firm Capacity | 1 | 2026-04-01 | 0 | MW
0 | 0 | System | Generator | Build Solar 2037 | Build Solar | Firm Capacity | 1 | 2026-07-01 | 0 | MW
0 | 0 | System | Generator | Build Solar 2037 | Build Solar | Firm Capacity | 1 | 2026-10-01 | 0 | MW
Build Solar 2037_Firm Capacity2027 | Build Solar_Firm Capacity2027 | System | Generator | Build Solar 2037 | Build Solar | Firm Capacity | 1 | 2027-01-01 | 0 | MW
0 | 0 | System | Generator | Build Solar 2037 | Build Solar | Firm Capacity | 1 | 2027-04-01 | 0 | MW
0 | 0 | System | Generator | Build Solar 2037 | Build Solar | Firm Capacity | 1 | 2027-07-01 | 0 | MW
0 | 0 | System | Generator | Build Solar 2037 | Build Solar | Firm Capacity | 1 | 2027-10-01 | 0 | MW
Build Solar 2037_Firm Capacity2028 | Build Solar_Firm Capacity2028 | System | Generator | Build Solar 2037 | Build Solar | Firm Capacity | 1 | 2028-01-01 | 0 | MW
0 | 0 | System | Generator | Build Solar 2037 | Build Solar | Firm Capacity | 1 | 2028-04-01 | 0 | MW
0 | 0 | System | Generator | Build Solar 2037 | Build Solar | Firm Capacity | 1 | 2028-07-01 | 0 | MW
0 | 0 | System | Generator | Build Solar 2037 | Build Solar | Firm Capacity | 1 | 2028-10-01 | 0 | MW
Build Solar 2037_Firm Capacity2029 | Build Solar_Firm Capacity2029 | System | Generator | Build Solar 2037 | Build Solar | Firm Capacity | 1 | 2029-01-01 | 0 | MW
0 | 0 | System | Generator | Build Solar 2037 | Build Solar | Firm Capacity | 1 | 2029-04-01 | 0 | MW
0 | 0 | System | Generator | Build Solar 2037 | Build Solar | Firm Capacity | 1 | 2029-07-01 | 0 | MW
0 | 0 | System | Generator | Build Solar 2037 | Build Solar | Firm Capacity | 1 | 2029-10-01 | 0 | MW
Build Solar 2037_Firm Capacity2030 | Build Solar_Firm Capacity2030 | System | Generator | Build Solar 2037 | Build Solar | Firm Capacity | 1 | 2030-01-01 | 0 | MW
0 | 0 | System | Generator | Build Solar 2037 | Build Solar | Firm Capacity | 1 | 2030-04-01 | 0 | MW
0 | 0 | System | Generator | Build Solar 2037 | Build Solar | Firm Capacity | 1 | 2030-07-01 | 0 | MW
0 | 0 | System | Generator | Build Solar 2037 | Build Solar | Firm Capacity | 1 | 2030-10-01 | 0 | MW
Build Solar 2037_Firm Capacity2031 | Build Solar_Firm Capacity2031 | System | Generator | Build Solar 2037 | Build Solar | Firm Capacity | 1 | 2031-01-01 | 0 | MW
0 | 0 | System | Generator | Build Solar 2037 | Build Solar | Firm Capacity | 1 | 2031-04-01 | 0 | MW
0 | 0 | System | Generator | Build Solar 2037 | Build Solar | Firm Capacity | 1 | 2031-07-01 | 0 | MW
0 | 0 | System | Generator | Build Solar 2037 | Build Solar | Firm Capacity | 1 | 2031-10-01 | 0 | MW
Build Solar 2037_Firm Capacity2032 | Build Solar_Firm Capacity2032 | System | Generator | Build Solar 2037 | Build Solar | Firm Capacity | 1 | 2032-01-01 | 0 | MW
0 | 0 | System | Generator | Build Solar 2037 | Build Solar | Firm Capacity | 1 | 2032-04-01 | 0 | MW
0 | 0 | System | Generator | Build Solar 2037 | Build Solar | Firm Capacity | 1 | 2032-07-01 | 0 | MW
0 | 0 | System | Generator | Build Solar 2037 | Build Solar | Firm Capacity | 1 | 2032-10-01 | 0 | MW
Build Solar 2037_Firm Capacity2033 | Build Solar_Firm Capacity2033 | System | Generator | Build Solar 2037 | Build Solar | Firm Capacity | 1 | 2033-01-01 | 0 | MW
0 | 0 | System | Generator | Build Solar 2037 | Build Solar | Firm Capacity | 1 | 2033-04-01 | 0 | MW
0 | 0 | System | Generator | Build Solar 2037 | Build Solar | Firm Capacity | 1 | 2033-07-01 | 0 | MW
0 | 0 | System | Generator | Build Solar 2037 | Build Solar | Firm Capacity | 1 | 2033-10-01 | 0 | MW
Build Solar 2037_Firm Capacity2034 | Build Solar_Firm Capacity2034 | System | Generator | Build Solar 2037 | Build Solar | Firm Capacity | 1 | 2034-01-01 | 0 | MW
0 | 0 | System | Generator | Build Solar 2037 | Build Solar | Firm Capacity | 1 | 2034-04-01 | 0 | MW
0 | 0 | System | Generator | Build Solar 2037 | Build Solar | Firm Capacity | 1 | 2034-07-01 | 0 | MW
0 | 0 | System | Generator | Build Solar 2037 | Build Solar | Firm Capacity | 1 | 2034-10-01 | 0 | MW
Build Solar 2037_Firm Capacity2035 | Build Solar_Firm Capacity2035 | System | Generator | Build Solar 2037 | Build Solar | Firm Capacity | 1 | 2035-01-01 | 0 | MW
0 | 0 | System | Generator | Build Solar 2037 | Build Solar | Firm Capacity | 1 | 2035-04-01 | 0 | MW
0 | 0 | System | Generator | Build Solar 2037 | Build Solar | Firm Capacity | 1 | 2035-07-01 | 0 | MW
0 | 0 | System | Generator | Build Solar 2037 | Build Solar | Firm Capacity | 1 | 2035-10-01 | 0 | MW
Build Solar 2037_Firm Capacity2036 | Build Solar_Firm Capacity2036 | System | Generator | Build Solar 2037 | Build Solar | Firm Capacity | 1 | 2036-01-01 | 0 | MW
0 | 0 | System | Generator | Build Solar 2037 | Build Solar | Firm Capacity | 1 | 2036-04-01 | 0 | MW
0 | 0 | System | Generator | Build Solar 2037 | Build Solar | Firm Capacity | 1 | 2036-07-01 | 0 | MW
0 | 0 | System | Generator | Build Solar 2037 | Build Solar | Firm Capacity | 1 | 2036-10-01 | 0 | MW
Build Solar 2037_Firm Capacity2037 | Build Solar_Firm Capacity2037 | System | Generator | Build Solar 2037 | Build Solar | Firm Capacity | 1 | 2037-01-01 | 0 | MW
0 | 0 | System | Generator | Build Solar 2037 | Build Solar | Firm Capacity | 1 | 2037-04-01 | 0 | MW
0 | 0 | System | Generator | Build Solar 2037 | Build Solar | Firm Capacity | 1 | 2037-07-01 | 0 | MW
0 | 0 | System | Generator | Build Solar 2037 | Build Solar | Firm Capacity | 1 | 2037-10-01 | 0 | MW
Build Solar 2037_Firm Capacity2038 | Build Solar_Firm Capacity2038 | System | Generator | Build Solar 2037 | Build Solar | Firm Capacity | 1 | 2038-01-01 | 0 | MW
0 | 0 | System | Generator | Build Solar 2037 | Build Solar | Firm Capacity | 1 | 2038-04-01 | 0 | MW
0 | 0 | System | Generator | Build Solar 2037 | Build Solar | Firm Capacity | 1 | 2038-07-01 | 0 | MW
0 | 0 | System | Generator | Build Solar 2037 | Build Solar | Firm Capacity | 1 | 2038-10-01 | 0 | MW
Build Solar 2037_Firm Capacity2039 | Build Solar_Firm Capacity2039 | System | Generator | Build Solar 2037 | Build Solar | Firm Capacity | 1 | 2039-01-01 | 0 | MW
0 | 0 | System | Generator | Build Solar 2037 | Build Solar | Firm Capacity | 1 | 2039-04-01 | 0 | MW
0 | 0 | System | Generator | Build Solar 2037 | Build Solar | Firm Capacity | 1 | 2039-07-01 | 0 | MW
0 | 0 | System | Generator | Build Solar 2037 | Build Solar | Firm Capacity | 1 | 2039-10-01 | 0 | MW
Build Solar 2037_Firm Capacity2040 | Build Solar_Firm Capacity2040 | System | Generator | Build Solar 2037 | Build Solar | Firm Capacity | 1 | 2040-01-01 | 0 | MW
0 | 0 | System | Generator | Build Solar 2037 | Build Solar | Firm Capacity | 1 | 2040-04-01 | 0 | MW
0 | 0 | System | Generator | Build Solar 2037 | Build Solar | Firm Capacity | 1 | 2040-07-01 | 0 | MW
0 | 0 | System | Generator | Build Solar 2037 | Build Solar | Firm Capacity | 1 | 2040-10-01 | 0 | MW
Build Solar 2037_Firm Capacity2041 | Build Solar_Firm Capacity2041 | System | Generator | Build Solar 2037 | Build Solar | Firm Capacity | 1 | 2041-01-01 | 0 | MW
0 | 0 | System | Generator | Build Solar 2037 | Build Solar | Firm Capacity | 1 | 2041-04-01 | 0 | MW
0 | 0 | System | Generator | Build Solar 2037 | Build Solar | Firm Capacity | 1 | 2041-07-01 | 0 | MW
0 | 0 | System | Generator | Build Solar 2037 | Build Solar | Firm Capacity | 1 | 2041-10-01 | 0 | MW
Build Solar 2037_Firm Capacity2042 | Build Solar_Firm Capacity2042 | System | Generator | Build Solar 2037 | Build Solar | Firm Capacity | 1 | 2042-01-01 | 0 | MW
0 | 0 | System | Generator | Build Solar 2037 | Build Solar | Firm Capacity | 1 | 2042-04-01 | 0 | MW
0 | 0 | System | Generator | Build Solar 2037 | Build Solar | Firm Capacity | 1 | 2042-07-01 | 0 | MW
0 | 0 | System | Generator | Build Solar 2037 | Build Solar | Firm Capacity | 1 | 2042-10-01 | 0 | MW
Build Solar 2037_Firm Capacity2043 | Build Solar_Firm Capacity2043 | System | Generator | Build Solar 2037 | Build Solar | Firm Capacity | 1 | 2043-01-01 | 0 | MW
0 | 0 | System | Generator | Build Solar 2037 | Build Solar | Firm Capacity | 1 | 2043-04-01 | 0 | MW
0 | 0 | System | Generator | Build Solar 2037 | Build Solar | Firm Capacity | 1 | 2043-07-01 | 0 | MW
0 | 0 | System | Generator | Build Solar 2037 | Build Solar | Firm Capacity | 1 | 2043-10-01 | 0 | MW
Build Solar 2038_Firm Capacity2024 | Build Solar_Firm Capacity2024 | System | Generator | Build Solar 2038 | Build Solar | Firm Capacity | 1 | 2024-01-01 | 0 | MW
0 | 0 | System | Generator | Build Solar 2038 | Build Solar | Firm Capacity | 1 | 2024-04-01 | 0 | MW
0 | 0 | System | Generator | Build Solar 2038 | Build Solar | Firm Capacity | 1 | 2024-07-01 | 0 | MW
0 | 0 | System | Generator | Build Solar 2038 | Build Solar | Firm Capacity | 1 | 2024-10-01 | 0 | MW
Build Solar 2038_Firm Capacity2025 | Build Solar_Firm Capacity2025 | System | Generator | Build Solar 2038 | Build Solar | Firm Capacity | 1 | 2025-01-01 | 0 | MW
0 | 0 | System | Generator | Build Solar 2038 | Build Solar | Firm Capacity | 1 | 2025-04-01 | 0 | MW
0 | 0 | System | Generator | Build Solar 2038 | Build Solar | Firm Capacity | 1 | 2025-07-01 | 0 | MW
0 | 0 | System | Generator | Build Solar 2038 | Build Solar | Firm Capacity | 1 | 2025-10-01 | 0 | MW
Build Solar 2038_Firm Capacity2026 | Build Solar_Firm Capacity2026 | System | Generator | Build Solar 2038 | Build Solar | Firm Capacity | 1 | 2026-01-01 | 0 | MW
0 | 0 | System | Generator | Build Solar 2038 | Build Solar | Firm Capacity | 1 | 2026-04-01 | 0 | MW
0 | 0 | System | Generator | Build Solar 2038 | Build Solar | Firm Capacity | 1 | 2026-07-01 | 0 | MW
0 | 0 | System | Generator | Build Solar 2038 | Build Solar | Firm Capacity | 1 | 2026-10-01 | 0 | MW
Build Solar 2038_Firm Capacity2027 | Build Solar_Firm Capacity2027 | System | Generator | Build Solar 2038 | Build Solar | Firm Capacity | 1 | 2027-01-01 | 0 | MW
0 | 0 | System | Generator | Build Solar 2038 | Build Solar | Firm Capacity | 1 | 2027-04-01 | 0 | MW
0 | 0 | System | Generator | Build Solar 2038 | Build Solar | Firm Capacity | 1 | 2027-07-01 | 0 | MW
0 | 0 | System | Generator | Build Solar 2038 | Build Solar | Firm Capacity | 1 | 2027-10-01 | 0 | MW
Build Solar 2038_Firm Capacity2028 | Build Solar_Firm Capacity2028 | System | Generator | Build Solar 2038 | Build Solar | Firm Capacity | 1 | 2028-01-01 | 0 | MW
0 | 0 | System | Generator | Build Solar 2038 | Build Solar | Firm Capacity | 1 | 2028-04-01 | 0 | MW
0 | 0 | System | Generator | Build Solar 2038 | Build Solar | Firm Capacity | 1 | 2028-07-01 | 0 | MW
0 | 0 | System | Generator | Build Solar 2038 | Build Solar | Firm Capacity | 1 | 2028-10-01 | 0 | MW
Build Solar 2038_Firm Capacity2029 | Build Solar_Firm Capacity2029 | System | Generator | Build Solar 2038 | Build Solar | Firm Capacity | 1 | 2029-01-01 | 0 | MW
0 | 0 | System | Generator | Build Solar 2038 | Build Solar | Firm Capacity | 1 | 2029-04-01 | 0 | MW
0 | 0 | System | Generator | Build Solar 2038 | Build Solar | Firm Capacity | 1 | 2029-07-01 | 0 | MW
0 | 0 | System | Generator | Build Solar 2038 | Build Solar | Firm Capacity | 1 | 2029-10-01 | 0 | MW
Build Solar 2038_Firm Capacity2030 | Build Solar_Firm Capacity2030 | System | Generator | Build Solar 2038 | Build Solar | Firm Capacity | 1 | 2030-01-01 | 0 | MW
0 | 0 | System | Generator | Build Solar 2038 | Build Solar | Firm Capacity | 1 | 2030-04-01 | 0 | MW
0 | 0 | System | Generator | Build Solar 2038 | Build Solar | Firm Capacity | 1 | 2030-07-01 | 0 | MW
0 | 0 | System | Generator | Build Solar 2038 | Build Solar | Firm Capacity | 1 | 2030-10-01 | 0 | MW
Build Solar 2038_Firm Capacity2031 | Build Solar_Firm Capacity2031 | System | Generator | Build Solar 2038 | Build Solar | Firm Capacity | 1 | 2031-01-01 | 0 | MW
0 | 0 | System | Generator | Build Solar 2038 | Build Solar | Firm Capacity | 1 | 2031-04-01 | 0 | MW
0 | 0 | System | Generator | Build Solar 2038 | Build Solar | Firm Capacity | 1 | 2031-07-01 | 0 | MW
0 | 0 | System | Generator | Build Solar 2038 | Build Solar | Firm Capacity | 1 | 2031-10-01 | 0 | MW
Build Solar 2038_Firm Capacity2032 | Build Solar_Firm Capacity2032 | System | Generator | Build Solar 2038 | Build Solar | Firm Capacity | 1 | 2032-01-01 | 0 | MW
0 | 0 | System | Generator | Build Solar 2038 | Build Solar | Firm Capacity | 1 | 2032-04-01 | 0 | MW
0 | 0 | System | Generator | Build Solar 2038 | Build Solar | Firm Capacity | 1 | 2032-07-01 | 0 | MW
0 | 0 | System | Generator | Build Solar 2038 | Build Solar | Firm Capacity | 1 | 2032-10-01 | 0 | MW
Build Solar 2038_Firm Capacity2033 | Build Solar_Firm Capacity2033 | System | Generator | Build Solar 2038 | Build Solar | Firm Capacity | 1 | 2033-01-01 | 0 | MW
0 | 0 | System | Generator | Build Solar 2038 | Build Solar | Firm Capacity | 1 | 2033-04-01 | 0 | MW
0 | 0 | System | Generator | Build Solar 2038 | Build Solar | Firm Capacity | 1 | 2033-07-01 | 0 | MW
0 | 0 | System | Generator | Build Solar 2038 | Build Solar | Firm Capacity | 1 | 2033-10-01 | 0 | MW
Build Solar 2038_Firm Capacity2034 | Build Solar_Firm Capacity2034 | System | Generator | Build Solar 2038 | Build Solar | Firm Capacity | 1 | 2034-01-01 | 0 | MW
0 | 0 | System | Generator | Build Solar 2038 | Build Solar | Firm Capacity | 1 | 2034-04-01 | 0 | MW
0 | 0 | System | Generator | Build Solar 2038 | Build Solar | Firm Capacity | 1 | 2034-07-01 | 0 | MW
0 | 0 | System | Generator | Build Solar 2038 | Build Solar | Firm Capacity | 1 | 2034-10-01 | 0 | MW
Build Solar 2038_Firm Capacity2035 | Build Solar_Firm Capacity2035 | System | Generator | Build Solar 2038 | Build Solar | Firm Capacity | 1 | 2035-01-01 | 0 | MW
0 | 0 | System | Generator | Build Solar 2038 | Build Solar | Firm Capacity | 1 | 2035-04-01 | 0 | MW
0 | 0 | System | Generator | Build Solar 2038 | Build Solar | Firm Capacity | 1 | 2035-07-01 | 0 | MW
0 | 0 | System | Generator | Build Solar 2038 | Build Solar | Firm Capacity | 1 | 2035-10-01 | 0 | MW
Build Solar 2038_Firm Capacity2036 | Build Solar_Firm Capacity2036 | System | Generator | Build Solar 2038 | Build Solar | Firm Capacity | 1 | 2036-01-01 | 0 | MW
0 | 0 | System | Generator | Build Solar 2038 | Build Solar | Firm Capacity | 1 | 2036-04-01 | 0 | MW
0 | 0 | System | Generator | Build Solar 2038 | Build Solar | Firm Capacity | 1 | 2036-07-01 | 0 | MW
0 | 0 | System | Generator | Build Solar 2038 | Build Solar | Firm Capacity | 1 | 2036-10-01 | 0 | MW
Build Solar 2038_Firm Capacity2037 | Build Solar_Firm Capacity2037 | System | Generator | Build Solar 2038 | Build Solar | Firm Capacity | 1 | 2037-01-01 | 0 | MW
0 | 0 | System | Generator | Build Solar 2038 | Build Solar | Firm Capacity | 1 | 2037-04-01 | 0 | MW
0 | 0 | System | Generator | Build Solar 2038 | Build Solar | Firm Capacity | 1 | 2037-07-01 | 0 | MW
0 | 0 | System | Generator | Build Solar 2038 | Build Solar | Firm Capacity | 1 | 2037-10-01 | 0 | MW
Build Solar 2038_Firm Capacity2038 | Build Solar_Firm Capacity2038 | System | Generator | Build Solar 2038 | Build Solar | Firm Capacity | 1 | 2038-01-01 | 0 | MW
0 | 0 | System | Generator | Build Solar 2038 | Build Solar | Firm Capacity | 1 | 2038-04-01 | 0 | MW
0 | 0 | System | Generator | Build Solar 2038 | Build Solar | Firm Capacity | 1 | 2038-07-01 | 0 | MW
0 | 0 | System | Generator | Build Solar 2038 | Build Solar | Firm Capacity | 1 | 2038-10-01 | 0 | MW
Build Solar 2038_Firm Capacity2039 | Build Solar_Firm Capacity2039 | System | Generator | Build Solar 2038 | Build Solar | Firm Capacity | 1 | 2039-01-01 | 0 | MW
0 | 0 | System | Generator | Build Solar 2038 | Build Solar | Firm Capacity | 1 | 2039-04-01 | 0 | MW
0 | 0 | System | Generator | Build Solar 2038 | Build Solar | Firm Capacity | 1 | 2039-07-01 | 0 | MW
0 | 0 | System | Generator | Build Solar 2038 | Build Solar | Firm Capacity | 1 | 2039-10-01 | 0 | MW
Build Solar 2038_Firm Capacity2040 | Build Solar_Firm Capacity2040 | System | Generator | Build Solar 2038 | Build Solar | Firm Capacity | 1 | 2040-01-01 | 0 | MW
0 | 0 | System | Generator | Build Solar 2038 | Build Solar | Firm Capacity | 1 | 2040-04-01 | 0 | MW
0 | 0 | System | Generator | Build Solar 2038 | Build Solar | Firm Capacity | 1 | 2040-07-01 | 0 | MW
0 | 0 | System | Generator | Build Solar 2038 | Build Solar | Firm Capacity | 1 | 2040-10-01 | 0 | MW
Build Solar 2038_Firm Capacity2041 | Build Solar_Firm Capacity2041 | System | Generator | Build Solar 2038 | Build Solar | Firm Capacity | 1 | 2041-01-01 | 0 | MW
0 | 0 | System | Generator | Build Solar 2038 | Build Solar | Firm Capacity | 1 | 2041-04-01 | 0 | MW
0 | 0 | System | Generator | Build Solar 2038 | Build Solar | Firm Capacity | 1 | 2041-07-01 | 0 | MW
0 | 0 | System | Generator | Build Solar 2038 | Build Solar | Firm Capacity | 1 | 2041-10-01 | 0 | MW
Build Solar 2038_Firm Capacity2042 | Build Solar_Firm Capacity2042 | System | Generator | Build Solar 2038 | Build Solar | Firm Capacity | 1 | 2042-01-01 | 0 | MW
0 | 0 | System | Generator | Build Solar 2038 | Build Solar | Firm Capacity | 1 | 2042-04-01 | 0 | MW
0 | 0 | System | Generator | Build Solar 2038 | Build Solar | Firm Capacity | 1 | 2042-07-01 | 0 | MW
0 | 0 | System | Generator | Build Solar 2038 | Build Solar | Firm Capacity | 1 | 2042-10-01 | 0 | MW
Build Solar 2038_Firm Capacity2043 | Build Solar_Firm Capacity2043 | System | Generator | Build Solar 2038 | Build Solar | Firm Capacity | 1 | 2043-01-01 | 0 | MW
0 | 0 | System | Generator | Build Solar 2038 | Build Solar | Firm Capacity | 1 | 2043-04-01 | 0 | MW
0 | 0 | System | Generator | Build Solar 2038 | Build Solar | Firm Capacity | 1 | 2043-07-01 | 0 | MW
0 | 0 | System | Generator | Build Solar 2038 | Build Solar | Firm Capacity | 1 | 2043-10-01 | 0 | MW
Build Solar 2039_Firm Capacity2024 | Build Solar_Firm Capacity2024 | System | Generator | Build Solar 2039 | Build Solar | Firm Capacity | 1 | 2024-01-01 | 0 | MW
0 | 0 | System | Generator | Build Solar 2039 | Build Solar | Firm Capacity | 1 | 2024-04-01 | 0 | MW
0 | 0 | System | Generator | Build Solar 2039 | Build Solar | Firm Capacity | 1 | 2024-07-01 | 0 | MW
0 | 0 | System | Generator | Build Solar 2039 | Build Solar | Firm Capacity | 1 | 2024-10-01 | 0 | MW
Build Solar 2039_Firm Capacity2025 | Build Solar_Firm Capacity2025 | System | Generator | Build Solar 2039 | Build Solar | Firm Capacity | 1 | 2025-01-01 | 0 | MW
0 | 0 | System | Generator | Build Solar 2039 | Build Solar | Firm Capacity | 1 | 2025-04-01 | 0 | MW
0 | 0 | System | Generator | Build Solar 2039 | Build Solar | Firm Capacity | 1 | 2025-07-01 | 0 | MW
0 | 0 | System | Generator | Build Solar 2039 | Build Solar | Firm Capacity | 1 | 2025-10-01 | 0 | MW
Build Solar 2039_Firm Capacity2026 | Build Solar_Firm Capacity2026 | System | Generator | Build Solar 2039 | Build Solar | Firm Capacity | 1 | 2026-01-01 | 0 | MW
0 | 0 | System | Generator | Build Solar 2039 | Build Solar | Firm Capacity | 1 | 2026-04-01 | 0 | MW
0 | 0 | System | Generator | Build Solar 2039 | Build Solar | Firm Capacity | 1 | 2026-07-01 | 0 | MW
0 | 0 | System | Generator | Build Solar 2039 | Build Solar | Firm Capacity | 1 | 2026-10-01 | 0 | MW
Build Solar 2039_Firm Capacity2027 | Build Solar_Firm Capacity2027 | System | Generator | Build Solar 2039 | Build Solar | Firm Capacity | 1 | 2027-01-01 | 0 | MW
0 | 0 | System | Generator | Build Solar 2039 | Build Solar | Firm Capacity | 1 | 2027-04-01 | 0 | MW
0 | 0 | System | Generator | Build Solar 2039 | Build Solar | Firm Capacity | 1 | 2027-07-01 | 0 | MW
0 | 0 | System | Generator | Build Solar 2039 | Build Solar | Firm Capacity | 1 | 2027-10-01 | 0 | MW
Build Solar 2039_Firm Capacity2028 | Build Solar_Firm Capacity2028 | System | Generator | Build Solar 2039 | Build Solar | Firm Capacity | 1 | 2028-01-01 | 0 | MW
0 | 0 | System | Generator | Build Solar 2039 | Build Solar | Firm Capacity | 1 | 2028-04-01 | 0 | MW
0 | 0 | System | Generator | Build Solar 2039 | Build Solar | Firm Capacity | 1 | 2028-07-01 | 0 | MW
0 | 0 | System | Generator | Build Solar 2039 | Build Solar | Firm Capacity | 1 | 2028-10-01 | 0 | MW
Build Solar 2039_Firm Capacity2029 | Build Solar_Firm Capacity2029 | System | Generator | Build Solar 2039 | Build Solar | Firm Capacity | 1 | 2029-01-01 | 0 | MW
0 | 0 | System | Generator | Build Solar 2039 | Build Solar | Firm Capacity | 1 | 2029-04-01 | 0 | MW
0 | 0 | System | Generator | Build Solar 2039 | Build Solar | Firm Capacity | 1 | 2029-07-01 | 0 | MW
0 | 0 | System | Generator | Build Solar 2039 | Build Solar | Firm Capacity | 1 | 2029-10-01 | 0 | MW
Build Solar 2039_Firm Capacity2030 | Build Solar_Firm Capacity2030 | System | Generator | Build Solar 2039 | Build Solar | Firm Capacity | 1 | 2030-01-01 | 0 | MW
0 | 0 | System | Generator | Build Solar 2039 | Build Solar | Firm Capacity | 1 | 2030-04-01 | 0 | MW
0 | 0 | System | Generator | Build Solar 2039 | Build Solar | Firm Capacity | 1 | 2030-07-01 | 0 | MW
0 | 0 | System | Generator | Build Solar 2039 | Build Solar | Firm Capacity | 1 | 2030-10-01 | 0 | MW
Build Solar 2039_Firm Capacity2031 | Build Solar_Firm Capacity2031 | System | Generator | Build Solar 2039 | Build Solar | Firm Capacity | 1 | 2031-01-01 | 0 | MW
0 | 0 | System | Generator | Build Solar 2039 | Build Solar | Firm Capacity | 1 | 2031-04-01 | 0 | MW
0 | 0 | System | Generator | Build Solar 2039 | Build Solar | Firm Capacity | 1 | 2031-07-01 | 0 | MW
0 | 0 | System | Generator | Build Solar 2039 | Build Solar | Firm Capacity | 1 | 2031-10-01 | 0 | MW
Build Solar 2039_Firm Capacity2032 | Build Solar_Firm Capacity2032 | System | Generator | Build Solar 2039 | Build Solar | Firm Capacity | 1 | 2032-01-01 | 0 | MW
0 | 0 | System | Generator | Build Solar 2039 | Build Solar | Firm Capacity | 1 | 2032-04-01 | 0 | MW
0 | 0 | System | Generator | Build Solar 2039 | Build Solar | Firm Capacity | 1 | 2032-07-01 | 0 | MW
0 | 0 | System | Generator | Build Solar 2039 | Build Solar | Firm Capacity | 1 | 2032-10-01 | 0 | MW
Build Solar 2039_Firm Capacity2033 | Build Solar_Firm Capacity2033 | System | Generator | Build Solar 2039 | Build Solar | Firm Capacity | 1 | 2033-01-01 | 0 | MW
0 | 0 | System | Generator | Build Solar 2039 | Build Solar | Firm Capacity | 1 | 2033-04-01 | 0 | MW
0 | 0 | System | Generator | Build Solar 2039 | Build Solar | Firm Capacity | 1 | 2033-07-01 | 0 | MW
0 | 0 | System | Generator | Build Solar 2039 | Build Solar | Firm Capacity | 1 | 2033-10-01 | 0 | MW
Build Solar 2039_Firm Capacity2034 | Build Solar_Firm Capacity2034 | System | Generator | Build Solar 2039 | Build Solar | Firm Capacity | 1 | 2034-01-01 | 0 | MW
0 | 0 | System | Generator | Build Solar 2039 | Build Solar | Firm Capacity | 1 | 2034-04-01 | 0 | MW
0 | 0 | System | Generator | Build Solar 2039 | Build Solar | Firm Capacity | 1 | 2034-07-01 | 0 | MW
0 | 0 | System | Generator | Build Solar 2039 | Build Solar | Firm Capacity | 1 | 2034-10-01 | 0 | MW
Build Solar 2039_Firm Capacity2035 | Build Solar_Firm Capacity2035 | System | Generator | Build Solar 2039 | Build Solar | Firm Capacity | 1 | 2035-01-01 | 0 | MW
0 | 0 | System | Generator | Build Solar 2039 | Build Solar | Firm Capacity | 1 | 2035-04-01 | 0 | MW
0 | 0 | System | Generator | Build Solar 2039 | Build Solar | Firm Capacity | 1 | 2035-07-01 | 0 | MW
0 | 0 | System | Generator | Build Solar 2039 | Build Solar | Firm Capacity | 1 | 2035-10-01 | 0 | MW
Build Solar 2039_Firm Capacity2036 | Build Solar_Firm Capacity2036 | System | Generator | Build Solar 2039 | Build Solar | Firm Capacity | 1 | 2036-01-01 | 0 | MW
0 | 0 | System | Generator | Build Solar 2039 | Build Solar | Firm Capacity | 1 | 2036-04-01 | 0 | MW
0 | 0 | System | Generator | Build Solar 2039 | Build Solar | Firm Capacity | 1 | 2036-07-01 | 0 | MW
0 | 0 | System | Generator | Build Solar 2039 | Build Solar | Firm Capacity | 1 | 2036-10-01 | 0 | MW
Build Solar 2039_Firm Capacity2037 | Build Solar_Firm Capacity2037 | System | Generator | Build Solar 2039 | Build Solar | Firm Capacity | 1 | 2037-01-01 | 0 | MW
0 | 0 | System | Generator | Build Solar 2039 | Build Solar | Firm Capacity | 1 | 2037-04-01 | 0 | MW
0 | 0 | System | Generator | Build Solar 2039 | Build Solar | Firm Capacity | 1 | 2037-07-01 | 0 | MW
0 | 0 | System | Generator | Build Solar 2039 | Build Solar | Firm Capacity | 1 | 2037-10-01 | 0 | MW
Build Solar 2039_Firm Capacity2038 | Build Solar_Firm Capacity2038 | System | Generator | Build Solar 2039 | Build Solar | Firm Capacity | 1 | 2038-01-01 | 0 | MW
0 | 0 | System | Generator | Build Solar 2039 | Build Solar | Firm Capacity | 1 | 2038-04-01 | 0 | MW
0 | 0 | System | Generator | Build Solar 2039 | Build Solar | Firm Capacity | 1 | 2038-07-01 | 0 | MW
0 | 0 | System | Generator | Build Solar 2039 | Build Solar | Firm Capacity | 1 | 2038-10-01 | 0 | MW
Build Solar 2039_Firm Capacity2039 | Build Solar_Firm Capacity2039 | System | Generator | Build Solar 2039 | Build Solar | Firm Capacity | 1 | 2039-01-01 | 0 | MW
0 | 0 | System | Generator | Build Solar 2039 | Build Solar | Firm Capacity | 1 | 2039-04-01 | 0 | MW
0 | 0 | System | Generator | Build Solar 2039 | Build Solar | Firm Capacity | 1 | 2039-07-01 | 0 | MW
0 | 0 | System | Generator | Build Solar 2039 | Build Solar | Firm Capacity | 1 | 2039-10-01 | 0 | MW
Build Solar 2039_Firm Capacity2040 | Build Solar_Firm Capacity2040 | System | Generator | Build Solar 2039 | Build Solar | Firm Capacity | 1 | 2040-01-01 | 0 | MW
0 | 0 | System | Generator | Build Solar 2039 | Build Solar | Firm Capacity | 1 | 2040-04-01 | 0 | MW
0 | 0 | System | Generator | Build Solar 2039 | Build Solar | Firm Capacity | 1 | 2040-07-01 | 0 | MW
0 | 0 | System | Generator | Build Solar 2039 | Build Solar | Firm Capacity | 1 | 2040-10-01 | 0 | MW
Build Solar 2039_Firm Capacity2041 | Build Solar_Firm Capacity2041 | System | Generator | Build Solar 2039 | Build Solar | Firm Capacity | 1 | 2041-01-01 | 0 | MW
0 | 0 | System | Generator | Build Solar 2039 | Build Solar | Firm Capacity | 1 | 2041-04-01 | 0 | MW
0 | 0 | System | Generator | Build Solar 2039 | Build Solar | Firm Capacity | 1 | 2041-07-01 | 0 | MW
0 | 0 | System | Generator | Build Solar 2039 | Build Solar | Firm Capacity | 1 | 2041-10-01 | 0 | MW
Build Solar 2039_Firm Capacity2042 | Build Solar_Firm Capacity2042 | System | Generator | Build Solar 2039 | Build Solar | Firm Capacity | 1 | 2042-01-01 | 0 | MW
0 | 0 | System | Generator | Build Solar 2039 | Build Solar | Firm Capacity | 1 | 2042-04-01 | 0 | MW
0 | 0 | System | Generator | Build Solar 2039 | Build Solar | Firm Capacity | 1 | 2042-07-01 | 0 | MW
0 | 0 | System | Generator | Build Solar 2039 | Build Solar | Firm Capacity | 1 | 2042-10-01 | 0 | MW
Build Solar 2039_Firm Capacity2043 | Build Solar_Firm Capacity2043 | System | Generator | Build Solar 2039 | Build Solar | Firm Capacity | 1 | 2043-01-01 | 0 | MW
0 | 0 | System | Generator | Build Solar 2039 | Build Solar | Firm Capacity | 1 | 2043-04-01 | 0 | MW
0 | 0 | System | Generator | Build Solar 2039 | Build Solar | Firm Capacity | 1 | 2043-07-01 | 0 | MW
0 | 0 | System | Generator | Build Solar 2039 | Build Solar | Firm Capacity | 1 | 2043-10-01 | 0 | MW
Build Solar 2040_Firm Capacity2024 | Build Solar_Firm Capacity2024 | System | Generator | Build Solar 2040 | Build Solar | Firm Capacity | 1 | 2024-01-01 | 0 | MW
0 | 0 | System | Generator | Build Solar 2040 | Build Solar | Firm Capacity | 1 | 2024-04-01 | 0 | MW
0 | 0 | System | Generator | Build Solar 2040 | Build Solar | Firm Capacity | 1 | 2024-07-01 | 0 | MW
0 | 0 | System | Generator | Build Solar 2040 | Build Solar | Firm Capacity | 1 | 2024-10-01 | 0 | MW
Build Solar 2040_Firm Capacity2025 | Build Solar_Firm Capacity2025 | System | Generator | Build Solar 2040 | Build Solar | Firm Capacity | 1 | 2025-01-01 | 0 | MW
0 | 0 | System | Generator | Build Solar 2040 | Build Solar | Firm Capacity | 1 | 2025-04-01 | 0 | MW
0 | 0 | System | Generator | Build Solar 2040 | Build Solar | Firm Capacity | 1 | 2025-07-01 | 0 | MW
0 | 0 | System | Generator | Build Solar 2040 | Build Solar | Firm Capacity | 1 | 2025-10-01 | 0 | MW
Build Solar 2040_Firm Capacity2026 | Build Solar_Firm Capacity2026 | System | Generator | Build Solar 2040 | Build Solar | Firm Capacity | 1 | 2026-01-01 | 0 | MW
0 | 0 | System | Generator | Build Solar 2040 | Build Solar | Firm Capacity | 1 | 2026-04-01 | 0 | MW
0 | 0 | System | Generator | Build Solar 2040 | Build Solar | Firm Capacity | 1 | 2026-07-01 | 0 | MW
0 | 0 | System | Generator | Build Solar 2040 | Build Solar | Firm Capacity | 1 | 2026-10-01 | 0 | MW
Build Solar 2040_Firm Capacity2027 | Build Solar_Firm Capacity2027 | System | Generator | Build Solar 2040 | Build Solar | Firm Capacity | 1 | 2027-01-01 | 0 | MW
0 | 0 | System | Generator | Build Solar 2040 | Build Solar | Firm Capacity | 1 | 2027-04-01 | 0 | MW
0 | 0 | System | Generator | Build Solar 2040 | Build Solar | Firm Capacity | 1 | 2027-07-01 | 0 | MW
0 | 0 | System | Generator | Build Solar 2040 | Build Solar | Firm Capacity | 1 | 2027-10-01 | 0 | MW
Build Solar 2040_Firm Capacity2028 | Build Solar_Firm Capacity2028 | System | Generator | Build Solar 2040 | Build Solar | Firm Capacity | 1 | 2028-01-01 | 0 | MW
0 | 0 | System | Generator | Build Solar 2040 | Build Solar | Firm Capacity | 1 | 2028-04-01 | 0 | MW
0 | 0 | System | Generator | Build Solar 2040 | Build Solar | Firm Capacity | 1 | 2028-07-01 | 0 | MW
0 | 0 | System | Generator | Build Solar 2040 | Build Solar | Firm Capacity | 1 | 2028-10-01 | 0 | MW
Build Solar 2040_Firm Capacity2029 | Build Solar_Firm Capacity2029 | System | Generator | Build Solar 2040 | Build Solar | Firm Capacity | 1 | 2029-01-01 | 0 | MW
0 | 0 | System | Generator | Build Solar 2040 | Build Solar | Firm Capacity | 1 | 2029-04-01 | 0 | MW
0 | 0 | System | Generator | Build Solar 2040 | Build Solar | Firm Capacity | 1 | 2029-07-01 | 0 | MW
0 | 0 | System | Generator | Build Solar 2040 | Build Solar | Firm Capacity | 1 | 2029-10-01 | 0 | MW
Build Solar 2040_Firm Capacity2030 | Build Solar_Firm Capacity2030 | System | Generator | Build Solar 2040 | Build Solar | Firm Capacity | 1 | 2030-01-01 | 0 | MW
0 | 0 | System | Generator | Build Solar 2040 | Build Solar | Firm Capacity | 1 | 2030-04-01 | 0 | MW
0 | 0 | System | Generator | Build Solar 2040 | Build Solar | Firm Capacity | 1 | 2030-07-01 | 0 | MW
0 | 0 | System | Generator | Build Solar 2040 | Build Solar | Firm Capacity | 1 | 2030-10-01 | 0 | MW
Build Solar 2040_Firm Capacity2031 | Build Solar_Firm Capacity2031 | System | Generator | Build Solar 2040 | Build Solar | Firm Capacity | 1 | 2031-01-01 | 0 | MW
0 | 0 | System | Generator | Build Solar 2040 | Build Solar | Firm Capacity | 1 | 2031-04-01 | 0 | MW
0 | 0 | System | Generator | Build Solar 2040 | Build Solar | Firm Capacity | 1 | 2031-07-01 | 0 | MW
0 | 0 | System | Generator | Build Solar 2040 | Build Solar | Firm Capacity | 1 | 2031-10-01 | 0 | MW
Build Solar 2040_Firm Capacity2032 | Build Solar_Firm Capacity2032 | System | Generator | Build Solar 2040 | Build Solar | Firm Capacity | 1 | 2032-01-01 | 0 | MW
0 | 0 | System | Generator | Build Solar 2040 | Build Solar | Firm Capacity | 1 | 2032-04-01 | 0 | MW
0 | 0 | System | Generator | Build Solar 2040 | Build Solar | Firm Capacity | 1 | 2032-07-01 | 0 | MW
0 | 0 | System | Generator | Build Solar 2040 | Build Solar | Firm Capacity | 1 | 2032-10-01 | 0 | MW
Build Solar 2040_Firm Capacity2033 | Build Solar_Firm Capacity2033 | System | Generator | Build Solar 2040 | Build Solar | Firm Capacity | 1 | 2033-01-01 | 0 | MW
0 | 0 | System | Generator | Build Solar 2040 | Build Solar | Firm Capacity | 1 | 2033-04-01 | 0 | MW
0 | 0 | System | Generator | Build Solar 2040 | Build Solar | Firm Capacity | 1 | 2033-07-01 | 0 | MW
0 | 0 | System | Generator | Build Solar 2040 | Build Solar | Firm Capacity | 1 | 2033-10-01 | 0 | MW
Build Solar 2040_Firm Capacity2034 | Build Solar_Firm Capacity2034 | System | Generator | Build Solar 2040 | Build Solar | Firm Capacity | 1 | 2034-01-01 | 0 | MW
0 | 0 | System | Generator | Build Solar 2040 | Build Solar | Firm Capacity | 1 | 2034-04-01 | 0 | MW
0 | 0 | System | Generator | Build Solar 2040 | Build Solar | Firm Capacity | 1 | 2034-07-01 | 0 | MW
0 | 0 | System | Generator | Build Solar 2040 | Build Solar | Firm Capacity | 1 | 2034-10-01 | 0 | MW
Build Solar 2040_Firm Capacity2035 | Build Solar_Firm Capacity2035 | System | Generator | Build Solar 2040 | Build Solar | Firm Capacity | 1 | 2035-01-01 | 0 | MW
0 | 0 | System | Generator | Build Solar 2040 | Build Solar | Firm Capacity | 1 | 2035-04-01 | 0 | MW
0 | 0 | System | Generator | Build Solar 2040 | Build Solar | Firm Capacity | 1 | 2035-07-01 | 0 | MW
0 | 0 | System | Generator | Build Solar 2040 | Build Solar | Firm Capacity | 1 | 2035-10-01 | 0 | MW
Build Solar 2040_Firm Capacity2036 | Build Solar_Firm Capacity2036 | System | Generator | Build Solar 2040 | Build Solar | Firm Capacity | 1 | 2036-01-01 | 0 | MW
0 | 0 | System | Generator | Build Solar 2040 | Build Solar | Firm Capacity | 1 | 2036-04-01 | 0 | MW
0 | 0 | System | Generator | Build Solar 2040 | Build Solar | Firm Capacity | 1 | 2036-07-01 | 0 | MW
0 | 0 | System | Generator | Build Solar 2040 | Build Solar | Firm Capacity | 1 | 2036-10-01 | 0 | MW
Build Solar 2040_Firm Capacity2037 | Build Solar_Firm Capacity2037 | System | Generator | Build Solar 2040 | Build Solar | Firm Capacity | 1 | 2037-01-01 | 0 | MW
0 | 0 | System | Generator | Build Solar 2040 | Build Solar | Firm Capacity | 1 | 2037-04-01 | 0 | MW
0 | 0 | System | Generator | Build Solar 2040 | Build Solar | Firm Capacity | 1 | 2037-07-01 | 0 | MW
0 | 0 | System | Generator | Build Solar 2040 | Build Solar | Firm Capacity | 1 | 2037-10-01 | 0 | MW
Build Solar 2040_Firm Capacity2038 | Build Solar_Firm Capacity2038 | System | Generator | Build Solar 2040 | Build Solar | Firm Capacity | 1 | 2038-01-01 | 0 | MW
0 | 0 | System | Generator | Build Solar 2040 | Build Solar | Firm Capacity | 1 | 2038-04-01 | 0 | MW
0 | 0 | System | Generator | Build Solar 2040 | Build Solar | Firm Capacity | 1 | 2038-07-01 | 0 | MW
0 | 0 | System | Generator | Build Solar 2040 | Build Solar | Firm Capacity | 1 | 2038-10-01 | 0 | MW
Build Solar 2040_Firm Capacity2039 | Build Solar_Firm Capacity2039 | System | Generator | Build Solar 2040 | Build Solar | Firm Capacity | 1 | 2039-01-01 | 0 | MW
0 | 0 | System | Generator | Build Solar 2040 | Build Solar | Firm Capacity | 1 | 2039-04-01 | 0 | MW
0 | 0 | System | Generator | Build Solar 2040 | Build Solar | Firm Capacity | 1 | 2039-07-01 | 0 | MW
0 | 0 | System | Generator | Build Solar 2040 | Build Solar | Firm Capacity | 1 | 2039-10-01 | 0 | MW
Build Solar 2040_Firm Capacity2040 | Build Solar_Firm Capacity2040 | System | Generator | Build Solar 2040 | Build Solar | Firm Capacity | 1 | 2040-01-01 | 0 | MW
0 | 0 | System | Generator | Build Solar 2040 | Build Solar | Firm Capacity | 1 | 2040-04-01 | 0 | MW
0 | 0 | System | Generator | Build Solar 2040 | Build Solar | Firm Capacity | 1 | 2040-07-01 | 0 | MW
0 | 0 | System | Generator | Build Solar 2040 | Build Solar | Firm Capacity | 1 | 2040-10-01 | 0 | MW
Build Solar 2040_Firm Capacity2041 | Build Solar_Firm Capacity2041 | System | Generator | Build Solar 2040 | Build Solar | Firm Capacity | 1 | 2041-01-01 | 0 | MW
0 | 0 | System | Generator | Build Solar 2040 | Build Solar | Firm Capacity | 1 | 2041-04-01 | 0 | MW
0 | 0 | System | Generator | Build Solar 2040 | Build Solar | Firm Capacity | 1 | 2041-07-01 | 0 | MW
0 | 0 | System | Generator | Build Solar 2040 | Build Solar | Firm Capacity | 1 | 2041-10-01 | 0 | MW
Build Solar 2040_Firm Capacity2042 | Build Solar_Firm Capacity2042 | System | Generator | Build Solar 2040 | Build Solar | Firm Capacity | 1 | 2042-01-01 | 0 | MW
0 | 0 | System | Generator | Build Solar 2040 | Build Solar | Firm Capacity | 1 | 2042-04-01 | 0 | MW
0 | 0 | System | Generator | Build Solar 2040 | Build Solar | Firm Capacity | 1 | 2042-07-01 | 0 | MW
0 | 0 | System | Generator | Build Solar 2040 | Build Solar | Firm Capacity | 1 | 2042-10-01 | 0 | MW
Build Solar 2040_Firm Capacity2043 | Build Solar_Firm Capacity2043 | System | Generator | Build Solar 2040 | Build Solar | Firm Capacity | 1 | 2043-01-01 | 0 | MW
0 | 0 | System | Generator | Build Solar 2040 | Build Solar | Firm Capacity | 1 | 2043-04-01 | 0 | MW
0 | 0 | System | Generator | Build Solar 2040 | Build Solar | Firm Capacity | 1 | 2043-07-01 | 0 | MW
0 | 0 | System | Generator | Build Solar 2040 | Build Solar | Firm Capacity | 1 | 2043-10-01 | 0 | MW
Build Solar 2041_Firm Capacity2024 | Build Solar_Firm Capacity2024 | System | Generator | Build Solar 2041 | Build Solar | Firm Capacity | 1 | 2024-01-01 | 0 | MW
0 | 0 | System | Generator | Build Solar 2041 | Build Solar | Firm Capacity | 1 | 2024-04-01 | 0 | MW
0 | 0 | System | Generator | Build Solar 2041 | Build Solar | Firm Capacity | 1 | 2024-07-01 | 0 | MW
0 | 0 | System | Generator | Build Solar 2041 | Build Solar | Firm Capacity | 1 | 2024-10-01 | 0 | MW
Build Solar 2041_Firm Capacity2025 | Build Solar_Firm Capacity2025 | System | Generator | Build Solar 2041 | Build Solar | Firm Capacity | 1 | 2025-01-01 | 0 | MW
0 | 0 | System | Generator | Build Solar 2041 | Build Solar | Firm Capacity | 1 | 2025-04-01 | 0 | MW
0 | 0 | System | Generator | Build Solar 2041 | Build Solar | Firm Capacity | 1 | 2025-07-01 | 0 | MW
0 | 0 | System | Generator | Build Solar 2041 | Build Solar | Firm Capacity | 1 | 2025-10-01 | 0 | MW
Build Solar 2041_Firm Capacity2026 | Build Solar_Firm Capacity2026 | System | Generator | Build Solar 2041 | Build Solar | Firm Capacity | 1 | 2026-01-01 | 0 | MW
0 | 0 | System | Generator | Build Solar 2041 | Build Solar | Firm Capacity | 1 | 2026-04-01 | 0 | MW
0 | 0 | System | Generator | Build Solar 2041 | Build Solar | Firm Capacity | 1 | 2026-07-01 | 0 | MW
0 | 0 | System | Generator | Build Solar 2041 | Build Solar | Firm Capacity | 1 | 2026-10-01 | 0 | MW
Build Solar 2041_Firm Capacity2027 | Build Solar_Firm Capacity2027 | System | Generator | Build Solar 2041 | Build Solar | Firm Capacity | 1 | 2027-01-01 | 0 | MW
0 | 0 | System | Generator | Build Solar 2041 | Build Solar | Firm Capacity | 1 | 2027-04-01 | 0 | MW
0 | 0 | System | Generator | Build Solar 2041 | Build Solar | Firm Capacity | 1 | 2027-07-01 | 0 | MW
0 | 0 | System | Generator | Build Solar 2041 | Build Solar | Firm Capacity | 1 | 2027-10-01 | 0 | MW
Build Solar 2041_Firm Capacity2028 | Build Solar_Firm Capacity2028 | System | Generator | Build Solar 2041 | Build Solar | Firm Capacity | 1 | 2028-01-01 | 0 | MW
0 | 0 | System | Generator | Build Solar 2041 | Build Solar | Firm Capacity | 1 | 2028-04-01 | 0 | MW
0 | 0 | System | Generator | Build Solar 2041 | Build Solar | Firm Capacity | 1 | 2028-07-01 | 0 | MW
0 | 0 | System | Generator | Build Solar 2041 | Build Solar | Firm Capacity | 1 | 2028-10-01 | 0 | MW
Build Solar 2041_Firm Capacity2029 | Build Solar_Firm Capacity2029 | System | Generator | Build Solar 2041 | Build Solar | Firm Capacity | 1 | 2029-01-01 | 0 | MW
0 | 0 | System | Generator | Build Solar 2041 | Build Solar | Firm Capacity | 1 | 2029-04-01 | 0 | MW
0 | 0 | System | Generator | Build Solar 2041 | Build Solar | Firm Capacity | 1 | 2029-07-01 | 0 | MW
0 | 0 | System | Generator | Build Solar 2041 | Build Solar | Firm Capacity | 1 | 2029-10-01 | 0 | MW
Build Solar 2041_Firm Capacity2030 | Build Solar_Firm Capacity2030 | System | Generator | Build Solar 2041 | Build Solar | Firm Capacity | 1 | 2030-01-01 | 0 | MW
0 | 0 | System | Generator | Build Solar 2041 | Build Solar | Firm Capacity | 1 | 2030-04-01 | 0 | MW
0 | 0 | System | Generator | Build Solar 2041 | Build Solar | Firm Capacity | 1 | 2030-07-01 | 0 | MW
0 | 0 | System | Generator | Build Solar 2041 | Build Solar | Firm Capacity | 1 | 2030-10-01 | 0 | MW
Build Solar 2041_Firm Capacity2031 | Build Solar_Firm Capacity2031 | System | Generator | Build Solar 2041 | Build Solar | Firm Capacity | 1 | 2031-01-01 | 0 | MW
0 | 0 | System | Generator | Build Solar 2041 | Build Solar | Firm Capacity | 1 | 2031-04-01 | 0 | MW
0 | 0 | System | Generator | Build Solar 2041 | Build Solar | Firm Capacity | 1 | 2031-07-01 | 0 | MW
0 | 0 | System | Generator | Build Solar 2041 | Build Solar | Firm Capacity | 1 | 2031-10-01 | 0 | MW
Build Solar 2041_Firm Capacity2032 | Build Solar_Firm Capacity2032 | System | Generator | Build Solar 2041 | Build Solar | Firm Capacity | 1 | 2032-01-01 | 0 | MW
0 | 0 | System | Generator | Build Solar 2041 | Build Solar | Firm Capacity | 1 | 2032-04-01 | 0 | MW
0 | 0 | System | Generator | Build Solar 2041 | Build Solar | Firm Capacity | 1 | 2032-07-01 | 0 | MW
0 | 0 | System | Generator | Build Solar 2041 | Build Solar | Firm Capacity | 1 | 2032-10-01 | 0 | MW
Build Solar 2041_Firm Capacity2033 | Build Solar_Firm Capacity2033 | System | Generator | Build Solar 2041 | Build Solar | Firm Capacity | 1 | 2033-01-01 | 0 | MW
0 | 0 | System | Generator | Build Solar 2041 | Build Solar | Firm Capacity | 1 | 2033-04-01 | 0 | MW
0 | 0 | System | Generator | Build Solar 2041 | Build Solar | Firm Capacity | 1 | 2033-07-01 | 0 | MW
0 | 0 | System | Generator | Build Solar 2041 | Build Solar | Firm Capacity | 1 | 2033-10-01 | 0 | MW
Build Solar 2041_Firm Capacity2034 | Build Solar_Firm Capacity2034 | System | Generator | Build Solar 2041 | Build Solar | Firm Capacity | 1 | 2034-01-01 | 0 | MW
0 | 0 | System | Generator | Build Solar 2041 | Build Solar | Firm Capacity | 1 | 2034-04-01 | 0 | MW
0 | 0 | System | Generator | Build Solar 2041 | Build Solar | Firm Capacity | 1 | 2034-07-01 | 0 | MW
0 | 0 | System | Generator | Build Solar 2041 | Build Solar | Firm Capacity | 1 | 2034-10-01 | 0 | MW
Build Solar 2041_Firm Capacity2035 | Build Solar_Firm Capacity2035 | System | Generator | Build Solar 2041 | Build Solar | Firm Capacity | 1 | 2035-01-01 | 0 | MW
0 | 0 | System | Generator | Build Solar 2041 | Build Solar | Firm Capacity | 1 | 2035-04-01 | 0 | MW
0 | 0 | System | Generator | Build Solar 2041 | Build Solar | Firm Capacity | 1 | 2035-07-01 | 0 | MW
0 | 0 | System | Generator | Build Solar 2041 | Build Solar | Firm Capacity | 1 | 2035-10-01 | 0 | MW
Build Solar 2041_Firm Capacity2036 | Build Solar_Firm Capacity2036 | System | Generator | Build Solar 2041 | Build Solar | Firm Capacity | 1 | 2036-01-01 | 0 | MW
0 | 0 | System | Generator | Build Solar 2041 | Build Solar | Firm Capacity | 1 | 2036-04-01 | 0 | MW
0 | 0 | System | Generator | Build Solar 2041 | Build Solar | Firm Capacity | 1 | 2036-07-01 | 0 | MW
0 | 0 | System | Generator | Build Solar 2041 | Build Solar | Firm Capacity | 1 | 2036-10-01 | 0 | MW
Build Solar 2041_Firm Capacity2037 | Build Solar_Firm Capacity2037 | System | Generator | Build Solar 2041 | Build Solar | Firm Capacity | 1 | 2037-01-01 | 0 | MW
0 | 0 | System | Generator | Build Solar 2041 | Build Solar | Firm Capacity | 1 | 2037-04-01 | 0 | MW
0 | 0 | System | Generator | Build Solar 2041 | Build Solar | Firm Capacity | 1 | 2037-07-01 | 0 | MW
0 | 0 | System | Generator | Build Solar 2041 | Build Solar | Firm Capacity | 1 | 2037-10-01 | 0 | MW
Build Solar 2041_Firm Capacity2038 | Build Solar_Firm Capacity2038 | System | Generator | Build Solar 2041 | Build Solar | Firm Capacity | 1 | 2038-01-01 | 0 | MW
0 | 0 | System | Generator | Build Solar 2041 | Build Solar | Firm Capacity | 1 | 2038-04-01 | 0 | MW
0 | 0 | System | Generator | Build Solar 2041 | Build Solar | Firm Capacity | 1 | 2038-07-01 | 0 | MW
0 | 0 | System | Generator | Build Solar 2041 | Build Solar | Firm Capacity | 1 | 2038-10-01 | 0 | MW
Build Solar 2041_Firm Capacity2039 | Build Solar_Firm Capacity2039 | System | Generator | Build Solar 2041 | Build Solar | Firm Capacity | 1 | 2039-01-01 | 0 | MW
0 | 0 | System | Generator | Build Solar 2041 | Build Solar | Firm Capacity | 1 | 2039-04-01 | 0 | MW
0 | 0 | System | Generator | Build Solar 2041 | Build Solar | Firm Capacity | 1 | 2039-07-01 | 0 | MW
0 | 0 | System | Generator | Build Solar 2041 | Build Solar | Firm Capacity | 1 | 2039-10-01 | 0 | MW
Build Solar 2041_Firm Capacity2040 | Build Solar_Firm Capacity2040 | System | Generator | Build Solar 2041 | Build Solar | Firm Capacity | 1 | 2040-01-01 | 0 | MW
0 | 0 | System | Generator | Build Solar 2041 | Build Solar | Firm Capacity | 1 | 2040-04-01 | 0 | MW
0 | 0 | System | Generator | Build Solar 2041 | Build Solar | Firm Capacity | 1 | 2040-07-01 | 0 | MW
0 | 0 | System | Generator | Build Solar 2041 | Build Solar | Firm Capacity | 1 | 2040-10-01 | 0 | MW
Build Solar 2041_Firm Capacity2041 | Build Solar_Firm Capacity2041 | System | Generator | Build Solar 2041 | Build Solar | Firm Capacity | 1 | 2041-01-01 | 0 | MW
0 | 0 | System | Generator | Build Solar 2041 | Build Solar | Firm Capacity | 1 | 2041-04-01 | 69.6 | MW
0 | 0 | System | Generator | Build Solar 2041 | Build Solar | Firm Capacity | 1 | 2041-07-01 | 69.6 | MW
0 | 0 | System | Generator | Build Solar 2041 | Build Solar | Firm Capacity | 1 | 2041-10-01 | 15.75 | MW
Build Solar 2041_Firm Capacity2042 | Build Solar_Firm Capacity2042 | System | Generator | Build Solar 2041 | Build Solar | Firm Capacity | 1 | 2042-01-01 | 15.75 | MW
0 | 0 | System | Generator | Build Solar 2041 | Build Solar | Firm Capacity | 1 | 2042-04-01 | 60 | MW
0 | 0 | System | Generator | Build Solar 2041 | Build Solar | Firm Capacity | 1 | 2042-07-01 | 60 | MW
0 | 0 | System | Generator | Build Solar 2041 | Build Solar | Firm Capacity | 1 | 2042-10-01 | 15 | MW
Build Solar 2041_Firm Capacity2043 | Build Solar_Firm Capacity2043 | System | Generator | Build Solar 2041 | Build Solar | Firm Capacity | 1 | 2043-01-01 | 15 | MW
0 | 0 | System | Generator | Build Solar 2041 | Build Solar | Firm Capacity | 1 | 2043-04-01 | 50.4 | MW
0 | 0 | System | Generator | Build Solar 2041 | Build Solar | Firm Capacity | 1 | 2043-07-01 | 50.4 | MW
0 | 0 | System | Generator | Build Solar 2041 | Build Solar | Firm Capacity | 1 | 2043-10-01 | 14.25 | MW
Build Solar 2042_Firm Capacity2024 | Build Solar_Firm Capacity2024 | System | Generator | Build Solar 2042 | Build Solar | Firm Capacity | 1 | 2024-01-01 | 0 | MW
0 | 0 | System | Generator | Build Solar 2042 | Build Solar | Firm Capacity | 1 | 2024-04-01 | 0 | MW
0 | 0 | System | Generator | Build Solar 2042 | Build Solar | Firm Capacity | 1 | 2024-07-01 | 0 | MW
0 | 0 | System | Generator | Build Solar 2042 | Build Solar | Firm Capacity | 1 | 2024-10-01 | 0 | MW
Build Solar 2042_Firm Capacity2025 | Build Solar_Firm Capacity2025 | System | Generator | Build Solar 2042 | Build Solar | Firm Capacity | 1 | 2025-01-01 | 0 | MW
0 | 0 | System | Generator | Build Solar 2042 | Build Solar | Firm Capacity | 1 | 2025-04-01 | 0 | MW
0 | 0 | System | Generator | Build Solar 2042 | Build Solar | Firm Capacity | 1 | 2025-07-01 | 0 | MW
0 | 0 | System | Generator | Build Solar 2042 | Build Solar | Firm Capacity | 1 | 2025-10-01 | 0 | MW
Build Solar 2042_Firm Capacity2026 | Build Solar_Firm Capacity2026 | System | Generator | Build Solar 2042 | Build Solar | Firm Capacity | 1 | 2026-01-01 | 0 | MW
0 | 0 | System | Generator | Build Solar 2042 | Build Solar | Firm Capacity | 1 | 2026-04-01 | 0 | MW
0 | 0 | System | Generator | Build Solar 2042 | Build Solar | Firm Capacity | 1 | 2026-07-01 | 0 | MW
0 | 0 | System | Generator | Build Solar 2042 | Build Solar | Firm Capacity | 1 | 2026-10-01 | 0 | MW
Build Solar 2042_Firm Capacity2027 | Build Solar_Firm Capacity2027 | System | Generator | Build Solar 2042 | Build Solar | Firm Capacity | 1 | 2027-01-01 | 0 | MW
0 | 0 | System | Generator | Build Solar 2042 | Build Solar | Firm Capacity | 1 | 2027-04-01 | 0 | MW
0 | 0 | System | Generator | Build Solar 2042 | Build Solar | Firm Capacity | 1 | 2027-07-01 | 0 | MW
0 | 0 | System | Generator | Build Solar 2042 | Build Solar | Firm Capacity | 1 | 2027-10-01 | 0 | MW
Build Solar 2042_Firm Capacity2028 | Build Solar_Firm Capacity2028 | System | Generator | Build Solar 2042 | Build Solar | Firm Capacity | 1 | 2028-01-01 | 0 | MW
0 | 0 | System | Generator | Build Solar 2042 | Build Solar | Firm Capacity | 1 | 2028-04-01 | 0 | MW
0 | 0 | System | Generator | Build Solar 2042 | Build Solar | Firm Capacity | 1 | 2028-07-01 | 0 | MW
0 | 0 | System | Generator | Build Solar 2042 | Build Solar | Firm Capacity | 1 | 2028-10-01 | 0 | MW
Build Solar 2042_Firm Capacity2029 | Build Solar_Firm Capacity2029 | System | Generator | Build Solar 2042 | Build Solar | Firm Capacity | 1 | 2029-01-01 | 0 | MW
0 | 0 | System | Generator | Build Solar 2042 | Build Solar | Firm Capacity | 1 | 2029-04-01 | 0 | MW
0 | 0 | System | Generator | Build Solar 2042 | Build Solar | Firm Capacity | 1 | 2029-07-01 | 0 | MW
0 | 0 | System | Generator | Build Solar 2042 | Build Solar | Firm Capacity | 1 | 2029-10-01 | 0 | MW
Build Solar 2042_Firm Capacity2030 | Build Solar_Firm Capacity2030 | System | Generator | Build Solar 2042 | Build Solar | Firm Capacity | 1 | 2030-01-01 | 0 | MW
0 | 0 | System | Generator | Build Solar 2042 | Build Solar | Firm Capacity | 1 | 2030-04-01 | 0 | MW
0 | 0 | System | Generator | Build Solar 2042 | Build Solar | Firm Capacity | 1 | 2030-07-01 | 0 | MW
0 | 0 | System | Generator | Build Solar 2042 | Build Solar | Firm Capacity | 1 | 2030-10-01 | 0 | MW
Build Solar 2042_Firm Capacity2031 | Build Solar_Firm Capacity2031 | System | Generator | Build Solar 2042 | Build Solar | Firm Capacity | 1 | 2031-01-01 | 0 | MW
0 | 0 | System | Generator | Build Solar 2042 | Build Solar | Firm Capacity | 1 | 2031-04-01 | 0 | MW
0 | 0 | System | Generator | Build Solar 2042 | Build Solar | Firm Capacity | 1 | 2031-07-01 | 0 | MW
0 | 0 | System | Generator | Build Solar 2042 | Build Solar | Firm Capacity | 1 | 2031-10-01 | 0 | MW
Build Solar 2042_Firm Capacity2032 | Build Solar_Firm Capacity2032 | System | Generator | Build Solar 2042 | Build Solar | Firm Capacity | 1 | 2032-01-01 | 0 | MW
0 | 0 | System | Generator | Build Solar 2042 | Build Solar | Firm Capacity | 1 | 2032-04-01 | 0 | MW
0 | 0 | System | Generator | Build Solar 2042 | Build Solar | Firm Capacity | 1 | 2032-07-01 | 0 | MW
0 | 0 | System | Generator | Build Solar 2042 | Build Solar | Firm Capacity | 1 | 2032-10-01 | 0 | MW
Build Solar 2042_Firm Capacity2033 | Build Solar_Firm Capacity2033 | System | Generator | Build Solar 2042 | Build Solar | Firm Capacity | 1 | 2033-01-01 | 0 | MW
0 | 0 | System | Generator | Build Solar 2042 | Build Solar | Firm Capacity | 1 | 2033-04-01 | 0 | MW
0 | 0 | System | Generator | Build Solar 2042 | Build Solar | Firm Capacity | 1 | 2033-07-01 | 0 | MW
0 | 0 | System | Generator | Build Solar 2042 | Build Solar | Firm Capacity | 1 | 2033-10-01 | 0 | MW
Build Solar 2042_Firm Capacity2034 | Build Solar_Firm Capacity2034 | System | Generator | Build Solar 2042 | Build Solar | Firm Capacity | 1 | 2034-01-01 | 0 | MW
0 | 0 | System | Generator | Build Solar 2042 | Build Solar | Firm Capacity | 1 | 2034-04-01 | 0 | MW
0 | 0 | System | Generator | Build Solar 2042 | Build Solar | Firm Capacity | 1 | 2034-07-01 | 0 | MW
0 | 0 | System | Generator | Build Solar 2042 | Build Solar | Firm Capacity | 1 | 2034-10-01 | 0 | MW
Build Solar 2042_Firm Capacity2035 | Build Solar_Firm Capacity2035 | System | Generator | Build Solar 2042 | Build Solar | Firm Capacity | 1 | 2035-01-01 | 0 | MW
0 | 0 | System | Generator | Build Solar 2042 | Build Solar | Firm Capacity | 1 | 2035-04-01 | 0 | MW
0 | 0 | System | Generator | Build Solar 2042 | Build Solar | Firm Capacity | 1 | 2035-07-01 | 0 | MW
0 | 0 | System | Generator | Build Solar 2042 | Build Solar | Firm Capacity | 1 | 2035-10-01 | 0 | MW
Build Solar 2042_Firm Capacity2036 | Build Solar_Firm Capacity2036 | System | Generator | Build Solar 2042 | Build Solar | Firm Capacity | 1 | 2036-01-01 | 0 | MW
0 | 0 | System | Generator | Build Solar 2042 | Build Solar | Firm Capacity | 1 | 2036-04-01 | 0 | MW
0 | 0 | System | Generator | Build Solar 2042 | Build Solar | Firm Capacity | 1 | 2036-07-01 | 0 | MW
0 | 0 | System | Generator | Build Solar 2042 | Build Solar | Firm Capacity | 1 | 2036-10-01 | 0 | MW
Build Solar 2042_Firm Capacity2037 | Build Solar_Firm Capacity2037 | System | Generator | Build Solar 2042 | Build Solar | Firm Capacity | 1 | 2037-01-01 | 0 | MW
0 | 0 | System | Generator | Build Solar 2042 | Build Solar | Firm Capacity | 1 | 2037-04-01 | 0 | MW
0 | 0 | System | Generator | Build Solar 2042 | Build Solar | Firm Capacity | 1 | 2037-07-01 | 0 | MW
0 | 0 | System | Generator | Build Solar 2042 | Build Solar | Firm Capacity | 1 | 2037-10-01 | 0 | MW
Build Solar 2042_Firm Capacity2038 | Build Solar_Firm Capacity2038 | System | Generator | Build Solar 2042 | Build Solar | Firm Capacity | 1 | 2038-01-01 | 0 | MW
0 | 0 | System | Generator | Build Solar 2042 | Build Solar | Firm Capacity | 1 | 2038-04-01 | 0 | MW
0 | 0 | System | Generator | Build Solar 2042 | Build Solar | Firm Capacity | 1 | 2038-07-01 | 0 | MW
0 | 0 | System | Generator | Build Solar 2042 | Build Solar | Firm Capacity | 1 | 2038-10-01 | 0 | MW
Build Solar 2042_Firm Capacity2039 | Build Solar_Firm Capacity2039 | System | Generator | Build Solar 2042 | Build Solar | Firm Capacity | 1 | 2039-01-01 | 0 | MW
0 | 0 | System | Generator | Build Solar 2042 | Build Solar | Firm Capacity | 1 | 2039-04-01 | 0 | MW
0 | 0 | System | Generator | Build Solar 2042 | Build Solar | Firm Capacity | 1 | 2039-07-01 | 0 | MW
0 | 0 | System | Generator | Build Solar 2042 | Build Solar | Firm Capacity | 1 | 2039-10-01 | 0 | MW
Build Solar 2042_Firm Capacity2040 | Build Solar_Firm Capacity2040 | System | Generator | Build Solar 2042 | Build Solar | Firm Capacity | 1 | 2040-01-01 | 0 | MW
0 | 0 | System | Generator | Build Solar 2042 | Build Solar | Firm Capacity | 1 | 2040-04-01 | 0 | MW
0 | 0 | System | Generator | Build Solar 2042 | Build Solar | Firm Capacity | 1 | 2040-07-01 | 0 | MW
0 | 0 | System | Generator | Build Solar 2042 | Build Solar | Firm Capacity | 1 | 2040-10-01 | 0 | MW
Build Solar 2042_Firm Capacity2041 | Build Solar_Firm Capacity2041 | System | Generator | Build Solar 2042 | Build Solar | Firm Capacity | 1 | 2041-01-01 | 0 | MW
0 | 0 | System | Generator | Build Solar 2042 | Build Solar | Firm Capacity | 1 | 2041-04-01 | 0 | MW
0 | 0 | System | Generator | Build Solar 2042 | Build Solar | Firm Capacity | 1 | 2041-07-01 | 0 | MW
0 | 0 | System | Generator | Build Solar 2042 | Build Solar | Firm Capacity | 1 | 2041-10-01 | 0 | MW
Build Solar 2042_Firm Capacity2042 | Build Solar_Firm Capacity2042 | System | Generator | Build Solar 2042 | Build Solar | Firm Capacity | 1 | 2042-01-01 | 0 | MW
0 | 0 | System | Generator | Build Solar 2042 | Build Solar | Firm Capacity | 1 | 2042-04-01 | 60 | MW
0 | 0 | System | Generator | Build Solar 2042 | Build Solar | Firm Capacity | 1 | 2042-07-01 | 60 | MW
0 | 0 | System | Generator | Build Solar 2042 | Build Solar | Firm Capacity | 1 | 2042-10-01 | 15 | MW
Build Solar 2042_Firm Capacity2043 | Build Solar_Firm Capacity2043 | System | Generator | Build Solar 2042 | Build Solar | Firm Capacity | 1 | 2043-01-01 | 15 | MW
0 | 0 | System | Generator | Build Solar 2042 | Build Solar | Firm Capacity | 1 | 2043-04-01 | 50.4 | MW
0 | 0 | System | Generator | Build Solar 2042 | Build Solar | Firm Capacity | 1 | 2043-07-01 | 50.4 | MW
0 | 0 | System | Generator | Build Solar 2042 | Build Solar | Firm Capacity | 1 | 2043-10-01 | 14.25 | MW
Build Solar 2043_Firm Capacity2024 | Build Solar_Firm Capacity2024 | System | Generator | Build Solar 2043 | Build Solar | Firm Capacity | 1 | 2024-01-01 | 0 | MW
0 | 0 | System | Generator | Build Solar 2043 | Build Solar | Firm Capacity | 1 | 2024-04-01 | 0 | MW
0 | 0 | System | Generator | Build Solar 2043 | Build Solar | Firm Capacity | 1 | 2024-07-01 | 0 | MW
0 | 0 | System | Generator | Build Solar 2043 | Build Solar | Firm Capacity | 1 | 2024-10-01 | 0 | MW
Build Solar 2043_Firm Capacity2025 | Build Solar_Firm Capacity2025 | System | Generator | Build Solar 2043 | Build Solar | Firm Capacity | 1 | 2025-01-01 | 0 | MW
0 | 0 | System | Generator | Build Solar 2043 | Build Solar | Firm Capacity | 1 | 2025-04-01 | 0 | MW
0 | 0 | System | Generator | Build Solar 2043 | Build Solar | Firm Capacity | 1 | 2025-07-01 | 0 | MW
0 | 0 | System | Generator | Build Solar 2043 | Build Solar | Firm Capacity | 1 | 2025-10-01 | 0 | MW
Build Solar 2043_Firm Capacity2026 | Build Solar_Firm Capacity2026 | System | Generator | Build Solar 2043 | Build Solar | Firm Capacity | 1 | 2026-01-01 | 0 | MW
0 | 0 | System | Generator | Build Solar 2043 | Build Solar | Firm Capacity | 1 | 2026-04-01 | 0 | MW
0 | 0 | System | Generator | Build Solar 2043 | Build Solar | Firm Capacity | 1 | 2026-07-01 | 0 | MW
0 | 0 | System | Generator | Build Solar 2043 | Build Solar | Firm Capacity | 1 | 2026-10-01 | 0 | MW
Build Solar 2043_Firm Capacity2027 | Build Solar_Firm Capacity2027 | System | Generator | Build Solar 2043 | Build Solar | Firm Capacity | 1 | 2027-01-01 | 0 | MW
0 | 0 | System | Generator | Build Solar 2043 | Build Solar | Firm Capacity | 1 | 2027-04-01 | 0 | MW
0 | 0 | System | Generator | Build Solar 2043 | Build Solar | Firm Capacity | 1 | 2027-07-01 | 0 | MW
0 | 0 | System | Generator | Build Solar 2043 | Build Solar | Firm Capacity | 1 | 2027-10-01 | 0 | MW
Build Solar 2043_Firm Capacity2028 | Build Solar_Firm Capacity2028 | System | Generator | Build Solar 2043 | Build Solar | Firm Capacity | 1 | 2028-01-01 | 0 | MW
0 | 0 | System | Generator | Build Solar 2043 | Build Solar | Firm Capacity | 1 | 2028-04-01 | 0 | MW
0 | 0 | System | Generator | Build Solar 2043 | Build Solar | Firm Capacity | 1 | 2028-07-01 | 0 | MW
0 | 0 | System | Generator | Build Solar 2043 | Build Solar | Firm Capacity | 1 | 2028-10-01 | 0 | MW
Build Solar 2043_Firm Capacity2029 | Build Solar_Firm Capacity2029 | System | Generator | Build Solar 2043 | Build Solar | Firm Capacity | 1 | 2029-01-01 | 0 | MW
0 | 0 | System | Generator | Build Solar 2043 | Build Solar | Firm Capacity | 1 | 2029-04-01 | 0 | MW
0 | 0 | System | Generator | Build Solar 2043 | Build Solar | Firm Capacity | 1 | 2029-07-01 | 0 | MW
0 | 0 | System | Generator | Build Solar 2043 | Build Solar | Firm Capacity | 1 | 2029-10-01 | 0 | MW
Build Solar 2043_Firm Capacity2030 | Build Solar_Firm Capacity2030 | System | Generator | Build Solar 2043 | Build Solar | Firm Capacity | 1 | 2030-01-01 | 0 | MW
0 | 0 | System | Generator | Build Solar 2043 | Build Solar | Firm Capacity | 1 | 2030-04-01 | 0 | MW
0 | 0 | System | Generator | Build Solar 2043 | Build Solar | Firm Capacity | 1 | 2030-07-01 | 0 | MW
0 | 0 | System | Generator | Build Solar 2043 | Build Solar | Firm Capacity | 1 | 2030-10-01 | 0 | MW
Build Solar 2043_Firm Capacity2031 | Build Solar_Firm Capacity2031 | System | Generator | Build Solar 2043 | Build Solar | Firm Capacity | 1 | 2031-01-01 | 0 | MW
0 | 0 | System | Generator | Build Solar 2043 | Build Solar | Firm Capacity | 1 | 2031-04-01 | 0 | MW
0 | 0 | System | Generator | Build Solar 2043 | Build Solar | Firm Capacity | 1 | 2031-07-01 | 0 | MW
0 | 0 | System | Generator | Build Solar 2043 | Build Solar | Firm Capacity | 1 | 2031-10-01 | 0 | MW
Build Solar 2043_Firm Capacity2032 | Build Solar_Firm Capacity2032 | System | Generator | Build Solar 2043 | Build Solar | Firm Capacity | 1 | 2032-01-01 | 0 | MW
0 | 0 | System | Generator | Build Solar 2043 | Build Solar | Firm Capacity | 1 | 2032-04-01 | 0 | MW
0 | 0 | System | Generator | Build Solar 2043 | Build Solar | Firm Capacity | 1 | 2032-07-01 | 0 | MW
0 | 0 | System | Generator | Build Solar 2043 | Build Solar | Firm Capacity | 1 | 2032-10-01 | 0 | MW
Build Solar 2043_Firm Capacity2033 | Build Solar_Firm Capacity2033 | System | Generator | Build Solar 2043 | Build Solar | Firm Capacity | 1 | 2033-01-01 | 0 | MW
0 | 0 | System | Generator | Build Solar 2043 | Build Solar | Firm Capacity | 1 | 2033-04-01 | 0 | MW
0 | 0 | System | Generator | Build Solar 2043 | Build Solar | Firm Capacity | 1 | 2033-07-01 | 0 | MW
0 | 0 | System | Generator | Build Solar 2043 | Build Solar | Firm Capacity | 1 | 2033-10-01 | 0 | MW
Build Solar 2043_Firm Capacity2034 | Build Solar_Firm Capacity2034 | System | Generator | Build Solar 2043 | Build Solar | Firm Capacity | 1 | 2034-01-01 | 0 | MW
0 | 0 | System | Generator | Build Solar 2043 | Build Solar | Firm Capacity | 1 | 2034-04-01 | 0 | MW
0 | 0 | System | Generator | Build Solar 2043 | Build Solar | Firm Capacity | 1 | 2034-07-01 | 0 | MW
0 | 0 | System | Generator | Build Solar 2043 | Build Solar | Firm Capacity | 1 | 2034-10-01 | 0 | MW
Build Solar 2043_Firm Capacity2035 | Build Solar_Firm Capacity2035 | System | Generator | Build Solar 2043 | Build Solar | Firm Capacity | 1 | 2035-01-01 | 0 | MW
0 | 0 | System | Generator | Build Solar 2043 | Build Solar | Firm Capacity | 1 | 2035-04-01 | 0 | MW
0 | 0 | System | Generator | Build Solar 2043 | Build Solar | Firm Capacity | 1 | 2035-07-01 | 0 | MW
0 | 0 | System | Generator | Build Solar 2043 | Build Solar | Firm Capacity | 1 | 2035-10-01 | 0 | MW
Build Solar 2043_Firm Capacity2036 | Build Solar_Firm Capacity2036 | System | Generator | Build Solar 2043 | Build Solar | Firm Capacity | 1 | 2036-01-01 | 0 | MW
0 | 0 | System | Generator | Build Solar 2043 | Build Solar | Firm Capacity | 1 | 2036-04-01 | 0 | MW
0 | 0 | System | Generator | Build Solar 2043 | Build Solar | Firm Capacity | 1 | 2036-07-01 | 0 | MW
0 | 0 | System | Generator | Build Solar 2043 | Build Solar | Firm Capacity | 1 | 2036-10-01 | 0 | MW
Build Solar 2043_Firm Capacity2037 | Build Solar_Firm Capacity2037 | System | Generator | Build Solar 2043 | Build Solar | Firm Capacity | 1 | 2037-01-01 | 0 | MW
0 | 0 | System | Generator | Build Solar 2043 | Build Solar | Firm Capacity | 1 | 2037-04-01 | 0 | MW
0 | 0 | System | Generator | Build Solar 2043 | Build Solar | Firm Capacity | 1 | 2037-07-01 | 0 | MW
0 | 0 | System | Generator | Build Solar 2043 | Build Solar | Firm Capacity | 1 | 2037-10-01 | 0 | MW
Build Solar 2043_Firm Capacity2038 | Build Solar_Firm Capacity2038 | System | Generator | Build Solar 2043 | Build Solar | Firm Capacity | 1 | 2038-01-01 | 0 | MW
0 | 0 | System | Generator | Build Solar 2043 | Build Solar | Firm Capacity | 1 | 2038-04-01 | 0 | MW
0 | 0 | System | Generator | Build Solar 2043 | Build Solar | Firm Capacity | 1 | 2038-07-01 | 0 | MW
0 | 0 | System | Generator | Build Solar 2043 | Build Solar | Firm Capacity | 1 | 2038-10-01 | 0 | MW
Build Solar 2043_Firm Capacity2039 | Build Solar_Firm Capacity2039 | System | Generator | Build Solar 2043 | Build Solar | Firm Capacity | 1 | 2039-01-01 | 0 | MW
0 | 0 | System | Generator | Build Solar 2043 | Build Solar | Firm Capacity | 1 | 2039-04-01 | 0 | MW
0 | 0 | System | Generator | Build Solar 2043 | Build Solar | Firm Capacity | 1 | 2039-07-01 | 0 | MW
0 | 0 | System | Generator | Build Solar 2043 | Build Solar | Firm Capacity | 1 | 2039-10-01 | 0 | MW
Build Solar 2043_Firm Capacity2040 | Build Solar_Firm Capacity2040 | System | Generator | Build Solar 2043 | Build Solar | Firm Capacity | 1 | 2040-01-01 | 0 | MW
0 | 0 | System | Generator | Build Solar 2043 | Build Solar | Firm Capacity | 1 | 2040-04-01 | 0 | MW
0 | 0 | System | Generator | Build Solar 2043 | Build Solar | Firm Capacity | 1 | 2040-07-01 | 0 | MW
0 | 0 | System | Generator | Build Solar 2043 | Build Solar | Firm Capacity | 1 | 2040-10-01 | 0 | MW
Build Solar 2043_Firm Capacity2041 | Build Solar_Firm Capacity2041 | System | Generator | Build Solar 2043 | Build Solar | Firm Capacity | 1 | 2041-01-01 | 0 | MW
0 | 0 | System | Generator | Build Solar 2043 | Build Solar | Firm Capacity | 1 | 2041-04-01 | 0 | MW
0 | 0 | System | Generator | Build Solar 2043 | Build Solar | Firm Capacity | 1 | 2041-07-01 | 0 | MW
0 | 0 | System | Generator | Build Solar 2043 | Build Solar | Firm Capacity | 1 | 2041-10-01 | 0 | MW
Build Solar 2043_Firm Capacity2042 | Build Solar_Firm Capacity2042 | System | Generator | Build Solar 2043 | Build Solar | Firm Capacity | 1 | 2042-01-01 | 0 | MW
0 | 0 | System | Generator | Build Solar 2043 | Build Solar | Firm Capacity | 1 | 2042-04-01 | 0 | MW
0 | 0 | System | Generator | Build Solar 2043 | Build Solar | Firm Capacity | 1 | 2042-07-01 | 0 | MW
0 | 0 | System | Generator | Build Solar 2043 | Build Solar | Firm Capacity | 1 | 2042-10-01 | 0 | MW
Build Solar 2043_Firm Capacity2043 | Build Solar_Firm Capacity2043 | System | Generator | Build Solar 2043 | Build Solar | Firm Capacity | 1 | 2043-01-01 | 0 | MW
0 | 0 | System | Generator | Build Solar 2043 | Build Solar | Firm Capacity | 1 | 2043-04-01 | 25.2 | MW
0 | 0 | System | Generator | Build Solar 2043 | Build Solar | Firm Capacity | 1 | 2043-07-01 | 25.2 | MW
0 | 0 | System | Generator | Build Solar 2043 | Build Solar | Firm Capacity | 1 | 2043-10-01 | 7.125 | MW
Build CT 2028_Firm Capacity2024 | Build CT_Firm Capacity2024 | System | Generator | Build CT 2028 | Build CT | Firm Capacity | 1 | 2024-01-01 | 0 | MW
0 | 0 | System | Generator | Build CT 2028 | Build CT | Firm Capacity | 1 | 2024-04-01 | 0 | MW
0 | 0 | System | Generator | Build CT 2028 | Build CT | Firm Capacity | 1 | 2024-07-01 | 0 | MW
0 | 0 | System | Generator | Build CT 2028 | Build CT | Firm Capacity | 1 | 2024-10-01 | 0 | MW
Build CT 2028_Firm Capacity2025 | Build CT_Firm Capacity2025 | System | Generator | Build CT 2028 | Build CT | Firm Capacity | 1 | 2025-01-01 | 0 | MW
0 | 0 | System | Generator | Build CT 2028 | Build CT | Firm Capacity | 1 | 2025-04-01 | 0 | MW
0 | 0 | System | Generator | Build CT 2028 | Build CT | Firm Capacity | 1 | 2025-07-01 | 0 | MW
0 | 0 | System | Generator | Build CT 2028 | Build CT | Firm Capacity | 1 | 2025-10-01 | 0 | MW
Build CT 2028_Firm Capacity2026 | Build CT_Firm Capacity2026 | System | Generator | Build CT 2028 | Build CT | Firm Capacity | 1 | 2026-01-01 | 0 | MW
0 | 0 | System | Generator | Build CT 2028 | Build CT | Firm Capacity | 1 | 2026-04-01 | 0 | MW
0 | 0 | System | Generator | Build CT 2028 | Build CT | Firm Capacity | 1 | 2026-07-01 | 0 | MW
0 | 0 | System | Generator | Build CT 2028 | Build CT | Firm Capacity | 1 | 2026-10-01 | 0 | MW
Build CT 2028_Firm Capacity2027 | Build CT_Firm Capacity2027 | System | Generator | Build CT 2028 | Build CT | Firm Capacity | 1 | 2027-01-01 | 0 | MW
0 | 0 | System | Generator | Build CT 2028 | Build CT | Firm Capacity | 1 | 2027-04-01 | 0 | MW
0 | 0 | System | Generator | Build CT 2028 | Build CT | Firm Capacity | 1 | 2027-07-01 | 0 | MW
0 | 0 | System | Generator | Build CT 2028 | Build CT | Firm Capacity | 1 | 2027-10-01 | 0 | MW
Build CT 2028_Firm Capacity2028 | Build CT_Firm Capacity2028 | System | Generator | Build CT 2028 | Build CT | Firm Capacity | 1 | 2028-01-01 | 0 | MW
0 | 0 | System | Generator | Build CT 2028 | Build CT | Firm Capacity | 1 | 2028-04-01 | 0 | MW
0 | 0 | System | Generator | Build CT 2028 | Build CT | Firm Capacity | 1 | 2028-07-01 | 0 | MW
0 | 0 | System | Generator | Build CT 2028 | Build CT | Firm Capacity | 1 | 2028-10-01 | 0 | MW
Build CT 2028_Firm Capacity2029 | Build CT_Firm Capacity2029 | System | Generator | Build CT 2028 | Build CT | Firm Capacity | 1 | 2029-01-01 | 0 | MW
0 | 0 | System | Generator | Build CT 2028 | Build CT | Firm Capacity | 1 | 2029-04-01 | 0 | MW
0 | 0 | System | Generator | Build CT 2028 | Build CT | Firm Capacity | 1 | 2029-07-01 | 0 | MW
0 | 0 | System | Generator | Build CT 2028 | Build CT | Firm Capacity | 1 | 2029-10-01 | 0 | MW
Build CT 2028_Firm Capacity2030 | Build CT_Firm Capacity2030 | System | Generator | Build CT 2028 | Build CT | Firm Capacity | 1 | 2030-01-01 | 0 | MW
0 | 0 | System | Generator | Build CT 2028 | Build CT | Firm Capacity | 1 | 2030-04-01 | 0 | MW
0 | 0 | System | Generator | Build CT 2028 | Build CT | Firm Capacity | 1 | 2030-07-01 | 0 | MW
0 | 0 | System | Generator | Build CT 2028 | Build CT | Firm Capacity | 1 | 2030-10-01 | 0 | MW
Build CT 2028_Firm Capacity2031 | Build CT_Firm Capacity2031 | System | Generator | Build CT 2028 | Build CT | Firm Capacity | 1 | 2031-01-01 | 0 | MW
0 | 0 | System | Generator | Build CT 2028 | Build CT | Firm Capacity | 1 | 2031-04-01 | 0 | MW
0 | 0 | System | Generator | Build CT 2028 | Build CT | Firm Capacity | 1 | 2031-07-01 | 0 | MW
0 | 0 | System | Generator | Build CT 2028 | Build CT | Firm Capacity | 1 | 2031-10-01 | 0 | MW
Build CT 2028_Firm Capacity2032 | Build CT_Firm Capacity2032 | System | Generator | Build CT 2028 | Build CT | Firm Capacity | 1 | 2032-01-01 | 0 | MW
0 | 0 | System | Generator | Build CT 2028 | Build CT | Firm Capacity | 1 | 2032-04-01 | 0 | MW
0 | 0 | System | Generator | Build CT 2028 | Build CT | Firm Capacity | 1 | 2032-07-01 | 0 | MW
0 | 0 | System | Generator | Build CT 2028 | Build CT | Firm Capacity | 1 | 2032-10-01 | 0 | MW
Build CT 2028_Firm Capacity2033 | Build CT_Firm Capacity2033 | System | Generator | Build CT 2028 | Build CT | Firm Capacity | 1 | 2033-01-01 | 0 | MW
0 | 0 | System | Generator | Build CT 2028 | Build CT | Firm Capacity | 1 | 2033-04-01 | 0 | MW
0 | 0 | System | Generator | Build CT 2028 | Build CT | Firm Capacity | 1 | 2033-07-01 | 0 | MW
0 | 0 | System | Generator | Build CT 2028 | Build CT | Firm Capacity | 1 | 2033-10-01 | 0 | MW
Build CT 2028_Firm Capacity2034 | Build CT_Firm Capacity2034 | System | Generator | Build CT 2028 | Build CT | Firm Capacity | 1 | 2034-01-01 | 0 | MW
0 | 0 | System | Generator | Build CT 2028 | Build CT | Firm Capacity | 1 | 2034-04-01 | 0 | MW
0 | 0 | System | Generator | Build CT 2028 | Build CT | Firm Capacity | 1 | 2034-07-01 | 0 | MW
0 | 0 | System | Generator | Build CT 2028 | Build CT | Firm Capacity | 1 | 2034-10-01 | 0 | MW
Build CT 2028_Firm Capacity2035 | Build CT_Firm Capacity2035 | System | Generator | Build CT 2028 | Build CT | Firm Capacity | 1 | 2035-01-01 | 0 | MW
0 | 0 | System | Generator | Build CT 2028 | Build CT | Firm Capacity | 1 | 2035-04-01 | 0 | MW
0 | 0 | System | Generator | Build CT 2028 | Build CT | Firm Capacity | 1 | 2035-07-01 | 0 | MW
0 | 0 | System | Generator | Build CT 2028 | Build CT | Firm Capacity | 1 | 2035-10-01 | 0 | MW
Build CT 2028_Firm Capacity2036 | Build CT_Firm Capacity2036 | System | Generator | Build CT 2028 | Build CT | Firm Capacity | 1 | 2036-01-01 | 0 | MW
0 | 0 | System | Generator | Build CT 2028 | Build CT | Firm Capacity | 1 | 2036-04-01 | 0 | MW
0 | 0 | System | Generator | Build CT 2028 | Build CT | Firm Capacity | 1 | 2036-07-01 | 0 | MW
0 | 0 | System | Generator | Build CT 2028 | Build CT | Firm Capacity | 1 | 2036-10-01 | 0 | MW
Build CT 2028_Firm Capacity2037 | Build CT_Firm Capacity2037 | System | Generator | Build CT 2028 | Build CT | Firm Capacity | 1 | 2037-01-01 | 0 | MW
0 | 0 | System | Generator | Build CT 2028 | Build CT | Firm Capacity | 1 | 2037-04-01 | 0 | MW
0 | 0 | System | Generator | Build CT 2028 | Build CT | Firm Capacity | 1 | 2037-07-01 | 0 | MW
0 | 0 | System | Generator | Build CT 2028 | Build CT | Firm Capacity | 1 | 2037-10-01 | 0 | MW
Build CT 2028_Firm Capacity2038 | Build CT_Firm Capacity2038 | System | Generator | Build CT 2028 | Build CT | Firm Capacity | 1 | 2038-01-01 | 0 | MW
0 | 0 | System | Generator | Build CT 2028 | Build CT | Firm Capacity | 1 | 2038-04-01 | 0 | MW
0 | 0 | System | Generator | Build CT 2028 | Build CT | Firm Capacity | 1 | 2038-07-01 | 0 | MW
0 | 0 | System | Generator | Build CT 2028 | Build CT | Firm Capacity | 1 | 2038-10-01 | 0 | MW
Build CT 2028_Firm Capacity2039 | Build CT_Firm Capacity2039 | System | Generator | Build CT 2028 | Build CT | Firm Capacity | 1 | 2039-01-01 | 0 | MW
0 | 0 | System | Generator | Build CT 2028 | Build CT | Firm Capacity | 1 | 2039-04-01 | 0 | MW
0 | 0 | System | Generator | Build CT 2028 | Build CT | Firm Capacity | 1 | 2039-07-01 | 0 | MW
0 | 0 | System | Generator | Build CT 2028 | Build CT | Firm Capacity | 1 | 2039-10-01 | 0 | MW
Build CT 2028_Firm Capacity2040 | Build CT_Firm Capacity2040 | System | Generator | Build CT 2028 | Build CT | Firm Capacity | 1 | 2040-01-01 | 0 | MW
0 | 0 | System | Generator | Build CT 2028 | Build CT | Firm Capacity | 1 | 2040-04-01 | 0 | MW
0 | 0 | System | Generator | Build CT 2028 | Build CT | Firm Capacity | 1 | 2040-07-01 | 0 | MW
0 | 0 | System | Generator | Build CT 2028 | Build CT | Firm Capacity | 1 | 2040-10-01 | 0 | MW
Build CT 2028_Firm Capacity2041 | Build CT_Firm Capacity2041 | System | Generator | Build CT 2028 | Build CT | Firm Capacity | 1 | 2041-01-01 | 0 | MW
0 | 0 | System | Generator | Build CT 2028 | Build CT | Firm Capacity | 1 | 2041-04-01 | 0 | MW
0 | 0 | System | Generator | Build CT 2028 | Build CT | Firm Capacity | 1 | 2041-07-01 | 0 | MW
0 | 0 | System | Generator | Build CT 2028 | Build CT | Firm Capacity | 1 | 2041-10-01 | 0 | MW
Build CT 2028_Firm Capacity2042 | Build CT_Firm Capacity2042 | System | Generator | Build CT 2028 | Build CT | Firm Capacity | 1 | 2042-01-01 | 0 | MW
0 | 0 | System | Generator | Build CT 2028 | Build CT | Firm Capacity | 1 | 2042-04-01 | 0 | MW
0 | 0 | System | Generator | Build CT 2028 | Build CT | Firm Capacity | 1 | 2042-07-01 | 0 | MW
0 | 0 | System | Generator | Build CT 2028 | Build CT | Firm Capacity | 1 | 2042-10-01 | 0 | MW
Build CT 2028_Firm Capacity2043 | Build CT_Firm Capacity2043 | System | Generator | Build CT 2028 | Build CT | Firm Capacity | 1 | 2043-01-01 | 0 | MW
0 | 0 | System | Generator | Build CT 2028 | Build CT | Firm Capacity | 1 | 2043-04-01 | 0 | MW
0 | 0 | System | Generator | Build CT 2028 | Build CT | Firm Capacity | 1 | 2043-07-01 | 0 | MW
0 | 0 | System | Generator | Build CT 2028 | Build CT | Firm Capacity | 1 | 2043-10-01 | 0 | MW
Build CT 2029_Firm Capacity2024 | Build CT_Firm Capacity2024 | System | Generator | Build CT 2029 | Build CT | Firm Capacity | 1 | 2024-01-01 | 0 | MW
0 | 0 | System | Generator | Build CT 2029 | Build CT | Firm Capacity | 1 | 2024-04-01 | 0 | MW
0 | 0 | System | Generator | Build CT 2029 | Build CT | Firm Capacity | 1 | 2024-07-01 | 0 | MW
0 | 0 | System | Generator | Build CT 2029 | Build CT | Firm Capacity | 1 | 2024-10-01 | 0 | MW
Build CT 2029_Firm Capacity2025 | Build CT_Firm Capacity2025 | System | Generator | Build CT 2029 | Build CT | Firm Capacity | 1 | 2025-01-01 | 0 | MW
0 | 0 | System | Generator | Build CT 2029 | Build CT | Firm Capacity | 1 | 2025-04-01 | 0 | MW
0 | 0 | System | Generator | Build CT 2029 | Build CT | Firm Capacity | 1 | 2025-07-01 | 0 | MW
0 | 0 | System | Generator | Build CT 2029 | Build CT | Firm Capacity | 1 | 2025-10-01 | 0 | MW
Build CT 2029_Firm Capacity2026 | Build CT_Firm Capacity2026 | System | Generator | Build CT 2029 | Build CT | Firm Capacity | 1 | 2026-01-01 | 0 | MW
0 | 0 | System | Generator | Build CT 2029 | Build CT | Firm Capacity | 1 | 2026-04-01 | 0 | MW
0 | 0 | System | Generator | Build CT 2029 | Build CT | Firm Capacity | 1 | 2026-07-01 | 0 | MW
0 | 0 | System | Generator | Build CT 2029 | Build CT | Firm Capacity | 1 | 2026-10-01 | 0 | MW
Build CT 2029_Firm Capacity2027 | Build CT_Firm Capacity2027 | System | Generator | Build CT 2029 | Build CT | Firm Capacity | 1 | 2027-01-01 | 0 | MW
0 | 0 | System | Generator | Build CT 2029 | Build CT | Firm Capacity | 1 | 2027-04-01 | 0 | MW
0 | 0 | System | Generator | Build CT 2029 | Build CT | Firm Capacity | 1 | 2027-07-01 | 0 | MW
0 | 0 | System | Generator | Build CT 2029 | Build CT | Firm Capacity | 1 | 2027-10-01 | 0 | MW
Build CT 2029_Firm Capacity2028 | Build CT_Firm Capacity2028 | System | Generator | Build CT 2029 | Build CT | Firm Capacity | 1 | 2028-01-01 | 0 | MW
0 | 0 | System | Generator | Build CT 2029 | Build CT | Firm Capacity | 1 | 2028-04-01 | 0 | MW
0 | 0 | System | Generator | Build CT 2029 | Build CT | Firm Capacity | 1 | 2028-07-01 | 0 | MW
0 | 0 | System | Generator | Build CT 2029 | Build CT | Firm Capacity | 1 | 2028-10-01 | 0 | MW
Build CT 2029_Firm Capacity2029 | Build CT_Firm Capacity2029 | System | Generator | Build CT 2029 | Build CT | Firm Capacity | 1 | 2029-01-01 | 0 | MW
0 | 0 | System | Generator | Build CT 2029 | Build CT | Firm Capacity | 1 | 2029-04-01 | 0 | MW
0 | 0 | System | Generator | Build CT 2029 | Build CT | Firm Capacity | 1 | 2029-07-01 | 0 | MW
0 | 0 | System | Generator | Build CT 2029 | Build CT | Firm Capacity | 1 | 2029-10-01 | 0 | MW
Build CT 2029_Firm Capacity2030 | Build CT_Firm Capacity2030 | System | Generator | Build CT 2029 | Build CT | Firm Capacity | 1 | 2030-01-01 | 0 | MW
0 | 0 | System | Generator | Build CT 2029 | Build CT | Firm Capacity | 1 | 2030-04-01 | 0 | MW
0 | 0 | System | Generator | Build CT 2029 | Build CT | Firm Capacity | 1 | 2030-07-01 | 0 | MW
0 | 0 | System | Generator | Build CT 2029 | Build CT | Firm Capacity | 1 | 2030-10-01 | 0 | MW
Build CT 2029_Firm Capacity2031 | Build CT_Firm Capacity2031 | System | Generator | Build CT 2029 | Build CT | Firm Capacity | 1 | 2031-01-01 | 0 | MW
0 | 0 | System | Generator | Build CT 2029 | Build CT | Firm Capacity | 1 | 2031-04-01 | 0 | MW
0 | 0 | System | Generator | Build CT 2029 | Build CT | Firm Capacity | 1 | 2031-07-01 | 0 | MW
0 | 0 | System | Generator | Build CT 2029 | Build CT | Firm Capacity | 1 | 2031-10-01 | 0 | MW
Build CT 2029_Firm Capacity2032 | Build CT_Firm Capacity2032 | System | Generator | Build CT 2029 | Build CT | Firm Capacity | 1 | 2032-01-01 | 0 | MW
0 | 0 | System | Generator | Build CT 2029 | Build CT | Firm Capacity | 1 | 2032-04-01 | 0 | MW
0 | 0 | System | Generator | Build CT 2029 | Build CT | Firm Capacity | 1 | 2032-07-01 | 0 | MW
0 | 0 | System | Generator | Build CT 2029 | Build CT | Firm Capacity | 1 | 2032-10-01 | 0 | MW
Build CT 2029_Firm Capacity2033 | Build CT_Firm Capacity2033 | System | Generator | Build CT 2029 | Build CT | Firm Capacity | 1 | 2033-01-01 | 0 | MW
0 | 0 | System | Generator | Build CT 2029 | Build CT | Firm Capacity | 1 | 2033-04-01 | 0 | MW
0 | 0 | System | Generator | Build CT 2029 | Build CT | Firm Capacity | 1 | 2033-07-01 | 0 | MW
0 | 0 | System | Generator | Build CT 2029 | Build CT | Firm Capacity | 1 | 2033-10-01 | 0 | MW
Build CT 2029_Firm Capacity2034 | Build CT_Firm Capacity2034 | System | Generator | Build CT 2029 | Build CT | Firm Capacity | 1 | 2034-01-01 | 0 | MW
0 | 0 | System | Generator | Build CT 2029 | Build CT | Firm Capacity | 1 | 2034-04-01 | 0 | MW
0 | 0 | System | Generator | Build CT 2029 | Build CT | Firm Capacity | 1 | 2034-07-01 | 0 | MW
0 | 0 | System | Generator | Build CT 2029 | Build CT | Firm Capacity | 1 | 2034-10-01 | 0 | MW
Build CT 2029_Firm Capacity2035 | Build CT_Firm Capacity2035 | System | Generator | Build CT 2029 | Build CT | Firm Capacity | 1 | 2035-01-01 | 0 | MW
0 | 0 | System | Generator | Build CT 2029 | Build CT | Firm Capacity | 1 | 2035-04-01 | 0 | MW
0 | 0 | System | Generator | Build CT 2029 | Build CT | Firm Capacity | 1 | 2035-07-01 | 0 | MW
0 | 0 | System | Generator | Build CT 2029 | Build CT | Firm Capacity | 1 | 2035-10-01 | 0 | MW
Build CT 2029_Firm Capacity2036 | Build CT_Firm Capacity2036 | System | Generator | Build CT 2029 | Build CT | Firm Capacity | 1 | 2036-01-01 | 0 | MW
0 | 0 | System | Generator | Build CT 2029 | Build CT | Firm Capacity | 1 | 2036-04-01 | 0 | MW
0 | 0 | System | Generator | Build CT 2029 | Build CT | Firm Capacity | 1 | 2036-07-01 | 0 | MW
0 | 0 | System | Generator | Build CT 2029 | Build CT | Firm Capacity | 1 | 2036-10-01 | 0 | MW
Build CT 2029_Firm Capacity2037 | Build CT_Firm Capacity2037 | System | Generator | Build CT 2029 | Build CT | Firm Capacity | 1 | 2037-01-01 | 0 | MW
0 | 0 | System | Generator | Build CT 2029 | Build CT | Firm Capacity | 1 | 2037-04-01 | 0 | MW
0 | 0 | System | Generator | Build CT 2029 | Build CT | Firm Capacity | 1 | 2037-07-01 | 0 | MW
0 | 0 | System | Generator | Build CT 2029 | Build CT | Firm Capacity | 1 | 2037-10-01 | 0 | MW
Build CT 2029_Firm Capacity2038 | Build CT_Firm Capacity2038 | System | Generator | Build CT 2029 | Build CT | Firm Capacity | 1 | 2038-01-01 | 0 | MW
0 | 0 | System | Generator | Build CT 2029 | Build CT | Firm Capacity | 1 | 2038-04-01 | 0 | MW
0 | 0 | System | Generator | Build CT 2029 | Build CT | Firm Capacity | 1 | 2038-07-01 | 0 | MW
0 | 0 | System | Generator | Build CT 2029 | Build CT | Firm Capacity | 1 | 2038-10-01 | 0 | MW
Build CT 2029_Firm Capacity2039 | Build CT_Firm Capacity2039 | System | Generator | Build CT 2029 | Build CT | Firm Capacity | 1 | 2039-01-01 | 0 | MW
0 | 0 | System | Generator | Build CT 2029 | Build CT | Firm Capacity | 1 | 2039-04-01 | 0 | MW
0 | 0 | System | Generator | Build CT 2029 | Build CT | Firm Capacity | 1 | 2039-07-01 | 0 | MW
0 | 0 | System | Generator | Build CT 2029 | Build CT | Firm Capacity | 1 | 2039-10-01 | 0 | MW
Build CT 2029_Firm Capacity2040 | Build CT_Firm Capacity2040 | System | Generator | Build CT 2029 | Build CT | Firm Capacity | 1 | 2040-01-01 | 0 | MW
0 | 0 | System | Generator | Build CT 2029 | Build CT | Firm Capacity | 1 | 2040-04-01 | 0 | MW
0 | 0 | System | Generator | Build CT 2029 | Build CT | Firm Capacity | 1 | 2040-07-01 | 0 | MW
0 | 0 | System | Generator | Build CT 2029 | Build CT | Firm Capacity | 1 | 2040-10-01 | 0 | MW
Build CT 2029_Firm Capacity2041 | Build CT_Firm Capacity2041 | System | Generator | Build CT 2029 | Build CT | Firm Capacity | 1 | 2041-01-01 | 0 | MW
0 | 0 | System | Generator | Build CT 2029 | Build CT | Firm Capacity | 1 | 2041-04-01 | 0 | MW
0 | 0 | System | Generator | Build CT 2029 | Build CT | Firm Capacity | 1 | 2041-07-01 | 0 | MW
0 | 0 | System | Generator | Build CT 2029 | Build CT | Firm Capacity | 1 | 2041-10-01 | 0 | MW
Build CT 2029_Firm Capacity2042 | Build CT_Firm Capacity2042 | System | Generator | Build CT 2029 | Build CT | Firm Capacity | 1 | 2042-01-01 | 0 | MW
0 | 0 | System | Generator | Build CT 2029 | Build CT | Firm Capacity | 1 | 2042-04-01 | 0 | MW
0 | 0 | System | Generator | Build CT 2029 | Build CT | Firm Capacity | 1 | 2042-07-01 | 0 | MW
0 | 0 | System | Generator | Build CT 2029 | Build CT | Firm Capacity | 1 | 2042-10-01 | 0 | MW
Build CT 2029_Firm Capacity2043 | Build CT_Firm Capacity2043 | System | Generator | Build CT 2029 | Build CT | Firm Capacity | 1 | 2043-01-01 | 0 | MW
0 | 0 | System | Generator | Build CT 2029 | Build CT | Firm Capacity | 1 | 2043-04-01 | 0 | MW
0 | 0 | System | Generator | Build CT 2029 | Build CT | Firm Capacity | 1 | 2043-07-01 | 0 | MW
0 | 0 | System | Generator | Build CT 2029 | Build CT | Firm Capacity | 1 | 2043-10-01 | 0 | MW
Build CT 2030_Firm Capacity2024 | Build CT_Firm Capacity2024 | System | Generator | Build CT 2030 | Build CT | Firm Capacity | 1 | 2024-01-01 | 0 | MW
0 | 0 | System | Generator | Build CT 2030 | Build CT | Firm Capacity | 1 | 2024-04-01 | 0 | MW
0 | 0 | System | Generator | Build CT 2030 | Build CT | Firm Capacity | 1 | 2024-07-01 | 0 | MW
0 | 0 | System | Generator | Build CT 2030 | Build CT | Firm Capacity | 1 | 2024-10-01 | 0 | MW
Build CT 2030_Firm Capacity2025 | Build CT_Firm Capacity2025 | System | Generator | Build CT 2030 | Build CT | Firm Capacity | 1 | 2025-01-01 | 0 | MW
0 | 0 | System | Generator | Build CT 2030 | Build CT | Firm Capacity | 1 | 2025-04-01 | 0 | MW
0 | 0 | System | Generator | Build CT 2030 | Build CT | Firm Capacity | 1 | 2025-07-01 | 0 | MW
0 | 0 | System | Generator | Build CT 2030 | Build CT | Firm Capacity | 1 | 2025-10-01 | 0 | MW
Build CT 2030_Firm Capacity2026 | Build CT_Firm Capacity2026 | System | Generator | Build CT 2030 | Build CT | Firm Capacity | 1 | 2026-01-01 | 0 | MW
0 | 0 | System | Generator | Build CT 2030 | Build CT | Firm Capacity | 1 | 2026-04-01 | 0 | MW
0 | 0 | System | Generator | Build CT 2030 | Build CT | Firm Capacity | 1 | 2026-07-01 | 0 | MW
0 | 0 | System | Generator | Build CT 2030 | Build CT | Firm Capacity | 1 | 2026-10-01 | 0 | MW
Build CT 2030_Firm Capacity2027 | Build CT_Firm Capacity2027 | System | Generator | Build CT 2030 | Build CT | Firm Capacity | 1 | 2027-01-01 | 0 | MW
0 | 0 | System | Generator | Build CT 2030 | Build CT | Firm Capacity | 1 | 2027-04-01 | 0 | MW
0 | 0 | System | Generator | Build CT 2030 | Build CT | Firm Capacity | 1 | 2027-07-01 | 0 | MW
0 | 0 | System | Generator | Build CT 2030 | Build CT | Firm Capacity | 1 | 2027-10-01 | 0 | MW
Build CT 2030_Firm Capacity2028 | Build CT_Firm Capacity2028 | System | Generator | Build CT 2030 | Build CT | Firm Capacity | 1 | 2028-01-01 | 0 | MW
0 | 0 | System | Generator | Build CT 2030 | Build CT | Firm Capacity | 1 | 2028-04-01 | 0 | MW
0 | 0 | System | Generator | Build CT 2030 | Build CT | Firm Capacity | 1 | 2028-07-01 | 0 | MW
0 | 0 | System | Generator | Build CT 2030 | Build CT | Firm Capacity | 1 | 2028-10-01 | 0 | MW
Build CT 2030_Firm Capacity2029 | Build CT_Firm Capacity2029 | System | Generator | Build CT 2030 | Build CT | Firm Capacity | 1 | 2029-01-01 | 0 | MW
0 | 0 | System | Generator | Build CT 2030 | Build CT | Firm Capacity | 1 | 2029-04-01 | 0 | MW
0 | 0 | System | Generator | Build CT 2030 | Build CT | Firm Capacity | 1 | 2029-07-01 | 0 | MW
0 | 0 | System | Generator | Build CT 2030 | Build CT | Firm Capacity | 1 | 2029-10-01 | 0 | MW
Build CT 2030_Firm Capacity2030 | Build CT_Firm Capacity2030 | System | Generator | Build CT 2030 | Build CT | Firm Capacity | 1 | 2030-01-01 | 0 | MW
0 | 0 | System | Generator | Build CT 2030 | Build CT | Firm Capacity | 1 | 2030-04-01 | 0 | MW
0 | 0 | System | Generator | Build CT 2030 | Build CT | Firm Capacity | 1 | 2030-07-01 | 0 | MW
0 | 0 | System | Generator | Build CT 2030 | Build CT | Firm Capacity | 1 | 2030-10-01 | 0 | MW
Build CT 2030_Firm Capacity2031 | Build CT_Firm Capacity2031 | System | Generator | Build CT 2030 | Build CT | Firm Capacity | 1 | 2031-01-01 | 0 | MW
0 | 0 | System | Generator | Build CT 2030 | Build CT | Firm Capacity | 1 | 2031-04-01 | 0 | MW
0 | 0 | System | Generator | Build CT 2030 | Build CT | Firm Capacity | 1 | 2031-07-01 | 0 | MW
0 | 0 | System | Generator | Build CT 2030 | Build CT | Firm Capacity | 1 | 2031-10-01 | 0 | MW
Build CT 2030_Firm Capacity2032 | Build CT_Firm Capacity2032 | System | Generator | Build CT 2030 | Build CT | Firm Capacity | 1 | 2032-01-01 | 0 | MW
0 | 0 | System | Generator | Build CT 2030 | Build CT | Firm Capacity | 1 | 2032-04-01 | 0 | MW
0 | 0 | System | Generator | Build CT 2030 | Build CT | Firm Capacity | 1 | 2032-07-01 | 0 | MW
0 | 0 | System | Generator | Build CT 2030 | Build CT | Firm Capacity | 1 | 2032-10-01 | 0 | MW
Build CT 2030_Firm Capacity2033 | Build CT_Firm Capacity2033 | System | Generator | Build CT 2030 | Build CT | Firm Capacity | 1 | 2033-01-01 | 0 | MW
0 | 0 | System | Generator | Build CT 2030 | Build CT | Firm Capacity | 1 | 2033-04-01 | 0 | MW
0 | 0 | System | Generator | Build CT 2030 | Build CT | Firm Capacity | 1 | 2033-07-01 | 0 | MW
0 | 0 | System | Generator | Build CT 2030 | Build CT | Firm Capacity | 1 | 2033-10-01 | 0 | MW
Build CT 2030_Firm Capacity2034 | Build CT_Firm Capacity2034 | System | Generator | Build CT 2030 | Build CT | Firm Capacity | 1 | 2034-01-01 | 0 | MW
0 | 0 | System | Generator | Build CT 2030 | Build CT | Firm Capacity | 1 | 2034-04-01 | 0 | MW
0 | 0 | System | Generator | Build CT 2030 | Build CT | Firm Capacity | 1 | 2034-07-01 | 0 | MW
0 | 0 | System | Generator | Build CT 2030 | Build CT | Firm Capacity | 1 | 2034-10-01 | 0 | MW
Build CT 2030_Firm Capacity2035 | Build CT_Firm Capacity2035 | System | Generator | Build CT 2030 | Build CT | Firm Capacity | 1 | 2035-01-01 | 0 | MW
0 | 0 | System | Generator | Build CT 2030 | Build CT | Firm Capacity | 1 | 2035-04-01 | 0 | MW
0 | 0 | System | Generator | Build CT 2030 | Build CT | Firm Capacity | 1 | 2035-07-01 | 0 | MW
0 | 0 | System | Generator | Build CT 2030 | Build CT | Firm Capacity | 1 | 2035-10-01 | 0 | MW
Build CT 2030_Firm Capacity2036 | Build CT_Firm Capacity2036 | System | Generator | Build CT 2030 | Build CT | Firm Capacity | 1 | 2036-01-01 | 0 | MW
0 | 0 | System | Generator | Build CT 2030 | Build CT | Firm Capacity | 1 | 2036-04-01 | 0 | MW
0 | 0 | System | Generator | Build CT 2030 | Build CT | Firm Capacity | 1 | 2036-07-01 | 0 | MW
0 | 0 | System | Generator | Build CT 2030 | Build CT | Firm Capacity | 1 | 2036-10-01 | 0 | MW
Build CT 2030_Firm Capacity2037 | Build CT_Firm Capacity2037 | System | Generator | Build CT 2030 | Build CT | Firm Capacity | 1 | 2037-01-01 | 0 | MW
0 | 0 | System | Generator | Build CT 2030 | Build CT | Firm Capacity | 1 | 2037-04-01 | 0 | MW
0 | 0 | System | Generator | Build CT 2030 | Build CT | Firm Capacity | 1 | 2037-07-01 | 0 | MW
0 | 0 | System | Generator | Build CT 2030 | Build CT | Firm Capacity | 1 | 2037-10-01 | 0 | MW
Build CT 2030_Firm Capacity2038 | Build CT_Firm Capacity2038 | System | Generator | Build CT 2030 | Build CT | Firm Capacity | 1 | 2038-01-01 | 0 | MW
0 | 0 | System | Generator | Build CT 2030 | Build CT | Firm Capacity | 1 | 2038-04-01 | 0 | MW
0 | 0 | System | Generator | Build CT 2030 | Build CT | Firm Capacity | 1 | 2038-07-01 | 0 | MW
0 | 0 | System | Generator | Build CT 2030 | Build CT | Firm Capacity | 1 | 2038-10-01 | 0 | MW
Build CT 2030_Firm Capacity2039 | Build CT_Firm Capacity2039 | System | Generator | Build CT 2030 | Build CT | Firm Capacity | 1 | 2039-01-01 | 0 | MW
0 | 0 | System | Generator | Build CT 2030 | Build CT | Firm Capacity | 1 | 2039-04-01 | 0 | MW
0 | 0 | System | Generator | Build CT 2030 | Build CT | Firm Capacity | 1 | 2039-07-01 | 0 | MW
0 | 0 | System | Generator | Build CT 2030 | Build CT | Firm Capacity | 1 | 2039-10-01 | 0 | MW
Build CT 2030_Firm Capacity2040 | Build CT_Firm Capacity2040 | System | Generator | Build CT 2030 | Build CT | Firm Capacity | 1 | 2040-01-01 | 0 | MW
0 | 0 | System | Generator | Build CT 2030 | Build CT | Firm Capacity | 1 | 2040-04-01 | 0 | MW
0 | 0 | System | Generator | Build CT 2030 | Build CT | Firm Capacity | 1 | 2040-07-01 | 0 | MW
0 | 0 | System | Generator | Build CT 2030 | Build CT | Firm Capacity | 1 | 2040-10-01 | 0 | MW
Build CT 2030_Firm Capacity2041 | Build CT_Firm Capacity2041 | System | Generator | Build CT 2030 | Build CT | Firm Capacity | 1 | 2041-01-01 | 0 | MW
0 | 0 | System | Generator | Build CT 2030 | Build CT | Firm Capacity | 1 | 2041-04-01 | 0 | MW
0 | 0 | System | Generator | Build CT 2030 | Build CT | Firm Capacity | 1 | 2041-07-01 | 0 | MW
0 | 0 | System | Generator | Build CT 2030 | Build CT | Firm Capacity | 1 | 2041-10-01 | 0 | MW
Build CT 2030_Firm Capacity2042 | Build CT_Firm Capacity2042 | System | Generator | Build CT 2030 | Build CT | Firm Capacity | 1 | 2042-01-01 | 0 | MW
0 | 0 | System | Generator | Build CT 2030 | Build CT | Firm Capacity | 1 | 2042-04-01 | 0 | MW
0 | 0 | System | Generator | Build CT 2030 | Build CT | Firm Capacity | 1 | 2042-07-01 | 0 | MW
0 | 0 | System | Generator | Build CT 2030 | Build CT | Firm Capacity | 1 | 2042-10-01 | 0 | MW
Build CT 2030_Firm Capacity2043 | Build CT_Firm Capacity2043 | System | Generator | Build CT 2030 | Build CT | Firm Capacity | 1 | 2043-01-01 | 0 | MW
0 | 0 | System | Generator | Build CT 2030 | Build CT | Firm Capacity | 1 | 2043-04-01 | 0 | MW
0 | 0 | System | Generator | Build CT 2030 | Build CT | Firm Capacity | 1 | 2043-07-01 | 0 | MW
0 | 0 | System | Generator | Build CT 2030 | Build CT | Firm Capacity | 1 | 2043-10-01 | 0 | MW
Build CT 2031_Firm Capacity2024 | Build CT_Firm Capacity2024 | System | Generator | Build CT 2031 | Build CT | Firm Capacity | 1 | 2024-01-01 | 0 | MW
0 | 0 | System | Generator | Build CT 2031 | Build CT | Firm Capacity | 1 | 2024-04-01 | 0 | MW
0 | 0 | System | Generator | Build CT 2031 | Build CT | Firm Capacity | 1 | 2024-07-01 | 0 | MW
0 | 0 | System | Generator | Build CT 2031 | Build CT | Firm Capacity | 1 | 2024-10-01 | 0 | MW
Build CT 2031_Firm Capacity2025 | Build CT_Firm Capacity2025 | System | Generator | Build CT 2031 | Build CT | Firm Capacity | 1 | 2025-01-01 | 0 | MW
0 | 0 | System | Generator | Build CT 2031 | Build CT | Firm Capacity | 1 | 2025-04-01 | 0 | MW
0 | 0 | System | Generator | Build CT 2031 | Build CT | Firm Capacity | 1 | 2025-07-01 | 0 | MW
0 | 0 | System | Generator | Build CT 2031 | Build CT | Firm Capacity | 1 | 2025-10-01 | 0 | MW
Build CT 2031_Firm Capacity2026 | Build CT_Firm Capacity2026 | System | Generator | Build CT 2031 | Build CT | Firm Capacity | 1 | 2026-01-01 | 0 | MW
0 | 0 | System | Generator | Build CT 2031 | Build CT | Firm Capacity | 1 | 2026-04-01 | 0 | MW
0 | 0 | System | Generator | Build CT 2031 | Build CT | Firm Capacity | 1 | 2026-07-01 | 0 | MW
0 | 0 | System | Generator | Build CT 2031 | Build CT | Firm Capacity | 1 | 2026-10-01 | 0 | MW
Build CT 2031_Firm Capacity2027 | Build CT_Firm Capacity2027 | System | Generator | Build CT 2031 | Build CT | Firm Capacity | 1 | 2027-01-01 | 0 | MW
0 | 0 | System | Generator | Build CT 2031 | Build CT | Firm Capacity | 1 | 2027-04-01 | 0 | MW
0 | 0 | System | Generator | Build CT 2031 | Build CT | Firm Capacity | 1 | 2027-07-01 | 0 | MW
0 | 0 | System | Generator | Build CT 2031 | Build CT | Firm Capacity | 1 | 2027-10-01 | 0 | MW
Build CT 2031_Firm Capacity2028 | Build CT_Firm Capacity2028 | System | Generator | Build CT 2031 | Build CT | Firm Capacity | 1 | 2028-01-01 | 0 | MW
0 | 0 | System | Generator | Build CT 2031 | Build CT | Firm Capacity | 1 | 2028-04-01 | 0 | MW
0 | 0 | System | Generator | Build CT 2031 | Build CT | Firm Capacity | 1 | 2028-07-01 | 0 | MW
0 | 0 | System | Generator | Build CT 2031 | Build CT | Firm Capacity | 1 | 2028-10-01 | 0 | MW
Build CT 2031_Firm Capacity2029 | Build CT_Firm Capacity2029 | System | Generator | Build CT 2031 | Build CT | Firm Capacity | 1 | 2029-01-01 | 0 | MW
0 | 0 | System | Generator | Build CT 2031 | Build CT | Firm Capacity | 1 | 2029-04-01 | 0 | MW
0 | 0 | System | Generator | Build CT 2031 | Build CT | Firm Capacity | 1 | 2029-07-01 | 0 | MW
0 | 0 | System | Generator | Build CT 2031 | Build CT | Firm Capacity | 1 | 2029-10-01 | 0 | MW
Build CT 2031_Firm Capacity2030 | Build CT_Firm Capacity2030 | System | Generator | Build CT 2031 | Build CT | Firm Capacity | 1 | 2030-01-01 | 0 | MW
0 | 0 | System | Generator | Build CT 2031 | Build CT | Firm Capacity | 1 | 2030-04-01 | 0 | MW
0 | 0 | System | Generator | Build CT 2031 | Build CT | Firm Capacity | 1 | 2030-07-01 | 0 | MW
0 | 0 | System | Generator | Build CT 2031 | Build CT | Firm Capacity | 1 | 2030-10-01 | 0 | MW
Build CT 2031_Firm Capacity2031 | Build CT_Firm Capacity2031 | System | Generator | Build CT 2031 | Build CT | Firm Capacity | 1 | 2031-01-01 | 0 | MW
0 | 0 | System | Generator | Build CT 2031 | Build CT | Firm Capacity | 1 | 2031-04-01 | 0 | MW
0 | 0 | System | Generator | Build CT 2031 | Build CT | Firm Capacity | 1 | 2031-07-01 | 0 | MW
0 | 0 | System | Generator | Build CT 2031 | Build CT | Firm Capacity | 1 | 2031-10-01 | 0 | MW
Build CT 2031_Firm Capacity2032 | Build CT_Firm Capacity2032 | System | Generator | Build CT 2031 | Build CT | Firm Capacity | 1 | 2032-01-01 | 0 | MW
0 | 0 | System | Generator | Build CT 2031 | Build CT | Firm Capacity | 1 | 2032-04-01 | 0 | MW
0 | 0 | System | Generator | Build CT 2031 | Build CT | Firm Capacity | 1 | 2032-07-01 | 0 | MW
0 | 0 | System | Generator | Build CT 2031 | Build CT | Firm Capacity | 1 | 2032-10-01 | 0 | MW
Build CT 2031_Firm Capacity2033 | Build CT_Firm Capacity2033 | System | Generator | Build CT 2031 | Build CT | Firm Capacity | 1 | 2033-01-01 | 0 | MW
0 | 0 | System | Generator | Build CT 2031 | Build CT | Firm Capacity | 1 | 2033-04-01 | 0 | MW
0 | 0 | System | Generator | Build CT 2031 | Build CT | Firm Capacity | 1 | 2033-07-01 | 0 | MW
0 | 0 | System | Generator | Build CT 2031 | Build CT | Firm Capacity | 1 | 2033-10-01 | 0 | MW
Build CT 2031_Firm Capacity2034 | Build CT_Firm Capacity2034 | System | Generator | Build CT 2031 | Build CT | Firm Capacity | 1 | 2034-01-01 | 0 | MW
0 | 0 | System | Generator | Build CT 2031 | Build CT | Firm Capacity | 1 | 2034-04-01 | 0 | MW
0 | 0 | System | Generator | Build CT 2031 | Build CT | Firm Capacity | 1 | 2034-07-01 | 0 | MW
0 | 0 | System | Generator | Build CT 2031 | Build CT | Firm Capacity | 1 | 2034-10-01 | 0 | MW
Build CT 2031_Firm Capacity2035 | Build CT_Firm Capacity2035 | System | Generator | Build CT 2031 | Build CT | Firm Capacity | 1 | 2035-01-01 | 0 | MW
0 | 0 | System | Generator | Build CT 2031 | Build CT | Firm Capacity | 1 | 2035-04-01 | 0 | MW
0 | 0 | System | Generator | Build CT 2031 | Build CT | Firm Capacity | 1 | 2035-07-01 | 0 | MW
0 | 0 | System | Generator | Build CT 2031 | Build CT | Firm Capacity | 1 | 2035-10-01 | 0 | MW
Build CT 2031_Firm Capacity2036 | Build CT_Firm Capacity2036 | System | Generator | Build CT 2031 | Build CT | Firm Capacity | 1 | 2036-01-01 | 0 | MW
0 | 0 | System | Generator | Build CT 2031 | Build CT | Firm Capacity | 1 | 2036-04-01 | 0 | MW
0 | 0 | System | Generator | Build CT 2031 | Build CT | Firm Capacity | 1 | 2036-07-01 | 0 | MW
0 | 0 | System | Generator | Build CT 2031 | Build CT | Firm Capacity | 1 | 2036-10-01 | 0 | MW
Build CT 2031_Firm Capacity2037 | Build CT_Firm Capacity2037 | System | Generator | Build CT 2031 | Build CT | Firm Capacity | 1 | 2037-01-01 | 0 | MW
0 | 0 | System | Generator | Build CT 2031 | Build CT | Firm Capacity | 1 | 2037-04-01 | 0 | MW
0 | 0 | System | Generator | Build CT 2031 | Build CT | Firm Capacity | 1 | 2037-07-01 | 0 | MW
0 | 0 | System | Generator | Build CT 2031 | Build CT | Firm Capacity | 1 | 2037-10-01 | 0 | MW
Build CT 2031_Firm Capacity2038 | Build CT_Firm Capacity2038 | System | Generator | Build CT 2031 | Build CT | Firm Capacity | 1 | 2038-01-01 | 0 | MW
0 | 0 | System | Generator | Build CT 2031 | Build CT | Firm Capacity | 1 | 2038-04-01 | 0 | MW
0 | 0 | System | Generator | Build CT 2031 | Build CT | Firm Capacity | 1 | 2038-07-01 | 0 | MW
0 | 0 | System | Generator | Build CT 2031 | Build CT | Firm Capacity | 1 | 2038-10-01 | 0 | MW
Build CT 2031_Firm Capacity2039 | Build CT_Firm Capacity2039 | System | Generator | Build CT 2031 | Build CT | Firm Capacity | 1 | 2039-01-01 | 0 | MW
0 | 0 | System | Generator | Build CT 2031 | Build CT | Firm Capacity | 1 | 2039-04-01 | 0 | MW
0 | 0 | System | Generator | Build CT 2031 | Build CT | Firm Capacity | 1 | 2039-07-01 | 0 | MW
0 | 0 | System | Generator | Build CT 2031 | Build CT | Firm Capacity | 1 | 2039-10-01 | 0 | MW
Build CT 2031_Firm Capacity2040 | Build CT_Firm Capacity2040 | System | Generator | Build CT 2031 | Build CT | Firm Capacity | 1 | 2040-01-01 | 0 | MW
0 | 0 | System | Generator | Build CT 2031 | Build CT | Firm Capacity | 1 | 2040-04-01 | 0 | MW
0 | 0 | System | Generator | Build CT 2031 | Build CT | Firm Capacity | 1 | 2040-07-01 | 0 | MW
0 | 0 | System | Generator | Build CT 2031 | Build CT | Firm Capacity | 1 | 2040-10-01 | 0 | MW
Build CT 2031_Firm Capacity2041 | Build CT_Firm Capacity2041 | System | Generator | Build CT 2031 | Build CT | Firm Capacity | 1 | 2041-01-01 | 0 | MW
0 | 0 | System | Generator | Build CT 2031 | Build CT | Firm Capacity | 1 | 2041-04-01 | 0 | MW
0 | 0 | System | Generator | Build CT 2031 | Build CT | Firm Capacity | 1 | 2041-07-01 | 0 | MW
0 | 0 | System | Generator | Build CT 2031 | Build CT | Firm Capacity | 1 | 2041-10-01 | 0 | MW
Build CT 2031_Firm Capacity2042 | Build CT_Firm Capacity2042 | System | Generator | Build CT 2031 | Build CT | Firm Capacity | 1 | 2042-01-01 | 0 | MW
0 | 0 | System | Generator | Build CT 2031 | Build CT | Firm Capacity | 1 | 2042-04-01 | 0 | MW
0 | 0 | System | Generator | Build CT 2031 | Build CT | Firm Capacity | 1 | 2042-07-01 | 0 | MW
0 | 0 | System | Generator | Build CT 2031 | Build CT | Firm Capacity | 1 | 2042-10-01 | 0 | MW
Build CT 2031_Firm Capacity2043 | Build CT_Firm Capacity2043 | System | Generator | Build CT 2031 | Build CT | Firm Capacity | 1 | 2043-01-01 | 0 | MW
0 | 0 | System | Generator | Build CT 2031 | Build CT | Firm Capacity | 1 | 2043-04-01 | 0 | MW
0 | 0 | System | Generator | Build CT 2031 | Build CT | Firm Capacity | 1 | 2043-07-01 | 0 | MW
0 | 0 | System | Generator | Build CT 2031 | Build CT | Firm Capacity | 1 | 2043-10-01 | 0 | MW
Build CT 2032_Firm Capacity2024 | Build CT_Firm Capacity2024 | System | Generator | Build CT 2032 | Build CT | Firm Capacity | 1 | 2024-01-01 | 0 | MW
0 | 0 | System | Generator | Build CT 2032 | Build CT | Firm Capacity | 1 | 2024-04-01 | 0 | MW
0 | 0 | System | Generator | Build CT 2032 | Build CT | Firm Capacity | 1 | 2024-07-01 | 0 | MW
0 | 0 | System | Generator | Build CT 2032 | Build CT | Firm Capacity | 1 | 2024-10-01 | 0 | MW
Build CT 2032_Firm Capacity2025 | Build CT_Firm Capacity2025 | System | Generator | Build CT 2032 | Build CT | Firm Capacity | 1 | 2025-01-01 | 0 | MW
0 | 0 | System | Generator | Build CT 2032 | Build CT | Firm Capacity | 1 | 2025-04-01 | 0 | MW
0 | 0 | System | Generator | Build CT 2032 | Build CT | Firm Capacity | 1 | 2025-07-01 | 0 | MW
0 | 0 | System | Generator | Build CT 2032 | Build CT | Firm Capacity | 1 | 2025-10-01 | 0 | MW
Build CT 2032_Firm Capacity2026 | Build CT_Firm Capacity2026 | System | Generator | Build CT 2032 | Build CT | Firm Capacity | 1 | 2026-01-01 | 0 | MW
0 | 0 | System | Generator | Build CT 2032 | Build CT | Firm Capacity | 1 | 2026-04-01 | 0 | MW
0 | 0 | System | Generator | Build CT 2032 | Build CT | Firm Capacity | 1 | 2026-07-01 | 0 | MW
0 | 0 | System | Generator | Build CT 2032 | Build CT | Firm Capacity | 1 | 2026-10-01 | 0 | MW
Build CT 2032_Firm Capacity2027 | Build CT_Firm Capacity2027 | System | Generator | Build CT 2032 | Build CT | Firm Capacity | 1 | 2027-01-01 | 0 | MW
0 | 0 | System | Generator | Build CT 2032 | Build CT | Firm Capacity | 1 | 2027-04-01 | 0 | MW
0 | 0 | System | Generator | Build CT 2032 | Build CT | Firm Capacity | 1 | 2027-07-01 | 0 | MW
0 | 0 | System | Generator | Build CT 2032 | Build CT | Firm Capacity | 1 | 2027-10-01 | 0 | MW
Build CT 2032_Firm Capacity2028 | Build CT_Firm Capacity2028 | System | Generator | Build CT 2032 | Build CT | Firm Capacity | 1 | 2028-01-01 | 0 | MW
0 | 0 | System | Generator | Build CT 2032 | Build CT | Firm Capacity | 1 | 2028-04-01 | 0 | MW
0 | 0 | System | Generator | Build CT 2032 | Build CT | Firm Capacity | 1 | 2028-07-01 | 0 | MW
0 | 0 | System | Generator | Build CT 2032 | Build CT | Firm Capacity | 1 | 2028-10-01 | 0 | MW
Build CT 2032_Firm Capacity2029 | Build CT_Firm Capacity2029 | System | Generator | Build CT 2032 | Build CT | Firm Capacity | 1 | 2029-01-01 | 0 | MW
0 | 0 | System | Generator | Build CT 2032 | Build CT | Firm Capacity | 1 | 2029-04-01 | 0 | MW
0 | 0 | System | Generator | Build CT 2032 | Build CT | Firm Capacity | 1 | 2029-07-01 | 0 | MW
0 | 0 | System | Generator | Build CT 2032 | Build CT | Firm Capacity | 1 | 2029-10-01 | 0 | MW
Build CT 2032_Firm Capacity2030 | Build CT_Firm Capacity2030 | System | Generator | Build CT 2032 | Build CT | Firm Capacity | 1 | 2030-01-01 | 0 | MW
0 | 0 | System | Generator | Build CT 2032 | Build CT | Firm Capacity | 1 | 2030-04-01 | 0 | MW
0 | 0 | System | Generator | Build CT 2032 | Build CT | Firm Capacity | 1 | 2030-07-01 | 0 | MW
0 | 0 | System | Generator | Build CT 2032 | Build CT | Firm Capacity | 1 | 2030-10-01 | 0 | MW
Build CT 2032_Firm Capacity2031 | Build CT_Firm Capacity2031 | System | Generator | Build CT 2032 | Build CT | Firm Capacity | 1 | 2031-01-01 | 0 | MW
0 | 0 | System | Generator | Build CT 2032 | Build CT | Firm Capacity | 1 | 2031-04-01 | 0 | MW
0 | 0 | System | Generator | Build CT 2032 | Build CT | Firm Capacity | 1 | 2031-07-01 | 0 | MW
0 | 0 | System | Generator | Build CT 2032 | Build CT | Firm Capacity | 1 | 2031-10-01 | 0 | MW
Build CT 2032_Firm Capacity2032 | Build CT_Firm Capacity2032 | System | Generator | Build CT 2032 | Build CT | Firm Capacity | 1 | 2032-01-01 | 0 | MW
0 | 0 | System | Generator | Build CT 2032 | Build CT | Firm Capacity | 1 | 2032-04-01 | 415 | MW
0 | 0 | System | Generator | Build CT 2032 | Build CT | Firm Capacity | 1 | 2032-07-01 | 415 | MW
0 | 0 | System | Generator | Build CT 2032 | Build CT | Firm Capacity | 1 | 2032-10-01 | 415 | MW
Build CT 2032_Firm Capacity2033 | Build CT_Firm Capacity2033 | System | Generator | Build CT 2032 | Build CT | Firm Capacity | 1 | 2033-01-01 | 415 | MW
0 | 0 | System | Generator | Build CT 2032 | Build CT | Firm Capacity | 1 | 2033-04-01 | 415 | MW
0 | 0 | System | Generator | Build CT 2032 | Build CT | Firm Capacity | 1 | 2033-07-01 | 415 | MW
0 | 0 | System | Generator | Build CT 2032 | Build CT | Firm Capacity | 1 | 2033-10-01 | 415 | MW
Build CT 2032_Firm Capacity2034 | Build CT_Firm Capacity2034 | System | Generator | Build CT 2032 | Build CT | Firm Capacity | 1 | 2034-01-01 | 415 | MW
0 | 0 | System | Generator | Build CT 2032 | Build CT | Firm Capacity | 1 | 2034-04-01 | 415 | MW
0 | 0 | System | Generator | Build CT 2032 | Build CT | Firm Capacity | 1 | 2034-07-01 | 415 | MW
0 | 0 | System | Generator | Build CT 2032 | Build CT | Firm Capacity | 1 | 2034-10-01 | 415 | MW
Build CT 2032_Firm Capacity2035 | Build CT_Firm Capacity2035 | System | Generator | Build CT 2032 | Build CT | Firm Capacity | 1 | 2035-01-01 | 415 | MW
0 | 0 | System | Generator | Build CT 2032 | Build CT | Firm Capacity | 1 | 2035-04-01 | 415 | MW
0 | 0 | System | Generator | Build CT 2032 | Build CT | Firm Capacity | 1 | 2035-07-01 | 415 | MW
0 | 0 | System | Generator | Build CT 2032 | Build CT | Firm Capacity | 1 | 2035-10-01 | 415 | MW
Build CT 2032_Firm Capacity2036 | Build CT_Firm Capacity2036 | System | Generator | Build CT 2032 | Build CT | Firm Capacity | 1 | 2036-01-01 | 415 | MW
0 | 0 | System | Generator | Build CT 2032 | Build CT | Firm Capacity | 1 | 2036-04-01 | 415 | MW
0 | 0 | System | Generator | Build CT 2032 | Build CT | Firm Capacity | 1 | 2036-07-01 | 415 | MW
0 | 0 | System | Generator | Build CT 2032 | Build CT | Firm Capacity | 1 | 2036-10-01 | 415 | MW
Build CT 2032_Firm Capacity2037 | Build CT_Firm Capacity2037 | System | Generator | Build CT 2032 | Build CT | Firm Capacity | 1 | 2037-01-01 | 415 | MW
0 | 0 | System | Generator | Build CT 2032 | Build CT | Firm Capacity | 1 | 2037-04-01 | 415 | MW
0 | 0 | System | Generator | Build CT 2032 | Build CT | Firm Capacity | 1 | 2037-07-01 | 415 | MW
0 | 0 | System | Generator | Build CT 2032 | Build CT | Firm Capacity | 1 | 2037-10-01 | 415 | MW
Build CT 2032_Firm Capacity2038 | Build CT_Firm Capacity2038 | System | Generator | Build CT 2032 | Build CT | Firm Capacity | 1 | 2038-01-01 | 415 | MW
0 | 0 | System | Generator | Build CT 2032 | Build CT | Firm Capacity | 1 | 2038-04-01 | 415 | MW
0 | 0 | System | Generator | Build CT 2032 | Build CT | Firm Capacity | 1 | 2038-07-01 | 415 | MW
0 | 0 | System | Generator | Build CT 2032 | Build CT | Firm Capacity | 1 | 2038-10-01 | 415 | MW
Build CT 2032_Firm Capacity2039 | Build CT_Firm Capacity2039 | System | Generator | Build CT 2032 | Build CT | Firm Capacity | 1 | 2039-01-01 | 415 | MW
0 | 0 | System | Generator | Build CT 2032 | Build CT | Firm Capacity | 1 | 2039-04-01 | 415 | MW
0 | 0 | System | Generator | Build CT 2032 | Build CT | Firm Capacity | 1 | 2039-07-01 | 415 | MW
0 | 0 | System | Generator | Build CT 2032 | Build CT | Firm Capacity | 1 | 2039-10-01 | 415 | MW
Build CT 2032_Firm Capacity2040 | Build CT_Firm Capacity2040 | System | Generator | Build CT 2032 | Build CT | Firm Capacity | 1 | 2040-01-01 | 415 | MW
0 | 0 | System | Generator | Build CT 2032 | Build CT | Firm Capacity | 1 | 2040-04-01 | 415 | MW
0 | 0 | System | Generator | Build CT 2032 | Build CT | Firm Capacity | 1 | 2040-07-01 | 415 | MW
0 | 0 | System | Generator | Build CT 2032 | Build CT | Firm Capacity | 1 | 2040-10-01 | 415 | MW
Build CT 2032_Firm Capacity2041 | Build CT_Firm Capacity2041 | System | Generator | Build CT 2032 | Build CT | Firm Capacity | 1 | 2041-01-01 | 415 | MW
0 | 0 | System | Generator | Build CT 2032 | Build CT | Firm Capacity | 1 | 2041-04-01 | 415 | MW
0 | 0 | System | Generator | Build CT 2032 | Build CT | Firm Capacity | 1 | 2041-07-01 | 415 | MW
0 | 0 | System | Generator | Build CT 2032 | Build CT | Firm Capacity | 1 | 2041-10-01 | 415 | MW
Build CT 2032_Firm Capacity2042 | Build CT_Firm Capacity2042 | System | Generator | Build CT 2032 | Build CT | Firm Capacity | 1 | 2042-01-01 | 415 | MW
0 | 0 | System | Generator | Build CT 2032 | Build CT | Firm Capacity | 1 | 2042-04-01 | 415 | MW
0 | 0 | System | Generator | Build CT 2032 | Build CT | Firm Capacity | 1 | 2042-07-01 | 415 | MW
0 | 0 | System | Generator | Build CT 2032 | Build CT | Firm Capacity | 1 | 2042-10-01 | 415 | MW
Build CT 2032_Firm Capacity2043 | Build CT_Firm Capacity2043 | System | Generator | Build CT 2032 | Build CT | Firm Capacity | 1 | 2043-01-01 | 415 | MW
0 | 0 | System | Generator | Build CT 2032 | Build CT | Firm Capacity | 1 | 2043-04-01 | 415 | MW
0 | 0 | System | Generator | Build CT 2032 | Build CT | Firm Capacity | 1 | 2043-07-01 | 415 | MW
0 | 0 | System | Generator | Build CT 2032 | Build CT | Firm Capacity | 1 | 2043-10-01 | 415 | MW
Build CT 2033_Firm Capacity2024 | Build CT_Firm Capacity2024 | System | Generator | Build CT 2033 | Build CT | Firm Capacity | 1 | 2024-01-01 | 0 | MW
0 | 0 | System | Generator | Build CT 2033 | Build CT | Firm Capacity | 1 | 2024-04-01 | 0 | MW
0 | 0 | System | Generator | Build CT 2033 | Build CT | Firm Capacity | 1 | 2024-07-01 | 0 | MW
0 | 0 | System | Generator | Build CT 2033 | Build CT | Firm Capacity | 1 | 2024-10-01 | 0 | MW
Build CT 2033_Firm Capacity2025 | Build CT_Firm Capacity2025 | System | Generator | Build CT 2033 | Build CT | Firm Capacity | 1 | 2025-01-01 | 0 | MW
0 | 0 | System | Generator | Build CT 2033 | Build CT | Firm Capacity | 1 | 2025-04-01 | 0 | MW
0 | 0 | System | Generator | Build CT 2033 | Build CT | Firm Capacity | 1 | 2025-07-01 | 0 | MW
0 | 0 | System | Generator | Build CT 2033 | Build CT | Firm Capacity | 1 | 2025-10-01 | 0 | MW
Build CT 2033_Firm Capacity2026 | Build CT_Firm Capacity2026 | System | Generator | Build CT 2033 | Build CT | Firm Capacity | 1 | 2026-01-01 | 0 | MW
0 | 0 | System | Generator | Build CT 2033 | Build CT | Firm Capacity | 1 | 2026-04-01 | 0 | MW
0 | 0 | System | Generator | Build CT 2033 | Build CT | Firm Capacity | 1 | 2026-07-01 | 0 | MW
0 | 0 | System | Generator | Build CT 2033 | Build CT | Firm Capacity | 1 | 2026-10-01 | 0 | MW
Build CT 2033_Firm Capacity2027 | Build CT_Firm Capacity2027 | System | Generator | Build CT 2033 | Build CT | Firm Capacity | 1 | 2027-01-01 | 0 | MW
0 | 0 | System | Generator | Build CT 2033 | Build CT | Firm Capacity | 1 | 2027-04-01 | 0 | MW
0 | 0 | System | Generator | Build CT 2033 | Build CT | Firm Capacity | 1 | 2027-07-01 | 0 | MW
0 | 0 | System | Generator | Build CT 2033 | Build CT | Firm Capacity | 1 | 2027-10-01 | 0 | MW
Build CT 2033_Firm Capacity2028 | Build CT_Firm Capacity2028 | System | Generator | Build CT 2033 | Build CT | Firm Capacity | 1 | 2028-01-01 | 0 | MW
0 | 0 | System | Generator | Build CT 2033 | Build CT | Firm Capacity | 1 | 2028-04-01 | 0 | MW
0 | 0 | System | Generator | Build CT 2033 | Build CT | Firm Capacity | 1 | 2028-07-01 | 0 | MW
0 | 0 | System | Generator | Build CT 2033 | Build CT | Firm Capacity | 1 | 2028-10-01 | 0 | MW
Build CT 2033_Firm Capacity2029 | Build CT_Firm Capacity2029 | System | Generator | Build CT 2033 | Build CT | Firm Capacity | 1 | 2029-01-01 | 0 | MW
0 | 0 | System | Generator | Build CT 2033 | Build CT | Firm Capacity | 1 | 2029-04-01 | 0 | MW
0 | 0 | System | Generator | Build CT 2033 | Build CT | Firm Capacity | 1 | 2029-07-01 | 0 | MW
0 | 0 | System | Generator | Build CT 2033 | Build CT | Firm Capacity | 1 | 2029-10-01 | 0 | MW
Build CT 2033_Firm Capacity2030 | Build CT_Firm Capacity2030 | System | Generator | Build CT 2033 | Build CT | Firm Capacity | 1 | 2030-01-01 | 0 | MW
0 | 0 | System | Generator | Build CT 2033 | Build CT | Firm Capacity | 1 | 2030-04-01 | 0 | MW
0 | 0 | System | Generator | Build CT 2033 | Build CT | Firm Capacity | 1 | 2030-07-01 | 0 | MW
0 | 0 | System | Generator | Build CT 2033 | Build CT | Firm Capacity | 1 | 2030-10-01 | 0 | MW
Build CT 2033_Firm Capacity2031 | Build CT_Firm Capacity2031 | System | Generator | Build CT 2033 | Build CT | Firm Capacity | 1 | 2031-01-01 | 0 | MW
0 | 0 | System | Generator | Build CT 2033 | Build CT | Firm Capacity | 1 | 2031-04-01 | 0 | MW
0 | 0 | System | Generator | Build CT 2033 | Build CT | Firm Capacity | 1 | 2031-07-01 | 0 | MW
0 | 0 | System | Generator | Build CT 2033 | Build CT | Firm Capacity | 1 | 2031-10-01 | 0 | MW
Build CT 2033_Firm Capacity2032 | Build CT_Firm Capacity2032 | System | Generator | Build CT 2033 | Build CT | Firm Capacity | 1 | 2032-01-01 | 0 | MW
0 | 0 | System | Generator | Build CT 2033 | Build CT | Firm Capacity | 1 | 2032-04-01 | 0 | MW
0 | 0 | System | Generator | Build CT 2033 | Build CT | Firm Capacity | 1 | 2032-07-01 | 0 | MW
0 | 0 | System | Generator | Build CT 2033 | Build CT | Firm Capacity | 1 | 2032-10-01 | 0 | MW
Build CT 2033_Firm Capacity2033 | Build CT_Firm Capacity2033 | System | Generator | Build CT 2033 | Build CT | Firm Capacity | 1 | 2033-01-01 | 0 | MW
0 | 0 | System | Generator | Build CT 2033 | Build CT | Firm Capacity | 1 | 2033-04-01 | 0 | MW
0 | 0 | System | Generator | Build CT 2033 | Build CT | Firm Capacity | 1 | 2033-07-01 | 0 | MW
0 | 0 | System | Generator | Build CT 2033 | Build CT | Firm Capacity | 1 | 2033-10-01 | 0 | MW
Build CT 2033_Firm Capacity2034 | Build CT_Firm Capacity2034 | System | Generator | Build CT 2033 | Build CT | Firm Capacity | 1 | 2034-01-01 | 0 | MW
0 | 0 | System | Generator | Build CT 2033 | Build CT | Firm Capacity | 1 | 2034-04-01 | 0 | MW
0 | 0 | System | Generator | Build CT 2033 | Build CT | Firm Capacity | 1 | 2034-07-01 | 0 | MW
0 | 0 | System | Generator | Build CT 2033 | Build CT | Firm Capacity | 1 | 2034-10-01 | 0 | MW
Build CT 2033_Firm Capacity2035 | Build CT_Firm Capacity2035 | System | Generator | Build CT 2033 | Build CT | Firm Capacity | 1 | 2035-01-01 | 0 | MW
0 | 0 | System | Generator | Build CT 2033 | Build CT | Firm Capacity | 1 | 2035-04-01 | 0 | MW
0 | 0 | System | Generator | Build CT 2033 | Build CT | Firm Capacity | 1 | 2035-07-01 | 0 | MW
0 | 0 | System | Generator | Build CT 2033 | Build CT | Firm Capacity | 1 | 2035-10-01 | 0 | MW
Build CT 2033_Firm Capacity2036 | Build CT_Firm Capacity2036 | System | Generator | Build CT 2033 | Build CT | Firm Capacity | 1 | 2036-01-01 | 0 | MW
0 | 0 | System | Generator | Build CT 2033 | Build CT | Firm Capacity | 1 | 2036-04-01 | 0 | MW
0 | 0 | System | Generator | Build CT 2033 | Build CT | Firm Capacity | 1 | 2036-07-01 | 0 | MW
0 | 0 | System | Generator | Build CT 2033 | Build CT | Firm Capacity | 1 | 2036-10-01 | 0 | MW
Build CT 2033_Firm Capacity2037 | Build CT_Firm Capacity2037 | System | Generator | Build CT 2033 | Build CT | Firm Capacity | 1 | 2037-01-01 | 0 | MW
0 | 0 | System | Generator | Build CT 2033 | Build CT | Firm Capacity | 1 | 2037-04-01 | 0 | MW
0 | 0 | System | Generator | Build CT 2033 | Build CT | Firm Capacity | 1 | 2037-07-01 | 0 | MW
0 | 0 | System | Generator | Build CT 2033 | Build CT | Firm Capacity | 1 | 2037-10-01 | 0 | MW
Build CT 2033_Firm Capacity2038 | Build CT_Firm Capacity2038 | System | Generator | Build CT 2033 | Build CT | Firm Capacity | 1 | 2038-01-01 | 0 | MW
0 | 0 | System | Generator | Build CT 2033 | Build CT | Firm Capacity | 1 | 2038-04-01 | 0 | MW
0 | 0 | System | Generator | Build CT 2033 | Build CT | Firm Capacity | 1 | 2038-07-01 | 0 | MW
0 | 0 | System | Generator | Build CT 2033 | Build CT | Firm Capacity | 1 | 2038-10-01 | 0 | MW
Build CT 2033_Firm Capacity2039 | Build CT_Firm Capacity2039 | System | Generator | Build CT 2033 | Build CT | Firm Capacity | 1 | 2039-01-01 | 0 | MW
0 | 0 | System | Generator | Build CT 2033 | Build CT | Firm Capacity | 1 | 2039-04-01 | 0 | MW
0 | 0 | System | Generator | Build CT 2033 | Build CT | Firm Capacity | 1 | 2039-07-01 | 0 | MW
0 | 0 | System | Generator | Build CT 2033 | Build CT | Firm Capacity | 1 | 2039-10-01 | 0 | MW
Build CT 2033_Firm Capacity2040 | Build CT_Firm Capacity2040 | System | Generator | Build CT 2033 | Build CT | Firm Capacity | 1 | 2040-01-01 | 0 | MW
0 | 0 | System | Generator | Build CT 2033 | Build CT | Firm Capacity | 1 | 2040-04-01 | 0 | MW
0 | 0 | System | Generator | Build CT 2033 | Build CT | Firm Capacity | 1 | 2040-07-01 | 0 | MW
0 | 0 | System | Generator | Build CT 2033 | Build CT | Firm Capacity | 1 | 2040-10-01 | 0 | MW
Build CT 2033_Firm Capacity2041 | Build CT_Firm Capacity2041 | System | Generator | Build CT 2033 | Build CT | Firm Capacity | 1 | 2041-01-01 | 0 | MW
0 | 0 | System | Generator | Build CT 2033 | Build CT | Firm Capacity | 1 | 2041-04-01 | 0 | MW
0 | 0 | System | Generator | Build CT 2033 | Build CT | Firm Capacity | 1 | 2041-07-01 | 0 | MW
0 | 0 | System | Generator | Build CT 2033 | Build CT | Firm Capacity | 1 | 2041-10-01 | 0 | MW
Build CT 2033_Firm Capacity2042 | Build CT_Firm Capacity2042 | System | Generator | Build CT 2033 | Build CT | Firm Capacity | 1 | 2042-01-01 | 0 | MW
0 | 0 | System | Generator | Build CT 2033 | Build CT | Firm Capacity | 1 | 2042-04-01 | 0 | MW
0 | 0 | System | Generator | Build CT 2033 | Build CT | Firm Capacity | 1 | 2042-07-01 | 0 | MW
0 | 0 | System | Generator | Build CT 2033 | Build CT | Firm Capacity | 1 | 2042-10-01 | 0 | MW
Build CT 2033_Firm Capacity2043 | Build CT_Firm Capacity2043 | System | Generator | Build CT 2033 | Build CT | Firm Capacity | 1 | 2043-01-01 | 0 | MW
0 | 0 | System | Generator | Build CT 2033 | Build CT | Firm Capacity | 1 | 2043-04-01 | 0 | MW
0 | 0 | System | Generator | Build CT 2033 | Build CT | Firm Capacity | 1 | 2043-07-01 | 0 | MW
0 | 0 | System | Generator | Build CT 2033 | Build CT | Firm Capacity | 1 | 2043-10-01 | 0 | MW
Build CT 2034_Firm Capacity2024 | Build CT_Firm Capacity2024 | System | Generator | Build CT 2034 | Build CT | Firm Capacity | 1 | 2024-01-01 | 0 | MW
0 | 0 | System | Generator | Build CT 2034 | Build CT | Firm Capacity | 1 | 2024-04-01 | 0 | MW
0 | 0 | System | Generator | Build CT 2034 | Build CT | Firm Capacity | 1 | 2024-07-01 | 0 | MW
0 | 0 | System | Generator | Build CT 2034 | Build CT | Firm Capacity | 1 | 2024-10-01 | 0 | MW
Build CT 2034_Firm Capacity2025 | Build CT_Firm Capacity2025 | System | Generator | Build CT 2034 | Build CT | Firm Capacity | 1 | 2025-01-01 | 0 | MW
0 | 0 | System | Generator | Build CT 2034 | Build CT | Firm Capacity | 1 | 2025-04-01 | 0 | MW
0 | 0 | System | Generator | Build CT 2034 | Build CT | Firm Capacity | 1 | 2025-07-01 | 0 | MW
0 | 0 | System | Generator | Build CT 2034 | Build CT | Firm Capacity | 1 | 2025-10-01 | 0 | MW
Build CT 2034_Firm Capacity2026 | Build CT_Firm Capacity2026 | System | Generator | Build CT 2034 | Build CT | Firm Capacity | 1 | 2026-01-01 | 0 | MW
0 | 0 | System | Generator | Build CT 2034 | Build CT | Firm Capacity | 1 | 2026-04-01 | 0 | MW
0 | 0 | System | Generator | Build CT 2034 | Build CT | Firm Capacity | 1 | 2026-07-01 | 0 | MW
0 | 0 | System | Generator | Build CT 2034 | Build CT | Firm Capacity | 1 | 2026-10-01 | 0 | MW
Build CT 2034_Firm Capacity2027 | Build CT_Firm Capacity2027 | System | Generator | Build CT 2034 | Build CT | Firm Capacity | 1 | 2027-01-01 | 0 | MW
0 | 0 | System | Generator | Build CT 2034 | Build CT | Firm Capacity | 1 | 2027-04-01 | 0 | MW
0 | 0 | System | Generator | Build CT 2034 | Build CT | Firm Capacity | 1 | 2027-07-01 | 0 | MW
0 | 0 | System | Generator | Build CT 2034 | Build CT | Firm Capacity | 1 | 2027-10-01 | 0 | MW
Build CT 2034_Firm Capacity2028 | Build CT_Firm Capacity2028 | System | Generator | Build CT 2034 | Build CT | Firm Capacity | 1 | 2028-01-01 | 0 | MW
0 | 0 | System | Generator | Build CT 2034 | Build CT | Firm Capacity | 1 | 2028-04-01 | 0 | MW
0 | 0 | System | Generator | Build CT 2034 | Build CT | Firm Capacity | 1 | 2028-07-01 | 0 | MW
0 | 0 | System | Generator | Build CT 2034 | Build CT | Firm Capacity | 1 | 2028-10-01 | 0 | MW
Build CT 2034_Firm Capacity2029 | Build CT_Firm Capacity2029 | System | Generator | Build CT 2034 | Build CT | Firm Capacity | 1 | 2029-01-01 | 0 | MW
0 | 0 | System | Generator | Build CT 2034 | Build CT | Firm Capacity | 1 | 2029-04-01 | 0 | MW
0 | 0 | System | Generator | Build CT 2034 | Build CT | Firm Capacity | 1 | 2029-07-01 | 0 | MW
0 | 0 | System | Generator | Build CT 2034 | Build CT | Firm Capacity | 1 | 2029-10-01 | 0 | MW
Build CT 2034_Firm Capacity2030 | Build CT_Firm Capacity2030 | System | Generator | Build CT 2034 | Build CT | Firm Capacity | 1 | 2030-01-01 | 0 | MW
0 | 0 | System | Generator | Build CT 2034 | Build CT | Firm Capacity | 1 | 2030-04-01 | 0 | MW
0 | 0 | System | Generator | Build CT 2034 | Build CT | Firm Capacity | 1 | 2030-07-01 | 0 | MW
0 | 0 | System | Generator | Build CT 2034 | Build CT | Firm Capacity | 1 | 2030-10-01 | 0 | MW
Build CT 2034_Firm Capacity2031 | Build CT_Firm Capacity2031 | System | Generator | Build CT 2034 | Build CT | Firm Capacity | 1 | 2031-01-01 | 0 | MW
0 | 0 | System | Generator | Build CT 2034 | Build CT | Firm Capacity | 1 | 2031-04-01 | 0 | MW
0 | 0 | System | Generator | Build CT 2034 | Build CT | Firm Capacity | 1 | 2031-07-01 | 0 | MW
0 | 0 | System | Generator | Build CT 2034 | Build CT | Firm Capacity | 1 | 2031-10-01 | 0 | MW
Build CT 2034_Firm Capacity2032 | Build CT_Firm Capacity2032 | System | Generator | Build CT 2034 | Build CT | Firm Capacity | 1 | 2032-01-01 | 0 | MW
0 | 0 | System | Generator | Build CT 2034 | Build CT | Firm Capacity | 1 | 2032-04-01 | 0 | MW
0 | 0 | System | Generator | Build CT 2034 | Build CT | Firm Capacity | 1 | 2032-07-01 | 0 | MW
0 | 0 | System | Generator | Build CT 2034 | Build CT | Firm Capacity | 1 | 2032-10-01 | 0 | MW
Build CT 2034_Firm Capacity2033 | Build CT_Firm Capacity2033 | System | Generator | Build CT 2034 | Build CT | Firm Capacity | 1 | 2033-01-01 | 0 | MW
0 | 0 | System | Generator | Build CT 2034 | Build CT | Firm Capacity | 1 | 2033-04-01 | 0 | MW
0 | 0 | System | Generator | Build CT 2034 | Build CT | Firm Capacity | 1 | 2033-07-01 | 0 | MW
0 | 0 | System | Generator | Build CT 2034 | Build CT | Firm Capacity | 1 | 2033-10-01 | 0 | MW
Build CT 2034_Firm Capacity2034 | Build CT_Firm Capacity2034 | System | Generator | Build CT 2034 | Build CT | Firm Capacity | 1 | 2034-01-01 | 0 | MW
0 | 0 | System | Generator | Build CT 2034 | Build CT | Firm Capacity | 1 | 2034-04-01 | 0 | MW
0 | 0 | System | Generator | Build CT 2034 | Build CT | Firm Capacity | 1 | 2034-07-01 | 0 | MW
0 | 0 | System | Generator | Build CT 2034 | Build CT | Firm Capacity | 1 | 2034-10-01 | 0 | MW
Build CT 2034_Firm Capacity2035 | Build CT_Firm Capacity2035 | System | Generator | Build CT 2034 | Build CT | Firm Capacity | 1 | 2035-01-01 | 0 | MW
0 | 0 | System | Generator | Build CT 2034 | Build CT | Firm Capacity | 1 | 2035-04-01 | 0 | MW
0 | 0 | System | Generator | Build CT 2034 | Build CT | Firm Capacity | 1 | 2035-07-01 | 0 | MW
0 | 0 | System | Generator | Build CT 2034 | Build CT | Firm Capacity | 1 | 2035-10-01 | 0 | MW
Build CT 2034_Firm Capacity2036 | Build CT_Firm Capacity2036 | System | Generator | Build CT 2034 | Build CT | Firm Capacity | 1 | 2036-01-01 | 0 | MW
0 | 0 | System | Generator | Build CT 2034 | Build CT | Firm Capacity | 1 | 2036-04-01 | 0 | MW
0 | 0 | System | Generator | Build CT 2034 | Build CT | Firm Capacity | 1 | 2036-07-01 | 0 | MW
0 | 0 | System | Generator | Build CT 2034 | Build CT | Firm Capacity | 1 | 2036-10-01 | 0 | MW
Build CT 2034_Firm Capacity2037 | Build CT_Firm Capacity2037 | System | Generator | Build CT 2034 | Build CT | Firm Capacity | 1 | 2037-01-01 | 0 | MW
0 | 0 | System | Generator | Build CT 2034 | Build CT | Firm Capacity | 1 | 2037-04-01 | 0 | MW
0 | 0 | System | Generator | Build CT 2034 | Build CT | Firm Capacity | 1 | 2037-07-01 | 0 | MW
0 | 0 | System | Generator | Build CT 2034 | Build CT | Firm Capacity | 1 | 2037-10-01 | 0 | MW
Build CT 2034_Firm Capacity2038 | Build CT_Firm Capacity2038 | System | Generator | Build CT 2034 | Build CT | Firm Capacity | 1 | 2038-01-01 | 0 | MW
0 | 0 | System | Generator | Build CT 2034 | Build CT | Firm Capacity | 1 | 2038-04-01 | 0 | MW
0 | 0 | System | Generator | Build CT 2034 | Build CT | Firm Capacity | 1 | 2038-07-01 | 0 | MW
0 | 0 | System | Generator | Build CT 2034 | Build CT | Firm Capacity | 1 | 2038-10-01 | 0 | MW
Build CT 2034_Firm Capacity2039 | Build CT_Firm Capacity2039 | System | Generator | Build CT 2034 | Build CT | Firm Capacity | 1 | 2039-01-01 | 0 | MW
0 | 0 | System | Generator | Build CT 2034 | Build CT | Firm Capacity | 1 | 2039-04-01 | 0 | MW
0 | 0 | System | Generator | Build CT 2034 | Build CT | Firm Capacity | 1 | 2039-07-01 | 0 | MW
0 | 0 | System | Generator | Build CT 2034 | Build CT | Firm Capacity | 1 | 2039-10-01 | 0 | MW
Build CT 2034_Firm Capacity2040 | Build CT_Firm Capacity2040 | System | Generator | Build CT 2034 | Build CT | Firm Capacity | 1 | 2040-01-01 | 0 | MW
0 | 0 | System | Generator | Build CT 2034 | Build CT | Firm Capacity | 1 | 2040-04-01 | 0 | MW
0 | 0 | System | Generator | Build CT 2034 | Build CT | Firm Capacity | 1 | 2040-07-01 | 0 | MW
0 | 0 | System | Generator | Build CT 2034 | Build CT | Firm Capacity | 1 | 2040-10-01 | 0 | MW
Build CT 2034_Firm Capacity2041 | Build CT_Firm Capacity2041 | System | Generator | Build CT 2034 | Build CT | Firm Capacity | 1 | 2041-01-01 | 0 | MW
0 | 0 | System | Generator | Build CT 2034 | Build CT | Firm Capacity | 1 | 2041-04-01 | 0 | MW
0 | 0 | System | Generator | Build CT 2034 | Build CT | Firm Capacity | 1 | 2041-07-01 | 0 | MW
0 | 0 | System | Generator | Build CT 2034 | Build CT | Firm Capacity | 1 | 2041-10-01 | 0 | MW
Build CT 2034_Firm Capacity2042 | Build CT_Firm Capacity2042 | System | Generator | Build CT 2034 | Build CT | Firm Capacity | 1 | 2042-01-01 | 0 | MW
0 | 0 | System | Generator | Build CT 2034 | Build CT | Firm Capacity | 1 | 2042-04-01 | 0 | MW
0 | 0 | System | Generator | Build CT 2034 | Build CT | Firm Capacity | 1 | 2042-07-01 | 0 | MW
0 | 0 | System | Generator | Build CT 2034 | Build CT | Firm Capacity | 1 | 2042-10-01 | 0 | MW
Build CT 2034_Firm Capacity2043 | Build CT_Firm Capacity2043 | System | Generator | Build CT 2034 | Build CT | Firm Capacity | 1 | 2043-01-01 | 0 | MW
0 | 0 | System | Generator | Build CT 2034 | Build CT | Firm Capacity | 1 | 2043-04-01 | 0 | MW
0 | 0 | System | Generator | Build CT 2034 | Build CT | Firm Capacity | 1 | 2043-07-01 | 0 | MW
0 | 0 | System | Generator | Build CT 2034 | Build CT | Firm Capacity | 1 | 2043-10-01 | 0 | MW
Build CT 2035_Firm Capacity2024 | Build CT_Firm Capacity2024 | System | Generator | Build CT 2035 | Build CT | Firm Capacity | 1 | 2024-01-01 | 0 | MW
0 | 0 | System | Generator | Build CT 2035 | Build CT | Firm Capacity | 1 | 2024-04-01 | 0 | MW
0 | 0 | System | Generator | Build CT 2035 | Build CT | Firm Capacity | 1 | 2024-07-01 | 0 | MW
0 | 0 | System | Generator | Build CT 2035 | Build CT | Firm Capacity | 1 | 2024-10-01 | 0 | MW
Build CT 2035_Firm Capacity2025 | Build CT_Firm Capacity2025 | System | Generator | Build CT 2035 | Build CT | Firm Capacity | 1 | 2025-01-01 | 0 | MW
0 | 0 | System | Generator | Build CT 2035 | Build CT | Firm Capacity | 1 | 2025-04-01 | 0 | MW
0 | 0 | System | Generator | Build CT 2035 | Build CT | Firm Capacity | 1 | 2025-07-01 | 0 | MW
0 | 0 | System | Generator | Build CT 2035 | Build CT | Firm Capacity | 1 | 2025-10-01 | 0 | MW
Build CT 2035_Firm Capacity2026 | Build CT_Firm Capacity2026 | System | Generator | Build CT 2035 | Build CT | Firm Capacity | 1 | 2026-01-01 | 0 | MW
0 | 0 | System | Generator | Build CT 2035 | Build CT | Firm Capacity | 1 | 2026-04-01 | 0 | MW
0 | 0 | System | Generator | Build CT 2035 | Build CT | Firm Capacity | 1 | 2026-07-01 | 0 | MW
0 | 0 | System | Generator | Build CT 2035 | Build CT | Firm Capacity | 1 | 2026-10-01 | 0 | MW
Build CT 2035_Firm Capacity2027 | Build CT_Firm Capacity2027 | System | Generator | Build CT 2035 | Build CT | Firm Capacity | 1 | 2027-01-01 | 0 | MW
0 | 0 | System | Generator | Build CT 2035 | Build CT | Firm Capacity | 1 | 2027-04-01 | 0 | MW
0 | 0 | System | Generator | Build CT 2035 | Build CT | Firm Capacity | 1 | 2027-07-01 | 0 | MW
0 | 0 | System | Generator | Build CT 2035 | Build CT | Firm Capacity | 1 | 2027-10-01 | 0 | MW
Build CT 2035_Firm Capacity2028 | Build CT_Firm Capacity2028 | System | Generator | Build CT 2035 | Build CT | Firm Capacity | 1 | 2028-01-01 | 0 | MW
0 | 0 | System | Generator | Build CT 2035 | Build CT | Firm Capacity | 1 | 2028-04-01 | 0 | MW
0 | 0 | System | Generator | Build CT 2035 | Build CT | Firm Capacity | 1 | 2028-07-01 | 0 | MW
0 | 0 | System | Generator | Build CT 2035 | Build CT | Firm Capacity | 1 | 2028-10-01 | 0 | MW
Build CT 2035_Firm Capacity2029 | Build CT_Firm Capacity2029 | System | Generator | Build CT 2035 | Build CT | Firm Capacity | 1 | 2029-01-01 | 0 | MW
0 | 0 | System | Generator | Build CT 2035 | Build CT | Firm Capacity | 1 | 2029-04-01 | 0 | MW
0 | 0 | System | Generator | Build CT 2035 | Build CT | Firm Capacity | 1 | 2029-07-01 | 0 | MW
0 | 0 | System | Generator | Build CT 2035 | Build CT | Firm Capacity | 1 | 2029-10-01 | 0 | MW
Build CT 2035_Firm Capacity2030 | Build CT_Firm Capacity2030 | System | Generator | Build CT 2035 | Build CT | Firm Capacity | 1 | 2030-01-01 | 0 | MW
0 | 0 | System | Generator | Build CT 2035 | Build CT | Firm Capacity | 1 | 2030-04-01 | 0 | MW
0 | 0 | System | Generator | Build CT 2035 | Build CT | Firm Capacity | 1 | 2030-07-01 | 0 | MW
0 | 0 | System | Generator | Build CT 2035 | Build CT | Firm Capacity | 1 | 2030-10-01 | 0 | MW
Build CT 2035_Firm Capacity2031 | Build CT_Firm Capacity2031 | System | Generator | Build CT 2035 | Build CT | Firm Capacity | 1 | 2031-01-01 | 0 | MW
0 | 0 | System | Generator | Build CT 2035 | Build CT | Firm Capacity | 1 | 2031-04-01 | 0 | MW
0 | 0 | System | Generator | Build CT 2035 | Build CT | Firm Capacity | 1 | 2031-07-01 | 0 | MW
0 | 0 | System | Generator | Build CT 2035 | Build CT | Firm Capacity | 1 | 2031-10-01 | 0 | MW
Build CT 2035_Firm Capacity2032 | Build CT_Firm Capacity2032 | System | Generator | Build CT 2035 | Build CT | Firm Capacity | 1 | 2032-01-01 | 0 | MW
0 | 0 | System | Generator | Build CT 2035 | Build CT | Firm Capacity | 1 | 2032-04-01 | 0 | MW
0 | 0 | System | Generator | Build CT 2035 | Build CT | Firm Capacity | 1 | 2032-07-01 | 0 | MW
0 | 0 | System | Generator | Build CT 2035 | Build CT | Firm Capacity | 1 | 2032-10-01 | 0 | MW
Build CT 2035_Firm Capacity2033 | Build CT_Firm Capacity2033 | System | Generator | Build CT 2035 | Build CT | Firm Capacity | 1 | 2033-01-01 | 0 | MW
0 | 0 | System | Generator | Build CT 2035 | Build CT | Firm Capacity | 1 | 2033-04-01 | 0 | MW
0 | 0 | System | Generator | Build CT 2035 | Build CT | Firm Capacity | 1 | 2033-07-01 | 0 | MW
0 | 0 | System | Generator | Build CT 2035 | Build CT | Firm Capacity | 1 | 2033-10-01 | 0 | MW
Build CT 2035_Firm Capacity2034 | Build CT_Firm Capacity2034 | System | Generator | Build CT 2035 | Build CT | Firm Capacity | 1 | 2034-01-01 | 0 | MW
0 | 0 | System | Generator | Build CT 2035 | Build CT | Firm Capacity | 1 | 2034-04-01 | 0 | MW
0 | 0 | System | Generator | Build CT 2035 | Build CT | Firm Capacity | 1 | 2034-07-01 | 0 | MW
0 | 0 | System | Generator | Build CT 2035 | Build CT | Firm Capacity | 1 | 2034-10-01 | 0 | MW
Build CT 2035_Firm Capacity2035 | Build CT_Firm Capacity2035 | System | Generator | Build CT 2035 | Build CT | Firm Capacity | 1 | 2035-01-01 | 0 | MW
0 | 0 | System | Generator | Build CT 2035 | Build CT | Firm Capacity | 1 | 2035-04-01 | 0 | MW
0 | 0 | System | Generator | Build CT 2035 | Build CT | Firm Capacity | 1 | 2035-07-01 | 0 | MW
0 | 0 | System | Generator | Build CT 2035 | Build CT | Firm Capacity | 1 | 2035-10-01 | 0 | MW
Build CT 2035_Firm Capacity2036 | Build CT_Firm Capacity2036 | System | Generator | Build CT 2035 | Build CT | Firm Capacity | 1 | 2036-01-01 | 0 | MW
0 | 0 | System | Generator | Build CT 2035 | Build CT | Firm Capacity | 1 | 2036-04-01 | 0 | MW
0 | 0 | System | Generator | Build CT 2035 | Build CT | Firm Capacity | 1 | 2036-07-01 | 0 | MW
0 | 0 | System | Generator | Build CT 2035 | Build CT | Firm Capacity | 1 | 2036-10-01 | 0 | MW
Build CT 2035_Firm Capacity2037 | Build CT_Firm Capacity2037 | System | Generator | Build CT 2035 | Build CT | Firm Capacity | 1 | 2037-01-01 | 0 | MW
0 | 0 | System | Generator | Build CT 2035 | Build CT | Firm Capacity | 1 | 2037-04-01 | 0 | MW
0 | 0 | System | Generator | Build CT 2035 | Build CT | Firm Capacity | 1 | 2037-07-01 | 0 | MW
0 | 0 | System | Generator | Build CT 2035 | Build CT | Firm Capacity | 1 | 2037-10-01 | 0 | MW
Build CT 2035_Firm Capacity2038 | Build CT_Firm Capacity2038 | System | Generator | Build CT 2035 | Build CT | Firm Capacity | 1 | 2038-01-01 | 0 | MW
0 | 0 | System | Generator | Build CT 2035 | Build CT | Firm Capacity | 1 | 2038-04-01 | 0 | MW
0 | 0 | System | Generator | Build CT 2035 | Build CT | Firm Capacity | 1 | 2038-07-01 | 0 | MW
0 | 0 | System | Generator | Build CT 2035 | Build CT | Firm Capacity | 1 | 2038-10-01 | 0 | MW
Build CT 2035_Firm Capacity2039 | Build CT_Firm Capacity2039 | System | Generator | Build CT 2035 | Build CT | Firm Capacity | 1 | 2039-01-01 | 0 | MW
0 | 0 | System | Generator | Build CT 2035 | Build CT | Firm Capacity | 1 | 2039-04-01 | 0 | MW
0 | 0 | System | Generator | Build CT 2035 | Build CT | Firm Capacity | 1 | 2039-07-01 | 0 | MW
0 | 0 | System | Generator | Build CT 2035 | Build CT | Firm Capacity | 1 | 2039-10-01 | 0 | MW
Build CT 2035_Firm Capacity2040 | Build CT_Firm Capacity2040 | System | Generator | Build CT 2035 | Build CT | Firm Capacity | 1 | 2040-01-01 | 0 | MW
0 | 0 | System | Generator | Build CT 2035 | Build CT | Firm Capacity | 1 | 2040-04-01 | 0 | MW
0 | 0 | System | Generator | Build CT 2035 | Build CT | Firm Capacity | 1 | 2040-07-01 | 0 | MW
0 | 0 | System | Generator | Build CT 2035 | Build CT | Firm Capacity | 1 | 2040-10-01 | 0 | MW
Build CT 2035_Firm Capacity2041 | Build CT_Firm Capacity2041 | System | Generator | Build CT 2035 | Build CT | Firm Capacity | 1 | 2041-01-01 | 0 | MW
0 | 0 | System | Generator | Build CT 2035 | Build CT | Firm Capacity | 1 | 2041-04-01 | 0 | MW
0 | 0 | System | Generator | Build CT 2035 | Build CT | Firm Capacity | 1 | 2041-07-01 | 0 | MW
0 | 0 | System | Generator | Build CT 2035 | Build CT | Firm Capacity | 1 | 2041-10-01 | 0 | MW
Build CT 2035_Firm Capacity2042 | Build CT_Firm Capacity2042 | System | Generator | Build CT 2035 | Build CT | Firm Capacity | 1 | 2042-01-01 | 0 | MW
0 | 0 | System | Generator | Build CT 2035 | Build CT | Firm Capacity | 1 | 2042-04-01 | 0 | MW
0 | 0 | System | Generator | Build CT 2035 | Build CT | Firm Capacity | 1 | 2042-07-01 | 0 | MW
0 | 0 | System | Generator | Build CT 2035 | Build CT | Firm Capacity | 1 | 2042-10-01 | 0 | MW
Build CT 2035_Firm Capacity2043 | Build CT_Firm Capacity2043 | System | Generator | Build CT 2035 | Build CT | Firm Capacity | 1 | 2043-01-01 | 0 | MW
0 | 0 | System | Generator | Build CT 2035 | Build CT | Firm Capacity | 1 | 2043-04-01 | 0 | MW
0 | 0 | System | Generator | Build CT 2035 | Build CT | Firm Capacity | 1 | 2043-07-01 | 0 | MW
0 | 0 | System | Generator | Build CT 2035 | Build CT | Firm Capacity | 1 | 2043-10-01 | 0 | MW
Build CT 2036_Firm Capacity2024 | Build CT_Firm Capacity2024 | System | Generator | Build CT 2036 | Build CT | Firm Capacity | 1 | 2024-01-01 | 0 | MW
0 | 0 | System | Generator | Build CT 2036 | Build CT | Firm Capacity | 1 | 2024-04-01 | 0 | MW
0 | 0 | System | Generator | Build CT 2036 | Build CT | Firm Capacity | 1 | 2024-07-01 | 0 | MW
0 | 0 | System | Generator | Build CT 2036 | Build CT | Firm Capacity | 1 | 2024-10-01 | 0 | MW
Build CT 2036_Firm Capacity2025 | Build CT_Firm Capacity2025 | System | Generator | Build CT 2036 | Build CT | Firm Capacity | 1 | 2025-01-01 | 0 | MW
0 | 0 | System | Generator | Build CT 2036 | Build CT | Firm Capacity | 1 | 2025-04-01 | 0 | MW
0 | 0 | System | Generator | Build CT 2036 | Build CT | Firm Capacity | 1 | 2025-07-01 | 0 | MW
0 | 0 | System | Generator | Build CT 2036 | Build CT | Firm Capacity | 1 | 2025-10-01 | 0 | MW
Build CT 2036_Firm Capacity2026 | Build CT_Firm Capacity2026 | System | Generator | Build CT 2036 | Build CT | Firm Capacity | 1 | 2026-01-01 | 0 | MW
0 | 0 | System | Generator | Build CT 2036 | Build CT | Firm Capacity | 1 | 2026-04-01 | 0 | MW
0 | 0 | System | Generator | Build CT 2036 | Build CT | Firm Capacity | 1 | 2026-07-01 | 0 | MW
0 | 0 | System | Generator | Build CT 2036 | Build CT | Firm Capacity | 1 | 2026-10-01 | 0 | MW
Build CT 2036_Firm Capacity2027 | Build CT_Firm Capacity2027 | System | Generator | Build CT 2036 | Build CT | Firm Capacity | 1 | 2027-01-01 | 0 | MW
0 | 0 | System | Generator | Build CT 2036 | Build CT | Firm Capacity | 1 | 2027-04-01 | 0 | MW
0 | 0 | System | Generator | Build CT 2036 | Build CT | Firm Capacity | 1 | 2027-07-01 | 0 | MW
0 | 0 | System | Generator | Build CT 2036 | Build CT | Firm Capacity | 1 | 2027-10-01 | 0 | MW
Build CT 2036_Firm Capacity2028 | Build CT_Firm Capacity2028 | System | Generator | Build CT 2036 | Build CT | Firm Capacity | 1 | 2028-01-01 | 0 | MW
0 | 0 | System | Generator | Build CT 2036 | Build CT | Firm Capacity | 1 | 2028-04-01 | 0 | MW
0 | 0 | System | Generator | Build CT 2036 | Build CT | Firm Capacity | 1 | 2028-07-01 | 0 | MW
0 | 0 | System | Generator | Build CT 2036 | Build CT | Firm Capacity | 1 | 2028-10-01 | 0 | MW
Build CT 2036_Firm Capacity2029 | Build CT_Firm Capacity2029 | System | Generator | Build CT 2036 | Build CT | Firm Capacity | 1 | 2029-01-01 | 0 | MW
0 | 0 | System | Generator | Build CT 2036 | Build CT | Firm Capacity | 1 | 2029-04-01 | 0 | MW
0 | 0 | System | Generator | Build CT 2036 | Build CT | Firm Capacity | 1 | 2029-07-01 | 0 | MW
0 | 0 | System | Generator | Build CT 2036 | Build CT | Firm Capacity | 1 | 2029-10-01 | 0 | MW
Build CT 2036_Firm Capacity2030 | Build CT_Firm Capacity2030 | System | Generator | Build CT 2036 | Build CT | Firm Capacity | 1 | 2030-01-01 | 0 | MW
0 | 0 | System | Generator | Build CT 2036 | Build CT | Firm Capacity | 1 | 2030-04-01 | 0 | MW
0 | 0 | System | Generator | Build CT 2036 | Build CT | Firm Capacity | 1 | 2030-07-01 | 0 | MW
0 | 0 | System | Generator | Build CT 2036 | Build CT | Firm Capacity | 1 | 2030-10-01 | 0 | MW
Build CT 2036_Firm Capacity2031 | Build CT_Firm Capacity2031 | System | Generator | Build CT 2036 | Build CT | Firm Capacity | 1 | 2031-01-01 | 0 | MW
0 | 0 | System | Generator | Build CT 2036 | Build CT | Firm Capacity | 1 | 2031-04-01 | 0 | MW
0 | 0 | System | Generator | Build CT 2036 | Build CT | Firm Capacity | 1 | 2031-07-01 | 0 | MW
0 | 0 | System | Generator | Build CT 2036 | Build CT | Firm Capacity | 1 | 2031-10-01 | 0 | MW
Build CT 2036_Firm Capacity2032 | Build CT_Firm Capacity2032 | System | Generator | Build CT 2036 | Build CT | Firm Capacity | 1 | 2032-01-01 | 0 | MW
0 | 0 | System | Generator | Build CT 2036 | Build CT | Firm Capacity | 1 | 2032-04-01 | 0 | MW
0 | 0 | System | Generator | Build CT 2036 | Build CT | Firm Capacity | 1 | 2032-07-01 | 0 | MW
0 | 0 | System | Generator | Build CT 2036 | Build CT | Firm Capacity | 1 | 2032-10-01 | 0 | MW
Build CT 2036_Firm Capacity2033 | Build CT_Firm Capacity2033 | System | Generator | Build CT 2036 | Build CT | Firm Capacity | 1 | 2033-01-01 | 0 | MW
0 | 0 | System | Generator | Build CT 2036 | Build CT | Firm Capacity | 1 | 2033-04-01 | 0 | MW
0 | 0 | System | Generator | Build CT 2036 | Build CT | Firm Capacity | 1 | 2033-07-01 | 0 | MW
0 | 0 | System | Generator | Build CT 2036 | Build CT | Firm Capacity | 1 | 2033-10-01 | 0 | MW
Build CT 2036_Firm Capacity2034 | Build CT_Firm Capacity2034 | System | Generator | Build CT 2036 | Build CT | Firm Capacity | 1 | 2034-01-01 | 0 | MW
0 | 0 | System | Generator | Build CT 2036 | Build CT | Firm Capacity | 1 | 2034-04-01 | 0 | MW
0 | 0 | System | Generator | Build CT 2036 | Build CT | Firm Capacity | 1 | 2034-07-01 | 0 | MW
0 | 0 | System | Generator | Build CT 2036 | Build CT | Firm Capacity | 1 | 2034-10-01 | 0 | MW
Build CT 2036_Firm Capacity2035 | Build CT_Firm Capacity2035 | System | Generator | Build CT 2036 | Build CT | Firm Capacity | 1 | 2035-01-01 | 0 | MW
0 | 0 | System | Generator | Build CT 2036 | Build CT | Firm Capacity | 1 | 2035-04-01 | 0 | MW
0 | 0 | System | Generator | Build CT 2036 | Build CT | Firm Capacity | 1 | 2035-07-01 | 0 | MW
0 | 0 | System | Generator | Build CT 2036 | Build CT | Firm Capacity | 1 | 2035-10-01 | 0 | MW
Build CT 2036_Firm Capacity2036 | Build CT_Firm Capacity2036 | System | Generator | Build CT 2036 | Build CT | Firm Capacity | 1 | 2036-01-01 | 0 | MW
0 | 0 | System | Generator | Build CT 2036 | Build CT | Firm Capacity | 1 | 2036-04-01 | 0 | MW
0 | 0 | System | Generator | Build CT 2036 | Build CT | Firm Capacity | 1 | 2036-07-01 | 0 | MW
0 | 0 | System | Generator | Build CT 2036 | Build CT | Firm Capacity | 1 | 2036-10-01 | 0 | MW
Build CT 2036_Firm Capacity2037 | Build CT_Firm Capacity2037 | System | Generator | Build CT 2036 | Build CT | Firm Capacity | 1 | 2037-01-01 | 0 | MW
0 | 0 | System | Generator | Build CT 2036 | Build CT | Firm Capacity | 1 | 2037-04-01 | 0 | MW
0 | 0 | System | Generator | Build CT 2036 | Build CT | Firm Capacity | 1 | 2037-07-01 | 0 | MW
0 | 0 | System | Generator | Build CT 2036 | Build CT | Firm Capacity | 1 | 2037-10-01 | 0 | MW
Build CT 2036_Firm Capacity2038 | Build CT_Firm Capacity2038 | System | Generator | Build CT 2036 | Build CT | Firm Capacity | 1 | 2038-01-01 | 0 | MW
0 | 0 | System | Generator | Build CT 2036 | Build CT | Firm Capacity | 1 | 2038-04-01 | 0 | MW
0 | 0 | System | Generator | Build CT 2036 | Build CT | Firm Capacity | 1 | 2038-07-01 | 0 | MW
0 | 0 | System | Generator | Build CT 2036 | Build CT | Firm Capacity | 1 | 2038-10-01 | 0 | MW
Build CT 2036_Firm Capacity2039 | Build CT_Firm Capacity2039 | System | Generator | Build CT 2036 | Build CT | Firm Capacity | 1 | 2039-01-01 | 0 | MW
0 | 0 | System | Generator | Build CT 2036 | Build CT | Firm Capacity | 1 | 2039-04-01 | 0 | MW
0 | 0 | System | Generator | Build CT 2036 | Build CT | Firm Capacity | 1 | 2039-07-01 | 0 | MW
0 | 0 | System | Generator | Build CT 2036 | Build CT | Firm Capacity | 1 | 2039-10-01 | 0 | MW
Build CT 2036_Firm Capacity2040 | Build CT_Firm Capacity2040 | System | Generator | Build CT 2036 | Build CT | Firm Capacity | 1 | 2040-01-01 | 0 | MW
0 | 0 | System | Generator | Build CT 2036 | Build CT | Firm Capacity | 1 | 2040-04-01 | 0 | MW
0 | 0 | System | Generator | Build CT 2036 | Build CT | Firm Capacity | 1 | 2040-07-01 | 0 | MW
0 | 0 | System | Generator | Build CT 2036 | Build CT | Firm Capacity | 1 | 2040-10-01 | 0 | MW
Build CT 2036_Firm Capacity2041 | Build CT_Firm Capacity2041 | System | Generator | Build CT 2036 | Build CT | Firm Capacity | 1 | 2041-01-01 | 0 | MW
0 | 0 | System | Generator | Build CT 2036 | Build CT | Firm Capacity | 1 | 2041-04-01 | 0 | MW
0 | 0 | System | Generator | Build CT 2036 | Build CT | Firm Capacity | 1 | 2041-07-01 | 0 | MW
0 | 0 | System | Generator | Build CT 2036 | Build CT | Firm Capacity | 1 | 2041-10-01 | 0 | MW
Build CT 2036_Firm Capacity2042 | Build CT_Firm Capacity2042 | System | Generator | Build CT 2036 | Build CT | Firm Capacity | 1 | 2042-01-01 | 0 | MW
0 | 0 | System | Generator | Build CT 2036 | Build CT | Firm Capacity | 1 | 2042-04-01 | 0 | MW
0 | 0 | System | Generator | Build CT 2036 | Build CT | Firm Capacity | 1 | 2042-07-01 | 0 | MW
0 | 0 | System | Generator | Build CT 2036 | Build CT | Firm Capacity | 1 | 2042-10-01 | 0 | MW
Build CT 2036_Firm Capacity2043 | Build CT_Firm Capacity2043 | System | Generator | Build CT 2036 | Build CT | Firm Capacity | 1 | 2043-01-01 | 0 | MW
0 | 0 | System | Generator | Build CT 2036 | Build CT | Firm Capacity | 1 | 2043-04-01 | 0 | MW
0 | 0 | System | Generator | Build CT 2036 | Build CT | Firm Capacity | 1 | 2043-07-01 | 0 | MW
0 | 0 | System | Generator | Build CT 2036 | Build CT | Firm Capacity | 1 | 2043-10-01 | 0 | MW
Build CT 2037_Firm Capacity2024 | Build CT_Firm Capacity2024 | System | Generator | Build CT 2037 | Build CT | Firm Capacity | 1 | 2024-01-01 | 0 | MW
0 | 0 | System | Generator | Build CT 2037 | Build CT | Firm Capacity | 1 | 2024-04-01 | 0 | MW
0 | 0 | System | Generator | Build CT 2037 | Build CT | Firm Capacity | 1 | 2024-07-01 | 0 | MW
0 | 0 | System | Generator | Build CT 2037 | Build CT | Firm Capacity | 1 | 2024-10-01 | 0 | MW
Build CT 2037_Firm Capacity2025 | Build CT_Firm Capacity2025 | System | Generator | Build CT 2037 | Build CT | Firm Capacity | 1 | 2025-01-01 | 0 | MW
0 | 0 | System | Generator | Build CT 2037 | Build CT | Firm Capacity | 1 | 2025-04-01 | 0 | MW
0 | 0 | System | Generator | Build CT 2037 | Build CT | Firm Capacity | 1 | 2025-07-01 | 0 | MW
0 | 0 | System | Generator | Build CT 2037 | Build CT | Firm Capacity | 1 | 2025-10-01 | 0 | MW
Build CT 2037_Firm Capacity2026 | Build CT_Firm Capacity2026 | System | Generator | Build CT 2037 | Build CT | Firm Capacity | 1 | 2026-01-01 | 0 | MW
0 | 0 | System | Generator | Build CT 2037 | Build CT | Firm Capacity | 1 | 2026-04-01 | 0 | MW
0 | 0 | System | Generator | Build CT 2037 | Build CT | Firm Capacity | 1 | 2026-07-01 | 0 | MW
0 | 0 | System | Generator | Build CT 2037 | Build CT | Firm Capacity | 1 | 2026-10-01 | 0 | MW
Build CT 2037_Firm Capacity2027 | Build CT_Firm Capacity2027 | System | Generator | Build CT 2037 | Build CT | Firm Capacity | 1 | 2027-01-01 | 0 | MW
0 | 0 | System | Generator | Build CT 2037 | Build CT | Firm Capacity | 1 | 2027-04-01 | 0 | MW
0 | 0 | System | Generator | Build CT 2037 | Build CT | Firm Capacity | 1 | 2027-07-01 | 0 | MW
0 | 0 | System | Generator | Build CT 2037 | Build CT | Firm Capacity | 1 | 2027-10-01 | 0 | MW
Build CT 2037_Firm Capacity2028 | Build CT_Firm Capacity2028 | System | Generator | Build CT 2037 | Build CT | Firm Capacity | 1 | 2028-01-01 | 0 | MW
0 | 0 | System | Generator | Build CT 2037 | Build CT | Firm Capacity | 1 | 2028-04-01 | 0 | MW
0 | 0 | System | Generator | Build CT 2037 | Build CT | Firm Capacity | 1 | 2028-07-01 | 0 | MW
0 | 0 | System | Generator | Build CT 2037 | Build CT | Firm Capacity | 1 | 2028-10-01 | 0 | MW
Build CT 2037_Firm Capacity2029 | Build CT_Firm Capacity2029 | System | Generator | Build CT 2037 | Build CT | Firm Capacity | 1 | 2029-01-01 | 0 | MW
0 | 0 | System | Generator | Build CT 2037 | Build CT | Firm Capacity | 1 | 2029-04-01 | 0 | MW
0 | 0 | System | Generator | Build CT 2037 | Build CT | Firm Capacity | 1 | 2029-07-01 | 0 | MW
0 | 0 | System | Generator | Build CT 2037 | Build CT | Firm Capacity | 1 | 2029-10-01 | 0 | MW
Build CT 2037_Firm Capacity2030 | Build CT_Firm Capacity2030 | System | Generator | Build CT 2037 | Build CT | Firm Capacity | 1 | 2030-01-01 | 0 | MW
0 | 0 | System | Generator | Build CT 2037 | Build CT | Firm Capacity | 1 | 2030-04-01 | 0 | MW
0 | 0 | System | Generator | Build CT 2037 | Build CT | Firm Capacity | 1 | 2030-07-01 | 0 | MW
0 | 0 | System | Generator | Build CT 2037 | Build CT | Firm Capacity | 1 | 2030-10-01 | 0 | MW
Build CT 2037_Firm Capacity2031 | Build CT_Firm Capacity2031 | System | Generator | Build CT 2037 | Build CT | Firm Capacity | 1 | 2031-01-01 | 0 | MW
0 | 0 | System | Generator | Build CT 2037 | Build CT | Firm Capacity | 1 | 2031-04-01 | 0 | MW
0 | 0 | System | Generator | Build CT 2037 | Build CT | Firm Capacity | 1 | 2031-07-01 | 0 | MW
0 | 0 | System | Generator | Build CT 2037 | Build CT | Firm Capacity | 1 | 2031-10-01 | 0 | MW
Build CT 2037_Firm Capacity2032 | Build CT_Firm Capacity2032 | System | Generator | Build CT 2037 | Build CT | Firm Capacity | 1 | 2032-01-01 | 0 | MW
0 | 0 | System | Generator | Build CT 2037 | Build CT | Firm Capacity | 1 | 2032-04-01 | 0 | MW
0 | 0 | System | Generator | Build CT 2037 | Build CT | Firm Capacity | 1 | 2032-07-01 | 0 | MW
0 | 0 | System | Generator | Build CT 2037 | Build CT | Firm Capacity | 1 | 2032-10-01 | 0 | MW
Build CT 2037_Firm Capacity2033 | Build CT_Firm Capacity2033 | System | Generator | Build CT 2037 | Build CT | Firm Capacity | 1 | 2033-01-01 | 0 | MW
0 | 0 | System | Generator | Build CT 2037 | Build CT | Firm Capacity | 1 | 2033-04-01 | 0 | MW
0 | 0 | System | Generator | Build CT 2037 | Build CT | Firm Capacity | 1 | 2033-07-01 | 0 | MW
0 | 0 | System | Generator | Build CT 2037 | Build CT | Firm Capacity | 1 | 2033-10-01 | 0 | MW
Build CT 2037_Firm Capacity2034 | Build CT_Firm Capacity2034 | System | Generator | Build CT 2037 | Build CT | Firm Capacity | 1 | 2034-01-01 | 0 | MW
0 | 0 | System | Generator | Build CT 2037 | Build CT | Firm Capacity | 1 | 2034-04-01 | 0 | MW
0 | 0 | System | Generator | Build CT 2037 | Build CT | Firm Capacity | 1 | 2034-07-01 | 0 | MW
0 | 0 | System | Generator | Build CT 2037 | Build CT | Firm Capacity | 1 | 2034-10-01 | 0 | MW
Build CT 2037_Firm Capacity2035 | Build CT_Firm Capacity2035 | System | Generator | Build CT 2037 | Build CT | Firm Capacity | 1 | 2035-01-01 | 0 | MW
0 | 0 | System | Generator | Build CT 2037 | Build CT | Firm Capacity | 1 | 2035-04-01 | 0 | MW
0 | 0 | System | Generator | Build CT 2037 | Build CT | Firm Capacity | 1 | 2035-07-01 | 0 | MW
0 | 0 | System | Generator | Build CT 2037 | Build CT | Firm Capacity | 1 | 2035-10-01 | 0 | MW
Build CT 2037_Firm Capacity2036 | Build CT_Firm Capacity2036 | System | Generator | Build CT 2037 | Build CT | Firm Capacity | 1 | 2036-01-01 | 0 | MW
0 | 0 | System | Generator | Build CT 2037 | Build CT | Firm Capacity | 1 | 2036-04-01 | 0 | MW
0 | 0 | System | Generator | Build CT 2037 | Build CT | Firm Capacity | 1 | 2036-07-01 | 0 | MW
0 | 0 | System | Generator | Build CT 2037 | Build CT | Firm Capacity | 1 | 2036-10-01 | 0 | MW
Build CT 2037_Firm Capacity2037 | Build CT_Firm Capacity2037 | System | Generator | Build CT 2037 | Build CT | Firm Capacity | 1 | 2037-01-01 | 0 | MW
0 | 0 | System | Generator | Build CT 2037 | Build CT | Firm Capacity | 1 | 2037-04-01 | 0 | MW
0 | 0 | System | Generator | Build CT 2037 | Build CT | Firm Capacity | 1 | 2037-07-01 | 0 | MW
0 | 0 | System | Generator | Build CT 2037 | Build CT | Firm Capacity | 1 | 2037-10-01 | 0 | MW
Build CT 2037_Firm Capacity2038 | Build CT_Firm Capacity2038 | System | Generator | Build CT 2037 | Build CT | Firm Capacity | 1 | 2038-01-01 | 0 | MW
0 | 0 | System | Generator | Build CT 2037 | Build CT | Firm Capacity | 1 | 2038-04-01 | 0 | MW
0 | 0 | System | Generator | Build CT 2037 | Build CT | Firm Capacity | 1 | 2038-07-01 | 0 | MW
0 | 0 | System | Generator | Build CT 2037 | Build CT | Firm Capacity | 1 | 2038-10-01 | 0 | MW
Build CT 2037_Firm Capacity2039 | Build CT_Firm Capacity2039 | System | Generator | Build CT 2037 | Build CT | Firm Capacity | 1 | 2039-01-01 | 0 | MW
0 | 0 | System | Generator | Build CT 2037 | Build CT | Firm Capacity | 1 | 2039-04-01 | 0 | MW
0 | 0 | System | Generator | Build CT 2037 | Build CT | Firm Capacity | 1 | 2039-07-01 | 0 | MW
0 | 0 | System | Generator | Build CT 2037 | Build CT | Firm Capacity | 1 | 2039-10-01 | 0 | MW
Build CT 2037_Firm Capacity2040 | Build CT_Firm Capacity2040 | System | Generator | Build CT 2037 | Build CT | Firm Capacity | 1 | 2040-01-01 | 0 | MW
0 | 0 | System | Generator | Build CT 2037 | Build CT | Firm Capacity | 1 | 2040-04-01 | 0 | MW
0 | 0 | System | Generator | Build CT 2037 | Build CT | Firm Capacity | 1 | 2040-07-01 | 0 | MW
0 | 0 | System | Generator | Build CT 2037 | Build CT | Firm Capacity | 1 | 2040-10-01 | 0 | MW
Build CT 2037_Firm Capacity2041 | Build CT_Firm Capacity2041 | System | Generator | Build CT 2037 | Build CT | Firm Capacity | 1 | 2041-01-01 | 0 | MW
0 | 0 | System | Generator | Build CT 2037 | Build CT | Firm Capacity | 1 | 2041-04-01 | 0 | MW
0 | 0 | System | Generator | Build CT 2037 | Build CT | Firm Capacity | 1 | 2041-07-01 | 0 | MW
0 | 0 | System | Generator | Build CT 2037 | Build CT | Firm Capacity | 1 | 2041-10-01 | 0 | MW
Build CT 2037_Firm Capacity2042 | Build CT_Firm Capacity2042 | System | Generator | Build CT 2037 | Build CT | Firm Capacity | 1 | 2042-01-01 | 0 | MW
0 | 0 | System | Generator | Build CT 2037 | Build CT | Firm Capacity | 1 | 2042-04-01 | 0 | MW
0 | 0 | System | Generator | Build CT 2037 | Build CT | Firm Capacity | 1 | 2042-07-01 | 0 | MW
0 | 0 | System | Generator | Build CT 2037 | Build CT | Firm Capacity | 1 | 2042-10-01 | 0 | MW
Build CT 2037_Firm Capacity2043 | Build CT_Firm Capacity2043 | System | Generator | Build CT 2037 | Build CT | Firm Capacity | 1 | 2043-01-01 | 0 | MW
0 | 0 | System | Generator | Build CT 2037 | Build CT | Firm Capacity | 1 | 2043-04-01 | 0 | MW
0 | 0 | System | Generator | Build CT 2037 | Build CT | Firm Capacity | 1 | 2043-07-01 | 0 | MW
0 | 0 | System | Generator | Build CT 2037 | Build CT | Firm Capacity | 1 | 2043-10-01 | 0 | MW
Build CT 2038_Firm Capacity2024 | Build CT_Firm Capacity2024 | System | Generator | Build CT 2038 | Build CT | Firm Capacity | 1 | 2024-01-01 | 0 | MW
0 | 0 | System | Generator | Build CT 2038 | Build CT | Firm Capacity | 1 | 2024-04-01 | 0 | MW
0 | 0 | System | Generator | Build CT 2038 | Build CT | Firm Capacity | 1 | 2024-07-01 | 0 | MW
0 | 0 | System | Generator | Build CT 2038 | Build CT | Firm Capacity | 1 | 2024-10-01 | 0 | MW
Build CT 2038_Firm Capacity2025 | Build CT_Firm Capacity2025 | System | Generator | Build CT 2038 | Build CT | Firm Capacity | 1 | 2025-01-01 | 0 | MW
0 | 0 | System | Generator | Build CT 2038 | Build CT | Firm Capacity | 1 | 2025-04-01 | 0 | MW
0 | 0 | System | Generator | Build CT 2038 | Build CT | Firm Capacity | 1 | 2025-07-01 | 0 | MW
0 | 0 | System | Generator | Build CT 2038 | Build CT | Firm Capacity | 1 | 2025-10-01 | 0 | MW
Build CT 2038_Firm Capacity2026 | Build CT_Firm Capacity2026 | System | Generator | Build CT 2038 | Build CT | Firm Capacity | 1 | 2026-01-01 | 0 | MW
0 | 0 | System | Generator | Build CT 2038 | Build CT | Firm Capacity | 1 | 2026-04-01 | 0 | MW
0 | 0 | System | Generator | Build CT 2038 | Build CT | Firm Capacity | 1 | 2026-07-01 | 0 | MW
0 | 0 | System | Generator | Build CT 2038 | Build CT | Firm Capacity | 1 | 2026-10-01 | 0 | MW
Build CT 2038_Firm Capacity2027 | Build CT_Firm Capacity2027 | System | Generator | Build CT 2038 | Build CT | Firm Capacity | 1 | 2027-01-01 | 0 | MW
0 | 0 | System | Generator | Build CT 2038 | Build CT | Firm Capacity | 1 | 2027-04-01 | 0 | MW
0 | 0 | System | Generator | Build CT 2038 | Build CT | Firm Capacity | 1 | 2027-07-01 | 0 | MW
0 | 0 | System | Generator | Build CT 2038 | Build CT | Firm Capacity | 1 | 2027-10-01 | 0 | MW
Build CT 2038_Firm Capacity2028 | Build CT_Firm Capacity2028 | System | Generator | Build CT 2038 | Build CT | Firm Capacity | 1 | 2028-01-01 | 0 | MW
0 | 0 | System | Generator | Build CT 2038 | Build CT | Firm Capacity | 1 | 2028-04-01 | 0 | MW
0 | 0 | System | Generator | Build CT 2038 | Build CT | Firm Capacity | 1 | 2028-07-01 | 0 | MW
0 | 0 | System | Generator | Build CT 2038 | Build CT | Firm Capacity | 1 | 2028-10-01 | 0 | MW
Build CT 2038_Firm Capacity2029 | Build CT_Firm Capacity2029 | System | Generator | Build CT 2038 | Build CT | Firm Capacity | 1 | 2029-01-01 | 0 | MW
0 | 0 | System | Generator | Build CT 2038 | Build CT | Firm Capacity | 1 | 2029-04-01 | 0 | MW
0 | 0 | System | Generator | Build CT 2038 | Build CT | Firm Capacity | 1 | 2029-07-01 | 0 | MW
0 | 0 | System | Generator | Build CT 2038 | Build CT | Firm Capacity | 1 | 2029-10-01 | 0 | MW
Build CT 2038_Firm Capacity2030 | Build CT_Firm Capacity2030 | System | Generator | Build CT 2038 | Build CT | Firm Capacity | 1 | 2030-01-01 | 0 | MW
0 | 0 | System | Generator | Build CT 2038 | Build CT | Firm Capacity | 1 | 2030-04-01 | 0 | MW
0 | 0 | System | Generator | Build CT 2038 | Build CT | Firm Capacity | 1 | 2030-07-01 | 0 | MW
0 | 0 | System | Generator | Build CT 2038 | Build CT | Firm Capacity | 1 | 2030-10-01 | 0 | MW
Build CT 2038_Firm Capacity2031 | Build CT_Firm Capacity2031 | System | Generator | Build CT 2038 | Build CT | Firm Capacity | 1 | 2031-01-01 | 0 | MW
0 | 0 | System | Generator | Build CT 2038 | Build CT | Firm Capacity | 1 | 2031-04-01 | 0 | MW
0 | 0 | System | Generator | Build CT 2038 | Build CT | Firm Capacity | 1 | 2031-07-01 | 0 | MW
0 | 0 | System | Generator | Build CT 2038 | Build CT | Firm Capacity | 1 | 2031-10-01 | 0 | MW
Build CT 2038_Firm Capacity2032 | Build CT_Firm Capacity2032 | System | Generator | Build CT 2038 | Build CT | Firm Capacity | 1 | 2032-01-01 | 0 | MW
0 | 0 | System | Generator | Build CT 2038 | Build CT | Firm Capacity | 1 | 2032-04-01 | 0 | MW
0 | 0 | System | Generator | Build CT 2038 | Build CT | Firm Capacity | 1 | 2032-07-01 | 0 | MW
0 | 0 | System | Generator | Build CT 2038 | Build CT | Firm Capacity | 1 | 2032-10-01 | 0 | MW
Build CT 2038_Firm Capacity2033 | Build CT_Firm Capacity2033 | System | Generator | Build CT 2038 | Build CT | Firm Capacity | 1 | 2033-01-01 | 0 | MW
0 | 0 | System | Generator | Build CT 2038 | Build CT | Firm Capacity | 1 | 2033-04-01 | 0 | MW
0 | 0 | System | Generator | Build CT 2038 | Build CT | Firm Capacity | 1 | 2033-07-01 | 0 | MW
0 | 0 | System | Generator | Build CT 2038 | Build CT | Firm Capacity | 1 | 2033-10-01 | 0 | MW
Build CT 2038_Firm Capacity2034 | Build CT_Firm Capacity2034 | System | Generator | Build CT 2038 | Build CT | Firm Capacity | 1 | 2034-01-01 | 0 | MW
0 | 0 | System | Generator | Build CT 2038 | Build CT | Firm Capacity | 1 | 2034-04-01 | 0 | MW
0 | 0 | System | Generator | Build CT 2038 | Build CT | Firm Capacity | 1 | 2034-07-01 | 0 | MW
0 | 0 | System | Generator | Build CT 2038 | Build CT | Firm Capacity | 1 | 2034-10-01 | 0 | MW
Build CT 2038_Firm Capacity2035 | Build CT_Firm Capacity2035 | System | Generator | Build CT 2038 | Build CT | Firm Capacity | 1 | 2035-01-01 | 0 | MW
0 | 0 | System | Generator | Build CT 2038 | Build CT | Firm Capacity | 1 | 2035-04-01 | 0 | MW
0 | 0 | System | Generator | Build CT 2038 | Build CT | Firm Capacity | 1 | 2035-07-01 | 0 | MW
0 | 0 | System | Generator | Build CT 2038 | Build CT | Firm Capacity | 1 | 2035-10-01 | 0 | MW
Build CT 2038_Firm Capacity2036 | Build CT_Firm Capacity2036 | System | Generator | Build CT 2038 | Build CT | Firm Capacity | 1 | 2036-01-01 | 0 | MW
0 | 0 | System | Generator | Build CT 2038 | Build CT | Firm Capacity | 1 | 2036-04-01 | 0 | MW
0 | 0 | System | Generator | Build CT 2038 | Build CT | Firm Capacity | 1 | 2036-07-01 | 0 | MW
0 | 0 | System | Generator | Build CT 2038 | Build CT | Firm Capacity | 1 | 2036-10-01 | 0 | MW
Build CT 2038_Firm Capacity2037 | Build CT_Firm Capacity2037 | System | Generator | Build CT 2038 | Build CT | Firm Capacity | 1 | 2037-01-01 | 0 | MW
0 | 0 | System | Generator | Build CT 2038 | Build CT | Firm Capacity | 1 | 2037-04-01 | 0 | MW
0 | 0 | System | Generator | Build CT 2038 | Build CT | Firm Capacity | 1 | 2037-07-01 | 0 | MW
0 | 0 | System | Generator | Build CT 2038 | Build CT | Firm Capacity | 1 | 2037-10-01 | 0 | MW
Build CT 2038_Firm Capacity2038 | Build CT_Firm Capacity2038 | System | Generator | Build CT 2038 | Build CT | Firm Capacity | 1 | 2038-01-01 | 0 | MW
0 | 0 | System | Generator | Build CT 2038 | Build CT | Firm Capacity | 1 | 2038-04-01 | 0 | MW
0 | 0 | System | Generator | Build CT 2038 | Build CT | Firm Capacity | 1 | 2038-07-01 | 0 | MW
0 | 0 | System | Generator | Build CT 2038 | Build CT | Firm Capacity | 1 | 2038-10-01 | 0 | MW
Build CT 2038_Firm Capacity2039 | Build CT_Firm Capacity2039 | System | Generator | Build CT 2038 | Build CT | Firm Capacity | 1 | 2039-01-01 | 0 | MW
0 | 0 | System | Generator | Build CT 2038 | Build CT | Firm Capacity | 1 | 2039-04-01 | 0 | MW
0 | 0 | System | Generator | Build CT 2038 | Build CT | Firm Capacity | 1 | 2039-07-01 | 0 | MW
0 | 0 | System | Generator | Build CT 2038 | Build CT | Firm Capacity | 1 | 2039-10-01 | 0 | MW
Build CT 2038_Firm Capacity2040 | Build CT_Firm Capacity2040 | System | Generator | Build CT 2038 | Build CT | Firm Capacity | 1 | 2040-01-01 | 0 | MW
0 | 0 | System | Generator | Build CT 2038 | Build CT | Firm Capacity | 1 | 2040-04-01 | 0 | MW
0 | 0 | System | Generator | Build CT 2038 | Build CT | Firm Capacity | 1 | 2040-07-01 | 0 | MW
0 | 0 | System | Generator | Build CT 2038 | Build CT | Firm Capacity | 1 | 2040-10-01 | 0 | MW
Build CT 2038_Firm Capacity2041 | Build CT_Firm Capacity2041 | System | Generator | Build CT 2038 | Build CT | Firm Capacity | 1 | 2041-01-01 | 0 | MW
0 | 0 | System | Generator | Build CT 2038 | Build CT | Firm Capacity | 1 | 2041-04-01 | 0 | MW
0 | 0 | System | Generator | Build CT 2038 | Build CT | Firm Capacity | 1 | 2041-07-01 | 0 | MW
0 | 0 | System | Generator | Build CT 2038 | Build CT | Firm Capacity | 1 | 2041-10-01 | 0 | MW
Build CT 2038_Firm Capacity2042 | Build CT_Firm Capacity2042 | System | Generator | Build CT 2038 | Build CT | Firm Capacity | 1 | 2042-01-01 | 0 | MW
0 | 0 | System | Generator | Build CT 2038 | Build CT | Firm Capacity | 1 | 2042-04-01 | 0 | MW
0 | 0 | System | Generator | Build CT 2038 | Build CT | Firm Capacity | 1 | 2042-07-01 | 0 | MW
0 | 0 | System | Generator | Build CT 2038 | Build CT | Firm Capacity | 1 | 2042-10-01 | 0 | MW
Build CT 2038_Firm Capacity2043 | Build CT_Firm Capacity2043 | System | Generator | Build CT 2038 | Build CT | Firm Capacity | 1 | 2043-01-01 | 0 | MW
0 | 0 | System | Generator | Build CT 2038 | Build CT | Firm Capacity | 1 | 2043-04-01 | 0 | MW
0 | 0 | System | Generator | Build CT 2038 | Build CT | Firm Capacity | 1 | 2043-07-01 | 0 | MW
0 | 0 | System | Generator | Build CT 2038 | Build CT | Firm Capacity | 1 | 2043-10-01 | 0 | MW
Build CT 2039_Firm Capacity2024 | Build CT_Firm Capacity2024 | System | Generator | Build CT 2039 | Build CT | Firm Capacity | 1 | 2024-01-01 | 0 | MW
0 | 0 | System | Generator | Build CT 2039 | Build CT | Firm Capacity | 1 | 2024-04-01 | 0 | MW
0 | 0 | System | Generator | Build CT 2039 | Build CT | Firm Capacity | 1 | 2024-07-01 | 0 | MW
0 | 0 | System | Generator | Build CT 2039 | Build CT | Firm Capacity | 1 | 2024-10-01 | 0 | MW
Build CT 2039_Firm Capacity2025 | Build CT_Firm Capacity2025 | System | Generator | Build CT 2039 | Build CT | Firm Capacity | 1 | 2025-01-01 | 0 | MW
0 | 0 | System | Generator | Build CT 2039 | Build CT | Firm Capacity | 1 | 2025-04-01 | 0 | MW
0 | 0 | System | Generator | Build CT 2039 | Build CT | Firm Capacity | 1 | 2025-07-01 | 0 | MW
0 | 0 | System | Generator | Build CT 2039 | Build CT | Firm Capacity | 1 | 2025-10-01 | 0 | MW
Build CT 2039_Firm Capacity2026 | Build CT_Firm Capacity2026 | System | Generator | Build CT 2039 | Build CT | Firm Capacity | 1 | 2026-01-01 | 0 | MW
0 | 0 | System | Generator | Build CT 2039 | Build CT | Firm Capacity | 1 | 2026-04-01 | 0 | MW
0 | 0 | System | Generator | Build CT 2039 | Build CT | Firm Capacity | 1 | 2026-07-01 | 0 | MW
0 | 0 | System | Generator | Build CT 2039 | Build CT | Firm Capacity | 1 | 2026-10-01 | 0 | MW
Build CT 2039_Firm Capacity2027 | Build CT_Firm Capacity2027 | System | Generator | Build CT 2039 | Build CT | Firm Capacity | 1 | 2027-01-01 | 0 | MW
0 | 0 | System | Generator | Build CT 2039 | Build CT | Firm Capacity | 1 | 2027-04-01 | 0 | MW
0 | 0 | System | Generator | Build CT 2039 | Build CT | Firm Capacity | 1 | 2027-07-01 | 0 | MW
0 | 0 | System | Generator | Build CT 2039 | Build CT | Firm Capacity | 1 | 2027-10-01 | 0 | MW
Build CT 2039_Firm Capacity2028 | Build CT_Firm Capacity2028 | System | Generator | Build CT 2039 | Build CT | Firm Capacity | 1 | 2028-01-01 | 0 | MW
0 | 0 | System | Generator | Build CT 2039 | Build CT | Firm Capacity | 1 | 2028-04-01 | 0 | MW
0 | 0 | System | Generator | Build CT 2039 | Build CT | Firm Capacity | 1 | 2028-07-01 | 0 | MW
0 | 0 | System | Generator | Build CT 2039 | Build CT | Firm Capacity | 1 | 2028-10-01 | 0 | MW
Build CT 2039_Firm Capacity2029 | Build CT_Firm Capacity2029 | System | Generator | Build CT 2039 | Build CT | Firm Capacity | 1 | 2029-01-01 | 0 | MW
0 | 0 | System | Generator | Build CT 2039 | Build CT | Firm Capacity | 1 | 2029-04-01 | 0 | MW
0 | 0 | System | Generator | Build CT 2039 | Build CT | Firm Capacity | 1 | 2029-07-01 | 0 | MW
0 | 0 | System | Generator | Build CT 2039 | Build CT | Firm Capacity | 1 | 2029-10-01 | 0 | MW
Build CT 2039_Firm Capacity2030 | Build CT_Firm Capacity2030 | System | Generator | Build CT 2039 | Build CT | Firm Capacity | 1 | 2030-01-01 | 0 | MW
0 | 0 | System | Generator | Build CT 2039 | Build CT | Firm Capacity | 1 | 2030-04-01 | 0 | MW
0 | 0 | System | Generator | Build CT 2039 | Build CT | Firm Capacity | 1 | 2030-07-01 | 0 | MW
0 | 0 | System | Generator | Build CT 2039 | Build CT | Firm Capacity | 1 | 2030-10-01 | 0 | MW
Build CT 2039_Firm Capacity2031 | Build CT_Firm Capacity2031 | System | Generator | Build CT 2039 | Build CT | Firm Capacity | 1 | 2031-01-01 | 0 | MW
0 | 0 | System | Generator | Build CT 2039 | Build CT | Firm Capacity | 1 | 2031-04-01 | 0 | MW
0 | 0 | System | Generator | Build CT 2039 | Build CT | Firm Capacity | 1 | 2031-07-01 | 0 | MW
0 | 0 | System | Generator | Build CT 2039 | Build CT | Firm Capacity | 1 | 2031-10-01 | 0 | MW
Build CT 2039_Firm Capacity2032 | Build CT_Firm Capacity2032 | System | Generator | Build CT 2039 | Build CT | Firm Capacity | 1 | 2032-01-01 | 0 | MW
0 | 0 | System | Generator | Build CT 2039 | Build CT | Firm Capacity | 1 | 2032-04-01 | 0 | MW
0 | 0 | System | Generator | Build CT 2039 | Build CT | Firm Capacity | 1 | 2032-07-01 | 0 | MW
0 | 0 | System | Generator | Build CT 2039 | Build CT | Firm Capacity | 1 | 2032-10-01 | 0 | MW
Build CT 2039_Firm Capacity2033 | Build CT_Firm Capacity2033 | System | Generator | Build CT 2039 | Build CT | Firm Capacity | 1 | 2033-01-01 | 0 | MW
0 | 0 | System | Generator | Build CT 2039 | Build CT | Firm Capacity | 1 | 2033-04-01 | 0 | MW
0 | 0 | System | Generator | Build CT 2039 | Build CT | Firm Capacity | 1 | 2033-07-01 | 0 | MW
0 | 0 | System | Generator | Build CT 2039 | Build CT | Firm Capacity | 1 | 2033-10-01 | 0 | MW
Build CT 2039_Firm Capacity2034 | Build CT_Firm Capacity2034 | System | Generator | Build CT 2039 | Build CT | Firm Capacity | 1 | 2034-01-01 | 0 | MW
0 | 0 | System | Generator | Build CT 2039 | Build CT | Firm Capacity | 1 | 2034-04-01 | 0 | MW
0 | 0 | System | Generator | Build CT 2039 | Build CT | Firm Capacity | 1 | 2034-07-01 | 0 | MW
0 | 0 | System | Generator | Build CT 2039 | Build CT | Firm Capacity | 1 | 2034-10-01 | 0 | MW
Build CT 2039_Firm Capacity2035 | Build CT_Firm Capacity2035 | System | Generator | Build CT 2039 | Build CT | Firm Capacity | 1 | 2035-01-01 | 0 | MW
0 | 0 | System | Generator | Build CT 2039 | Build CT | Firm Capacity | 1 | 2035-04-01 | 0 | MW
0 | 0 | System | Generator | Build CT 2039 | Build CT | Firm Capacity | 1 | 2035-07-01 | 0 | MW
0 | 0 | System | Generator | Build CT 2039 | Build CT | Firm Capacity | 1 | 2035-10-01 | 0 | MW
Build CT 2039_Firm Capacity2036 | Build CT_Firm Capacity2036 | System | Generator | Build CT 2039 | Build CT | Firm Capacity | 1 | 2036-01-01 | 0 | MW
0 | 0 | System | Generator | Build CT 2039 | Build CT | Firm Capacity | 1 | 2036-04-01 | 0 | MW
0 | 0 | System | Generator | Build CT 2039 | Build CT | Firm Capacity | 1 | 2036-07-01 | 0 | MW
0 | 0 | System | Generator | Build CT 2039 | Build CT | Firm Capacity | 1 | 2036-10-01 | 0 | MW
Build CT 2039_Firm Capacity2037 | Build CT_Firm Capacity2037 | System | Generator | Build CT 2039 | Build CT | Firm Capacity | 1 | 2037-01-01 | 0 | MW
0 | 0 | System | Generator | Build CT 2039 | Build CT | Firm Capacity | 1 | 2037-04-01 | 0 | MW
0 | 0 | System | Generator | Build CT 2039 | Build CT | Firm Capacity | 1 | 2037-07-01 | 0 | MW
0 | 0 | System | Generator | Build CT 2039 | Build CT | Firm Capacity | 1 | 2037-10-01 | 0 | MW
Build CT 2039_Firm Capacity2038 | Build CT_Firm Capacity2038 | System | Generator | Build CT 2039 | Build CT | Firm Capacity | 1 | 2038-01-01 | 0 | MW
0 | 0 | System | Generator | Build CT 2039 | Build CT | Firm Capacity | 1 | 2038-04-01 | 0 | MW
0 | 0 | System | Generator | Build CT 2039 | Build CT | Firm Capacity | 1 | 2038-07-01 | 0 | MW
0 | 0 | System | Generator | Build CT 2039 | Build CT | Firm Capacity | 1 | 2038-10-01 | 0 | MW
Build CT 2039_Firm Capacity2039 | Build CT_Firm Capacity2039 | System | Generator | Build CT 2039 | Build CT | Firm Capacity | 1 | 2039-01-01 | 0 | MW
0 | 0 | System | Generator | Build CT 2039 | Build CT | Firm Capacity | 1 | 2039-04-01 | 0 | MW
0 | 0 | System | Generator | Build CT 2039 | Build CT | Firm Capacity | 1 | 2039-07-01 | 0 | MW
0 | 0 | System | Generator | Build CT 2039 | Build CT | Firm Capacity | 1 | 2039-10-01 | 0 | MW
Build CT 2039_Firm Capacity2040 | Build CT_Firm Capacity2040 | System | Generator | Build CT 2039 | Build CT | Firm Capacity | 1 | 2040-01-01 | 0 | MW
0 | 0 | System | Generator | Build CT 2039 | Build CT | Firm Capacity | 1 | 2040-04-01 | 0 | MW
0 | 0 | System | Generator | Build CT 2039 | Build CT | Firm Capacity | 1 | 2040-07-01 | 0 | MW
0 | 0 | System | Generator | Build CT 2039 | Build CT | Firm Capacity | 1 | 2040-10-01 | 0 | MW
Build CT 2039_Firm Capacity2041 | Build CT_Firm Capacity2041 | System | Generator | Build CT 2039 | Build CT | Firm Capacity | 1 | 2041-01-01 | 0 | MW
0 | 0 | System | Generator | Build CT 2039 | Build CT | Firm Capacity | 1 | 2041-04-01 | 0 | MW
0 | 0 | System | Generator | Build CT 2039 | Build CT | Firm Capacity | 1 | 2041-07-01 | 0 | MW
0 | 0 | System | Generator | Build CT 2039 | Build CT | Firm Capacity | 1 | 2041-10-01 | 0 | MW
Build CT 2039_Firm Capacity2042 | Build CT_Firm Capacity2042 | System | Generator | Build CT 2039 | Build CT | Firm Capacity | 1 | 2042-01-01 | 0 | MW
0 | 0 | System | Generator | Build CT 2039 | Build CT | Firm Capacity | 1 | 2042-04-01 | 0 | MW
0 | 0 | System | Generator | Build CT 2039 | Build CT | Firm Capacity | 1 | 2042-07-01 | 0 | MW
0 | 0 | System | Generator | Build CT 2039 | Build CT | Firm Capacity | 1 | 2042-10-01 | 0 | MW
Build CT 2039_Firm Capacity2043 | Build CT_Firm Capacity2043 | System | Generator | Build CT 2039 | Build CT | Firm Capacity | 1 | 2043-01-01 | 0 | MW
0 | 0 | System | Generator | Build CT 2039 | Build CT | Firm Capacity | 1 | 2043-04-01 | 0 | MW
0 | 0 | System | Generator | Build CT 2039 | Build CT | Firm Capacity | 1 | 2043-07-01 | 0 | MW
0 | 0 | System | Generator | Build CT 2039 | Build CT | Firm Capacity | 1 | 2043-10-01 | 0 | MW
Build CT 2040_Firm Capacity2024 | Build CT_Firm Capacity2024 | System | Generator | Build CT 2040 | Build CT | Firm Capacity | 1 | 2024-01-01 | 0 | MW
0 | 0 | System | Generator | Build CT 2040 | Build CT | Firm Capacity | 1 | 2024-04-01 | 0 | MW
0 | 0 | System | Generator | Build CT 2040 | Build CT | Firm Capacity | 1 | 2024-07-01 | 0 | MW
0 | 0 | System | Generator | Build CT 2040 | Build CT | Firm Capacity | 1 | 2024-10-01 | 0 | MW
Build CT 2040_Firm Capacity2025 | Build CT_Firm Capacity2025 | System | Generator | Build CT 2040 | Build CT | Firm Capacity | 1 | 2025-01-01 | 0 | MW
0 | 0 | System | Generator | Build CT 2040 | Build CT | Firm Capacity | 1 | 2025-04-01 | 0 | MW
0 | 0 | System | Generator | Build CT 2040 | Build CT | Firm Capacity | 1 | 2025-07-01 | 0 | MW
0 | 0 | System | Generator | Build CT 2040 | Build CT | Firm Capacity | 1 | 2025-10-01 | 0 | MW
Build CT 2040_Firm Capacity2026 | Build CT_Firm Capacity2026 | System | Generator | Build CT 2040 | Build CT | Firm Capacity | 1 | 2026-01-01 | 0 | MW
0 | 0 | System | Generator | Build CT 2040 | Build CT | Firm Capacity | 1 | 2026-04-01 | 0 | MW
0 | 0 | System | Generator | Build CT 2040 | Build CT | Firm Capacity | 1 | 2026-07-01 | 0 | MW
0 | 0 | System | Generator | Build CT 2040 | Build CT | Firm Capacity | 1 | 2026-10-01 | 0 | MW
Build CT 2040_Firm Capacity2027 | Build CT_Firm Capacity2027 | System | Generator | Build CT 2040 | Build CT | Firm Capacity | 1 | 2027-01-01 | 0 | MW
0 | 0 | System | Generator | Build CT 2040 | Build CT | Firm Capacity | 1 | 2027-04-01 | 0 | MW
0 | 0 | System | Generator | Build CT 2040 | Build CT | Firm Capacity | 1 | 2027-07-01 | 0 | MW
0 | 0 | System | Generator | Build CT 2040 | Build CT | Firm Capacity | 1 | 2027-10-01 | 0 | MW
Build CT 2040_Firm Capacity2028 | Build CT_Firm Capacity2028 | System | Generator | Build CT 2040 | Build CT | Firm Capacity | 1 | 2028-01-01 | 0 | MW
0 | 0 | System | Generator | Build CT 2040 | Build CT | Firm Capacity | 1 | 2028-04-01 | 0 | MW
0 | 0 | System | Generator | Build CT 2040 | Build CT | Firm Capacity | 1 | 2028-07-01 | 0 | MW
0 | 0 | System | Generator | Build CT 2040 | Build CT | Firm Capacity | 1 | 2028-10-01 | 0 | MW
Build CT 2040_Firm Capacity2029 | Build CT_Firm Capacity2029 | System | Generator | Build CT 2040 | Build CT | Firm Capacity | 1 | 2029-01-01 | 0 | MW
0 | 0 | System | Generator | Build CT 2040 | Build CT | Firm Capacity | 1 | 2029-04-01 | 0 | MW
0 | 0 | System | Generator | Build CT 2040 | Build CT | Firm Capacity | 1 | 2029-07-01 | 0 | MW
0 | 0 | System | Generator | Build CT 2040 | Build CT | Firm Capacity | 1 | 2029-10-01 | 0 | MW
Build CT 2040_Firm Capacity2030 | Build CT_Firm Capacity2030 | System | Generator | Build CT 2040 | Build CT | Firm Capacity | 1 | 2030-01-01 | 0 | MW
0 | 0 | System | Generator | Build CT 2040 | Build CT | Firm Capacity | 1 | 2030-04-01 | 0 | MW
0 | 0 | System | Generator | Build CT 2040 | Build CT | Firm Capacity | 1 | 2030-07-01 | 0 | MW
0 | 0 | System | Generator | Build CT 2040 | Build CT | Firm Capacity | 1 | 2030-10-01 | 0 | MW
Build CT 2040_Firm Capacity2031 | Build CT_Firm Capacity2031 | System | Generator | Build CT 2040 | Build CT | Firm Capacity | 1 | 2031-01-01 | 0 | MW
0 | 0 | System | Generator | Build CT 2040 | Build CT | Firm Capacity | 1 | 2031-04-01 | 0 | MW
0 | 0 | System | Generator | Build CT 2040 | Build CT | Firm Capacity | 1 | 2031-07-01 | 0 | MW
0 | 0 | System | Generator | Build CT 2040 | Build CT | Firm Capacity | 1 | 2031-10-01 | 0 | MW
Build CT 2040_Firm Capacity2032 | Build CT_Firm Capacity2032 | System | Generator | Build CT 2040 | Build CT | Firm Capacity | 1 | 2032-01-01 | 0 | MW
0 | 0 | System | Generator | Build CT 2040 | Build CT | Firm Capacity | 1 | 2032-04-01 | 0 | MW
0 | 0 | System | Generator | Build CT 2040 | Build CT | Firm Capacity | 1 | 2032-07-01 | 0 | MW
0 | 0 | System | Generator | Build CT 2040 | Build CT | Firm Capacity | 1 | 2032-10-01 | 0 | MW
Build CT 2040_Firm Capacity2033 | Build CT_Firm Capacity2033 | System | Generator | Build CT 2040 | Build CT | Firm Capacity | 1 | 2033-01-01 | 0 | MW
0 | 0 | System | Generator | Build CT 2040 | Build CT | Firm Capacity | 1 | 2033-04-01 | 0 | MW
0 | 0 | System | Generator | Build CT 2040 | Build CT | Firm Capacity | 1 | 2033-07-01 | 0 | MW
0 | 0 | System | Generator | Build CT 2040 | Build CT | Firm Capacity | 1 | 2033-10-01 | 0 | MW
Build CT 2040_Firm Capacity2034 | Build CT_Firm Capacity2034 | System | Generator | Build CT 2040 | Build CT | Firm Capacity | 1 | 2034-01-01 | 0 | MW
0 | 0 | System | Generator | Build CT 2040 | Build CT | Firm Capacity | 1 | 2034-04-01 | 0 | MW
0 | 0 | System | Generator | Build CT 2040 | Build CT | Firm Capacity | 1 | 2034-07-01 | 0 | MW
0 | 0 | System | Generator | Build CT 2040 | Build CT | Firm Capacity | 1 | 2034-10-01 | 0 | MW
Build CT 2040_Firm Capacity2035 | Build CT_Firm Capacity2035 | System | Generator | Build CT 2040 | Build CT | Firm Capacity | 1 | 2035-01-01 | 0 | MW
0 | 0 | System | Generator | Build CT 2040 | Build CT | Firm Capacity | 1 | 2035-04-01 | 0 | MW
0 | 0 | System | Generator | Build CT 2040 | Build CT | Firm Capacity | 1 | 2035-07-01 | 0 | MW
0 | 0 | System | Generator | Build CT 2040 | Build CT | Firm Capacity | 1 | 2035-10-01 | 0 | MW
Build CT 2040_Firm Capacity2036 | Build CT_Firm Capacity2036 | System | Generator | Build CT 2040 | Build CT | Firm Capacity | 1 | 2036-01-01 | 0 | MW
0 | 0 | System | Generator | Build CT 2040 | Build CT | Firm Capacity | 1 | 2036-04-01 | 0 | MW
0 | 0 | System | Generator | Build CT 2040 | Build CT | Firm Capacity | 1 | 2036-07-01 | 0 | MW
0 | 0 | System | Generator | Build CT 2040 | Build CT | Firm Capacity | 1 | 2036-10-01 | 0 | MW
Build CT 2040_Firm Capacity2037 | Build CT_Firm Capacity2037 | System | Generator | Build CT 2040 | Build CT | Firm Capacity | 1 | 2037-01-01 | 0 | MW
0 | 0 | System | Generator | Build CT 2040 | Build CT | Firm Capacity | 1 | 2037-04-01 | 0 | MW
0 | 0 | System | Generator | Build CT 2040 | Build CT | Firm Capacity | 1 | 2037-07-01 | 0 | MW
0 | 0 | System | Generator | Build CT 2040 | Build CT | Firm Capacity | 1 | 2037-10-01 | 0 | MW
Build CT 2040_Firm Capacity2038 | Build CT_Firm Capacity2038 | System | Generator | Build CT 2040 | Build CT | Firm Capacity | 1 | 2038-01-01 | 0 | MW
0 | 0 | System | Generator | Build CT 2040 | Build CT | Firm Capacity | 1 | 2038-04-01 | 0 | MW
0 | 0 | System | Generator | Build CT 2040 | Build CT | Firm Capacity | 1 | 2038-07-01 | 0 | MW
0 | 0 | System | Generator | Build CT 2040 | Build CT | Firm Capacity | 1 | 2038-10-01 | 0 | MW
Build CT 2040_Firm Capacity2039 | Build CT_Firm Capacity2039 | System | Generator | Build CT 2040 | Build CT | Firm Capacity | 1 | 2039-01-01 | 0 | MW
0 | 0 | System | Generator | Build CT 2040 | Build CT | Firm Capacity | 1 | 2039-04-01 | 0 | MW
0 | 0 | System | Generator | Build CT 2040 | Build CT | Firm Capacity | 1 | 2039-07-01 | 0 | MW
0 | 0 | System | Generator | Build CT 2040 | Build CT | Firm Capacity | 1 | 2039-10-01 | 0 | MW
Build CT 2040_Firm Capacity2040 | Build CT_Firm Capacity2040 | System | Generator | Build CT 2040 | Build CT | Firm Capacity | 1 | 2040-01-01 | 0 | MW
0 | 0 | System | Generator | Build CT 2040 | Build CT | Firm Capacity | 1 | 2040-04-01 | 0 | MW
0 | 0 | System | Generator | Build CT 2040 | Build CT | Firm Capacity | 1 | 2040-07-01 | 0 | MW
0 | 0 | System | Generator | Build CT 2040 | Build CT | Firm Capacity | 1 | 2040-10-01 | 0 | MW
Build CT 2040_Firm Capacity2041 | Build CT_Firm Capacity2041 | System | Generator | Build CT 2040 | Build CT | Firm Capacity | 1 | 2041-01-01 | 0 | MW
0 | 0 | System | Generator | Build CT 2040 | Build CT | Firm Capacity | 1 | 2041-04-01 | 0 | MW
0 | 0 | System | Generator | Build CT 2040 | Build CT | Firm Capacity | 1 | 2041-07-01 | 0 | MW
0 | 0 | System | Generator | Build CT 2040 | Build CT | Firm Capacity | 1 | 2041-10-01 | 0 | MW
Build CT 2040_Firm Capacity2042 | Build CT_Firm Capacity2042 | System | Generator | Build CT 2040 | Build CT | Firm Capacity | 1 | 2042-01-01 | 0 | MW
0 | 0 | System | Generator | Build CT 2040 | Build CT | Firm Capacity | 1 | 2042-04-01 | 0 | MW
0 | 0 | System | Generator | Build CT 2040 | Build CT | Firm Capacity | 1 | 2042-07-01 | 0 | MW
0 | 0 | System | Generator | Build CT 2040 | Build CT | Firm Capacity | 1 | 2042-10-01 | 0 | MW
Build CT 2040_Firm Capacity2043 | Build CT_Firm Capacity2043 | System | Generator | Build CT 2040 | Build CT | Firm Capacity | 1 | 2043-01-01 | 0 | MW
0 | 0 | System | Generator | Build CT 2040 | Build CT | Firm Capacity | 1 | 2043-04-01 | 0 | MW
0 | 0 | System | Generator | Build CT 2040 | Build CT | Firm Capacity | 1 | 2043-07-01 | 0 | MW
0 | 0 | System | Generator | Build CT 2040 | Build CT | Firm Capacity | 1 | 2043-10-01 | 0 | MW
Build CT 2041_Firm Capacity2024 | Build CT_Firm Capacity2024 | System | Generator | Build CT 2041 | Build CT | Firm Capacity | 1 | 2024-01-01 | 0 | MW
0 | 0 | System | Generator | Build CT 2041 | Build CT | Firm Capacity | 1 | 2024-04-01 | 0 | MW
0 | 0 | System | Generator | Build CT 2041 | Build CT | Firm Capacity | 1 | 2024-07-01 | 0 | MW
0 | 0 | System | Generator | Build CT 2041 | Build CT | Firm Capacity | 1 | 2024-10-01 | 0 | MW
Build CT 2041_Firm Capacity2025 | Build CT_Firm Capacity2025 | System | Generator | Build CT 2041 | Build CT | Firm Capacity | 1 | 2025-01-01 | 0 | MW
0 | 0 | System | Generator | Build CT 2041 | Build CT | Firm Capacity | 1 | 2025-04-01 | 0 | MW
0 | 0 | System | Generator | Build CT 2041 | Build CT | Firm Capacity | 1 | 2025-07-01 | 0 | MW
0 | 0 | System | Generator | Build CT 2041 | Build CT | Firm Capacity | 1 | 2025-10-01 | 0 | MW
Build CT 2041_Firm Capacity2026 | Build CT_Firm Capacity2026 | System | Generator | Build CT 2041 | Build CT | Firm Capacity | 1 | 2026-01-01 | 0 | MW
0 | 0 | System | Generator | Build CT 2041 | Build CT | Firm Capacity | 1 | 2026-04-01 | 0 | MW
0 | 0 | System | Generator | Build CT 2041 | Build CT | Firm Capacity | 1 | 2026-07-01 | 0 | MW
0 | 0 | System | Generator | Build CT 2041 | Build CT | Firm Capacity | 1 | 2026-10-01 | 0 | MW
Build CT 2041_Firm Capacity2027 | Build CT_Firm Capacity2027 | System | Generator | Build CT 2041 | Build CT | Firm Capacity | 1 | 2027-01-01 | 0 | MW
0 | 0 | System | Generator | Build CT 2041 | Build CT | Firm Capacity | 1 | 2027-04-01 | 0 | MW
0 | 0 | System | Generator | Build CT 2041 | Build CT | Firm Capacity | 1 | 2027-07-01 | 0 | MW
0 | 0 | System | Generator | Build CT 2041 | Build CT | Firm Capacity | 1 | 2027-10-01 | 0 | MW
Build CT 2041_Firm Capacity2028 | Build CT_Firm Capacity2028 | System | Generator | Build CT 2041 | Build CT | Firm Capacity | 1 | 2028-01-01 | 0 | MW
0 | 0 | System | Generator | Build CT 2041 | Build CT | Firm Capacity | 1 | 2028-04-01 | 0 | MW
0 | 0 | System | Generator | Build CT 2041 | Build CT | Firm Capacity | 1 | 2028-07-01 | 0 | MW
0 | 0 | System | Generator | Build CT 2041 | Build CT | Firm Capacity | 1 | 2028-10-01 | 0 | MW
Build CT 2041_Firm Capacity2029 | Build CT_Firm Capacity2029 | System | Generator | Build CT 2041 | Build CT | Firm Capacity | 1 | 2029-01-01 | 0 | MW
0 | 0 | System | Generator | Build CT 2041 | Build CT | Firm Capacity | 1 | 2029-04-01 | 0 | MW
0 | 0 | System | Generator | Build CT 2041 | Build CT | Firm Capacity | 1 | 2029-07-01 | 0 | MW
0 | 0 | System | Generator | Build CT 2041 | Build CT | Firm Capacity | 1 | 2029-10-01 | 0 | MW
Build CT 2041_Firm Capacity2030 | Build CT_Firm Capacity2030 | System | Generator | Build CT 2041 | Build CT | Firm Capacity | 1 | 2030-01-01 | 0 | MW
0 | 0 | System | Generator | Build CT 2041 | Build CT | Firm Capacity | 1 | 2030-04-01 | 0 | MW
0 | 0 | System | Generator | Build CT 2041 | Build CT | Firm Capacity | 1 | 2030-07-01 | 0 | MW
0 | 0 | System | Generator | Build CT 2041 | Build CT | Firm Capacity | 1 | 2030-10-01 | 0 | MW
Build CT 2041_Firm Capacity2031 | Build CT_Firm Capacity2031 | System | Generator | Build CT 2041 | Build CT | Firm Capacity | 1 | 2031-01-01 | 0 | MW
0 | 0 | System | Generator | Build CT 2041 | Build CT | Firm Capacity | 1 | 2031-04-01 | 0 | MW
0 | 0 | System | Generator | Build CT 2041 | Build CT | Firm Capacity | 1 | 2031-07-01 | 0 | MW
0 | 0 | System | Generator | Build CT 2041 | Build CT | Firm Capacity | 1 | 2031-10-01 | 0 | MW
Build CT 2041_Firm Capacity2032 | Build CT_Firm Capacity2032 | System | Generator | Build CT 2041 | Build CT | Firm Capacity | 1 | 2032-01-01 | 0 | MW
0 | 0 | System | Generator | Build CT 2041 | Build CT | Firm Capacity | 1 | 2032-04-01 | 0 | MW
0 | 0 | System | Generator | Build CT 2041 | Build CT | Firm Capacity | 1 | 2032-07-01 | 0 | MW
0 | 0 | System | Generator | Build CT 2041 | Build CT | Firm Capacity | 1 | 2032-10-01 | 0 | MW
Build CT 2041_Firm Capacity2033 | Build CT_Firm Capacity2033 | System | Generator | Build CT 2041 | Build CT | Firm Capacity | 1 | 2033-01-01 | 0 | MW
0 | 0 | System | Generator | Build CT 2041 | Build CT | Firm Capacity | 1 | 2033-04-01 | 0 | MW
0 | 0 | System | Generator | Build CT 2041 | Build CT | Firm Capacity | 1 | 2033-07-01 | 0 | MW
0 | 0 | System | Generator | Build CT 2041 | Build CT | Firm Capacity | 1 | 2033-10-01 | 0 | MW
Build CT 2041_Firm Capacity2034 | Build CT_Firm Capacity2034 | System | Generator | Build CT 2041 | Build CT | Firm Capacity | 1 | 2034-01-01 | 0 | MW
0 | 0 | System | Generator | Build CT 2041 | Build CT | Firm Capacity | 1 | 2034-04-01 | 0 | MW
0 | 0 | System | Generator | Build CT 2041 | Build CT | Firm Capacity | 1 | 2034-07-01 | 0 | MW
0 | 0 | System | Generator | Build CT 2041 | Build CT | Firm Capacity | 1 | 2034-10-01 | 0 | MW
Build CT 2041_Firm Capacity2035 | Build CT_Firm Capacity2035 | System | Generator | Build CT 2041 | Build CT | Firm Capacity | 1 | 2035-01-01 | 0 | MW
0 | 0 | System | Generator | Build CT 2041 | Build CT | Firm Capacity | 1 | 2035-04-01 | 0 | MW
0 | 0 | System | Generator | Build CT 2041 | Build CT | Firm Capacity | 1 | 2035-07-01 | 0 | MW
0 | 0 | System | Generator | Build CT 2041 | Build CT | Firm Capacity | 1 | 2035-10-01 | 0 | MW
Build CT 2041_Firm Capacity2036 | Build CT_Firm Capacity2036 | System | Generator | Build CT 2041 | Build CT | Firm Capacity | 1 | 2036-01-01 | 0 | MW
0 | 0 | System | Generator | Build CT 2041 | Build CT | Firm Capacity | 1 | 2036-04-01 | 0 | MW
0 | 0 | System | Generator | Build CT 2041 | Build CT | Firm Capacity | 1 | 2036-07-01 | 0 | MW
0 | 0 | System | Generator | Build CT 2041 | Build CT | Firm Capacity | 1 | 2036-10-01 | 0 | MW
Build CT 2041_Firm Capacity2037 | Build CT_Firm Capacity2037 | System | Generator | Build CT 2041 | Build CT | Firm Capacity | 1 | 2037-01-01 | 0 | MW
0 | 0 | System | Generator | Build CT 2041 | Build CT | Firm Capacity | 1 | 2037-04-01 | 0 | MW
0 | 0 | System | Generator | Build CT 2041 | Build CT | Firm Capacity | 1 | 2037-07-01 | 0 | MW
0 | 0 | System | Generator | Build CT 2041 | Build CT | Firm Capacity | 1 | 2037-10-01 | 0 | MW
Build CT 2041_Firm Capacity2038 | Build CT_Firm Capacity2038 | System | Generator | Build CT 2041 | Build CT | Firm Capacity | 1 | 2038-01-01 | 0 | MW
0 | 0 | System | Generator | Build CT 2041 | Build CT | Firm Capacity | 1 | 2038-04-01 | 0 | MW
0 | 0 | System | Generator | Build CT 2041 | Build CT | Firm Capacity | 1 | 2038-07-01 | 0 | MW
0 | 0 | System | Generator | Build CT 2041 | Build CT | Firm Capacity | 1 | 2038-10-01 | 0 | MW
Build CT 2041_Firm Capacity2039 | Build CT_Firm Capacity2039 | System | Generator | Build CT 2041 | Build CT | Firm Capacity | 1 | 2039-01-01 | 0 | MW
0 | 0 | System | Generator | Build CT 2041 | Build CT | Firm Capacity | 1 | 2039-04-01 | 0 | MW
0 | 0 | System | Generator | Build CT 2041 | Build CT | Firm Capacity | 1 | 2039-07-01 | 0 | MW
0 | 0 | System | Generator | Build CT 2041 | Build CT | Firm Capacity | 1 | 2039-10-01 | 0 | MW
Build CT 2041_Firm Capacity2040 | Build CT_Firm Capacity2040 | System | Generator | Build CT 2041 | Build CT | Firm Capacity | 1 | 2040-01-01 | 0 | MW
0 | 0 | System | Generator | Build CT 2041 | Build CT | Firm Capacity | 1 | 2040-04-01 | 0 | MW
0 | 0 | System | Generator | Build CT 2041 | Build CT | Firm Capacity | 1 | 2040-07-01 | 0 | MW
0 | 0 | System | Generator | Build CT 2041 | Build CT | Firm Capacity | 1 | 2040-10-01 | 0 | MW
Build CT 2041_Firm Capacity2041 | Build CT_Firm Capacity2041 | System | Generator | Build CT 2041 | Build CT | Firm Capacity | 1 | 2041-01-01 | 0 | MW
0 | 0 | System | Generator | Build CT 2041 | Build CT | Firm Capacity | 1 | 2041-04-01 | 0 | MW
0 | 0 | System | Generator | Build CT 2041 | Build CT | Firm Capacity | 1 | 2041-07-01 | 0 | MW
0 | 0 | System | Generator | Build CT 2041 | Build CT | Firm Capacity | 1 | 2041-10-01 | 0 | MW
Build CT 2041_Firm Capacity2042 | Build CT_Firm Capacity2042 | System | Generator | Build CT 2041 | Build CT | Firm Capacity | 1 | 2042-01-01 | 0 | MW
0 | 0 | System | Generator | Build CT 2041 | Build CT | Firm Capacity | 1 | 2042-04-01 | 0 | MW
0 | 0 | System | Generator | Build CT 2041 | Build CT | Firm Capacity | 1 | 2042-07-01 | 0 | MW
0 | 0 | System | Generator | Build CT 2041 | Build CT | Firm Capacity | 1 | 2042-10-01 | 0 | MW
Build CT 2041_Firm Capacity2043 | Build CT_Firm Capacity2043 | System | Generator | Build CT 2041 | Build CT | Firm Capacity | 1 | 2043-01-01 | 0 | MW
0 | 0 | System | Generator | Build CT 2041 | Build CT | Firm Capacity | 1 | 2043-04-01 | 0 | MW
0 | 0 | System | Generator | Build CT 2041 | Build CT | Firm Capacity | 1 | 2043-07-01 | 0 | MW
0 | 0 | System | Generator | Build CT 2041 | Build CT | Firm Capacity | 1 | 2043-10-01 | 0 | MW
Build CT 2042_Firm Capacity2024 | Build CT_Firm Capacity2024 | System | Generator | Build CT 2042 | Build CT | Firm Capacity | 1 | 2024-01-01 | 0 | MW
0 | 0 | System | Generator | Build CT 2042 | Build CT | Firm Capacity | 1 | 2024-04-01 | 0 | MW
0 | 0 | System | Generator | Build CT 2042 | Build CT | Firm Capacity | 1 | 2024-07-01 | 0 | MW
0 | 0 | System | Generator | Build CT 2042 | Build CT | Firm Capacity | 1 | 2024-10-01 | 0 | MW
Build CT 2042_Firm Capacity2025 | Build CT_Firm Capacity2025 | System | Generator | Build CT 2042 | Build CT | Firm Capacity | 1 | 2025-01-01 | 0 | MW
0 | 0 | System | Generator | Build CT 2042 | Build CT | Firm Capacity | 1 | 2025-04-01 | 0 | MW
0 | 0 | System | Generator | Build CT 2042 | Build CT | Firm Capacity | 1 | 2025-07-01 | 0 | MW
0 | 0 | System | Generator | Build CT 2042 | Build CT | Firm Capacity | 1 | 2025-10-01 | 0 | MW
Build CT 2042_Firm Capacity2026 | Build CT_Firm Capacity2026 | System | Generator | Build CT 2042 | Build CT | Firm Capacity | 1 | 2026-01-01 | 0 | MW
0 | 0 | System | Generator | Build CT 2042 | Build CT | Firm Capacity | 1 | 2026-04-01 | 0 | MW
0 | 0 | System | Generator | Build CT 2042 | Build CT | Firm Capacity | 1 | 2026-07-01 | 0 | MW
0 | 0 | System | Generator | Build CT 2042 | Build CT | Firm Capacity | 1 | 2026-10-01 | 0 | MW
Build CT 2042_Firm Capacity2027 | Build CT_Firm Capacity2027 | System | Generator | Build CT 2042 | Build CT | Firm Capacity | 1 | 2027-01-01 | 0 | MW
0 | 0 | System | Generator | Build CT 2042 | Build CT | Firm Capacity | 1 | 2027-04-01 | 0 | MW
0 | 0 | System | Generator | Build CT 2042 | Build CT | Firm Capacity | 1 | 2027-07-01 | 0 | MW
0 | 0 | System | Generator | Build CT 2042 | Build CT | Firm Capacity | 1 | 2027-10-01 | 0 | MW
Build CT 2042_Firm Capacity2028 | Build CT_Firm Capacity2028 | System | Generator | Build CT 2042 | Build CT | Firm Capacity | 1 | 2028-01-01 | 0 | MW
0 | 0 | System | Generator | Build CT 2042 | Build CT | Firm Capacity | 1 | 2028-04-01 | 0 | MW
0 | 0 | System | Generator | Build CT 2042 | Build CT | Firm Capacity | 1 | 2028-07-01 | 0 | MW
0 | 0 | System | Generator | Build CT 2042 | Build CT | Firm Capacity | 1 | 2028-10-01 | 0 | MW
Build CT 2042_Firm Capacity2029 | Build CT_Firm Capacity2029 | System | Generator | Build CT 2042 | Build CT | Firm Capacity | 1 | 2029-01-01 | 0 | MW
0 | 0 | System | Generator | Build CT 2042 | Build CT | Firm Capacity | 1 | 2029-04-01 | 0 | MW
0 | 0 | System | Generator | Build CT 2042 | Build CT | Firm Capacity | 1 | 2029-07-01 | 0 | MW
0 | 0 | System | Generator | Build CT 2042 | Build CT | Firm Capacity | 1 | 2029-10-01 | 0 | MW
Build CT 2042_Firm Capacity2030 | Build CT_Firm Capacity2030 | System | Generator | Build CT 2042 | Build CT | Firm Capacity | 1 | 2030-01-01 | 0 | MW
0 | 0 | System | Generator | Build CT 2042 | Build CT | Firm Capacity | 1 | 2030-04-01 | 0 | MW
0 | 0 | System | Generator | Build CT 2042 | Build CT | Firm Capacity | 1 | 2030-07-01 | 0 | MW
0 | 0 | System | Generator | Build CT 2042 | Build CT | Firm Capacity | 1 | 2030-10-01 | 0 | MW
Build CT 2042_Firm Capacity2031 | Build CT_Firm Capacity2031 | System | Generator | Build CT 2042 | Build CT | Firm Capacity | 1 | 2031-01-01 | 0 | MW
0 | 0 | System | Generator | Build CT 2042 | Build CT | Firm Capacity | 1 | 2031-04-01 | 0 | MW
0 | 0 | System | Generator | Build CT 2042 | Build CT | Firm Capacity | 1 | 2031-07-01 | 0 | MW
0 | 0 | System | Generator | Build CT 2042 | Build CT | Firm Capacity | 1 | 2031-10-01 | 0 | MW
Build CT 2042_Firm Capacity2032 | Build CT_Firm Capacity2032 | System | Generator | Build CT 2042 | Build CT | Firm Capacity | 1 | 2032-01-01 | 0 | MW
0 | 0 | System | Generator | Build CT 2042 | Build CT | Firm Capacity | 1 | 2032-04-01 | 0 | MW
0 | 0 | System | Generator | Build CT 2042 | Build CT | Firm Capacity | 1 | 2032-07-01 | 0 | MW
0 | 0 | System | Generator | Build CT 2042 | Build CT | Firm Capacity | 1 | 2032-10-01 | 0 | MW
Build CT 2042_Firm Capacity2033 | Build CT_Firm Capacity2033 | System | Generator | Build CT 2042 | Build CT | Firm Capacity | 1 | 2033-01-01 | 0 | MW
0 | 0 | System | Generator | Build CT 2042 | Build CT | Firm Capacity | 1 | 2033-04-01 | 0 | MW
0 | 0 | System | Generator | Build CT 2042 | Build CT | Firm Capacity | 1 | 2033-07-01 | 0 | MW
0 | 0 | System | Generator | Build CT 2042 | Build CT | Firm Capacity | 1 | 2033-10-01 | 0 | MW
Build CT 2042_Firm Capacity2034 | Build CT_Firm Capacity2034 | System | Generator | Build CT 2042 | Build CT | Firm Capacity | 1 | 2034-01-01 | 0 | MW
0 | 0 | System | Generator | Build CT 2042 | Build CT | Firm Capacity | 1 | 2034-04-01 | 0 | MW
0 | 0 | System | Generator | Build CT 2042 | Build CT | Firm Capacity | 1 | 2034-07-01 | 0 | MW
0 | 0 | System | Generator | Build CT 2042 | Build CT | Firm Capacity | 1 | 2034-10-01 | 0 | MW
Build CT 2042_Firm Capacity2035 | Build CT_Firm Capacity2035 | System | Generator | Build CT 2042 | Build CT | Firm Capacity | 1 | 2035-01-01 | 0 | MW
0 | 0 | System | Generator | Build CT 2042 | Build CT | Firm Capacity | 1 | 2035-04-01 | 0 | MW
0 | 0 | System | Generator | Build CT 2042 | Build CT | Firm Capacity | 1 | 2035-07-01 | 0 | MW
0 | 0 | System | Generator | Build CT 2042 | Build CT | Firm Capacity | 1 | 2035-10-01 | 0 | MW
Build CT 2042_Firm Capacity2036 | Build CT_Firm Capacity2036 | System | Generator | Build CT 2042 | Build CT | Firm Capacity | 1 | 2036-01-01 | 0 | MW
0 | 0 | System | Generator | Build CT 2042 | Build CT | Firm Capacity | 1 | 2036-04-01 | 0 | MW
0 | 0 | System | Generator | Build CT 2042 | Build CT | Firm Capacity | 1 | 2036-07-01 | 0 | MW
0 | 0 | System | Generator | Build CT 2042 | Build CT | Firm Capacity | 1 | 2036-10-01 | 0 | MW
Build CT 2042_Firm Capacity2037 | Build CT_Firm Capacity2037 | System | Generator | Build CT 2042 | Build CT | Firm Capacity | 1 | 2037-01-01 | 0 | MW
0 | 0 | System | Generator | Build CT 2042 | Build CT | Firm Capacity | 1 | 2037-04-01 | 0 | MW
0 | 0 | System | Generator | Build CT 2042 | Build CT | Firm Capacity | 1 | 2037-07-01 | 0 | MW
0 | 0 | System | Generator | Build CT 2042 | Build CT | Firm Capacity | 1 | 2037-10-01 | 0 | MW
Build CT 2042_Firm Capacity2038 | Build CT_Firm Capacity2038 | System | Generator | Build CT 2042 | Build CT | Firm Capacity | 1 | 2038-01-01 | 0 | MW
0 | 0 | System | Generator | Build CT 2042 | Build CT | Firm Capacity | 1 | 2038-04-01 | 0 | MW
0 | 0 | System | Generator | Build CT 2042 | Build CT | Firm Capacity | 1 | 2038-07-01 | 0 | MW
0 | 0 | System | Generator | Build CT 2042 | Build CT | Firm Capacity | 1 | 2038-10-01 | 0 | MW
Build CT 2042_Firm Capacity2039 | Build CT_Firm Capacity2039 | System | Generator | Build CT 2042 | Build CT | Firm Capacity | 1 | 2039-01-01 | 0 | MW
0 | 0 | System | Generator | Build CT 2042 | Build CT | Firm Capacity | 1 | 2039-04-01 | 0 | MW
0 | 0 | System | Generator | Build CT 2042 | Build CT | Firm Capacity | 1 | 2039-07-01 | 0 | MW
0 | 0 | System | Generator | Build CT 2042 | Build CT | Firm Capacity | 1 | 2039-10-01 | 0 | MW
Build CT 2042_Firm Capacity2040 | Build CT_Firm Capacity2040 | System | Generator | Build CT 2042 | Build CT | Firm Capacity | 1 | 2040-01-01 | 0 | MW
0 | 0 | System | Generator | Build CT 2042 | Build CT | Firm Capacity | 1 | 2040-04-01 | 0 | MW
0 | 0 | System | Generator | Build CT 2042 | Build CT | Firm Capacity | 1 | 2040-07-01 | 0 | MW
0 | 0 | System | Generator | Build CT 2042 | Build CT | Firm Capacity | 1 | 2040-10-01 | 0 | MW
Build CT 2042_Firm Capacity2041 | Build CT_Firm Capacity2041 | System | Generator | Build CT 2042 | Build CT | Firm Capacity | 1 | 2041-01-01 | 0 | MW
0 | 0 | System | Generator | Build CT 2042 | Build CT | Firm Capacity | 1 | 2041-04-01 | 0 | MW
0 | 0 | System | Generator | Build CT 2042 | Build CT | Firm Capacity | 1 | 2041-07-01 | 0 | MW
0 | 0 | System | Generator | Build CT 2042 | Build CT | Firm Capacity | 1 | 2041-10-01 | 0 | MW
Build CT 2042_Firm Capacity2042 | Build CT_Firm Capacity2042 | System | Generator | Build CT 2042 | Build CT | Firm Capacity | 1 | 2042-01-01 | 0 | MW
0 | 0 | System | Generator | Build CT 2042 | Build CT | Firm Capacity | 1 | 2042-04-01 | 0 | MW
0 | 0 | System | Generator | Build CT 2042 | Build CT | Firm Capacity | 1 | 2042-07-01 | 0 | MW
0 | 0 | System | Generator | Build CT 2042 | Build CT | Firm Capacity | 1 | 2042-10-01 | 0 | MW
Build CT 2042_Firm Capacity2043 | Build CT_Firm Capacity2043 | System | Generator | Build CT 2042 | Build CT | Firm Capacity | 1 | 2043-01-01 | 0 | MW
0 | 0 | System | Generator | Build CT 2042 | Build CT | Firm Capacity | 1 | 2043-04-01 | 0 | MW
0 | 0 | System | Generator | Build CT 2042 | Build CT | Firm Capacity | 1 | 2043-07-01 | 0 | MW
0 | 0 | System | Generator | Build CT 2042 | Build CT | Firm Capacity | 1 | 2043-10-01 | 0 | MW
Build CT 2043_Firm Capacity2024 | Build CT_Firm Capacity2024 | System | Generator | Build CT 2043 | Build CT | Firm Capacity | 1 | 2024-01-01 | 0 | MW
0 | 0 | System | Generator | Build CT 2043 | Build CT | Firm Capacity | 1 | 2024-04-01 | 0 | MW
0 | 0 | System | Generator | Build CT 2043 | Build CT | Firm Capacity | 1 | 2024-07-01 | 0 | MW
0 | 0 | System | Generator | Build CT 2043 | Build CT | Firm Capacity | 1 | 2024-10-01 | 0 | MW
Build CT 2043_Firm Capacity2025 | Build CT_Firm Capacity2025 | System | Generator | Build CT 2043 | Build CT | Firm Capacity | 1 | 2025-01-01 | 0 | MW
0 | 0 | System | Generator | Build CT 2043 | Build CT | Firm Capacity | 1 | 2025-04-01 | 0 | MW
0 | 0 | System | Generator | Build CT 2043 | Build CT | Firm Capacity | 1 | 2025-07-01 | 0 | MW
0 | 0 | System | Generator | Build CT 2043 | Build CT | Firm Capacity | 1 | 2025-10-01 | 0 | MW
Build CT 2043_Firm Capacity2026 | Build CT_Firm Capacity2026 | System | Generator | Build CT 2043 | Build CT | Firm Capacity | 1 | 2026-01-01 | 0 | MW
0 | 0 | System | Generator | Build CT 2043 | Build CT | Firm Capacity | 1 | 2026-04-01 | 0 | MW
0 | 0 | System | Generator | Build CT 2043 | Build CT | Firm Capacity | 1 | 2026-07-01 | 0 | MW
0 | 0 | System | Generator | Build CT 2043 | Build CT | Firm Capacity | 1 | 2026-10-01 | 0 | MW
Build CT 2043_Firm Capacity2027 | Build CT_Firm Capacity2027 | System | Generator | Build CT 2043 | Build CT | Firm Capacity | 1 | 2027-01-01 | 0 | MW
0 | 0 | System | Generator | Build CT 2043 | Build CT | Firm Capacity | 1 | 2027-04-01 | 0 | MW
0 | 0 | System | Generator | Build CT 2043 | Build CT | Firm Capacity | 1 | 2027-07-01 | 0 | MW
0 | 0 | System | Generator | Build CT 2043 | Build CT | Firm Capacity | 1 | 2027-10-01 | 0 | MW
Build CT 2043_Firm Capacity2028 | Build CT_Firm Capacity2028 | System | Generator | Build CT 2043 | Build CT | Firm Capacity | 1 | 2028-01-01 | 0 | MW
0 | 0 | System | Generator | Build CT 2043 | Build CT | Firm Capacity | 1 | 2028-04-01 | 0 | MW
0 | 0 | System | Generator | Build CT 2043 | Build CT | Firm Capacity | 1 | 2028-07-01 | 0 | MW
0 | 0 | System | Generator | Build CT 2043 | Build CT | Firm Capacity | 1 | 2028-10-01 | 0 | MW
Build CT 2043_Firm Capacity2029 | Build CT_Firm Capacity2029 | System | Generator | Build CT 2043 | Build CT | Firm Capacity | 1 | 2029-01-01 | 0 | MW
0 | 0 | System | Generator | Build CT 2043 | Build CT | Firm Capacity | 1 | 2029-04-01 | 0 | MW
0 | 0 | System | Generator | Build CT 2043 | Build CT | Firm Capacity | 1 | 2029-07-01 | 0 | MW
0 | 0 | System | Generator | Build CT 2043 | Build CT | Firm Capacity | 1 | 2029-10-01 | 0 | MW
Build CT 2043_Firm Capacity2030 | Build CT_Firm Capacity2030 | System | Generator | Build CT 2043 | Build CT | Firm Capacity | 1 | 2030-01-01 | 0 | MW
0 | 0 | System | Generator | Build CT 2043 | Build CT | Firm Capacity | 1 | 2030-04-01 | 0 | MW
0 | 0 | System | Generator | Build CT 2043 | Build CT | Firm Capacity | 1 | 2030-07-01 | 0 | MW
0 | 0 | System | Generator | Build CT 2043 | Build CT | Firm Capacity | 1 | 2030-10-01 | 0 | MW
Build CT 2043_Firm Capacity2031 | Build CT_Firm Capacity2031 | System | Generator | Build CT 2043 | Build CT | Firm Capacity | 1 | 2031-01-01 | 0 | MW
0 | 0 | System | Generator | Build CT 2043 | Build CT | Firm Capacity | 1 | 2031-04-01 | 0 | MW
0 | 0 | System | Generator | Build CT 2043 | Build CT | Firm Capacity | 1 | 2031-07-01 | 0 | MW
0 | 0 | System | Generator | Build CT 2043 | Build CT | Firm Capacity | 1 | 2031-10-01 | 0 | MW
Build CT 2043_Firm Capacity2032 | Build CT_Firm Capacity2032 | System | Generator | Build CT 2043 | Build CT | Firm Capacity | 1 | 2032-01-01 | 0 | MW
0 | 0 | System | Generator | Build CT 2043 | Build CT | Firm Capacity | 1 | 2032-04-01 | 0 | MW
0 | 0 | System | Generator | Build CT 2043 | Build CT | Firm Capacity | 1 | 2032-07-01 | 0 | MW
0 | 0 | System | Generator | Build CT 2043 | Build CT | Firm Capacity | 1 | 2032-10-01 | 0 | MW
Build CT 2043_Firm Capacity2033 | Build CT_Firm Capacity2033 | System | Generator | Build CT 2043 | Build CT | Firm Capacity | 1 | 2033-01-01 | 0 | MW
0 | 0 | System | Generator | Build CT 2043 | Build CT | Firm Capacity | 1 | 2033-04-01 | 0 | MW
0 | 0 | System | Generator | Build CT 2043 | Build CT | Firm Capacity | 1 | 2033-07-01 | 0 | MW
0 | 0 | System | Generator | Build CT 2043 | Build CT | Firm Capacity | 1 | 2033-10-01 | 0 | MW
Build CT 2043_Firm Capacity2034 | Build CT_Firm Capacity2034 | System | Generator | Build CT 2043 | Build CT | Firm Capacity | 1 | 2034-01-01 | 0 | MW
0 | 0 | System | Generator | Build CT 2043 | Build CT | Firm Capacity | 1 | 2034-04-01 | 0 | MW
0 | 0 | System | Generator | Build CT 2043 | Build CT | Firm Capacity | 1 | 2034-07-01 | 0 | MW
0 | 0 | System | Generator | Build CT 2043 | Build CT | Firm Capacity | 1 | 2034-10-01 | 0 | MW
Build CT 2043_Firm Capacity2035 | Build CT_Firm Capacity2035 | System | Generator | Build CT 2043 | Build CT | Firm Capacity | 1 | 2035-01-01 | 0 | MW
0 | 0 | System | Generator | Build CT 2043 | Build CT | Firm Capacity | 1 | 2035-04-01 | 0 | MW
0 | 0 | System | Generator | Build CT 2043 | Build CT | Firm Capacity | 1 | 2035-07-01 | 0 | MW
0 | 0 | System | Generator | Build CT 2043 | Build CT | Firm Capacity | 1 | 2035-10-01 | 0 | MW
Build CT 2043_Firm Capacity2036 | Build CT_Firm Capacity2036 | System | Generator | Build CT 2043 | Build CT | Firm Capacity | 1 | 2036-01-01 | 0 | MW
0 | 0 | System | Generator | Build CT 2043 | Build CT | Firm Capacity | 1 | 2036-04-01 | 0 | MW
0 | 0 | System | Generator | Build CT 2043 | Build CT | Firm Capacity | 1 | 2036-07-01 | 0 | MW
0 | 0 | System | Generator | Build CT 2043 | Build CT | Firm Capacity | 1 | 2036-10-01 | 0 | MW
Build CT 2043_Firm Capacity2037 | Build CT_Firm Capacity2037 | System | Generator | Build CT 2043 | Build CT | Firm Capacity | 1 | 2037-01-01 | 0 | MW
0 | 0 | System | Generator | Build CT 2043 | Build CT | Firm Capacity | 1 | 2037-04-01 | 0 | MW
0 | 0 | System | Generator | Build CT 2043 | Build CT | Firm Capacity | 1 | 2037-07-01 | 0 | MW
0 | 0 | System | Generator | Build CT 2043 | Build CT | Firm Capacity | 1 | 2037-10-01 | 0 | MW
Build CT 2043_Firm Capacity2038 | Build CT_Firm Capacity2038 | System | Generator | Build CT 2043 | Build CT | Firm Capacity | 1 | 2038-01-01 | 0 | MW
0 | 0 | System | Generator | Build CT 2043 | Build CT | Firm Capacity | 1 | 2038-04-01 | 0 | MW
0 | 0 | System | Generator | Build CT 2043 | Build CT | Firm Capacity | 1 | 2038-07-01 | 0 | MW
0 | 0 | System | Generator | Build CT 2043 | Build CT | Firm Capacity | 1 | 2038-10-01 | 0 | MW
Build CT 2043_Firm Capacity2039 | Build CT_Firm Capacity2039 | System | Generator | Build CT 2043 | Build CT | Firm Capacity | 1 | 2039-01-01 | 0 | MW
0 | 0 | System | Generator | Build CT 2043 | Build CT | Firm Capacity | 1 | 2039-04-01 | 0 | MW
0 | 0 | System | Generator | Build CT 2043 | Build CT | Firm Capacity | 1 | 2039-07-01 | 0 | MW
0 | 0 | System | Generator | Build CT 2043 | Build CT | Firm Capacity | 1 | 2039-10-01 | 0 | MW
Build CT 2043_Firm Capacity2040 | Build CT_Firm Capacity2040 | System | Generator | Build CT 2043 | Build CT | Firm Capacity | 1 | 2040-01-01 | 0 | MW
0 | 0 | System | Generator | Build CT 2043 | Build CT | Firm Capacity | 1 | 2040-04-01 | 0 | MW
0 | 0 | System | Generator | Build CT 2043 | Build CT | Firm Capacity | 1 | 2040-07-01 | 0 | MW
0 | 0 | System | Generator | Build CT 2043 | Build CT | Firm Capacity | 1 | 2040-10-01 | 0 | MW
Build CT 2043_Firm Capacity2041 | Build CT_Firm Capacity2041 | System | Generator | Build CT 2043 | Build CT | Firm Capacity | 1 | 2041-01-01 | 0 | MW
0 | 0 | System | Generator | Build CT 2043 | Build CT | Firm Capacity | 1 | 2041-04-01 | 0 | MW
0 | 0 | System | Generator | Build CT 2043 | Build CT | Firm Capacity | 1 | 2041-07-01 | 0 | MW
0 | 0 | System | Generator | Build CT 2043 | Build CT | Firm Capacity | 1 | 2041-10-01 | 0 | MW
Build CT 2043_Firm Capacity2042 | Build CT_Firm Capacity2042 | System | Generator | Build CT 2043 | Build CT | Firm Capacity | 1 | 2042-01-01 | 0 | MW
0 | 0 | System | Generator | Build CT 2043 | Build CT | Firm Capacity | 1 | 2042-04-01 | 0 | MW
0 | 0 | System | Generator | Build CT 2043 | Build CT | Firm Capacity | 1 | 2042-07-01 | 0 | MW
0 | 0 | System | Generator | Build CT 2043 | Build CT | Firm Capacity | 1 | 2042-10-01 | 0 | MW
Build CT 2043_Firm Capacity2043 | Build CT_Firm Capacity2043 | System | Generator | Build CT 2043 | Build CT | Firm Capacity | 1 | 2043-01-01 | 0 | MW
0 | 0 | System | Generator | Build CT 2043 | Build CT | Firm Capacity | 1 | 2043-04-01 | 0 | MW
0 | 0 | System | Generator | Build CT 2043 | Build CT | Firm Capacity | 1 | 2043-07-01 | 0 | MW
0 | 0 | System | Generator | Build CT 2043 | Build CT | Firm Capacity | 1 | 2043-10-01 | 0 | MW
Build Capacity Only_Firm Capacity2024 | Build Capacity_Firm Capacity2024 | System | Generator | Build Capacity Only | Build Capacity | Firm Capacity | 1 | 2024-01-01 | 0 | MW
0 | 0 | System | Generator | Build Capacity Only | Build Capacity | Firm Capacity | 1 | 2024-04-01 | 0 | MW
0 | 0 | System | Generator | Build Capacity Only | Build Capacity | Firm Capacity | 1 | 2024-07-01 | 0 | MW
0 | 0 | System | Generator | Build Capacity Only | Build Capacity | Firm Capacity | 1 | 2024-10-01 | 0 | MW
Build Capacity Only_Firm Capacity2025 | Build Capacity_Firm Capacity2025 | System | Generator | Build Capacity Only | Build Capacity | Firm Capacity | 1 | 2025-01-01 | 0 | MW
0 | 0 | System | Generator | Build Capacity Only | Build Capacity | Firm Capacity | 1 | 2025-04-01 | 0 | MW
0 | 0 | System | Generator | Build Capacity Only | Build Capacity | Firm Capacity | 1 | 2025-07-01 | 0 | MW
0 | 0 | System | Generator | Build Capacity Only | Build Capacity | Firm Capacity | 1 | 2025-10-01 | 0 | MW
Build Capacity Only_Firm Capacity2026 | Build Capacity_Firm Capacity2026 | System | Generator | Build Capacity Only | Build Capacity | Firm Capacity | 1 | 2026-01-01 | 116 | MW
0 | 0 | System | Generator | Build Capacity Only | Build Capacity | Firm Capacity | 1 | 2026-04-01 | 116 | MW
0 | 0 | System | Generator | Build Capacity Only | Build Capacity | Firm Capacity | 1 | 2026-07-01 | 116 | MW
0 | 0 | System | Generator | Build Capacity Only | Build Capacity | Firm Capacity | 1 | 2026-10-01 | 116 | MW
Build Capacity Only_Firm Capacity2027 | Build Capacity_Firm Capacity2027 | System | Generator | Build Capacity Only | Build Capacity | Firm Capacity | 1 | 2027-01-01 | 28 | MW
0 | 0 | System | Generator | Build Capacity Only | Build Capacity | Firm Capacity | 1 | 2027-04-01 | 28 | MW
0 | 0 | System | Generator | Build Capacity Only | Build Capacity | Firm Capacity | 1 | 2027-07-01 | 28 | MW
0 | 0 | System | Generator | Build Capacity Only | Build Capacity | Firm Capacity | 1 | 2027-10-01 | 28 | MW
Build Capacity Only_Firm Capacity2028 | Build Capacity_Firm Capacity2028 | System | Generator | Build Capacity Only | Build Capacity | Firm Capacity | 1 | 2028-01-01 | 0 | MW
0 | 0 | System | Generator | Build Capacity Only | Build Capacity | Firm Capacity | 1 | 2028-04-01 | 0 | MW
0 | 0 | System | Generator | Build Capacity Only | Build Capacity | Firm Capacity | 1 | 2028-07-01 | 0 | MW
0 | 0 | System | Generator | Build Capacity Only | Build Capacity | Firm Capacity | 1 | 2028-10-01 | 0 | MW
Build Capacity Only_Firm Capacity2029 | Build Capacity_Firm Capacity2029 | System | Generator | Build Capacity Only | Build Capacity | Firm Capacity | 1 | 2029-01-01 | 0 | MW
0 | 0 | System | Generator | Build Capacity Only | Build Capacity | Firm Capacity | 1 | 2029-04-01 | 0 | MW
0 | 0 | System | Generator | Build Capacity Only | Build Capacity | Firm Capacity | 1 | 2029-07-01 | 0 | MW
0 | 0 | System | Generator | Build Capacity Only | Build Capacity | Firm Capacity | 1 | 2029-10-01 | 0 | MW
Build Capacity Only_Firm Capacity2030 | Build Capacity_Firm Capacity2030 | System | Generator | Build Capacity Only | Build Capacity | Firm Capacity | 1 | 2030-01-01 | 0 | MW
0 | 0 | System | Generator | Build Capacity Only | Build Capacity | Firm Capacity | 1 | 2030-04-01 | 0 | MW
0 | 0 | System | Generator | Build Capacity Only | Build Capacity | Firm Capacity | 1 | 2030-07-01 | 0 | MW
0 | 0 | System | Generator | Build Capacity Only | Build Capacity | Firm Capacity | 1 | 2030-10-01 | 0 | MW
Build Capacity Only_Firm Capacity2031 | Build Capacity_Firm Capacity2031 | System | Generator | Build Capacity Only | Build Capacity | Firm Capacity | 1 | 2031-01-01 | 17 | MW
0 | 0 | System | Generator | Build Capacity Only | Build Capacity | Firm Capacity | 1 | 2031-04-01 | 17 | MW
0 | 0 | System | Generator | Build Capacity Only | Build Capacity | Firm Capacity | 1 | 2031-07-01 | 17 | MW
0 | 0 | System | Generator | Build Capacity Only | Build Capacity | Firm Capacity | 1 | 2031-10-01 | 17 | MW
Build Capacity Only_Firm Capacity2032 | Build Capacity_Firm Capacity2032 | System | Generator | Build Capacity Only | Build Capacity | Firm Capacity | 1 | 2032-01-01 | 42 | MW
0 | 0 | System | Generator | Build Capacity Only | Build Capacity | Firm Capacity | 1 | 2032-04-01 | 42 | MW
0 | 0 | System | Generator | Build Capacity Only | Build Capacity | Firm Capacity | 1 | 2032-07-01 | 42 | MW
0 | 0 | System | Generator | Build Capacity Only | Build Capacity | Firm Capacity | 1 | 2032-10-01 | 42 | MW
Build Capacity Only_Firm Capacity2033 | Build Capacity_Firm Capacity2033 | System | Generator | Build Capacity Only | Build Capacity | Firm Capacity | 1 | 2033-01-01 | 38 | MW
0 | 0 | System | Generator | Build Capacity Only | Build Capacity | Firm Capacity | 1 | 2033-04-01 | 38 | MW
0 | 0 | System | Generator | Build Capacity Only | Build Capacity | Firm Capacity | 1 | 2033-07-01 | 38 | MW
0 | 0 | System | Generator | Build Capacity Only | Build Capacity | Firm Capacity | 1 | 2033-10-01 | 38 | MW
Build Capacity Only_Firm Capacity2034 | Build Capacity_Firm Capacity2034 | System | Generator | Build Capacity Only | Build Capacity | Firm Capacity | 1 | 2034-01-01 | 33 | MW
0 | 0 | System | Generator | Build Capacity Only | Build Capacity | Firm Capacity | 1 | 2034-04-01 | 33 | MW
0 | 0 | System | Generator | Build Capacity Only | Build Capacity | Firm Capacity | 1 | 2034-07-01 | 33 | MW
0 | 0 | System | Generator | Build Capacity Only | Build Capacity | Firm Capacity | 1 | 2034-10-01 | 33 | MW
Build Capacity Only_Firm Capacity2035 | Build Capacity_Firm Capacity2035 | System | Generator | Build Capacity Only | Build Capacity | Firm Capacity | 1 | 2035-01-01 | 27 | MW
0 | 0 | System | Generator | Build Capacity Only | Build Capacity | Firm Capacity | 1 | 2035-04-01 | 27 | MW
0 | 0 | System | Generator | Build Capacity Only | Build Capacity | Firm Capacity | 1 | 2035-07-01 | 27 | MW
0 | 0 | System | Generator | Build Capacity Only | Build Capacity | Firm Capacity | 1 | 2035-10-01 | 27 | MW
Build Capacity Only_Firm Capacity2036 | Build Capacity_Firm Capacity2036 | System | Generator | Build Capacity Only | Build Capacity | Firm Capacity | 1 | 2036-01-01 | 0 | MW
0 | 0 | System | Generator | Build Capacity Only | Build Capacity | Firm Capacity | 1 | 2036-04-01 | 0 | MW
0 | 0 | System | Generator | Build Capacity Only | Build Capacity | Firm Capacity | 1 | 2036-07-01 | 0 | MW
0 | 0 | System | Generator | Build Capacity Only | Build Capacity | Firm Capacity | 1 | 2036-10-01 | 0 | MW
Build Capacity Only_Firm Capacity2037 | Build Capacity_Firm Capacity2037 | System | Generator | Build Capacity Only | Build Capacity | Firm Capacity | 1 | 2037-01-01 | 0 | MW
0 | 0 | System | Generator | Build Capacity Only | Build Capacity | Firm Capacity | 1 | 2037-04-01 | 0 | MW
0 | 0 | System | Generator | Build Capacity Only | Build Capacity | Firm Capacity | 1 | 2037-07-01 | 0 | MW
0 | 0 | System | Generator | Build Capacity Only | Build Capacity | Firm Capacity | 1 | 2037-10-01 | 0 | MW
Build Capacity Only_Firm Capacity2038 | Build Capacity_Firm Capacity2038 | System | Generator | Build Capacity Only | Build Capacity | Firm Capacity | 1 | 2038-01-01 | 0 | MW
0 | 0 | System | Generator | Build Capacity Only | Build Capacity | Firm Capacity | 1 | 2038-04-01 | 0 | MW
0 | 0 | System | Generator | Build Capacity Only | Build Capacity | Firm Capacity | 1 | 2038-07-01 | 0 | MW
0 | 0 | System | Generator | Build Capacity Only | Build Capacity | Firm Capacity | 1 | 2038-10-01 | 0 | MW
Build Capacity Only_Firm Capacity2039 | Build Capacity_Firm Capacity2039 | System | Generator | Build Capacity Only | Build Capacity | Firm Capacity | 1 | 2039-01-01 | 0 | MW
0 | 0 | System | Generator | Build Capacity Only | Build Capacity | Firm Capacity | 1 | 2039-04-01 | 0 | MW
0 | 0 | System | Generator | Build Capacity Only | Build Capacity | Firm Capacity | 1 | 2039-07-01 | 0 | MW
0 | 0 | System | Generator | Build Capacity Only | Build Capacity | Firm Capacity | 1 | 2039-10-01 | 0 | MW
Build Capacity Only_Firm Capacity2040 | Build Capacity_Firm Capacity2040 | System | Generator | Build Capacity Only | Build Capacity | Firm Capacity | 1 | 2040-01-01 | 6 | MW
0 | 0 | System | Generator | Build Capacity Only | Build Capacity | Firm Capacity | 1 | 2040-04-01 | 6 | MW
0 | 0 | System | Generator | Build Capacity Only | Build Capacity | Firm Capacity | 1 | 2040-07-01 | 6 | MW
0 | 0 | System | Generator | Build Capacity Only | Build Capacity | Firm Capacity | 1 | 2040-10-01 | 6 | MW
Build Capacity Only_Firm Capacity2041 | Build Capacity_Firm Capacity2041 | System | Generator | Build Capacity Only | Build Capacity | Firm Capacity | 1 | 2041-01-01 | 0 | MW
0 | 0 | System | Generator | Build Capacity Only | Build Capacity | Firm Capacity | 1 | 2041-04-01 | 0 | MW
0 | 0 | System | Generator | Build Capacity Only | Build Capacity | Firm Capacity | 1 | 2041-07-01 | 0 | MW
0 | 0 | System | Generator | Build Capacity Only | Build Capacity | Firm Capacity | 1 | 2041-10-01 | 0 | MW
Build Capacity Only_Firm Capacity2042 | Build Capacity_Firm Capacity2042 | System | Generator | Build Capacity Only | Build Capacity | Firm Capacity | 1 | 2042-01-01 | 0 | MW
0 | 0 | System | Generator | Build Capacity Only | Build Capacity | Firm Capacity | 1 | 2042-04-01 | 0 | MW
0 | 0 | System | Generator | Build Capacity Only | Build Capacity | Firm Capacity | 1 | 2042-07-01 | 0 | MW
0 | 0 | System | Generator | Build Capacity Only | Build Capacity | Firm Capacity | 1 | 2042-10-01 | 0 | MW
Build Capacity Only_Firm Capacity2043 | Build Capacity_Firm Capacity2043 | System | Generator | Build Capacity Only | Build Capacity | Firm Capacity | 1 | 2043-01-01 | 45 | MW
0 | 0 | System | Generator | Build Capacity Only | Build Capacity | Firm Capacity | 1 | 2043-04-01 | 45 | MW
0 | 0 | System | Generator | Build Capacity Only | Build Capacity | Firm Capacity | 1 | 2043-07-01 | 45 | MW
0 | 0 | System | Generator | Build Capacity Only | Build Capacity | Firm Capacity | 1 | 2043-10-01 | 45 | MW
Build Winter Capacity Only_Firm Capacity2024 | Build Capacity_Firm Capacity2024 | System | Generator | Build Winter Capacity Only | Build Capacity | Firm Capacity | 1 | 2024-01-01 | 0 | MW
0 | 0 | System | Generator | Build Winter Capacity Only | Build Capacity | Firm Capacity | 1 | 2024-04-01 | 0 | MW
0 | 0 | System | Generator | Build Winter Capacity Only | Build Capacity | Firm Capacity | 1 | 2024-07-01 | 0 | MW
0 | 0 | System | Generator | Build Winter Capacity Only | Build Capacity | Firm Capacity | 1 | 2024-10-01 | 0 | MW
Build Winter Capacity Only_Firm Capacity2025 | Build Capacity_Firm Capacity2025 | System | Generator | Build Winter Capacity Only | Build Capacity | Firm Capacity | 1 | 2025-01-01 | 0 | MW
0 | 0 | System | Generator | Build Winter Capacity Only | Build Capacity | Firm Capacity | 1 | 2025-04-01 | 0 | MW
0 | 0 | System | Generator | Build Winter Capacity Only | Build Capacity | Firm Capacity | 1 | 2025-07-01 | 0 | MW
0 | 0 | System | Generator | Build Winter Capacity Only | Build Capacity | Firm Capacity | 1 | 2025-10-01 | 0 | MW
Build Winter Capacity Only_Firm Capacity2026 | Build Capacity_Firm Capacity2026 | System | Generator | Build Winter Capacity Only | Build Capacity | Firm Capacity | 1 | 2026-01-01 | 0 | MW
0 | 0 | System | Generator | Build Winter Capacity Only | Build Capacity | Firm Capacity | 1 | 2026-04-01 | 0 | MW
0 | 0 | System | Generator | Build Winter Capacity Only | Build Capacity | Firm Capacity | 1 | 2026-07-01 | 0 | MW
0 | 0 | System | Generator | Build Winter Capacity Only | Build Capacity | Firm Capacity | 1 | 2026-10-01 | 0 | MW
Build Winter Capacity Only_Firm Capacity2027 | Build Capacity_Firm Capacity2027 | System | Generator | Build Winter Capacity Only | Build Capacity | Firm Capacity | 1 | 2027-01-01 | 20 | MW
0 | 0 | System | Generator | Build Winter Capacity Only | Build Capacity | Firm Capacity | 1 | 2027-04-01 | 0 | MW
0 | 0 | System | Generator | Build Winter Capacity Only | Build Capacity | Firm Capacity | 1 | 2027-07-01 | 0 | MW
0 | 0 | System | Generator | Build Winter Capacity Only | Build Capacity | Firm Capacity | 1 | 2027-10-01 | 0 | MW
Build Winter Capacity Only_Firm Capacity2028 | Build Capacity_Firm Capacity2028 | System | Generator | Build Winter Capacity Only | Build Capacity | Firm Capacity | 1 | 2028-01-01 | 100 | MW
0 | 0 | System | Generator | Build Winter Capacity Only | Build Capacity | Firm Capacity | 1 | 2028-04-01 | 0 | MW
0 | 0 | System | Generator | Build Winter Capacity Only | Build Capacity | Firm Capacity | 1 | 2028-07-01 | 0 | MW
0 | 0 | System | Generator | Build Winter Capacity Only | Build Capacity | Firm Capacity | 1 | 2028-10-01 | 0 | MW
Build Winter Capacity Only_Firm Capacity2029 | Build Capacity_Firm Capacity2029 | System | Generator | Build Winter Capacity Only | Build Capacity | Firm Capacity | 1 | 2029-01-01 | 0 | MW
0 | 0 | System | Generator | Build Winter Capacity Only | Build Capacity | Firm Capacity | 1 | 2029-04-01 | 0 | MW
0 | 0 | System | Generator | Build Winter Capacity Only | Build Capacity | Firm Capacity | 1 | 2029-07-01 | 0 | MW
0 | 0 | System | Generator | Build Winter Capacity Only | Build Capacity | Firm Capacity | 1 | 2029-10-01 | 0 | MW
Build Winter Capacity Only_Firm Capacity2030 | Build Capacity_Firm Capacity2030 | System | Generator | Build Winter Capacity Only | Build Capacity | Firm Capacity | 1 | 2030-01-01 | 10 | MW
0 | 0 | System | Generator | Build Winter Capacity Only | Build Capacity | Firm Capacity | 1 | 2030-04-01 | 0 | MW
0 | 0 | System | Generator | Build Winter Capacity Only | Build Capacity | Firm Capacity | 1 | 2030-07-01 | 0 | MW
0 | 0 | System | Generator | Build Winter Capacity Only | Build Capacity | Firm Capacity | 1 | 2030-10-01 | 0 | MW
Build Winter Capacity Only_Firm Capacity2031 | Build Capacity_Firm Capacity2031 | System | Generator | Build Winter Capacity Only | Build Capacity | Firm Capacity | 1 | 2031-01-01 | 0 | MW
0 | 0 | System | Generator | Build Winter Capacity Only | Build Capacity | Firm Capacity | 1 | 2031-04-01 | 0 | MW
0 | 0 | System | Generator | Build Winter Capacity Only | Build Capacity | Firm Capacity | 1 | 2031-07-01 | 0 | MW
0 | 0 | System | Generator | Build Winter Capacity Only | Build Capacity | Firm Capacity | 1 | 2031-10-01 | 0 | MW
Build Winter Capacity Only_Firm Capacity2032 | Build Capacity_Firm Capacity2032 | System | Generator | Build Winter Capacity Only | Build Capacity | Firm Capacity | 1 | 2032-01-01 | 0 | MW
0 | 0 | System | Generator | Build Winter Capacity Only | Build Capacity | Firm Capacity | 1 | 2032-04-01 | 0 | MW
0 | 0 | System | Generator | Build Winter Capacity Only | Build Capacity | Firm Capacity | 1 | 2032-07-01 | 0 | MW
0 | 0 | System | Generator | Build Winter Capacity Only | Build Capacity | Firm Capacity | 1 | 2032-10-01 | 0 | MW
Build Winter Capacity Only_Firm Capacity2033 | Build Capacity_Firm Capacity2033 | System | Generator | Build Winter Capacity Only | Build Capacity | Firm Capacity | 1 | 2033-01-01 | 0 | MW
0 | 0 | System | Generator | Build Winter Capacity Only | Build Capacity | Firm Capacity | 1 | 2033-04-01 | 0 | MW
0 | 0 | System | Generator | Build Winter Capacity Only | Build Capacity | Firm Capacity | 1 | 2033-07-01 | 0 | MW
0 | 0 | System | Generator | Build Winter Capacity Only | Build Capacity | Firm Capacity | 1 | 2033-10-01 | 0 | MW
Build Winter Capacity Only_Firm Capacity2034 | Build Capacity_Firm Capacity2034 | System | Generator | Build Winter Capacity Only | Build Capacity | Firm Capacity | 1 | 2034-01-01 | 0 | MW
0 | 0 | System | Generator | Build Winter Capacity Only | Build Capacity | Firm Capacity | 1 | 2034-04-01 | 0 | MW
0 | 0 | System | Generator | Build Winter Capacity Only | Build Capacity | Firm Capacity | 1 | 2034-07-01 | 0 | MW
0 | 0 | System | Generator | Build Winter Capacity Only | Build Capacity | Firm Capacity | 1 | 2034-10-01 | 0 | MW
Build Winter Capacity Only_Firm Capacity2035 | Build Capacity_Firm Capacity2035 | System | Generator | Build Winter Capacity Only | Build Capacity | Firm Capacity | 1 | 2035-01-01 | 0 | MW
0 | 0 | System | Generator | Build Winter Capacity Only | Build Capacity | Firm Capacity | 1 | 2035-04-01 | 0 | MW
0 | 0 | System | Generator | Build Winter Capacity Only | Build Capacity | Firm Capacity | 1 | 2035-07-01 | 0 | MW
0 | 0 | System | Generator | Build Winter Capacity Only | Build Capacity | Firm Capacity | 1 | 2035-10-01 | 0 | MW
Build Winter Capacity Only_Firm Capacity2036 | Build Capacity_Firm Capacity2036 | System | Generator | Build Winter Capacity Only | Build Capacity | Firm Capacity | 1 | 2036-01-01 | 0 | MW
0 | 0 | System | Generator | Build Winter Capacity Only | Build Capacity | Firm Capacity | 1 | 2036-04-01 | 0 | MW
0 | 0 | System | Generator | Build Winter Capacity Only | Build Capacity | Firm Capacity | 1 | 2036-07-01 | 0 | MW
0 | 0 | System | Generator | Build Winter Capacity Only | Build Capacity | Firm Capacity | 1 | 2036-10-01 | 0 | MW
Build Winter Capacity Only_Firm Capacity2037 | Build Capacity_Firm Capacity2037 | System | Generator | Build Winter Capacity Only | Build Capacity | Firm Capacity | 1 | 2037-01-01 | 0 | MW
0 | 0 | System | Generator | Build Winter Capacity Only | Build Capacity | Firm Capacity | 1 | 2037-04-01 | 0 | MW
0 | 0 | System | Generator | Build Winter Capacity Only | Build Capacity | Firm Capacity | 1 | 2037-07-01 | 0 | MW
0 | 0 | System | Generator | Build Winter Capacity Only | Build Capacity | Firm Capacity | 1 | 2037-10-01 | 0 | MW
Build Winter Capacity Only_Firm Capacity2038 | Build Capacity_Firm Capacity2038 | System | Generator | Build Winter Capacity Only | Build Capacity | Firm Capacity | 1 | 2038-01-01 | 0 | MW
0 | 0 | System | Generator | Build Winter Capacity Only | Build Capacity | Firm Capacity | 1 | 2038-04-01 | 0 | MW
0 | 0 | System | Generator | Build Winter Capacity Only | Build Capacity | Firm Capacity | 1 | 2038-07-01 | 0 | MW
0 | 0 | System | Generator | Build Winter Capacity Only | Build Capacity | Firm Capacity | 1 | 2038-10-01 | 0 | MW
Build Winter Capacity Only_Firm Capacity2039 | Build Capacity_Firm Capacity2039 | System | Generator | Build Winter Capacity Only | Build Capacity | Firm Capacity | 1 | 2039-01-01 | 0 | MW
0 | 0 | System | Generator | Build Winter Capacity Only | Build Capacity | Firm Capacity | 1 | 2039-04-01 | 0 | MW
0 | 0 | System | Generator | Build Winter Capacity Only | Build Capacity | Firm Capacity | 1 | 2039-07-01 | 0 | MW
0 | 0 | System | Generator | Build Winter Capacity Only | Build Capacity | Firm Capacity | 1 | 2039-10-01 | 0 | MW
Build Winter Capacity Only_Firm Capacity2040 | Build Capacity_Firm Capacity2040 | System | Generator | Build Winter Capacity Only | Build Capacity | Firm Capacity | 1 | 2040-01-01 | 0 | MW
0 | 0 | System | Generator | Build Winter Capacity Only | Build Capacity | Firm Capacity | 1 | 2040-04-01 | 0 | MW
0 | 0 | System | Generator | Build Winter Capacity Only | Build Capacity | Firm Capacity | 1 | 2040-07-01 | 0 | MW
0 | 0 | System | Generator | Build Winter Capacity Only | Build Capacity | Firm Capacity | 1 | 2040-10-01 | 0 | MW
Build Winter Capacity Only_Firm Capacity2041 | Build Capacity_Firm Capacity2041 | System | Generator | Build Winter Capacity Only | Build Capacity | Firm Capacity | 1 | 2041-01-01 | 0 | MW
0 | 0 | System | Generator | Build Winter Capacity Only | Build Capacity | Firm Capacity | 1 | 2041-04-01 | 0 | MW
0 | 0 | System | Generator | Build Winter Capacity Only | Build Capacity | Firm Capacity | 1 | 2041-07-01 | 0 | MW
0 | 0 | System | Generator | Build Winter Capacity Only | Build Capacity | Firm Capacity | 1 | 2041-10-01 | 0 | MW
Build Winter Capacity Only_Firm Capacity2042 | Build Capacity_Firm Capacity2042 | System | Generator | Build Winter Capacity Only | Build Capacity | Firm Capacity | 1 | 2042-01-01 | 0 | MW
0 | 0 | System | Generator | Build Winter Capacity Only | Build Capacity | Firm Capacity | 1 | 2042-04-01 | 0 | MW
0 | 0 | System | Generator | Build Winter Capacity Only | Build Capacity | Firm Capacity | 1 | 2042-07-01 | 0 | MW
0 | 0 | System | Generator | Build Winter Capacity Only | Build Capacity | Firm Capacity | 1 | 2042-10-01 | 0 | MW
Build Winter Capacity Only_Firm Capacity2043 | Build Capacity_Firm Capacity2043 | System | Generator | Build Winter Capacity Only | Build Capacity | Firm Capacity | 1 | 2043-01-01 | 0 | MW
0 | 0 | System | Generator | Build Winter Capacity Only | Build Capacity | Firm Capacity | 1 | 2043-04-01 | 0 | MW
0 | 0 | System | Generator | Build Winter Capacity Only | Build Capacity | Firm Capacity | 1 | 2043-07-01 | 0 | MW
0 | 0 | System | Generator | Build Winter Capacity Only | Build Capacity | Firm Capacity | 1 | 2043-10-01 | 0 | MW
K DSM Existing DSRDR_Firm Capacity2024 | DSM Existing_Firm Capacity2024 | System | Generator | K DSM Existing DSRDR | DSM Existing | Firm Capacity | 1 | 2024-01-01 | 60 | MW
0 | 0 | System | Generator | K DSM Existing DSRDR | DSM Existing | Firm Capacity | 1 | 2024-04-01 | 60 | MW
0 | 0 | System | Generator | K DSM Existing DSRDR | DSM Existing | Firm Capacity | 1 | 2024-07-01 | 60 | MW
0 | 0 | System | Generator | K DSM Existing DSRDR | DSM Existing | Firm Capacity | 1 | 2024-10-01 | 60 | MW
K DSM Existing DSRDR_Firm Capacity2025 | DSM Existing_Firm Capacity2025 | System | Generator | K DSM Existing DSRDR | DSM Existing | Firm Capacity | 1 | 2025-01-01 | 0 | MW
0 | 0 | System | Generator | K DSM Existing DSRDR | DSM Existing | Firm Capacity | 1 | 2025-04-01 | 0 | MW
0 | 0 | System | Generator | K DSM Existing DSRDR | DSM Existing | Firm Capacity | 1 | 2025-07-01 | 0 | MW
0 | 0 | System | Generator | K DSM Existing DSRDR | DSM Existing | Firm Capacity | 1 | 2025-10-01 | 0 | MW
K DSM Existing DSRDR_Firm Capacity2026 | DSM Existing_Firm Capacity2026 | System | Generator | K DSM Existing DSRDR | DSM Existing | Firm Capacity | 1 | 2026-01-01 | 0 | MW
0 | 0 | System | Generator | K DSM Existing DSRDR | DSM Existing | Firm Capacity | 1 | 2026-04-01 | 0 | MW
0 | 0 | System | Generator | K DSM Existing DSRDR | DSM Existing | Firm Capacity | 1 | 2026-07-01 | 0 | MW
0 | 0 | System | Generator | K DSM Existing DSRDR | DSM Existing | Firm Capacity | 1 | 2026-10-01 | 0 | MW
K DSM Existing DSRDR_Firm Capacity2027 | DSM Existing_Firm Capacity2027 | System | Generator | K DSM Existing DSRDR | DSM Existing | Firm Capacity | 1 | 2027-01-01 | 0 | MW
0 | 0 | System | Generator | K DSM Existing DSRDR | DSM Existing | Firm Capacity | 1 | 2027-04-01 | 0 | MW
0 | 0 | System | Generator | K DSM Existing DSRDR | DSM Existing | Firm Capacity | 1 | 2027-07-01 | 0 | MW
0 | 0 | System | Generator | K DSM Existing DSRDR | DSM Existing | Firm Capacity | 1 | 2027-10-01 | 0 | MW
K DSM Existing DSRDR_Firm Capacity2028 | DSM Existing_Firm Capacity2028 | System | Generator | K DSM Existing DSRDR | DSM Existing | Firm Capacity | 1 | 2028-01-01 | 0 | MW
0 | 0 | System | Generator | K DSM Existing DSRDR | DSM Existing | Firm Capacity | 1 | 2028-04-01 | 0 | MW
0 | 0 | System | Generator | K DSM Existing DSRDR | DSM Existing | Firm Capacity | 1 | 2028-07-01 | 0 | MW
0 | 0 | System | Generator | K DSM Existing DSRDR | DSM Existing | Firm Capacity | 1 | 2028-10-01 | 0 | MW
K DSM Existing DSRDR_Firm Capacity2029 | DSM Existing_Firm Capacity2029 | System | Generator | K DSM Existing DSRDR | DSM Existing | Firm Capacity | 1 | 2029-01-01 | 0 | MW
0 | 0 | System | Generator | K DSM Existing DSRDR | DSM Existing | Firm Capacity | 1 | 2029-04-01 | 0 | MW
0 | 0 | System | Generator | K DSM Existing DSRDR | DSM Existing | Firm Capacity | 1 | 2029-07-01 | 0 | MW
0 | 0 | System | Generator | K DSM Existing DSRDR | DSM Existing | Firm Capacity | 1 | 2029-10-01 | 0 | MW
K DSM Existing DSRDR_Firm Capacity2030 | DSM Existing_Firm Capacity2030 | System | Generator | K DSM Existing DSRDR | DSM Existing | Firm Capacity | 1 | 2030-01-01 | 0 | MW
0 | 0 | System | Generator | K DSM Existing DSRDR | DSM Existing | Firm Capacity | 1 | 2030-04-01 | 0 | MW
0 | 0 | System | Generator | K DSM Existing DSRDR | DSM Existing | Firm Capacity | 1 | 2030-07-01 | 0 | MW
0 | 0 | System | Generator | K DSM Existing DSRDR | DSM Existing | Firm Capacity | 1 | 2030-10-01 | 0 | MW
K DSM Existing DSRDR_Firm Capacity2031 | DSM Existing_Firm Capacity2031 | System | Generator | K DSM Existing DSRDR | DSM Existing | Firm Capacity | 1 | 2031-01-01 | 0 | MW
0 | 0 | System | Generator | K DSM Existing DSRDR | DSM Existing | Firm Capacity | 1 | 2031-04-01 | 0 | MW
0 | 0 | System | Generator | K DSM Existing DSRDR | DSM Existing | Firm Capacity | 1 | 2031-07-01 | 0 | MW
0 | 0 | System | Generator | K DSM Existing DSRDR | DSM Existing | Firm Capacity | 1 | 2031-10-01 | 0 | MW
K DSM Existing DSRDR_Firm Capacity2032 | DSM Existing_Firm Capacity2032 | System | Generator | K DSM Existing DSRDR | DSM Existing | Firm Capacity | 1 | 2032-01-01 | 0 | MW
0 | 0 | System | Generator | K DSM Existing DSRDR | DSM Existing | Firm Capacity | 1 | 2032-04-01 | 0 | MW
0 | 0 | System | Generator | K DSM Existing DSRDR | DSM Existing | Firm Capacity | 1 | 2032-07-01 | 0 | MW
0 | 0 | System | Generator | K DSM Existing DSRDR | DSM Existing | Firm Capacity | 1 | 2032-10-01 | 0 | MW
K DSM Existing DSRDR_Firm Capacity2033 | DSM Existing_Firm Capacity2033 | System | Generator | K DSM Existing DSRDR | DSM Existing | Firm Capacity | 1 | 2033-01-01 | 0 | MW
0 | 0 | System | Generator | K DSM Existing DSRDR | DSM Existing | Firm Capacity | 1 | 2033-04-01 | 0 | MW
0 | 0 | System | Generator | K DSM Existing DSRDR | DSM Existing | Firm Capacity | 1 | 2033-07-01 | 0 | MW
0 | 0 | System | Generator | K DSM Existing DSRDR | DSM Existing | Firm Capacity | 1 | 2033-10-01 | 0 | MW
K DSM Existing DSRDR_Firm Capacity2034 | DSM Existing_Firm Capacity2034 | System | Generator | K DSM Existing DSRDR | DSM Existing | Firm Capacity | 1 | 2034-01-01 | 0 | MW
0 | 0 | System | Generator | K DSM Existing DSRDR | DSM Existing | Firm Capacity | 1 | 2034-04-01 | 0 | MW
0 | 0 | System | Generator | K DSM Existing DSRDR | DSM Existing | Firm Capacity | 1 | 2034-07-01 | 0 | MW
0 | 0 | System | Generator | K DSM Existing DSRDR | DSM Existing | Firm Capacity | 1 | 2034-10-01 | 0 | MW
K DSM Existing DSRDR_Firm Capacity2035 | DSM Existing_Firm Capacity2035 | System | Generator | K DSM Existing DSRDR | DSM Existing | Firm Capacity | 1 | 2035-01-01 | 0 | MW
0 | 0 | System | Generator | K DSM Existing DSRDR | DSM Existing | Firm Capacity | 1 | 2035-04-01 | 0 | MW
0 | 0 | System | Generator | K DSM Existing DSRDR | DSM Existing | Firm Capacity | 1 | 2035-07-01 | 0 | MW
0 | 0 | System | Generator | K DSM Existing DSRDR | DSM Existing | Firm Capacity | 1 | 2035-10-01 | 0 | MW
K DSM Existing DSRDR_Firm Capacity2036 | DSM Existing_Firm Capacity2036 | System | Generator | K DSM Existing DSRDR | DSM Existing | Firm Capacity | 1 | 2036-01-01 | 0 | MW
0 | 0 | System | Generator | K DSM Existing DSRDR | DSM Existing | Firm Capacity | 1 | 2036-04-01 | 0 | MW
0 | 0 | System | Generator | K DSM Existing DSRDR | DSM Existing | Firm Capacity | 1 | 2036-07-01 | 0 | MW
0 | 0 | System | Generator | K DSM Existing DSRDR | DSM Existing | Firm Capacity | 1 | 2036-10-01 | 0 | MW
K DSM Existing DSRDR_Firm Capacity2037 | DSM Existing_Firm Capacity2037 | System | Generator | K DSM Existing DSRDR | DSM Existing | Firm Capacity | 1 | 2037-01-01 | 0 | MW
0 | 0 | System | Generator | K DSM Existing DSRDR | DSM Existing | Firm Capacity | 1 | 2037-04-01 | 0 | MW
0 | 0 | System | Generator | K DSM Existing DSRDR | DSM Existing | Firm Capacity | 1 | 2037-07-01 | 0 | MW
0 | 0 | System | Generator | K DSM Existing DSRDR | DSM Existing | Firm Capacity | 1 | 2037-10-01 | 0 | MW
K DSM Existing DSRDR_Firm Capacity2038 | DSM Existing_Firm Capacity2038 | System | Generator | K DSM Existing DSRDR | DSM Existing | Firm Capacity | 1 | 2038-01-01 | 0 | MW
0 | 0 | System | Generator | K DSM Existing DSRDR | DSM Existing | Firm Capacity | 1 | 2038-04-01 | 0 | MW
0 | 0 | System | Generator | K DSM Existing DSRDR | DSM Existing | Firm Capacity | 1 | 2038-07-01 | 0 | MW
0 | 0 | System | Generator | K DSM Existing DSRDR | DSM Existing | Firm Capacity | 1 | 2038-10-01 | 0 | MW
K DSM Existing DSRDR_Firm Capacity2039 | DSM Existing_Firm Capacity2039 | System | Generator | K DSM Existing DSRDR | DSM Existing | Firm Capacity | 1 | 2039-01-01 | 0 | MW
0 | 0 | System | Generator | K DSM Existing DSRDR | DSM Existing | Firm Capacity | 1 | 2039-04-01 | 0 | MW
0 | 0 | System | Generator | K DSM Existing DSRDR | DSM Existing | Firm Capacity | 1 | 2039-07-01 | 0 | MW
0 | 0 | System | Generator | K DSM Existing DSRDR | DSM Existing | Firm Capacity | 1 | 2039-10-01 | 0 | MW
K DSM Existing DSRDR_Firm Capacity2040 | DSM Existing_Firm Capacity2040 | System | Generator | K DSM Existing DSRDR | DSM Existing | Firm Capacity | 1 | 2040-01-01 | 0 | MW
0 | 0 | System | Generator | K DSM Existing DSRDR | DSM Existing | Firm Capacity | 1 | 2040-04-01 | 0 | MW
0 | 0 | System | Generator | K DSM Existing DSRDR | DSM Existing | Firm Capacity | 1 | 2040-07-01 | 0 | MW
0 | 0 | System | Generator | K DSM Existing DSRDR | DSM Existing | Firm Capacity | 1 | 2040-10-01 | 0 | MW
K DSM Existing DSRDR_Firm Capacity2041 | DSM Existing_Firm Capacity2041 | System | Generator | K DSM Existing DSRDR | DSM Existing | Firm Capacity | 1 | 2041-01-01 | 0 | MW
0 | 0 | System | Generator | K DSM Existing DSRDR | DSM Existing | Firm Capacity | 1 | 2041-04-01 | 0 | MW
0 | 0 | System | Generator | K DSM Existing DSRDR | DSM Existing | Firm Capacity | 1 | 2041-07-01 | 0 | MW
0 | 0 | System | Generator | K DSM Existing DSRDR | DSM Existing | Firm Capacity | 1 | 2041-10-01 | 0 | MW
K DSM Existing DSRDR_Firm Capacity2042 | DSM Existing_Firm Capacity2042 | System | Generator | K DSM Existing DSRDR | DSM Existing | Firm Capacity | 1 | 2042-01-01 | 0 | MW
0 | 0 | System | Generator | K DSM Existing DSRDR | DSM Existing | Firm Capacity | 1 | 2042-04-01 | 0 | MW
0 | 0 | System | Generator | K DSM Existing DSRDR | DSM Existing | Firm Capacity | 1 | 2042-07-01 | 0 | MW
0 | 0 | System | Generator | K DSM Existing DSRDR | DSM Existing | Firm Capacity | 1 | 2042-10-01 | 0 | MW
K DSM Existing DSRDR_Firm Capacity2043 | DSM Existing_Firm Capacity2043 | System | Generator | K DSM Existing DSRDR | DSM Existing | Firm Capacity | 1 | 2043-01-01 | 0 | MW
0 | 0 | System | Generator | K DSM Existing DSRDR | DSM Existing | Firm Capacity | 1 | 2043-04-01 | 0 | MW
0 | 0 | System | Generator | K DSM Existing DSRDR | DSM Existing | Firm Capacity | 1 | 2043-07-01 | 0 | MW
0 | 0 | System | Generator | K DSM Existing DSRDR | DSM Existing | Firm Capacity | 1 | 2043-10-01 | 0 | MW
Metro TOU_Firm Capacity2024 | TOU Rate Impact_Firm Capacity2024 | System | Generator | Metro TOU | TOU Rate Impact | Firm Capacity | 1 | 2024-01-01 | 0 | MW
0 | 0 | System | Generator | Metro TOU | TOU Rate Impact | Firm Capacity | 1 | 2024-04-01 | 2.4678 | MW
0 | 0 | System | Generator | Metro TOU | TOU Rate Impact | Firm Capacity | 1 | 2024-07-01 | 2.4678 | MW
0 | 0 | System | Generator | Metro TOU | TOU Rate Impact | Firm Capacity | 1 | 2024-10-01 | 1.5015 | MW
Metro TOU_Firm Capacity2025 | TOU Rate Impact_Firm Capacity2025 | System | Generator | Metro TOU | TOU Rate Impact | Firm Capacity | 1 | 2025-01-01 | 1.5015 | MW
0 | 0 | System | Generator | Metro TOU | TOU Rate Impact | Firm Capacity | 1 | 2025-04-01 | 4.3179 | MW
0 | 0 | System | Generator | Metro TOU | TOU Rate Impact | Firm Capacity | 1 | 2025-07-01 | 4.3179 | MW
0 | 0 | System | Generator | Metro TOU | TOU Rate Impact | Firm Capacity | 1 | 2025-10-01 | 2.6621 | MW
Metro TOU_Firm Capacity2026 | TOU Rate Impact_Firm Capacity2026 | System | Generator | Metro TOU | TOU Rate Impact | Firm Capacity | 1 | 2026-01-01 | 2.6621 | MW
0 | 0 | System | Generator | Metro TOU | TOU Rate Impact | Firm Capacity | 1 | 2026-04-01 | 6.4599 | MW
0 | 0 | System | Generator | Metro TOU | TOU Rate Impact | Firm Capacity | 1 | 2026-07-01 | 6.4599 | MW
0 | 0 | System | Generator | Metro TOU | TOU Rate Impact | Firm Capacity | 1 | 2026-10-01 | 4.0099 | MW
Metro TOU_Firm Capacity2027 | TOU Rate Impact_Firm Capacity2027 | System | Generator | Metro TOU | TOU Rate Impact | Firm Capacity | 1 | 2027-01-01 | 4.0099 | MW
0 | 0 | System | Generator | Metro TOU | TOU Rate Impact | Firm Capacity | 1 | 2027-04-01 | 8.5962 | MW
0 | 0 | System | Generator | Metro TOU | TOU Rate Impact | Firm Capacity | 1 | 2027-07-01 | 8.5962 | MW
0 | 0 | System | Generator | Metro TOU | TOU Rate Impact | Firm Capacity | 1 | 2027-10-01 | 5.3727 | MW
Metro TOU_Firm Capacity2028 | TOU Rate Impact_Firm Capacity2028 | System | Generator | Metro TOU | TOU Rate Impact | Firm Capacity | 1 | 2028-01-01 | 5.3727 | MW
0 | 0 | System | Generator | Metro TOU | TOU Rate Impact | Firm Capacity | 1 | 2028-04-01 | 8.5823 | MW
0 | 0 | System | Generator | Metro TOU | TOU Rate Impact | Firm Capacity | 1 | 2028-07-01 | 8.5823 | MW
0 | 0 | System | Generator | Metro TOU | TOU Rate Impact | Firm Capacity | 1 | 2028-10-01 | 5.4158 | MW
Metro TOU_Firm Capacity2029 | TOU Rate Impact_Firm Capacity2029 | System | Generator | Metro TOU | TOU Rate Impact | Firm Capacity | 1 | 2029-01-01 | 5.4158 | MW
0 | 0 | System | Generator | Metro TOU | TOU Rate Impact | Firm Capacity | 1 | 2029-04-01 | 8.5597 | MW
0 | 0 | System | Generator | Metro TOU | TOU Rate Impact | Firm Capacity | 1 | 2029-07-01 | 8.5597 | MW
0 | 0 | System | Generator | Metro TOU | TOU Rate Impact | Firm Capacity | 1 | 2029-10-01 | 5.465 | MW
Metro TOU_Firm Capacity2030 | TOU Rate Impact_Firm Capacity2030 | System | Generator | Metro TOU | TOU Rate Impact | Firm Capacity | 1 | 2030-01-01 | 5.465 | MW
0 | 0 | System | Generator | Metro TOU | TOU Rate Impact | Firm Capacity | 1 | 2030-04-01 | 8.536 | MW
0 | 0 | System | Generator | Metro TOU | TOU Rate Impact | Firm Capacity | 1 | 2030-07-01 | 8.536 | MW
0 | 0 | System | Generator | Metro TOU | TOU Rate Impact | Firm Capacity | 1 | 2030-10-01 | 5.5019 | MW
Metro TOU_Firm Capacity2031 | TOU Rate Impact_Firm Capacity2031 | System | Generator | Metro TOU | TOU Rate Impact | Firm Capacity | 1 | 2031-01-01 | 5.5019 | MW
0 | 0 | System | Generator | Metro TOU | TOU Rate Impact | Firm Capacity | 1 | 2031-04-01 | 8.525 | MW
0 | 0 | System | Generator | Metro TOU | TOU Rate Impact | Firm Capacity | 1 | 2031-07-01 | 8.525 | MW
0 | 0 | System | Generator | Metro TOU | TOU Rate Impact | Firm Capacity | 1 | 2031-10-01 | 5.5405 | MW
Metro TOU_Firm Capacity2032 | TOU Rate Impact_Firm Capacity2032 | System | Generator | Metro TOU | TOU Rate Impact | Firm Capacity | 1 | 2032-01-01 | 5.5405 | MW
0 | 0 | System | Generator | Metro TOU | TOU Rate Impact | Firm Capacity | 1 | 2032-04-01 | 8.533 | MW
0 | 0 | System | Generator | Metro TOU | TOU Rate Impact | Firm Capacity | 1 | 2032-07-01 | 8.533 | MW
0 | 0 | System | Generator | Metro TOU | TOU Rate Impact | Firm Capacity | 1 | 2032-10-01 | 5.5728 | MW
Metro TOU_Firm Capacity2033 | TOU Rate Impact_Firm Capacity2033 | System | Generator | Metro TOU | TOU Rate Impact | Firm Capacity | 1 | 2033-01-01 | 5.5728 | MW
0 | 0 | System | Generator | Metro TOU | TOU Rate Impact | Firm Capacity | 1 | 2033-04-01 | 8.5094 | MW
0 | 0 | System | Generator | Metro TOU | TOU Rate Impact | Firm Capacity | 1 | 2033-07-01 | 8.5094 | MW
0 | 0 | System | Generator | Metro TOU | TOU Rate Impact | Firm Capacity | 1 | 2033-10-01 | 5.6151 | MW
Metro TOU_Firm Capacity2034 | TOU Rate Impact_Firm Capacity2034 | System | Generator | Metro TOU | TOU Rate Impact | Firm Capacity | 1 | 2034-01-01 | 5.6151 | MW
0 | 0 | System | Generator | Metro TOU | TOU Rate Impact | Firm Capacity | 1 | 2034-04-01 | 8.4991 | MW
0 | 0 | System | Generator | Metro TOU | TOU Rate Impact | Firm Capacity | 1 | 2034-07-01 | 8.4991 | MW
0 | 0 | System | Generator | Metro TOU | TOU Rate Impact | Firm Capacity | 1 | 2034-10-01 | 5.6559 | MW
Metro TOU_Firm Capacity2035 | TOU Rate Impact_Firm Capacity2035 | System | Generator | Metro TOU | TOU Rate Impact | Firm Capacity | 1 | 2035-01-01 | 5.6559 | MW
0 | 0 | System | Generator | Metro TOU | TOU Rate Impact | Firm Capacity | 1 | 2035-04-01 | 8.4997 | MW
0 | 0 | System | Generator | Metro TOU | TOU Rate Impact | Firm Capacity | 1 | 2035-07-01 | 8.4997 | MW
0 | 0 | System | Generator | Metro TOU | TOU Rate Impact | Firm Capacity | 1 | 2035-10-01 | 5.7047 | MW
Metro TOU_Firm Capacity2036 | TOU Rate Impact_Firm Capacity2036 | System | Generator | Metro TOU | TOU Rate Impact | Firm Capacity | 1 | 2036-01-01 | 5.7047 | MW
0 | 0 | System | Generator | Metro TOU | TOU Rate Impact | Firm Capacity | 1 | 2036-04-01 | 8.517 | MW
0 | 0 | System | Generator | Metro TOU | TOU Rate Impact | Firm Capacity | 1 | 2036-07-01 | 8.517 | MW
0 | 0 | System | Generator | Metro TOU | TOU Rate Impact | Firm Capacity | 1 | 2036-10-01 | 5.7518 | MW
Metro TOU_Firm Capacity2037 | TOU Rate Impact_Firm Capacity2037 | System | Generator | Metro TOU | TOU Rate Impact | Firm Capacity | 1 | 2037-01-01 | 5.7518 | MW
0 | 0 | System | Generator | Metro TOU | TOU Rate Impact | Firm Capacity | 1 | 2037-04-01 | 8.5136 | MW
0 | 0 | System | Generator | Metro TOU | TOU Rate Impact | Firm Capacity | 1 | 2037-07-01 | 8.5136 | MW
0 | 0 | System | Generator | Metro TOU | TOU Rate Impact | Firm Capacity | 1 | 2037-10-01 | 5.792 | MW
Metro TOU_Firm Capacity2038 | TOU Rate Impact_Firm Capacity2038 | System | Generator | Metro TOU | TOU Rate Impact | Firm Capacity | 1 | 2038-01-01 | 5.792 | MW
0 | 0 | System | Generator | Metro TOU | TOU Rate Impact | Firm Capacity | 1 | 2038-04-01 | 8.5187 | MW
0 | 0 | System | Generator | Metro TOU | TOU Rate Impact | Firm Capacity | 1 | 2038-07-01 | 8.5187 | MW
0 | 0 | System | Generator | Metro TOU | TOU Rate Impact | Firm Capacity | 1 | 2038-10-01 | 5.8394 | MW
Metro TOU_Firm Capacity2039 | TOU Rate Impact_Firm Capacity2039 | System | Generator | Metro TOU | TOU Rate Impact | Firm Capacity | 1 | 2039-01-01 | 5.8394 | MW
0 | 0 | System | Generator | Metro TOU | TOU Rate Impact | Firm Capacity | 1 | 2039-04-01 | 8.5264 | MW
0 | 0 | System | Generator | Metro TOU | TOU Rate Impact | Firm Capacity | 1 | 2039-07-01 | 8.5264 | MW
0 | 0 | System | Generator | Metro TOU | TOU Rate Impact | Firm Capacity | 1 | 2039-10-01 | 5.8921 | MW
Metro TOU_Firm Capacity2040 | TOU Rate Impact_Firm Capacity2040 | System | Generator | Metro TOU | TOU Rate Impact | Firm Capacity | 1 | 2040-01-01 | 5.8921 | MW
0 | 0 | System | Generator | Metro TOU | TOU Rate Impact | Firm Capacity | 1 | 2040-04-01 | 8.5384 | MW
0 | 0 | System | Generator | Metro TOU | TOU Rate Impact | Firm Capacity | 1 | 2040-07-01 | 8.5384 | MW
0 | 0 | System | Generator | Metro TOU | TOU Rate Impact | Firm Capacity | 1 | 2040-10-01 | 5.9335 | MW
Metro TOU_Firm Capacity2041 | TOU Rate Impact_Firm Capacity2041 | System | Generator | Metro TOU | TOU Rate Impact | Firm Capacity | 1 | 2041-01-01 | 5.9335 | MW
0 | 0 | System | Generator | Metro TOU | TOU Rate Impact | Firm Capacity | 1 | 2041-04-01 | 8.5074 | MW
0 | 0 | System | Generator | Metro TOU | TOU Rate Impact | Firm Capacity | 1 | 2041-07-01 | 8.5074 | MW
0 | 0 | System | Generator | Metro TOU | TOU Rate Impact | Firm Capacity | 1 | 2041-10-01 | 5.9302 | MW
Metro TOU_Firm Capacity2042 | TOU Rate Impact_Firm Capacity2042 | System | Generator | Metro TOU | TOU Rate Impact | Firm Capacity | 1 | 2042-01-01 | 5.9302 | MW
0 | 0 | System | Generator | Metro TOU | TOU Rate Impact | Firm Capacity | 1 | 2042-04-01 | 8.529 | MW
0 | 0 | System | Generator | Metro TOU | TOU Rate Impact | Firm Capacity | 1 | 2042-07-01 | 8.529 | MW
0 | 0 | System | Generator | Metro TOU | TOU Rate Impact | Firm Capacity | 1 | 2042-10-01 | 5.9741 | MW
Metro TOU_Firm Capacity2043 | TOU Rate Impact_Firm Capacity2043 | System | Generator | Metro TOU | TOU Rate Impact | Firm Capacity | 1 | 2043-01-01 | 5.9741 | MW
0 | 0 | System | Generator | Metro TOU | TOU Rate Impact | Firm Capacity | 1 | 2043-04-01 | 8.5498 | MW
0 | 0 | System | Generator | Metro TOU | TOU Rate Impact | Firm Capacity | 1 | 2043-07-01 | 8.5498 | MW
0 | 0 | System | Generator | Metro TOU | TOU Rate Impact | Firm Capacity | 1 | 2043-10-01 | 6.0252 | MW
Metro Extra Capacity_Firm Capacity2024 | Reserve Buffer_Firm Capacity2024 | System | Generator | Metro Extra Capacity | Reserve Buffer | Firm Capacity | 1 | 2024-01-01 | 0 | MW
0 | 0 | System | Generator | Metro Extra Capacity | Reserve Buffer | Firm Capacity | 1 | 2024-04-01 | 0 | MW
0 | 0 | System | Generator | Metro Extra Capacity | Reserve Buffer | Firm Capacity | 1 | 2024-07-01 | 0 | MW
0 | 0 | System | Generator | Metro Extra Capacity | Reserve Buffer | Firm Capacity | 1 | 2024-10-01 | 0 | MW
Metro Extra Capacity_Firm Capacity2025 | Reserve Buffer_Firm Capacity2025 | System | Generator | Metro Extra Capacity | Reserve Buffer | Firm Capacity | 1 | 2025-01-01 | 0 | MW
0 | 0 | System | Generator | Metro Extra Capacity | Reserve Buffer | Firm Capacity | 1 | 2025-04-01 | 0 | MW
0 | 0 | System | Generator | Metro Extra Capacity | Reserve Buffer | Firm Capacity | 1 | 2025-07-01 | 0 | MW
0 | 0 | System | Generator | Metro Extra Capacity | Reserve Buffer | Firm Capacity | 1 | 2025-10-01 | 0 | MW
Metro Extra Capacity_Firm Capacity2026 | Reserve Buffer_Firm Capacity2026 | System | Generator | Metro Extra Capacity | Reserve Buffer | Firm Capacity | 1 | 2026-01-01 | 0 | MW
0 | 0 | System | Generator | Metro Extra Capacity | Reserve Buffer | Firm Capacity | 1 | 2026-04-01 | 0 | MW
0 | 0 | System | Generator | Metro Extra Capacity | Reserve Buffer | Firm Capacity | 1 | 2026-07-01 | 0 | MW
0 | 0 | System | Generator | Metro Extra Capacity | Reserve Buffer | Firm Capacity | 1 | 2026-10-01 | 0 | MW
Metro Extra Capacity_Firm Capacity2027 | Reserve Buffer_Firm Capacity2027 | System | Generator | Metro Extra Capacity | Reserve Buffer | Firm Capacity | 1 | 2027-01-01 | 0 | MW
0 | 0 | System | Generator | Metro Extra Capacity | Reserve Buffer | Firm Capacity | 1 | 2027-04-01 | 0 | MW
0 | 0 | System | Generator | Metro Extra Capacity | Reserve Buffer | Firm Capacity | 1 | 2027-07-01 | 0 | MW
0 | 0 | System | Generator | Metro Extra Capacity | Reserve Buffer | Firm Capacity | 1 | 2027-10-01 | 0 | MW
Metro Extra Capacity_Firm Capacity2028 | Reserve Buffer_Firm Capacity2028 | System | Generator | Metro Extra Capacity | Reserve Buffer | Firm Capacity | 1 | 2028-01-01 | 0 | MW
0 | 0 | System | Generator | Metro Extra Capacity | Reserve Buffer | Firm Capacity | 1 | 2028-04-01 | 0 | MW
0 | 0 | System | Generator | Metro Extra Capacity | Reserve Buffer | Firm Capacity | 1 | 2028-07-01 | 0 | MW
0 | 0 | System | Generator | Metro Extra Capacity | Reserve Buffer | Firm Capacity | 1 | 2028-10-01 | 0 | MW
Metro Extra Capacity_Firm Capacity2029 | Reserve Buffer_Firm Capacity2029 | System | Generator | Metro Extra Capacity | Reserve Buffer | Firm Capacity | 1 | 2029-01-01 | 0 | MW
0 | 0 | System | Generator | Metro Extra Capacity | Reserve Buffer | Firm Capacity | 1 | 2029-04-01 | 0 | MW
0 | 0 | System | Generator | Metro Extra Capacity | Reserve Buffer | Firm Capacity | 1 | 2029-07-01 | 0 | MW
0 | 0 | System | Generator | Metro Extra Capacity | Reserve Buffer | Firm Capacity | 1 | 2029-10-01 | 0 | MW
Metro Extra Capacity_Firm Capacity2030 | Reserve Buffer_Firm Capacity2030 | System | Generator | Metro Extra Capacity | Reserve Buffer | Firm Capacity | 1 | 2030-01-01 | 0 | MW
0 | 0 | System | Generator | Metro Extra Capacity | Reserve Buffer | Firm Capacity | 1 | 2030-04-01 | 0 | MW
0 | 0 | System | Generator | Metro Extra Capacity | Reserve Buffer | Firm Capacity | 1 | 2030-07-01 | 0 | MW
0 | 0 | System | Generator | Metro Extra Capacity | Reserve Buffer | Firm Capacity | 1 | 2030-10-01 | 0 | MW
Metro Extra Capacity_Firm Capacity2031 | Reserve Buffer_Firm Capacity2031 | System | Generator | Metro Extra Capacity | Reserve Buffer | Firm Capacity | 1 | 2031-01-01 | 0 | MW
0 | 0 | System | Generator | Metro Extra Capacity | Reserve Buffer | Firm Capacity | 1 | 2031-04-01 | 0 | MW
0 | 0 | System | Generator | Metro Extra Capacity | Reserve Buffer | Firm Capacity | 1 | 2031-07-01 | 0 | MW
0 | 0 | System | Generator | Metro Extra Capacity | Reserve Buffer | Firm Capacity | 1 | 2031-10-01 | 0 | MW
Metro Extra Capacity_Firm Capacity2032 | Reserve Buffer_Firm Capacity2032 | System | Generator | Metro Extra Capacity | Reserve Buffer | Firm Capacity | 1 | 2032-01-01 | 0 | MW
0 | 0 | System | Generator | Metro Extra Capacity | Reserve Buffer | Firm Capacity | 1 | 2032-04-01 | 0 | MW
0 | 0 | System | Generator | Metro Extra Capacity | Reserve Buffer | Firm Capacity | 1 | 2032-07-01 | 0 | MW
0 | 0 | System | Generator | Metro Extra Capacity | Reserve Buffer | Firm Capacity | 1 | 2032-10-01 | 0 | MW
Metro Extra Capacity_Firm Capacity2033 | Reserve Buffer_Firm Capacity2033 | System | Generator | Metro Extra Capacity | Reserve Buffer | Firm Capacity | 1 | 2033-01-01 | 0 | MW
0 | 0 | System | Generator | Metro Extra Capacity | Reserve Buffer | Firm Capacity | 1 | 2033-04-01 | 0 | MW
0 | 0 | System | Generator | Metro Extra Capacity | Reserve Buffer | Firm Capacity | 1 | 2033-07-01 | 0 | MW
0 | 0 | System | Generator | Metro Extra Capacity | Reserve Buffer | Firm Capacity | 1 | 2033-10-01 | 0 | MW
Metro Extra Capacity_Firm Capacity2034 | Reserve Buffer_Firm Capacity2034 | System | Generator | Metro Extra Capacity | Reserve Buffer | Firm Capacity | 1 | 2034-01-01 | 0 | MW
0 | 0 | System | Generator | Metro Extra Capacity | Reserve Buffer | Firm Capacity | 1 | 2034-04-01 | 0 | MW
0 | 0 | System | Generator | Metro Extra Capacity | Reserve Buffer | Firm Capacity | 1 | 2034-07-01 | 0 | MW
0 | 0 | System | Generator | Metro Extra Capacity | Reserve Buffer | Firm Capacity | 1 | 2034-10-01 | 0 | MW
Metro Extra Capacity_Firm Capacity2035 | Reserve Buffer_Firm Capacity2035 | System | Generator | Metro Extra Capacity | Reserve Buffer | Firm Capacity | 1 | 2035-01-01 | 0 | MW
0 | 0 | System | Generator | Metro Extra Capacity | Reserve Buffer | Firm Capacity | 1 | 2035-04-01 | 0 | MW
0 | 0 | System | Generator | Metro Extra Capacity | Reserve Buffer | Firm Capacity | 1 | 2035-07-01 | 0 | MW
0 | 0 | System | Generator | Metro Extra Capacity | Reserve Buffer | Firm Capacity | 1 | 2035-10-01 | 0 | MW
Metro Extra Capacity_Firm Capacity2036 | Reserve Buffer_Firm Capacity2036 | System | Generator | Metro Extra Capacity | Reserve Buffer | Firm Capacity | 1 | 2036-01-01 | 0 | MW
0 | 0 | System | Generator | Metro Extra Capacity | Reserve Buffer | Firm Capacity | 1 | 2036-04-01 | 0 | MW
0 | 0 | System | Generator | Metro Extra Capacity | Reserve Buffer | Firm Capacity | 1 | 2036-07-01 | 0 | MW
0 | 0 | System | Generator | Metro Extra Capacity | Reserve Buffer | Firm Capacity | 1 | 2036-10-01 | 0 | MW
Metro Extra Capacity_Firm Capacity2037 | Reserve Buffer_Firm Capacity2037 | System | Generator | Metro Extra Capacity | Reserve Buffer | Firm Capacity | 1 | 2037-01-01 | 0 | MW
0 | 0 | System | Generator | Metro Extra Capacity | Reserve Buffer | Firm Capacity | 1 | 2037-04-01 | 0 | MW
0 | 0 | System | Generator | Metro Extra Capacity | Reserve Buffer | Firm Capacity | 1 | 2037-07-01 | 0 | MW
0 | 0 | System | Generator | Metro Extra Capacity | Reserve Buffer | Firm Capacity | 1 | 2037-10-01 | 0 | MW
Metro Extra Capacity_Firm Capacity2038 | Reserve Buffer_Firm Capacity2038 | System | Generator | Metro Extra Capacity | Reserve Buffer | Firm Capacity | 1 | 2038-01-01 | 0 | MW
0 | 0 | System | Generator | Metro Extra Capacity | Reserve Buffer | Firm Capacity | 1 | 2038-04-01 | 0 | MW
0 | 0 | System | Generator | Metro Extra Capacity | Reserve Buffer | Firm Capacity | 1 | 2038-07-01 | 0 | MW
0 | 0 | System | Generator | Metro Extra Capacity | Reserve Buffer | Firm Capacity | 1 | 2038-10-01 | 0 | MW
Metro Extra Capacity_Firm Capacity2039 | Reserve Buffer_Firm Capacity2039 | System | Generator | Metro Extra Capacity | Reserve Buffer | Firm Capacity | 1 | 2039-01-01 | 0 | MW
0 | 0 | System | Generator | Metro Extra Capacity | Reserve Buffer | Firm Capacity | 1 | 2039-04-01 | 0 | MW
0 | 0 | System | Generator | Metro Extra Capacity | Reserve Buffer | Firm Capacity | 1 | 2039-07-01 | 0 | MW
0 | 0 | System | Generator | Metro Extra Capacity | Reserve Buffer | Firm Capacity | 1 | 2039-10-01 | 0 | MW
Metro Extra Capacity_Firm Capacity2040 | Reserve Buffer_Firm Capacity2040 | System | Generator | Metro Extra Capacity | Reserve Buffer | Firm Capacity | 1 | 2040-01-01 | 0 | MW
0 | 0 | System | Generator | Metro Extra Capacity | Reserve Buffer | Firm Capacity | 1 | 2040-04-01 | 0 | MW
0 | 0 | System | Generator | Metro Extra Capacity | Reserve Buffer | Firm Capacity | 1 | 2040-07-01 | 0 | MW
0 | 0 | System | Generator | Metro Extra Capacity | Reserve Buffer | Firm Capacity | 1 | 2040-10-01 | 0 | MW
Metro Extra Capacity_Firm Capacity2041 | Reserve Buffer_Firm Capacity2041 | System | Generator | Metro Extra Capacity | Reserve Buffer | Firm Capacity | 1 | 2041-01-01 | 0 | MW
0 | 0 | System | Generator | Metro Extra Capacity | Reserve Buffer | Firm Capacity | 1 | 2041-04-01 | 0 | MW
0 | 0 | System | Generator | Metro Extra Capacity | Reserve Buffer | Firm Capacity | 1 | 2041-07-01 | 0 | MW
0 | 0 | System | Generator | Metro Extra Capacity | Reserve Buffer | Firm Capacity | 1 | 2041-10-01 | 0 | MW
Metro Extra Capacity_Firm Capacity2042 | Reserve Buffer_Firm Capacity2042 | System | Generator | Metro Extra Capacity | Reserve Buffer | Firm Capacity | 1 | 2042-01-01 | 0 | MW
0 | 0 | System | Generator | Metro Extra Capacity | Reserve Buffer | Firm Capacity | 1 | 2042-04-01 | 0 | MW
0 | 0 | System | Generator | Metro Extra Capacity | Reserve Buffer | Firm Capacity | 1 | 2042-07-01 | 0 | MW
0 | 0 | System | Generator | Metro Extra Capacity | Reserve Buffer | Firm Capacity | 1 | 2042-10-01 | 0 | MW
Metro Extra Capacity_Firm Capacity2043 | Reserve Buffer_Firm Capacity2043 | System | Generator | Metro Extra Capacity | Reserve Buffer | Firm Capacity | 1 | 2043-01-01 | 0 | MW
0 | 0 | System | Generator | Metro Extra Capacity | Reserve Buffer | Firm Capacity | 1 | 2043-04-01 | 0 | MW
0 | 0 | System | Generator | Metro Extra Capacity | Reserve Buffer | Firm Capacity | 1 | 2043-07-01 | 0 | MW
0 | 0 | System | Generator | Metro Extra Capacity | Reserve Buffer | Firm Capacity | 1 | 2043-10-01 | 0 | MW
MET PBA_Firm Capacity2024 | PBA_Firm Capacity2024 | System | Generator | MET PBA | PBA | Firm Capacity | 1 | 2024-01-01 | 0 | MW
0 | 0 | System | Generator | MET PBA | PBA | Firm Capacity | 1 | 2024-04-01 | 0 | MW
0 | 0 | System | Generator | MET PBA | PBA | Firm Capacity | 1 | 2024-07-01 | 0 | MW
0 | 0 | System | Generator | MET PBA | PBA | Firm Capacity | 1 | 2024-10-01 | 0 | MW
MET PBA_Firm Capacity2025 | PBA_Firm Capacity2025 | System | Generator | MET PBA | PBA | Firm Capacity | 1 | 2025-01-01 | 0 | MW
0 | 0 | System | Generator | MET PBA | PBA | Firm Capacity | 1 | 2025-04-01 | 0 | MW
0 | 0 | System | Generator | MET PBA | PBA | Firm Capacity | 1 | 2025-07-01 | 0 | MW
0 | 0 | System | Generator | MET PBA | PBA | Firm Capacity | 1 | 2025-10-01 | 0 | MW
MET PBA_Firm Capacity2026 | PBA_Firm Capacity2026 | System | Generator | MET PBA | PBA | Firm Capacity | 1 | 2026-01-01 | 0 | MW
0 | 0 | System | Generator | MET PBA | PBA | Firm Capacity | 1 | 2026-04-01 | -59.1447 | MW
0 | 0 | System | Generator | MET PBA | PBA | Firm Capacity | 1 | 2026-07-01 | -59.1447 | MW
0 | 0 | System | Generator | MET PBA | PBA | Firm Capacity | 1 | 2026-10-01 | -59.1447 | MW
MET PBA_Firm Capacity2027 | PBA_Firm Capacity2027 | System | Generator | MET PBA | PBA | Firm Capacity | 1 | 2027-01-01 | -45.107 | MW
0 | 0 | System | Generator | MET PBA | PBA | Firm Capacity | 1 | 2027-04-01 | -72.8259 | MW
0 | 0 | System | Generator | MET PBA | PBA | Firm Capacity | 1 | 2027-07-01 | -72.8259 | MW
0 | 0 | System | Generator | MET PBA | PBA | Firm Capacity | 1 | 2027-10-01 | -72.8259 | MW
MET PBA_Firm Capacity2028 | PBA_Firm Capacity2028 | System | Generator | MET PBA | PBA | Firm Capacity | 1 | 2028-01-01 | -58.888 | MW
0 | 0 | System | Generator | MET PBA | PBA | Firm Capacity | 1 | 2028-04-01 | -86.2894 | MW
0 | 0 | System | Generator | MET PBA | PBA | Firm Capacity | 1 | 2028-07-01 | -86.2894 | MW
0 | 0 | System | Generator | MET PBA | PBA | Firm Capacity | 1 | 2028-10-01 | -86.2894 | MW
MET PBA_Firm Capacity2029 | PBA_Firm Capacity2029 | System | Generator | MET PBA | PBA | Firm Capacity | 1 | 2029-01-01 | -74.1112 | MW
0 | 0 | System | Generator | MET PBA | PBA | Firm Capacity | 1 | 2029-04-01 | -85.2014 | MW
0 | 0 | System | Generator | MET PBA | PBA | Firm Capacity | 1 | 2029-07-01 | -85.2014 | MW
0 | 0 | System | Generator | MET PBA | PBA | Firm Capacity | 1 | 2029-10-01 | -85.2014 | MW
MET PBA_Firm Capacity2030 | PBA_Firm Capacity2030 | System | Generator | MET PBA | PBA | Firm Capacity | 1 | 2030-01-01 | -69.1579 | MW
0 | 0 | System | Generator | MET PBA | PBA | Firm Capacity | 1 | 2030-04-01 | -84.331 | MW
0 | 0 | System | Generator | MET PBA | PBA | Firm Capacity | 1 | 2030-07-01 | -84.331 | MW
0 | 0 | System | Generator | MET PBA | PBA | Firm Capacity | 1 | 2030-10-01 | -84.331 | MW
MET PBA_Firm Capacity2031 | PBA_Firm Capacity2031 | System | Generator | MET PBA | PBA | Firm Capacity | 1 | 2031-01-01 | -91.8968 | MW
0 | 0 | System | Generator | MET PBA | PBA | Firm Capacity | 1 | 2031-04-01 | -84.331 | MW
0 | 0 | System | Generator | MET PBA | PBA | Firm Capacity | 1 | 2031-07-01 | -84.331 | MW
0 | 0 | System | Generator | MET PBA | PBA | Firm Capacity | 1 | 2031-10-01 | -84.331 | MW
MET PBA_Firm Capacity2032 | PBA_Firm Capacity2032 | System | Generator | MET PBA | PBA | Firm Capacity | 1 | 2032-01-01 | -91.8968 | MW
0 | 0 | System | Generator | MET PBA | PBA | Firm Capacity | 1 | 2032-04-01 | -84.331 | MW
0 | 0 | System | Generator | MET PBA | PBA | Firm Capacity | 1 | 2032-07-01 | -84.331 | MW
0 | 0 | System | Generator | MET PBA | PBA | Firm Capacity | 1 | 2032-10-01 | -84.331 | MW
MET PBA_Firm Capacity2033 | PBA_Firm Capacity2033 | System | Generator | MET PBA | PBA | Firm Capacity | 1 | 2033-01-01 | -91.8968 | MW
0 | 0 | System | Generator | MET PBA | PBA | Firm Capacity | 1 | 2033-04-01 | -84.331 | MW
0 | 0 | System | Generator | MET PBA | PBA | Firm Capacity | 1 | 2033-07-01 | -84.331 | MW
0 | 0 | System | Generator | MET PBA | PBA | Firm Capacity | 1 | 2033-10-01 | -84.331 | MW
MET PBA_Firm Capacity2034 | PBA_Firm Capacity2034 | System | Generator | MET PBA | PBA | Firm Capacity | 1 | 2034-01-01 | -91.8968 | MW
0 | 0 | System | Generator | MET PBA | PBA | Firm Capacity | 1 | 2034-04-01 | -84.331 | MW
0 | 0 | System | Generator | MET PBA | PBA | Firm Capacity | 1 | 2034-07-01 | -84.331 | MW
0 | 0 | System | Generator | MET PBA | PBA | Firm Capacity | 1 | 2034-10-01 | -84.331 | MW
MET PBA_Firm Capacity2035 | PBA_Firm Capacity2035 | System | Generator | MET PBA | PBA | Firm Capacity | 1 | 2035-01-01 | -91.8968 | MW
0 | 0 | System | Generator | MET PBA | PBA | Firm Capacity | 1 | 2035-04-01 | -84.331 | MW
0 | 0 | System | Generator | MET PBA | PBA | Firm Capacity | 1 | 2035-07-01 | -84.331 | MW
0 | 0 | System | Generator | MET PBA | PBA | Firm Capacity | 1 | 2035-10-01 | -84.331 | MW
MET PBA_Firm Capacity2036 | PBA_Firm Capacity2036 | System | Generator | MET PBA | PBA | Firm Capacity | 1 | 2036-01-01 | -91.8968 | MW
0 | 0 | System | Generator | MET PBA | PBA | Firm Capacity | 1 | 2036-04-01 | -84.331 | MW
0 | 0 | System | Generator | MET PBA | PBA | Firm Capacity | 1 | 2036-07-01 | -84.331 | MW
0 | 0 | System | Generator | MET PBA | PBA | Firm Capacity | 1 | 2036-10-01 | -84.331 | MW
MET PBA_Firm Capacity2037 | PBA_Firm Capacity2037 | System | Generator | MET PBA | PBA | Firm Capacity | 1 | 2037-01-01 | -91.8968 | MW
0 | 0 | System | Generator | MET PBA | PBA | Firm Capacity | 1 | 2037-04-01 | -84.331 | MW
0 | 0 | System | Generator | MET PBA | PBA | Firm Capacity | 1 | 2037-07-01 | -84.331 | MW
0 | 0 | System | Generator | MET PBA | PBA | Firm Capacity | 1 | 2037-10-01 | -84.331 | MW
MET PBA_Firm Capacity2038 | PBA_Firm Capacity2038 | System | Generator | MET PBA | PBA | Firm Capacity | 1 | 2038-01-01 | -91.8968 | MW
0 | 0 | System | Generator | MET PBA | PBA | Firm Capacity | 1 | 2038-04-01 | -84.331 | MW
0 | 0 | System | Generator | MET PBA | PBA | Firm Capacity | 1 | 2038-07-01 | -84.331 | MW
0 | 0 | System | Generator | MET PBA | PBA | Firm Capacity | 1 | 2038-10-01 | -84.331 | MW
MET PBA_Firm Capacity2039 | PBA_Firm Capacity2039 | System | Generator | MET PBA | PBA | Firm Capacity | 1 | 2039-01-01 | -91.8968 | MW
0 | 0 | System | Generator | MET PBA | PBA | Firm Capacity | 1 | 2039-04-01 | -84.331 | MW
0 | 0 | System | Generator | MET PBA | PBA | Firm Capacity | 1 | 2039-07-01 | -84.331 | MW
0 | 0 | System | Generator | MET PBA | PBA | Firm Capacity | 1 | 2039-10-01 | -84.331 | MW
MET PBA_Firm Capacity2040 | PBA_Firm Capacity2040 | System | Generator | MET PBA | PBA | Firm Capacity | 1 | 2040-01-01 | -91.8968 | MW
0 | 0 | System | Generator | MET PBA | PBA | Firm Capacity | 1 | 2040-04-01 | -84.331 | MW
0 | 0 | System | Generator | MET PBA | PBA | Firm Capacity | 1 | 2040-07-01 | -84.331 | MW
0 | 0 | System | Generator | MET PBA | PBA | Firm Capacity | 1 | 2040-10-01 | -84.331 | MW
MET PBA_Firm Capacity2041 | PBA_Firm Capacity2041 | System | Generator | MET PBA | PBA | Firm Capacity | 1 | 2041-01-01 | -91.8968 | MW
0 | 0 | System | Generator | MET PBA | PBA | Firm Capacity | 1 | 2041-04-01 | -84.331 | MW
0 | 0 | System | Generator | MET PBA | PBA | Firm Capacity | 1 | 2041-07-01 | -84.331 | MW
0 | 0 | System | Generator | MET PBA | PBA | Firm Capacity | 1 | 2041-10-01 | -84.331 | MW
MET PBA_Firm Capacity2042 | PBA_Firm Capacity2042 | System | Generator | MET PBA | PBA | Firm Capacity | 1 | 2042-01-01 | -91.8968 | MW
0 | 0 | System | Generator | MET PBA | PBA | Firm Capacity | 1 | 2042-04-01 | -84.331 | MW
0 | 0 | System | Generator | MET PBA | PBA | Firm Capacity | 1 | 2042-07-01 | -84.331 | MW
0 | 0 | System | Generator | MET PBA | PBA | Firm Capacity | 1 | 2042-10-01 | -84.331 | MW
MET PBA_Firm Capacity2043 | PBA_Firm Capacity2043 | System | Generator | MET PBA | PBA | Firm Capacity | 1 | 2043-01-01 | -91.8968 | MW
0 | 0 | System | Generator | MET PBA | PBA | Firm Capacity | 1 | 2043-04-01 | -84.331 | MW
0 | 0 | System | Generator | MET PBA | PBA | Firm Capacity | 1 | 2043-07-01 | -84.331 | MW
0 | 0 | System | Generator | MET PBA | PBA | Firm Capacity | 1 | 2043-10-01 | -84.331 | MW
Build Battery-Wind 2026_Firm Generation Capacity2024 | Build Battery-Wind_Firm Generation Capacity2024 | System | Battery | Build Battery-Wind 2026 | Build Battery-Wind | Firm Generation Capacity | 1 | 2024-01-01 | 0 | MW
0 | 0 | System | Battery | Build Battery-Wind 2026 | Build Battery-Wind | Firm Generation Capacity | 1 | 2024-04-01 | 0 | MW
0 | 0 | System | Battery | Build Battery-Wind 2026 | Build Battery-Wind | Firm Generation Capacity | 1 | 2024-07-01 | 0 | MW
0 | 0 | System | Battery | Build Battery-Wind 2026 | Build Battery-Wind | Firm Generation Capacity | 1 | 2024-10-01 | 0 | MW
Build Battery-Wind 2026_Firm Generation Capacity2025 | Build Battery-Wind_Firm Generation Capacity2025 | System | Battery | Build Battery-Wind 2026 | Build Battery-Wind | Firm Generation Capacity | 1 | 2025-01-01 | 0 | MW
0 | 0 | System | Battery | Build Battery-Wind 2026 | Build Battery-Wind | Firm Generation Capacity | 1 | 2025-04-01 | 0 | MW
0 | 0 | System | Battery | Build Battery-Wind 2026 | Build Battery-Wind | Firm Generation Capacity | 1 | 2025-07-01 | 0 | MW
0 | 0 | System | Battery | Build Battery-Wind 2026 | Build Battery-Wind | Firm Generation Capacity | 1 | 2025-10-01 | 0 | MW
Build Battery-Wind 2026_Firm Generation Capacity2026 | Build Battery-Wind_Firm Generation Capacity2026 | System | Battery | Build Battery-Wind 2026 | Build Battery-Wind | Firm Generation Capacity | 1 | 2026-01-01 | 0 | MW
0 | 0 | System | Battery | Build Battery-Wind 2026 | Build Battery-Wind | Firm Generation Capacity | 1 | 2026-04-01 | 0 | MW
0 | 0 | System | Battery | Build Battery-Wind 2026 | Build Battery-Wind | Firm Generation Capacity | 1 | 2026-07-01 | 0 | MW
0 | 0 | System | Battery | Build Battery-Wind 2026 | Build Battery-Wind | Firm Generation Capacity | 1 | 2026-10-01 | 0 | MW
Build Battery-Wind 2026_Firm Generation Capacity2027 | Build Battery-Wind_Firm Generation Capacity2027 | System | Battery | Build Battery-Wind 2026 | Build Battery-Wind | Firm Generation Capacity | 1 | 2027-01-01 | 0 | MW
0 | 0 | System | Battery | Build Battery-Wind 2026 | Build Battery-Wind | Firm Generation Capacity | 1 | 2027-04-01 | 0 | MW
0 | 0 | System | Battery | Build Battery-Wind 2026 | Build Battery-Wind | Firm Generation Capacity | 1 | 2027-07-01 | 0 | MW
0 | 0 | System | Battery | Build Battery-Wind 2026 | Build Battery-Wind | Firm Generation Capacity | 1 | 2027-10-01 | 0 | MW
Build Battery-Wind 2026_Firm Generation Capacity2028 | Build Battery-Wind_Firm Generation Capacity2028 | System | Battery | Build Battery-Wind 2026 | Build Battery-Wind | Firm Generation Capacity | 1 | 2028-01-01 | 0 | MW
0 | 0 | System | Battery | Build Battery-Wind 2026 | Build Battery-Wind | Firm Generation Capacity | 1 | 2028-04-01 | 0 | MW
0 | 0 | System | Battery | Build Battery-Wind 2026 | Build Battery-Wind | Firm Generation Capacity | 1 | 2028-07-01 | 0 | MW
0 | 0 | System | Battery | Build Battery-Wind 2026 | Build Battery-Wind | Firm Generation Capacity | 1 | 2028-10-01 | 0 | MW
Build Battery-Wind 2026_Firm Generation Capacity2029 | Build Battery-Wind_Firm Generation Capacity2029 | System | Battery | Build Battery-Wind 2026 | Build Battery-Wind | Firm Generation Capacity | 1 | 2029-01-01 | 0 | MW
0 | 0 | System | Battery | Build Battery-Wind 2026 | Build Battery-Wind | Firm Generation Capacity | 1 | 2029-04-01 | 0 | MW
0 | 0 | System | Battery | Build Battery-Wind 2026 | Build Battery-Wind | Firm Generation Capacity | 1 | 2029-07-01 | 0 | MW
0 | 0 | System | Battery | Build Battery-Wind 2026 | Build Battery-Wind | Firm Generation Capacity | 1 | 2029-10-01 | 0 | MW
Build Battery-Wind 2026_Firm Generation Capacity2030 | Build Battery-Wind_Firm Generation Capacity2030 | System | Battery | Build Battery-Wind 2026 | Build Battery-Wind | Firm Generation Capacity | 1 | 2030-01-01 | 0 | MW
0 | 0 | System | Battery | Build Battery-Wind 2026 | Build Battery-Wind | Firm Generation Capacity | 1 | 2030-04-01 | 0 | MW
0 | 0 | System | Battery | Build Battery-Wind 2026 | Build Battery-Wind | Firm Generation Capacity | 1 | 2030-07-01 | 0 | MW
0 | 0 | System | Battery | Build Battery-Wind 2026 | Build Battery-Wind | Firm Generation Capacity | 1 | 2030-10-01 | 0 | MW
Build Battery-Wind 2026_Firm Generation Capacity2031 | Build Battery-Wind_Firm Generation Capacity2031 | System | Battery | Build Battery-Wind 2026 | Build Battery-Wind | Firm Generation Capacity | 1 | 2031-01-01 | 0 | MW
0 | 0 | System | Battery | Build Battery-Wind 2026 | Build Battery-Wind | Firm Generation Capacity | 1 | 2031-04-01 | 0 | MW
0 | 0 | System | Battery | Build Battery-Wind 2026 | Build Battery-Wind | Firm Generation Capacity | 1 | 2031-07-01 | 0 | MW
0 | 0 | System | Battery | Build Battery-Wind 2026 | Build Battery-Wind | Firm Generation Capacity | 1 | 2031-10-01 | 0 | MW
Build Battery-Wind 2026_Firm Generation Capacity2032 | Build Battery-Wind_Firm Generation Capacity2032 | System | Battery | Build Battery-Wind 2026 | Build Battery-Wind | Firm Generation Capacity | 1 | 2032-01-01 | 0 | MW
0 | 0 | System | Battery | Build Battery-Wind 2026 | Build Battery-Wind | Firm Generation Capacity | 1 | 2032-04-01 | 0 | MW
0 | 0 | System | Battery | Build Battery-Wind 2026 | Build Battery-Wind | Firm Generation Capacity | 1 | 2032-07-01 | 0 | MW
0 | 0 | System | Battery | Build Battery-Wind 2026 | Build Battery-Wind | Firm Generation Capacity | 1 | 2032-10-01 | 0 | MW
Build Battery-Wind 2026_Firm Generation Capacity2033 | Build Battery-Wind_Firm Generation Capacity2033 | System | Battery | Build Battery-Wind 2026 | Build Battery-Wind | Firm Generation Capacity | 1 | 2033-01-01 | 0 | MW
0 | 0 | System | Battery | Build Battery-Wind 2026 | Build Battery-Wind | Firm Generation Capacity | 1 | 2033-04-01 | 0 | MW
0 | 0 | System | Battery | Build Battery-Wind 2026 | Build Battery-Wind | Firm Generation Capacity | 1 | 2033-07-01 | 0 | MW
0 | 0 | System | Battery | Build Battery-Wind 2026 | Build Battery-Wind | Firm Generation Capacity | 1 | 2033-10-01 | 0 | MW
Build Battery-Wind 2026_Firm Generation Capacity2034 | Build Battery-Wind_Firm Generation Capacity2034 | System | Battery | Build Battery-Wind 2026 | Build Battery-Wind | Firm Generation Capacity | 1 | 2034-01-01 | 0 | MW
0 | 0 | System | Battery | Build Battery-Wind 2026 | Build Battery-Wind | Firm Generation Capacity | 1 | 2034-04-01 | 0 | MW
0 | 0 | System | Battery | Build Battery-Wind 2026 | Build Battery-Wind | Firm Generation Capacity | 1 | 2034-07-01 | 0 | MW
0 | 0 | System | Battery | Build Battery-Wind 2026 | Build Battery-Wind | Firm Generation Capacity | 1 | 2034-10-01 | 0 | MW
Build Battery-Wind 2026_Firm Generation Capacity2035 | Build Battery-Wind_Firm Generation Capacity2035 | System | Battery | Build Battery-Wind 2026 | Build Battery-Wind | Firm Generation Capacity | 1 | 2035-01-01 | 0 | MW
0 | 0 | System | Battery | Build Battery-Wind 2026 | Build Battery-Wind | Firm Generation Capacity | 1 | 2035-04-01 | 0 | MW
0 | 0 | System | Battery | Build Battery-Wind 2026 | Build Battery-Wind | Firm Generation Capacity | 1 | 2035-07-01 | 0 | MW
0 | 0 | System | Battery | Build Battery-Wind 2026 | Build Battery-Wind | Firm Generation Capacity | 1 | 2035-10-01 | 0 | MW
Build Battery-Wind 2026_Firm Generation Capacity2036 | Build Battery-Wind_Firm Generation Capacity2036 | System | Battery | Build Battery-Wind 2026 | Build Battery-Wind | Firm Generation Capacity | 1 | 2036-01-01 | 0 | MW
0 | 0 | System | Battery | Build Battery-Wind 2026 | Build Battery-Wind | Firm Generation Capacity | 1 | 2036-04-01 | 0 | MW
0 | 0 | System | Battery | Build Battery-Wind 2026 | Build Battery-Wind | Firm Generation Capacity | 1 | 2036-07-01 | 0 | MW
0 | 0 | System | Battery | Build Battery-Wind 2026 | Build Battery-Wind | Firm Generation Capacity | 1 | 2036-10-01 | 0 | MW
Build Battery-Wind 2026_Firm Generation Capacity2037 | Build Battery-Wind_Firm Generation Capacity2037 | System | Battery | Build Battery-Wind 2026 | Build Battery-Wind | Firm Generation Capacity | 1 | 2037-01-01 | 0 | MW
0 | 0 | System | Battery | Build Battery-Wind 2026 | Build Battery-Wind | Firm Generation Capacity | 1 | 2037-04-01 | 0 | MW
0 | 0 | System | Battery | Build Battery-Wind 2026 | Build Battery-Wind | Firm Generation Capacity | 1 | 2037-07-01 | 0 | MW
0 | 0 | System | Battery | Build Battery-Wind 2026 | Build Battery-Wind | Firm Generation Capacity | 1 | 2037-10-01 | 0 | MW
Build Battery-Wind 2026_Firm Generation Capacity2038 | Build Battery-Wind_Firm Generation Capacity2038 | System | Battery | Build Battery-Wind 2026 | Build Battery-Wind | Firm Generation Capacity | 1 | 2038-01-01 | 0 | MW
0 | 0 | System | Battery | Build Battery-Wind 2026 | Build Battery-Wind | Firm Generation Capacity | 1 | 2038-04-01 | 0 | MW
0 | 0 | System | Battery | Build Battery-Wind 2026 | Build Battery-Wind | Firm Generation Capacity | 1 | 2038-07-01 | 0 | MW
0 | 0 | System | Battery | Build Battery-Wind 2026 | Build Battery-Wind | Firm Generation Capacity | 1 | 2038-10-01 | 0 | MW
Build Battery-Wind 2026_Firm Generation Capacity2039 | Build Battery-Wind_Firm Generation Capacity2039 | System | Battery | Build Battery-Wind 2026 | Build Battery-Wind | Firm Generation Capacity | 1 | 2039-01-01 | 0 | MW
0 | 0 | System | Battery | Build Battery-Wind 2026 | Build Battery-Wind | Firm Generation Capacity | 1 | 2039-04-01 | 0 | MW
0 | 0 | System | Battery | Build Battery-Wind 2026 | Build Battery-Wind | Firm Generation Capacity | 1 | 2039-07-01 | 0 | MW
0 | 0 | System | Battery | Build Battery-Wind 2026 | Build Battery-Wind | Firm Generation Capacity | 1 | 2039-10-01 | 0 | MW
Build Battery-Wind 2026_Firm Generation Capacity2040 | Build Battery-Wind_Firm Generation Capacity2040 | System | Battery | Build Battery-Wind 2026 | Build Battery-Wind | Firm Generation Capacity | 1 | 2040-01-01 | 0 | MW
0 | 0 | System | Battery | Build Battery-Wind 2026 | Build Battery-Wind | Firm Generation Capacity | 1 | 2040-04-01 | 0 | MW
0 | 0 | System | Battery | Build Battery-Wind 2026 | Build Battery-Wind | Firm Generation Capacity | 1 | 2040-07-01 | 0 | MW
0 | 0 | System | Battery | Build Battery-Wind 2026 | Build Battery-Wind | Firm Generation Capacity | 1 | 2040-10-01 | 0 | MW
Build Battery-Wind 2026_Firm Generation Capacity2041 | Build Battery-Wind_Firm Generation Capacity2041 | System | Battery | Build Battery-Wind 2026 | Build Battery-Wind | Firm Generation Capacity | 1 | 2041-01-01 | 0 | MW
0 | 0 | System | Battery | Build Battery-Wind 2026 | Build Battery-Wind | Firm Generation Capacity | 1 | 2041-04-01 | 0 | MW
0 | 0 | System | Battery | Build Battery-Wind 2026 | Build Battery-Wind | Firm Generation Capacity | 1 | 2041-07-01 | 0 | MW
0 | 0 | System | Battery | Build Battery-Wind 2026 | Build Battery-Wind | Firm Generation Capacity | 1 | 2041-10-01 | 0 | MW
Build Battery-Wind 2026_Firm Generation Capacity2042 | Build Battery-Wind_Firm Generation Capacity2042 | System | Battery | Build Battery-Wind 2026 | Build Battery-Wind | Firm Generation Capacity | 1 | 2042-01-01 | 0 | MW
0 | 0 | System | Battery | Build Battery-Wind 2026 | Build Battery-Wind | Firm Generation Capacity | 1 | 2042-04-01 | 0 | MW
0 | 0 | System | Battery | Build Battery-Wind 2026 | Build Battery-Wind | Firm Generation Capacity | 1 | 2042-07-01 | 0 | MW
0 | 0 | System | Battery | Build Battery-Wind 2026 | Build Battery-Wind | Firm Generation Capacity | 1 | 2042-10-01 | 0 | MW
Build Battery-Wind 2026_Firm Generation Capacity2043 | Build Battery-Wind_Firm Generation Capacity2043 | System | Battery | Build Battery-Wind 2026 | Build Battery-Wind | Firm Generation Capacity | 1 | 2043-01-01 | 0 | MW
0 | 0 | System | Battery | Build Battery-Wind 2026 | Build Battery-Wind | Firm Generation Capacity | 1 | 2043-04-01 | 0 | MW
0 | 0 | System | Battery | Build Battery-Wind 2026 | Build Battery-Wind | Firm Generation Capacity | 1 | 2043-07-01 | 0 | MW
0 | 0 | System | Battery | Build Battery-Wind 2026 | Build Battery-Wind | Firm Generation Capacity | 1 | 2043-10-01 | 0 | MW
Build Battery-Wind 2027_Firm Generation Capacity2024 | Build Battery-Wind_Firm Generation Capacity2024 | System | Battery | Build Battery-Wind 2027 | Build Battery-Wind | Firm Generation Capacity | 1 | 2024-01-01 | 0 | MW
0 | 0 | System | Battery | Build Battery-Wind 2027 | Build Battery-Wind | Firm Generation Capacity | 1 | 2024-04-01 | 0 | MW
0 | 0 | System | Battery | Build Battery-Wind 2027 | Build Battery-Wind | Firm Generation Capacity | 1 | 2024-07-01 | 0 | MW
0 | 0 | System | Battery | Build Battery-Wind 2027 | Build Battery-Wind | Firm Generation Capacity | 1 | 2024-10-01 | 0 | MW
Build Battery-Wind 2027_Firm Generation Capacity2025 | Build Battery-Wind_Firm Generation Capacity2025 | System | Battery | Build Battery-Wind 2027 | Build Battery-Wind | Firm Generation Capacity | 1 | 2025-01-01 | 0 | MW
0 | 0 | System | Battery | Build Battery-Wind 2027 | Build Battery-Wind | Firm Generation Capacity | 1 | 2025-04-01 | 0 | MW
0 | 0 | System | Battery | Build Battery-Wind 2027 | Build Battery-Wind | Firm Generation Capacity | 1 | 2025-07-01 | 0 | MW
0 | 0 | System | Battery | Build Battery-Wind 2027 | Build Battery-Wind | Firm Generation Capacity | 1 | 2025-10-01 | 0 | MW
Build Battery-Wind 2027_Firm Generation Capacity2026 | Build Battery-Wind_Firm Generation Capacity2026 | System | Battery | Build Battery-Wind 2027 | Build Battery-Wind | Firm Generation Capacity | 1 | 2026-01-01 | 0 | MW
0 | 0 | System | Battery | Build Battery-Wind 2027 | Build Battery-Wind | Firm Generation Capacity | 1 | 2026-04-01 | 0 | MW
0 | 0 | System | Battery | Build Battery-Wind 2027 | Build Battery-Wind | Firm Generation Capacity | 1 | 2026-07-01 | 0 | MW
0 | 0 | System | Battery | Build Battery-Wind 2027 | Build Battery-Wind | Firm Generation Capacity | 1 | 2026-10-01 | 0 | MW
Build Battery-Wind 2027_Firm Generation Capacity2027 | Build Battery-Wind_Firm Generation Capacity2027 | System | Battery | Build Battery-Wind 2027 | Build Battery-Wind | Firm Generation Capacity | 1 | 2027-01-01 | 0 | MW
0 | 0 | System | Battery | Build Battery-Wind 2027 | Build Battery-Wind | Firm Generation Capacity | 1 | 2027-04-01 | 0 | MW
0 | 0 | System | Battery | Build Battery-Wind 2027 | Build Battery-Wind | Firm Generation Capacity | 1 | 2027-07-01 | 0 | MW
0 | 0 | System | Battery | Build Battery-Wind 2027 | Build Battery-Wind | Firm Generation Capacity | 1 | 2027-10-01 | 0 | MW
Build Battery-Wind 2027_Firm Generation Capacity2028 | Build Battery-Wind_Firm Generation Capacity2028 | System | Battery | Build Battery-Wind 2027 | Build Battery-Wind | Firm Generation Capacity | 1 | 2028-01-01 | 0 | MW
0 | 0 | System | Battery | Build Battery-Wind 2027 | Build Battery-Wind | Firm Generation Capacity | 1 | 2028-04-01 | 0 | MW
0 | 0 | System | Battery | Build Battery-Wind 2027 | Build Battery-Wind | Firm Generation Capacity | 1 | 2028-07-01 | 0 | MW
0 | 0 | System | Battery | Build Battery-Wind 2027 | Build Battery-Wind | Firm Generation Capacity | 1 | 2028-10-01 | 0 | MW
Build Battery-Wind 2027_Firm Generation Capacity2029 | Build Battery-Wind_Firm Generation Capacity2029 | System | Battery | Build Battery-Wind 2027 | Build Battery-Wind | Firm Generation Capacity | 1 | 2029-01-01 | 0 | MW
0 | 0 | System | Battery | Build Battery-Wind 2027 | Build Battery-Wind | Firm Generation Capacity | 1 | 2029-04-01 | 0 | MW
0 | 0 | System | Battery | Build Battery-Wind 2027 | Build Battery-Wind | Firm Generation Capacity | 1 | 2029-07-01 | 0 | MW
0 | 0 | System | Battery | Build Battery-Wind 2027 | Build Battery-Wind | Firm Generation Capacity | 1 | 2029-10-01 | 0 | MW
Build Battery-Wind 2027_Firm Generation Capacity2030 | Build Battery-Wind_Firm Generation Capacity2030 | System | Battery | Build Battery-Wind 2027 | Build Battery-Wind | Firm Generation Capacity | 1 | 2030-01-01 | 0 | MW
0 | 0 | System | Battery | Build Battery-Wind 2027 | Build Battery-Wind | Firm Generation Capacity | 1 | 2030-04-01 | 0 | MW
0 | 0 | System | Battery | Build Battery-Wind 2027 | Build Battery-Wind | Firm Generation Capacity | 1 | 2030-07-01 | 0 | MW
0 | 0 | System | Battery | Build Battery-Wind 2027 | Build Battery-Wind | Firm Generation Capacity | 1 | 2030-10-01 | 0 | MW
Build Battery-Wind 2027_Firm Generation Capacity2031 | Build Battery-Wind_Firm Generation Capacity2031 | System | Battery | Build Battery-Wind 2027 | Build Battery-Wind | Firm Generation Capacity | 1 | 2031-01-01 | 0 | MW
0 | 0 | System | Battery | Build Battery-Wind 2027 | Build Battery-Wind | Firm Generation Capacity | 1 | 2031-04-01 | 0 | MW
0 | 0 | System | Battery | Build Battery-Wind 2027 | Build Battery-Wind | Firm Generation Capacity | 1 | 2031-07-01 | 0 | MW
0 | 0 | System | Battery | Build Battery-Wind 2027 | Build Battery-Wind | Firm Generation Capacity | 1 | 2031-10-01 | 0 | MW
Build Battery-Wind 2027_Firm Generation Capacity2032 | Build Battery-Wind_Firm Generation Capacity2032 | System | Battery | Build Battery-Wind 2027 | Build Battery-Wind | Firm Generation Capacity | 1 | 2032-01-01 | 0 | MW
0 | 0 | System | Battery | Build Battery-Wind 2027 | Build Battery-Wind | Firm Generation Capacity | 1 | 2032-04-01 | 0 | MW
0 | 0 | System | Battery | Build Battery-Wind 2027 | Build Battery-Wind | Firm Generation Capacity | 1 | 2032-07-01 | 0 | MW
0 | 0 | System | Battery | Build Battery-Wind 2027 | Build Battery-Wind | Firm Generation Capacity | 1 | 2032-10-01 | 0 | MW
Build Battery-Wind 2027_Firm Generation Capacity2033 | Build Battery-Wind_Firm Generation Capacity2033 | System | Battery | Build Battery-Wind 2027 | Build Battery-Wind | Firm Generation Capacity | 1 | 2033-01-01 | 0 | MW
0 | 0 | System | Battery | Build Battery-Wind 2027 | Build Battery-Wind | Firm Generation Capacity | 1 | 2033-04-01 | 0 | MW
0 | 0 | System | Battery | Build Battery-Wind 2027 | Build Battery-Wind | Firm Generation Capacity | 1 | 2033-07-01 | 0 | MW
0 | 0 | System | Battery | Build Battery-Wind 2027 | Build Battery-Wind | Firm Generation Capacity | 1 | 2033-10-01 | 0 | MW
Build Battery-Wind 2027_Firm Generation Capacity2034 | Build Battery-Wind_Firm Generation Capacity2034 | System | Battery | Build Battery-Wind 2027 | Build Battery-Wind | Firm Generation Capacity | 1 | 2034-01-01 | 0 | MW
0 | 0 | System | Battery | Build Battery-Wind 2027 | Build Battery-Wind | Firm Generation Capacity | 1 | 2034-04-01 | 0 | MW
0 | 0 | System | Battery | Build Battery-Wind 2027 | Build Battery-Wind | Firm Generation Capacity | 1 | 2034-07-01 | 0 | MW
0 | 0 | System | Battery | Build Battery-Wind 2027 | Build Battery-Wind | Firm Generation Capacity | 1 | 2034-10-01 | 0 | MW
Build Battery-Wind 2027_Firm Generation Capacity2035 | Build Battery-Wind_Firm Generation Capacity2035 | System | Battery | Build Battery-Wind 2027 | Build Battery-Wind | Firm Generation Capacity | 1 | 2035-01-01 | 0 | MW
0 | 0 | System | Battery | Build Battery-Wind 2027 | Build Battery-Wind | Firm Generation Capacity | 1 | 2035-04-01 | 0 | MW
0 | 0 | System | Battery | Build Battery-Wind 2027 | Build Battery-Wind | Firm Generation Capacity | 1 | 2035-07-01 | 0 | MW
0 | 0 | System | Battery | Build Battery-Wind 2027 | Build Battery-Wind | Firm Generation Capacity | 1 | 2035-10-01 | 0 | MW
Build Battery-Wind 2027_Firm Generation Capacity2036 | Build Battery-Wind_Firm Generation Capacity2036 | System | Battery | Build Battery-Wind 2027 | Build Battery-Wind | Firm Generation Capacity | 1 | 2036-01-01 | 0 | MW
0 | 0 | System | Battery | Build Battery-Wind 2027 | Build Battery-Wind | Firm Generation Capacity | 1 | 2036-04-01 | 0 | MW
0 | 0 | System | Battery | Build Battery-Wind 2027 | Build Battery-Wind | Firm Generation Capacity | 1 | 2036-07-01 | 0 | MW
0 | 0 | System | Battery | Build Battery-Wind 2027 | Build Battery-Wind | Firm Generation Capacity | 1 | 2036-10-01 | 0 | MW
Build Battery-Wind 2027_Firm Generation Capacity2037 | Build Battery-Wind_Firm Generation Capacity2037 | System | Battery | Build Battery-Wind 2027 | Build Battery-Wind | Firm Generation Capacity | 1 | 2037-01-01 | 0 | MW
0 | 0 | System | Battery | Build Battery-Wind 2027 | Build Battery-Wind | Firm Generation Capacity | 1 | 2037-04-01 | 0 | MW
0 | 0 | System | Battery | Build Battery-Wind 2027 | Build Battery-Wind | Firm Generation Capacity | 1 | 2037-07-01 | 0 | MW
0 | 0 | System | Battery | Build Battery-Wind 2027 | Build Battery-Wind | Firm Generation Capacity | 1 | 2037-10-01 | 0 | MW
Build Battery-Wind 2027_Firm Generation Capacity2038 | Build Battery-Wind_Firm Generation Capacity2038 | System | Battery | Build Battery-Wind 2027 | Build Battery-Wind | Firm Generation Capacity | 1 | 2038-01-01 | 0 | MW
0 | 0 | System | Battery | Build Battery-Wind 2027 | Build Battery-Wind | Firm Generation Capacity | 1 | 2038-04-01 | 0 | MW
0 | 0 | System | Battery | Build Battery-Wind 2027 | Build Battery-Wind | Firm Generation Capacity | 1 | 2038-07-01 | 0 | MW
0 | 0 | System | Battery | Build Battery-Wind 2027 | Build Battery-Wind | Firm Generation Capacity | 1 | 2038-10-01 | 0 | MW
Build Battery-Wind 2027_Firm Generation Capacity2039 | Build Battery-Wind_Firm Generation Capacity2039 | System | Battery | Build Battery-Wind 2027 | Build Battery-Wind | Firm Generation Capacity | 1 | 2039-01-01 | 0 | MW
0 | 0 | System | Battery | Build Battery-Wind 2027 | Build Battery-Wind | Firm Generation Capacity | 1 | 2039-04-01 | 0 | MW
0 | 0 | System | Battery | Build Battery-Wind 2027 | Build Battery-Wind | Firm Generation Capacity | 1 | 2039-07-01 | 0 | MW
0 | 0 | System | Battery | Build Battery-Wind 2027 | Build Battery-Wind | Firm Generation Capacity | 1 | 2039-10-01 | 0 | MW
Build Battery-Wind 2027_Firm Generation Capacity2040 | Build Battery-Wind_Firm Generation Capacity2040 | System | Battery | Build Battery-Wind 2027 | Build Battery-Wind | Firm Generation Capacity | 1 | 2040-01-01 | 0 | MW
0 | 0 | System | Battery | Build Battery-Wind 2027 | Build Battery-Wind | Firm Generation Capacity | 1 | 2040-04-01 | 0 | MW
0 | 0 | System | Battery | Build Battery-Wind 2027 | Build Battery-Wind | Firm Generation Capacity | 1 | 2040-07-01 | 0 | MW
0 | 0 | System | Battery | Build Battery-Wind 2027 | Build Battery-Wind | Firm Generation Capacity | 1 | 2040-10-01 | 0 | MW
Build Battery-Wind 2027_Firm Generation Capacity2041 | Build Battery-Wind_Firm Generation Capacity2041 | System | Battery | Build Battery-Wind 2027 | Build Battery-Wind | Firm Generation Capacity | 1 | 2041-01-01 | 0 | MW
0 | 0 | System | Battery | Build Battery-Wind 2027 | Build Battery-Wind | Firm Generation Capacity | 1 | 2041-04-01 | 0 | MW
0 | 0 | System | Battery | Build Battery-Wind 2027 | Build Battery-Wind | Firm Generation Capacity | 1 | 2041-07-01 | 0 | MW
0 | 0 | System | Battery | Build Battery-Wind 2027 | Build Battery-Wind | Firm Generation Capacity | 1 | 2041-10-01 | 0 | MW
Build Battery-Wind 2027_Firm Generation Capacity2042 | Build Battery-Wind_Firm Generation Capacity2042 | System | Battery | Build Battery-Wind 2027 | Build Battery-Wind | Firm Generation Capacity | 1 | 2042-01-01 | 0 | MW
0 | 0 | System | Battery | Build Battery-Wind 2027 | Build Battery-Wind | Firm Generation Capacity | 1 | 2042-04-01 | 0 | MW
0 | 0 | System | Battery | Build Battery-Wind 2027 | Build Battery-Wind | Firm Generation Capacity | 1 | 2042-07-01 | 0 | MW
0 | 0 | System | Battery | Build Battery-Wind 2027 | Build Battery-Wind | Firm Generation Capacity | 1 | 2042-10-01 | 0 | MW
Build Battery-Wind 2027_Firm Generation Capacity2043 | Build Battery-Wind_Firm Generation Capacity2043 | System | Battery | Build Battery-Wind 2027 | Build Battery-Wind | Firm Generation Capacity | 1 | 2043-01-01 | 0 | MW
0 | 0 | System | Battery | Build Battery-Wind 2027 | Build Battery-Wind | Firm Generation Capacity | 1 | 2043-04-01 | 0 | MW
0 | 0 | System | Battery | Build Battery-Wind 2027 | Build Battery-Wind | Firm Generation Capacity | 1 | 2043-07-01 | 0 | MW
0 | 0 | System | Battery | Build Battery-Wind 2027 | Build Battery-Wind | Firm Generation Capacity | 1 | 2043-10-01 | 0 | MW
Build Battery-Wind 2028_Firm Generation Capacity2024 | Build Battery-Wind_Firm Generation Capacity2024 | System | Battery | Build Battery-Wind 2028 | Build Battery-Wind | Firm Generation Capacity | 1 | 2024-01-01 | 0 | MW
0 | 0 | System | Battery | Build Battery-Wind 2028 | Build Battery-Wind | Firm Generation Capacity | 1 | 2024-04-01 | 0 | MW
0 | 0 | System | Battery | Build Battery-Wind 2028 | Build Battery-Wind | Firm Generation Capacity | 1 | 2024-07-01 | 0 | MW
0 | 0 | System | Battery | Build Battery-Wind 2028 | Build Battery-Wind | Firm Generation Capacity | 1 | 2024-10-01 | 0 | MW
Build Battery-Wind 2028_Firm Generation Capacity2025 | Build Battery-Wind_Firm Generation Capacity2025 | System | Battery | Build Battery-Wind 2028 | Build Battery-Wind | Firm Generation Capacity | 1 | 2025-01-01 | 0 | MW
0 | 0 | System | Battery | Build Battery-Wind 2028 | Build Battery-Wind | Firm Generation Capacity | 1 | 2025-04-01 | 0 | MW
0 | 0 | System | Battery | Build Battery-Wind 2028 | Build Battery-Wind | Firm Generation Capacity | 1 | 2025-07-01 | 0 | MW
0 | 0 | System | Battery | Build Battery-Wind 2028 | Build Battery-Wind | Firm Generation Capacity | 1 | 2025-10-01 | 0 | MW
Build Battery-Wind 2028_Firm Generation Capacity2026 | Build Battery-Wind_Firm Generation Capacity2026 | System | Battery | Build Battery-Wind 2028 | Build Battery-Wind | Firm Generation Capacity | 1 | 2026-01-01 | 0 | MW
0 | 0 | System | Battery | Build Battery-Wind 2028 | Build Battery-Wind | Firm Generation Capacity | 1 | 2026-04-01 | 0 | MW
0 | 0 | System | Battery | Build Battery-Wind 2028 | Build Battery-Wind | Firm Generation Capacity | 1 | 2026-07-01 | 0 | MW
0 | 0 | System | Battery | Build Battery-Wind 2028 | Build Battery-Wind | Firm Generation Capacity | 1 | 2026-10-01 | 0 | MW
Build Battery-Wind 2028_Firm Generation Capacity2027 | Build Battery-Wind_Firm Generation Capacity2027 | System | Battery | Build Battery-Wind 2028 | Build Battery-Wind | Firm Generation Capacity | 1 | 2027-01-01 | 0 | MW
0 | 0 | System | Battery | Build Battery-Wind 2028 | Build Battery-Wind | Firm Generation Capacity | 1 | 2027-04-01 | 0 | MW
0 | 0 | System | Battery | Build Battery-Wind 2028 | Build Battery-Wind | Firm Generation Capacity | 1 | 2027-07-01 | 0 | MW
0 | 0 | System | Battery | Build Battery-Wind 2028 | Build Battery-Wind | Firm Generation Capacity | 1 | 2027-10-01 | 0 | MW
Build Battery-Wind 2028_Firm Generation Capacity2028 | Build Battery-Wind_Firm Generation Capacity2028 | System | Battery | Build Battery-Wind 2028 | Build Battery-Wind | Firm Generation Capacity | 1 | 2028-01-01 | 0 | MW
0 | 0 | System | Battery | Build Battery-Wind 2028 | Build Battery-Wind | Firm Generation Capacity | 1 | 2028-04-01 | 0 | MW
0 | 0 | System | Battery | Build Battery-Wind 2028 | Build Battery-Wind | Firm Generation Capacity | 1 | 2028-07-01 | 0 | MW
0 | 0 | System | Battery | Build Battery-Wind 2028 | Build Battery-Wind | Firm Generation Capacity | 1 | 2028-10-01 | 0 | MW
Build Battery-Wind 2028_Firm Generation Capacity2029 | Build Battery-Wind_Firm Generation Capacity2029 | System | Battery | Build Battery-Wind 2028 | Build Battery-Wind | Firm Generation Capacity | 1 | 2029-01-01 | 0 | MW
0 | 0 | System | Battery | Build Battery-Wind 2028 | Build Battery-Wind | Firm Generation Capacity | 1 | 2029-04-01 | 0 | MW
0 | 0 | System | Battery | Build Battery-Wind 2028 | Build Battery-Wind | Firm Generation Capacity | 1 | 2029-07-01 | 0 | MW
0 | 0 | System | Battery | Build Battery-Wind 2028 | Build Battery-Wind | Firm Generation Capacity | 1 | 2029-10-01 | 0 | MW
Build Battery-Wind 2028_Firm Generation Capacity2030 | Build Battery-Wind_Firm Generation Capacity2030 | System | Battery | Build Battery-Wind 2028 | Build Battery-Wind | Firm Generation Capacity | 1 | 2030-01-01 | 0 | MW
0 | 0 | System | Battery | Build Battery-Wind 2028 | Build Battery-Wind | Firm Generation Capacity | 1 | 2030-04-01 | 0 | MW
0 | 0 | System | Battery | Build Battery-Wind 2028 | Build Battery-Wind | Firm Generation Capacity | 1 | 2030-07-01 | 0 | MW
0 | 0 | System | Battery | Build Battery-Wind 2028 | Build Battery-Wind | Firm Generation Capacity | 1 | 2030-10-01 | 0 | MW
Build Battery-Wind 2028_Firm Generation Capacity2031 | Build Battery-Wind_Firm Generation Capacity2031 | System | Battery | Build Battery-Wind 2028 | Build Battery-Wind | Firm Generation Capacity | 1 | 2031-01-01 | 0 | MW
0 | 0 | System | Battery | Build Battery-Wind 2028 | Build Battery-Wind | Firm Generation Capacity | 1 | 2031-04-01 | 0 | MW
0 | 0 | System | Battery | Build Battery-Wind 2028 | Build Battery-Wind | Firm Generation Capacity | 1 | 2031-07-01 | 0 | MW
0 | 0 | System | Battery | Build Battery-Wind 2028 | Build Battery-Wind | Firm Generation Capacity | 1 | 2031-10-01 | 0 | MW
Build Battery-Wind 2028_Firm Generation Capacity2032 | Build Battery-Wind_Firm Generation Capacity2032 | System | Battery | Build Battery-Wind 2028 | Build Battery-Wind | Firm Generation Capacity | 1 | 2032-01-01 | 0 | MW
0 | 0 | System | Battery | Build Battery-Wind 2028 | Build Battery-Wind | Firm Generation Capacity | 1 | 2032-04-01 | 0 | MW
0 | 0 | System | Battery | Build Battery-Wind 2028 | Build Battery-Wind | Firm Generation Capacity | 1 | 2032-07-01 | 0 | MW
0 | 0 | System | Battery | Build Battery-Wind 2028 | Build Battery-Wind | Firm Generation Capacity | 1 | 2032-10-01 | 0 | MW
Build Battery-Wind 2028_Firm Generation Capacity2033 | Build Battery-Wind_Firm Generation Capacity2033 | System | Battery | Build Battery-Wind 2028 | Build Battery-Wind | Firm Generation Capacity | 1 | 2033-01-01 | 0 | MW
0 | 0 | System | Battery | Build Battery-Wind 2028 | Build Battery-Wind | Firm Generation Capacity | 1 | 2033-04-01 | 0 | MW
0 | 0 | System | Battery | Build Battery-Wind 2028 | Build Battery-Wind | Firm Generation Capacity | 1 | 2033-07-01 | 0 | MW
0 | 0 | System | Battery | Build Battery-Wind 2028 | Build Battery-Wind | Firm Generation Capacity | 1 | 2033-10-01 | 0 | MW
Build Battery-Wind 2028_Firm Generation Capacity2034 | Build Battery-Wind_Firm Generation Capacity2034 | System | Battery | Build Battery-Wind 2028 | Build Battery-Wind | Firm Generation Capacity | 1 | 2034-01-01 | 0 | MW
0 | 0 | System | Battery | Build Battery-Wind 2028 | Build Battery-Wind | Firm Generation Capacity | 1 | 2034-04-01 | 0 | MW
0 | 0 | System | Battery | Build Battery-Wind 2028 | Build Battery-Wind | Firm Generation Capacity | 1 | 2034-07-01 | 0 | MW
0 | 0 | System | Battery | Build Battery-Wind 2028 | Build Battery-Wind | Firm Generation Capacity | 1 | 2034-10-01 | 0 | MW
Build Battery-Wind 2028_Firm Generation Capacity2035 | Build Battery-Wind_Firm Generation Capacity2035 | System | Battery | Build Battery-Wind 2028 | Build Battery-Wind | Firm Generation Capacity | 1 | 2035-01-01 | 0 | MW
0 | 0 | System | Battery | Build Battery-Wind 2028 | Build Battery-Wind | Firm Generation Capacity | 1 | 2035-04-01 | 0 | MW
0 | 0 | System | Battery | Build Battery-Wind 2028 | Build Battery-Wind | Firm Generation Capacity | 1 | 2035-07-01 | 0 | MW
0 | 0 | System | Battery | Build Battery-Wind 2028 | Build Battery-Wind | Firm Generation Capacity | 1 | 2035-10-01 | 0 | MW
Build Battery-Wind 2028_Firm Generation Capacity2036 | Build Battery-Wind_Firm Generation Capacity2036 | System | Battery | Build Battery-Wind 2028 | Build Battery-Wind | Firm Generation Capacity | 1 | 2036-01-01 | 0 | MW
0 | 0 | System | Battery | Build Battery-Wind 2028 | Build Battery-Wind | Firm Generation Capacity | 1 | 2036-04-01 | 0 | MW
0 | 0 | System | Battery | Build Battery-Wind 2028 | Build Battery-Wind | Firm Generation Capacity | 1 | 2036-07-01 | 0 | MW
0 | 0 | System | Battery | Build Battery-Wind 2028 | Build Battery-Wind | Firm Generation Capacity | 1 | 2036-10-01 | 0 | MW
Build Battery-Wind 2028_Firm Generation Capacity2037 | Build Battery-Wind_Firm Generation Capacity2037 | System | Battery | Build Battery-Wind 2028 | Build Battery-Wind | Firm Generation Capacity | 1 | 2037-01-01 | 0 | MW
0 | 0 | System | Battery | Build Battery-Wind 2028 | Build Battery-Wind | Firm Generation Capacity | 1 | 2037-04-01 | 0 | MW
0 | 0 | System | Battery | Build Battery-Wind 2028 | Build Battery-Wind | Firm Generation Capacity | 1 | 2037-07-01 | 0 | MW
0 | 0 | System | Battery | Build Battery-Wind 2028 | Build Battery-Wind | Firm Generation Capacity | 1 | 2037-10-01 | 0 | MW
Build Battery-Wind 2028_Firm Generation Capacity2038 | Build Battery-Wind_Firm Generation Capacity2038 | System | Battery | Build Battery-Wind 2028 | Build Battery-Wind | Firm Generation Capacity | 1 | 2038-01-01 | 0 | MW
0 | 0 | System | Battery | Build Battery-Wind 2028 | Build Battery-Wind | Firm Generation Capacity | 1 | 2038-04-01 | 0 | MW
0 | 0 | System | Battery | Build Battery-Wind 2028 | Build Battery-Wind | Firm Generation Capacity | 1 | 2038-07-01 | 0 | MW
0 | 0 | System | Battery | Build Battery-Wind 2028 | Build Battery-Wind | Firm Generation Capacity | 1 | 2038-10-01 | 0 | MW
Build Battery-Wind 2028_Firm Generation Capacity2039 | Build Battery-Wind_Firm Generation Capacity2039 | System | Battery | Build Battery-Wind 2028 | Build Battery-Wind | Firm Generation Capacity | 1 | 2039-01-01 | 0 | MW
0 | 0 | System | Battery | Build Battery-Wind 2028 | Build Battery-Wind | Firm Generation Capacity | 1 | 2039-04-01 | 0 | MW
0 | 0 | System | Battery | Build Battery-Wind 2028 | Build Battery-Wind | Firm Generation Capacity | 1 | 2039-07-01 | 0 | MW
0 | 0 | System | Battery | Build Battery-Wind 2028 | Build Battery-Wind | Firm Generation Capacity | 1 | 2039-10-01 | 0 | MW
Build Battery-Wind 2028_Firm Generation Capacity2040 | Build Battery-Wind_Firm Generation Capacity2040 | System | Battery | Build Battery-Wind 2028 | Build Battery-Wind | Firm Generation Capacity | 1 | 2040-01-01 | 0 | MW
0 | 0 | System | Battery | Build Battery-Wind 2028 | Build Battery-Wind | Firm Generation Capacity | 1 | 2040-04-01 | 0 | MW
0 | 0 | System | Battery | Build Battery-Wind 2028 | Build Battery-Wind | Firm Generation Capacity | 1 | 2040-07-01 | 0 | MW
0 | 0 | System | Battery | Build Battery-Wind 2028 | Build Battery-Wind | Firm Generation Capacity | 1 | 2040-10-01 | 0 | MW
Build Battery-Wind 2028_Firm Generation Capacity2041 | Build Battery-Wind_Firm Generation Capacity2041 | System | Battery | Build Battery-Wind 2028 | Build Battery-Wind | Firm Generation Capacity | 1 | 2041-01-01 | 0 | MW
0 | 0 | System | Battery | Build Battery-Wind 2028 | Build Battery-Wind | Firm Generation Capacity | 1 | 2041-04-01 | 0 | MW
0 | 0 | System | Battery | Build Battery-Wind 2028 | Build Battery-Wind | Firm Generation Capacity | 1 | 2041-07-01 | 0 | MW
0 | 0 | System | Battery | Build Battery-Wind 2028 | Build Battery-Wind | Firm Generation Capacity | 1 | 2041-10-01 | 0 | MW
Build Battery-Wind 2028_Firm Generation Capacity2042 | Build Battery-Wind_Firm Generation Capacity2042 | System | Battery | Build Battery-Wind 2028 | Build Battery-Wind | Firm Generation Capacity | 1 | 2042-01-01 | 0 | MW
0 | 0 | System | Battery | Build Battery-Wind 2028 | Build Battery-Wind | Firm Generation Capacity | 1 | 2042-04-01 | 0 | MW
0 | 0 | System | Battery | Build Battery-Wind 2028 | Build Battery-Wind | Firm Generation Capacity | 1 | 2042-07-01 | 0 | MW
0 | 0 | System | Battery | Build Battery-Wind 2028 | Build Battery-Wind | Firm Generation Capacity | 1 | 2042-10-01 | 0 | MW
Build Battery-Wind 2028_Firm Generation Capacity2043 | Build Battery-Wind_Firm Generation Capacity2043 | System | Battery | Build Battery-Wind 2028 | Build Battery-Wind | Firm Generation Capacity | 1 | 2043-01-01 | 0 | MW
0 | 0 | System | Battery | Build Battery-Wind 2028 | Build Battery-Wind | Firm Generation Capacity | 1 | 2043-04-01 | 0 | MW
0 | 0 | System | Battery | Build Battery-Wind 2028 | Build Battery-Wind | Firm Generation Capacity | 1 | 2043-07-01 | 0 | MW
0 | 0 | System | Battery | Build Battery-Wind 2028 | Build Battery-Wind | Firm Generation Capacity | 1 | 2043-10-01 | 0 | MW
Build Battery-Wind 2029_Firm Generation Capacity2024 | Build Battery-Wind_Firm Generation Capacity2024 | System | Battery | Build Battery-Wind 2029 | Build Battery-Wind | Firm Generation Capacity | 1 | 2024-01-01 | 0 | MW
0 | 0 | System | Battery | Build Battery-Wind 2029 | Build Battery-Wind | Firm Generation Capacity | 1 | 2024-04-01 | 0 | MW
0 | 0 | System | Battery | Build Battery-Wind 2029 | Build Battery-Wind | Firm Generation Capacity | 1 | 2024-07-01 | 0 | MW
0 | 0 | System | Battery | Build Battery-Wind 2029 | Build Battery-Wind | Firm Generation Capacity | 1 | 2024-10-01 | 0 | MW
Build Battery-Wind 2029_Firm Generation Capacity2025 | Build Battery-Wind_Firm Generation Capacity2025 | System | Battery | Build Battery-Wind 2029 | Build Battery-Wind | Firm Generation Capacity | 1 | 2025-01-01 | 0 | MW
0 | 0 | System | Battery | Build Battery-Wind 2029 | Build Battery-Wind | Firm Generation Capacity | 1 | 2025-04-01 | 0 | MW
0 | 0 | System | Battery | Build Battery-Wind 2029 | Build Battery-Wind | Firm Generation Capacity | 1 | 2025-07-01 | 0 | MW
0 | 0 | System | Battery | Build Battery-Wind 2029 | Build Battery-Wind | Firm Generation Capacity | 1 | 2025-10-01 | 0 | MW
Build Battery-Wind 2029_Firm Generation Capacity2026 | Build Battery-Wind_Firm Generation Capacity2026 | System | Battery | Build Battery-Wind 2029 | Build Battery-Wind | Firm Generation Capacity | 1 | 2026-01-01 | 0 | MW
0 | 0 | System | Battery | Build Battery-Wind 2029 | Build Battery-Wind | Firm Generation Capacity | 1 | 2026-04-01 | 0 | MW
0 | 0 | System | Battery | Build Battery-Wind 2029 | Build Battery-Wind | Firm Generation Capacity | 1 | 2026-07-01 | 0 | MW
0 | 0 | System | Battery | Build Battery-Wind 2029 | Build Battery-Wind | Firm Generation Capacity | 1 | 2026-10-01 | 0 | MW
Build Battery-Wind 2029_Firm Generation Capacity2027 | Build Battery-Wind_Firm Generation Capacity2027 | System | Battery | Build Battery-Wind 2029 | Build Battery-Wind | Firm Generation Capacity | 1 | 2027-01-01 | 0 | MW
0 | 0 | System | Battery | Build Battery-Wind 2029 | Build Battery-Wind | Firm Generation Capacity | 1 | 2027-04-01 | 0 | MW
0 | 0 | System | Battery | Build Battery-Wind 2029 | Build Battery-Wind | Firm Generation Capacity | 1 | 2027-07-01 | 0 | MW
0 | 0 | System | Battery | Build Battery-Wind 2029 | Build Battery-Wind | Firm Generation Capacity | 1 | 2027-10-01 | 0 | MW
Build Battery-Wind 2029_Firm Generation Capacity2028 | Build Battery-Wind_Firm Generation Capacity2028 | System | Battery | Build Battery-Wind 2029 | Build Battery-Wind | Firm Generation Capacity | 1 | 2028-01-01 | 0 | MW
0 | 0 | System | Battery | Build Battery-Wind 2029 | Build Battery-Wind | Firm Generation Capacity | 1 | 2028-04-01 | 0 | MW
0 | 0 | System | Battery | Build Battery-Wind 2029 | Build Battery-Wind | Firm Generation Capacity | 1 | 2028-07-01 | 0 | MW
0 | 0 | System | Battery | Build Battery-Wind 2029 | Build Battery-Wind | Firm Generation Capacity | 1 | 2028-10-01 | 0 | MW
Build Battery-Wind 2029_Firm Generation Capacity2029 | Build Battery-Wind_Firm Generation Capacity2029 | System | Battery | Build Battery-Wind 2029 | Build Battery-Wind | Firm Generation Capacity | 1 | 2029-01-01 | 0 | MW
0 | 0 | System | Battery | Build Battery-Wind 2029 | Build Battery-Wind | Firm Generation Capacity | 1 | 2029-04-01 | 0 | MW
0 | 0 | System | Battery | Build Battery-Wind 2029 | Build Battery-Wind | Firm Generation Capacity | 1 | 2029-07-01 | 0 | MW
0 | 0 | System | Battery | Build Battery-Wind 2029 | Build Battery-Wind | Firm Generation Capacity | 1 | 2029-10-01 | 0 | MW
Build Battery-Wind 2029_Firm Generation Capacity2030 | Build Battery-Wind_Firm Generation Capacity2030 | System | Battery | Build Battery-Wind 2029 | Build Battery-Wind | Firm Generation Capacity | 1 | 2030-01-01 | 0 | MW
0 | 0 | System | Battery | Build Battery-Wind 2029 | Build Battery-Wind | Firm Generation Capacity | 1 | 2030-04-01 | 0 | MW
0 | 0 | System | Battery | Build Battery-Wind 2029 | Build Battery-Wind | Firm Generation Capacity | 1 | 2030-07-01 | 0 | MW
0 | 0 | System | Battery | Build Battery-Wind 2029 | Build Battery-Wind | Firm Generation Capacity | 1 | 2030-10-01 | 0 | MW
Build Battery-Wind 2029_Firm Generation Capacity2031 | Build Battery-Wind_Firm Generation Capacity2031 | System | Battery | Build Battery-Wind 2029 | Build Battery-Wind | Firm Generation Capacity | 1 | 2031-01-01 | 0 | MW
0 | 0 | System | Battery | Build Battery-Wind 2029 | Build Battery-Wind | Firm Generation Capacity | 1 | 2031-04-01 | 0 | MW
0 | 0 | System | Battery | Build Battery-Wind 2029 | Build Battery-Wind | Firm Generation Capacity | 1 | 2031-07-01 | 0 | MW
0 | 0 | System | Battery | Build Battery-Wind 2029 | Build Battery-Wind | Firm Generation Capacity | 1 | 2031-10-01 | 0 | MW
Build Battery-Wind 2029_Firm Generation Capacity2032 | Build Battery-Wind_Firm Generation Capacity2032 | System | Battery | Build Battery-Wind 2029 | Build Battery-Wind | Firm Generation Capacity | 1 | 2032-01-01 | 0 | MW
0 | 0 | System | Battery | Build Battery-Wind 2029 | Build Battery-Wind | Firm Generation Capacity | 1 | 2032-04-01 | 0 | MW
0 | 0 | System | Battery | Build Battery-Wind 2029 | Build Battery-Wind | Firm Generation Capacity | 1 | 2032-07-01 | 0 | MW
0 | 0 | System | Battery | Build Battery-Wind 2029 | Build Battery-Wind | Firm Generation Capacity | 1 | 2032-10-01 | 0 | MW
Build Battery-Wind 2029_Firm Generation Capacity2033 | Build Battery-Wind_Firm Generation Capacity2033 | System | Battery | Build Battery-Wind 2029 | Build Battery-Wind | Firm Generation Capacity | 1 | 2033-01-01 | 0 | MW
0 | 0 | System | Battery | Build Battery-Wind 2029 | Build Battery-Wind | Firm Generation Capacity | 1 | 2033-04-01 | 0 | MW
0 | 0 | System | Battery | Build Battery-Wind 2029 | Build Battery-Wind | Firm Generation Capacity | 1 | 2033-07-01 | 0 | MW
0 | 0 | System | Battery | Build Battery-Wind 2029 | Build Battery-Wind | Firm Generation Capacity | 1 | 2033-10-01 | 0 | MW
Build Battery-Wind 2029_Firm Generation Capacity2034 | Build Battery-Wind_Firm Generation Capacity2034 | System | Battery | Build Battery-Wind 2029 | Build Battery-Wind | Firm Generation Capacity | 1 | 2034-01-01 | 0 | MW
0 | 0 | System | Battery | Build Battery-Wind 2029 | Build Battery-Wind | Firm Generation Capacity | 1 | 2034-04-01 | 0 | MW
0 | 0 | System | Battery | Build Battery-Wind 2029 | Build Battery-Wind | Firm Generation Capacity | 1 | 2034-07-01 | 0 | MW
0 | 0 | System | Battery | Build Battery-Wind 2029 | Build Battery-Wind | Firm Generation Capacity | 1 | 2034-10-01 | 0 | MW
Build Battery-Wind 2029_Firm Generation Capacity2035 | Build Battery-Wind_Firm Generation Capacity2035 | System | Battery | Build Battery-Wind 2029 | Build Battery-Wind | Firm Generation Capacity | 1 | 2035-01-01 | 0 | MW
0 | 0 | System | Battery | Build Battery-Wind 2029 | Build Battery-Wind | Firm Generation Capacity | 1 | 2035-04-01 | 0 | MW
0 | 0 | System | Battery | Build Battery-Wind 2029 | Build Battery-Wind | Firm Generation Capacity | 1 | 2035-07-01 | 0 | MW
0 | 0 | System | Battery | Build Battery-Wind 2029 | Build Battery-Wind | Firm Generation Capacity | 1 | 2035-10-01 | 0 | MW
Build Battery-Wind 2029_Firm Generation Capacity2036 | Build Battery-Wind_Firm Generation Capacity2036 | System | Battery | Build Battery-Wind 2029 | Build Battery-Wind | Firm Generation Capacity | 1 | 2036-01-01 | 0 | MW
0 | 0 | System | Battery | Build Battery-Wind 2029 | Build Battery-Wind | Firm Generation Capacity | 1 | 2036-04-01 | 0 | MW
0 | 0 | System | Battery | Build Battery-Wind 2029 | Build Battery-Wind | Firm Generation Capacity | 1 | 2036-07-01 | 0 | MW
0 | 0 | System | Battery | Build Battery-Wind 2029 | Build Battery-Wind | Firm Generation Capacity | 1 | 2036-10-01 | 0 | MW
Build Battery-Wind 2029_Firm Generation Capacity2037 | Build Battery-Wind_Firm Generation Capacity2037 | System | Battery | Build Battery-Wind 2029 | Build Battery-Wind | Firm Generation Capacity | 1 | 2037-01-01 | 0 | MW
0 | 0 | System | Battery | Build Battery-Wind 2029 | Build Battery-Wind | Firm Generation Capacity | 1 | 2037-04-01 | 0 | MW
0 | 0 | System | Battery | Build Battery-Wind 2029 | Build Battery-Wind | Firm Generation Capacity | 1 | 2037-07-01 | 0 | MW
0 | 0 | System | Battery | Build Battery-Wind 2029 | Build Battery-Wind | Firm Generation Capacity | 1 | 2037-10-01 | 0 | MW
Build Battery-Wind 2029_Firm Generation Capacity2038 | Build Battery-Wind_Firm Generation Capacity2038 | System | Battery | Build Battery-Wind 2029 | Build Battery-Wind | Firm Generation Capacity | 1 | 2038-01-01 | 0 | MW
0 | 0 | System | Battery | Build Battery-Wind 2029 | Build Battery-Wind | Firm Generation Capacity | 1 | 2038-04-01 | 0 | MW
0 | 0 | System | Battery | Build Battery-Wind 2029 | Build Battery-Wind | Firm Generation Capacity | 1 | 2038-07-01 | 0 | MW
0 | 0 | System | Battery | Build Battery-Wind 2029 | Build Battery-Wind | Firm Generation Capacity | 1 | 2038-10-01 | 0 | MW
Build Battery-Wind 2029_Firm Generation Capacity2039 | Build Battery-Wind_Firm Generation Capacity2039 | System | Battery | Build Battery-Wind 2029 | Build Battery-Wind | Firm Generation Capacity | 1 | 2039-01-01 | 0 | MW
0 | 0 | System | Battery | Build Battery-Wind 2029 | Build Battery-Wind | Firm Generation Capacity | 1 | 2039-04-01 | 0 | MW
0 | 0 | System | Battery | Build Battery-Wind 2029 | Build Battery-Wind | Firm Generation Capacity | 1 | 2039-07-01 | 0 | MW
0 | 0 | System | Battery | Build Battery-Wind 2029 | Build Battery-Wind | Firm Generation Capacity | 1 | 2039-10-01 | 0 | MW
Build Battery-Wind 2029_Firm Generation Capacity2040 | Build Battery-Wind_Firm Generation Capacity2040 | System | Battery | Build Battery-Wind 2029 | Build Battery-Wind | Firm Generation Capacity | 1 | 2040-01-01 | 0 | MW
0 | 0 | System | Battery | Build Battery-Wind 2029 | Build Battery-Wind | Firm Generation Capacity | 1 | 2040-04-01 | 0 | MW
0 | 0 | System | Battery | Build Battery-Wind 2029 | Build Battery-Wind | Firm Generation Capacity | 1 | 2040-07-01 | 0 | MW
0 | 0 | System | Battery | Build Battery-Wind 2029 | Build Battery-Wind | Firm Generation Capacity | 1 | 2040-10-01 | 0 | MW
Build Battery-Wind 2029_Firm Generation Capacity2041 | Build Battery-Wind_Firm Generation Capacity2041 | System | Battery | Build Battery-Wind 2029 | Build Battery-Wind | Firm Generation Capacity | 1 | 2041-01-01 | 0 | MW
0 | 0 | System | Battery | Build Battery-Wind 2029 | Build Battery-Wind | Firm Generation Capacity | 1 | 2041-04-01 | 0 | MW
0 | 0 | System | Battery | Build Battery-Wind 2029 | Build Battery-Wind | Firm Generation Capacity | 1 | 2041-07-01 | 0 | MW
0 | 0 | System | Battery | Build Battery-Wind 2029 | Build Battery-Wind | Firm Generation Capacity | 1 | 2041-10-01 | 0 | MW
Build Battery-Wind 2029_Firm Generation Capacity2042 | Build Battery-Wind_Firm Generation Capacity2042 | System | Battery | Build Battery-Wind 2029 | Build Battery-Wind | Firm Generation Capacity | 1 | 2042-01-01 | 0 | MW
0 | 0 | System | Battery | Build Battery-Wind 2029 | Build Battery-Wind | Firm Generation Capacity | 1 | 2042-04-01 | 0 | MW
0 | 0 | System | Battery | Build Battery-Wind 2029 | Build Battery-Wind | Firm Generation Capacity | 1 | 2042-07-01 | 0 | MW
0 | 0 | System | Battery | Build Battery-Wind 2029 | Build Battery-Wind | Firm Generation Capacity | 1 | 2042-10-01 | 0 | MW
Build Battery-Wind 2029_Firm Generation Capacity2043 | Build Battery-Wind_Firm Generation Capacity2043 | System | Battery | Build Battery-Wind 2029 | Build Battery-Wind | Firm Generation Capacity | 1 | 2043-01-01 | 0 | MW
0 | 0 | System | Battery | Build Battery-Wind 2029 | Build Battery-Wind | Firm Generation Capacity | 1 | 2043-04-01 | 0 | MW
0 | 0 | System | Battery | Build Battery-Wind 2029 | Build Battery-Wind | Firm Generation Capacity | 1 | 2043-07-01 | 0 | MW
0 | 0 | System | Battery | Build Battery-Wind 2029 | Build Battery-Wind | Firm Generation Capacity | 1 | 2043-10-01 | 0 | MW
Build Battery-Wind 2030_Firm Generation Capacity2024 | Build Battery-Wind_Firm Generation Capacity2024 | System | Battery | Build Battery-Wind 2030 | Build Battery-Wind | Firm Generation Capacity | 1 | 2024-01-01 | 0 | MW
0 | 0 | System | Battery | Build Battery-Wind 2030 | Build Battery-Wind | Firm Generation Capacity | 1 | 2024-04-01 | 0 | MW
0 | 0 | System | Battery | Build Battery-Wind 2030 | Build Battery-Wind | Firm Generation Capacity | 1 | 2024-07-01 | 0 | MW
0 | 0 | System | Battery | Build Battery-Wind 2030 | Build Battery-Wind | Firm Generation Capacity | 1 | 2024-10-01 | 0 | MW
Build Battery-Wind 2030_Firm Generation Capacity2025 | Build Battery-Wind_Firm Generation Capacity2025 | System | Battery | Build Battery-Wind 2030 | Build Battery-Wind | Firm Generation Capacity | 1 | 2025-01-01 | 0 | MW
0 | 0 | System | Battery | Build Battery-Wind 2030 | Build Battery-Wind | Firm Generation Capacity | 1 | 2025-04-01 | 0 | MW
0 | 0 | System | Battery | Build Battery-Wind 2030 | Build Battery-Wind | Firm Generation Capacity | 1 | 2025-07-01 | 0 | MW
0 | 0 | System | Battery | Build Battery-Wind 2030 | Build Battery-Wind | Firm Generation Capacity | 1 | 2025-10-01 | 0 | MW
Build Battery-Wind 2030_Firm Generation Capacity2026 | Build Battery-Wind_Firm Generation Capacity2026 | System | Battery | Build Battery-Wind 2030 | Build Battery-Wind | Firm Generation Capacity | 1 | 2026-01-01 | 0 | MW
0 | 0 | System | Battery | Build Battery-Wind 2030 | Build Battery-Wind | Firm Generation Capacity | 1 | 2026-04-01 | 0 | MW
0 | 0 | System | Battery | Build Battery-Wind 2030 | Build Battery-Wind | Firm Generation Capacity | 1 | 2026-07-01 | 0 | MW
0 | 0 | System | Battery | Build Battery-Wind 2030 | Build Battery-Wind | Firm Generation Capacity | 1 | 2026-10-01 | 0 | MW
Build Battery-Wind 2030_Firm Generation Capacity2027 | Build Battery-Wind_Firm Generation Capacity2027 | System | Battery | Build Battery-Wind 2030 | Build Battery-Wind | Firm Generation Capacity | 1 | 2027-01-01 | 0 | MW
0 | 0 | System | Battery | Build Battery-Wind 2030 | Build Battery-Wind | Firm Generation Capacity | 1 | 2027-04-01 | 0 | MW
0 | 0 | System | Battery | Build Battery-Wind 2030 | Build Battery-Wind | Firm Generation Capacity | 1 | 2027-07-01 | 0 | MW
0 | 0 | System | Battery | Build Battery-Wind 2030 | Build Battery-Wind | Firm Generation Capacity | 1 | 2027-10-01 | 0 | MW
Build Battery-Wind 2030_Firm Generation Capacity2028 | Build Battery-Wind_Firm Generation Capacity2028 | System | Battery | Build Battery-Wind 2030 | Build Battery-Wind | Firm Generation Capacity | 1 | 2028-01-01 | 0 | MW
0 | 0 | System | Battery | Build Battery-Wind 2030 | Build Battery-Wind | Firm Generation Capacity | 1 | 2028-04-01 | 0 | MW
0 | 0 | System | Battery | Build Battery-Wind 2030 | Build Battery-Wind | Firm Generation Capacity | 1 | 2028-07-01 | 0 | MW
0 | 0 | System | Battery | Build Battery-Wind 2030 | Build Battery-Wind | Firm Generation Capacity | 1 | 2028-10-01 | 0 | MW
Build Battery-Wind 2030_Firm Generation Capacity2029 | Build Battery-Wind_Firm Generation Capacity2029 | System | Battery | Build Battery-Wind 2030 | Build Battery-Wind | Firm Generation Capacity | 1 | 2029-01-01 | 0 | MW
0 | 0 | System | Battery | Build Battery-Wind 2030 | Build Battery-Wind | Firm Generation Capacity | 1 | 2029-04-01 | 0 | MW
0 | 0 | System | Battery | Build Battery-Wind 2030 | Build Battery-Wind | Firm Generation Capacity | 1 | 2029-07-01 | 0 | MW
0 | 0 | System | Battery | Build Battery-Wind 2030 | Build Battery-Wind | Firm Generation Capacity | 1 | 2029-10-01 | 0 | MW
Build Battery-Wind 2030_Firm Generation Capacity2030 | Build Battery-Wind_Firm Generation Capacity2030 | System | Battery | Build Battery-Wind 2030 | Build Battery-Wind | Firm Generation Capacity | 1 | 2030-01-01 | 0 | MW
0 | 0 | System | Battery | Build Battery-Wind 2030 | Build Battery-Wind | Firm Generation Capacity | 1 | 2030-04-01 | 0 | MW
0 | 0 | System | Battery | Build Battery-Wind 2030 | Build Battery-Wind | Firm Generation Capacity | 1 | 2030-07-01 | 0 | MW
0 | 0 | System | Battery | Build Battery-Wind 2030 | Build Battery-Wind | Firm Generation Capacity | 1 | 2030-10-01 | 0 | MW
Build Battery-Wind 2030_Firm Generation Capacity2031 | Build Battery-Wind_Firm Generation Capacity2031 | System | Battery | Build Battery-Wind 2030 | Build Battery-Wind | Firm Generation Capacity | 1 | 2031-01-01 | 0 | MW
0 | 0 | System | Battery | Build Battery-Wind 2030 | Build Battery-Wind | Firm Generation Capacity | 1 | 2031-04-01 | 0 | MW
0 | 0 | System | Battery | Build Battery-Wind 2030 | Build Battery-Wind | Firm Generation Capacity | 1 | 2031-07-01 | 0 | MW
0 | 0 | System | Battery | Build Battery-Wind 2030 | Build Battery-Wind | Firm Generation Capacity | 1 | 2031-10-01 | 0 | MW
Build Battery-Wind 2030_Firm Generation Capacity2032 | Build Battery-Wind_Firm Generation Capacity2032 | System | Battery | Build Battery-Wind 2030 | Build Battery-Wind | Firm Generation Capacity | 1 | 2032-01-01 | 0 | MW
0 | 0 | System | Battery | Build Battery-Wind 2030 | Build Battery-Wind | Firm Generation Capacity | 1 | 2032-04-01 | 0 | MW
0 | 0 | System | Battery | Build Battery-Wind 2030 | Build Battery-Wind | Firm Generation Capacity | 1 | 2032-07-01 | 0 | MW
0 | 0 | System | Battery | Build Battery-Wind 2030 | Build Battery-Wind | Firm Generation Capacity | 1 | 2032-10-01 | 0 | MW
Build Battery-Wind 2030_Firm Generation Capacity2033 | Build Battery-Wind_Firm Generation Capacity2033 | System | Battery | Build Battery-Wind 2030 | Build Battery-Wind | Firm Generation Capacity | 1 | 2033-01-01 | 0 | MW
0 | 0 | System | Battery | Build Battery-Wind 2030 | Build Battery-Wind | Firm Generation Capacity | 1 | 2033-04-01 | 0 | MW
0 | 0 | System | Battery | Build Battery-Wind 2030 | Build Battery-Wind | Firm Generation Capacity | 1 | 2033-07-01 | 0 | MW
0 | 0 | System | Battery | Build Battery-Wind 2030 | Build Battery-Wind | Firm Generation Capacity | 1 | 2033-10-01 | 0 | MW
Build Battery-Wind 2030_Firm Generation Capacity2034 | Build Battery-Wind_Firm Generation Capacity2034 | System | Battery | Build Battery-Wind 2030 | Build Battery-Wind | Firm Generation Capacity | 1 | 2034-01-01 | 0 | MW
0 | 0 | System | Battery | Build Battery-Wind 2030 | Build Battery-Wind | Firm Generation Capacity | 1 | 2034-04-01 | 0 | MW
0 | 0 | System | Battery | Build Battery-Wind 2030 | Build Battery-Wind | Firm Generation Capacity | 1 | 2034-07-01 | 0 | MW
0 | 0 | System | Battery | Build Battery-Wind 2030 | Build Battery-Wind | Firm Generation Capacity | 1 | 2034-10-01 | 0 | MW
Build Battery-Wind 2030_Firm Generation Capacity2035 | Build Battery-Wind_Firm Generation Capacity2035 | System | Battery | Build Battery-Wind 2030 | Build Battery-Wind | Firm Generation Capacity | 1 | 2035-01-01 | 0 | MW
0 | 0 | System | Battery | Build Battery-Wind 2030 | Build Battery-Wind | Firm Generation Capacity | 1 | 2035-04-01 | 0 | MW
0 | 0 | System | Battery | Build Battery-Wind 2030 | Build Battery-Wind | Firm Generation Capacity | 1 | 2035-07-01 | 0 | MW
0 | 0 | System | Battery | Build Battery-Wind 2030 | Build Battery-Wind | Firm Generation Capacity | 1 | 2035-10-01 | 0 | MW
Build Battery-Wind 2030_Firm Generation Capacity2036 | Build Battery-Wind_Firm Generation Capacity2036 | System | Battery | Build Battery-Wind 2030 | Build Battery-Wind | Firm Generation Capacity | 1 | 2036-01-01 | 0 | MW
0 | 0 | System | Battery | Build Battery-Wind 2030 | Build Battery-Wind | Firm Generation Capacity | 1 | 2036-04-01 | 0 | MW
0 | 0 | System | Battery | Build Battery-Wind 2030 | Build Battery-Wind | Firm Generation Capacity | 1 | 2036-07-01 | 0 | MW
0 | 0 | System | Battery | Build Battery-Wind 2030 | Build Battery-Wind | Firm Generation Capacity | 1 | 2036-10-01 | 0 | MW
Build Battery-Wind 2030_Firm Generation Capacity2037 | Build Battery-Wind_Firm Generation Capacity2037 | System | Battery | Build Battery-Wind 2030 | Build Battery-Wind | Firm Generation Capacity | 1 | 2037-01-01 | 0 | MW
0 | 0 | System | Battery | Build Battery-Wind 2030 | Build Battery-Wind | Firm Generation Capacity | 1 | 2037-04-01 | 0 | MW
0 | 0 | System | Battery | Build Battery-Wind 2030 | Build Battery-Wind | Firm Generation Capacity | 1 | 2037-07-01 | 0 | MW
0 | 0 | System | Battery | Build Battery-Wind 2030 | Build Battery-Wind | Firm Generation Capacity | 1 | 2037-10-01 | 0 | MW
Build Battery-Wind 2030_Firm Generation Capacity2038 | Build Battery-Wind_Firm Generation Capacity2038 | System | Battery | Build Battery-Wind 2030 | Build Battery-Wind | Firm Generation Capacity | 1 | 2038-01-01 | 0 | MW
0 | 0 | System | Battery | Build Battery-Wind 2030 | Build Battery-Wind | Firm Generation Capacity | 1 | 2038-04-01 | 0 | MW
0 | 0 | System | Battery | Build Battery-Wind 2030 | Build Battery-Wind | Firm Generation Capacity | 1 | 2038-07-01 | 0 | MW
0 | 0 | System | Battery | Build Battery-Wind 2030 | Build Battery-Wind | Firm Generation Capacity | 1 | 2038-10-01 | 0 | MW
Build Battery-Wind 2030_Firm Generation Capacity2039 | Build Battery-Wind_Firm Generation Capacity2039 | System | Battery | Build Battery-Wind 2030 | Build Battery-Wind | Firm Generation Capacity | 1 | 2039-01-01 | 0 | MW
0 | 0 | System | Battery | Build Battery-Wind 2030 | Build Battery-Wind | Firm Generation Capacity | 1 | 2039-04-01 | 0 | MW
0 | 0 | System | Battery | Build Battery-Wind 2030 | Build Battery-Wind | Firm Generation Capacity | 1 | 2039-07-01 | 0 | MW
0 | 0 | System | Battery | Build Battery-Wind 2030 | Build Battery-Wind | Firm Generation Capacity | 1 | 2039-10-01 | 0 | MW
Build Battery-Wind 2030_Firm Generation Capacity2040 | Build Battery-Wind_Firm Generation Capacity2040 | System | Battery | Build Battery-Wind 2030 | Build Battery-Wind | Firm Generation Capacity | 1 | 2040-01-01 | 0 | MW
0 | 0 | System | Battery | Build Battery-Wind 2030 | Build Battery-Wind | Firm Generation Capacity | 1 | 2040-04-01 | 0 | MW
0 | 0 | System | Battery | Build Battery-Wind 2030 | Build Battery-Wind | Firm Generation Capacity | 1 | 2040-07-01 | 0 | MW
0 | 0 | System | Battery | Build Battery-Wind 2030 | Build Battery-Wind | Firm Generation Capacity | 1 | 2040-10-01 | 0 | MW
Build Battery-Wind 2030_Firm Generation Capacity2041 | Build Battery-Wind_Firm Generation Capacity2041 | System | Battery | Build Battery-Wind 2030 | Build Battery-Wind | Firm Generation Capacity | 1 | 2041-01-01 | 0 | MW
0 | 0 | System | Battery | Build Battery-Wind 2030 | Build Battery-Wind | Firm Generation Capacity | 1 | 2041-04-01 | 0 | MW
0 | 0 | System | Battery | Build Battery-Wind 2030 | Build Battery-Wind | Firm Generation Capacity | 1 | 2041-07-01 | 0 | MW
0 | 0 | System | Battery | Build Battery-Wind 2030 | Build Battery-Wind | Firm Generation Capacity | 1 | 2041-10-01 | 0 | MW
Build Battery-Wind 2030_Firm Generation Capacity2042 | Build Battery-Wind_Firm Generation Capacity2042 | System | Battery | Build Battery-Wind 2030 | Build Battery-Wind | Firm Generation Capacity | 1 | 2042-01-01 | 0 | MW
0 | 0 | System | Battery | Build Battery-Wind 2030 | Build Battery-Wind | Firm Generation Capacity | 1 | 2042-04-01 | 0 | MW
0 | 0 | System | Battery | Build Battery-Wind 2030 | Build Battery-Wind | Firm Generation Capacity | 1 | 2042-07-01 | 0 | MW
0 | 0 | System | Battery | Build Battery-Wind 2030 | Build Battery-Wind | Firm Generation Capacity | 1 | 2042-10-01 | 0 | MW
Build Battery-Wind 2030_Firm Generation Capacity2043 | Build Battery-Wind_Firm Generation Capacity2043 | System | Battery | Build Battery-Wind 2030 | Build Battery-Wind | Firm Generation Capacity | 1 | 2043-01-01 | 0 | MW
0 | 0 | System | Battery | Build Battery-Wind 2030 | Build Battery-Wind | Firm Generation Capacity | 1 | 2043-04-01 | 0 | MW
0 | 0 | System | Battery | Build Battery-Wind 2030 | Build Battery-Wind | Firm Generation Capacity | 1 | 2043-07-01 | 0 | MW
0 | 0 | System | Battery | Build Battery-Wind 2030 | Build Battery-Wind | Firm Generation Capacity | 1 | 2043-10-01 | 0 | MW
Build Battery-Wind 2031_Firm Generation Capacity2024 | Build Battery-Wind_Firm Generation Capacity2024 | System | Battery | Build Battery-Wind 2031 | Build Battery-Wind | Firm Generation Capacity | 1 | 2024-01-01 | 0 | MW
0 | 0 | System | Battery | Build Battery-Wind 2031 | Build Battery-Wind | Firm Generation Capacity | 1 | 2024-04-01 | 0 | MW
0 | 0 | System | Battery | Build Battery-Wind 2031 | Build Battery-Wind | Firm Generation Capacity | 1 | 2024-07-01 | 0 | MW
0 | 0 | System | Battery | Build Battery-Wind 2031 | Build Battery-Wind | Firm Generation Capacity | 1 | 2024-10-01 | 0 | MW
Build Battery-Wind 2031_Firm Generation Capacity2025 | Build Battery-Wind_Firm Generation Capacity2025 | System | Battery | Build Battery-Wind 2031 | Build Battery-Wind | Firm Generation Capacity | 1 | 2025-01-01 | 0 | MW
0 | 0 | System | Battery | Build Battery-Wind 2031 | Build Battery-Wind | Firm Generation Capacity | 1 | 2025-04-01 | 0 | MW
0 | 0 | System | Battery | Build Battery-Wind 2031 | Build Battery-Wind | Firm Generation Capacity | 1 | 2025-07-01 | 0 | MW
0 | 0 | System | Battery | Build Battery-Wind 2031 | Build Battery-Wind | Firm Generation Capacity | 1 | 2025-10-01 | 0 | MW
Build Battery-Wind 2031_Firm Generation Capacity2026 | Build Battery-Wind_Firm Generation Capacity2026 | System | Battery | Build Battery-Wind 2031 | Build Battery-Wind | Firm Generation Capacity | 1 | 2026-01-01 | 0 | MW
0 | 0 | System | Battery | Build Battery-Wind 2031 | Build Battery-Wind | Firm Generation Capacity | 1 | 2026-04-01 | 0 | MW
0 | 0 | System | Battery | Build Battery-Wind 2031 | Build Battery-Wind | Firm Generation Capacity | 1 | 2026-07-01 | 0 | MW
0 | 0 | System | Battery | Build Battery-Wind 2031 | Build Battery-Wind | Firm Generation Capacity | 1 | 2026-10-01 | 0 | MW
Build Battery-Wind 2031_Firm Generation Capacity2027 | Build Battery-Wind_Firm Generation Capacity2027 | System | Battery | Build Battery-Wind 2031 | Build Battery-Wind | Firm Generation Capacity | 1 | 2027-01-01 | 0 | MW
0 | 0 | System | Battery | Build Battery-Wind 2031 | Build Battery-Wind | Firm Generation Capacity | 1 | 2027-04-01 | 0 | MW
0 | 0 | System | Battery | Build Battery-Wind 2031 | Build Battery-Wind | Firm Generation Capacity | 1 | 2027-07-01 | 0 | MW
0 | 0 | System | Battery | Build Battery-Wind 2031 | Build Battery-Wind | Firm Generation Capacity | 1 | 2027-10-01 | 0 | MW
Build Battery-Wind 2031_Firm Generation Capacity2028 | Build Battery-Wind_Firm Generation Capacity2028 | System | Battery | Build Battery-Wind 2031 | Build Battery-Wind | Firm Generation Capacity | 1 | 2028-01-01 | 0 | MW
0 | 0 | System | Battery | Build Battery-Wind 2031 | Build Battery-Wind | Firm Generation Capacity | 1 | 2028-04-01 | 0 | MW
0 | 0 | System | Battery | Build Battery-Wind 2031 | Build Battery-Wind | Firm Generation Capacity | 1 | 2028-07-01 | 0 | MW
0 | 0 | System | Battery | Build Battery-Wind 2031 | Build Battery-Wind | Firm Generation Capacity | 1 | 2028-10-01 | 0 | MW
Build Battery-Wind 2031_Firm Generation Capacity2029 | Build Battery-Wind_Firm Generation Capacity2029 | System | Battery | Build Battery-Wind 2031 | Build Battery-Wind | Firm Generation Capacity | 1 | 2029-01-01 | 0 | MW
0 | 0 | System | Battery | Build Battery-Wind 2031 | Build Battery-Wind | Firm Generation Capacity | 1 | 2029-04-01 | 0 | MW
0 | 0 | System | Battery | Build Battery-Wind 2031 | Build Battery-Wind | Firm Generation Capacity | 1 | 2029-07-01 | 0 | MW
0 | 0 | System | Battery | Build Battery-Wind 2031 | Build Battery-Wind | Firm Generation Capacity | 1 | 2029-10-01 | 0 | MW
Build Battery-Wind 2031_Firm Generation Capacity2030 | Build Battery-Wind_Firm Generation Capacity2030 | System | Battery | Build Battery-Wind 2031 | Build Battery-Wind | Firm Generation Capacity | 1 | 2030-01-01 | 0 | MW
0 | 0 | System | Battery | Build Battery-Wind 2031 | Build Battery-Wind | Firm Generation Capacity | 1 | 2030-04-01 | 0 | MW
0 | 0 | System | Battery | Build Battery-Wind 2031 | Build Battery-Wind | Firm Generation Capacity | 1 | 2030-07-01 | 0 | MW
0 | 0 | System | Battery | Build Battery-Wind 2031 | Build Battery-Wind | Firm Generation Capacity | 1 | 2030-10-01 | 0 | MW
Build Battery-Wind 2031_Firm Generation Capacity2031 | Build Battery-Wind_Firm Generation Capacity2031 | System | Battery | Build Battery-Wind 2031 | Build Battery-Wind | Firm Generation Capacity | 1 | 2031-01-01 | 0 | MW
0 | 0 | System | Battery | Build Battery-Wind 2031 | Build Battery-Wind | Firm Generation Capacity | 1 | 2031-04-01 | 0 | MW
0 | 0 | System | Battery | Build Battery-Wind 2031 | Build Battery-Wind | Firm Generation Capacity | 1 | 2031-07-01 | 0 | MW
0 | 0 | System | Battery | Build Battery-Wind 2031 | Build Battery-Wind | Firm Generation Capacity | 1 | 2031-10-01 | 0 | MW
Build Battery-Wind 2031_Firm Generation Capacity2032 | Build Battery-Wind_Firm Generation Capacity2032 | System | Battery | Build Battery-Wind 2031 | Build Battery-Wind | Firm Generation Capacity | 1 | 2032-01-01 | 0 | MW
0 | 0 | System | Battery | Build Battery-Wind 2031 | Build Battery-Wind | Firm Generation Capacity | 1 | 2032-04-01 | 0 | MW
0 | 0 | System | Battery | Build Battery-Wind 2031 | Build Battery-Wind | Firm Generation Capacity | 1 | 2032-07-01 | 0 | MW
0 | 0 | System | Battery | Build Battery-Wind 2031 | Build Battery-Wind | Firm Generation Capacity | 1 | 2032-10-01 | 0 | MW
Build Battery-Wind 2031_Firm Generation Capacity2033 | Build Battery-Wind_Firm Generation Capacity2033 | System | Battery | Build Battery-Wind 2031 | Build Battery-Wind | Firm Generation Capacity | 1 | 2033-01-01 | 0 | MW
0 | 0 | System | Battery | Build Battery-Wind 2031 | Build Battery-Wind | Firm Generation Capacity | 1 | 2033-04-01 | 0 | MW
0 | 0 | System | Battery | Build Battery-Wind 2031 | Build Battery-Wind | Firm Generation Capacity | 1 | 2033-07-01 | 0 | MW
0 | 0 | System | Battery | Build Battery-Wind 2031 | Build Battery-Wind | Firm Generation Capacity | 1 | 2033-10-01 | 0 | MW
Build Battery-Wind 2031_Firm Generation Capacity2034 | Build Battery-Wind_Firm Generation Capacity2034 | System | Battery | Build Battery-Wind 2031 | Build Battery-Wind | Firm Generation Capacity | 1 | 2034-01-01 | 0 | MW
0 | 0 | System | Battery | Build Battery-Wind 2031 | Build Battery-Wind | Firm Generation Capacity | 1 | 2034-04-01 | 0 | MW
0 | 0 | System | Battery | Build Battery-Wind 2031 | Build Battery-Wind | Firm Generation Capacity | 1 | 2034-07-01 | 0 | MW
0 | 0 | System | Battery | Build Battery-Wind 2031 | Build Battery-Wind | Firm Generation Capacity | 1 | 2034-10-01 | 0 | MW
Build Battery-Wind 2031_Firm Generation Capacity2035 | Build Battery-Wind_Firm Generation Capacity2035 | System | Battery | Build Battery-Wind 2031 | Build Battery-Wind | Firm Generation Capacity | 1 | 2035-01-01 | 0 | MW
0 | 0 | System | Battery | Build Battery-Wind 2031 | Build Battery-Wind | Firm Generation Capacity | 1 | 2035-04-01 | 0 | MW
0 | 0 | System | Battery | Build Battery-Wind 2031 | Build Battery-Wind | Firm Generation Capacity | 1 | 2035-07-01 | 0 | MW
0 | 0 | System | Battery | Build Battery-Wind 2031 | Build Battery-Wind | Firm Generation Capacity | 1 | 2035-10-01 | 0 | MW
Build Battery-Wind 2031_Firm Generation Capacity2036 | Build Battery-Wind_Firm Generation Capacity2036 | System | Battery | Build Battery-Wind 2031 | Build Battery-Wind | Firm Generation Capacity | 1 | 2036-01-01 | 0 | MW
0 | 0 | System | Battery | Build Battery-Wind 2031 | Build Battery-Wind | Firm Generation Capacity | 1 | 2036-04-01 | 0 | MW
0 | 0 | System | Battery | Build Battery-Wind 2031 | Build Battery-Wind | Firm Generation Capacity | 1 | 2036-07-01 | 0 | MW
0 | 0 | System | Battery | Build Battery-Wind 2031 | Build Battery-Wind | Firm Generation Capacity | 1 | 2036-10-01 | 0 | MW
Build Battery-Wind 2031_Firm Generation Capacity2037 | Build Battery-Wind_Firm Generation Capacity2037 | System | Battery | Build Battery-Wind 2031 | Build Battery-Wind | Firm Generation Capacity | 1 | 2037-01-01 | 0 | MW
0 | 0 | System | Battery | Build Battery-Wind 2031 | Build Battery-Wind | Firm Generation Capacity | 1 | 2037-04-01 | 0 | MW
0 | 0 | System | Battery | Build Battery-Wind 2031 | Build Battery-Wind | Firm Generation Capacity | 1 | 2037-07-01 | 0 | MW
0 | 0 | System | Battery | Build Battery-Wind 2031 | Build Battery-Wind | Firm Generation Capacity | 1 | 2037-10-01 | 0 | MW
Build Battery-Wind 2031_Firm Generation Capacity2038 | Build Battery-Wind_Firm Generation Capacity2038 | System | Battery | Build Battery-Wind 2031 | Build Battery-Wind | Firm Generation Capacity | 1 | 2038-01-01 | 0 | MW
0 | 0 | System | Battery | Build Battery-Wind 2031 | Build Battery-Wind | Firm Generation Capacity | 1 | 2038-04-01 | 0 | MW
0 | 0 | System | Battery | Build Battery-Wind 2031 | Build Battery-Wind | Firm Generation Capacity | 1 | 2038-07-01 | 0 | MW
0 | 0 | System | Battery | Build Battery-Wind 2031 | Build Battery-Wind | Firm Generation Capacity | 1 | 2038-10-01 | 0 | MW
Build Battery-Wind 2031_Firm Generation Capacity2039 | Build Battery-Wind_Firm Generation Capacity2039 | System | Battery | Build Battery-Wind 2031 | Build Battery-Wind | Firm Generation Capacity | 1 | 2039-01-01 | 0 | MW
0 | 0 | System | Battery | Build Battery-Wind 2031 | Build Battery-Wind | Firm Generation Capacity | 1 | 2039-04-01 | 0 | MW
0 | 0 | System | Battery | Build Battery-Wind 2031 | Build Battery-Wind | Firm Generation Capacity | 1 | 2039-07-01 | 0 | MW
0 | 0 | System | Battery | Build Battery-Wind 2031 | Build Battery-Wind | Firm Generation Capacity | 1 | 2039-10-01 | 0 | MW
Build Battery-Wind 2031_Firm Generation Capacity2040 | Build Battery-Wind_Firm Generation Capacity2040 | System | Battery | Build Battery-Wind 2031 | Build Battery-Wind | Firm Generation Capacity | 1 | 2040-01-01 | 0 | MW
0 | 0 | System | Battery | Build Battery-Wind 2031 | Build Battery-Wind | Firm Generation Capacity | 1 | 2040-04-01 | 0 | MW
0 | 0 | System | Battery | Build Battery-Wind 2031 | Build Battery-Wind | Firm Generation Capacity | 1 | 2040-07-01 | 0 | MW
0 | 0 | System | Battery | Build Battery-Wind 2031 | Build Battery-Wind | Firm Generation Capacity | 1 | 2040-10-01 | 0 | MW
Build Battery-Wind 2031_Firm Generation Capacity2041 | Build Battery-Wind_Firm Generation Capacity2041 | System | Battery | Build Battery-Wind 2031 | Build Battery-Wind | Firm Generation Capacity | 1 | 2041-01-01 | 0 | MW
0 | 0 | System | Battery | Build Battery-Wind 2031 | Build Battery-Wind | Firm Generation Capacity | 1 | 2041-04-01 | 0 | MW
0 | 0 | System | Battery | Build Battery-Wind 2031 | Build Battery-Wind | Firm Generation Capacity | 1 | 2041-07-01 | 0 | MW
0 | 0 | System | Battery | Build Battery-Wind 2031 | Build Battery-Wind | Firm Generation Capacity | 1 | 2041-10-01 | 0 | MW
Build Battery-Wind 2031_Firm Generation Capacity2042 | Build Battery-Wind_Firm Generation Capacity2042 | System | Battery | Build Battery-Wind 2031 | Build Battery-Wind | Firm Generation Capacity | 1 | 2042-01-01 | 0 | MW
0 | 0 | System | Battery | Build Battery-Wind 2031 | Build Battery-Wind | Firm Generation Capacity | 1 | 2042-04-01 | 0 | MW
0 | 0 | System | Battery | Build Battery-Wind 2031 | Build Battery-Wind | Firm Generation Capacity | 1 | 2042-07-01 | 0 | MW
0 | 0 | System | Battery | Build Battery-Wind 2031 | Build Battery-Wind | Firm Generation Capacity | 1 | 2042-10-01 | 0 | MW
Build Battery-Wind 2031_Firm Generation Capacity2043 | Build Battery-Wind_Firm Generation Capacity2043 | System | Battery | Build Battery-Wind 2031 | Build Battery-Wind | Firm Generation Capacity | 1 | 2043-01-01 | 0 | MW
0 | 0 | System | Battery | Build Battery-Wind 2031 | Build Battery-Wind | Firm Generation Capacity | 1 | 2043-04-01 | 0 | MW
0 | 0 | System | Battery | Build Battery-Wind 2031 | Build Battery-Wind | Firm Generation Capacity | 1 | 2043-07-01 | 0 | MW
0 | 0 | System | Battery | Build Battery-Wind 2031 | Build Battery-Wind | Firm Generation Capacity | 1 | 2043-10-01 | 0 | MW
Build Battery-Wind 2032_Firm Generation Capacity2024 | Build Battery-Wind_Firm Generation Capacity2024 | System | Battery | Build Battery-Wind 2032 | Build Battery-Wind | Firm Generation Capacity | 1 | 2024-01-01 | 0 | MW
0 | 0 | System | Battery | Build Battery-Wind 2032 | Build Battery-Wind | Firm Generation Capacity | 1 | 2024-04-01 | 0 | MW
0 | 0 | System | Battery | Build Battery-Wind 2032 | Build Battery-Wind | Firm Generation Capacity | 1 | 2024-07-01 | 0 | MW
0 | 0 | System | Battery | Build Battery-Wind 2032 | Build Battery-Wind | Firm Generation Capacity | 1 | 2024-10-01 | 0 | MW
Build Battery-Wind 2032_Firm Generation Capacity2025 | Build Battery-Wind_Firm Generation Capacity2025 | System | Battery | Build Battery-Wind 2032 | Build Battery-Wind | Firm Generation Capacity | 1 | 2025-01-01 | 0 | MW
0 | 0 | System | Battery | Build Battery-Wind 2032 | Build Battery-Wind | Firm Generation Capacity | 1 | 2025-04-01 | 0 | MW
0 | 0 | System | Battery | Build Battery-Wind 2032 | Build Battery-Wind | Firm Generation Capacity | 1 | 2025-07-01 | 0 | MW
0 | 0 | System | Battery | Build Battery-Wind 2032 | Build Battery-Wind | Firm Generation Capacity | 1 | 2025-10-01 | 0 | MW
Build Battery-Wind 2032_Firm Generation Capacity2026 | Build Battery-Wind_Firm Generation Capacity2026 | System | Battery | Build Battery-Wind 2032 | Build Battery-Wind | Firm Generation Capacity | 1 | 2026-01-01 | 0 | MW
0 | 0 | System | Battery | Build Battery-Wind 2032 | Build Battery-Wind | Firm Generation Capacity | 1 | 2026-04-01 | 0 | MW
0 | 0 | System | Battery | Build Battery-Wind 2032 | Build Battery-Wind | Firm Generation Capacity | 1 | 2026-07-01 | 0 | MW
0 | 0 | System | Battery | Build Battery-Wind 2032 | Build Battery-Wind | Firm Generation Capacity | 1 | 2026-10-01 | 0 | MW
Build Battery-Wind 2032_Firm Generation Capacity2027 | Build Battery-Wind_Firm Generation Capacity2027 | System | Battery | Build Battery-Wind 2032 | Build Battery-Wind | Firm Generation Capacity | 1 | 2027-01-01 | 0 | MW
0 | 0 | System | Battery | Build Battery-Wind 2032 | Build Battery-Wind | Firm Generation Capacity | 1 | 2027-04-01 | 0 | MW
0 | 0 | System | Battery | Build Battery-Wind 2032 | Build Battery-Wind | Firm Generation Capacity | 1 | 2027-07-01 | 0 | MW
0 | 0 | System | Battery | Build Battery-Wind 2032 | Build Battery-Wind | Firm Generation Capacity | 1 | 2027-10-01 | 0 | MW
Build Battery-Wind 2032_Firm Generation Capacity2028 | Build Battery-Wind_Firm Generation Capacity2028 | System | Battery | Build Battery-Wind 2032 | Build Battery-Wind | Firm Generation Capacity | 1 | 2028-01-01 | 0 | MW
0 | 0 | System | Battery | Build Battery-Wind 2032 | Build Battery-Wind | Firm Generation Capacity | 1 | 2028-04-01 | 0 | MW
0 | 0 | System | Battery | Build Battery-Wind 2032 | Build Battery-Wind | Firm Generation Capacity | 1 | 2028-07-01 | 0 | MW
0 | 0 | System | Battery | Build Battery-Wind 2032 | Build Battery-Wind | Firm Generation Capacity | 1 | 2028-10-01 | 0 | MW
Build Battery-Wind 2032_Firm Generation Capacity2029 | Build Battery-Wind_Firm Generation Capacity2029 | System | Battery | Build Battery-Wind 2032 | Build Battery-Wind | Firm Generation Capacity | 1 | 2029-01-01 | 0 | MW
0 | 0 | System | Battery | Build Battery-Wind 2032 | Build Battery-Wind | Firm Generation Capacity | 1 | 2029-04-01 | 0 | MW
0 | 0 | System | Battery | Build Battery-Wind 2032 | Build Battery-Wind | Firm Generation Capacity | 1 | 2029-07-01 | 0 | MW
0 | 0 | System | Battery | Build Battery-Wind 2032 | Build Battery-Wind | Firm Generation Capacity | 1 | 2029-10-01 | 0 | MW
Build Battery-Wind 2032_Firm Generation Capacity2030 | Build Battery-Wind_Firm Generation Capacity2030 | System | Battery | Build Battery-Wind 2032 | Build Battery-Wind | Firm Generation Capacity | 1 | 2030-01-01 | 0 | MW
0 | 0 | System | Battery | Build Battery-Wind 2032 | Build Battery-Wind | Firm Generation Capacity | 1 | 2030-04-01 | 0 | MW
0 | 0 | System | Battery | Build Battery-Wind 2032 | Build Battery-Wind | Firm Generation Capacity | 1 | 2030-07-01 | 0 | MW
0 | 0 | System | Battery | Build Battery-Wind 2032 | Build Battery-Wind | Firm Generation Capacity | 1 | 2030-10-01 | 0 | MW
Build Battery-Wind 2032_Firm Generation Capacity2031 | Build Battery-Wind_Firm Generation Capacity2031 | System | Battery | Build Battery-Wind 2032 | Build Battery-Wind | Firm Generation Capacity | 1 | 2031-01-01 | 0 | MW
0 | 0 | System | Battery | Build Battery-Wind 2032 | Build Battery-Wind | Firm Generation Capacity | 1 | 2031-04-01 | 0 | MW
0 | 0 | System | Battery | Build Battery-Wind 2032 | Build Battery-Wind | Firm Generation Capacity | 1 | 2031-07-01 | 0 | MW
0 | 0 | System | Battery | Build Battery-Wind 2032 | Build Battery-Wind | Firm Generation Capacity | 1 | 2031-10-01 | 0 | MW
Build Battery-Wind 2032_Firm Generation Capacity2032 | Build Battery-Wind_Firm Generation Capacity2032 | System | Battery | Build Battery-Wind 2032 | Build Battery-Wind | Firm Generation Capacity | 1 | 2032-01-01 | 0 | MW
0 | 0 | System | Battery | Build Battery-Wind 2032 | Build Battery-Wind | Firm Generation Capacity | 1 | 2032-04-01 | 0 | MW
0 | 0 | System | Battery | Build Battery-Wind 2032 | Build Battery-Wind | Firm Generation Capacity | 1 | 2032-07-01 | 0 | MW
0 | 0 | System | Battery | Build Battery-Wind 2032 | Build Battery-Wind | Firm Generation Capacity | 1 | 2032-10-01 | 0 | MW
Build Battery-Wind 2032_Firm Generation Capacity2033 | Build Battery-Wind_Firm Generation Capacity2033 | System | Battery | Build Battery-Wind 2032 | Build Battery-Wind | Firm Generation Capacity | 1 | 2033-01-01 | 0 | MW
0 | 0 | System | Battery | Build Battery-Wind 2032 | Build Battery-Wind | Firm Generation Capacity | 1 | 2033-04-01 | 0 | MW
0 | 0 | System | Battery | Build Battery-Wind 2032 | Build Battery-Wind | Firm Generation Capacity | 1 | 2033-07-01 | 0 | MW
0 | 0 | System | Battery | Build Battery-Wind 2032 | Build Battery-Wind | Firm Generation Capacity | 1 | 2033-10-01 | 0 | MW
Build Battery-Wind 2032_Firm Generation Capacity2034 | Build Battery-Wind_Firm Generation Capacity2034 | System | Battery | Build Battery-Wind 2032 | Build Battery-Wind | Firm Generation Capacity | 1 | 2034-01-01 | 0 | MW
0 | 0 | System | Battery | Build Battery-Wind 2032 | Build Battery-Wind | Firm Generation Capacity | 1 | 2034-04-01 | 0 | MW
0 | 0 | System | Battery | Build Battery-Wind 2032 | Build Battery-Wind | Firm Generation Capacity | 1 | 2034-07-01 | 0 | MW
0 | 0 | System | Battery | Build Battery-Wind 2032 | Build Battery-Wind | Firm Generation Capacity | 1 | 2034-10-01 | 0 | MW
Build Battery-Wind 2032_Firm Generation Capacity2035 | Build Battery-Wind_Firm Generation Capacity2035 | System | Battery | Build Battery-Wind 2032 | Build Battery-Wind | Firm Generation Capacity | 1 | 2035-01-01 | 0 | MW
0 | 0 | System | Battery | Build Battery-Wind 2032 | Build Battery-Wind | Firm Generation Capacity | 1 | 2035-04-01 | 0 | MW
0 | 0 | System | Battery | Build Battery-Wind 2032 | Build Battery-Wind | Firm Generation Capacity | 1 | 2035-07-01 | 0 | MW
0 | 0 | System | Battery | Build Battery-Wind 2032 | Build Battery-Wind | Firm Generation Capacity | 1 | 2035-10-01 | 0 | MW
Build Battery-Wind 2032_Firm Generation Capacity2036 | Build Battery-Wind_Firm Generation Capacity2036 | System | Battery | Build Battery-Wind 2032 | Build Battery-Wind | Firm Generation Capacity | 1 | 2036-01-01 | 0 | MW
0 | 0 | System | Battery | Build Battery-Wind 2032 | Build Battery-Wind | Firm Generation Capacity | 1 | 2036-04-01 | 0 | MW
0 | 0 | System | Battery | Build Battery-Wind 2032 | Build Battery-Wind | Firm Generation Capacity | 1 | 2036-07-01 | 0 | MW
0 | 0 | System | Battery | Build Battery-Wind 2032 | Build Battery-Wind | Firm Generation Capacity | 1 | 2036-10-01 | 0 | MW
Build Battery-Wind 2032_Firm Generation Capacity2037 | Build Battery-Wind_Firm Generation Capacity2037 | System | Battery | Build Battery-Wind 2032 | Build Battery-Wind | Firm Generation Capacity | 1 | 2037-01-01 | 0 | MW
0 | 0 | System | Battery | Build Battery-Wind 2032 | Build Battery-Wind | Firm Generation Capacity | 1 | 2037-04-01 | 0 | MW
0 | 0 | System | Battery | Build Battery-Wind 2032 | Build Battery-Wind | Firm Generation Capacity | 1 | 2037-07-01 | 0 | MW
0 | 0 | System | Battery | Build Battery-Wind 2032 | Build Battery-Wind | Firm Generation Capacity | 1 | 2037-10-01 | 0 | MW
Build Battery-Wind 2032_Firm Generation Capacity2038 | Build Battery-Wind_Firm Generation Capacity2038 | System | Battery | Build Battery-Wind 2032 | Build Battery-Wind | Firm Generation Capacity | 1 | 2038-01-01 | 0 | MW
0 | 0 | System | Battery | Build Battery-Wind 2032 | Build Battery-Wind | Firm Generation Capacity | 1 | 2038-04-01 | 0 | MW
0 | 0 | System | Battery | Build Battery-Wind 2032 | Build Battery-Wind | Firm Generation Capacity | 1 | 2038-07-01 | 0 | MW
0 | 0 | System | Battery | Build Battery-Wind 2032 | Build Battery-Wind | Firm Generation Capacity | 1 | 2038-10-01 | 0 | MW
Build Battery-Wind 2032_Firm Generation Capacity2039 | Build Battery-Wind_Firm Generation Capacity2039 | System | Battery | Build Battery-Wind 2032 | Build Battery-Wind | Firm Generation Capacity | 1 | 2039-01-01 | 0 | MW
0 | 0 | System | Battery | Build Battery-Wind 2032 | Build Battery-Wind | Firm Generation Capacity | 1 | 2039-04-01 | 0 | MW
0 | 0 | System | Battery | Build Battery-Wind 2032 | Build Battery-Wind | Firm Generation Capacity | 1 | 2039-07-01 | 0 | MW
0 | 0 | System | Battery | Build Battery-Wind 2032 | Build Battery-Wind | Firm Generation Capacity | 1 | 2039-10-01 | 0 | MW
Build Battery-Wind 2032_Firm Generation Capacity2040 | Build Battery-Wind_Firm Generation Capacity2040 | System | Battery | Build Battery-Wind 2032 | Build Battery-Wind | Firm Generation Capacity | 1 | 2040-01-01 | 0 | MW
0 | 0 | System | Battery | Build Battery-Wind 2032 | Build Battery-Wind | Firm Generation Capacity | 1 | 2040-04-01 | 0 | MW
0 | 0 | System | Battery | Build Battery-Wind 2032 | Build Battery-Wind | Firm Generation Capacity | 1 | 2040-07-01 | 0 | MW
0 | 0 | System | Battery | Build Battery-Wind 2032 | Build Battery-Wind | Firm Generation Capacity | 1 | 2040-10-01 | 0 | MW
Build Battery-Wind 2032_Firm Generation Capacity2041 | Build Battery-Wind_Firm Generation Capacity2041 | System | Battery | Build Battery-Wind 2032 | Build Battery-Wind | Firm Generation Capacity | 1 | 2041-01-01 | 0 | MW
0 | 0 | System | Battery | Build Battery-Wind 2032 | Build Battery-Wind | Firm Generation Capacity | 1 | 2041-04-01 | 0 | MW
0 | 0 | System | Battery | Build Battery-Wind 2032 | Build Battery-Wind | Firm Generation Capacity | 1 | 2041-07-01 | 0 | MW
0 | 0 | System | Battery | Build Battery-Wind 2032 | Build Battery-Wind | Firm Generation Capacity | 1 | 2041-10-01 | 0 | MW
Build Battery-Wind 2032_Firm Generation Capacity2042 | Build Battery-Wind_Firm Generation Capacity2042 | System | Battery | Build Battery-Wind 2032 | Build Battery-Wind | Firm Generation Capacity | 1 | 2042-01-01 | 0 | MW
0 | 0 | System | Battery | Build Battery-Wind 2032 | Build Battery-Wind | Firm Generation Capacity | 1 | 2042-04-01 | 0 | MW
0 | 0 | System | Battery | Build Battery-Wind 2032 | Build Battery-Wind | Firm Generation Capacity | 1 | 2042-07-01 | 0 | MW
0 | 0 | System | Battery | Build Battery-Wind 2032 | Build Battery-Wind | Firm Generation Capacity | 1 | 2042-10-01 | 0 | MW
Build Battery-Wind 2032_Firm Generation Capacity2043 | Build Battery-Wind_Firm Generation Capacity2043 | System | Battery | Build Battery-Wind 2032 | Build Battery-Wind | Firm Generation Capacity | 1 | 2043-01-01 | 0 | MW
0 | 0 | System | Battery | Build Battery-Wind 2032 | Build Battery-Wind | Firm Generation Capacity | 1 | 2043-04-01 | 0 | MW
0 | 0 | System | Battery | Build Battery-Wind 2032 | Build Battery-Wind | Firm Generation Capacity | 1 | 2043-07-01 | 0 | MW
0 | 0 | System | Battery | Build Battery-Wind 2032 | Build Battery-Wind | Firm Generation Capacity | 1 | 2043-10-01 | 0 | MW
Build Battery-Wind 2033_Firm Generation Capacity2024 | Build Battery-Wind_Firm Generation Capacity2024 | System | Battery | Build Battery-Wind 2033 | Build Battery-Wind | Firm Generation Capacity | 1 | 2024-01-01 | 0 | MW
0 | 0 | System | Battery | Build Battery-Wind 2033 | Build Battery-Wind | Firm Generation Capacity | 1 | 2024-04-01 | 0 | MW
0 | 0 | System | Battery | Build Battery-Wind 2033 | Build Battery-Wind | Firm Generation Capacity | 1 | 2024-07-01 | 0 | MW
0 | 0 | System | Battery | Build Battery-Wind 2033 | Build Battery-Wind | Firm Generation Capacity | 1 | 2024-10-01 | 0 | MW
Build Battery-Wind 2033_Firm Generation Capacity2025 | Build Battery-Wind_Firm Generation Capacity2025 | System | Battery | Build Battery-Wind 2033 | Build Battery-Wind | Firm Generation Capacity | 1 | 2025-01-01 | 0 | MW
0 | 0 | System | Battery | Build Battery-Wind 2033 | Build Battery-Wind | Firm Generation Capacity | 1 | 2025-04-01 | 0 | MW
0 | 0 | System | Battery | Build Battery-Wind 2033 | Build Battery-Wind | Firm Generation Capacity | 1 | 2025-07-01 | 0 | MW
0 | 0 | System | Battery | Build Battery-Wind 2033 | Build Battery-Wind | Firm Generation Capacity | 1 | 2025-10-01 | 0 | MW
Build Battery-Wind 2033_Firm Generation Capacity2026 | Build Battery-Wind_Firm Generation Capacity2026 | System | Battery | Build Battery-Wind 2033 | Build Battery-Wind | Firm Generation Capacity | 1 | 2026-01-01 | 0 | MW
0 | 0 | System | Battery | Build Battery-Wind 2033 | Build Battery-Wind | Firm Generation Capacity | 1 | 2026-04-01 | 0 | MW
0 | 0 | System | Battery | Build Battery-Wind 2033 | Build Battery-Wind | Firm Generation Capacity | 1 | 2026-07-01 | 0 | MW
0 | 0 | System | Battery | Build Battery-Wind 2033 | Build Battery-Wind | Firm Generation Capacity | 1 | 2026-10-01 | 0 | MW
Build Battery-Wind 2033_Firm Generation Capacity2027 | Build Battery-Wind_Firm Generation Capacity2027 | System | Battery | Build Battery-Wind 2033 | Build Battery-Wind | Firm Generation Capacity | 1 | 2027-01-01 | 0 | MW
0 | 0 | System | Battery | Build Battery-Wind 2033 | Build Battery-Wind | Firm Generation Capacity | 1 | 2027-04-01 | 0 | MW
0 | 0 | System | Battery | Build Battery-Wind 2033 | Build Battery-Wind | Firm Generation Capacity | 1 | 2027-07-01 | 0 | MW
0 | 0 | System | Battery | Build Battery-Wind 2033 | Build Battery-Wind | Firm Generation Capacity | 1 | 2027-10-01 | 0 | MW
Build Battery-Wind 2033_Firm Generation Capacity2028 | Build Battery-Wind_Firm Generation Capacity2028 | System | Battery | Build Battery-Wind 2033 | Build Battery-Wind | Firm Generation Capacity | 1 | 2028-01-01 | 0 | MW
0 | 0 | System | Battery | Build Battery-Wind 2033 | Build Battery-Wind | Firm Generation Capacity | 1 | 2028-04-01 | 0 | MW
0 | 0 | System | Battery | Build Battery-Wind 2033 | Build Battery-Wind | Firm Generation Capacity | 1 | 2028-07-01 | 0 | MW
0 | 0 | System | Battery | Build Battery-Wind 2033 | Build Battery-Wind | Firm Generation Capacity | 1 | 2028-10-01 | 0 | MW
Build Battery-Wind 2033_Firm Generation Capacity2029 | Build Battery-Wind_Firm Generation Capacity2029 | System | Battery | Build Battery-Wind 2033 | Build Battery-Wind | Firm Generation Capacity | 1 | 2029-01-01 | 0 | MW
0 | 0 | System | Battery | Build Battery-Wind 2033 | Build Battery-Wind | Firm Generation Capacity | 1 | 2029-04-01 | 0 | MW
0 | 0 | System | Battery | Build Battery-Wind 2033 | Build Battery-Wind | Firm Generation Capacity | 1 | 2029-07-01 | 0 | MW
0 | 0 | System | Battery | Build Battery-Wind 2033 | Build Battery-Wind | Firm Generation Capacity | 1 | 2029-10-01 | 0 | MW
Build Battery-Wind 2033_Firm Generation Capacity2030 | Build Battery-Wind_Firm Generation Capacity2030 | System | Battery | Build Battery-Wind 2033 | Build Battery-Wind | Firm Generation Capacity | 1 | 2030-01-01 | 0 | MW
0 | 0 | System | Battery | Build Battery-Wind 2033 | Build Battery-Wind | Firm Generation Capacity | 1 | 2030-04-01 | 0 | MW
0 | 0 | System | Battery | Build Battery-Wind 2033 | Build Battery-Wind | Firm Generation Capacity | 1 | 2030-07-01 | 0 | MW
0 | 0 | System | Battery | Build Battery-Wind 2033 | Build Battery-Wind | Firm Generation Capacity | 1 | 2030-10-01 | 0 | MW
Build Battery-Wind 2033_Firm Generation Capacity2031 | Build Battery-Wind_Firm Generation Capacity2031 | System | Battery | Build Battery-Wind 2033 | Build Battery-Wind | Firm Generation Capacity | 1 | 2031-01-01 | 0 | MW
0 | 0 | System | Battery | Build Battery-Wind 2033 | Build Battery-Wind | Firm Generation Capacity | 1 | 2031-04-01 | 0 | MW
0 | 0 | System | Battery | Build Battery-Wind 2033 | Build Battery-Wind | Firm Generation Capacity | 1 | 2031-07-01 | 0 | MW
0 | 0 | System | Battery | Build Battery-Wind 2033 | Build Battery-Wind | Firm Generation Capacity | 1 | 2031-10-01 | 0 | MW
Build Battery-Wind 2033_Firm Generation Capacity2032 | Build Battery-Wind_Firm Generation Capacity2032 | System | Battery | Build Battery-Wind 2033 | Build Battery-Wind | Firm Generation Capacity | 1 | 2032-01-01 | 0 | MW
0 | 0 | System | Battery | Build Battery-Wind 2033 | Build Battery-Wind | Firm Generation Capacity | 1 | 2032-04-01 | 0 | MW
0 | 0 | System | Battery | Build Battery-Wind 2033 | Build Battery-Wind | Firm Generation Capacity | 1 | 2032-07-01 | 0 | MW
0 | 0 | System | Battery | Build Battery-Wind 2033 | Build Battery-Wind | Firm Generation Capacity | 1 | 2032-10-01 | 0 | MW
Build Battery-Wind 2033_Firm Generation Capacity2033 | Build Battery-Wind_Firm Generation Capacity2033 | System | Battery | Build Battery-Wind 2033 | Build Battery-Wind | Firm Generation Capacity | 1 | 2033-01-01 | 0 | MW
0 | 0 | System | Battery | Build Battery-Wind 2033 | Build Battery-Wind | Firm Generation Capacity | 1 | 2033-04-01 | 0 | MW
0 | 0 | System | Battery | Build Battery-Wind 2033 | Build Battery-Wind | Firm Generation Capacity | 1 | 2033-07-01 | 0 | MW
0 | 0 | System | Battery | Build Battery-Wind 2033 | Build Battery-Wind | Firm Generation Capacity | 1 | 2033-10-01 | 0 | MW
Build Battery-Wind 2033_Firm Generation Capacity2034 | Build Battery-Wind_Firm Generation Capacity2034 | System | Battery | Build Battery-Wind 2033 | Build Battery-Wind | Firm Generation Capacity | 1 | 2034-01-01 | 0 | MW
0 | 0 | System | Battery | Build Battery-Wind 2033 | Build Battery-Wind | Firm Generation Capacity | 1 | 2034-04-01 | 0 | MW
0 | 0 | System | Battery | Build Battery-Wind 2033 | Build Battery-Wind | Firm Generation Capacity | 1 | 2034-07-01 | 0 | MW
0 | 0 | System | Battery | Build Battery-Wind 2033 | Build Battery-Wind | Firm Generation Capacity | 1 | 2034-10-01 | 0 | MW
Build Battery-Wind 2033_Firm Generation Capacity2035 | Build Battery-Wind_Firm Generation Capacity2035 | System | Battery | Build Battery-Wind 2033 | Build Battery-Wind | Firm Generation Capacity | 1 | 2035-01-01 | 0 | MW
0 | 0 | System | Battery | Build Battery-Wind 2033 | Build Battery-Wind | Firm Generation Capacity | 1 | 2035-04-01 | 0 | MW
0 | 0 | System | Battery | Build Battery-Wind 2033 | Build Battery-Wind | Firm Generation Capacity | 1 | 2035-07-01 | 0 | MW
0 | 0 | System | Battery | Build Battery-Wind 2033 | Build Battery-Wind | Firm Generation Capacity | 1 | 2035-10-01 | 0 | MW
Build Battery-Wind 2033_Firm Generation Capacity2036 | Build Battery-Wind_Firm Generation Capacity2036 | System | Battery | Build Battery-Wind 2033 | Build Battery-Wind | Firm Generation Capacity | 1 | 2036-01-01 | 0 | MW
0 | 0 | System | Battery | Build Battery-Wind 2033 | Build Battery-Wind | Firm Generation Capacity | 1 | 2036-04-01 | 0 | MW
0 | 0 | System | Battery | Build Battery-Wind 2033 | Build Battery-Wind | Firm Generation Capacity | 1 | 2036-07-01 | 0 | MW
0 | 0 | System | Battery | Build Battery-Wind 2033 | Build Battery-Wind | Firm Generation Capacity | 1 | 2036-10-01 | 0 | MW
Build Battery-Wind 2033_Firm Generation Capacity2037 | Build Battery-Wind_Firm Generation Capacity2037 | System | Battery | Build Battery-Wind 2033 | Build Battery-Wind | Firm Generation Capacity | 1 | 2037-01-01 | 0 | MW
0 | 0 | System | Battery | Build Battery-Wind 2033 | Build Battery-Wind | Firm Generation Capacity | 1 | 2037-04-01 | 0 | MW
0 | 0 | System | Battery | Build Battery-Wind 2033 | Build Battery-Wind | Firm Generation Capacity | 1 | 2037-07-01 | 0 | MW
0 | 0 | System | Battery | Build Battery-Wind 2033 | Build Battery-Wind | Firm Generation Capacity | 1 | 2037-10-01 | 0 | MW
Build Battery-Wind 2033_Firm Generation Capacity2038 | Build Battery-Wind_Firm Generation Capacity2038 | System | Battery | Build Battery-Wind 2033 | Build Battery-Wind | Firm Generation Capacity | 1 | 2038-01-01 | 0 | MW
0 | 0 | System | Battery | Build Battery-Wind 2033 | Build Battery-Wind | Firm Generation Capacity | 1 | 2038-04-01 | 0 | MW
0 | 0 | System | Battery | Build Battery-Wind 2033 | Build Battery-Wind | Firm Generation Capacity | 1 | 2038-07-01 | 0 | MW
0 | 0 | System | Battery | Build Battery-Wind 2033 | Build Battery-Wind | Firm Generation Capacity | 1 | 2038-10-01 | 0 | MW
Build Battery-Wind 2033_Firm Generation Capacity2039 | Build Battery-Wind_Firm Generation Capacity2039 | System | Battery | Build Battery-Wind 2033 | Build Battery-Wind | Firm Generation Capacity | 1 | 2039-01-01 | 0 | MW
0 | 0 | System | Battery | Build Battery-Wind 2033 | Build Battery-Wind | Firm Generation Capacity | 1 | 2039-04-01 | 0 | MW
0 | 0 | System | Battery | Build Battery-Wind 2033 | Build Battery-Wind | Firm Generation Capacity | 1 | 2039-07-01 | 0 | MW
0 | 0 | System | Battery | Build Battery-Wind 2033 | Build Battery-Wind | Firm Generation Capacity | 1 | 2039-10-01 | 0 | MW
Build Battery-Wind 2033_Firm Generation Capacity2040 | Build Battery-Wind_Firm Generation Capacity2040 | System | Battery | Build Battery-Wind 2033 | Build Battery-Wind | Firm Generation Capacity | 1 | 2040-01-01 | 0 | MW
0 | 0 | System | Battery | Build Battery-Wind 2033 | Build Battery-Wind | Firm Generation Capacity | 1 | 2040-04-01 | 0 | MW
0 | 0 | System | Battery | Build Battery-Wind 2033 | Build Battery-Wind | Firm Generation Capacity | 1 | 2040-07-01 | 0 | MW
0 | 0 | System | Battery | Build Battery-Wind 2033 | Build Battery-Wind | Firm Generation Capacity | 1 | 2040-10-01 | 0 | MW
Build Battery-Wind 2033_Firm Generation Capacity2041 | Build Battery-Wind_Firm Generation Capacity2041 | System | Battery | Build Battery-Wind 2033 | Build Battery-Wind | Firm Generation Capacity | 1 | 2041-01-01 | 0 | MW
0 | 0 | System | Battery | Build Battery-Wind 2033 | Build Battery-Wind | Firm Generation Capacity | 1 | 2041-04-01 | 0 | MW
0 | 0 | System | Battery | Build Battery-Wind 2033 | Build Battery-Wind | Firm Generation Capacity | 1 | 2041-07-01 | 0 | MW
0 | 0 | System | Battery | Build Battery-Wind 2033 | Build Battery-Wind | Firm Generation Capacity | 1 | 2041-10-01 | 0 | MW
Build Battery-Wind 2033_Firm Generation Capacity2042 | Build Battery-Wind_Firm Generation Capacity2042 | System | Battery | Build Battery-Wind 2033 | Build Battery-Wind | Firm Generation Capacity | 1 | 2042-01-01 | 0 | MW
0 | 0 | System | Battery | Build Battery-Wind 2033 | Build Battery-Wind | Firm Generation Capacity | 1 | 2042-04-01 | 0 | MW
0 | 0 | System | Battery | Build Battery-Wind 2033 | Build Battery-Wind | Firm Generation Capacity | 1 | 2042-07-01 | 0 | MW
0 | 0 | System | Battery | Build Battery-Wind 2033 | Build Battery-Wind | Firm Generation Capacity | 1 | 2042-10-01 | 0 | MW
Build Battery-Wind 2033_Firm Generation Capacity2043 | Build Battery-Wind_Firm Generation Capacity2043 | System | Battery | Build Battery-Wind 2033 | Build Battery-Wind | Firm Generation Capacity | 1 | 2043-01-01 | 0 | MW
0 | 0 | System | Battery | Build Battery-Wind 2033 | Build Battery-Wind | Firm Generation Capacity | 1 | 2043-04-01 | 0 | MW
0 | 0 | System | Battery | Build Battery-Wind 2033 | Build Battery-Wind | Firm Generation Capacity | 1 | 2043-07-01 | 0 | MW
0 | 0 | System | Battery | Build Battery-Wind 2033 | Build Battery-Wind | Firm Generation Capacity | 1 | 2043-10-01 | 0 | MW
Build Battery-Wind 2034_Firm Generation Capacity2024 | Build Battery-Wind_Firm Generation Capacity2024 | System | Battery | Build Battery-Wind 2034 | Build Battery-Wind | Firm Generation Capacity | 1 | 2024-01-01 | 0 | MW
0 | 0 | System | Battery | Build Battery-Wind 2034 | Build Battery-Wind | Firm Generation Capacity | 1 | 2024-04-01 | 0 | MW
0 | 0 | System | Battery | Build Battery-Wind 2034 | Build Battery-Wind | Firm Generation Capacity | 1 | 2024-07-01 | 0 | MW
0 | 0 | System | Battery | Build Battery-Wind 2034 | Build Battery-Wind | Firm Generation Capacity | 1 | 2024-10-01 | 0 | MW
Build Battery-Wind 2034_Firm Generation Capacity2025 | Build Battery-Wind_Firm Generation Capacity2025 | System | Battery | Build Battery-Wind 2034 | Build Battery-Wind | Firm Generation Capacity | 1 | 2025-01-01 | 0 | MW
0 | 0 | System | Battery | Build Battery-Wind 2034 | Build Battery-Wind | Firm Generation Capacity | 1 | 2025-04-01 | 0 | MW
0 | 0 | System | Battery | Build Battery-Wind 2034 | Build Battery-Wind | Firm Generation Capacity | 1 | 2025-07-01 | 0 | MW
0 | 0 | System | Battery | Build Battery-Wind 2034 | Build Battery-Wind | Firm Generation Capacity | 1 | 2025-10-01 | 0 | MW
Build Battery-Wind 2034_Firm Generation Capacity2026 | Build Battery-Wind_Firm Generation Capacity2026 | System | Battery | Build Battery-Wind 2034 | Build Battery-Wind | Firm Generation Capacity | 1 | 2026-01-01 | 0 | MW
0 | 0 | System | Battery | Build Battery-Wind 2034 | Build Battery-Wind | Firm Generation Capacity | 1 | 2026-04-01 | 0 | MW
0 | 0 | System | Battery | Build Battery-Wind 2034 | Build Battery-Wind | Firm Generation Capacity | 1 | 2026-07-01 | 0 | MW
0 | 0 | System | Battery | Build Battery-Wind 2034 | Build Battery-Wind | Firm Generation Capacity | 1 | 2026-10-01 | 0 | MW
Build Battery-Wind 2034_Firm Generation Capacity2027 | Build Battery-Wind_Firm Generation Capacity2027 | System | Battery | Build Battery-Wind 2034 | Build Battery-Wind | Firm Generation Capacity | 1 | 2027-01-01 | 0 | MW
0 | 0 | System | Battery | Build Battery-Wind 2034 | Build Battery-Wind | Firm Generation Capacity | 1 | 2027-04-01 | 0 | MW
0 | 0 | System | Battery | Build Battery-Wind 2034 | Build Battery-Wind | Firm Generation Capacity | 1 | 2027-07-01 | 0 | MW
0 | 0 | System | Battery | Build Battery-Wind 2034 | Build Battery-Wind | Firm Generation Capacity | 1 | 2027-10-01 | 0 | MW
Build Battery-Wind 2034_Firm Generation Capacity2028 | Build Battery-Wind_Firm Generation Capacity2028 | System | Battery | Build Battery-Wind 2034 | Build Battery-Wind | Firm Generation Capacity | 1 | 2028-01-01 | 0 | MW
0 | 0 | System | Battery | Build Battery-Wind 2034 | Build Battery-Wind | Firm Generation Capacity | 1 | 2028-04-01 | 0 | MW
0 | 0 | System | Battery | Build Battery-Wind 2034 | Build Battery-Wind | Firm Generation Capacity | 1 | 2028-07-01 | 0 | MW
0 | 0 | System | Battery | Build Battery-Wind 2034 | Build Battery-Wind | Firm Generation Capacity | 1 | 2028-10-01 | 0 | MW
Build Battery-Wind 2034_Firm Generation Capacity2029 | Build Battery-Wind_Firm Generation Capacity2029 | System | Battery | Build Battery-Wind 2034 | Build Battery-Wind | Firm Generation Capacity | 1 | 2029-01-01 | 0 | MW
0 | 0 | System | Battery | Build Battery-Wind 2034 | Build Battery-Wind | Firm Generation Capacity | 1 | 2029-04-01 | 0 | MW
0 | 0 | System | Battery | Build Battery-Wind 2034 | Build Battery-Wind | Firm Generation Capacity | 1 | 2029-07-01 | 0 | MW
0 | 0 | System | Battery | Build Battery-Wind 2034 | Build Battery-Wind | Firm Generation Capacity | 1 | 2029-10-01 | 0 | MW
Build Battery-Wind 2034_Firm Generation Capacity2030 | Build Battery-Wind_Firm Generation Capacity2030 | System | Battery | Build Battery-Wind 2034 | Build Battery-Wind | Firm Generation Capacity | 1 | 2030-01-01 | 0 | MW
0 | 0 | System | Battery | Build Battery-Wind 2034 | Build Battery-Wind | Firm Generation Capacity | 1 | 2030-04-01 | 0 | MW
0 | 0 | System | Battery | Build Battery-Wind 2034 | Build Battery-Wind | Firm Generation Capacity | 1 | 2030-07-01 | 0 | MW
0 | 0 | System | Battery | Build Battery-Wind 2034 | Build Battery-Wind | Firm Generation Capacity | 1 | 2030-10-01 | 0 | MW
Build Battery-Wind 2034_Firm Generation Capacity2031 | Build Battery-Wind_Firm Generation Capacity2031 | System | Battery | Build Battery-Wind 2034 | Build Battery-Wind | Firm Generation Capacity | 1 | 2031-01-01 | 0 | MW
0 | 0 | System | Battery | Build Battery-Wind 2034 | Build Battery-Wind | Firm Generation Capacity | 1 | 2031-04-01 | 0 | MW
0 | 0 | System | Battery | Build Battery-Wind 2034 | Build Battery-Wind | Firm Generation Capacity | 1 | 2031-07-01 | 0 | MW
0 | 0 | System | Battery | Build Battery-Wind 2034 | Build Battery-Wind | Firm Generation Capacity | 1 | 2031-10-01 | 0 | MW
Build Battery-Wind 2034_Firm Generation Capacity2032 | Build Battery-Wind_Firm Generation Capacity2032 | System | Battery | Build Battery-Wind 2034 | Build Battery-Wind | Firm Generation Capacity | 1 | 2032-01-01 | 0 | MW
0 | 0 | System | Battery | Build Battery-Wind 2034 | Build Battery-Wind | Firm Generation Capacity | 1 | 2032-04-01 | 0 | MW
0 | 0 | System | Battery | Build Battery-Wind 2034 | Build Battery-Wind | Firm Generation Capacity | 1 | 2032-07-01 | 0 | MW
0 | 0 | System | Battery | Build Battery-Wind 2034 | Build Battery-Wind | Firm Generation Capacity | 1 | 2032-10-01 | 0 | MW
Build Battery-Wind 2034_Firm Generation Capacity2033 | Build Battery-Wind_Firm Generation Capacity2033 | System | Battery | Build Battery-Wind 2034 | Build Battery-Wind | Firm Generation Capacity | 1 | 2033-01-01 | 0 | MW
0 | 0 | System | Battery | Build Battery-Wind 2034 | Build Battery-Wind | Firm Generation Capacity | 1 | 2033-04-01 | 0 | MW
0 | 0 | System | Battery | Build Battery-Wind 2034 | Build Battery-Wind | Firm Generation Capacity | 1 | 2033-07-01 | 0 | MW
0 | 0 | System | Battery | Build Battery-Wind 2034 | Build Battery-Wind | Firm Generation Capacity | 1 | 2033-10-01 | 0 | MW
Build Battery-Wind 2034_Firm Generation Capacity2034 | Build Battery-Wind_Firm Generation Capacity2034 | System | Battery | Build Battery-Wind 2034 | Build Battery-Wind | Firm Generation Capacity | 1 | 2034-01-01 | 0 | MW
0 | 0 | System | Battery | Build Battery-Wind 2034 | Build Battery-Wind | Firm Generation Capacity | 1 | 2034-04-01 | 0 | MW
0 | 0 | System | Battery | Build Battery-Wind 2034 | Build Battery-Wind | Firm Generation Capacity | 1 | 2034-07-01 | 0 | MW
0 | 0 | System | Battery | Build Battery-Wind 2034 | Build Battery-Wind | Firm Generation Capacity | 1 | 2034-10-01 | 0 | MW
Build Battery-Wind 2034_Firm Generation Capacity2035 | Build Battery-Wind_Firm Generation Capacity2035 | System | Battery | Build Battery-Wind 2034 | Build Battery-Wind | Firm Generation Capacity | 1 | 2035-01-01 | 0 | MW
0 | 0 | System | Battery | Build Battery-Wind 2034 | Build Battery-Wind | Firm Generation Capacity | 1 | 2035-04-01 | 0 | MW
0 | 0 | System | Battery | Build Battery-Wind 2034 | Build Battery-Wind | Firm Generation Capacity | 1 | 2035-07-01 | 0 | MW
0 | 0 | System | Battery | Build Battery-Wind 2034 | Build Battery-Wind | Firm Generation Capacity | 1 | 2035-10-01 | 0 | MW
Build Battery-Wind 2034_Firm Generation Capacity2036 | Build Battery-Wind_Firm Generation Capacity2036 | System | Battery | Build Battery-Wind 2034 | Build Battery-Wind | Firm Generation Capacity | 1 | 2036-01-01 | 0 | MW
0 | 0 | System | Battery | Build Battery-Wind 2034 | Build Battery-Wind | Firm Generation Capacity | 1 | 2036-04-01 | 0 | MW
0 | 0 | System | Battery | Build Battery-Wind 2034 | Build Battery-Wind | Firm Generation Capacity | 1 | 2036-07-01 | 0 | MW
0 | 0 | System | Battery | Build Battery-Wind 2034 | Build Battery-Wind | Firm Generation Capacity | 1 | 2036-10-01 | 0 | MW
Build Battery-Wind 2034_Firm Generation Capacity2037 | Build Battery-Wind_Firm Generation Capacity2037 | System | Battery | Build Battery-Wind 2034 | Build Battery-Wind | Firm Generation Capacity | 1 | 2037-01-01 | 0 | MW
0 | 0 | System | Battery | Build Battery-Wind 2034 | Build Battery-Wind | Firm Generation Capacity | 1 | 2037-04-01 | 0 | MW
0 | 0 | System | Battery | Build Battery-Wind 2034 | Build Battery-Wind | Firm Generation Capacity | 1 | 2037-07-01 | 0 | MW
0 | 0 | System | Battery | Build Battery-Wind 2034 | Build Battery-Wind | Firm Generation Capacity | 1 | 2037-10-01 | 0 | MW
Build Battery-Wind 2034_Firm Generation Capacity2038 | Build Battery-Wind_Firm Generation Capacity2038 | System | Battery | Build Battery-Wind 2034 | Build Battery-Wind | Firm Generation Capacity | 1 | 2038-01-01 | 0 | MW
0 | 0 | System | Battery | Build Battery-Wind 2034 | Build Battery-Wind | Firm Generation Capacity | 1 | 2038-04-01 | 0 | MW
0 | 0 | System | Battery | Build Battery-Wind 2034 | Build Battery-Wind | Firm Generation Capacity | 1 | 2038-07-01 | 0 | MW
0 | 0 | System | Battery | Build Battery-Wind 2034 | Build Battery-Wind | Firm Generation Capacity | 1 | 2038-10-01 | 0 | MW
Build Battery-Wind 2034_Firm Generation Capacity2039 | Build Battery-Wind_Firm Generation Capacity2039 | System | Battery | Build Battery-Wind 2034 | Build Battery-Wind | Firm Generation Capacity | 1 | 2039-01-01 | 0 | MW
0 | 0 | System | Battery | Build Battery-Wind 2034 | Build Battery-Wind | Firm Generation Capacity | 1 | 2039-04-01 | 0 | MW
0 | 0 | System | Battery | Build Battery-Wind 2034 | Build Battery-Wind | Firm Generation Capacity | 1 | 2039-07-01 | 0 | MW
0 | 0 | System | Battery | Build Battery-Wind 2034 | Build Battery-Wind | Firm Generation Capacity | 1 | 2039-10-01 | 0 | MW
Build Battery-Wind 2034_Firm Generation Capacity2040 | Build Battery-Wind_Firm Generation Capacity2040 | System | Battery | Build Battery-Wind 2034 | Build Battery-Wind | Firm Generation Capacity | 1 | 2040-01-01 | 0 | MW
0 | 0 | System | Battery | Build Battery-Wind 2034 | Build Battery-Wind | Firm Generation Capacity | 1 | 2040-04-01 | 0 | MW
0 | 0 | System | Battery | Build Battery-Wind 2034 | Build Battery-Wind | Firm Generation Capacity | 1 | 2040-07-01 | 0 | MW
0 | 0 | System | Battery | Build Battery-Wind 2034 | Build Battery-Wind | Firm Generation Capacity | 1 | 2040-10-01 | 0 | MW
Build Battery-Wind 2034_Firm Generation Capacity2041 | Build Battery-Wind_Firm Generation Capacity2041 | System | Battery | Build Battery-Wind 2034 | Build Battery-Wind | Firm Generation Capacity | 1 | 2041-01-01 | 0 | MW
0 | 0 | System | Battery | Build Battery-Wind 2034 | Build Battery-Wind | Firm Generation Capacity | 1 | 2041-04-01 | 0 | MW
0 | 0 | System | Battery | Build Battery-Wind 2034 | Build Battery-Wind | Firm Generation Capacity | 1 | 2041-07-01 | 0 | MW
0 | 0 | System | Battery | Build Battery-Wind 2034 | Build Battery-Wind | Firm Generation Capacity | 1 | 2041-10-01 | 0 | MW
Build Battery-Wind 2034_Firm Generation Capacity2042 | Build Battery-Wind_Firm Generation Capacity2042 | System | Battery | Build Battery-Wind 2034 | Build Battery-Wind | Firm Generation Capacity | 1 | 2042-01-01 | 0 | MW
0 | 0 | System | Battery | Build Battery-Wind 2034 | Build Battery-Wind | Firm Generation Capacity | 1 | 2042-04-01 | 0 | MW
0 | 0 | System | Battery | Build Battery-Wind 2034 | Build Battery-Wind | Firm Generation Capacity | 1 | 2042-07-01 | 0 | MW
0 | 0 | System | Battery | Build Battery-Wind 2034 | Build Battery-Wind | Firm Generation Capacity | 1 | 2042-10-01 | 0 | MW
Build Battery-Wind 2034_Firm Generation Capacity2043 | Build Battery-Wind_Firm Generation Capacity2043 | System | Battery | Build Battery-Wind 2034 | Build Battery-Wind | Firm Generation Capacity | 1 | 2043-01-01 | 0 | MW
0 | 0 | System | Battery | Build Battery-Wind 2034 | Build Battery-Wind | Firm Generation Capacity | 1 | 2043-04-01 | 0 | MW
0 | 0 | System | Battery | Build Battery-Wind 2034 | Build Battery-Wind | Firm Generation Capacity | 1 | 2043-07-01 | 0 | MW
0 | 0 | System | Battery | Build Battery-Wind 2034 | Build Battery-Wind | Firm Generation Capacity | 1 | 2043-10-01 | 0 | MW
Build Battery-Wind 2035_Firm Generation Capacity2024 | Build Battery-Wind_Firm Generation Capacity2024 | System | Battery | Build Battery-Wind 2035 | Build Battery-Wind | Firm Generation Capacity | 1 | 2024-01-01 | 0 | MW
0 | 0 | System | Battery | Build Battery-Wind 2035 | Build Battery-Wind | Firm Generation Capacity | 1 | 2024-04-01 | 0 | MW
0 | 0 | System | Battery | Build Battery-Wind 2035 | Build Battery-Wind | Firm Generation Capacity | 1 | 2024-07-01 | 0 | MW
0 | 0 | System | Battery | Build Battery-Wind 2035 | Build Battery-Wind | Firm Generation Capacity | 1 | 2024-10-01 | 0 | MW
Build Battery-Wind 2035_Firm Generation Capacity2025 | Build Battery-Wind_Firm Generation Capacity2025 | System | Battery | Build Battery-Wind 2035 | Build Battery-Wind | Firm Generation Capacity | 1 | 2025-01-01 | 0 | MW
0 | 0 | System | Battery | Build Battery-Wind 2035 | Build Battery-Wind | Firm Generation Capacity | 1 | 2025-04-01 | 0 | MW
0 | 0 | System | Battery | Build Battery-Wind 2035 | Build Battery-Wind | Firm Generation Capacity | 1 | 2025-07-01 | 0 | MW
0 | 0 | System | Battery | Build Battery-Wind 2035 | Build Battery-Wind | Firm Generation Capacity | 1 | 2025-10-01 | 0 | MW
Build Battery-Wind 2035_Firm Generation Capacity2026 | Build Battery-Wind_Firm Generation Capacity2026 | System | Battery | Build Battery-Wind 2035 | Build Battery-Wind | Firm Generation Capacity | 1 | 2026-01-01 | 0 | MW
0 | 0 | System | Battery | Build Battery-Wind 2035 | Build Battery-Wind | Firm Generation Capacity | 1 | 2026-04-01 | 0 | MW
0 | 0 | System | Battery | Build Battery-Wind 2035 | Build Battery-Wind | Firm Generation Capacity | 1 | 2026-07-01 | 0 | MW
0 | 0 | System | Battery | Build Battery-Wind 2035 | Build Battery-Wind | Firm Generation Capacity | 1 | 2026-10-01 | 0 | MW
Build Battery-Wind 2035_Firm Generation Capacity2027 | Build Battery-Wind_Firm Generation Capacity2027 | System | Battery | Build Battery-Wind 2035 | Build Battery-Wind | Firm Generation Capacity | 1 | 2027-01-01 | 0 | MW
0 | 0 | System | Battery | Build Battery-Wind 2035 | Build Battery-Wind | Firm Generation Capacity | 1 | 2027-04-01 | 0 | MW
0 | 0 | System | Battery | Build Battery-Wind 2035 | Build Battery-Wind | Firm Generation Capacity | 1 | 2027-07-01 | 0 | MW
0 | 0 | System | Battery | Build Battery-Wind 2035 | Build Battery-Wind | Firm Generation Capacity | 1 | 2027-10-01 | 0 | MW
Build Battery-Wind 2035_Firm Generation Capacity2028 | Build Battery-Wind_Firm Generation Capacity2028 | System | Battery | Build Battery-Wind 2035 | Build Battery-Wind | Firm Generation Capacity | 1 | 2028-01-01 | 0 | MW
0 | 0 | System | Battery | Build Battery-Wind 2035 | Build Battery-Wind | Firm Generation Capacity | 1 | 2028-04-01 | 0 | MW
0 | 0 | System | Battery | Build Battery-Wind 2035 | Build Battery-Wind | Firm Generation Capacity | 1 | 2028-07-01 | 0 | MW
0 | 0 | System | Battery | Build Battery-Wind 2035 | Build Battery-Wind | Firm Generation Capacity | 1 | 2028-10-01 | 0 | MW
Build Battery-Wind 2035_Firm Generation Capacity2029 | Build Battery-Wind_Firm Generation Capacity2029 | System | Battery | Build Battery-Wind 2035 | Build Battery-Wind | Firm Generation Capacity | 1 | 2029-01-01 | 0 | MW
0 | 0 | System | Battery | Build Battery-Wind 2035 | Build Battery-Wind | Firm Generation Capacity | 1 | 2029-04-01 | 0 | MW
0 | 0 | System | Battery | Build Battery-Wind 2035 | Build Battery-Wind | Firm Generation Capacity | 1 | 2029-07-01 | 0 | MW
0 | 0 | System | Battery | Build Battery-Wind 2035 | Build Battery-Wind | Firm Generation Capacity | 1 | 2029-10-01 | 0 | MW
Build Battery-Wind 2035_Firm Generation Capacity2030 | Build Battery-Wind_Firm Generation Capacity2030 | System | Battery | Build Battery-Wind 2035 | Build Battery-Wind | Firm Generation Capacity | 1 | 2030-01-01 | 0 | MW
0 | 0 | System | Battery | Build Battery-Wind 2035 | Build Battery-Wind | Firm Generation Capacity | 1 | 2030-04-01 | 0 | MW
0 | 0 | System | Battery | Build Battery-Wind 2035 | Build Battery-Wind | Firm Generation Capacity | 1 | 2030-07-01 | 0 | MW
0 | 0 | System | Battery | Build Battery-Wind 2035 | Build Battery-Wind | Firm Generation Capacity | 1 | 2030-10-01 | 0 | MW
Build Battery-Wind 2035_Firm Generation Capacity2031 | Build Battery-Wind_Firm Generation Capacity2031 | System | Battery | Build Battery-Wind 2035 | Build Battery-Wind | Firm Generation Capacity | 1 | 2031-01-01 | 0 | MW
0 | 0 | System | Battery | Build Battery-Wind 2035 | Build Battery-Wind | Firm Generation Capacity | 1 | 2031-04-01 | 0 | MW
0 | 0 | System | Battery | Build Battery-Wind 2035 | Build Battery-Wind | Firm Generation Capacity | 1 | 2031-07-01 | 0 | MW
0 | 0 | System | Battery | Build Battery-Wind 2035 | Build Battery-Wind | Firm Generation Capacity | 1 | 2031-10-01 | 0 | MW
Build Battery-Wind 2035_Firm Generation Capacity2032 | Build Battery-Wind_Firm Generation Capacity2032 | System | Battery | Build Battery-Wind 2035 | Build Battery-Wind | Firm Generation Capacity | 1 | 2032-01-01 | 0 | MW
0 | 0 | System | Battery | Build Battery-Wind 2035 | Build Battery-Wind | Firm Generation Capacity | 1 | 2032-04-01 | 0 | MW
0 | 0 | System | Battery | Build Battery-Wind 2035 | Build Battery-Wind | Firm Generation Capacity | 1 | 2032-07-01 | 0 | MW
0 | 0 | System | Battery | Build Battery-Wind 2035 | Build Battery-Wind | Firm Generation Capacity | 1 | 2032-10-01 | 0 | MW
Build Battery-Wind 2035_Firm Generation Capacity2033 | Build Battery-Wind_Firm Generation Capacity2033 | System | Battery | Build Battery-Wind 2035 | Build Battery-Wind | Firm Generation Capacity | 1 | 2033-01-01 | 0 | MW
0 | 0 | System | Battery | Build Battery-Wind 2035 | Build Battery-Wind | Firm Generation Capacity | 1 | 2033-04-01 | 0 | MW
0 | 0 | System | Battery | Build Battery-Wind 2035 | Build Battery-Wind | Firm Generation Capacity | 1 | 2033-07-01 | 0 | MW
0 | 0 | System | Battery | Build Battery-Wind 2035 | Build Battery-Wind | Firm Generation Capacity | 1 | 2033-10-01 | 0 | MW
Build Battery-Wind 2035_Firm Generation Capacity2034 | Build Battery-Wind_Firm Generation Capacity2034 | System | Battery | Build Battery-Wind 2035 | Build Battery-Wind | Firm Generation Capacity | 1 | 2034-01-01 | 0 | MW
0 | 0 | System | Battery | Build Battery-Wind 2035 | Build Battery-Wind | Firm Generation Capacity | 1 | 2034-04-01 | 0 | MW
0 | 0 | System | Battery | Build Battery-Wind 2035 | Build Battery-Wind | Firm Generation Capacity | 1 | 2034-07-01 | 0 | MW
0 | 0 | System | Battery | Build Battery-Wind 2035 | Build Battery-Wind | Firm Generation Capacity | 1 | 2034-10-01 | 0 | MW
Build Battery-Wind 2035_Firm Generation Capacity2035 | Build Battery-Wind_Firm Generation Capacity2035 | System | Battery | Build Battery-Wind 2035 | Build Battery-Wind | Firm Generation Capacity | 1 | 2035-01-01 | 0 | MW
0 | 0 | System | Battery | Build Battery-Wind 2035 | Build Battery-Wind | Firm Generation Capacity | 1 | 2035-04-01 | 0 | MW
0 | 0 | System | Battery | Build Battery-Wind 2035 | Build Battery-Wind | Firm Generation Capacity | 1 | 2035-07-01 | 0 | MW
0 | 0 | System | Battery | Build Battery-Wind 2035 | Build Battery-Wind | Firm Generation Capacity | 1 | 2035-10-01 | 0 | MW
Build Battery-Wind 2035_Firm Generation Capacity2036 | Build Battery-Wind_Firm Generation Capacity2036 | System | Battery | Build Battery-Wind 2035 | Build Battery-Wind | Firm Generation Capacity | 1 | 2036-01-01 | 0 | MW
0 | 0 | System | Battery | Build Battery-Wind 2035 | Build Battery-Wind | Firm Generation Capacity | 1 | 2036-04-01 | 0 | MW
0 | 0 | System | Battery | Build Battery-Wind 2035 | Build Battery-Wind | Firm Generation Capacity | 1 | 2036-07-01 | 0 | MW
0 | 0 | System | Battery | Build Battery-Wind 2035 | Build Battery-Wind | Firm Generation Capacity | 1 | 2036-10-01 | 0 | MW
Build Battery-Wind 2035_Firm Generation Capacity2037 | Build Battery-Wind_Firm Generation Capacity2037 | System | Battery | Build Battery-Wind 2035 | Build Battery-Wind | Firm Generation Capacity | 1 | 2037-01-01 | 0 | MW
0 | 0 | System | Battery | Build Battery-Wind 2035 | Build Battery-Wind | Firm Generation Capacity | 1 | 2037-04-01 | 0 | MW
0 | 0 | System | Battery | Build Battery-Wind 2035 | Build Battery-Wind | Firm Generation Capacity | 1 | 2037-07-01 | 0 | MW
0 | 0 | System | Battery | Build Battery-Wind 2035 | Build Battery-Wind | Firm Generation Capacity | 1 | 2037-10-01 | 0 | MW
Build Battery-Wind 2035_Firm Generation Capacity2038 | Build Battery-Wind_Firm Generation Capacity2038 | System | Battery | Build Battery-Wind 2035 | Build Battery-Wind | Firm Generation Capacity | 1 | 2038-01-01 | 0 | MW
0 | 0 | System | Battery | Build Battery-Wind 2035 | Build Battery-Wind | Firm Generation Capacity | 1 | 2038-04-01 | 0 | MW
0 | 0 | System | Battery | Build Battery-Wind 2035 | Build Battery-Wind | Firm Generation Capacity | 1 | 2038-07-01 | 0 | MW
0 | 0 | System | Battery | Build Battery-Wind 2035 | Build Battery-Wind | Firm Generation Capacity | 1 | 2038-10-01 | 0 | MW
Build Battery-Wind 2035_Firm Generation Capacity2039 | Build Battery-Wind_Firm Generation Capacity2039 | System | Battery | Build Battery-Wind 2035 | Build Battery-Wind | Firm Generation Capacity | 1 | 2039-01-01 | 0 | MW
0 | 0 | System | Battery | Build Battery-Wind 2035 | Build Battery-Wind | Firm Generation Capacity | 1 | 2039-04-01 | 0 | MW
0 | 0 | System | Battery | Build Battery-Wind 2035 | Build Battery-Wind | Firm Generation Capacity | 1 | 2039-07-01 | 0 | MW
0 | 0 | System | Battery | Build Battery-Wind 2035 | Build Battery-Wind | Firm Generation Capacity | 1 | 2039-10-01 | 0 | MW
Build Battery-Wind 2035_Firm Generation Capacity2040 | Build Battery-Wind_Firm Generation Capacity2040 | System | Battery | Build Battery-Wind 2035 | Build Battery-Wind | Firm Generation Capacity | 1 | 2040-01-01 | 0 | MW
0 | 0 | System | Battery | Build Battery-Wind 2035 | Build Battery-Wind | Firm Generation Capacity | 1 | 2040-04-01 | 0 | MW
0 | 0 | System | Battery | Build Battery-Wind 2035 | Build Battery-Wind | Firm Generation Capacity | 1 | 2040-07-01 | 0 | MW
0 | 0 | System | Battery | Build Battery-Wind 2035 | Build Battery-Wind | Firm Generation Capacity | 1 | 2040-10-01 | 0 | MW
Build Battery-Wind 2035_Firm Generation Capacity2041 | Build Battery-Wind_Firm Generation Capacity2041 | System | Battery | Build Battery-Wind 2035 | Build Battery-Wind | Firm Generation Capacity | 1 | 2041-01-01 | 0 | MW
0 | 0 | System | Battery | Build Battery-Wind 2035 | Build Battery-Wind | Firm Generation Capacity | 1 | 2041-04-01 | 0 | MW
0 | 0 | System | Battery | Build Battery-Wind 2035 | Build Battery-Wind | Firm Generation Capacity | 1 | 2041-07-01 | 0 | MW
0 | 0 | System | Battery | Build Battery-Wind 2035 | Build Battery-Wind | Firm Generation Capacity | 1 | 2041-10-01 | 0 | MW
Build Battery-Wind 2035_Firm Generation Capacity2042 | Build Battery-Wind_Firm Generation Capacity2042 | System | Battery | Build Battery-Wind 2035 | Build Battery-Wind | Firm Generation Capacity | 1 | 2042-01-01 | 0 | MW
0 | 0 | System | Battery | Build Battery-Wind 2035 | Build Battery-Wind | Firm Generation Capacity | 1 | 2042-04-01 | 0 | MW
0 | 0 | System | Battery | Build Battery-Wind 2035 | Build Battery-Wind | Firm Generation Capacity | 1 | 2042-07-01 | 0 | MW
0 | 0 | System | Battery | Build Battery-Wind 2035 | Build Battery-Wind | Firm Generation Capacity | 1 | 2042-10-01 | 0 | MW
Build Battery-Wind 2035_Firm Generation Capacity2043 | Build Battery-Wind_Firm Generation Capacity2043 | System | Battery | Build Battery-Wind 2035 | Build Battery-Wind | Firm Generation Capacity | 1 | 2043-01-01 | 0 | MW
0 | 0 | System | Battery | Build Battery-Wind 2035 | Build Battery-Wind | Firm Generation Capacity | 1 | 2043-04-01 | 0 | MW
0 | 0 | System | Battery | Build Battery-Wind 2035 | Build Battery-Wind | Firm Generation Capacity | 1 | 2043-07-01 | 0 | MW
0 | 0 | System | Battery | Build Battery-Wind 2035 | Build Battery-Wind | Firm Generation Capacity | 1 | 2043-10-01 | 0 | MW
Build Battery-Wind 2036_Firm Generation Capacity2024 | Build Battery-Wind_Firm Generation Capacity2024 | System | Battery | Build Battery-Wind 2036 | Build Battery-Wind | Firm Generation Capacity | 1 | 2024-01-01 | 0 | MW
0 | 0 | System | Battery | Build Battery-Wind 2036 | Build Battery-Wind | Firm Generation Capacity | 1 | 2024-04-01 | 0 | MW
0 | 0 | System | Battery | Build Battery-Wind 2036 | Build Battery-Wind | Firm Generation Capacity | 1 | 2024-07-01 | 0 | MW
0 | 0 | System | Battery | Build Battery-Wind 2036 | Build Battery-Wind | Firm Generation Capacity | 1 | 2024-10-01 | 0 | MW
Build Battery-Wind 2036_Firm Generation Capacity2025 | Build Battery-Wind_Firm Generation Capacity2025 | System | Battery | Build Battery-Wind 2036 | Build Battery-Wind | Firm Generation Capacity | 1 | 2025-01-01 | 0 | MW
0 | 0 | System | Battery | Build Battery-Wind 2036 | Build Battery-Wind | Firm Generation Capacity | 1 | 2025-04-01 | 0 | MW
0 | 0 | System | Battery | Build Battery-Wind 2036 | Build Battery-Wind | Firm Generation Capacity | 1 | 2025-07-01 | 0 | MW
0 | 0 | System | Battery | Build Battery-Wind 2036 | Build Battery-Wind | Firm Generation Capacity | 1 | 2025-10-01 | 0 | MW
Build Battery-Wind 2036_Firm Generation Capacity2026 | Build Battery-Wind_Firm Generation Capacity2026 | System | Battery | Build Battery-Wind 2036 | Build Battery-Wind | Firm Generation Capacity | 1 | 2026-01-01 | 0 | MW
0 | 0 | System | Battery | Build Battery-Wind 2036 | Build Battery-Wind | Firm Generation Capacity | 1 | 2026-04-01 | 0 | MW
0 | 0 | System | Battery | Build Battery-Wind 2036 | Build Battery-Wind | Firm Generation Capacity | 1 | 2026-07-01 | 0 | MW
0 | 0 | System | Battery | Build Battery-Wind 2036 | Build Battery-Wind | Firm Generation Capacity | 1 | 2026-10-01 | 0 | MW
Build Battery-Wind 2036_Firm Generation Capacity2027 | Build Battery-Wind_Firm Generation Capacity2027 | System | Battery | Build Battery-Wind 2036 | Build Battery-Wind | Firm Generation Capacity | 1 | 2027-01-01 | 0 | MW
0 | 0 | System | Battery | Build Battery-Wind 2036 | Build Battery-Wind | Firm Generation Capacity | 1 | 2027-04-01 | 0 | MW
0 | 0 | System | Battery | Build Battery-Wind 2036 | Build Battery-Wind | Firm Generation Capacity | 1 | 2027-07-01 | 0 | MW
0 | 0 | System | Battery | Build Battery-Wind 2036 | Build Battery-Wind | Firm Generation Capacity | 1 | 2027-10-01 | 0 | MW
Build Battery-Wind 2036_Firm Generation Capacity2028 | Build Battery-Wind_Firm Generation Capacity2028 | System | Battery | Build Battery-Wind 2036 | Build Battery-Wind | Firm Generation Capacity | 1 | 2028-01-01 | 0 | MW
0 | 0 | System | Battery | Build Battery-Wind 2036 | Build Battery-Wind | Firm Generation Capacity | 1 | 2028-04-01 | 0 | MW
0 | 0 | System | Battery | Build Battery-Wind 2036 | Build Battery-Wind | Firm Generation Capacity | 1 | 2028-07-01 | 0 | MW
0 | 0 | System | Battery | Build Battery-Wind 2036 | Build Battery-Wind | Firm Generation Capacity | 1 | 2028-10-01 | 0 | MW
Build Battery-Wind 2036_Firm Generation Capacity2029 | Build Battery-Wind_Firm Generation Capacity2029 | System | Battery | Build Battery-Wind 2036 | Build Battery-Wind | Firm Generation Capacity | 1 | 2029-01-01 | 0 | MW
0 | 0 | System | Battery | Build Battery-Wind 2036 | Build Battery-Wind | Firm Generation Capacity | 1 | 2029-04-01 | 0 | MW
0 | 0 | System | Battery | Build Battery-Wind 2036 | Build Battery-Wind | Firm Generation Capacity | 1 | 2029-07-01 | 0 | MW
0 | 0 | System | Battery | Build Battery-Wind 2036 | Build Battery-Wind | Firm Generation Capacity | 1 | 2029-10-01 | 0 | MW
Build Battery-Wind 2036_Firm Generation Capacity2030 | Build Battery-Wind_Firm Generation Capacity2030 | System | Battery | Build Battery-Wind 2036 | Build Battery-Wind | Firm Generation Capacity | 1 | 2030-01-01 | 0 | MW
0 | 0 | System | Battery | Build Battery-Wind 2036 | Build Battery-Wind | Firm Generation Capacity | 1 | 2030-04-01 | 0 | MW
0 | 0 | System | Battery | Build Battery-Wind 2036 | Build Battery-Wind | Firm Generation Capacity | 1 | 2030-07-01 | 0 | MW
0 | 0 | System | Battery | Build Battery-Wind 2036 | Build Battery-Wind | Firm Generation Capacity | 1 | 2030-10-01 | 0 | MW
Build Battery-Wind 2036_Firm Generation Capacity2031 | Build Battery-Wind_Firm Generation Capacity2031 | System | Battery | Build Battery-Wind 2036 | Build Battery-Wind | Firm Generation Capacity | 1 | 2031-01-01 | 0 | MW
0 | 0 | System | Battery | Build Battery-Wind 2036 | Build Battery-Wind | Firm Generation Capacity | 1 | 2031-04-01 | 0 | MW
0 | 0 | System | Battery | Build Battery-Wind 2036 | Build Battery-Wind | Firm Generation Capacity | 1 | 2031-07-01 | 0 | MW
0 | 0 | System | Battery | Build Battery-Wind 2036 | Build Battery-Wind | Firm Generation Capacity | 1 | 2031-10-01 | 0 | MW
Build Battery-Wind 2036_Firm Generation Capacity2032 | Build Battery-Wind_Firm Generation Capacity2032 | System | Battery | Build Battery-Wind 2036 | Build Battery-Wind | Firm Generation Capacity | 1 | 2032-01-01 | 0 | MW
0 | 0 | System | Battery | Build Battery-Wind 2036 | Build Battery-Wind | Firm Generation Capacity | 1 | 2032-04-01 | 0 | MW
0 | 0 | System | Battery | Build Battery-Wind 2036 | Build Battery-Wind | Firm Generation Capacity | 1 | 2032-07-01 | 0 | MW
0 | 0 | System | Battery | Build Battery-Wind 2036 | Build Battery-Wind | Firm Generation Capacity | 1 | 2032-10-01 | 0 | MW
Build Battery-Wind 2036_Firm Generation Capacity2033 | Build Battery-Wind_Firm Generation Capacity2033 | System | Battery | Build Battery-Wind 2036 | Build Battery-Wind | Firm Generation Capacity | 1 | 2033-01-01 | 0 | MW
0 | 0 | System | Battery | Build Battery-Wind 2036 | Build Battery-Wind | Firm Generation Capacity | 1 | 2033-04-01 | 0 | MW
0 | 0 | System | Battery | Build Battery-Wind 2036 | Build Battery-Wind | Firm Generation Capacity | 1 | 2033-07-01 | 0 | MW
0 | 0 | System | Battery | Build Battery-Wind 2036 | Build Battery-Wind | Firm Generation Capacity | 1 | 2033-10-01 | 0 | MW
Build Battery-Wind 2036_Firm Generation Capacity2034 | Build Battery-Wind_Firm Generation Capacity2034 | System | Battery | Build Battery-Wind 2036 | Build Battery-Wind | Firm Generation Capacity | 1 | 2034-01-01 | 0 | MW
0 | 0 | System | Battery | Build Battery-Wind 2036 | Build Battery-Wind | Firm Generation Capacity | 1 | 2034-04-01 | 0 | MW
0 | 0 | System | Battery | Build Battery-Wind 2036 | Build Battery-Wind | Firm Generation Capacity | 1 | 2034-07-01 | 0 | MW
0 | 0 | System | Battery | Build Battery-Wind 2036 | Build Battery-Wind | Firm Generation Capacity | 1 | 2034-10-01 | 0 | MW
Build Battery-Wind 2036_Firm Generation Capacity2035 | Build Battery-Wind_Firm Generation Capacity2035 | System | Battery | Build Battery-Wind 2036 | Build Battery-Wind | Firm Generation Capacity | 1 | 2035-01-01 | 0 | MW
0 | 0 | System | Battery | Build Battery-Wind 2036 | Build Battery-Wind | Firm Generation Capacity | 1 | 2035-04-01 | 0 | MW
0 | 0 | System | Battery | Build Battery-Wind 2036 | Build Battery-Wind | Firm Generation Capacity | 1 | 2035-07-01 | 0 | MW
0 | 0 | System | Battery | Build Battery-Wind 2036 | Build Battery-Wind | Firm Generation Capacity | 1 | 2035-10-01 | 0 | MW
Build Battery-Wind 2036_Firm Generation Capacity2036 | Build Battery-Wind_Firm Generation Capacity2036 | System | Battery | Build Battery-Wind 2036 | Build Battery-Wind | Firm Generation Capacity | 1 | 2036-01-01 | 0 | MW
0 | 0 | System | Battery | Build Battery-Wind 2036 | Build Battery-Wind | Firm Generation Capacity | 1 | 2036-04-01 | 0 | MW
0 | 0 | System | Battery | Build Battery-Wind 2036 | Build Battery-Wind | Firm Generation Capacity | 1 | 2036-07-01 | 0 | MW
0 | 0 | System | Battery | Build Battery-Wind 2036 | Build Battery-Wind | Firm Generation Capacity | 1 | 2036-10-01 | 0 | MW
Build Battery-Wind 2036_Firm Generation Capacity2037 | Build Battery-Wind_Firm Generation Capacity2037 | System | Battery | Build Battery-Wind 2036 | Build Battery-Wind | Firm Generation Capacity | 1 | 2037-01-01 | 0 | MW
0 | 0 | System | Battery | Build Battery-Wind 2036 | Build Battery-Wind | Firm Generation Capacity | 1 | 2037-04-01 | 0 | MW
0 | 0 | System | Battery | Build Battery-Wind 2036 | Build Battery-Wind | Firm Generation Capacity | 1 | 2037-07-01 | 0 | MW
0 | 0 | System | Battery | Build Battery-Wind 2036 | Build Battery-Wind | Firm Generation Capacity | 1 | 2037-10-01 | 0 | MW
Build Battery-Wind 2036_Firm Generation Capacity2038 | Build Battery-Wind_Firm Generation Capacity2038 | System | Battery | Build Battery-Wind 2036 | Build Battery-Wind | Firm Generation Capacity | 1 | 2038-01-01 | 0 | MW
0 | 0 | System | Battery | Build Battery-Wind 2036 | Build Battery-Wind | Firm Generation Capacity | 1 | 2038-04-01 | 0 | MW
0 | 0 | System | Battery | Build Battery-Wind 2036 | Build Battery-Wind | Firm Generation Capacity | 1 | 2038-07-01 | 0 | MW
0 | 0 | System | Battery | Build Battery-Wind 2036 | Build Battery-Wind | Firm Generation Capacity | 1 | 2038-10-01 | 0 | MW
Build Battery-Wind 2036_Firm Generation Capacity2039 | Build Battery-Wind_Firm Generation Capacity2039 | System | Battery | Build Battery-Wind 2036 | Build Battery-Wind | Firm Generation Capacity | 1 | 2039-01-01 | 0 | MW
0 | 0 | System | Battery | Build Battery-Wind 2036 | Build Battery-Wind | Firm Generation Capacity | 1 | 2039-04-01 | 0 | MW
0 | 0 | System | Battery | Build Battery-Wind 2036 | Build Battery-Wind | Firm Generation Capacity | 1 | 2039-07-01 | 0 | MW
0 | 0 | System | Battery | Build Battery-Wind 2036 | Build Battery-Wind | Firm Generation Capacity | 1 | 2039-10-01 | 0 | MW
Build Battery-Wind 2036_Firm Generation Capacity2040 | Build Battery-Wind_Firm Generation Capacity2040 | System | Battery | Build Battery-Wind 2036 | Build Battery-Wind | Firm Generation Capacity | 1 | 2040-01-01 | 0 | MW
0 | 0 | System | Battery | Build Battery-Wind 2036 | Build Battery-Wind | Firm Generation Capacity | 1 | 2040-04-01 | 0 | MW
0 | 0 | System | Battery | Build Battery-Wind 2036 | Build Battery-Wind | Firm Generation Capacity | 1 | 2040-07-01 | 0 | MW
0 | 0 | System | Battery | Build Battery-Wind 2036 | Build Battery-Wind | Firm Generation Capacity | 1 | 2040-10-01 | 0 | MW
Build Battery-Wind 2036_Firm Generation Capacity2041 | Build Battery-Wind_Firm Generation Capacity2041 | System | Battery | Build Battery-Wind 2036 | Build Battery-Wind | Firm Generation Capacity | 1 | 2041-01-01 | 0 | MW
0 | 0 | System | Battery | Build Battery-Wind 2036 | Build Battery-Wind | Firm Generation Capacity | 1 | 2041-04-01 | 0 | MW
0 | 0 | System | Battery | Build Battery-Wind 2036 | Build Battery-Wind | Firm Generation Capacity | 1 | 2041-07-01 | 0 | MW
0 | 0 | System | Battery | Build Battery-Wind 2036 | Build Battery-Wind | Firm Generation Capacity | 1 | 2041-10-01 | 0 | MW
Build Battery-Wind 2036_Firm Generation Capacity2042 | Build Battery-Wind_Firm Generation Capacity2042 | System | Battery | Build Battery-Wind 2036 | Build Battery-Wind | Firm Generation Capacity | 1 | 2042-01-01 | 0 | MW
0 | 0 | System | Battery | Build Battery-Wind 2036 | Build Battery-Wind | Firm Generation Capacity | 1 | 2042-04-01 | 0 | MW
0 | 0 | System | Battery | Build Battery-Wind 2036 | Build Battery-Wind | Firm Generation Capacity | 1 | 2042-07-01 | 0 | MW
0 | 0 | System | Battery | Build Battery-Wind 2036 | Build Battery-Wind | Firm Generation Capacity | 1 | 2042-10-01 | 0 | MW
Build Battery-Wind 2036_Firm Generation Capacity2043 | Build Battery-Wind_Firm Generation Capacity2043 | System | Battery | Build Battery-Wind 2036 | Build Battery-Wind | Firm Generation Capacity | 1 | 2043-01-01 | 0 | MW
0 | 0 | System | Battery | Build Battery-Wind 2036 | Build Battery-Wind | Firm Generation Capacity | 1 | 2043-04-01 | 0 | MW
0 | 0 | System | Battery | Build Battery-Wind 2036 | Build Battery-Wind | Firm Generation Capacity | 1 | 2043-07-01 | 0 | MW
0 | 0 | System | Battery | Build Battery-Wind 2036 | Build Battery-Wind | Firm Generation Capacity | 1 | 2043-10-01 | 0 | MW
Build Battery-Wind 2037_Firm Generation Capacity2024 | Build Battery-Wind_Firm Generation Capacity2024 | System | Battery | Build Battery-Wind 2037 | Build Battery-Wind | Firm Generation Capacity | 1 | 2024-01-01 | 0 | MW
0 | 0 | System | Battery | Build Battery-Wind 2037 | Build Battery-Wind | Firm Generation Capacity | 1 | 2024-04-01 | 0 | MW
0 | 0 | System | Battery | Build Battery-Wind 2037 | Build Battery-Wind | Firm Generation Capacity | 1 | 2024-07-01 | 0 | MW
0 | 0 | System | Battery | Build Battery-Wind 2037 | Build Battery-Wind | Firm Generation Capacity | 1 | 2024-10-01 | 0 | MW
Build Battery-Wind 2037_Firm Generation Capacity2025 | Build Battery-Wind_Firm Generation Capacity2025 | System | Battery | Build Battery-Wind 2037 | Build Battery-Wind | Firm Generation Capacity | 1 | 2025-01-01 | 0 | MW
0 | 0 | System | Battery | Build Battery-Wind 2037 | Build Battery-Wind | Firm Generation Capacity | 1 | 2025-04-01 | 0 | MW
0 | 0 | System | Battery | Build Battery-Wind 2037 | Build Battery-Wind | Firm Generation Capacity | 1 | 2025-07-01 | 0 | MW
0 | 0 | System | Battery | Build Battery-Wind 2037 | Build Battery-Wind | Firm Generation Capacity | 1 | 2025-10-01 | 0 | MW
Build Battery-Wind 2037_Firm Generation Capacity2026 | Build Battery-Wind_Firm Generation Capacity2026 | System | Battery | Build Battery-Wind 2037 | Build Battery-Wind | Firm Generation Capacity | 1 | 2026-01-01 | 0 | MW
0 | 0 | System | Battery | Build Battery-Wind 2037 | Build Battery-Wind | Firm Generation Capacity | 1 | 2026-04-01 | 0 | MW
0 | 0 | System | Battery | Build Battery-Wind 2037 | Build Battery-Wind | Firm Generation Capacity | 1 | 2026-07-01 | 0 | MW
0 | 0 | System | Battery | Build Battery-Wind 2037 | Build Battery-Wind | Firm Generation Capacity | 1 | 2026-10-01 | 0 | MW
Build Battery-Wind 2037_Firm Generation Capacity2027 | Build Battery-Wind_Firm Generation Capacity2027 | System | Battery | Build Battery-Wind 2037 | Build Battery-Wind | Firm Generation Capacity | 1 | 2027-01-01 | 0 | MW
0 | 0 | System | Battery | Build Battery-Wind 2037 | Build Battery-Wind | Firm Generation Capacity | 1 | 2027-04-01 | 0 | MW
0 | 0 | System | Battery | Build Battery-Wind 2037 | Build Battery-Wind | Firm Generation Capacity | 1 | 2027-07-01 | 0 | MW
0 | 0 | System | Battery | Build Battery-Wind 2037 | Build Battery-Wind | Firm Generation Capacity | 1 | 2027-10-01 | 0 | MW
Build Battery-Wind 2037_Firm Generation Capacity2028 | Build Battery-Wind_Firm Generation Capacity2028 | System | Battery | Build Battery-Wind 2037 | Build Battery-Wind | Firm Generation Capacity | 1 | 2028-01-01 | 0 | MW
0 | 0 | System | Battery | Build Battery-Wind 2037 | Build Battery-Wind | Firm Generation Capacity | 1 | 2028-04-01 | 0 | MW
0 | 0 | System | Battery | Build Battery-Wind 2037 | Build Battery-Wind | Firm Generation Capacity | 1 | 2028-07-01 | 0 | MW
0 | 0 | System | Battery | Build Battery-Wind 2037 | Build Battery-Wind | Firm Generation Capacity | 1 | 2028-10-01 | 0 | MW
Build Battery-Wind 2037_Firm Generation Capacity2029 | Build Battery-Wind_Firm Generation Capacity2029 | System | Battery | Build Battery-Wind 2037 | Build Battery-Wind | Firm Generation Capacity | 1 | 2029-01-01 | 0 | MW
0 | 0 | System | Battery | Build Battery-Wind 2037 | Build Battery-Wind | Firm Generation Capacity | 1 | 2029-04-01 | 0 | MW
0 | 0 | System | Battery | Build Battery-Wind 2037 | Build Battery-Wind | Firm Generation Capacity | 1 | 2029-07-01 | 0 | MW
0 | 0 | System | Battery | Build Battery-Wind 2037 | Build Battery-Wind | Firm Generation Capacity | 1 | 2029-10-01 | 0 | MW
Build Battery-Wind 2037_Firm Generation Capacity2030 | Build Battery-Wind_Firm Generation Capacity2030 | System | Battery | Build Battery-Wind 2037 | Build Battery-Wind | Firm Generation Capacity | 1 | 2030-01-01 | 0 | MW
0 | 0 | System | Battery | Build Battery-Wind 2037 | Build Battery-Wind | Firm Generation Capacity | 1 | 2030-04-01 | 0 | MW
0 | 0 | System | Battery | Build Battery-Wind 2037 | Build Battery-Wind | Firm Generation Capacity | 1 | 2030-07-01 | 0 | MW
0 | 0 | System | Battery | Build Battery-Wind 2037 | Build Battery-Wind | Firm Generation Capacity | 1 | 2030-10-01 | 0 | MW
Build Battery-Wind 2037_Firm Generation Capacity2031 | Build Battery-Wind_Firm Generation Capacity2031 | System | Battery | Build Battery-Wind 2037 | Build Battery-Wind | Firm Generation Capacity | 1 | 2031-01-01 | 0 | MW
0 | 0 | System | Battery | Build Battery-Wind 2037 | Build Battery-Wind | Firm Generation Capacity | 1 | 2031-04-01 | 0 | MW
0 | 0 | System | Battery | Build Battery-Wind 2037 | Build Battery-Wind | Firm Generation Capacity | 1 | 2031-07-01 | 0 | MW
0 | 0 | System | Battery | Build Battery-Wind 2037 | Build Battery-Wind | Firm Generation Capacity | 1 | 2031-10-01 | 0 | MW
Build Battery-Wind 2037_Firm Generation Capacity2032 | Build Battery-Wind_Firm Generation Capacity2032 | System | Battery | Build Battery-Wind 2037 | Build Battery-Wind | Firm Generation Capacity | 1 | 2032-01-01 | 0 | MW
0 | 0 | System | Battery | Build Battery-Wind 2037 | Build Battery-Wind | Firm Generation Capacity | 1 | 2032-04-01 | 0 | MW
0 | 0 | System | Battery | Build Battery-Wind 2037 | Build Battery-Wind | Firm Generation Capacity | 1 | 2032-07-01 | 0 | MW
0 | 0 | System | Battery | Build Battery-Wind 2037 | Build Battery-Wind | Firm Generation Capacity | 1 | 2032-10-01 | 0 | MW
Build Battery-Wind 2037_Firm Generation Capacity2033 | Build Battery-Wind_Firm Generation Capacity2033 | System | Battery | Build Battery-Wind 2037 | Build Battery-Wind | Firm Generation Capacity | 1 | 2033-01-01 | 0 | MW
0 | 0 | System | Battery | Build Battery-Wind 2037 | Build Battery-Wind | Firm Generation Capacity | 1 | 2033-04-01 | 0 | MW
0 | 0 | System | Battery | Build Battery-Wind 2037 | Build Battery-Wind | Firm Generation Capacity | 1 | 2033-07-01 | 0 | MW
0 | 0 | System | Battery | Build Battery-Wind 2037 | Build Battery-Wind | Firm Generation Capacity | 1 | 2033-10-01 | 0 | MW
Build Battery-Wind 2037_Firm Generation Capacity2034 | Build Battery-Wind_Firm Generation Capacity2034 | System | Battery | Build Battery-Wind 2037 | Build Battery-Wind | Firm Generation Capacity | 1 | 2034-01-01 | 0 | MW
0 | 0 | System | Battery | Build Battery-Wind 2037 | Build Battery-Wind | Firm Generation Capacity | 1 | 2034-04-01 | 0 | MW
0 | 0 | System | Battery | Build Battery-Wind 2037 | Build Battery-Wind | Firm Generation Capacity | 1 | 2034-07-01 | 0 | MW
0 | 0 | System | Battery | Build Battery-Wind 2037 | Build Battery-Wind | Firm Generation Capacity | 1 | 2034-10-01 | 0 | MW
Build Battery-Wind 2037_Firm Generation Capacity2035 | Build Battery-Wind_Firm Generation Capacity2035 | System | Battery | Build Battery-Wind 2037 | Build Battery-Wind | Firm Generation Capacity | 1 | 2035-01-01 | 0 | MW
0 | 0 | System | Battery | Build Battery-Wind 2037 | Build Battery-Wind | Firm Generation Capacity | 1 | 2035-04-01 | 0 | MW
0 | 0 | System | Battery | Build Battery-Wind 2037 | Build Battery-Wind | Firm Generation Capacity | 1 | 2035-07-01 | 0 | MW
0 | 0 | System | Battery | Build Battery-Wind 2037 | Build Battery-Wind | Firm Generation Capacity | 1 | 2035-10-01 | 0 | MW
Build Battery-Wind 2037_Firm Generation Capacity2036 | Build Battery-Wind_Firm Generation Capacity2036 | System | Battery | Build Battery-Wind 2037 | Build Battery-Wind | Firm Generation Capacity | 1 | 2036-01-01 | 0 | MW
0 | 0 | System | Battery | Build Battery-Wind 2037 | Build Battery-Wind | Firm Generation Capacity | 1 | 2036-04-01 | 0 | MW
0 | 0 | System | Battery | Build Battery-Wind 2037 | Build Battery-Wind | Firm Generation Capacity | 1 | 2036-07-01 | 0 | MW
0 | 0 | System | Battery | Build Battery-Wind 2037 | Build Battery-Wind | Firm Generation Capacity | 1 | 2036-10-01 | 0 | MW
Build Battery-Wind 2037_Firm Generation Capacity2037 | Build Battery-Wind_Firm Generation Capacity2037 | System | Battery | Build Battery-Wind 2037 | Build Battery-Wind | Firm Generation Capacity | 1 | 2037-01-01 | 0 | MW
0 | 0 | System | Battery | Build Battery-Wind 2037 | Build Battery-Wind | Firm Generation Capacity | 1 | 2037-04-01 | 0 | MW
0 | 0 | System | Battery | Build Battery-Wind 2037 | Build Battery-Wind | Firm Generation Capacity | 1 | 2037-07-01 | 0 | MW
0 | 0 | System | Battery | Build Battery-Wind 2037 | Build Battery-Wind | Firm Generation Capacity | 1 | 2037-10-01 | 0 | MW
Build Battery-Wind 2037_Firm Generation Capacity2038 | Build Battery-Wind_Firm Generation Capacity2038 | System | Battery | Build Battery-Wind 2037 | Build Battery-Wind | Firm Generation Capacity | 1 | 2038-01-01 | 0 | MW
0 | 0 | System | Battery | Build Battery-Wind 2037 | Build Battery-Wind | Firm Generation Capacity | 1 | 2038-04-01 | 0 | MW
0 | 0 | System | Battery | Build Battery-Wind 2037 | Build Battery-Wind | Firm Generation Capacity | 1 | 2038-07-01 | 0 | MW
0 | 0 | System | Battery | Build Battery-Wind 2037 | Build Battery-Wind | Firm Generation Capacity | 1 | 2038-10-01 | 0 | MW
Build Battery-Wind 2037_Firm Generation Capacity2039 | Build Battery-Wind_Firm Generation Capacity2039 | System | Battery | Build Battery-Wind 2037 | Build Battery-Wind | Firm Generation Capacity | 1 | 2039-01-01 | 0 | MW
0 | 0 | System | Battery | Build Battery-Wind 2037 | Build Battery-Wind | Firm Generation Capacity | 1 | 2039-04-01 | 0 | MW
0 | 0 | System | Battery | Build Battery-Wind 2037 | Build Battery-Wind | Firm Generation Capacity | 1 | 2039-07-01 | 0 | MW
0 | 0 | System | Battery | Build Battery-Wind 2037 | Build Battery-Wind | Firm Generation Capacity | 1 | 2039-10-01 | 0 | MW
Build Battery-Wind 2037_Firm Generation Capacity2040 | Build Battery-Wind_Firm Generation Capacity2040 | System | Battery | Build Battery-Wind 2037 | Build Battery-Wind | Firm Generation Capacity | 1 | 2040-01-01 | 0 | MW
0 | 0 | System | Battery | Build Battery-Wind 2037 | Build Battery-Wind | Firm Generation Capacity | 1 | 2040-04-01 | 0 | MW
0 | 0 | System | Battery | Build Battery-Wind 2037 | Build Battery-Wind | Firm Generation Capacity | 1 | 2040-07-01 | 0 | MW
0 | 0 | System | Battery | Build Battery-Wind 2037 | Build Battery-Wind | Firm Generation Capacity | 1 | 2040-10-01 | 0 | MW
Build Battery-Wind 2037_Firm Generation Capacity2041 | Build Battery-Wind_Firm Generation Capacity2041 | System | Battery | Build Battery-Wind 2037 | Build Battery-Wind | Firm Generation Capacity | 1 | 2041-01-01 | 0 | MW
0 | 0 | System | Battery | Build Battery-Wind 2037 | Build Battery-Wind | Firm Generation Capacity | 1 | 2041-04-01 | 0 | MW
0 | 0 | System | Battery | Build Battery-Wind 2037 | Build Battery-Wind | Firm Generation Capacity | 1 | 2041-07-01 | 0 | MW
0 | 0 | System | Battery | Build Battery-Wind 2037 | Build Battery-Wind | Firm Generation Capacity | 1 | 2041-10-01 | 0 | MW
Build Battery-Wind 2037_Firm Generation Capacity2042 | Build Battery-Wind_Firm Generation Capacity2042 | System | Battery | Build Battery-Wind 2037 | Build Battery-Wind | Firm Generation Capacity | 1 | 2042-01-01 | 0 | MW
0 | 0 | System | Battery | Build Battery-Wind 2037 | Build Battery-Wind | Firm Generation Capacity | 1 | 2042-04-01 | 0 | MW
0 | 0 | System | Battery | Build Battery-Wind 2037 | Build Battery-Wind | Firm Generation Capacity | 1 | 2042-07-01 | 0 | MW
0 | 0 | System | Battery | Build Battery-Wind 2037 | Build Battery-Wind | Firm Generation Capacity | 1 | 2042-10-01 | 0 | MW
Build Battery-Wind 2037_Firm Generation Capacity2043 | Build Battery-Wind_Firm Generation Capacity2043 | System | Battery | Build Battery-Wind 2037 | Build Battery-Wind | Firm Generation Capacity | 1 | 2043-01-01 | 0 | MW
0 | 0 | System | Battery | Build Battery-Wind 2037 | Build Battery-Wind | Firm Generation Capacity | 1 | 2043-04-01 | 0 | MW
0 | 0 | System | Battery | Build Battery-Wind 2037 | Build Battery-Wind | Firm Generation Capacity | 1 | 2043-07-01 | 0 | MW
0 | 0 | System | Battery | Build Battery-Wind 2037 | Build Battery-Wind | Firm Generation Capacity | 1 | 2043-10-01 | 0 | MW
Build Battery-Wind 2038_Firm Generation Capacity2024 | Build Battery-Wind_Firm Generation Capacity2024 | System | Battery | Build Battery-Wind 2038 | Build Battery-Wind | Firm Generation Capacity | 1 | 2024-01-01 | 0 | MW
0 | 0 | System | Battery | Build Battery-Wind 2038 | Build Battery-Wind | Firm Generation Capacity | 1 | 2024-04-01 | 0 | MW
0 | 0 | System | Battery | Build Battery-Wind 2038 | Build Battery-Wind | Firm Generation Capacity | 1 | 2024-07-01 | 0 | MW
0 | 0 | System | Battery | Build Battery-Wind 2038 | Build Battery-Wind | Firm Generation Capacity | 1 | 2024-10-01 | 0 | MW
Build Battery-Wind 2038_Firm Generation Capacity2025 | Build Battery-Wind_Firm Generation Capacity2025 | System | Battery | Build Battery-Wind 2038 | Build Battery-Wind | Firm Generation Capacity | 1 | 2025-01-01 | 0 | MW
0 | 0 | System | Battery | Build Battery-Wind 2038 | Build Battery-Wind | Firm Generation Capacity | 1 | 2025-04-01 | 0 | MW
0 | 0 | System | Battery | Build Battery-Wind 2038 | Build Battery-Wind | Firm Generation Capacity | 1 | 2025-07-01 | 0 | MW
0 | 0 | System | Battery | Build Battery-Wind 2038 | Build Battery-Wind | Firm Generation Capacity | 1 | 2025-10-01 | 0 | MW
Build Battery-Wind 2038_Firm Generation Capacity2026 | Build Battery-Wind_Firm Generation Capacity2026 | System | Battery | Build Battery-Wind 2038 | Build Battery-Wind | Firm Generation Capacity | 1 | 2026-01-01 | 0 | MW
0 | 0 | System | Battery | Build Battery-Wind 2038 | Build Battery-Wind | Firm Generation Capacity | 1 | 2026-04-01 | 0 | MW
0 | 0 | System | Battery | Build Battery-Wind 2038 | Build Battery-Wind | Firm Generation Capacity | 1 | 2026-07-01 | 0 | MW
0 | 0 | System | Battery | Build Battery-Wind 2038 | Build Battery-Wind | Firm Generation Capacity | 1 | 2026-10-01 | 0 | MW
Build Battery-Wind 2038_Firm Generation Capacity2027 | Build Battery-Wind_Firm Generation Capacity2027 | System | Battery | Build Battery-Wind 2038 | Build Battery-Wind | Firm Generation Capacity | 1 | 2027-01-01 | 0 | MW
0 | 0 | System | Battery | Build Battery-Wind 2038 | Build Battery-Wind | Firm Generation Capacity | 1 | 2027-04-01 | 0 | MW
0 | 0 | System | Battery | Build Battery-Wind 2038 | Build Battery-Wind | Firm Generation Capacity | 1 | 2027-07-01 | 0 | MW
0 | 0 | System | Battery | Build Battery-Wind 2038 | Build Battery-Wind | Firm Generation Capacity | 1 | 2027-10-01 | 0 | MW
Build Battery-Wind 2038_Firm Generation Capacity2028 | Build Battery-Wind_Firm Generation Capacity2028 | System | Battery | Build Battery-Wind 2038 | Build Battery-Wind | Firm Generation Capacity | 1 | 2028-01-01 | 0 | MW
0 | 0 | System | Battery | Build Battery-Wind 2038 | Build Battery-Wind | Firm Generation Capacity | 1 | 2028-04-01 | 0 | MW
0 | 0 | System | Battery | Build Battery-Wind 2038 | Build Battery-Wind | Firm Generation Capacity | 1 | 2028-07-01 | 0 | MW
0 | 0 | System | Battery | Build Battery-Wind 2038 | Build Battery-Wind | Firm Generation Capacity | 1 | 2028-10-01 | 0 | MW
Build Battery-Wind 2038_Firm Generation Capacity2029 | Build Battery-Wind_Firm Generation Capacity2029 | System | Battery | Build Battery-Wind 2038 | Build Battery-Wind | Firm Generation Capacity | 1 | 2029-01-01 | 0 | MW
0 | 0 | System | Battery | Build Battery-Wind 2038 | Build Battery-Wind | Firm Generation Capacity | 1 | 2029-04-01 | 0 | MW
0 | 0 | System | Battery | Build Battery-Wind 2038 | Build Battery-Wind | Firm Generation Capacity | 1 | 2029-07-01 | 0 | MW
0 | 0 | System | Battery | Build Battery-Wind 2038 | Build Battery-Wind | Firm Generation Capacity | 1 | 2029-10-01 | 0 | MW
Build Battery-Wind 2038_Firm Generation Capacity2030 | Build Battery-Wind_Firm Generation Capacity2030 | System | Battery | Build Battery-Wind 2038 | Build Battery-Wind | Firm Generation Capacity | 1 | 2030-01-01 | 0 | MW
0 | 0 | System | Battery | Build Battery-Wind 2038 | Build Battery-Wind | Firm Generation Capacity | 1 | 2030-04-01 | 0 | MW
0 | 0 | System | Battery | Build Battery-Wind 2038 | Build Battery-Wind | Firm Generation Capacity | 1 | 2030-07-01 | 0 | MW
0 | 0 | System | Battery | Build Battery-Wind 2038 | Build Battery-Wind | Firm Generation Capacity | 1 | 2030-10-01 | 0 | MW
Build Battery-Wind 2038_Firm Generation Capacity2031 | Build Battery-Wind_Firm Generation Capacity2031 | System | Battery | Build Battery-Wind 2038 | Build Battery-Wind | Firm Generation Capacity | 1 | 2031-01-01 | 0 | MW
0 | 0 | System | Battery | Build Battery-Wind 2038 | Build Battery-Wind | Firm Generation Capacity | 1 | 2031-04-01 | 0 | MW
0 | 0 | System | Battery | Build Battery-Wind 2038 | Build Battery-Wind | Firm Generation Capacity | 1 | 2031-07-01 | 0 | MW
0 | 0 | System | Battery | Build Battery-Wind 2038 | Build Battery-Wind | Firm Generation Capacity | 1 | 2031-10-01 | 0 | MW
Build Battery-Wind 2038_Firm Generation Capacity2032 | Build Battery-Wind_Firm Generation Capacity2032 | System | Battery | Build Battery-Wind 2038 | Build Battery-Wind | Firm Generation Capacity | 1 | 2032-01-01 | 0 | MW
0 | 0 | System | Battery | Build Battery-Wind 2038 | Build Battery-Wind | Firm Generation Capacity | 1 | 2032-04-01 | 0 | MW
0 | 0 | System | Battery | Build Battery-Wind 2038 | Build Battery-Wind | Firm Generation Capacity | 1 | 2032-07-01 | 0 | MW
0 | 0 | System | Battery | Build Battery-Wind 2038 | Build Battery-Wind | Firm Generation Capacity | 1 | 2032-10-01 | 0 | MW
Build Battery-Wind 2038_Firm Generation Capacity2033 | Build Battery-Wind_Firm Generation Capacity2033 | System | Battery | Build Battery-Wind 2038 | Build Battery-Wind | Firm Generation Capacity | 1 | 2033-01-01 | 0 | MW
0 | 0 | System | Battery | Build Battery-Wind 2038 | Build Battery-Wind | Firm Generation Capacity | 1 | 2033-04-01 | 0 | MW
0 | 0 | System | Battery | Build Battery-Wind 2038 | Build Battery-Wind | Firm Generation Capacity | 1 | 2033-07-01 | 0 | MW
0 | 0 | System | Battery | Build Battery-Wind 2038 | Build Battery-Wind | Firm Generation Capacity | 1 | 2033-10-01 | 0 | MW
Build Battery-Wind 2038_Firm Generation Capacity2034 | Build Battery-Wind_Firm Generation Capacity2034 | System | Battery | Build Battery-Wind 2038 | Build Battery-Wind | Firm Generation Capacity | 1 | 2034-01-01 | 0 | MW
0 | 0 | System | Battery | Build Battery-Wind 2038 | Build Battery-Wind | Firm Generation Capacity | 1 | 2034-04-01 | 0 | MW
0 | 0 | System | Battery | Build Battery-Wind 2038 | Build Battery-Wind | Firm Generation Capacity | 1 | 2034-07-01 | 0 | MW
0 | 0 | System | Battery | Build Battery-Wind 2038 | Build Battery-Wind | Firm Generation Capacity | 1 | 2034-10-01 | 0 | MW
Build Battery-Wind 2038_Firm Generation Capacity2035 | Build Battery-Wind_Firm Generation Capacity2035 | System | Battery | Build Battery-Wind 2038 | Build Battery-Wind | Firm Generation Capacity | 1 | 2035-01-01 | 0 | MW
0 | 0 | System | Battery | Build Battery-Wind 2038 | Build Battery-Wind | Firm Generation Capacity | 1 | 2035-04-01 | 0 | MW
0 | 0 | System | Battery | Build Battery-Wind 2038 | Build Battery-Wind | Firm Generation Capacity | 1 | 2035-07-01 | 0 | MW
0 | 0 | System | Battery | Build Battery-Wind 2038 | Build Battery-Wind | Firm Generation Capacity | 1 | 2035-10-01 | 0 | MW
Build Battery-Wind 2038_Firm Generation Capacity2036 | Build Battery-Wind_Firm Generation Capacity2036 | System | Battery | Build Battery-Wind 2038 | Build Battery-Wind | Firm Generation Capacity | 1 | 2036-01-01 | 0 | MW
0 | 0 | System | Battery | Build Battery-Wind 2038 | Build Battery-Wind | Firm Generation Capacity | 1 | 2036-04-01 | 0 | MW
0 | 0 | System | Battery | Build Battery-Wind 2038 | Build Battery-Wind | Firm Generation Capacity | 1 | 2036-07-01 | 0 | MW
0 | 0 | System | Battery | Build Battery-Wind 2038 | Build Battery-Wind | Firm Generation Capacity | 1 | 2036-10-01 | 0 | MW
Build Battery-Wind 2038_Firm Generation Capacity2037 | Build Battery-Wind_Firm Generation Capacity2037 | System | Battery | Build Battery-Wind 2038 | Build Battery-Wind | Firm Generation Capacity | 1 | 2037-01-01 | 0 | MW
0 | 0 | System | Battery | Build Battery-Wind 2038 | Build Battery-Wind | Firm Generation Capacity | 1 | 2037-04-01 | 0 | MW
0 | 0 | System | Battery | Build Battery-Wind 2038 | Build Battery-Wind | Firm Generation Capacity | 1 | 2037-07-01 | 0 | MW
0 | 0 | System | Battery | Build Battery-Wind 2038 | Build Battery-Wind | Firm Generation Capacity | 1 | 2037-10-01 | 0 | MW
Build Battery-Wind 2038_Firm Generation Capacity2038 | Build Battery-Wind_Firm Generation Capacity2038 | System | Battery | Build Battery-Wind 2038 | Build Battery-Wind | Firm Generation Capacity | 1 | 2038-01-01 | 0 | MW
0 | 0 | System | Battery | Build Battery-Wind 2038 | Build Battery-Wind | Firm Generation Capacity | 1 | 2038-04-01 | 0 | MW
0 | 0 | System | Battery | Build Battery-Wind 2038 | Build Battery-Wind | Firm Generation Capacity | 1 | 2038-07-01 | 0 | MW
0 | 0 | System | Battery | Build Battery-Wind 2038 | Build Battery-Wind | Firm Generation Capacity | 1 | 2038-10-01 | 0 | MW
Build Battery-Wind 2038_Firm Generation Capacity2039 | Build Battery-Wind_Firm Generation Capacity2039 | System | Battery | Build Battery-Wind 2038 | Build Battery-Wind | Firm Generation Capacity | 1 | 2039-01-01 | 0 | MW
0 | 0 | System | Battery | Build Battery-Wind 2038 | Build Battery-Wind | Firm Generation Capacity | 1 | 2039-04-01 | 0 | MW
0 | 0 | System | Battery | Build Battery-Wind 2038 | Build Battery-Wind | Firm Generation Capacity | 1 | 2039-07-01 | 0 | MW
0 | 0 | System | Battery | Build Battery-Wind 2038 | Build Battery-Wind | Firm Generation Capacity | 1 | 2039-10-01 | 0 | MW
Build Battery-Wind 2038_Firm Generation Capacity2040 | Build Battery-Wind_Firm Generation Capacity2040 | System | Battery | Build Battery-Wind 2038 | Build Battery-Wind | Firm Generation Capacity | 1 | 2040-01-01 | 0 | MW
0 | 0 | System | Battery | Build Battery-Wind 2038 | Build Battery-Wind | Firm Generation Capacity | 1 | 2040-04-01 | 0 | MW
0 | 0 | System | Battery | Build Battery-Wind 2038 | Build Battery-Wind | Firm Generation Capacity | 1 | 2040-07-01 | 0 | MW
0 | 0 | System | Battery | Build Battery-Wind 2038 | Build Battery-Wind | Firm Generation Capacity | 1 | 2040-10-01 | 0 | MW
Build Battery-Wind 2038_Firm Generation Capacity2041 | Build Battery-Wind_Firm Generation Capacity2041 | System | Battery | Build Battery-Wind 2038 | Build Battery-Wind | Firm Generation Capacity | 1 | 2041-01-01 | 0 | MW
0 | 0 | System | Battery | Build Battery-Wind 2038 | Build Battery-Wind | Firm Generation Capacity | 1 | 2041-04-01 | 0 | MW
0 | 0 | System | Battery | Build Battery-Wind 2038 | Build Battery-Wind | Firm Generation Capacity | 1 | 2041-07-01 | 0 | MW
0 | 0 | System | Battery | Build Battery-Wind 2038 | Build Battery-Wind | Firm Generation Capacity | 1 | 2041-10-01 | 0 | MW
Build Battery-Wind 2038_Firm Generation Capacity2042 | Build Battery-Wind_Firm Generation Capacity2042 | System | Battery | Build Battery-Wind 2038 | Build Battery-Wind | Firm Generation Capacity | 1 | 2042-01-01 | 0 | MW
0 | 0 | System | Battery | Build Battery-Wind 2038 | Build Battery-Wind | Firm Generation Capacity | 1 | 2042-04-01 | 0 | MW
0 | 0 | System | Battery | Build Battery-Wind 2038 | Build Battery-Wind | Firm Generation Capacity | 1 | 2042-07-01 | 0 | MW
0 | 0 | System | Battery | Build Battery-Wind 2038 | Build Battery-Wind | Firm Generation Capacity | 1 | 2042-10-01 | 0 | MW
Build Battery-Wind 2038_Firm Generation Capacity2043 | Build Battery-Wind_Firm Generation Capacity2043 | System | Battery | Build Battery-Wind 2038 | Build Battery-Wind | Firm Generation Capacity | 1 | 2043-01-01 | 0 | MW
0 | 0 | System | Battery | Build Battery-Wind 2038 | Build Battery-Wind | Firm Generation Capacity | 1 | 2043-04-01 | 0 | MW
0 | 0 | System | Battery | Build Battery-Wind 2038 | Build Battery-Wind | Firm Generation Capacity | 1 | 2043-07-01 | 0 | MW
0 | 0 | System | Battery | Build Battery-Wind 2038 | Build Battery-Wind | Firm Generation Capacity | 1 | 2043-10-01 | 0 | MW
Build Battery-Wind 2039_Firm Generation Capacity2024 | Build Battery-Wind_Firm Generation Capacity2024 | System | Battery | Build Battery-Wind 2039 | Build Battery-Wind | Firm Generation Capacity | 1 | 2024-01-01 | 0 | MW
0 | 0 | System | Battery | Build Battery-Wind 2039 | Build Battery-Wind | Firm Generation Capacity | 1 | 2024-04-01 | 0 | MW
0 | 0 | System | Battery | Build Battery-Wind 2039 | Build Battery-Wind | Firm Generation Capacity | 1 | 2024-07-01 | 0 | MW
0 | 0 | System | Battery | Build Battery-Wind 2039 | Build Battery-Wind | Firm Generation Capacity | 1 | 2024-10-01 | 0 | MW
Build Battery-Wind 2039_Firm Generation Capacity2025 | Build Battery-Wind_Firm Generation Capacity2025 | System | Battery | Build Battery-Wind 2039 | Build Battery-Wind | Firm Generation Capacity | 1 | 2025-01-01 | 0 | MW
0 | 0 | System | Battery | Build Battery-Wind 2039 | Build Battery-Wind | Firm Generation Capacity | 1 | 2025-04-01 | 0 | MW
0 | 0 | System | Battery | Build Battery-Wind 2039 | Build Battery-Wind | Firm Generation Capacity | 1 | 2025-07-01 | 0 | MW
0 | 0 | System | Battery | Build Battery-Wind 2039 | Build Battery-Wind | Firm Generation Capacity | 1 | 2025-10-01 | 0 | MW
Build Battery-Wind 2039_Firm Generation Capacity2026 | Build Battery-Wind_Firm Generation Capacity2026 | System | Battery | Build Battery-Wind 2039 | Build Battery-Wind | Firm Generation Capacity | 1 | 2026-01-01 | 0 | MW
0 | 0 | System | Battery | Build Battery-Wind 2039 | Build Battery-Wind | Firm Generation Capacity | 1 | 2026-04-01 | 0 | MW
0 | 0 | System | Battery | Build Battery-Wind 2039 | Build Battery-Wind | Firm Generation Capacity | 1 | 2026-07-01 | 0 | MW
0 | 0 | System | Battery | Build Battery-Wind 2039 | Build Battery-Wind | Firm Generation Capacity | 1 | 2026-10-01 | 0 | MW
Build Battery-Wind 2039_Firm Generation Capacity2027 | Build Battery-Wind_Firm Generation Capacity2027 | System | Battery | Build Battery-Wind 2039 | Build Battery-Wind | Firm Generation Capacity | 1 | 2027-01-01 | 0 | MW
0 | 0 | System | Battery | Build Battery-Wind 2039 | Build Battery-Wind | Firm Generation Capacity | 1 | 2027-04-01 | 0 | MW
0 | 0 | System | Battery | Build Battery-Wind 2039 | Build Battery-Wind | Firm Generation Capacity | 1 | 2027-07-01 | 0 | MW
0 | 0 | System | Battery | Build Battery-Wind 2039 | Build Battery-Wind | Firm Generation Capacity | 1 | 2027-10-01 | 0 | MW
Build Battery-Wind 2039_Firm Generation Capacity2028 | Build Battery-Wind_Firm Generation Capacity2028 | System | Battery | Build Battery-Wind 2039 | Build Battery-Wind | Firm Generation Capacity | 1 | 2028-01-01 | 0 | MW
0 | 0 | System | Battery | Build Battery-Wind 2039 | Build Battery-Wind | Firm Generation Capacity | 1 | 2028-04-01 | 0 | MW
0 | 0 | System | Battery | Build Battery-Wind 2039 | Build Battery-Wind | Firm Generation Capacity | 1 | 2028-07-01 | 0 | MW
0 | 0 | System | Battery | Build Battery-Wind 2039 | Build Battery-Wind | Firm Generation Capacity | 1 | 2028-10-01 | 0 | MW
Build Battery-Wind 2039_Firm Generation Capacity2029 | Build Battery-Wind_Firm Generation Capacity2029 | System | Battery | Build Battery-Wind 2039 | Build Battery-Wind | Firm Generation Capacity | 1 | 2029-01-01 | 0 | MW
0 | 0 | System | Battery | Build Battery-Wind 2039 | Build Battery-Wind | Firm Generation Capacity | 1 | 2029-04-01 | 0 | MW
0 | 0 | System | Battery | Build Battery-Wind 2039 | Build Battery-Wind | Firm Generation Capacity | 1 | 2029-07-01 | 0 | MW
0 | 0 | System | Battery | Build Battery-Wind 2039 | Build Battery-Wind | Firm Generation Capacity | 1 | 2029-10-01 | 0 | MW
Build Battery-Wind 2039_Firm Generation Capacity2030 | Build Battery-Wind_Firm Generation Capacity2030 | System | Battery | Build Battery-Wind 2039 | Build Battery-Wind | Firm Generation Capacity | 1 | 2030-01-01 | 0 | MW
0 | 0 | System | Battery | Build Battery-Wind 2039 | Build Battery-Wind | Firm Generation Capacity | 1 | 2030-04-01 | 0 | MW
0 | 0 | System | Battery | Build Battery-Wind 2039 | Build Battery-Wind | Firm Generation Capacity | 1 | 2030-07-01 | 0 | MW
0 | 0 | System | Battery | Build Battery-Wind 2039 | Build Battery-Wind | Firm Generation Capacity | 1 | 2030-10-01 | 0 | MW
Build Battery-Wind 2039_Firm Generation Capacity2031 | Build Battery-Wind_Firm Generation Capacity2031 | System | Battery | Build Battery-Wind 2039 | Build Battery-Wind | Firm Generation Capacity | 1 | 2031-01-01 | 0 | MW
0 | 0 | System | Battery | Build Battery-Wind 2039 | Build Battery-Wind | Firm Generation Capacity | 1 | 2031-04-01 | 0 | MW
0 | 0 | System | Battery | Build Battery-Wind 2039 | Build Battery-Wind | Firm Generation Capacity | 1 | 2031-07-01 | 0 | MW
0 | 0 | System | Battery | Build Battery-Wind 2039 | Build Battery-Wind | Firm Generation Capacity | 1 | 2031-10-01 | 0 | MW
Build Battery-Wind 2039_Firm Generation Capacity2032 | Build Battery-Wind_Firm Generation Capacity2032 | System | Battery | Build Battery-Wind 2039 | Build Battery-Wind | Firm Generation Capacity | 1 | 2032-01-01 | 0 | MW
0 | 0 | System | Battery | Build Battery-Wind 2039 | Build Battery-Wind | Firm Generation Capacity | 1 | 2032-04-01 | 0 | MW
0 | 0 | System | Battery | Build Battery-Wind 2039 | Build Battery-Wind | Firm Generation Capacity | 1 | 2032-07-01 | 0 | MW
0 | 0 | System | Battery | Build Battery-Wind 2039 | Build Battery-Wind | Firm Generation Capacity | 1 | 2032-10-01 | 0 | MW
Build Battery-Wind 2039_Firm Generation Capacity2033 | Build Battery-Wind_Firm Generation Capacity2033 | System | Battery | Build Battery-Wind 2039 | Build Battery-Wind | Firm Generation Capacity | 1 | 2033-01-01 | 0 | MW
0 | 0 | System | Battery | Build Battery-Wind 2039 | Build Battery-Wind | Firm Generation Capacity | 1 | 2033-04-01 | 0 | MW
0 | 0 | System | Battery | Build Battery-Wind 2039 | Build Battery-Wind | Firm Generation Capacity | 1 | 2033-07-01 | 0 | MW
0 | 0 | System | Battery | Build Battery-Wind 2039 | Build Battery-Wind | Firm Generation Capacity | 1 | 2033-10-01 | 0 | MW
Build Battery-Wind 2039_Firm Generation Capacity2034 | Build Battery-Wind_Firm Generation Capacity2034 | System | Battery | Build Battery-Wind 2039 | Build Battery-Wind | Firm Generation Capacity | 1 | 2034-01-01 | 0 | MW
0 | 0 | System | Battery | Build Battery-Wind 2039 | Build Battery-Wind | Firm Generation Capacity | 1 | 2034-04-01 | 0 | MW
0 | 0 | System | Battery | Build Battery-Wind 2039 | Build Battery-Wind | Firm Generation Capacity | 1 | 2034-07-01 | 0 | MW
0 | 0 | System | Battery | Build Battery-Wind 2039 | Build Battery-Wind | Firm Generation Capacity | 1 | 2034-10-01 | 0 | MW
Build Battery-Wind 2039_Firm Generation Capacity2035 | Build Battery-Wind_Firm Generation Capacity2035 | System | Battery | Build Battery-Wind 2039 | Build Battery-Wind | Firm Generation Capacity | 1 | 2035-01-01 | 0 | MW
0 | 0 | System | Battery | Build Battery-Wind 2039 | Build Battery-Wind | Firm Generation Capacity | 1 | 2035-04-01 | 0 | MW
0 | 0 | System | Battery | Build Battery-Wind 2039 | Build Battery-Wind | Firm Generation Capacity | 1 | 2035-07-01 | 0 | MW
0 | 0 | System | Battery | Build Battery-Wind 2039 | Build Battery-Wind | Firm Generation Capacity | 1 | 2035-10-01 | 0 | MW
Build Battery-Wind 2039_Firm Generation Capacity2036 | Build Battery-Wind_Firm Generation Capacity2036 | System | Battery | Build Battery-Wind 2039 | Build Battery-Wind | Firm Generation Capacity | 1 | 2036-01-01 | 0 | MW
0 | 0 | System | Battery | Build Battery-Wind 2039 | Build Battery-Wind | Firm Generation Capacity | 1 | 2036-04-01 | 0 | MW
0 | 0 | System | Battery | Build Battery-Wind 2039 | Build Battery-Wind | Firm Generation Capacity | 1 | 2036-07-01 | 0 | MW
0 | 0 | System | Battery | Build Battery-Wind 2039 | Build Battery-Wind | Firm Generation Capacity | 1 | 2036-10-01 | 0 | MW
Build Battery-Wind 2039_Firm Generation Capacity2037 | Build Battery-Wind_Firm Generation Capacity2037 | System | Battery | Build Battery-Wind 2039 | Build Battery-Wind | Firm Generation Capacity | 1 | 2037-01-01 | 0 | MW
0 | 0 | System | Battery | Build Battery-Wind 2039 | Build Battery-Wind | Firm Generation Capacity | 1 | 2037-04-01 | 0 | MW
0 | 0 | System | Battery | Build Battery-Wind 2039 | Build Battery-Wind | Firm Generation Capacity | 1 | 2037-07-01 | 0 | MW
0 | 0 | System | Battery | Build Battery-Wind 2039 | Build Battery-Wind | Firm Generation Capacity | 1 | 2037-10-01 | 0 | MW
Build Battery-Wind 2039_Firm Generation Capacity2038 | Build Battery-Wind_Firm Generation Capacity2038 | System | Battery | Build Battery-Wind 2039 | Build Battery-Wind | Firm Generation Capacity | 1 | 2038-01-01 | 0 | MW
0 | 0 | System | Battery | Build Battery-Wind 2039 | Build Battery-Wind | Firm Generation Capacity | 1 | 2038-04-01 | 0 | MW
0 | 0 | System | Battery | Build Battery-Wind 2039 | Build Battery-Wind | Firm Generation Capacity | 1 | 2038-07-01 | 0 | MW
0 | 0 | System | Battery | Build Battery-Wind 2039 | Build Battery-Wind | Firm Generation Capacity | 1 | 2038-10-01 | 0 | MW
Build Battery-Wind 2039_Firm Generation Capacity2039 | Build Battery-Wind_Firm Generation Capacity2039 | System | Battery | Build Battery-Wind 2039 | Build Battery-Wind | Firm Generation Capacity | 1 | 2039-01-01 | 0 | MW
0 | 0 | System | Battery | Build Battery-Wind 2039 | Build Battery-Wind | Firm Generation Capacity | 1 | 2039-04-01 | 0 | MW
0 | 0 | System | Battery | Build Battery-Wind 2039 | Build Battery-Wind | Firm Generation Capacity | 1 | 2039-07-01 | 0 | MW
0 | 0 | System | Battery | Build Battery-Wind 2039 | Build Battery-Wind | Firm Generation Capacity | 1 | 2039-10-01 | 0 | MW
Build Battery-Wind 2039_Firm Generation Capacity2040 | Build Battery-Wind_Firm Generation Capacity2040 | System | Battery | Build Battery-Wind 2039 | Build Battery-Wind | Firm Generation Capacity | 1 | 2040-01-01 | 0 | MW
0 | 0 | System | Battery | Build Battery-Wind 2039 | Build Battery-Wind | Firm Generation Capacity | 1 | 2040-04-01 | 0 | MW
0 | 0 | System | Battery | Build Battery-Wind 2039 | Build Battery-Wind | Firm Generation Capacity | 1 | 2040-07-01 | 0 | MW
0 | 0 | System | Battery | Build Battery-Wind 2039 | Build Battery-Wind | Firm Generation Capacity | 1 | 2040-10-01 | 0 | MW
Build Battery-Wind 2039_Firm Generation Capacity2041 | Build Battery-Wind_Firm Generation Capacity2041 | System | Battery | Build Battery-Wind 2039 | Build Battery-Wind | Firm Generation Capacity | 1 | 2041-01-01 | 0 | MW
0 | 0 | System | Battery | Build Battery-Wind 2039 | Build Battery-Wind | Firm Generation Capacity | 1 | 2041-04-01 | 0 | MW
0 | 0 | System | Battery | Build Battery-Wind 2039 | Build Battery-Wind | Firm Generation Capacity | 1 | 2041-07-01 | 0 | MW
0 | 0 | System | Battery | Build Battery-Wind 2039 | Build Battery-Wind | Firm Generation Capacity | 1 | 2041-10-01 | 0 | MW
Build Battery-Wind 2039_Firm Generation Capacity2042 | Build Battery-Wind_Firm Generation Capacity2042 | System | Battery | Build Battery-Wind 2039 | Build Battery-Wind | Firm Generation Capacity | 1 | 2042-01-01 | 0 | MW
0 | 0 | System | Battery | Build Battery-Wind 2039 | Build Battery-Wind | Firm Generation Capacity | 1 | 2042-04-01 | 0 | MW
0 | 0 | System | Battery | Build Battery-Wind 2039 | Build Battery-Wind | Firm Generation Capacity | 1 | 2042-07-01 | 0 | MW
0 | 0 | System | Battery | Build Battery-Wind 2039 | Build Battery-Wind | Firm Generation Capacity | 1 | 2042-10-01 | 0 | MW
Build Battery-Wind 2039_Firm Generation Capacity2043 | Build Battery-Wind_Firm Generation Capacity2043 | System | Battery | Build Battery-Wind 2039 | Build Battery-Wind | Firm Generation Capacity | 1 | 2043-01-01 | 0 | MW
0 | 0 | System | Battery | Build Battery-Wind 2039 | Build Battery-Wind | Firm Generation Capacity | 1 | 2043-04-01 | 0 | MW
0 | 0 | System | Battery | Build Battery-Wind 2039 | Build Battery-Wind | Firm Generation Capacity | 1 | 2043-07-01 | 0 | MW
0 | 0 | System | Battery | Build Battery-Wind 2039 | Build Battery-Wind | Firm Generation Capacity | 1 | 2043-10-01 | 0 | MW
Build Battery-Wind 2040_Firm Generation Capacity2024 | Build Battery-Wind_Firm Generation Capacity2024 | System | Battery | Build Battery-Wind 2040 | Build Battery-Wind | Firm Generation Capacity | 1 | 2024-01-01 | 0 | MW
0 | 0 | System | Battery | Build Battery-Wind 2040 | Build Battery-Wind | Firm Generation Capacity | 1 | 2024-04-01 | 0 | MW
0 | 0 | System | Battery | Build Battery-Wind 2040 | Build Battery-Wind | Firm Generation Capacity | 1 | 2024-07-01 | 0 | MW
0 | 0 | System | Battery | Build Battery-Wind 2040 | Build Battery-Wind | Firm Generation Capacity | 1 | 2024-10-01 | 0 | MW
Build Battery-Wind 2040_Firm Generation Capacity2025 | Build Battery-Wind_Firm Generation Capacity2025 | System | Battery | Build Battery-Wind 2040 | Build Battery-Wind | Firm Generation Capacity | 1 | 2025-01-01 | 0 | MW
0 | 0 | System | Battery | Build Battery-Wind 2040 | Build Battery-Wind | Firm Generation Capacity | 1 | 2025-04-01 | 0 | MW
0 | 0 | System | Battery | Build Battery-Wind 2040 | Build Battery-Wind | Firm Generation Capacity | 1 | 2025-07-01 | 0 | MW
0 | 0 | System | Battery | Build Battery-Wind 2040 | Build Battery-Wind | Firm Generation Capacity | 1 | 2025-10-01 | 0 | MW
Build Battery-Wind 2040_Firm Generation Capacity2026 | Build Battery-Wind_Firm Generation Capacity2026 | System | Battery | Build Battery-Wind 2040 | Build Battery-Wind | Firm Generation Capacity | 1 | 2026-01-01 | 0 | MW
0 | 0 | System | Battery | Build Battery-Wind 2040 | Build Battery-Wind | Firm Generation Capacity | 1 | 2026-04-01 | 0 | MW
0 | 0 | System | Battery | Build Battery-Wind 2040 | Build Battery-Wind | Firm Generation Capacity | 1 | 2026-07-01 | 0 | MW
0 | 0 | System | Battery | Build Battery-Wind 2040 | Build Battery-Wind | Firm Generation Capacity | 1 | 2026-10-01 | 0 | MW
Build Battery-Wind 2040_Firm Generation Capacity2027 | Build Battery-Wind_Firm Generation Capacity2027 | System | Battery | Build Battery-Wind 2040 | Build Battery-Wind | Firm Generation Capacity | 1 | 2027-01-01 | 0 | MW
0 | 0 | System | Battery | Build Battery-Wind 2040 | Build Battery-Wind | Firm Generation Capacity | 1 | 2027-04-01 | 0 | MW
0 | 0 | System | Battery | Build Battery-Wind 2040 | Build Battery-Wind | Firm Generation Capacity | 1 | 2027-07-01 | 0 | MW
0 | 0 | System | Battery | Build Battery-Wind 2040 | Build Battery-Wind | Firm Generation Capacity | 1 | 2027-10-01 | 0 | MW
Build Battery-Wind 2040_Firm Generation Capacity2028 | Build Battery-Wind_Firm Generation Capacity2028 | System | Battery | Build Battery-Wind 2040 | Build Battery-Wind | Firm Generation Capacity | 1 | 2028-01-01 | 0 | MW
0 | 0 | System | Battery | Build Battery-Wind 2040 | Build Battery-Wind | Firm Generation Capacity | 1 | 2028-04-01 | 0 | MW
0 | 0 | System | Battery | Build Battery-Wind 2040 | Build Battery-Wind | Firm Generation Capacity | 1 | 2028-07-01 | 0 | MW
0 | 0 | System | Battery | Build Battery-Wind 2040 | Build Battery-Wind | Firm Generation Capacity | 1 | 2028-10-01 | 0 | MW
Build Battery-Wind 2040_Firm Generation Capacity2029 | Build Battery-Wind_Firm Generation Capacity2029 | System | Battery | Build Battery-Wind 2040 | Build Battery-Wind | Firm Generation Capacity | 1 | 2029-01-01 | 0 | MW
0 | 0 | System | Battery | Build Battery-Wind 2040 | Build Battery-Wind | Firm Generation Capacity | 1 | 2029-04-01 | 0 | MW
0 | 0 | System | Battery | Build Battery-Wind 2040 | Build Battery-Wind | Firm Generation Capacity | 1 | 2029-07-01 | 0 | MW
0 | 0 | System | Battery | Build Battery-Wind 2040 | Build Battery-Wind | Firm Generation Capacity | 1 | 2029-10-01 | 0 | MW
Build Battery-Wind 2040_Firm Generation Capacity2030 | Build Battery-Wind_Firm Generation Capacity2030 | System | Battery | Build Battery-Wind 2040 | Build Battery-Wind | Firm Generation Capacity | 1 | 2030-01-01 | 0 | MW
0 | 0 | System | Battery | Build Battery-Wind 2040 | Build Battery-Wind | Firm Generation Capacity | 1 | 2030-04-01 | 0 | MW
0 | 0 | System | Battery | Build Battery-Wind 2040 | Build Battery-Wind | Firm Generation Capacity | 1 | 2030-07-01 | 0 | MW
0 | 0 | System | Battery | Build Battery-Wind 2040 | Build Battery-Wind | Firm Generation Capacity | 1 | 2030-10-01 | 0 | MW
Build Battery-Wind 2040_Firm Generation Capacity2031 | Build Battery-Wind_Firm Generation Capacity2031 | System | Battery | Build Battery-Wind 2040 | Build Battery-Wind | Firm Generation Capacity | 1 | 2031-01-01 | 0 | MW
0 | 0 | System | Battery | Build Battery-Wind 2040 | Build Battery-Wind | Firm Generation Capacity | 1 | 2031-04-01 | 0 | MW
0 | 0 | System | Battery | Build Battery-Wind 2040 | Build Battery-Wind | Firm Generation Capacity | 1 | 2031-07-01 | 0 | MW
0 | 0 | System | Battery | Build Battery-Wind 2040 | Build Battery-Wind | Firm Generation Capacity | 1 | 2031-10-01 | 0 | MW
Build Battery-Wind 2040_Firm Generation Capacity2032 | Build Battery-Wind_Firm Generation Capacity2032 | System | Battery | Build Battery-Wind 2040 | Build Battery-Wind | Firm Generation Capacity | 1 | 2032-01-01 | 0 | MW
0 | 0 | System | Battery | Build Battery-Wind 2040 | Build Battery-Wind | Firm Generation Capacity | 1 | 2032-04-01 | 0 | MW
0 | 0 | System | Battery | Build Battery-Wind 2040 | Build Battery-Wind | Firm Generation Capacity | 1 | 2032-07-01 | 0 | MW
0 | 0 | System | Battery | Build Battery-Wind 2040 | Build Battery-Wind | Firm Generation Capacity | 1 | 2032-10-01 | 0 | MW
Build Battery-Wind 2040_Firm Generation Capacity2033 | Build Battery-Wind_Firm Generation Capacity2033 | System | Battery | Build Battery-Wind 2040 | Build Battery-Wind | Firm Generation Capacity | 1 | 2033-01-01 | 0 | MW
0 | 0 | System | Battery | Build Battery-Wind 2040 | Build Battery-Wind | Firm Generation Capacity | 1 | 2033-04-01 | 0 | MW
0 | 0 | System | Battery | Build Battery-Wind 2040 | Build Battery-Wind | Firm Generation Capacity | 1 | 2033-07-01 | 0 | MW
0 | 0 | System | Battery | Build Battery-Wind 2040 | Build Battery-Wind | Firm Generation Capacity | 1 | 2033-10-01 | 0 | MW
Build Battery-Wind 2040_Firm Generation Capacity2034 | Build Battery-Wind_Firm Generation Capacity2034 | System | Battery | Build Battery-Wind 2040 | Build Battery-Wind | Firm Generation Capacity | 1 | 2034-01-01 | 0 | MW
0 | 0 | System | Battery | Build Battery-Wind 2040 | Build Battery-Wind | Firm Generation Capacity | 1 | 2034-04-01 | 0 | MW
0 | 0 | System | Battery | Build Battery-Wind 2040 | Build Battery-Wind | Firm Generation Capacity | 1 | 2034-07-01 | 0 | MW
0 | 0 | System | Battery | Build Battery-Wind 2040 | Build Battery-Wind | Firm Generation Capacity | 1 | 2034-10-01 | 0 | MW
Build Battery-Wind 2040_Firm Generation Capacity2035 | Build Battery-Wind_Firm Generation Capacity2035 | System | Battery | Build Battery-Wind 2040 | Build Battery-Wind | Firm Generation Capacity | 1 | 2035-01-01 | 0 | MW
0 | 0 | System | Battery | Build Battery-Wind 2040 | Build Battery-Wind | Firm Generation Capacity | 1 | 2035-04-01 | 0 | MW
0 | 0 | System | Battery | Build Battery-Wind 2040 | Build Battery-Wind | Firm Generation Capacity | 1 | 2035-07-01 | 0 | MW
0 | 0 | System | Battery | Build Battery-Wind 2040 | Build Battery-Wind | Firm Generation Capacity | 1 | 2035-10-01 | 0 | MW
Build Battery-Wind 2040_Firm Generation Capacity2036 | Build Battery-Wind_Firm Generation Capacity2036 | System | Battery | Build Battery-Wind 2040 | Build Battery-Wind | Firm Generation Capacity | 1 | 2036-01-01 | 0 | MW
0 | 0 | System | Battery | Build Battery-Wind 2040 | Build Battery-Wind | Firm Generation Capacity | 1 | 2036-04-01 | 0 | MW
0 | 0 | System | Battery | Build Battery-Wind 2040 | Build Battery-Wind | Firm Generation Capacity | 1 | 2036-07-01 | 0 | MW
0 | 0 | System | Battery | Build Battery-Wind 2040 | Build Battery-Wind | Firm Generation Capacity | 1 | 2036-10-01 | 0 | MW
Build Battery-Wind 2040_Firm Generation Capacity2037 | Build Battery-Wind_Firm Generation Capacity2037 | System | Battery | Build Battery-Wind 2040 | Build Battery-Wind | Firm Generation Capacity | 1 | 2037-01-01 | 0 | MW
0 | 0 | System | Battery | Build Battery-Wind 2040 | Build Battery-Wind | Firm Generation Capacity | 1 | 2037-04-01 | 0 | MW
0 | 0 | System | Battery | Build Battery-Wind 2040 | Build Battery-Wind | Firm Generation Capacity | 1 | 2037-07-01 | 0 | MW
0 | 0 | System | Battery | Build Battery-Wind 2040 | Build Battery-Wind | Firm Generation Capacity | 1 | 2037-10-01 | 0 | MW
Build Battery-Wind 2040_Firm Generation Capacity2038 | Build Battery-Wind_Firm Generation Capacity2038 | System | Battery | Build Battery-Wind 2040 | Build Battery-Wind | Firm Generation Capacity | 1 | 2038-01-01 | 0 | MW
0 | 0 | System | Battery | Build Battery-Wind 2040 | Build Battery-Wind | Firm Generation Capacity | 1 | 2038-04-01 | 0 | MW
0 | 0 | System | Battery | Build Battery-Wind 2040 | Build Battery-Wind | Firm Generation Capacity | 1 | 2038-07-01 | 0 | MW
0 | 0 | System | Battery | Build Battery-Wind 2040 | Build Battery-Wind | Firm Generation Capacity | 1 | 2038-10-01 | 0 | MW
Build Battery-Wind 2040_Firm Generation Capacity2039 | Build Battery-Wind_Firm Generation Capacity2039 | System | Battery | Build Battery-Wind 2040 | Build Battery-Wind | Firm Generation Capacity | 1 | 2039-01-01 | 0 | MW
0 | 0 | System | Battery | Build Battery-Wind 2040 | Build Battery-Wind | Firm Generation Capacity | 1 | 2039-04-01 | 0 | MW
0 | 0 | System | Battery | Build Battery-Wind 2040 | Build Battery-Wind | Firm Generation Capacity | 1 | 2039-07-01 | 0 | MW
0 | 0 | System | Battery | Build Battery-Wind 2040 | Build Battery-Wind | Firm Generation Capacity | 1 | 2039-10-01 | 0 | MW
Build Battery-Wind 2040_Firm Generation Capacity2040 | Build Battery-Wind_Firm Generation Capacity2040 | System | Battery | Build Battery-Wind 2040 | Build Battery-Wind | Firm Generation Capacity | 1 | 2040-01-01 | 0 | MW
0 | 0 | System | Battery | Build Battery-Wind 2040 | Build Battery-Wind | Firm Generation Capacity | 1 | 2040-04-01 | 0 | MW
0 | 0 | System | Battery | Build Battery-Wind 2040 | Build Battery-Wind | Firm Generation Capacity | 1 | 2040-07-01 | 0 | MW
0 | 0 | System | Battery | Build Battery-Wind 2040 | Build Battery-Wind | Firm Generation Capacity | 1 | 2040-10-01 | 0 | MW
Build Battery-Wind 2040_Firm Generation Capacity2041 | Build Battery-Wind_Firm Generation Capacity2041 | System | Battery | Build Battery-Wind 2040 | Build Battery-Wind | Firm Generation Capacity | 1 | 2041-01-01 | 0 | MW
0 | 0 | System | Battery | Build Battery-Wind 2040 | Build Battery-Wind | Firm Generation Capacity | 1 | 2041-04-01 | 0 | MW
0 | 0 | System | Battery | Build Battery-Wind 2040 | Build Battery-Wind | Firm Generation Capacity | 1 | 2041-07-01 | 0 | MW
0 | 0 | System | Battery | Build Battery-Wind 2040 | Build Battery-Wind | Firm Generation Capacity | 1 | 2041-10-01 | 0 | MW
Build Battery-Wind 2040_Firm Generation Capacity2042 | Build Battery-Wind_Firm Generation Capacity2042 | System | Battery | Build Battery-Wind 2040 | Build Battery-Wind | Firm Generation Capacity | 1 | 2042-01-01 | 0 | MW
0 | 0 | System | Battery | Build Battery-Wind 2040 | Build Battery-Wind | Firm Generation Capacity | 1 | 2042-04-01 | 0 | MW
0 | 0 | System | Battery | Build Battery-Wind 2040 | Build Battery-Wind | Firm Generation Capacity | 1 | 2042-07-01 | 0 | MW
0 | 0 | System | Battery | Build Battery-Wind 2040 | Build Battery-Wind | Firm Generation Capacity | 1 | 2042-10-01 | 0 | MW
Build Battery-Wind 2040_Firm Generation Capacity2043 | Build Battery-Wind_Firm Generation Capacity2043 | System | Battery | Build Battery-Wind 2040 | Build Battery-Wind | Firm Generation Capacity | 1 | 2043-01-01 | 0 | MW
0 | 0 | System | Battery | Build Battery-Wind 2040 | Build Battery-Wind | Firm Generation Capacity | 1 | 2043-04-01 | 0 | MW
0 | 0 | System | Battery | Build Battery-Wind 2040 | Build Battery-Wind | Firm Generation Capacity | 1 | 2043-07-01 | 0 | MW
0 | 0 | System | Battery | Build Battery-Wind 2040 | Build Battery-Wind | Firm Generation Capacity | 1 | 2043-10-01 | 0 | MW
Build Battery-Wind 2041_Firm Generation Capacity2024 | Build Battery-Wind_Firm Generation Capacity2024 | System | Battery | Build Battery-Wind 2041 | Build Battery-Wind | Firm Generation Capacity | 1 | 2024-01-01 | 0 | MW
0 | 0 | System | Battery | Build Battery-Wind 2041 | Build Battery-Wind | Firm Generation Capacity | 1 | 2024-04-01 | 0 | MW
0 | 0 | System | Battery | Build Battery-Wind 2041 | Build Battery-Wind | Firm Generation Capacity | 1 | 2024-07-01 | 0 | MW
0 | 0 | System | Battery | Build Battery-Wind 2041 | Build Battery-Wind | Firm Generation Capacity | 1 | 2024-10-01 | 0 | MW
Build Battery-Wind 2041_Firm Generation Capacity2025 | Build Battery-Wind_Firm Generation Capacity2025 | System | Battery | Build Battery-Wind 2041 | Build Battery-Wind | Firm Generation Capacity | 1 | 2025-01-01 | 0 | MW
0 | 0 | System | Battery | Build Battery-Wind 2041 | Build Battery-Wind | Firm Generation Capacity | 1 | 2025-04-01 | 0 | MW
0 | 0 | System | Battery | Build Battery-Wind 2041 | Build Battery-Wind | Firm Generation Capacity | 1 | 2025-07-01 | 0 | MW
0 | 0 | System | Battery | Build Battery-Wind 2041 | Build Battery-Wind | Firm Generation Capacity | 1 | 2025-10-01 | 0 | MW
Build Battery-Wind 2041_Firm Generation Capacity2026 | Build Battery-Wind_Firm Generation Capacity2026 | System | Battery | Build Battery-Wind 2041 | Build Battery-Wind | Firm Generation Capacity | 1 | 2026-01-01 | 0 | MW
0 | 0 | System | Battery | Build Battery-Wind 2041 | Build Battery-Wind | Firm Generation Capacity | 1 | 2026-04-01 | 0 | MW
0 | 0 | System | Battery | Build Battery-Wind 2041 | Build Battery-Wind | Firm Generation Capacity | 1 | 2026-07-01 | 0 | MW
0 | 0 | System | Battery | Build Battery-Wind 2041 | Build Battery-Wind | Firm Generation Capacity | 1 | 2026-10-01 | 0 | MW
Build Battery-Wind 2041_Firm Generation Capacity2027 | Build Battery-Wind_Firm Generation Capacity2027 | System | Battery | Build Battery-Wind 2041 | Build Battery-Wind | Firm Generation Capacity | 1 | 2027-01-01 | 0 | MW
0 | 0 | System | Battery | Build Battery-Wind 2041 | Build Battery-Wind | Firm Generation Capacity | 1 | 2027-04-01 | 0 | MW
0 | 0 | System | Battery | Build Battery-Wind 2041 | Build Battery-Wind | Firm Generation Capacity | 1 | 2027-07-01 | 0 | MW
0 | 0 | System | Battery | Build Battery-Wind 2041 | Build Battery-Wind | Firm Generation Capacity | 1 | 2027-10-01 | 0 | MW
Build Battery-Wind 2041_Firm Generation Capacity2028 | Build Battery-Wind_Firm Generation Capacity2028 | System | Battery | Build Battery-Wind 2041 | Build Battery-Wind | Firm Generation Capacity | 1 | 2028-01-01 | 0 | MW
0 | 0 | System | Battery | Build Battery-Wind 2041 | Build Battery-Wind | Firm Generation Capacity | 1 | 2028-04-01 | 0 | MW
0 | 0 | System | Battery | Build Battery-Wind 2041 | Build Battery-Wind | Firm Generation Capacity | 1 | 2028-07-01 | 0 | MW
0 | 0 | System | Battery | Build Battery-Wind 2041 | Build Battery-Wind | Firm Generation Capacity | 1 | 2028-10-01 | 0 | MW
Build Battery-Wind 2041_Firm Generation Capacity2029 | Build Battery-Wind_Firm Generation Capacity2029 | System | Battery | Build Battery-Wind 2041 | Build Battery-Wind | Firm Generation Capacity | 1 | 2029-01-01 | 0 | MW
0 | 0 | System | Battery | Build Battery-Wind 2041 | Build Battery-Wind | Firm Generation Capacity | 1 | 2029-04-01 | 0 | MW
0 | 0 | System | Battery | Build Battery-Wind 2041 | Build Battery-Wind | Firm Generation Capacity | 1 | 2029-07-01 | 0 | MW
0 | 0 | System | Battery | Build Battery-Wind 2041 | Build Battery-Wind | Firm Generation Capacity | 1 | 2029-10-01 | 0 | MW
Build Battery-Wind 2041_Firm Generation Capacity2030 | Build Battery-Wind_Firm Generation Capacity2030 | System | Battery | Build Battery-Wind 2041 | Build Battery-Wind | Firm Generation Capacity | 1 | 2030-01-01 | 0 | MW
0 | 0 | System | Battery | Build Battery-Wind 2041 | Build Battery-Wind | Firm Generation Capacity | 1 | 2030-04-01 | 0 | MW
0 | 0 | System | Battery | Build Battery-Wind 2041 | Build Battery-Wind | Firm Generation Capacity | 1 | 2030-07-01 | 0 | MW
0 | 0 | System | Battery | Build Battery-Wind 2041 | Build Battery-Wind | Firm Generation Capacity | 1 | 2030-10-01 | 0 | MW
Build Battery-Wind 2041_Firm Generation Capacity2031 | Build Battery-Wind_Firm Generation Capacity2031 | System | Battery | Build Battery-Wind 2041 | Build Battery-Wind | Firm Generation Capacity | 1 | 2031-01-01 | 0 | MW
0 | 0 | System | Battery | Build Battery-Wind 2041 | Build Battery-Wind | Firm Generation Capacity | 1 | 2031-04-01 | 0 | MW
0 | 0 | System | Battery | Build Battery-Wind 2041 | Build Battery-Wind | Firm Generation Capacity | 1 | 2031-07-01 | 0 | MW
0 | 0 | System | Battery | Build Battery-Wind 2041 | Build Battery-Wind | Firm Generation Capacity | 1 | 2031-10-01 | 0 | MW
Build Battery-Wind 2041_Firm Generation Capacity2032 | Build Battery-Wind_Firm Generation Capacity2032 | System | Battery | Build Battery-Wind 2041 | Build Battery-Wind | Firm Generation Capacity | 1 | 2032-01-01 | 0 | MW
0 | 0 | System | Battery | Build Battery-Wind 2041 | Build Battery-Wind | Firm Generation Capacity | 1 | 2032-04-01 | 0 | MW
0 | 0 | System | Battery | Build Battery-Wind 2041 | Build Battery-Wind | Firm Generation Capacity | 1 | 2032-07-01 | 0 | MW
0 | 0 | System | Battery | Build Battery-Wind 2041 | Build Battery-Wind | Firm Generation Capacity | 1 | 2032-10-01 | 0 | MW
Build Battery-Wind 2041_Firm Generation Capacity2033 | Build Battery-Wind_Firm Generation Capacity2033 | System | Battery | Build Battery-Wind 2041 | Build Battery-Wind | Firm Generation Capacity | 1 | 2033-01-01 | 0 | MW
0 | 0 | System | Battery | Build Battery-Wind 2041 | Build Battery-Wind | Firm Generation Capacity | 1 | 2033-04-01 | 0 | MW
0 | 0 | System | Battery | Build Battery-Wind 2041 | Build Battery-Wind | Firm Generation Capacity | 1 | 2033-07-01 | 0 | MW
0 | 0 | System | Battery | Build Battery-Wind 2041 | Build Battery-Wind | Firm Generation Capacity | 1 | 2033-10-01 | 0 | MW
Build Battery-Wind 2041_Firm Generation Capacity2034 | Build Battery-Wind_Firm Generation Capacity2034 | System | Battery | Build Battery-Wind 2041 | Build Battery-Wind | Firm Generation Capacity | 1 | 2034-01-01 | 0 | MW
0 | 0 | System | Battery | Build Battery-Wind 2041 | Build Battery-Wind | Firm Generation Capacity | 1 | 2034-04-01 | 0 | MW
0 | 0 | System | Battery | Build Battery-Wind 2041 | Build Battery-Wind | Firm Generation Capacity | 1 | 2034-07-01 | 0 | MW
0 | 0 | System | Battery | Build Battery-Wind 2041 | Build Battery-Wind | Firm Generation Capacity | 1 | 2034-10-01 | 0 | MW
Build Battery-Wind 2041_Firm Generation Capacity2035 | Build Battery-Wind_Firm Generation Capacity2035 | System | Battery | Build Battery-Wind 2041 | Build Battery-Wind | Firm Generation Capacity | 1 | 2035-01-01 | 0 | MW
0 | 0 | System | Battery | Build Battery-Wind 2041 | Build Battery-Wind | Firm Generation Capacity | 1 | 2035-04-01 | 0 | MW
0 | 0 | System | Battery | Build Battery-Wind 2041 | Build Battery-Wind | Firm Generation Capacity | 1 | 2035-07-01 | 0 | MW
0 | 0 | System | Battery | Build Battery-Wind 2041 | Build Battery-Wind | Firm Generation Capacity | 1 | 2035-10-01 | 0 | MW
Build Battery-Wind 2041_Firm Generation Capacity2036 | Build Battery-Wind_Firm Generation Capacity2036 | System | Battery | Build Battery-Wind 2041 | Build Battery-Wind | Firm Generation Capacity | 1 | 2036-01-01 | 0 | MW
0 | 0 | System | Battery | Build Battery-Wind 2041 | Build Battery-Wind | Firm Generation Capacity | 1 | 2036-04-01 | 0 | MW
0 | 0 | System | Battery | Build Battery-Wind 2041 | Build Battery-Wind | Firm Generation Capacity | 1 | 2036-07-01 | 0 | MW
0 | 0 | System | Battery | Build Battery-Wind 2041 | Build Battery-Wind | Firm Generation Capacity | 1 | 2036-10-01 | 0 | MW
Build Battery-Wind 2041_Firm Generation Capacity2037 | Build Battery-Wind_Firm Generation Capacity2037 | System | Battery | Build Battery-Wind 2041 | Build Battery-Wind | Firm Generation Capacity | 1 | 2037-01-01 | 0 | MW
0 | 0 | System | Battery | Build Battery-Wind 2041 | Build Battery-Wind | Firm Generation Capacity | 1 | 2037-04-01 | 0 | MW
0 | 0 | System | Battery | Build Battery-Wind 2041 | Build Battery-Wind | Firm Generation Capacity | 1 | 2037-07-01 | 0 | MW
0 | 0 | System | Battery | Build Battery-Wind 2041 | Build Battery-Wind | Firm Generation Capacity | 1 | 2037-10-01 | 0 | MW
Build Battery-Wind 2041_Firm Generation Capacity2038 | Build Battery-Wind_Firm Generation Capacity2038 | System | Battery | Build Battery-Wind 2041 | Build Battery-Wind | Firm Generation Capacity | 1 | 2038-01-01 | 0 | MW
0 | 0 | System | Battery | Build Battery-Wind 2041 | Build Battery-Wind | Firm Generation Capacity | 1 | 2038-04-01 | 0 | MW
0 | 0 | System | Battery | Build Battery-Wind 2041 | Build Battery-Wind | Firm Generation Capacity | 1 | 2038-07-01 | 0 | MW
0 | 0 | System | Battery | Build Battery-Wind 2041 | Build Battery-Wind | Firm Generation Capacity | 1 | 2038-10-01 | 0 | MW
Build Battery-Wind 2041_Firm Generation Capacity2039 | Build Battery-Wind_Firm Generation Capacity2039 | System | Battery | Build Battery-Wind 2041 | Build Battery-Wind | Firm Generation Capacity | 1 | 2039-01-01 | 0 | MW
0 | 0 | System | Battery | Build Battery-Wind 2041 | Build Battery-Wind | Firm Generation Capacity | 1 | 2039-04-01 | 0 | MW
0 | 0 | System | Battery | Build Battery-Wind 2041 | Build Battery-Wind | Firm Generation Capacity | 1 | 2039-07-01 | 0 | MW
0 | 0 | System | Battery | Build Battery-Wind 2041 | Build Battery-Wind | Firm Generation Capacity | 1 | 2039-10-01 | 0 | MW
Build Battery-Wind 2041_Firm Generation Capacity2040 | Build Battery-Wind_Firm Generation Capacity2040 | System | Battery | Build Battery-Wind 2041 | Build Battery-Wind | Firm Generation Capacity | 1 | 2040-01-01 | 0 | MW
0 | 0 | System | Battery | Build Battery-Wind 2041 | Build Battery-Wind | Firm Generation Capacity | 1 | 2040-04-01 | 0 | MW
0 | 0 | System | Battery | Build Battery-Wind 2041 | Build Battery-Wind | Firm Generation Capacity | 1 | 2040-07-01 | 0 | MW
0 | 0 | System | Battery | Build Battery-Wind 2041 | Build Battery-Wind | Firm Generation Capacity | 1 | 2040-10-01 | 0 | MW
Build Battery-Wind 2041_Firm Generation Capacity2041 | Build Battery-Wind_Firm Generation Capacity2041 | System | Battery | Build Battery-Wind 2041 | Build Battery-Wind | Firm Generation Capacity | 1 | 2041-01-01 | 0 | MW
0 | 0 | System | Battery | Build Battery-Wind 2041 | Build Battery-Wind | Firm Generation Capacity | 1 | 2041-04-01 | 0 | MW
0 | 0 | System | Battery | Build Battery-Wind 2041 | Build Battery-Wind | Firm Generation Capacity | 1 | 2041-07-01 | 0 | MW
0 | 0 | System | Battery | Build Battery-Wind 2041 | Build Battery-Wind | Firm Generation Capacity | 1 | 2041-10-01 | 0 | MW
Build Battery-Wind 2041_Firm Generation Capacity2042 | Build Battery-Wind_Firm Generation Capacity2042 | System | Battery | Build Battery-Wind 2041 | Build Battery-Wind | Firm Generation Capacity | 1 | 2042-01-01 | 0 | MW
0 | 0 | System | Battery | Build Battery-Wind 2041 | Build Battery-Wind | Firm Generation Capacity | 1 | 2042-04-01 | 0 | MW
0 | 0 | System | Battery | Build Battery-Wind 2041 | Build Battery-Wind | Firm Generation Capacity | 1 | 2042-07-01 | 0 | MW
0 | 0 | System | Battery | Build Battery-Wind 2041 | Build Battery-Wind | Firm Generation Capacity | 1 | 2042-10-01 | 0 | MW
Build Battery-Wind 2041_Firm Generation Capacity2043 | Build Battery-Wind_Firm Generation Capacity2043 | System | Battery | Build Battery-Wind 2041 | Build Battery-Wind | Firm Generation Capacity | 1 | 2043-01-01 | 0 | MW
0 | 0 | System | Battery | Build Battery-Wind 2041 | Build Battery-Wind | Firm Generation Capacity | 1 | 2043-04-01 | 0 | MW
0 | 0 | System | Battery | Build Battery-Wind 2041 | Build Battery-Wind | Firm Generation Capacity | 1 | 2043-07-01 | 0 | MW
0 | 0 | System | Battery | Build Battery-Wind 2041 | Build Battery-Wind | Firm Generation Capacity | 1 | 2043-10-01 | 0 | MW
Build Battery-Wind 2042_Firm Generation Capacity2024 | Build Battery-Wind_Firm Generation Capacity2024 | System | Battery | Build Battery-Wind 2042 | Build Battery-Wind | Firm Generation Capacity | 1 | 2024-01-01 | 0 | MW
0 | 0 | System | Battery | Build Battery-Wind 2042 | Build Battery-Wind | Firm Generation Capacity | 1 | 2024-04-01 | 0 | MW
0 | 0 | System | Battery | Build Battery-Wind 2042 | Build Battery-Wind | Firm Generation Capacity | 1 | 2024-07-01 | 0 | MW
0 | 0 | System | Battery | Build Battery-Wind 2042 | Build Battery-Wind | Firm Generation Capacity | 1 | 2024-10-01 | 0 | MW
Build Battery-Wind 2042_Firm Generation Capacity2025 | Build Battery-Wind_Firm Generation Capacity2025 | System | Battery | Build Battery-Wind 2042 | Build Battery-Wind | Firm Generation Capacity | 1 | 2025-01-01 | 0 | MW
0 | 0 | System | Battery | Build Battery-Wind 2042 | Build Battery-Wind | Firm Generation Capacity | 1 | 2025-04-01 | 0 | MW
0 | 0 | System | Battery | Build Battery-Wind 2042 | Build Battery-Wind | Firm Generation Capacity | 1 | 2025-07-01 | 0 | MW
0 | 0 | System | Battery | Build Battery-Wind 2042 | Build Battery-Wind | Firm Generation Capacity | 1 | 2025-10-01 | 0 | MW
Build Battery-Wind 2042_Firm Generation Capacity2026 | Build Battery-Wind_Firm Generation Capacity2026 | System | Battery | Build Battery-Wind 2042 | Build Battery-Wind | Firm Generation Capacity | 1 | 2026-01-01 | 0 | MW
0 | 0 | System | Battery | Build Battery-Wind 2042 | Build Battery-Wind | Firm Generation Capacity | 1 | 2026-04-01 | 0 | MW
0 | 0 | System | Battery | Build Battery-Wind 2042 | Build Battery-Wind | Firm Generation Capacity | 1 | 2026-07-01 | 0 | MW
0 | 0 | System | Battery | Build Battery-Wind 2042 | Build Battery-Wind | Firm Generation Capacity | 1 | 2026-10-01 | 0 | MW
Build Battery-Wind 2042_Firm Generation Capacity2027 | Build Battery-Wind_Firm Generation Capacity2027 | System | Battery | Build Battery-Wind 2042 | Build Battery-Wind | Firm Generation Capacity | 1 | 2027-01-01 | 0 | MW
0 | 0 | System | Battery | Build Battery-Wind 2042 | Build Battery-Wind | Firm Generation Capacity | 1 | 2027-04-01 | 0 | MW
0 | 0 | System | Battery | Build Battery-Wind 2042 | Build Battery-Wind | Firm Generation Capacity | 1 | 2027-07-01 | 0 | MW
0 | 0 | System | Battery | Build Battery-Wind 2042 | Build Battery-Wind | Firm Generation Capacity | 1 | 2027-10-01 | 0 | MW
Build Battery-Wind 2042_Firm Generation Capacity2028 | Build Battery-Wind_Firm Generation Capacity2028 | System | Battery | Build Battery-Wind 2042 | Build Battery-Wind | Firm Generation Capacity | 1 | 2028-01-01 | 0 | MW
0 | 0 | System | Battery | Build Battery-Wind 2042 | Build Battery-Wind | Firm Generation Capacity | 1 | 2028-04-01 | 0 | MW
0 | 0 | System | Battery | Build Battery-Wind 2042 | Build Battery-Wind | Firm Generation Capacity | 1 | 2028-07-01 | 0 | MW
0 | 0 | System | Battery | Build Battery-Wind 2042 | Build Battery-Wind | Firm Generation Capacity | 1 | 2028-10-01 | 0 | MW
Build Battery-Wind 2042_Firm Generation Capacity2029 | Build Battery-Wind_Firm Generation Capacity2029 | System | Battery | Build Battery-Wind 2042 | Build Battery-Wind | Firm Generation Capacity | 1 | 2029-01-01 | 0 | MW
0 | 0 | System | Battery | Build Battery-Wind 2042 | Build Battery-Wind | Firm Generation Capacity | 1 | 2029-04-01 | 0 | MW
0 | 0 | System | Battery | Build Battery-Wind 2042 | Build Battery-Wind | Firm Generation Capacity | 1 | 2029-07-01 | 0 | MW
0 | 0 | System | Battery | Build Battery-Wind 2042 | Build Battery-Wind | Firm Generation Capacity | 1 | 2029-10-01 | 0 | MW
Build Battery-Wind 2042_Firm Generation Capacity2030 | Build Battery-Wind_Firm Generation Capacity2030 | System | Battery | Build Battery-Wind 2042 | Build Battery-Wind | Firm Generation Capacity | 1 | 2030-01-01 | 0 | MW
0 | 0 | System | Battery | Build Battery-Wind 2042 | Build Battery-Wind | Firm Generation Capacity | 1 | 2030-04-01 | 0 | MW
0 | 0 | System | Battery | Build Battery-Wind 2042 | Build Battery-Wind | Firm Generation Capacity | 1 | 2030-07-01 | 0 | MW
0 | 0 | System | Battery | Build Battery-Wind 2042 | Build Battery-Wind | Firm Generation Capacity | 1 | 2030-10-01 | 0 | MW
Build Battery-Wind 2042_Firm Generation Capacity2031 | Build Battery-Wind_Firm Generation Capacity2031 | System | Battery | Build Battery-Wind 2042 | Build Battery-Wind | Firm Generation Capacity | 1 | 2031-01-01 | 0 | MW
0 | 0 | System | Battery | Build Battery-Wind 2042 | Build Battery-Wind | Firm Generation Capacity | 1 | 2031-04-01 | 0 | MW
0 | 0 | System | Battery | Build Battery-Wind 2042 | Build Battery-Wind | Firm Generation Capacity | 1 | 2031-07-01 | 0 | MW
0 | 0 | System | Battery | Build Battery-Wind 2042 | Build Battery-Wind | Firm Generation Capacity | 1 | 2031-10-01 | 0 | MW
Build Battery-Wind 2042_Firm Generation Capacity2032 | Build Battery-Wind_Firm Generation Capacity2032 | System | Battery | Build Battery-Wind 2042 | Build Battery-Wind | Firm Generation Capacity | 1 | 2032-01-01 | 0 | MW
0 | 0 | System | Battery | Build Battery-Wind 2042 | Build Battery-Wind | Firm Generation Capacity | 1 | 2032-04-01 | 0 | MW
0 | 0 | System | Battery | Build Battery-Wind 2042 | Build Battery-Wind | Firm Generation Capacity | 1 | 2032-07-01 | 0 | MW
0 | 0 | System | Battery | Build Battery-Wind 2042 | Build Battery-Wind | Firm Generation Capacity | 1 | 2032-10-01 | 0 | MW
Build Battery-Wind 2042_Firm Generation Capacity2033 | Build Battery-Wind_Firm Generation Capacity2033 | System | Battery | Build Battery-Wind 2042 | Build Battery-Wind | Firm Generation Capacity | 1 | 2033-01-01 | 0 | MW
0 | 0 | System | Battery | Build Battery-Wind 2042 | Build Battery-Wind | Firm Generation Capacity | 1 | 2033-04-01 | 0 | MW
0 | 0 | System | Battery | Build Battery-Wind 2042 | Build Battery-Wind | Firm Generation Capacity | 1 | 2033-07-01 | 0 | MW
0 | 0 | System | Battery | Build Battery-Wind 2042 | Build Battery-Wind | Firm Generation Capacity | 1 | 2033-10-01 | 0 | MW
Build Battery-Wind 2042_Firm Generation Capacity2034 | Build Battery-Wind_Firm Generation Capacity2034 | System | Battery | Build Battery-Wind 2042 | Build Battery-Wind | Firm Generation Capacity | 1 | 2034-01-01 | 0 | MW
0 | 0 | System | Battery | Build Battery-Wind 2042 | Build Battery-Wind | Firm Generation Capacity | 1 | 2034-04-01 | 0 | MW
0 | 0 | System | Battery | Build Battery-Wind 2042 | Build Battery-Wind | Firm Generation Capacity | 1 | 2034-07-01 | 0 | MW
0 | 0 | System | Battery | Build Battery-Wind 2042 | Build Battery-Wind | Firm Generation Capacity | 1 | 2034-10-01 | 0 | MW
Build Battery-Wind 2042_Firm Generation Capacity2035 | Build Battery-Wind_Firm Generation Capacity2035 | System | Battery | Build Battery-Wind 2042 | Build Battery-Wind | Firm Generation Capacity | 1 | 2035-01-01 | 0 | MW
0 | 0 | System | Battery | Build Battery-Wind 2042 | Build Battery-Wind | Firm Generation Capacity | 1 | 2035-04-01 | 0 | MW
0 | 0 | System | Battery | Build Battery-Wind 2042 | Build Battery-Wind | Firm Generation Capacity | 1 | 2035-07-01 | 0 | MW
0 | 0 | System | Battery | Build Battery-Wind 2042 | Build Battery-Wind | Firm Generation Capacity | 1 | 2035-10-01 | 0 | MW
Build Battery-Wind 2042_Firm Generation Capacity2036 | Build Battery-Wind_Firm Generation Capacity2036 | System | Battery | Build Battery-Wind 2042 | Build Battery-Wind | Firm Generation Capacity | 1 | 2036-01-01 | 0 | MW
0 | 0 | System | Battery | Build Battery-Wind 2042 | Build Battery-Wind | Firm Generation Capacity | 1 | 2036-04-01 | 0 | MW
0 | 0 | System | Battery | Build Battery-Wind 2042 | Build Battery-Wind | Firm Generation Capacity | 1 | 2036-07-01 | 0 | MW
0 | 0 | System | Battery | Build Battery-Wind 2042 | Build Battery-Wind | Firm Generation Capacity | 1 | 2036-10-01 | 0 | MW
Build Battery-Wind 2042_Firm Generation Capacity2037 | Build Battery-Wind_Firm Generation Capacity2037 | System | Battery | Build Battery-Wind 2042 | Build Battery-Wind | Firm Generation Capacity | 1 | 2037-01-01 | 0 | MW
0 | 0 | System | Battery | Build Battery-Wind 2042 | Build Battery-Wind | Firm Generation Capacity | 1 | 2037-04-01 | 0 | MW
0 | 0 | System | Battery | Build Battery-Wind 2042 | Build Battery-Wind | Firm Generation Capacity | 1 | 2037-07-01 | 0 | MW
0 | 0 | System | Battery | Build Battery-Wind 2042 | Build Battery-Wind | Firm Generation Capacity | 1 | 2037-10-01 | 0 | MW
Build Battery-Wind 2042_Firm Generation Capacity2038 | Build Battery-Wind_Firm Generation Capacity2038 | System | Battery | Build Battery-Wind 2042 | Build Battery-Wind | Firm Generation Capacity | 1 | 2038-01-01 | 0 | MW
0 | 0 | System | Battery | Build Battery-Wind 2042 | Build Battery-Wind | Firm Generation Capacity | 1 | 2038-04-01 | 0 | MW
0 | 0 | System | Battery | Build Battery-Wind 2042 | Build Battery-Wind | Firm Generation Capacity | 1 | 2038-07-01 | 0 | MW
0 | 0 | System | Battery | Build Battery-Wind 2042 | Build Battery-Wind | Firm Generation Capacity | 1 | 2038-10-01 | 0 | MW
Build Battery-Wind 2042_Firm Generation Capacity2039 | Build Battery-Wind_Firm Generation Capacity2039 | System | Battery | Build Battery-Wind 2042 | Build Battery-Wind | Firm Generation Capacity | 1 | 2039-01-01 | 0 | MW
0 | 0 | System | Battery | Build Battery-Wind 2042 | Build Battery-Wind | Firm Generation Capacity | 1 | 2039-04-01 | 0 | MW
0 | 0 | System | Battery | Build Battery-Wind 2042 | Build Battery-Wind | Firm Generation Capacity | 1 | 2039-07-01 | 0 | MW
0 | 0 | System | Battery | Build Battery-Wind 2042 | Build Battery-Wind | Firm Generation Capacity | 1 | 2039-10-01 | 0 | MW
Build Battery-Wind 2042_Firm Generation Capacity2040 | Build Battery-Wind_Firm Generation Capacity2040 | System | Battery | Build Battery-Wind 2042 | Build Battery-Wind | Firm Generation Capacity | 1 | 2040-01-01 | 0 | MW
0 | 0 | System | Battery | Build Battery-Wind 2042 | Build Battery-Wind | Firm Generation Capacity | 1 | 2040-04-01 | 0 | MW
0 | 0 | System | Battery | Build Battery-Wind 2042 | Build Battery-Wind | Firm Generation Capacity | 1 | 2040-07-01 | 0 | MW
0 | 0 | System | Battery | Build Battery-Wind 2042 | Build Battery-Wind | Firm Generation Capacity | 1 | 2040-10-01 | 0 | MW
Build Battery-Wind 2042_Firm Generation Capacity2041 | Build Battery-Wind_Firm Generation Capacity2041 | System | Battery | Build Battery-Wind 2042 | Build Battery-Wind | Firm Generation Capacity | 1 | 2041-01-01 | 0 | MW
0 | 0 | System | Battery | Build Battery-Wind 2042 | Build Battery-Wind | Firm Generation Capacity | 1 | 2041-04-01 | 0 | MW
0 | 0 | System | Battery | Build Battery-Wind 2042 | Build Battery-Wind | Firm Generation Capacity | 1 | 2041-07-01 | 0 | MW
0 | 0 | System | Battery | Build Battery-Wind 2042 | Build Battery-Wind | Firm Generation Capacity | 1 | 2041-10-01 | 0 | MW
Build Battery-Wind 2042_Firm Generation Capacity2042 | Build Battery-Wind_Firm Generation Capacity2042 | System | Battery | Build Battery-Wind 2042 | Build Battery-Wind | Firm Generation Capacity | 1 | 2042-01-01 | 0 | MW
0 | 0 | System | Battery | Build Battery-Wind 2042 | Build Battery-Wind | Firm Generation Capacity | 1 | 2042-04-01 | 0 | MW
0 | 0 | System | Battery | Build Battery-Wind 2042 | Build Battery-Wind | Firm Generation Capacity | 1 | 2042-07-01 | 0 | MW
0 | 0 | System | Battery | Build Battery-Wind 2042 | Build Battery-Wind | Firm Generation Capacity | 1 | 2042-10-01 | 0 | MW
Build Battery-Wind 2042_Firm Generation Capacity2043 | Build Battery-Wind_Firm Generation Capacity2043 | System | Battery | Build Battery-Wind 2042 | Build Battery-Wind | Firm Generation Capacity | 1 | 2043-01-01 | 0 | MW
0 | 0 | System | Battery | Build Battery-Wind 2042 | Build Battery-Wind | Firm Generation Capacity | 1 | 2043-04-01 | 0 | MW
0 | 0 | System | Battery | Build Battery-Wind 2042 | Build Battery-Wind | Firm Generation Capacity | 1 | 2043-07-01 | 0 | MW
0 | 0 | System | Battery | Build Battery-Wind 2042 | Build Battery-Wind | Firm Generation Capacity | 1 | 2043-10-01 | 0 | MW
Build Battery-Wind 2043_Firm Generation Capacity2024 | Build Battery-Wind_Firm Generation Capacity2024 | System | Battery | Build Battery-Wind 2043 | Build Battery-Wind | Firm Generation Capacity | 1 | 2024-01-01 | 0 | MW
0 | 0 | System | Battery | Build Battery-Wind 2043 | Build Battery-Wind | Firm Generation Capacity | 1 | 2024-04-01 | 0 | MW
0 | 0 | System | Battery | Build Battery-Wind 2043 | Build Battery-Wind | Firm Generation Capacity | 1 | 2024-07-01 | 0 | MW
0 | 0 | System | Battery | Build Battery-Wind 2043 | Build Battery-Wind | Firm Generation Capacity | 1 | 2024-10-01 | 0 | MW
Build Battery-Wind 2043_Firm Generation Capacity2025 | Build Battery-Wind_Firm Generation Capacity2025 | System | Battery | Build Battery-Wind 2043 | Build Battery-Wind | Firm Generation Capacity | 1 | 2025-01-01 | 0 | MW
0 | 0 | System | Battery | Build Battery-Wind 2043 | Build Battery-Wind | Firm Generation Capacity | 1 | 2025-04-01 | 0 | MW
0 | 0 | System | Battery | Build Battery-Wind 2043 | Build Battery-Wind | Firm Generation Capacity | 1 | 2025-07-01 | 0 | MW
0 | 0 | System | Battery | Build Battery-Wind 2043 | Build Battery-Wind | Firm Generation Capacity | 1 | 2025-10-01 | 0 | MW
Build Battery-Wind 2043_Firm Generation Capacity2026 | Build Battery-Wind_Firm Generation Capacity2026 | System | Battery | Build Battery-Wind 2043 | Build Battery-Wind | Firm Generation Capacity | 1 | 2026-01-01 | 0 | MW
0 | 0 | System | Battery | Build Battery-Wind 2043 | Build Battery-Wind | Firm Generation Capacity | 1 | 2026-04-01 | 0 | MW
0 | 0 | System | Battery | Build Battery-Wind 2043 | Build Battery-Wind | Firm Generation Capacity | 1 | 2026-07-01 | 0 | MW
0 | 0 | System | Battery | Build Battery-Wind 2043 | Build Battery-Wind | Firm Generation Capacity | 1 | 2026-10-01 | 0 | MW
Build Battery-Wind 2043_Firm Generation Capacity2027 | Build Battery-Wind_Firm Generation Capacity2027 | System | Battery | Build Battery-Wind 2043 | Build Battery-Wind | Firm Generation Capacity | 1 | 2027-01-01 | 0 | MW
0 | 0 | System | Battery | Build Battery-Wind 2043 | Build Battery-Wind | Firm Generation Capacity | 1 | 2027-04-01 | 0 | MW
0 | 0 | System | Battery | Build Battery-Wind 2043 | Build Battery-Wind | Firm Generation Capacity | 1 | 2027-07-01 | 0 | MW
0 | 0 | System | Battery | Build Battery-Wind 2043 | Build Battery-Wind | Firm Generation Capacity | 1 | 2027-10-01 | 0 | MW
Build Battery-Wind 2043_Firm Generation Capacity2028 | Build Battery-Wind_Firm Generation Capacity2028 | System | Battery | Build Battery-Wind 2043 | Build Battery-Wind | Firm Generation Capacity | 1 | 2028-01-01 | 0 | MW
0 | 0 | System | Battery | Build Battery-Wind 2043 | Build Battery-Wind | Firm Generation Capacity | 1 | 2028-04-01 | 0 | MW
0 | 0 | System | Battery | Build Battery-Wind 2043 | Build Battery-Wind | Firm Generation Capacity | 1 | 2028-07-01 | 0 | MW
0 | 0 | System | Battery | Build Battery-Wind 2043 | Build Battery-Wind | Firm Generation Capacity | 1 | 2028-10-01 | 0 | MW
Build Battery-Wind 2043_Firm Generation Capacity2029 | Build Battery-Wind_Firm Generation Capacity2029 | System | Battery | Build Battery-Wind 2043 | Build Battery-Wind | Firm Generation Capacity | 1 | 2029-01-01 | 0 | MW
0 | 0 | System | Battery | Build Battery-Wind 2043 | Build Battery-Wind | Firm Generation Capacity | 1 | 2029-04-01 | 0 | MW
0 | 0 | System | Battery | Build Battery-Wind 2043 | Build Battery-Wind | Firm Generation Capacity | 1 | 2029-07-01 | 0 | MW
0 | 0 | System | Battery | Build Battery-Wind 2043 | Build Battery-Wind | Firm Generation Capacity | 1 | 2029-10-01 | 0 | MW
Build Battery-Wind 2043_Firm Generation Capacity2030 | Build Battery-Wind_Firm Generation Capacity2030 | System | Battery | Build Battery-Wind 2043 | Build Battery-Wind | Firm Generation Capacity | 1 | 2030-01-01 | 0 | MW
0 | 0 | System | Battery | Build Battery-Wind 2043 | Build Battery-Wind | Firm Generation Capacity | 1 | 2030-04-01 | 0 | MW
0 | 0 | System | Battery | Build Battery-Wind 2043 | Build Battery-Wind | Firm Generation Capacity | 1 | 2030-07-01 | 0 | MW
0 | 0 | System | Battery | Build Battery-Wind 2043 | Build Battery-Wind | Firm Generation Capacity | 1 | 2030-10-01 | 0 | MW
Build Battery-Wind 2043_Firm Generation Capacity2031 | Build Battery-Wind_Firm Generation Capacity2031 | System | Battery | Build Battery-Wind 2043 | Build Battery-Wind | Firm Generation Capacity | 1 | 2031-01-01 | 0 | MW
0 | 0 | System | Battery | Build Battery-Wind 2043 | Build Battery-Wind | Firm Generation Capacity | 1 | 2031-04-01 | 0 | MW
0 | 0 | System | Battery | Build Battery-Wind 2043 | Build Battery-Wind | Firm Generation Capacity | 1 | 2031-07-01 | 0 | MW
0 | 0 | System | Battery | Build Battery-Wind 2043 | Build Battery-Wind | Firm Generation Capacity | 1 | 2031-10-01 | 0 | MW
Build Battery-Wind 2043_Firm Generation Capacity2032 | Build Battery-Wind_Firm Generation Capacity2032 | System | Battery | Build Battery-Wind 2043 | Build Battery-Wind | Firm Generation Capacity | 1 | 2032-01-01 | 0 | MW
0 | 0 | System | Battery | Build Battery-Wind 2043 | Build Battery-Wind | Firm Generation Capacity | 1 | 2032-04-01 | 0 | MW
0 | 0 | System | Battery | Build Battery-Wind 2043 | Build Battery-Wind | Firm Generation Capacity | 1 | 2032-07-01 | 0 | MW
0 | 0 | System | Battery | Build Battery-Wind 2043 | Build Battery-Wind | Firm Generation Capacity | 1 | 2032-10-01 | 0 | MW
Build Battery-Wind 2043_Firm Generation Capacity2033 | Build Battery-Wind_Firm Generation Capacity2033 | System | Battery | Build Battery-Wind 2043 | Build Battery-Wind | Firm Generation Capacity | 1 | 2033-01-01 | 0 | MW
0 | 0 | System | Battery | Build Battery-Wind 2043 | Build Battery-Wind | Firm Generation Capacity | 1 | 2033-04-01 | 0 | MW
0 | 0 | System | Battery | Build Battery-Wind 2043 | Build Battery-Wind | Firm Generation Capacity | 1 | 2033-07-01 | 0 | MW
0 | 0 | System | Battery | Build Battery-Wind 2043 | Build Battery-Wind | Firm Generation Capacity | 1 | 2033-10-01 | 0 | MW
Build Battery-Wind 2043_Firm Generation Capacity2034 | Build Battery-Wind_Firm Generation Capacity2034 | System | Battery | Build Battery-Wind 2043 | Build Battery-Wind | Firm Generation Capacity | 1 | 2034-01-01 | 0 | MW
0 | 0 | System | Battery | Build Battery-Wind 2043 | Build Battery-Wind | Firm Generation Capacity | 1 | 2034-04-01 | 0 | MW
0 | 0 | System | Battery | Build Battery-Wind 2043 | Build Battery-Wind | Firm Generation Capacity | 1 | 2034-07-01 | 0 | MW
0 | 0 | System | Battery | Build Battery-Wind 2043 | Build Battery-Wind | Firm Generation Capacity | 1 | 2034-10-01 | 0 | MW
Build Battery-Wind 2043_Firm Generation Capacity2035 | Build Battery-Wind_Firm Generation Capacity2035 | System | Battery | Build Battery-Wind 2043 | Build Battery-Wind | Firm Generation Capacity | 1 | 2035-01-01 | 0 | MW
0 | 0 | System | Battery | Build Battery-Wind 2043 | Build Battery-Wind | Firm Generation Capacity | 1 | 2035-04-01 | 0 | MW
0 | 0 | System | Battery | Build Battery-Wind 2043 | Build Battery-Wind | Firm Generation Capacity | 1 | 2035-07-01 | 0 | MW
0 | 0 | System | Battery | Build Battery-Wind 2043 | Build Battery-Wind | Firm Generation Capacity | 1 | 2035-10-01 | 0 | MW
Build Battery-Wind 2043_Firm Generation Capacity2036 | Build Battery-Wind_Firm Generation Capacity2036 | System | Battery | Build Battery-Wind 2043 | Build Battery-Wind | Firm Generation Capacity | 1 | 2036-01-01 | 0 | MW
0 | 0 | System | Battery | Build Battery-Wind 2043 | Build Battery-Wind | Firm Generation Capacity | 1 | 2036-04-01 | 0 | MW
0 | 0 | System | Battery | Build Battery-Wind 2043 | Build Battery-Wind | Firm Generation Capacity | 1 | 2036-07-01 | 0 | MW
0 | 0 | System | Battery | Build Battery-Wind 2043 | Build Battery-Wind | Firm Generation Capacity | 1 | 2036-10-01 | 0 | MW
Build Battery-Wind 2043_Firm Generation Capacity2037 | Build Battery-Wind_Firm Generation Capacity2037 | System | Battery | Build Battery-Wind 2043 | Build Battery-Wind | Firm Generation Capacity | 1 | 2037-01-01 | 0 | MW
0 | 0 | System | Battery | Build Battery-Wind 2043 | Build Battery-Wind | Firm Generation Capacity | 1 | 2037-04-01 | 0 | MW
0 | 0 | System | Battery | Build Battery-Wind 2043 | Build Battery-Wind | Firm Generation Capacity | 1 | 2037-07-01 | 0 | MW
0 | 0 | System | Battery | Build Battery-Wind 2043 | Build Battery-Wind | Firm Generation Capacity | 1 | 2037-10-01 | 0 | MW
Build Battery-Wind 2043_Firm Generation Capacity2038 | Build Battery-Wind_Firm Generation Capacity2038 | System | Battery | Build Battery-Wind 2043 | Build Battery-Wind | Firm Generation Capacity | 1 | 2038-01-01 | 0 | MW
0 | 0 | System | Battery | Build Battery-Wind 2043 | Build Battery-Wind | Firm Generation Capacity | 1 | 2038-04-01 | 0 | MW
0 | 0 | System | Battery | Build Battery-Wind 2043 | Build Battery-Wind | Firm Generation Capacity | 1 | 2038-07-01 | 0 | MW
0 | 0 | System | Battery | Build Battery-Wind 2043 | Build Battery-Wind | Firm Generation Capacity | 1 | 2038-10-01 | 0 | MW
Build Battery-Wind 2043_Firm Generation Capacity2039 | Build Battery-Wind_Firm Generation Capacity2039 | System | Battery | Build Battery-Wind 2043 | Build Battery-Wind | Firm Generation Capacity | 1 | 2039-01-01 | 0 | MW
0 | 0 | System | Battery | Build Battery-Wind 2043 | Build Battery-Wind | Firm Generation Capacity | 1 | 2039-04-01 | 0 | MW
0 | 0 | System | Battery | Build Battery-Wind 2043 | Build Battery-Wind | Firm Generation Capacity | 1 | 2039-07-01 | 0 | MW
0 | 0 | System | Battery | Build Battery-Wind 2043 | Build Battery-Wind | Firm Generation Capacity | 1 | 2039-10-01 | 0 | MW
Build Battery-Wind 2043_Firm Generation Capacity2040 | Build Battery-Wind_Firm Generation Capacity2040 | System | Battery | Build Battery-Wind 2043 | Build Battery-Wind | Firm Generation Capacity | 1 | 2040-01-01 | 0 | MW
0 | 0 | System | Battery | Build Battery-Wind 2043 | Build Battery-Wind | Firm Generation Capacity | 1 | 2040-04-01 | 0 | MW
0 | 0 | System | Battery | Build Battery-Wind 2043 | Build Battery-Wind | Firm Generation Capacity | 1 | 2040-07-01 | 0 | MW
0 | 0 | System | Battery | Build Battery-Wind 2043 | Build Battery-Wind | Firm Generation Capacity | 1 | 2040-10-01 | 0 | MW
Build Battery-Wind 2043_Firm Generation Capacity2041 | Build Battery-Wind_Firm Generation Capacity2041 | System | Battery | Build Battery-Wind 2043 | Build Battery-Wind | Firm Generation Capacity | 1 | 2041-01-01 | 0 | MW
0 | 0 | System | Battery | Build Battery-Wind 2043 | Build Battery-Wind | Firm Generation Capacity | 1 | 2041-04-01 | 0 | MW
0 | 0 | System | Battery | Build Battery-Wind 2043 | Build Battery-Wind | Firm Generation Capacity | 1 | 2041-07-01 | 0 | MW
0 | 0 | System | Battery | Build Battery-Wind 2043 | Build Battery-Wind | Firm Generation Capacity | 1 | 2041-10-01 | 0 | MW
Build Battery-Wind 2043_Firm Generation Capacity2042 | Build Battery-Wind_Firm Generation Capacity2042 | System | Battery | Build Battery-Wind 2043 | Build Battery-Wind | Firm Generation Capacity | 1 | 2042-01-01 | 0 | MW
0 | 0 | System | Battery | Build Battery-Wind 2043 | Build Battery-Wind | Firm Generation Capacity | 1 | 2042-04-01 | 0 | MW
0 | 0 | System | Battery | Build Battery-Wind 2043 | Build Battery-Wind | Firm Generation Capacity | 1 | 2042-07-01 | 0 | MW
0 | 0 | System | Battery | Build Battery-Wind 2043 | Build Battery-Wind | Firm Generation Capacity | 1 | 2042-10-01 | 0 | MW
Build Battery-Wind 2043_Firm Generation Capacity2043 | Build Battery-Wind_Firm Generation Capacity2043 | System | Battery | Build Battery-Wind 2043 | Build Battery-Wind | Firm Generation Capacity | 1 | 2043-01-01 | 0 | MW
0 | 0 | System | Battery | Build Battery-Wind 2043 | Build Battery-Wind | Firm Generation Capacity | 1 | 2043-04-01 | 0 | MW
0 | 0 | System | Battery | Build Battery-Wind 2043 | Build Battery-Wind | Firm Generation Capacity | 1 | 2043-07-01 | 0 | MW
0 | 0 | System | Battery | Build Battery-Wind 2043 | Build Battery-Wind | Firm Generation Capacity | 1 | 2043-10-01 | 0 | MW
Build Battery-Gen 2026_Firm Generation Capacity2024 | Build Battery-Gen_Firm Generation Capacity2024 | System | Battery | Build Battery-Gen 2026 | Build Battery-Gen | Firm Generation Capacity | 1 | 2024-01-01 | 0 | MW
0 | 0 | System | Battery | Build Battery-Gen 2026 | Build Battery-Gen | Firm Generation Capacity | 1 | 2024-04-01 | 0 | MW
0 | 0 | System | Battery | Build Battery-Gen 2026 | Build Battery-Gen | Firm Generation Capacity | 1 | 2024-07-01 | 0 | MW
0 | 0 | System | Battery | Build Battery-Gen 2026 | Build Battery-Gen | Firm Generation Capacity | 1 | 2024-10-01 | 0 | MW
Build Battery-Gen 2026_Firm Generation Capacity2025 | Build Battery-Gen_Firm Generation Capacity2025 | System | Battery | Build Battery-Gen 2026 | Build Battery-Gen | Firm Generation Capacity | 1 | 2025-01-01 | 0 | MW
0 | 0 | System | Battery | Build Battery-Gen 2026 | Build Battery-Gen | Firm Generation Capacity | 1 | 2025-04-01 | 0 | MW
0 | 0 | System | Battery | Build Battery-Gen 2026 | Build Battery-Gen | Firm Generation Capacity | 1 | 2025-07-01 | 0 | MW
0 | 0 | System | Battery | Build Battery-Gen 2026 | Build Battery-Gen | Firm Generation Capacity | 1 | 2025-10-01 | 0 | MW
Build Battery-Gen 2026_Firm Generation Capacity2026 | Build Battery-Gen_Firm Generation Capacity2026 | System | Battery | Build Battery-Gen 2026 | Build Battery-Gen | Firm Generation Capacity | 1 | 2026-01-01 | 0 | MW
0 | 0 | System | Battery | Build Battery-Gen 2026 | Build Battery-Gen | Firm Generation Capacity | 1 | 2026-04-01 | 0 | MW
0 | 0 | System | Battery | Build Battery-Gen 2026 | Build Battery-Gen | Firm Generation Capacity | 1 | 2026-07-01 | 0 | MW
0 | 0 | System | Battery | Build Battery-Gen 2026 | Build Battery-Gen | Firm Generation Capacity | 1 | 2026-10-01 | 0 | MW
Build Battery-Gen 2026_Firm Generation Capacity2027 | Build Battery-Gen_Firm Generation Capacity2027 | System | Battery | Build Battery-Gen 2026 | Build Battery-Gen | Firm Generation Capacity | 1 | 2027-01-01 | 0 | MW
0 | 0 | System | Battery | Build Battery-Gen 2026 | Build Battery-Gen | Firm Generation Capacity | 1 | 2027-04-01 | 0 | MW
0 | 0 | System | Battery | Build Battery-Gen 2026 | Build Battery-Gen | Firm Generation Capacity | 1 | 2027-07-01 | 0 | MW
0 | 0 | System | Battery | Build Battery-Gen 2026 | Build Battery-Gen | Firm Generation Capacity | 1 | 2027-10-01 | 0 | MW
Build Battery-Gen 2026_Firm Generation Capacity2028 | Build Battery-Gen_Firm Generation Capacity2028 | System | Battery | Build Battery-Gen 2026 | Build Battery-Gen | Firm Generation Capacity | 1 | 2028-01-01 | 0 | MW
0 | 0 | System | Battery | Build Battery-Gen 2026 | Build Battery-Gen | Firm Generation Capacity | 1 | 2028-04-01 | 0 | MW
0 | 0 | System | Battery | Build Battery-Gen 2026 | Build Battery-Gen | Firm Generation Capacity | 1 | 2028-07-01 | 0 | MW
0 | 0 | System | Battery | Build Battery-Gen 2026 | Build Battery-Gen | Firm Generation Capacity | 1 | 2028-10-01 | 0 | MW
Build Battery-Gen 2026_Firm Generation Capacity2029 | Build Battery-Gen_Firm Generation Capacity2029 | System | Battery | Build Battery-Gen 2026 | Build Battery-Gen | Firm Generation Capacity | 1 | 2029-01-01 | 0 | MW
0 | 0 | System | Battery | Build Battery-Gen 2026 | Build Battery-Gen | Firm Generation Capacity | 1 | 2029-04-01 | 0 | MW
0 | 0 | System | Battery | Build Battery-Gen 2026 | Build Battery-Gen | Firm Generation Capacity | 1 | 2029-07-01 | 0 | MW
0 | 0 | System | Battery | Build Battery-Gen 2026 | Build Battery-Gen | Firm Generation Capacity | 1 | 2029-10-01 | 0 | MW
Build Battery-Gen 2026_Firm Generation Capacity2030 | Build Battery-Gen_Firm Generation Capacity2030 | System | Battery | Build Battery-Gen 2026 | Build Battery-Gen | Firm Generation Capacity | 1 | 2030-01-01 | 0 | MW
0 | 0 | System | Battery | Build Battery-Gen 2026 | Build Battery-Gen | Firm Generation Capacity | 1 | 2030-04-01 | 0 | MW
0 | 0 | System | Battery | Build Battery-Gen 2026 | Build Battery-Gen | Firm Generation Capacity | 1 | 2030-07-01 | 0 | MW
0 | 0 | System | Battery | Build Battery-Gen 2026 | Build Battery-Gen | Firm Generation Capacity | 1 | 2030-10-01 | 0 | MW
Build Battery-Gen 2026_Firm Generation Capacity2031 | Build Battery-Gen_Firm Generation Capacity2031 | System | Battery | Build Battery-Gen 2026 | Build Battery-Gen | Firm Generation Capacity | 1 | 2031-01-01 | 0 | MW
0 | 0 | System | Battery | Build Battery-Gen 2026 | Build Battery-Gen | Firm Generation Capacity | 1 | 2031-04-01 | 0 | MW
0 | 0 | System | Battery | Build Battery-Gen 2026 | Build Battery-Gen | Firm Generation Capacity | 1 | 2031-07-01 | 0 | MW
0 | 0 | System | Battery | Build Battery-Gen 2026 | Build Battery-Gen | Firm Generation Capacity | 1 | 2031-10-01 | 0 | MW
Build Battery-Gen 2026_Firm Generation Capacity2032 | Build Battery-Gen_Firm Generation Capacity2032 | System | Battery | Build Battery-Gen 2026 | Build Battery-Gen | Firm Generation Capacity | 1 | 2032-01-01 | 0 | MW
0 | 0 | System | Battery | Build Battery-Gen 2026 | Build Battery-Gen | Firm Generation Capacity | 1 | 2032-04-01 | 0 | MW
0 | 0 | System | Battery | Build Battery-Gen 2026 | Build Battery-Gen | Firm Generation Capacity | 1 | 2032-07-01 | 0 | MW
0 | 0 | System | Battery | Build Battery-Gen 2026 | Build Battery-Gen | Firm Generation Capacity | 1 | 2032-10-01 | 0 | MW
Build Battery-Gen 2026_Firm Generation Capacity2033 | Build Battery-Gen_Firm Generation Capacity2033 | System | Battery | Build Battery-Gen 2026 | Build Battery-Gen | Firm Generation Capacity | 1 | 2033-01-01 | 0 | MW
0 | 0 | System | Battery | Build Battery-Gen 2026 | Build Battery-Gen | Firm Generation Capacity | 1 | 2033-04-01 | 0 | MW
0 | 0 | System | Battery | Build Battery-Gen 2026 | Build Battery-Gen | Firm Generation Capacity | 1 | 2033-07-01 | 0 | MW
0 | 0 | System | Battery | Build Battery-Gen 2026 | Build Battery-Gen | Firm Generation Capacity | 1 | 2033-10-01 | 0 | MW
Build Battery-Gen 2026_Firm Generation Capacity2034 | Build Battery-Gen_Firm Generation Capacity2034 | System | Battery | Build Battery-Gen 2026 | Build Battery-Gen | Firm Generation Capacity | 1 | 2034-01-01 | 0 | MW
0 | 0 | System | Battery | Build Battery-Gen 2026 | Build Battery-Gen | Firm Generation Capacity | 1 | 2034-04-01 | 0 | MW
0 | 0 | System | Battery | Build Battery-Gen 2026 | Build Battery-Gen | Firm Generation Capacity | 1 | 2034-07-01 | 0 | MW
0 | 0 | System | Battery | Build Battery-Gen 2026 | Build Battery-Gen | Firm Generation Capacity | 1 | 2034-10-01 | 0 | MW
Build Battery-Gen 2026_Firm Generation Capacity2035 | Build Battery-Gen_Firm Generation Capacity2035 | System | Battery | Build Battery-Gen 2026 | Build Battery-Gen | Firm Generation Capacity | 1 | 2035-01-01 | 0 | MW
0 | 0 | System | Battery | Build Battery-Gen 2026 | Build Battery-Gen | Firm Generation Capacity | 1 | 2035-04-01 | 0 | MW
0 | 0 | System | Battery | Build Battery-Gen 2026 | Build Battery-Gen | Firm Generation Capacity | 1 | 2035-07-01 | 0 | MW
0 | 0 | System | Battery | Build Battery-Gen 2026 | Build Battery-Gen | Firm Generation Capacity | 1 | 2035-10-01 | 0 | MW
Build Battery-Gen 2026_Firm Generation Capacity2036 | Build Battery-Gen_Firm Generation Capacity2036 | System | Battery | Build Battery-Gen 2026 | Build Battery-Gen | Firm Generation Capacity | 1 | 2036-01-01 | 0 | MW
0 | 0 | System | Battery | Build Battery-Gen 2026 | Build Battery-Gen | Firm Generation Capacity | 1 | 2036-04-01 | 0 | MW
0 | 0 | System | Battery | Build Battery-Gen 2026 | Build Battery-Gen | Firm Generation Capacity | 1 | 2036-07-01 | 0 | MW
0 | 0 | System | Battery | Build Battery-Gen 2026 | Build Battery-Gen | Firm Generation Capacity | 1 | 2036-10-01 | 0 | MW
Build Battery-Gen 2026_Firm Generation Capacity2037 | Build Battery-Gen_Firm Generation Capacity2037 | System | Battery | Build Battery-Gen 2026 | Build Battery-Gen | Firm Generation Capacity | 1 | 2037-01-01 | 0 | MW
0 | 0 | System | Battery | Build Battery-Gen 2026 | Build Battery-Gen | Firm Generation Capacity | 1 | 2037-04-01 | 0 | MW
0 | 0 | System | Battery | Build Battery-Gen 2026 | Build Battery-Gen | Firm Generation Capacity | 1 | 2037-07-01 | 0 | MW
0 | 0 | System | Battery | Build Battery-Gen 2026 | Build Battery-Gen | Firm Generation Capacity | 1 | 2037-10-01 | 0 | MW
Build Battery-Gen 2026_Firm Generation Capacity2038 | Build Battery-Gen_Firm Generation Capacity2038 | System | Battery | Build Battery-Gen 2026 | Build Battery-Gen | Firm Generation Capacity | 1 | 2038-01-01 | 0 | MW
0 | 0 | System | Battery | Build Battery-Gen 2026 | Build Battery-Gen | Firm Generation Capacity | 1 | 2038-04-01 | 0 | MW
0 | 0 | System | Battery | Build Battery-Gen 2026 | Build Battery-Gen | Firm Generation Capacity | 1 | 2038-07-01 | 0 | MW
0 | 0 | System | Battery | Build Battery-Gen 2026 | Build Battery-Gen | Firm Generation Capacity | 1 | 2038-10-01 | 0 | MW
Build Battery-Gen 2026_Firm Generation Capacity2039 | Build Battery-Gen_Firm Generation Capacity2039 | System | Battery | Build Battery-Gen 2026 | Build Battery-Gen | Firm Generation Capacity | 1 | 2039-01-01 | 0 | MW
0 | 0 | System | Battery | Build Battery-Gen 2026 | Build Battery-Gen | Firm Generation Capacity | 1 | 2039-04-01 | 0 | MW
0 | 0 | System | Battery | Build Battery-Gen 2026 | Build Battery-Gen | Firm Generation Capacity | 1 | 2039-07-01 | 0 | MW
0 | 0 | System | Battery | Build Battery-Gen 2026 | Build Battery-Gen | Firm Generation Capacity | 1 | 2039-10-01 | 0 | MW
Build Battery-Gen 2026_Firm Generation Capacity2040 | Build Battery-Gen_Firm Generation Capacity2040 | System | Battery | Build Battery-Gen 2026 | Build Battery-Gen | Firm Generation Capacity | 1 | 2040-01-01 | 0 | MW
0 | 0 | System | Battery | Build Battery-Gen 2026 | Build Battery-Gen | Firm Generation Capacity | 1 | 2040-04-01 | 0 | MW
0 | 0 | System | Battery | Build Battery-Gen 2026 | Build Battery-Gen | Firm Generation Capacity | 1 | 2040-07-01 | 0 | MW
0 | 0 | System | Battery | Build Battery-Gen 2026 | Build Battery-Gen | Firm Generation Capacity | 1 | 2040-10-01 | 0 | MW
Build Battery-Gen 2026_Firm Generation Capacity2041 | Build Battery-Gen_Firm Generation Capacity2041 | System | Battery | Build Battery-Gen 2026 | Build Battery-Gen | Firm Generation Capacity | 1 | 2041-01-01 | 0 | MW
0 | 0 | System | Battery | Build Battery-Gen 2026 | Build Battery-Gen | Firm Generation Capacity | 1 | 2041-04-01 | 0 | MW
0 | 0 | System | Battery | Build Battery-Gen 2026 | Build Battery-Gen | Firm Generation Capacity | 1 | 2041-07-01 | 0 | MW
0 | 0 | System | Battery | Build Battery-Gen 2026 | Build Battery-Gen | Firm Generation Capacity | 1 | 2041-10-01 | 0 | MW
Build Battery-Gen 2026_Firm Generation Capacity2042 | Build Battery-Gen_Firm Generation Capacity2042 | System | Battery | Build Battery-Gen 2026 | Build Battery-Gen | Firm Generation Capacity | 1 | 2042-01-01 | 0 | MW
0 | 0 | System | Battery | Build Battery-Gen 2026 | Build Battery-Gen | Firm Generation Capacity | 1 | 2042-04-01 | 0 | MW
0 | 0 | System | Battery | Build Battery-Gen 2026 | Build Battery-Gen | Firm Generation Capacity | 1 | 2042-07-01 | 0 | MW
0 | 0 | System | Battery | Build Battery-Gen 2026 | Build Battery-Gen | Firm Generation Capacity | 1 | 2042-10-01 | 0 | MW
Build Battery-Gen 2026_Firm Generation Capacity2043 | Build Battery-Gen_Firm Generation Capacity2043 | System | Battery | Build Battery-Gen 2026 | Build Battery-Gen | Firm Generation Capacity | 1 | 2043-01-01 | 0 | MW
0 | 0 | System | Battery | Build Battery-Gen 2026 | Build Battery-Gen | Firm Generation Capacity | 1 | 2043-04-01 | 0 | MW
0 | 0 | System | Battery | Build Battery-Gen 2026 | Build Battery-Gen | Firm Generation Capacity | 1 | 2043-07-01 | 0 | MW
0 | 0 | System | Battery | Build Battery-Gen 2026 | Build Battery-Gen | Firm Generation Capacity | 1 | 2043-10-01 | 0 | MW
Build Battery-Gen 2027_Firm Generation Capacity2024 | Build Battery-Gen_Firm Generation Capacity2024 | System | Battery | Build Battery-Gen 2027 | Build Battery-Gen | Firm Generation Capacity | 1 | 2024-01-01 | 0 | MW
0 | 0 | System | Battery | Build Battery-Gen 2027 | Build Battery-Gen | Firm Generation Capacity | 1 | 2024-04-01 | 0 | MW
0 | 0 | System | Battery | Build Battery-Gen 2027 | Build Battery-Gen | Firm Generation Capacity | 1 | 2024-07-01 | 0 | MW
0 | 0 | System | Battery | Build Battery-Gen 2027 | Build Battery-Gen | Firm Generation Capacity | 1 | 2024-10-01 | 0 | MW
Build Battery-Gen 2027_Firm Generation Capacity2025 | Build Battery-Gen_Firm Generation Capacity2025 | System | Battery | Build Battery-Gen 2027 | Build Battery-Gen | Firm Generation Capacity | 1 | 2025-01-01 | 0 | MW
0 | 0 | System | Battery | Build Battery-Gen 2027 | Build Battery-Gen | Firm Generation Capacity | 1 | 2025-04-01 | 0 | MW
0 | 0 | System | Battery | Build Battery-Gen 2027 | Build Battery-Gen | Firm Generation Capacity | 1 | 2025-07-01 | 0 | MW
0 | 0 | System | Battery | Build Battery-Gen 2027 | Build Battery-Gen | Firm Generation Capacity | 1 | 2025-10-01 | 0 | MW
Build Battery-Gen 2027_Firm Generation Capacity2026 | Build Battery-Gen_Firm Generation Capacity2026 | System | Battery | Build Battery-Gen 2027 | Build Battery-Gen | Firm Generation Capacity | 1 | 2026-01-01 | 0 | MW
0 | 0 | System | Battery | Build Battery-Gen 2027 | Build Battery-Gen | Firm Generation Capacity | 1 | 2026-04-01 | 0 | MW
0 | 0 | System | Battery | Build Battery-Gen 2027 | Build Battery-Gen | Firm Generation Capacity | 1 | 2026-07-01 | 0 | MW
0 | 0 | System | Battery | Build Battery-Gen 2027 | Build Battery-Gen | Firm Generation Capacity | 1 | 2026-10-01 | 0 | MW
Build Battery-Gen 2027_Firm Generation Capacity2027 | Build Battery-Gen_Firm Generation Capacity2027 | System | Battery | Build Battery-Gen 2027 | Build Battery-Gen | Firm Generation Capacity | 1 | 2027-01-01 | 0 | MW
0 | 0 | System | Battery | Build Battery-Gen 2027 | Build Battery-Gen | Firm Generation Capacity | 1 | 2027-04-01 | 0 | MW
0 | 0 | System | Battery | Build Battery-Gen 2027 | Build Battery-Gen | Firm Generation Capacity | 1 | 2027-07-01 | 0 | MW
0 | 0 | System | Battery | Build Battery-Gen 2027 | Build Battery-Gen | Firm Generation Capacity | 1 | 2027-10-01 | 0 | MW
Build Battery-Gen 2027_Firm Generation Capacity2028 | Build Battery-Gen_Firm Generation Capacity2028 | System | Battery | Build Battery-Gen 2027 | Build Battery-Gen | Firm Generation Capacity | 1 | 2028-01-01 | 0 | MW
0 | 0 | System | Battery | Build Battery-Gen 2027 | Build Battery-Gen | Firm Generation Capacity | 1 | 2028-04-01 | 0 | MW
0 | 0 | System | Battery | Build Battery-Gen 2027 | Build Battery-Gen | Firm Generation Capacity | 1 | 2028-07-01 | 0 | MW
0 | 0 | System | Battery | Build Battery-Gen 2027 | Build Battery-Gen | Firm Generation Capacity | 1 | 2028-10-01 | 0 | MW
Build Battery-Gen 2027_Firm Generation Capacity2029 | Build Battery-Gen_Firm Generation Capacity2029 | System | Battery | Build Battery-Gen 2027 | Build Battery-Gen | Firm Generation Capacity | 1 | 2029-01-01 | 0 | MW
0 | 0 | System | Battery | Build Battery-Gen 2027 | Build Battery-Gen | Firm Generation Capacity | 1 | 2029-04-01 | 0 | MW
0 | 0 | System | Battery | Build Battery-Gen 2027 | Build Battery-Gen | Firm Generation Capacity | 1 | 2029-07-01 | 0 | MW
0 | 0 | System | Battery | Build Battery-Gen 2027 | Build Battery-Gen | Firm Generation Capacity | 1 | 2029-10-01 | 0 | MW
Build Battery-Gen 2027_Firm Generation Capacity2030 | Build Battery-Gen_Firm Generation Capacity2030 | System | Battery | Build Battery-Gen 2027 | Build Battery-Gen | Firm Generation Capacity | 1 | 2030-01-01 | 0 | MW
0 | 0 | System | Battery | Build Battery-Gen 2027 | Build Battery-Gen | Firm Generation Capacity | 1 | 2030-04-01 | 0 | MW
0 | 0 | System | Battery | Build Battery-Gen 2027 | Build Battery-Gen | Firm Generation Capacity | 1 | 2030-07-01 | 0 | MW
0 | 0 | System | Battery | Build Battery-Gen 2027 | Build Battery-Gen | Firm Generation Capacity | 1 | 2030-10-01 | 0 | MW
Build Battery-Gen 2027_Firm Generation Capacity2031 | Build Battery-Gen_Firm Generation Capacity2031 | System | Battery | Build Battery-Gen 2027 | Build Battery-Gen | Firm Generation Capacity | 1 | 2031-01-01 | 0 | MW
0 | 0 | System | Battery | Build Battery-Gen 2027 | Build Battery-Gen | Firm Generation Capacity | 1 | 2031-04-01 | 0 | MW
0 | 0 | System | Battery | Build Battery-Gen 2027 | Build Battery-Gen | Firm Generation Capacity | 1 | 2031-07-01 | 0 | MW
0 | 0 | System | Battery | Build Battery-Gen 2027 | Build Battery-Gen | Firm Generation Capacity | 1 | 2031-10-01 | 0 | MW
Build Battery-Gen 2027_Firm Generation Capacity2032 | Build Battery-Gen_Firm Generation Capacity2032 | System | Battery | Build Battery-Gen 2027 | Build Battery-Gen | Firm Generation Capacity | 1 | 2032-01-01 | 0 | MW
0 | 0 | System | Battery | Build Battery-Gen 2027 | Build Battery-Gen | Firm Generation Capacity | 1 | 2032-04-01 | 0 | MW
0 | 0 | System | Battery | Build Battery-Gen 2027 | Build Battery-Gen | Firm Generation Capacity | 1 | 2032-07-01 | 0 | MW
0 | 0 | System | Battery | Build Battery-Gen 2027 | Build Battery-Gen | Firm Generation Capacity | 1 | 2032-10-01 | 0 | MW
Build Battery-Gen 2027_Firm Generation Capacity2033 | Build Battery-Gen_Firm Generation Capacity2033 | System | Battery | Build Battery-Gen 2027 | Build Battery-Gen | Firm Generation Capacity | 1 | 2033-01-01 | 0 | MW
0 | 0 | System | Battery | Build Battery-Gen 2027 | Build Battery-Gen | Firm Generation Capacity | 1 | 2033-04-01 | 0 | MW
0 | 0 | System | Battery | Build Battery-Gen 2027 | Build Battery-Gen | Firm Generation Capacity | 1 | 2033-07-01 | 0 | MW
0 | 0 | System | Battery | Build Battery-Gen 2027 | Build Battery-Gen | Firm Generation Capacity | 1 | 2033-10-01 | 0 | MW
Build Battery-Gen 2027_Firm Generation Capacity2034 | Build Battery-Gen_Firm Generation Capacity2034 | System | Battery | Build Battery-Gen 2027 | Build Battery-Gen | Firm Generation Capacity | 1 | 2034-01-01 | 0 | MW
0 | 0 | System | Battery | Build Battery-Gen 2027 | Build Battery-Gen | Firm Generation Capacity | 1 | 2034-04-01 | 0 | MW
0 | 0 | System | Battery | Build Battery-Gen 2027 | Build Battery-Gen | Firm Generation Capacity | 1 | 2034-07-01 | 0 | MW
0 | 0 | System | Battery | Build Battery-Gen 2027 | Build Battery-Gen | Firm Generation Capacity | 1 | 2034-10-01 | 0 | MW
Build Battery-Gen 2027_Firm Generation Capacity2035 | Build Battery-Gen_Firm Generation Capacity2035 | System | Battery | Build Battery-Gen 2027 | Build Battery-Gen | Firm Generation Capacity | 1 | 2035-01-01 | 0 | MW
0 | 0 | System | Battery | Build Battery-Gen 2027 | Build Battery-Gen | Firm Generation Capacity | 1 | 2035-04-01 | 0 | MW
0 | 0 | System | Battery | Build Battery-Gen 2027 | Build Battery-Gen | Firm Generation Capacity | 1 | 2035-07-01 | 0 | MW
0 | 0 | System | Battery | Build Battery-Gen 2027 | Build Battery-Gen | Firm Generation Capacity | 1 | 2035-10-01 | 0 | MW
Build Battery-Gen 2027_Firm Generation Capacity2036 | Build Battery-Gen_Firm Generation Capacity2036 | System | Battery | Build Battery-Gen 2027 | Build Battery-Gen | Firm Generation Capacity | 1 | 2036-01-01 | 0 | MW
0 | 0 | System | Battery | Build Battery-Gen 2027 | Build Battery-Gen | Firm Generation Capacity | 1 | 2036-04-01 | 0 | MW
0 | 0 | System | Battery | Build Battery-Gen 2027 | Build Battery-Gen | Firm Generation Capacity | 1 | 2036-07-01 | 0 | MW
0 | 0 | System | Battery | Build Battery-Gen 2027 | Build Battery-Gen | Firm Generation Capacity | 1 | 2036-10-01 | 0 | MW
Build Battery-Gen 2027_Firm Generation Capacity2037 | Build Battery-Gen_Firm Generation Capacity2037 | System | Battery | Build Battery-Gen 2027 | Build Battery-Gen | Firm Generation Capacity | 1 | 2037-01-01 | 0 | MW
0 | 0 | System | Battery | Build Battery-Gen 2027 | Build Battery-Gen | Firm Generation Capacity | 1 | 2037-04-01 | 0 | MW
0 | 0 | System | Battery | Build Battery-Gen 2027 | Build Battery-Gen | Firm Generation Capacity | 1 | 2037-07-01 | 0 | MW
0 | 0 | System | Battery | Build Battery-Gen 2027 | Build Battery-Gen | Firm Generation Capacity | 1 | 2037-10-01 | 0 | MW
Build Battery-Gen 2027_Firm Generation Capacity2038 | Build Battery-Gen_Firm Generation Capacity2038 | System | Battery | Build Battery-Gen 2027 | Build Battery-Gen | Firm Generation Capacity | 1 | 2038-01-01 | 0 | MW
0 | 0 | System | Battery | Build Battery-Gen 2027 | Build Battery-Gen | Firm Generation Capacity | 1 | 2038-04-01 | 0 | MW
0 | 0 | System | Battery | Build Battery-Gen 2027 | Build Battery-Gen | Firm Generation Capacity | 1 | 2038-07-01 | 0 | MW
0 | 0 | System | Battery | Build Battery-Gen 2027 | Build Battery-Gen | Firm Generation Capacity | 1 | 2038-10-01 | 0 | MW
Build Battery-Gen 2027_Firm Generation Capacity2039 | Build Battery-Gen_Firm Generation Capacity2039 | System | Battery | Build Battery-Gen 2027 | Build Battery-Gen | Firm Generation Capacity | 1 | 2039-01-01 | 0 | MW
0 | 0 | System | Battery | Build Battery-Gen 2027 | Build Battery-Gen | Firm Generation Capacity | 1 | 2039-04-01 | 0 | MW
0 | 0 | System | Battery | Build Battery-Gen 2027 | Build Battery-Gen | Firm Generation Capacity | 1 | 2039-07-01 | 0 | MW
0 | 0 | System | Battery | Build Battery-Gen 2027 | Build Battery-Gen | Firm Generation Capacity | 1 | 2039-10-01 | 0 | MW
Build Battery-Gen 2027_Firm Generation Capacity2040 | Build Battery-Gen_Firm Generation Capacity2040 | System | Battery | Build Battery-Gen 2027 | Build Battery-Gen | Firm Generation Capacity | 1 | 2040-01-01 | 0 | MW
0 | 0 | System | Battery | Build Battery-Gen 2027 | Build Battery-Gen | Firm Generation Capacity | 1 | 2040-04-01 | 0 | MW
0 | 0 | System | Battery | Build Battery-Gen 2027 | Build Battery-Gen | Firm Generation Capacity | 1 | 2040-07-01 | 0 | MW
0 | 0 | System | Battery | Build Battery-Gen 2027 | Build Battery-Gen | Firm Generation Capacity | 1 | 2040-10-01 | 0 | MW
Build Battery-Gen 2027_Firm Generation Capacity2041 | Build Battery-Gen_Firm Generation Capacity2041 | System | Battery | Build Battery-Gen 2027 | Build Battery-Gen | Firm Generation Capacity | 1 | 2041-01-01 | 0 | MW
0 | 0 | System | Battery | Build Battery-Gen 2027 | Build Battery-Gen | Firm Generation Capacity | 1 | 2041-04-01 | 0 | MW
0 | 0 | System | Battery | Build Battery-Gen 2027 | Build Battery-Gen | Firm Generation Capacity | 1 | 2041-07-01 | 0 | MW
0 | 0 | System | Battery | Build Battery-Gen 2027 | Build Battery-Gen | Firm Generation Capacity | 1 | 2041-10-01 | 0 | MW
Build Battery-Gen 2027_Firm Generation Capacity2042 | Build Battery-Gen_Firm Generation Capacity2042 | System | Battery | Build Battery-Gen 2027 | Build Battery-Gen | Firm Generation Capacity | 1 | 2042-01-01 | 0 | MW
0 | 0 | System | Battery | Build Battery-Gen 2027 | Build Battery-Gen | Firm Generation Capacity | 1 | 2042-04-01 | 0 | MW
0 | 0 | System | Battery | Build Battery-Gen 2027 | Build Battery-Gen | Firm Generation Capacity | 1 | 2042-07-01 | 0 | MW
0 | 0 | System | Battery | Build Battery-Gen 2027 | Build Battery-Gen | Firm Generation Capacity | 1 | 2042-10-01 | 0 | MW
Build Battery-Gen 2027_Firm Generation Capacity2043 | Build Battery-Gen_Firm Generation Capacity2043 | System | Battery | Build Battery-Gen 2027 | Build Battery-Gen | Firm Generation Capacity | 1 | 2043-01-01 | 0 | MW
0 | 0 | System | Battery | Build Battery-Gen 2027 | Build Battery-Gen | Firm Generation Capacity | 1 | 2043-04-01 | 0 | MW
0 | 0 | System | Battery | Build Battery-Gen 2027 | Build Battery-Gen | Firm Generation Capacity | 1 | 2043-07-01 | 0 | MW
0 | 0 | System | Battery | Build Battery-Gen 2027 | Build Battery-Gen | Firm Generation Capacity | 1 | 2043-10-01 | 0 | MW
Build Battery-Gen 2028_Firm Generation Capacity2024 | Build Battery-Gen_Firm Generation Capacity2024 | System | Battery | Build Battery-Gen 2028 | Build Battery-Gen | Firm Generation Capacity | 1 | 2024-01-01 | 0 | MW
0 | 0 | System | Battery | Build Battery-Gen 2028 | Build Battery-Gen | Firm Generation Capacity | 1 | 2024-04-01 | 0 | MW
0 | 0 | System | Battery | Build Battery-Gen 2028 | Build Battery-Gen | Firm Generation Capacity | 1 | 2024-07-01 | 0 | MW
0 | 0 | System | Battery | Build Battery-Gen 2028 | Build Battery-Gen | Firm Generation Capacity | 1 | 2024-10-01 | 0 | MW
Build Battery-Gen 2028_Firm Generation Capacity2025 | Build Battery-Gen_Firm Generation Capacity2025 | System | Battery | Build Battery-Gen 2028 | Build Battery-Gen | Firm Generation Capacity | 1 | 2025-01-01 | 0 | MW
0 | 0 | System | Battery | Build Battery-Gen 2028 | Build Battery-Gen | Firm Generation Capacity | 1 | 2025-04-01 | 0 | MW
0 | 0 | System | Battery | Build Battery-Gen 2028 | Build Battery-Gen | Firm Generation Capacity | 1 | 2025-07-01 | 0 | MW
0 | 0 | System | Battery | Build Battery-Gen 2028 | Build Battery-Gen | Firm Generation Capacity | 1 | 2025-10-01 | 0 | MW
Build Battery-Gen 2028_Firm Generation Capacity2026 | Build Battery-Gen_Firm Generation Capacity2026 | System | Battery | Build Battery-Gen 2028 | Build Battery-Gen | Firm Generation Capacity | 1 | 2026-01-01 | 0 | MW
0 | 0 | System | Battery | Build Battery-Gen 2028 | Build Battery-Gen | Firm Generation Capacity | 1 | 2026-04-01 | 0 | MW
0 | 0 | System | Battery | Build Battery-Gen 2028 | Build Battery-Gen | Firm Generation Capacity | 1 | 2026-07-01 | 0 | MW
0 | 0 | System | Battery | Build Battery-Gen 2028 | Build Battery-Gen | Firm Generation Capacity | 1 | 2026-10-01 | 0 | MW
Build Battery-Gen 2028_Firm Generation Capacity2027 | Build Battery-Gen_Firm Generation Capacity2027 | System | Battery | Build Battery-Gen 2028 | Build Battery-Gen | Firm Generation Capacity | 1 | 2027-01-01 | 0 | MW
0 | 0 | System | Battery | Build Battery-Gen 2028 | Build Battery-Gen | Firm Generation Capacity | 1 | 2027-04-01 | 0 | MW
0 | 0 | System | Battery | Build Battery-Gen 2028 | Build Battery-Gen | Firm Generation Capacity | 1 | 2027-07-01 | 0 | MW
0 | 0 | System | Battery | Build Battery-Gen 2028 | Build Battery-Gen | Firm Generation Capacity | 1 | 2027-10-01 | 0 | MW
Build Battery-Gen 2028_Firm Generation Capacity2028 | Build Battery-Gen_Firm Generation Capacity2028 | System | Battery | Build Battery-Gen 2028 | Build Battery-Gen | Firm Generation Capacity | 1 | 2028-01-01 | 0 | MW
0 | 0 | System | Battery | Build Battery-Gen 2028 | Build Battery-Gen | Firm Generation Capacity | 1 | 2028-04-01 | 0 | MW
0 | 0 | System | Battery | Build Battery-Gen 2028 | Build Battery-Gen | Firm Generation Capacity | 1 | 2028-07-01 | 0 | MW
0 | 0 | System | Battery | Build Battery-Gen 2028 | Build Battery-Gen | Firm Generation Capacity | 1 | 2028-10-01 | 0 | MW
Build Battery-Gen 2028_Firm Generation Capacity2029 | Build Battery-Gen_Firm Generation Capacity2029 | System | Battery | Build Battery-Gen 2028 | Build Battery-Gen | Firm Generation Capacity | 1 | 2029-01-01 | 0 | MW
0 | 0 | System | Battery | Build Battery-Gen 2028 | Build Battery-Gen | Firm Generation Capacity | 1 | 2029-04-01 | 0 | MW
0 | 0 | System | Battery | Build Battery-Gen 2028 | Build Battery-Gen | Firm Generation Capacity | 1 | 2029-07-01 | 0 | MW
0 | 0 | System | Battery | Build Battery-Gen 2028 | Build Battery-Gen | Firm Generation Capacity | 1 | 2029-10-01 | 0 | MW
Build Battery-Gen 2028_Firm Generation Capacity2030 | Build Battery-Gen_Firm Generation Capacity2030 | System | Battery | Build Battery-Gen 2028 | Build Battery-Gen | Firm Generation Capacity | 1 | 2030-01-01 | 0 | MW
0 | 0 | System | Battery | Build Battery-Gen 2028 | Build Battery-Gen | Firm Generation Capacity | 1 | 2030-04-01 | 0 | MW
0 | 0 | System | Battery | Build Battery-Gen 2028 | Build Battery-Gen | Firm Generation Capacity | 1 | 2030-07-01 | 0 | MW
0 | 0 | System | Battery | Build Battery-Gen 2028 | Build Battery-Gen | Firm Generation Capacity | 1 | 2030-10-01 | 0 | MW
Build Battery-Gen 2028_Firm Generation Capacity2031 | Build Battery-Gen_Firm Generation Capacity2031 | System | Battery | Build Battery-Gen 2028 | Build Battery-Gen | Firm Generation Capacity | 1 | 2031-01-01 | 0 | MW
0 | 0 | System | Battery | Build Battery-Gen 2028 | Build Battery-Gen | Firm Generation Capacity | 1 | 2031-04-01 | 0 | MW
0 | 0 | System | Battery | Build Battery-Gen 2028 | Build Battery-Gen | Firm Generation Capacity | 1 | 2031-07-01 | 0 | MW
0 | 0 | System | Battery | Build Battery-Gen 2028 | Build Battery-Gen | Firm Generation Capacity | 1 | 2031-10-01 | 0 | MW
Build Battery-Gen 2028_Firm Generation Capacity2032 | Build Battery-Gen_Firm Generation Capacity2032 | System | Battery | Build Battery-Gen 2028 | Build Battery-Gen | Firm Generation Capacity | 1 | 2032-01-01 | 0 | MW
0 | 0 | System | Battery | Build Battery-Gen 2028 | Build Battery-Gen | Firm Generation Capacity | 1 | 2032-04-01 | 0 | MW
0 | 0 | System | Battery | Build Battery-Gen 2028 | Build Battery-Gen | Firm Generation Capacity | 1 | 2032-07-01 | 0 | MW
0 | 0 | System | Battery | Build Battery-Gen 2028 | Build Battery-Gen | Firm Generation Capacity | 1 | 2032-10-01 | 0 | MW
Build Battery-Gen 2028_Firm Generation Capacity2033 | Build Battery-Gen_Firm Generation Capacity2033 | System | Battery | Build Battery-Gen 2028 | Build Battery-Gen | Firm Generation Capacity | 1 | 2033-01-01 | 0 | MW
0 | 0 | System | Battery | Build Battery-Gen 2028 | Build Battery-Gen | Firm Generation Capacity | 1 | 2033-04-01 | 0 | MW
0 | 0 | System | Battery | Build Battery-Gen 2028 | Build Battery-Gen | Firm Generation Capacity | 1 | 2033-07-01 | 0 | MW
0 | 0 | System | Battery | Build Battery-Gen 2028 | Build Battery-Gen | Firm Generation Capacity | 1 | 2033-10-01 | 0 | MW
Build Battery-Gen 2028_Firm Generation Capacity2034 | Build Battery-Gen_Firm Generation Capacity2034 | System | Battery | Build Battery-Gen 2028 | Build Battery-Gen | Firm Generation Capacity | 1 | 2034-01-01 | 0 | MW
0 | 0 | System | Battery | Build Battery-Gen 2028 | Build Battery-Gen | Firm Generation Capacity | 1 | 2034-04-01 | 0 | MW
0 | 0 | System | Battery | Build Battery-Gen 2028 | Build Battery-Gen | Firm Generation Capacity | 1 | 2034-07-01 | 0 | MW
0 | 0 | System | Battery | Build Battery-Gen 2028 | Build Battery-Gen | Firm Generation Capacity | 1 | 2034-10-01 | 0 | MW
Build Battery-Gen 2028_Firm Generation Capacity2035 | Build Battery-Gen_Firm Generation Capacity2035 | System | Battery | Build Battery-Gen 2028 | Build Battery-Gen | Firm Generation Capacity | 1 | 2035-01-01 | 0 | MW
0 | 0 | System | Battery | Build Battery-Gen 2028 | Build Battery-Gen | Firm Generation Capacity | 1 | 2035-04-01 | 0 | MW
0 | 0 | System | Battery | Build Battery-Gen 2028 | Build Battery-Gen | Firm Generation Capacity | 1 | 2035-07-01 | 0 | MW
0 | 0 | System | Battery | Build Battery-Gen 2028 | Build Battery-Gen | Firm Generation Capacity | 1 | 2035-10-01 | 0 | MW
Build Battery-Gen 2028_Firm Generation Capacity2036 | Build Battery-Gen_Firm Generation Capacity2036 | System | Battery | Build Battery-Gen 2028 | Build Battery-Gen | Firm Generation Capacity | 1 | 2036-01-01 | 0 | MW
0 | 0 | System | Battery | Build Battery-Gen 2028 | Build Battery-Gen | Firm Generation Capacity | 1 | 2036-04-01 | 0 | MW
0 | 0 | System | Battery | Build Battery-Gen 2028 | Build Battery-Gen | Firm Generation Capacity | 1 | 2036-07-01 | 0 | MW
0 | 0 | System | Battery | Build Battery-Gen 2028 | Build Battery-Gen | Firm Generation Capacity | 1 | 2036-10-01 | 0 | MW
Build Battery-Gen 2028_Firm Generation Capacity2037 | Build Battery-Gen_Firm Generation Capacity2037 | System | Battery | Build Battery-Gen 2028 | Build Battery-Gen | Firm Generation Capacity | 1 | 2037-01-01 | 0 | MW
0 | 0 | System | Battery | Build Battery-Gen 2028 | Build Battery-Gen | Firm Generation Capacity | 1 | 2037-04-01 | 0 | MW
0 | 0 | System | Battery | Build Battery-Gen 2028 | Build Battery-Gen | Firm Generation Capacity | 1 | 2037-07-01 | 0 | MW
0 | 0 | System | Battery | Build Battery-Gen 2028 | Build Battery-Gen | Firm Generation Capacity | 1 | 2037-10-01 | 0 | MW
Build Battery-Gen 2028_Firm Generation Capacity2038 | Build Battery-Gen_Firm Generation Capacity2038 | System | Battery | Build Battery-Gen 2028 | Build Battery-Gen | Firm Generation Capacity | 1 | 2038-01-01 | 0 | MW
0 | 0 | System | Battery | Build Battery-Gen 2028 | Build Battery-Gen | Firm Generation Capacity | 1 | 2038-04-01 | 0 | MW
0 | 0 | System | Battery | Build Battery-Gen 2028 | Build Battery-Gen | Firm Generation Capacity | 1 | 2038-07-01 | 0 | MW
0 | 0 | System | Battery | Build Battery-Gen 2028 | Build Battery-Gen | Firm Generation Capacity | 1 | 2038-10-01 | 0 | MW
Build Battery-Gen 2028_Firm Generation Capacity2039 | Build Battery-Gen_Firm Generation Capacity2039 | System | Battery | Build Battery-Gen 2028 | Build Battery-Gen | Firm Generation Capacity | 1 | 2039-01-01 | 0 | MW
0 | 0 | System | Battery | Build Battery-Gen 2028 | Build Battery-Gen | Firm Generation Capacity | 1 | 2039-04-01 | 0 | MW
0 | 0 | System | Battery | Build Battery-Gen 2028 | Build Battery-Gen | Firm Generation Capacity | 1 | 2039-07-01 | 0 | MW
0 | 0 | System | Battery | Build Battery-Gen 2028 | Build Battery-Gen | Firm Generation Capacity | 1 | 2039-10-01 | 0 | MW
Build Battery-Gen 2028_Firm Generation Capacity2040 | Build Battery-Gen_Firm Generation Capacity2040 | System | Battery | Build Battery-Gen 2028 | Build Battery-Gen | Firm Generation Capacity | 1 | 2040-01-01 | 0 | MW
0 | 0 | System | Battery | Build Battery-Gen 2028 | Build Battery-Gen | Firm Generation Capacity | 1 | 2040-04-01 | 0 | MW
0 | 0 | System | Battery | Build Battery-Gen 2028 | Build Battery-Gen | Firm Generation Capacity | 1 | 2040-07-01 | 0 | MW
0 | 0 | System | Battery | Build Battery-Gen 2028 | Build Battery-Gen | Firm Generation Capacity | 1 | 2040-10-01 | 0 | MW
Build Battery-Gen 2028_Firm Generation Capacity2041 | Build Battery-Gen_Firm Generation Capacity2041 | System | Battery | Build Battery-Gen 2028 | Build Battery-Gen | Firm Generation Capacity | 1 | 2041-01-01 | 0 | MW
0 | 0 | System | Battery | Build Battery-Gen 2028 | Build Battery-Gen | Firm Generation Capacity | 1 | 2041-04-01 | 0 | MW
0 | 0 | System | Battery | Build Battery-Gen 2028 | Build Battery-Gen | Firm Generation Capacity | 1 | 2041-07-01 | 0 | MW
0 | 0 | System | Battery | Build Battery-Gen 2028 | Build Battery-Gen | Firm Generation Capacity | 1 | 2041-10-01 | 0 | MW
Build Battery-Gen 2028_Firm Generation Capacity2042 | Build Battery-Gen_Firm Generation Capacity2042 | System | Battery | Build Battery-Gen 2028 | Build Battery-Gen | Firm Generation Capacity | 1 | 2042-01-01 | 0 | MW
0 | 0 | System | Battery | Build Battery-Gen 2028 | Build Battery-Gen | Firm Generation Capacity | 1 | 2042-04-01 | 0 | MW
0 | 0 | System | Battery | Build Battery-Gen 2028 | Build Battery-Gen | Firm Generation Capacity | 1 | 2042-07-01 | 0 | MW
0 | 0 | System | Battery | Build Battery-Gen 2028 | Build Battery-Gen | Firm Generation Capacity | 1 | 2042-10-01 | 0 | MW
Build Battery-Gen 2028_Firm Generation Capacity2043 | Build Battery-Gen_Firm Generation Capacity2043 | System | Battery | Build Battery-Gen 2028 | Build Battery-Gen | Firm Generation Capacity | 1 | 2043-01-01 | 0 | MW
0 | 0 | System | Battery | Build Battery-Gen 2028 | Build Battery-Gen | Firm Generation Capacity | 1 | 2043-04-01 | 0 | MW
0 | 0 | System | Battery | Build Battery-Gen 2028 | Build Battery-Gen | Firm Generation Capacity | 1 | 2043-07-01 | 0 | MW
0 | 0 | System | Battery | Build Battery-Gen 2028 | Build Battery-Gen | Firm Generation Capacity | 1 | 2043-10-01 | 0 | MW
Build Battery-Gen 2029_Firm Generation Capacity2024 | Build Battery-Gen_Firm Generation Capacity2024 | System | Battery | Build Battery-Gen 2029 | Build Battery-Gen | Firm Generation Capacity | 1 | 2024-01-01 | 0 | MW
0 | 0 | System | Battery | Build Battery-Gen 2029 | Build Battery-Gen | Firm Generation Capacity | 1 | 2024-04-01 | 0 | MW
0 | 0 | System | Battery | Build Battery-Gen 2029 | Build Battery-Gen | Firm Generation Capacity | 1 | 2024-07-01 | 0 | MW
0 | 0 | System | Battery | Build Battery-Gen 2029 | Build Battery-Gen | Firm Generation Capacity | 1 | 2024-10-01 | 0 | MW
Build Battery-Gen 2029_Firm Generation Capacity2025 | Build Battery-Gen_Firm Generation Capacity2025 | System | Battery | Build Battery-Gen 2029 | Build Battery-Gen | Firm Generation Capacity | 1 | 2025-01-01 | 0 | MW
0 | 0 | System | Battery | Build Battery-Gen 2029 | Build Battery-Gen | Firm Generation Capacity | 1 | 2025-04-01 | 0 | MW
0 | 0 | System | Battery | Build Battery-Gen 2029 | Build Battery-Gen | Firm Generation Capacity | 1 | 2025-07-01 | 0 | MW
0 | 0 | System | Battery | Build Battery-Gen 2029 | Build Battery-Gen | Firm Generation Capacity | 1 | 2025-10-01 | 0 | MW
Build Battery-Gen 2029_Firm Generation Capacity2026 | Build Battery-Gen_Firm Generation Capacity2026 | System | Battery | Build Battery-Gen 2029 | Build Battery-Gen | Firm Generation Capacity | 1 | 2026-01-01 | 0 | MW
0 | 0 | System | Battery | Build Battery-Gen 2029 | Build Battery-Gen | Firm Generation Capacity | 1 | 2026-04-01 | 0 | MW
0 | 0 | System | Battery | Build Battery-Gen 2029 | Build Battery-Gen | Firm Generation Capacity | 1 | 2026-07-01 | 0 | MW
0 | 0 | System | Battery | Build Battery-Gen 2029 | Build Battery-Gen | Firm Generation Capacity | 1 | 2026-10-01 | 0 | MW
Build Battery-Gen 2029_Firm Generation Capacity2027 | Build Battery-Gen_Firm Generation Capacity2027 | System | Battery | Build Battery-Gen 2029 | Build Battery-Gen | Firm Generation Capacity | 1 | 2027-01-01 | 0 | MW
0 | 0 | System | Battery | Build Battery-Gen 2029 | Build Battery-Gen | Firm Generation Capacity | 1 | 2027-04-01 | 0 | MW
0 | 0 | System | Battery | Build Battery-Gen 2029 | Build Battery-Gen | Firm Generation Capacity | 1 | 2027-07-01 | 0 | MW
0 | 0 | System | Battery | Build Battery-Gen 2029 | Build Battery-Gen | Firm Generation Capacity | 1 | 2027-10-01 | 0 | MW
Build Battery-Gen 2029_Firm Generation Capacity2028 | Build Battery-Gen_Firm Generation Capacity2028 | System | Battery | Build Battery-Gen 2029 | Build Battery-Gen | Firm Generation Capacity | 1 | 2028-01-01 | 0 | MW
0 | 0 | System | Battery | Build Battery-Gen 2029 | Build Battery-Gen | Firm Generation Capacity | 1 | 2028-04-01 | 0 | MW
0 | 0 | System | Battery | Build Battery-Gen 2029 | Build Battery-Gen | Firm Generation Capacity | 1 | 2028-07-01 | 0 | MW
0 | 0 | System | Battery | Build Battery-Gen 2029 | Build Battery-Gen | Firm Generation Capacity | 1 | 2028-10-01 | 0 | MW
Build Battery-Gen 2029_Firm Generation Capacity2029 | Build Battery-Gen_Firm Generation Capacity2029 | System | Battery | Build Battery-Gen 2029 | Build Battery-Gen | Firm Generation Capacity | 1 | 2029-01-01 | 0 | MW
0 | 0 | System | Battery | Build Battery-Gen 2029 | Build Battery-Gen | Firm Generation Capacity | 1 | 2029-04-01 | 0 | MW
0 | 0 | System | Battery | Build Battery-Gen 2029 | Build Battery-Gen | Firm Generation Capacity | 1 | 2029-07-01 | 0 | MW
0 | 0 | System | Battery | Build Battery-Gen 2029 | Build Battery-Gen | Firm Generation Capacity | 1 | 2029-10-01 | 0 | MW
Build Battery-Gen 2029_Firm Generation Capacity2030 | Build Battery-Gen_Firm Generation Capacity2030 | System | Battery | Build Battery-Gen 2029 | Build Battery-Gen | Firm Generation Capacity | 1 | 2030-01-01 | 0 | MW
0 | 0 | System | Battery | Build Battery-Gen 2029 | Build Battery-Gen | Firm Generation Capacity | 1 | 2030-04-01 | 0 | MW
0 | 0 | System | Battery | Build Battery-Gen 2029 | Build Battery-Gen | Firm Generation Capacity | 1 | 2030-07-01 | 0 | MW
0 | 0 | System | Battery | Build Battery-Gen 2029 | Build Battery-Gen | Firm Generation Capacity | 1 | 2030-10-01 | 0 | MW
Build Battery-Gen 2029_Firm Generation Capacity2031 | Build Battery-Gen_Firm Generation Capacity2031 | System | Battery | Build Battery-Gen 2029 | Build Battery-Gen | Firm Generation Capacity | 1 | 2031-01-01 | 0 | MW
0 | 0 | System | Battery | Build Battery-Gen 2029 | Build Battery-Gen | Firm Generation Capacity | 1 | 2031-04-01 | 0 | MW
0 | 0 | System | Battery | Build Battery-Gen 2029 | Build Battery-Gen | Firm Generation Capacity | 1 | 2031-07-01 | 0 | MW
0 | 0 | System | Battery | Build Battery-Gen 2029 | Build Battery-Gen | Firm Generation Capacity | 1 | 2031-10-01 | 0 | MW
Build Battery-Gen 2029_Firm Generation Capacity2032 | Build Battery-Gen_Firm Generation Capacity2032 | System | Battery | Build Battery-Gen 2029 | Build Battery-Gen | Firm Generation Capacity | 1 | 2032-01-01 | 0 | MW
0 | 0 | System | Battery | Build Battery-Gen 2029 | Build Battery-Gen | Firm Generation Capacity | 1 | 2032-04-01 | 0 | MW
0 | 0 | System | Battery | Build Battery-Gen 2029 | Build Battery-Gen | Firm Generation Capacity | 1 | 2032-07-01 | 0 | MW
0 | 0 | System | Battery | Build Battery-Gen 2029 | Build Battery-Gen | Firm Generation Capacity | 1 | 2032-10-01 | 0 | MW
Build Battery-Gen 2029_Firm Generation Capacity2033 | Build Battery-Gen_Firm Generation Capacity2033 | System | Battery | Build Battery-Gen 2029 | Build Battery-Gen | Firm Generation Capacity | 1 | 2033-01-01 | 0 | MW
0 | 0 | System | Battery | Build Battery-Gen 2029 | Build Battery-Gen | Firm Generation Capacity | 1 | 2033-04-01 | 0 | MW
0 | 0 | System | Battery | Build Battery-Gen 2029 | Build Battery-Gen | Firm Generation Capacity | 1 | 2033-07-01 | 0 | MW
0 | 0 | System | Battery | Build Battery-Gen 2029 | Build Battery-Gen | Firm Generation Capacity | 1 | 2033-10-01 | 0 | MW
Build Battery-Gen 2029_Firm Generation Capacity2034 | Build Battery-Gen_Firm Generation Capacity2034 | System | Battery | Build Battery-Gen 2029 | Build Battery-Gen | Firm Generation Capacity | 1 | 2034-01-01 | 0 | MW
0 | 0 | System | Battery | Build Battery-Gen 2029 | Build Battery-Gen | Firm Generation Capacity | 1 | 2034-04-01 | 0 | MW
0 | 0 | System | Battery | Build Battery-Gen 2029 | Build Battery-Gen | Firm Generation Capacity | 1 | 2034-07-01 | 0 | MW
0 | 0 | System | Battery | Build Battery-Gen 2029 | Build Battery-Gen | Firm Generation Capacity | 1 | 2034-10-01 | 0 | MW
Build Battery-Gen 2029_Firm Generation Capacity2035 | Build Battery-Gen_Firm Generation Capacity2035 | System | Battery | Build Battery-Gen 2029 | Build Battery-Gen | Firm Generation Capacity | 1 | 2035-01-01 | 0 | MW
0 | 0 | System | Battery | Build Battery-Gen 2029 | Build Battery-Gen | Firm Generation Capacity | 1 | 2035-04-01 | 0 | MW
0 | 0 | System | Battery | Build Battery-Gen 2029 | Build Battery-Gen | Firm Generation Capacity | 1 | 2035-07-01 | 0 | MW
0 | 0 | System | Battery | Build Battery-Gen 2029 | Build Battery-Gen | Firm Generation Capacity | 1 | 2035-10-01 | 0 | MW
Build Battery-Gen 2029_Firm Generation Capacity2036 | Build Battery-Gen_Firm Generation Capacity2036 | System | Battery | Build Battery-Gen 2029 | Build Battery-Gen | Firm Generation Capacity | 1 | 2036-01-01 | 0 | MW
0 | 0 | System | Battery | Build Battery-Gen 2029 | Build Battery-Gen | Firm Generation Capacity | 1 | 2036-04-01 | 0 | MW
0 | 0 | System | Battery | Build Battery-Gen 2029 | Build Battery-Gen | Firm Generation Capacity | 1 | 2036-07-01 | 0 | MW
0 | 0 | System | Battery | Build Battery-Gen 2029 | Build Battery-Gen | Firm Generation Capacity | 1 | 2036-10-01 | 0 | MW
Build Battery-Gen 2029_Firm Generation Capacity2037 | Build Battery-Gen_Firm Generation Capacity2037 | System | Battery | Build Battery-Gen 2029 | Build Battery-Gen | Firm Generation Capacity | 1 | 2037-01-01 | 0 | MW
0 | 0 | System | Battery | Build Battery-Gen 2029 | Build Battery-Gen | Firm Generation Capacity | 1 | 2037-04-01 | 0 | MW
0 | 0 | System | Battery | Build Battery-Gen 2029 | Build Battery-Gen | Firm Generation Capacity | 1 | 2037-07-01 | 0 | MW
0 | 0 | System | Battery | Build Battery-Gen 2029 | Build Battery-Gen | Firm Generation Capacity | 1 | 2037-10-01 | 0 | MW
Build Battery-Gen 2029_Firm Generation Capacity2038 | Build Battery-Gen_Firm Generation Capacity2038 | System | Battery | Build Battery-Gen 2029 | Build Battery-Gen | Firm Generation Capacity | 1 | 2038-01-01 | 0 | MW
0 | 0 | System | Battery | Build Battery-Gen 2029 | Build Battery-Gen | Firm Generation Capacity | 1 | 2038-04-01 | 0 | MW
0 | 0 | System | Battery | Build Battery-Gen 2029 | Build Battery-Gen | Firm Generation Capacity | 1 | 2038-07-01 | 0 | MW
0 | 0 | System | Battery | Build Battery-Gen 2029 | Build Battery-Gen | Firm Generation Capacity | 1 | 2038-10-01 | 0 | MW
Build Battery-Gen 2029_Firm Generation Capacity2039 | Build Battery-Gen_Firm Generation Capacity2039 | System | Battery | Build Battery-Gen 2029 | Build Battery-Gen | Firm Generation Capacity | 1 | 2039-01-01 | 0 | MW
0 | 0 | System | Battery | Build Battery-Gen 2029 | Build Battery-Gen | Firm Generation Capacity | 1 | 2039-04-01 | 0 | MW
0 | 0 | System | Battery | Build Battery-Gen 2029 | Build Battery-Gen | Firm Generation Capacity | 1 | 2039-07-01 | 0 | MW
0 | 0 | System | Battery | Build Battery-Gen 2029 | Build Battery-Gen | Firm Generation Capacity | 1 | 2039-10-01 | 0 | MW
Build Battery-Gen 2029_Firm Generation Capacity2040 | Build Battery-Gen_Firm Generation Capacity2040 | System | Battery | Build Battery-Gen 2029 | Build Battery-Gen | Firm Generation Capacity | 1 | 2040-01-01 | 0 | MW
0 | 0 | System | Battery | Build Battery-Gen 2029 | Build Battery-Gen | Firm Generation Capacity | 1 | 2040-04-01 | 0 | MW
0 | 0 | System | Battery | Build Battery-Gen 2029 | Build Battery-Gen | Firm Generation Capacity | 1 | 2040-07-01 | 0 | MW
0 | 0 | System | Battery | Build Battery-Gen 2029 | Build Battery-Gen | Firm Generation Capacity | 1 | 2040-10-01 | 0 | MW
Build Battery-Gen 2029_Firm Generation Capacity2041 | Build Battery-Gen_Firm Generation Capacity2041 | System | Battery | Build Battery-Gen 2029 | Build Battery-Gen | Firm Generation Capacity | 1 | 2041-01-01 | 0 | MW
0 | 0 | System | Battery | Build Battery-Gen 2029 | Build Battery-Gen | Firm Generation Capacity | 1 | 2041-04-01 | 0 | MW
0 | 0 | System | Battery | Build Battery-Gen 2029 | Build Battery-Gen | Firm Generation Capacity | 1 | 2041-07-01 | 0 | MW
0 | 0 | System | Battery | Build Battery-Gen 2029 | Build Battery-Gen | Firm Generation Capacity | 1 | 2041-10-01 | 0 | MW
Build Battery-Gen 2029_Firm Generation Capacity2042 | Build Battery-Gen_Firm Generation Capacity2042 | System | Battery | Build Battery-Gen 2029 | Build Battery-Gen | Firm Generation Capacity | 1 | 2042-01-01 | 0 | MW
0 | 0 | System | Battery | Build Battery-Gen 2029 | Build Battery-Gen | Firm Generation Capacity | 1 | 2042-04-01 | 0 | MW
0 | 0 | System | Battery | Build Battery-Gen 2029 | Build Battery-Gen | Firm Generation Capacity | 1 | 2042-07-01 | 0 | MW
0 | 0 | System | Battery | Build Battery-Gen 2029 | Build Battery-Gen | Firm Generation Capacity | 1 | 2042-10-01 | 0 | MW
Build Battery-Gen 2029_Firm Generation Capacity2043 | Build Battery-Gen_Firm Generation Capacity2043 | System | Battery | Build Battery-Gen 2029 | Build Battery-Gen | Firm Generation Capacity | 1 | 2043-01-01 | 0 | MW
0 | 0 | System | Battery | Build Battery-Gen 2029 | Build Battery-Gen | Firm Generation Capacity | 1 | 2043-04-01 | 0 | MW
0 | 0 | System | Battery | Build Battery-Gen 2029 | Build Battery-Gen | Firm Generation Capacity | 1 | 2043-07-01 | 0 | MW
0 | 0 | System | Battery | Build Battery-Gen 2029 | Build Battery-Gen | Firm Generation Capacity | 1 | 2043-10-01 | 0 | MW
Build Battery-Gen 2030_Firm Generation Capacity2024 | Build Battery-Gen_Firm Generation Capacity2024 | System | Battery | Build Battery-Gen 2030 | Build Battery-Gen | Firm Generation Capacity | 1 | 2024-01-01 | 0 | MW
0 | 0 | System | Battery | Build Battery-Gen 2030 | Build Battery-Gen | Firm Generation Capacity | 1 | 2024-04-01 | 0 | MW
0 | 0 | System | Battery | Build Battery-Gen 2030 | Build Battery-Gen | Firm Generation Capacity | 1 | 2024-07-01 | 0 | MW
0 | 0 | System | Battery | Build Battery-Gen 2030 | Build Battery-Gen | Firm Generation Capacity | 1 | 2024-10-01 | 0 | MW
Build Battery-Gen 2030_Firm Generation Capacity2025 | Build Battery-Gen_Firm Generation Capacity2025 | System | Battery | Build Battery-Gen 2030 | Build Battery-Gen | Firm Generation Capacity | 1 | 2025-01-01 | 0 | MW
0 | 0 | System | Battery | Build Battery-Gen 2030 | Build Battery-Gen | Firm Generation Capacity | 1 | 2025-04-01 | 0 | MW
0 | 0 | System | Battery | Build Battery-Gen 2030 | Build Battery-Gen | Firm Generation Capacity | 1 | 2025-07-01 | 0 | MW
0 | 0 | System | Battery | Build Battery-Gen 2030 | Build Battery-Gen | Firm Generation Capacity | 1 | 2025-10-01 | 0 | MW
Build Battery-Gen 2030_Firm Generation Capacity2026 | Build Battery-Gen_Firm Generation Capacity2026 | System | Battery | Build Battery-Gen 2030 | Build Battery-Gen | Firm Generation Capacity | 1 | 2026-01-01 | 0 | MW
0 | 0 | System | Battery | Build Battery-Gen 2030 | Build Battery-Gen | Firm Generation Capacity | 1 | 2026-04-01 | 0 | MW
0 | 0 | System | Battery | Build Battery-Gen 2030 | Build Battery-Gen | Firm Generation Capacity | 1 | 2026-07-01 | 0 | MW
0 | 0 | System | Battery | Build Battery-Gen 2030 | Build Battery-Gen | Firm Generation Capacity | 1 | 2026-10-01 | 0 | MW
Build Battery-Gen 2030_Firm Generation Capacity2027 | Build Battery-Gen_Firm Generation Capacity2027 | System | Battery | Build Battery-Gen 2030 | Build Battery-Gen | Firm Generation Capacity | 1 | 2027-01-01 | 0 | MW
0 | 0 | System | Battery | Build Battery-Gen 2030 | Build Battery-Gen | Firm Generation Capacity | 1 | 2027-04-01 | 0 | MW
0 | 0 | System | Battery | Build Battery-Gen 2030 | Build Battery-Gen | Firm Generation Capacity | 1 | 2027-07-01 | 0 | MW
0 | 0 | System | Battery | Build Battery-Gen 2030 | Build Battery-Gen | Firm Generation Capacity | 1 | 2027-10-01 | 0 | MW
Build Battery-Gen 2030_Firm Generation Capacity2028 | Build Battery-Gen_Firm Generation Capacity2028 | System | Battery | Build Battery-Gen 2030 | Build Battery-Gen | Firm Generation Capacity | 1 | 2028-01-01 | 0 | MW
0 | 0 | System | Battery | Build Battery-Gen 2030 | Build Battery-Gen | Firm Generation Capacity | 1 | 2028-04-01 | 0 | MW
0 | 0 | System | Battery | Build Battery-Gen 2030 | Build Battery-Gen | Firm Generation Capacity | 1 | 2028-07-01 | 0 | MW
0 | 0 | System | Battery | Build Battery-Gen 2030 | Build Battery-Gen | Firm Generation Capacity | 1 | 2028-10-01 | 0 | MW
Build Battery-Gen 2030_Firm Generation Capacity2029 | Build Battery-Gen_Firm Generation Capacity2029 | System | Battery | Build Battery-Gen 2030 | Build Battery-Gen | Firm Generation Capacity | 1 | 2029-01-01 | 0 | MW
0 | 0 | System | Battery | Build Battery-Gen 2030 | Build Battery-Gen | Firm Generation Capacity | 1 | 2029-04-01 | 0 | MW
0 | 0 | System | Battery | Build Battery-Gen 2030 | Build Battery-Gen | Firm Generation Capacity | 1 | 2029-07-01 | 0 | MW
0 | 0 | System | Battery | Build Battery-Gen 2030 | Build Battery-Gen | Firm Generation Capacity | 1 | 2029-10-01 | 0 | MW
Build Battery-Gen 2030_Firm Generation Capacity2030 | Build Battery-Gen_Firm Generation Capacity2030 | System | Battery | Build Battery-Gen 2030 | Build Battery-Gen | Firm Generation Capacity | 1 | 2030-01-01 | 0 | MW
0 | 0 | System | Battery | Build Battery-Gen 2030 | Build Battery-Gen | Firm Generation Capacity | 1 | 2030-04-01 | 0 | MW
0 | 0 | System | Battery | Build Battery-Gen 2030 | Build Battery-Gen | Firm Generation Capacity | 1 | 2030-07-01 | 0 | MW
0 | 0 | System | Battery | Build Battery-Gen 2030 | Build Battery-Gen | Firm Generation Capacity | 1 | 2030-10-01 | 0 | MW
Build Battery-Gen 2030_Firm Generation Capacity2031 | Build Battery-Gen_Firm Generation Capacity2031 | System | Battery | Build Battery-Gen 2030 | Build Battery-Gen | Firm Generation Capacity | 1 | 2031-01-01 | 0 | MW
0 | 0 | System | Battery | Build Battery-Gen 2030 | Build Battery-Gen | Firm Generation Capacity | 1 | 2031-04-01 | 0 | MW
0 | 0 | System | Battery | Build Battery-Gen 2030 | Build Battery-Gen | Firm Generation Capacity | 1 | 2031-07-01 | 0 | MW
0 | 0 | System | Battery | Build Battery-Gen 2030 | Build Battery-Gen | Firm Generation Capacity | 1 | 2031-10-01 | 0 | MW
Build Battery-Gen 2030_Firm Generation Capacity2032 | Build Battery-Gen_Firm Generation Capacity2032 | System | Battery | Build Battery-Gen 2030 | Build Battery-Gen | Firm Generation Capacity | 1 | 2032-01-01 | 0 | MW
0 | 0 | System | Battery | Build Battery-Gen 2030 | Build Battery-Gen | Firm Generation Capacity | 1 | 2032-04-01 | 0 | MW
0 | 0 | System | Battery | Build Battery-Gen 2030 | Build Battery-Gen | Firm Generation Capacity | 1 | 2032-07-01 | 0 | MW
0 | 0 | System | Battery | Build Battery-Gen 2030 | Build Battery-Gen | Firm Generation Capacity | 1 | 2032-10-01 | 0 | MW
Build Battery-Gen 2030_Firm Generation Capacity2033 | Build Battery-Gen_Firm Generation Capacity2033 | System | Battery | Build Battery-Gen 2030 | Build Battery-Gen | Firm Generation Capacity | 1 | 2033-01-01 | 0 | MW
0 | 0 | System | Battery | Build Battery-Gen 2030 | Build Battery-Gen | Firm Generation Capacity | 1 | 2033-04-01 | 0 | MW
0 | 0 | System | Battery | Build Battery-Gen 2030 | Build Battery-Gen | Firm Generation Capacity | 1 | 2033-07-01 | 0 | MW
0 | 0 | System | Battery | Build Battery-Gen 2030 | Build Battery-Gen | Firm Generation Capacity | 1 | 2033-10-01 | 0 | MW
Build Battery-Gen 2030_Firm Generation Capacity2034 | Build Battery-Gen_Firm Generation Capacity2034 | System | Battery | Build Battery-Gen 2030 | Build Battery-Gen | Firm Generation Capacity | 1 | 2034-01-01 | 0 | MW
0 | 0 | System | Battery | Build Battery-Gen 2030 | Build Battery-Gen | Firm Generation Capacity | 1 | 2034-04-01 | 0 | MW
0 | 0 | System | Battery | Build Battery-Gen 2030 | Build Battery-Gen | Firm Generation Capacity | 1 | 2034-07-01 | 0 | MW
0 | 0 | System | Battery | Build Battery-Gen 2030 | Build Battery-Gen | Firm Generation Capacity | 1 | 2034-10-01 | 0 | MW
Build Battery-Gen 2030_Firm Generation Capacity2035 | Build Battery-Gen_Firm Generation Capacity2035 | System | Battery | Build Battery-Gen 2030 | Build Battery-Gen | Firm Generation Capacity | 1 | 2035-01-01 | 0 | MW
0 | 0 | System | Battery | Build Battery-Gen 2030 | Build Battery-Gen | Firm Generation Capacity | 1 | 2035-04-01 | 0 | MW
0 | 0 | System | Battery | Build Battery-Gen 2030 | Build Battery-Gen | Firm Generation Capacity | 1 | 2035-07-01 | 0 | MW
0 | 0 | System | Battery | Build Battery-Gen 2030 | Build Battery-Gen | Firm Generation Capacity | 1 | 2035-10-01 | 0 | MW
Build Battery-Gen 2030_Firm Generation Capacity2036 | Build Battery-Gen_Firm Generation Capacity2036 | System | Battery | Build Battery-Gen 2030 | Build Battery-Gen | Firm Generation Capacity | 1 | 2036-01-01 | 0 | MW
0 | 0 | System | Battery | Build Battery-Gen 2030 | Build Battery-Gen | Firm Generation Capacity | 1 | 2036-04-01 | 0 | MW
0 | 0 | System | Battery | Build Battery-Gen 2030 | Build Battery-Gen | Firm Generation Capacity | 1 | 2036-07-01 | 0 | MW
0 | 0 | System | Battery | Build Battery-Gen 2030 | Build Battery-Gen | Firm Generation Capacity | 1 | 2036-10-01 | 0 | MW
Build Battery-Gen 2030_Firm Generation Capacity2037 | Build Battery-Gen_Firm Generation Capacity2037 | System | Battery | Build Battery-Gen 2030 | Build Battery-Gen | Firm Generation Capacity | 1 | 2037-01-01 | 0 | MW
0 | 0 | System | Battery | Build Battery-Gen 2030 | Build Battery-Gen | Firm Generation Capacity | 1 | 2037-04-01 | 0 | MW
0 | 0 | System | Battery | Build Battery-Gen 2030 | Build Battery-Gen | Firm Generation Capacity | 1 | 2037-07-01 | 0 | MW
0 | 0 | System | Battery | Build Battery-Gen 2030 | Build Battery-Gen | Firm Generation Capacity | 1 | 2037-10-01 | 0 | MW
Build Battery-Gen 2030_Firm Generation Capacity2038 | Build Battery-Gen_Firm Generation Capacity2038 | System | Battery | Build Battery-Gen 2030 | Build Battery-Gen | Firm Generation Capacity | 1 | 2038-01-01 | 0 | MW
0 | 0 | System | Battery | Build Battery-Gen 2030 | Build Battery-Gen | Firm Generation Capacity | 1 | 2038-04-01 | 0 | MW
0 | 0 | System | Battery | Build Battery-Gen 2030 | Build Battery-Gen | Firm Generation Capacity | 1 | 2038-07-01 | 0 | MW
0 | 0 | System | Battery | Build Battery-Gen 2030 | Build Battery-Gen | Firm Generation Capacity | 1 | 2038-10-01 | 0 | MW
Build Battery-Gen 2030_Firm Generation Capacity2039 | Build Battery-Gen_Firm Generation Capacity2039 | System | Battery | Build Battery-Gen 2030 | Build Battery-Gen | Firm Generation Capacity | 1 | 2039-01-01 | 0 | MW
0 | 0 | System | Battery | Build Battery-Gen 2030 | Build Battery-Gen | Firm Generation Capacity | 1 | 2039-04-01 | 0 | MW
0 | 0 | System | Battery | Build Battery-Gen 2030 | Build Battery-Gen | Firm Generation Capacity | 1 | 2039-07-01 | 0 | MW
0 | 0 | System | Battery | Build Battery-Gen 2030 | Build Battery-Gen | Firm Generation Capacity | 1 | 2039-10-01 | 0 | MW
Build Battery-Gen 2030_Firm Generation Capacity2040 | Build Battery-Gen_Firm Generation Capacity2040 | System | Battery | Build Battery-Gen 2030 | Build Battery-Gen | Firm Generation Capacity | 1 | 2040-01-01 | 0 | MW
0 | 0 | System | Battery | Build Battery-Gen 2030 | Build Battery-Gen | Firm Generation Capacity | 1 | 2040-04-01 | 0 | MW
0 | 0 | System | Battery | Build Battery-Gen 2030 | Build Battery-Gen | Firm Generation Capacity | 1 | 2040-07-01 | 0 | MW
0 | 0 | System | Battery | Build Battery-Gen 2030 | Build Battery-Gen | Firm Generation Capacity | 1 | 2040-10-01 | 0 | MW
Build Battery-Gen 2030_Firm Generation Capacity2041 | Build Battery-Gen_Firm Generation Capacity2041 | System | Battery | Build Battery-Gen 2030 | Build Battery-Gen | Firm Generation Capacity | 1 | 2041-01-01 | 0 | MW
0 | 0 | System | Battery | Build Battery-Gen 2030 | Build Battery-Gen | Firm Generation Capacity | 1 | 2041-04-01 | 0 | MW
0 | 0 | System | Battery | Build Battery-Gen 2030 | Build Battery-Gen | Firm Generation Capacity | 1 | 2041-07-01 | 0 | MW
0 | 0 | System | Battery | Build Battery-Gen 2030 | Build Battery-Gen | Firm Generation Capacity | 1 | 2041-10-01 | 0 | MW
Build Battery-Gen 2030_Firm Generation Capacity2042 | Build Battery-Gen_Firm Generation Capacity2042 | System | Battery | Build Battery-Gen 2030 | Build Battery-Gen | Firm Generation Capacity | 1 | 2042-01-01 | 0 | MW
0 | 0 | System | Battery | Build Battery-Gen 2030 | Build Battery-Gen | Firm Generation Capacity | 1 | 2042-04-01 | 0 | MW
0 | 0 | System | Battery | Build Battery-Gen 2030 | Build Battery-Gen | Firm Generation Capacity | 1 | 2042-07-01 | 0 | MW
0 | 0 | System | Battery | Build Battery-Gen 2030 | Build Battery-Gen | Firm Generation Capacity | 1 | 2042-10-01 | 0 | MW
Build Battery-Gen 2030_Firm Generation Capacity2043 | Build Battery-Gen_Firm Generation Capacity2043 | System | Battery | Build Battery-Gen 2030 | Build Battery-Gen | Firm Generation Capacity | 1 | 2043-01-01 | 0 | MW
0 | 0 | System | Battery | Build Battery-Gen 2030 | Build Battery-Gen | Firm Generation Capacity | 1 | 2043-04-01 | 0 | MW
0 | 0 | System | Battery | Build Battery-Gen 2030 | Build Battery-Gen | Firm Generation Capacity | 1 | 2043-07-01 | 0 | MW
0 | 0 | System | Battery | Build Battery-Gen 2030 | Build Battery-Gen | Firm Generation Capacity | 1 | 2043-10-01 | 0 | MW
Build Battery-Gen 2031_Firm Generation Capacity2024 | Build Battery-Gen_Firm Generation Capacity2024 | System | Battery | Build Battery-Gen 2031 | Build Battery-Gen | Firm Generation Capacity | 1 | 2024-01-01 | 0 | MW
0 | 0 | System | Battery | Build Battery-Gen 2031 | Build Battery-Gen | Firm Generation Capacity | 1 | 2024-04-01 | 0 | MW
0 | 0 | System | Battery | Build Battery-Gen 2031 | Build Battery-Gen | Firm Generation Capacity | 1 | 2024-07-01 | 0 | MW
0 | 0 | System | Battery | Build Battery-Gen 2031 | Build Battery-Gen | Firm Generation Capacity | 1 | 2024-10-01 | 0 | MW
Build Battery-Gen 2031_Firm Generation Capacity2025 | Build Battery-Gen_Firm Generation Capacity2025 | System | Battery | Build Battery-Gen 2031 | Build Battery-Gen | Firm Generation Capacity | 1 | 2025-01-01 | 0 | MW
0 | 0 | System | Battery | Build Battery-Gen 2031 | Build Battery-Gen | Firm Generation Capacity | 1 | 2025-04-01 | 0 | MW
0 | 0 | System | Battery | Build Battery-Gen 2031 | Build Battery-Gen | Firm Generation Capacity | 1 | 2025-07-01 | 0 | MW
0 | 0 | System | Battery | Build Battery-Gen 2031 | Build Battery-Gen | Firm Generation Capacity | 1 | 2025-10-01 | 0 | MW
Build Battery-Gen 2031_Firm Generation Capacity2026 | Build Battery-Gen_Firm Generation Capacity2026 | System | Battery | Build Battery-Gen 2031 | Build Battery-Gen | Firm Generation Capacity | 1 | 2026-01-01 | 0 | MW
0 | 0 | System | Battery | Build Battery-Gen 2031 | Build Battery-Gen | Firm Generation Capacity | 1 | 2026-04-01 | 0 | MW
0 | 0 | System | Battery | Build Battery-Gen 2031 | Build Battery-Gen | Firm Generation Capacity | 1 | 2026-07-01 | 0 | MW
0 | 0 | System | Battery | Build Battery-Gen 2031 | Build Battery-Gen | Firm Generation Capacity | 1 | 2026-10-01 | 0 | MW
Build Battery-Gen 2031_Firm Generation Capacity2027 | Build Battery-Gen_Firm Generation Capacity2027 | System | Battery | Build Battery-Gen 2031 | Build Battery-Gen | Firm Generation Capacity | 1 | 2027-01-01 | 0 | MW
0 | 0 | System | Battery | Build Battery-Gen 2031 | Build Battery-Gen | Firm Generation Capacity | 1 | 2027-04-01 | 0 | MW
0 | 0 | System | Battery | Build Battery-Gen 2031 | Build Battery-Gen | Firm Generation Capacity | 1 | 2027-07-01 | 0 | MW
0 | 0 | System | Battery | Build Battery-Gen 2031 | Build Battery-Gen | Firm Generation Capacity | 1 | 2027-10-01 | 0 | MW
Build Battery-Gen 2031_Firm Generation Capacity2028 | Build Battery-Gen_Firm Generation Capacity2028 | System | Battery | Build Battery-Gen 2031 | Build Battery-Gen | Firm Generation Capacity | 1 | 2028-01-01 | 0 | MW
0 | 0 | System | Battery | Build Battery-Gen 2031 | Build Battery-Gen | Firm Generation Capacity | 1 | 2028-04-01 | 0 | MW
0 | 0 | System | Battery | Build Battery-Gen 2031 | Build Battery-Gen | Firm Generation Capacity | 1 | 2028-07-01 | 0 | MW
0 | 0 | System | Battery | Build Battery-Gen 2031 | Build Battery-Gen | Firm Generation Capacity | 1 | 2028-10-01 | 0 | MW
Build Battery-Gen 2031_Firm Generation Capacity2029 | Build Battery-Gen_Firm Generation Capacity2029 | System | Battery | Build Battery-Gen 2031 | Build Battery-Gen | Firm Generation Capacity | 1 | 2029-01-01 | 0 | MW
0 | 0 | System | Battery | Build Battery-Gen 2031 | Build Battery-Gen | Firm Generation Capacity | 1 | 2029-04-01 | 0 | MW
0 | 0 | System | Battery | Build Battery-Gen 2031 | Build Battery-Gen | Firm Generation Capacity | 1 | 2029-07-01 | 0 | MW
0 | 0 | System | Battery | Build Battery-Gen 2031 | Build Battery-Gen | Firm Generation Capacity | 1 | 2029-10-01 | 0 | MW
Build Battery-Gen 2031_Firm Generation Capacity2030 | Build Battery-Gen_Firm Generation Capacity2030 | System | Battery | Build Battery-Gen 2031 | Build Battery-Gen | Firm Generation Capacity | 1 | 2030-01-01 | 0 | MW
0 | 0 | System | Battery | Build Battery-Gen 2031 | Build Battery-Gen | Firm Generation Capacity | 1 | 2030-04-01 | 0 | MW
0 | 0 | System | Battery | Build Battery-Gen 2031 | Build Battery-Gen | Firm Generation Capacity | 1 | 2030-07-01 | 0 | MW
0 | 0 | System | Battery | Build Battery-Gen 2031 | Build Battery-Gen | Firm Generation Capacity | 1 | 2030-10-01 | 0 | MW
Build Battery-Gen 2031_Firm Generation Capacity2031 | Build Battery-Gen_Firm Generation Capacity2031 | System | Battery | Build Battery-Gen 2031 | Build Battery-Gen | Firm Generation Capacity | 1 | 2031-01-01 | 0 | MW
0 | 0 | System | Battery | Build Battery-Gen 2031 | Build Battery-Gen | Firm Generation Capacity | 1 | 2031-04-01 | 0 | MW
0 | 0 | System | Battery | Build Battery-Gen 2031 | Build Battery-Gen | Firm Generation Capacity | 1 | 2031-07-01 | 0 | MW
0 | 0 | System | Battery | Build Battery-Gen 2031 | Build Battery-Gen | Firm Generation Capacity | 1 | 2031-10-01 | 0 | MW
Build Battery-Gen 2031_Firm Generation Capacity2032 | Build Battery-Gen_Firm Generation Capacity2032 | System | Battery | Build Battery-Gen 2031 | Build Battery-Gen | Firm Generation Capacity | 1 | 2032-01-01 | 0 | MW
0 | 0 | System | Battery | Build Battery-Gen 2031 | Build Battery-Gen | Firm Generation Capacity | 1 | 2032-04-01 | 0 | MW
0 | 0 | System | Battery | Build Battery-Gen 2031 | Build Battery-Gen | Firm Generation Capacity | 1 | 2032-07-01 | 0 | MW
0 | 0 | System | Battery | Build Battery-Gen 2031 | Build Battery-Gen | Firm Generation Capacity | 1 | 2032-10-01 | 0 | MW
Build Battery-Gen 2031_Firm Generation Capacity2033 | Build Battery-Gen_Firm Generation Capacity2033 | System | Battery | Build Battery-Gen 2031 | Build Battery-Gen | Firm Generation Capacity | 1 | 2033-01-01 | 0 | MW
0 | 0 | System | Battery | Build Battery-Gen 2031 | Build Battery-Gen | Firm Generation Capacity | 1 | 2033-04-01 | 0 | MW
0 | 0 | System | Battery | Build Battery-Gen 2031 | Build Battery-Gen | Firm Generation Capacity | 1 | 2033-07-01 | 0 | MW
0 | 0 | System | Battery | Build Battery-Gen 2031 | Build Battery-Gen | Firm Generation Capacity | 1 | 2033-10-01 | 0 | MW
Build Battery-Gen 2031_Firm Generation Capacity2034 | Build Battery-Gen_Firm Generation Capacity2034 | System | Battery | Build Battery-Gen 2031 | Build Battery-Gen | Firm Generation Capacity | 1 | 2034-01-01 | 0 | MW
0 | 0 | System | Battery | Build Battery-Gen 2031 | Build Battery-Gen | Firm Generation Capacity | 1 | 2034-04-01 | 0 | MW
0 | 0 | System | Battery | Build Battery-Gen 2031 | Build Battery-Gen | Firm Generation Capacity | 1 | 2034-07-01 | 0 | MW
0 | 0 | System | Battery | Build Battery-Gen 2031 | Build Battery-Gen | Firm Generation Capacity | 1 | 2034-10-01 | 0 | MW
Build Battery-Gen 2031_Firm Generation Capacity2035 | Build Battery-Gen_Firm Generation Capacity2035 | System | Battery | Build Battery-Gen 2031 | Build Battery-Gen | Firm Generation Capacity | 1 | 2035-01-01 | 0 | MW
0 | 0 | System | Battery | Build Battery-Gen 2031 | Build Battery-Gen | Firm Generation Capacity | 1 | 2035-04-01 | 0 | MW
0 | 0 | System | Battery | Build Battery-Gen 2031 | Build Battery-Gen | Firm Generation Capacity | 1 | 2035-07-01 | 0 | MW
0 | 0 | System | Battery | Build Battery-Gen 2031 | Build Battery-Gen | Firm Generation Capacity | 1 | 2035-10-01 | 0 | MW
Build Battery-Gen 2031_Firm Generation Capacity2036 | Build Battery-Gen_Firm Generation Capacity2036 | System | Battery | Build Battery-Gen 2031 | Build Battery-Gen | Firm Generation Capacity | 1 | 2036-01-01 | 0 | MW
0 | 0 | System | Battery | Build Battery-Gen 2031 | Build Battery-Gen | Firm Generation Capacity | 1 | 2036-04-01 | 0 | MW
0 | 0 | System | Battery | Build Battery-Gen 2031 | Build Battery-Gen | Firm Generation Capacity | 1 | 2036-07-01 | 0 | MW
0 | 0 | System | Battery | Build Battery-Gen 2031 | Build Battery-Gen | Firm Generation Capacity | 1 | 2036-10-01 | 0 | MW
Build Battery-Gen 2031_Firm Generation Capacity2037 | Build Battery-Gen_Firm Generation Capacity2037 | System | Battery | Build Battery-Gen 2031 | Build Battery-Gen | Firm Generation Capacity | 1 | 2037-01-01 | 0 | MW
0 | 0 | System | Battery | Build Battery-Gen 2031 | Build Battery-Gen | Firm Generation Capacity | 1 | 2037-04-01 | 0 | MW
0 | 0 | System | Battery | Build Battery-Gen 2031 | Build Battery-Gen | Firm Generation Capacity | 1 | 2037-07-01 | 0 | MW
0 | 0 | System | Battery | Build Battery-Gen 2031 | Build Battery-Gen | Firm Generation Capacity | 1 | 2037-10-01 | 0 | MW
Build Battery-Gen 2031_Firm Generation Capacity2038 | Build Battery-Gen_Firm Generation Capacity2038 | System | Battery | Build Battery-Gen 2031 | Build Battery-Gen | Firm Generation Capacity | 1 | 2038-01-01 | 0 | MW
0 | 0 | System | Battery | Build Battery-Gen 2031 | Build Battery-Gen | Firm Generation Capacity | 1 | 2038-04-01 | 0 | MW
0 | 0 | System | Battery | Build Battery-Gen 2031 | Build Battery-Gen | Firm Generation Capacity | 1 | 2038-07-01 | 0 | MW
0 | 0 | System | Battery | Build Battery-Gen 2031 | Build Battery-Gen | Firm Generation Capacity | 1 | 2038-10-01 | 0 | MW
Build Battery-Gen 2031_Firm Generation Capacity2039 | Build Battery-Gen_Firm Generation Capacity2039 | System | Battery | Build Battery-Gen 2031 | Build Battery-Gen | Firm Generation Capacity | 1 | 2039-01-01 | 0 | MW
0 | 0 | System | Battery | Build Battery-Gen 2031 | Build Battery-Gen | Firm Generation Capacity | 1 | 2039-04-01 | 0 | MW
0 | 0 | System | Battery | Build Battery-Gen 2031 | Build Battery-Gen | Firm Generation Capacity | 1 | 2039-07-01 | 0 | MW
0 | 0 | System | Battery | Build Battery-Gen 2031 | Build Battery-Gen | Firm Generation Capacity | 1 | 2039-10-01 | 0 | MW
Build Battery-Gen 2031_Firm Generation Capacity2040 | Build Battery-Gen_Firm Generation Capacity2040 | System | Battery | Build Battery-Gen 2031 | Build Battery-Gen | Firm Generation Capacity | 1 | 2040-01-01 | 0 | MW
0 | 0 | System | Battery | Build Battery-Gen 2031 | Build Battery-Gen | Firm Generation Capacity | 1 | 2040-04-01 | 0 | MW
0 | 0 | System | Battery | Build Battery-Gen 2031 | Build Battery-Gen | Firm Generation Capacity | 1 | 2040-07-01 | 0 | MW
0 | 0 | System | Battery | Build Battery-Gen 2031 | Build Battery-Gen | Firm Generation Capacity | 1 | 2040-10-01 | 0 | MW
Build Battery-Gen 2031_Firm Generation Capacity2041 | Build Battery-Gen_Firm Generation Capacity2041 | System | Battery | Build Battery-Gen 2031 | Build Battery-Gen | Firm Generation Capacity | 1 | 2041-01-01 | 0 | MW
0 | 0 | System | Battery | Build Battery-Gen 2031 | Build Battery-Gen | Firm Generation Capacity | 1 | 2041-04-01 | 0 | MW
0 | 0 | System | Battery | Build Battery-Gen 2031 | Build Battery-Gen | Firm Generation Capacity | 1 | 2041-07-01 | 0 | MW
0 | 0 | System | Battery | Build Battery-Gen 2031 | Build Battery-Gen | Firm Generation Capacity | 1 | 2041-10-01 | 0 | MW
Build Battery-Gen 2031_Firm Generation Capacity2042 | Build Battery-Gen_Firm Generation Capacity2042 | System | Battery | Build Battery-Gen 2031 | Build Battery-Gen | Firm Generation Capacity | 1 | 2042-01-01 | 0 | MW
0 | 0 | System | Battery | Build Battery-Gen 2031 | Build Battery-Gen | Firm Generation Capacity | 1 | 2042-04-01 | 0 | MW
0 | 0 | System | Battery | Build Battery-Gen 2031 | Build Battery-Gen | Firm Generation Capacity | 1 | 2042-07-01 | 0 | MW
0 | 0 | System | Battery | Build Battery-Gen 2031 | Build Battery-Gen | Firm Generation Capacity | 1 | 2042-10-01 | 0 | MW
Build Battery-Gen 2031_Firm Generation Capacity2043 | Build Battery-Gen_Firm Generation Capacity2043 | System | Battery | Build Battery-Gen 2031 | Build Battery-Gen | Firm Generation Capacity | 1 | 2043-01-01 | 0 | MW
0 | 0 | System | Battery | Build Battery-Gen 2031 | Build Battery-Gen | Firm Generation Capacity | 1 | 2043-04-01 | 0 | MW
0 | 0 | System | Battery | Build Battery-Gen 2031 | Build Battery-Gen | Firm Generation Capacity | 1 | 2043-07-01 | 0 | MW
0 | 0 | System | Battery | Build Battery-Gen 2031 | Build Battery-Gen | Firm Generation Capacity | 1 | 2043-10-01 | 0 | MW
Build Battery-Gen 2032_Firm Generation Capacity2024 | Build Battery-Gen_Firm Generation Capacity2024 | System | Battery | Build Battery-Gen 2032 | Build Battery-Gen | Firm Generation Capacity | 1 | 2024-01-01 | 0 | MW
0 | 0 | System | Battery | Build Battery-Gen 2032 | Build Battery-Gen | Firm Generation Capacity | 1 | 2024-04-01 | 0 | MW
0 | 0 | System | Battery | Build Battery-Gen 2032 | Build Battery-Gen | Firm Generation Capacity | 1 | 2024-07-01 | 0 | MW
0 | 0 | System | Battery | Build Battery-Gen 2032 | Build Battery-Gen | Firm Generation Capacity | 1 | 2024-10-01 | 0 | MW
Build Battery-Gen 2032_Firm Generation Capacity2025 | Build Battery-Gen_Firm Generation Capacity2025 | System | Battery | Build Battery-Gen 2032 | Build Battery-Gen | Firm Generation Capacity | 1 | 2025-01-01 | 0 | MW
0 | 0 | System | Battery | Build Battery-Gen 2032 | Build Battery-Gen | Firm Generation Capacity | 1 | 2025-04-01 | 0 | MW
0 | 0 | System | Battery | Build Battery-Gen 2032 | Build Battery-Gen | Firm Generation Capacity | 1 | 2025-07-01 | 0 | MW
0 | 0 | System | Battery | Build Battery-Gen 2032 | Build Battery-Gen | Firm Generation Capacity | 1 | 2025-10-01 | 0 | MW
Build Battery-Gen 2032_Firm Generation Capacity2026 | Build Battery-Gen_Firm Generation Capacity2026 | System | Battery | Build Battery-Gen 2032 | Build Battery-Gen | Firm Generation Capacity | 1 | 2026-01-01 | 0 | MW
0 | 0 | System | Battery | Build Battery-Gen 2032 | Build Battery-Gen | Firm Generation Capacity | 1 | 2026-04-01 | 0 | MW
0 | 0 | System | Battery | Build Battery-Gen 2032 | Build Battery-Gen | Firm Generation Capacity | 1 | 2026-07-01 | 0 | MW
0 | 0 | System | Battery | Build Battery-Gen 2032 | Build Battery-Gen | Firm Generation Capacity | 1 | 2026-10-01 | 0 | MW
Build Battery-Gen 2032_Firm Generation Capacity2027 | Build Battery-Gen_Firm Generation Capacity2027 | System | Battery | Build Battery-Gen 2032 | Build Battery-Gen | Firm Generation Capacity | 1 | 2027-01-01 | 0 | MW
0 | 0 | System | Battery | Build Battery-Gen 2032 | Build Battery-Gen | Firm Generation Capacity | 1 | 2027-04-01 | 0 | MW
0 | 0 | System | Battery | Build Battery-Gen 2032 | Build Battery-Gen | Firm Generation Capacity | 1 | 2027-07-01 | 0 | MW
0 | 0 | System | Battery | Build Battery-Gen 2032 | Build Battery-Gen | Firm Generation Capacity | 1 | 2027-10-01 | 0 | MW
Build Battery-Gen 2032_Firm Generation Capacity2028 | Build Battery-Gen_Firm Generation Capacity2028 | System | Battery | Build Battery-Gen 2032 | Build Battery-Gen | Firm Generation Capacity | 1 | 2028-01-01 | 0 | MW
0 | 0 | System | Battery | Build Battery-Gen 2032 | Build Battery-Gen | Firm Generation Capacity | 1 | 2028-04-01 | 0 | MW
0 | 0 | System | Battery | Build Battery-Gen 2032 | Build Battery-Gen | Firm Generation Capacity | 1 | 2028-07-01 | 0 | MW
0 | 0 | System | Battery | Build Battery-Gen 2032 | Build Battery-Gen | Firm Generation Capacity | 1 | 2028-10-01 | 0 | MW
Build Battery-Gen 2032_Firm Generation Capacity2029 | Build Battery-Gen_Firm Generation Capacity2029 | System | Battery | Build Battery-Gen 2032 | Build Battery-Gen | Firm Generation Capacity | 1 | 2029-01-01 | 0 | MW
0 | 0 | System | Battery | Build Battery-Gen 2032 | Build Battery-Gen | Firm Generation Capacity | 1 | 2029-04-01 | 0 | MW
0 | 0 | System | Battery | Build Battery-Gen 2032 | Build Battery-Gen | Firm Generation Capacity | 1 | 2029-07-01 | 0 | MW
0 | 0 | System | Battery | Build Battery-Gen 2032 | Build Battery-Gen | Firm Generation Capacity | 1 | 2029-10-01 | 0 | MW
Build Battery-Gen 2032_Firm Generation Capacity2030 | Build Battery-Gen_Firm Generation Capacity2030 | System | Battery | Build Battery-Gen 2032 | Build Battery-Gen | Firm Generation Capacity | 1 | 2030-01-01 | 0 | MW
0 | 0 | System | Battery | Build Battery-Gen 2032 | Build Battery-Gen | Firm Generation Capacity | 1 | 2030-04-01 | 0 | MW
0 | 0 | System | Battery | Build Battery-Gen 2032 | Build Battery-Gen | Firm Generation Capacity | 1 | 2030-07-01 | 0 | MW
0 | 0 | System | Battery | Build Battery-Gen 2032 | Build Battery-Gen | Firm Generation Capacity | 1 | 2030-10-01 | 0 | MW
Build Battery-Gen 2032_Firm Generation Capacity2031 | Build Battery-Gen_Firm Generation Capacity2031 | System | Battery | Build Battery-Gen 2032 | Build Battery-Gen | Firm Generation Capacity | 1 | 2031-01-01 | 0 | MW
0 | 0 | System | Battery | Build Battery-Gen 2032 | Build Battery-Gen | Firm Generation Capacity | 1 | 2031-04-01 | 0 | MW
0 | 0 | System | Battery | Build Battery-Gen 2032 | Build Battery-Gen | Firm Generation Capacity | 1 | 2031-07-01 | 0 | MW
0 | 0 | System | Battery | Build Battery-Gen 2032 | Build Battery-Gen | Firm Generation Capacity | 1 | 2031-10-01 | 0 | MW
Build Battery-Gen 2032_Firm Generation Capacity2032 | Build Battery-Gen_Firm Generation Capacity2032 | System | Battery | Build Battery-Gen 2032 | Build Battery-Gen | Firm Generation Capacity | 1 | 2032-01-01 | 0 | MW
0 | 0 | System | Battery | Build Battery-Gen 2032 | Build Battery-Gen | Firm Generation Capacity | 1 | 2032-04-01 | 0 | MW
0 | 0 | System | Battery | Build Battery-Gen 2032 | Build Battery-Gen | Firm Generation Capacity | 1 | 2032-07-01 | 0 | MW
0 | 0 | System | Battery | Build Battery-Gen 2032 | Build Battery-Gen | Firm Generation Capacity | 1 | 2032-10-01 | 0 | MW
Build Battery-Gen 2032_Firm Generation Capacity2033 | Build Battery-Gen_Firm Generation Capacity2033 | System | Battery | Build Battery-Gen 2032 | Build Battery-Gen | Firm Generation Capacity | 1 | 2033-01-01 | 0 | MW
0 | 0 | System | Battery | Build Battery-Gen 2032 | Build Battery-Gen | Firm Generation Capacity | 1 | 2033-04-01 | 0 | MW
0 | 0 | System | Battery | Build Battery-Gen 2032 | Build Battery-Gen | Firm Generation Capacity | 1 | 2033-07-01 | 0 | MW
0 | 0 | System | Battery | Build Battery-Gen 2032 | Build Battery-Gen | Firm Generation Capacity | 1 | 2033-10-01 | 0 | MW
Build Battery-Gen 2032_Firm Generation Capacity2034 | Build Battery-Gen_Firm Generation Capacity2034 | System | Battery | Build Battery-Gen 2032 | Build Battery-Gen | Firm Generation Capacity | 1 | 2034-01-01 | 0 | MW
0 | 0 | System | Battery | Build Battery-Gen 2032 | Build Battery-Gen | Firm Generation Capacity | 1 | 2034-04-01 | 0 | MW
0 | 0 | System | Battery | Build Battery-Gen 2032 | Build Battery-Gen | Firm Generation Capacity | 1 | 2034-07-01 | 0 | MW
0 | 0 | System | Battery | Build Battery-Gen 2032 | Build Battery-Gen | Firm Generation Capacity | 1 | 2034-10-01 | 0 | MW
Build Battery-Gen 2032_Firm Generation Capacity2035 | Build Battery-Gen_Firm Generation Capacity2035 | System | Battery | Build Battery-Gen 2032 | Build Battery-Gen | Firm Generation Capacity | 1 | 2035-01-01 | 0 | MW
0 | 0 | System | Battery | Build Battery-Gen 2032 | Build Battery-Gen | Firm Generation Capacity | 1 | 2035-04-01 | 0 | MW
0 | 0 | System | Battery | Build Battery-Gen 2032 | Build Battery-Gen | Firm Generation Capacity | 1 | 2035-07-01 | 0 | MW
0 | 0 | System | Battery | Build Battery-Gen 2032 | Build Battery-Gen | Firm Generation Capacity | 1 | 2035-10-01 | 0 | MW
Build Battery-Gen 2032_Firm Generation Capacity2036 | Build Battery-Gen_Firm Generation Capacity2036 | System | Battery | Build Battery-Gen 2032 | Build Battery-Gen | Firm Generation Capacity | 1 | 2036-01-01 | 0 | MW
0 | 0 | System | Battery | Build Battery-Gen 2032 | Build Battery-Gen | Firm Generation Capacity | 1 | 2036-04-01 | 0 | MW
0 | 0 | System | Battery | Build Battery-Gen 2032 | Build Battery-Gen | Firm Generation Capacity | 1 | 2036-07-01 | 0 | MW
0 | 0 | System | Battery | Build Battery-Gen 2032 | Build Battery-Gen | Firm Generation Capacity | 1 | 2036-10-01 | 0 | MW
Build Battery-Gen 2032_Firm Generation Capacity2037 | Build Battery-Gen_Firm Generation Capacity2037 | System | Battery | Build Battery-Gen 2032 | Build Battery-Gen | Firm Generation Capacity | 1 | 2037-01-01 | 0 | MW
0 | 0 | System | Battery | Build Battery-Gen 2032 | Build Battery-Gen | Firm Generation Capacity | 1 | 2037-04-01 | 0 | MW
0 | 0 | System | Battery | Build Battery-Gen 2032 | Build Battery-Gen | Firm Generation Capacity | 1 | 2037-07-01 | 0 | MW
0 | 0 | System | Battery | Build Battery-Gen 2032 | Build Battery-Gen | Firm Generation Capacity | 1 | 2037-10-01 | 0 | MW
Build Battery-Gen 2032_Firm Generation Capacity2038 | Build Battery-Gen_Firm Generation Capacity2038 | System | Battery | Build Battery-Gen 2032 | Build Battery-Gen | Firm Generation Capacity | 1 | 2038-01-01 | 0 | MW
0 | 0 | System | Battery | Build Battery-Gen 2032 | Build Battery-Gen | Firm Generation Capacity | 1 | 2038-04-01 | 0 | MW
0 | 0 | System | Battery | Build Battery-Gen 2032 | Build Battery-Gen | Firm Generation Capacity | 1 | 2038-07-01 | 0 | MW
0 | 0 | System | Battery | Build Battery-Gen 2032 | Build Battery-Gen | Firm Generation Capacity | 1 | 2038-10-01 | 0 | MW
Build Battery-Gen 2032_Firm Generation Capacity2039 | Build Battery-Gen_Firm Generation Capacity2039 | System | Battery | Build Battery-Gen 2032 | Build Battery-Gen | Firm Generation Capacity | 1 | 2039-01-01 | 0 | MW
0 | 0 | System | Battery | Build Battery-Gen 2032 | Build Battery-Gen | Firm Generation Capacity | 1 | 2039-04-01 | 0 | MW
0 | 0 | System | Battery | Build Battery-Gen 2032 | Build Battery-Gen | Firm Generation Capacity | 1 | 2039-07-01 | 0 | MW
0 | 0 | System | Battery | Build Battery-Gen 2032 | Build Battery-Gen | Firm Generation Capacity | 1 | 2039-10-01 | 0 | MW
Build Battery-Gen 2032_Firm Generation Capacity2040 | Build Battery-Gen_Firm Generation Capacity2040 | System | Battery | Build Battery-Gen 2032 | Build Battery-Gen | Firm Generation Capacity | 1 | 2040-01-01 | 0 | MW
0 | 0 | System | Battery | Build Battery-Gen 2032 | Build Battery-Gen | Firm Generation Capacity | 1 | 2040-04-01 | 0 | MW
0 | 0 | System | Battery | Build Battery-Gen 2032 | Build Battery-Gen | Firm Generation Capacity | 1 | 2040-07-01 | 0 | MW
0 | 0 | System | Battery | Build Battery-Gen 2032 | Build Battery-Gen | Firm Generation Capacity | 1 | 2040-10-01 | 0 | MW
Build Battery-Gen 2032_Firm Generation Capacity2041 | Build Battery-Gen_Firm Generation Capacity2041 | System | Battery | Build Battery-Gen 2032 | Build Battery-Gen | Firm Generation Capacity | 1 | 2041-01-01 | 0 | MW
0 | 0 | System | Battery | Build Battery-Gen 2032 | Build Battery-Gen | Firm Generation Capacity | 1 | 2041-04-01 | 0 | MW
0 | 0 | System | Battery | Build Battery-Gen 2032 | Build Battery-Gen | Firm Generation Capacity | 1 | 2041-07-01 | 0 | MW
0 | 0 | System | Battery | Build Battery-Gen 2032 | Build Battery-Gen | Firm Generation Capacity | 1 | 2041-10-01 | 0 | MW
Build Battery-Gen 2032_Firm Generation Capacity2042 | Build Battery-Gen_Firm Generation Capacity2042 | System | Battery | Build Battery-Gen 2032 | Build Battery-Gen | Firm Generation Capacity | 1 | 2042-01-01 | 0 | MW
0 | 0 | System | Battery | Build Battery-Gen 2032 | Build Battery-Gen | Firm Generation Capacity | 1 | 2042-04-01 | 0 | MW
0 | 0 | System | Battery | Build Battery-Gen 2032 | Build Battery-Gen | Firm Generation Capacity | 1 | 2042-07-01 | 0 | MW
0 | 0 | System | Battery | Build Battery-Gen 2032 | Build Battery-Gen | Firm Generation Capacity | 1 | 2042-10-01 | 0 | MW
Build Battery-Gen 2032_Firm Generation Capacity2043 | Build Battery-Gen_Firm Generation Capacity2043 | System | Battery | Build Battery-Gen 2032 | Build Battery-Gen | Firm Generation Capacity | 1 | 2043-01-01 | 0 | MW
0 | 0 | System | Battery | Build Battery-Gen 2032 | Build Battery-Gen | Firm Generation Capacity | 1 | 2043-04-01 | 0 | MW
0 | 0 | System | Battery | Build Battery-Gen 2032 | Build Battery-Gen | Firm Generation Capacity | 1 | 2043-07-01 | 0 | MW
0 | 0 | System | Battery | Build Battery-Gen 2032 | Build Battery-Gen | Firm Generation Capacity | 1 | 2043-10-01 | 0 | MW
Build Battery-Gen 2033_Firm Generation Capacity2024 | Build Battery-Gen_Firm Generation Capacity2024 | System | Battery | Build Battery-Gen 2033 | Build Battery-Gen | Firm Generation Capacity | 1 | 2024-01-01 | 0 | MW
0 | 0 | System | Battery | Build Battery-Gen 2033 | Build Battery-Gen | Firm Generation Capacity | 1 | 2024-04-01 | 0 | MW
0 | 0 | System | Battery | Build Battery-Gen 2033 | Build Battery-Gen | Firm Generation Capacity | 1 | 2024-07-01 | 0 | MW
0 | 0 | System | Battery | Build Battery-Gen 2033 | Build Battery-Gen | Firm Generation Capacity | 1 | 2024-10-01 | 0 | MW
Build Battery-Gen 2033_Firm Generation Capacity2025 | Build Battery-Gen_Firm Generation Capacity2025 | System | Battery | Build Battery-Gen 2033 | Build Battery-Gen | Firm Generation Capacity | 1 | 2025-01-01 | 0 | MW
0 | 0 | System | Battery | Build Battery-Gen 2033 | Build Battery-Gen | Firm Generation Capacity | 1 | 2025-04-01 | 0 | MW
0 | 0 | System | Battery | Build Battery-Gen 2033 | Build Battery-Gen | Firm Generation Capacity | 1 | 2025-07-01 | 0 | MW
0 | 0 | System | Battery | Build Battery-Gen 2033 | Build Battery-Gen | Firm Generation Capacity | 1 | 2025-10-01 | 0 | MW
Build Battery-Gen 2033_Firm Generation Capacity2026 | Build Battery-Gen_Firm Generation Capacity2026 | System | Battery | Build Battery-Gen 2033 | Build Battery-Gen | Firm Generation Capacity | 1 | 2026-01-01 | 0 | MW
0 | 0 | System | Battery | Build Battery-Gen 2033 | Build Battery-Gen | Firm Generation Capacity | 1 | 2026-04-01 | 0 | MW
0 | 0 | System | Battery | Build Battery-Gen 2033 | Build Battery-Gen | Firm Generation Capacity | 1 | 2026-07-01 | 0 | MW
0 | 0 | System | Battery | Build Battery-Gen 2033 | Build Battery-Gen | Firm Generation Capacity | 1 | 2026-10-01 | 0 | MW
Build Battery-Gen 2033_Firm Generation Capacity2027 | Build Battery-Gen_Firm Generation Capacity2027 | System | Battery | Build Battery-Gen 2033 | Build Battery-Gen | Firm Generation Capacity | 1 | 2027-01-01 | 0 | MW
0 | 0 | System | Battery | Build Battery-Gen 2033 | Build Battery-Gen | Firm Generation Capacity | 1 | 2027-04-01 | 0 | MW
0 | 0 | System | Battery | Build Battery-Gen 2033 | Build Battery-Gen | Firm Generation Capacity | 1 | 2027-07-01 | 0 | MW
0 | 0 | System | Battery | Build Battery-Gen 2033 | Build Battery-Gen | Firm Generation Capacity | 1 | 2027-10-01 | 0 | MW
Build Battery-Gen 2033_Firm Generation Capacity2028 | Build Battery-Gen_Firm Generation Capacity2028 | System | Battery | Build Battery-Gen 2033 | Build Battery-Gen | Firm Generation Capacity | 1 | 2028-01-01 | 0 | MW
0 | 0 | System | Battery | Build Battery-Gen 2033 | Build Battery-Gen | Firm Generation Capacity | 1 | 2028-04-01 | 0 | MW
0 | 0 | System | Battery | Build Battery-Gen 2033 | Build Battery-Gen | Firm Generation Capacity | 1 | 2028-07-01 | 0 | MW
0 | 0 | System | Battery | Build Battery-Gen 2033 | Build Battery-Gen | Firm Generation Capacity | 1 | 2028-10-01 | 0 | MW
Build Battery-Gen 2033_Firm Generation Capacity2029 | Build Battery-Gen_Firm Generation Capacity2029 | System | Battery | Build Battery-Gen 2033 | Build Battery-Gen | Firm Generation Capacity | 1 | 2029-01-01 | 0 | MW
0 | 0 | System | Battery | Build Battery-Gen 2033 | Build Battery-Gen | Firm Generation Capacity | 1 | 2029-04-01 | 0 | MW
0 | 0 | System | Battery | Build Battery-Gen 2033 | Build Battery-Gen | Firm Generation Capacity | 1 | 2029-07-01 | 0 | MW
0 | 0 | System | Battery | Build Battery-Gen 2033 | Build Battery-Gen | Firm Generation Capacity | 1 | 2029-10-01 | 0 | MW
Build Battery-Gen 2033_Firm Generation Capacity2030 | Build Battery-Gen_Firm Generation Capacity2030 | System | Battery | Build Battery-Gen 2033 | Build Battery-Gen | Firm Generation Capacity | 1 | 2030-01-01 | 0 | MW
0 | 0 | System | Battery | Build Battery-Gen 2033 | Build Battery-Gen | Firm Generation Capacity | 1 | 2030-04-01 | 0 | MW
0 | 0 | System | Battery | Build Battery-Gen 2033 | Build Battery-Gen | Firm Generation Capacity | 1 | 2030-07-01 | 0 | MW
0 | 0 | System | Battery | Build Battery-Gen 2033 | Build Battery-Gen | Firm Generation Capacity | 1 | 2030-10-01 | 0 | MW
Build Battery-Gen 2033_Firm Generation Capacity2031 | Build Battery-Gen_Firm Generation Capacity2031 | System | Battery | Build Battery-Gen 2033 | Build Battery-Gen | Firm Generation Capacity | 1 | 2031-01-01 | 0 | MW
0 | 0 | System | Battery | Build Battery-Gen 2033 | Build Battery-Gen | Firm Generation Capacity | 1 | 2031-04-01 | 0 | MW
0 | 0 | System | Battery | Build Battery-Gen 2033 | Build Battery-Gen | Firm Generation Capacity | 1 | 2031-07-01 | 0 | MW
0 | 0 | System | Battery | Build Battery-Gen 2033 | Build Battery-Gen | Firm Generation Capacity | 1 | 2031-10-01 | 0 | MW
Build Battery-Gen 2033_Firm Generation Capacity2032 | Build Battery-Gen_Firm Generation Capacity2032 | System | Battery | Build Battery-Gen 2033 | Build Battery-Gen | Firm Generation Capacity | 1 | 2032-01-01 | 0 | MW
0 | 0 | System | Battery | Build Battery-Gen 2033 | Build Battery-Gen | Firm Generation Capacity | 1 | 2032-04-01 | 0 | MW
0 | 0 | System | Battery | Build Battery-Gen 2033 | Build Battery-Gen | Firm Generation Capacity | 1 | 2032-07-01 | 0 | MW
0 | 0 | System | Battery | Build Battery-Gen 2033 | Build Battery-Gen | Firm Generation Capacity | 1 | 2032-10-01 | 0 | MW
Build Battery-Gen 2033_Firm Generation Capacity2033 | Build Battery-Gen_Firm Generation Capacity2033 | System | Battery | Build Battery-Gen 2033 | Build Battery-Gen | Firm Generation Capacity | 1 | 2033-01-01 | 0 | MW
0 | 0 | System | Battery | Build Battery-Gen 2033 | Build Battery-Gen | Firm Generation Capacity | 1 | 2033-04-01 | 0 | MW
0 | 0 | System | Battery | Build Battery-Gen 2033 | Build Battery-Gen | Firm Generation Capacity | 1 | 2033-07-01 | 0 | MW
0 | 0 | System | Battery | Build Battery-Gen 2033 | Build Battery-Gen | Firm Generation Capacity | 1 | 2033-10-01 | 0 | MW
Build Battery-Gen 2033_Firm Generation Capacity2034 | Build Battery-Gen_Firm Generation Capacity2034 | System | Battery | Build Battery-Gen 2033 | Build Battery-Gen | Firm Generation Capacity | 1 | 2034-01-01 | 0 | MW
0 | 0 | System | Battery | Build Battery-Gen 2033 | Build Battery-Gen | Firm Generation Capacity | 1 | 2034-04-01 | 0 | MW
0 | 0 | System | Battery | Build Battery-Gen 2033 | Build Battery-Gen | Firm Generation Capacity | 1 | 2034-07-01 | 0 | MW
0 | 0 | System | Battery | Build Battery-Gen 2033 | Build Battery-Gen | Firm Generation Capacity | 1 | 2034-10-01 | 0 | MW
Build Battery-Gen 2033_Firm Generation Capacity2035 | Build Battery-Gen_Firm Generation Capacity2035 | System | Battery | Build Battery-Gen 2033 | Build Battery-Gen | Firm Generation Capacity | 1 | 2035-01-01 | 0 | MW
0 | 0 | System | Battery | Build Battery-Gen 2033 | Build Battery-Gen | Firm Generation Capacity | 1 | 2035-04-01 | 0 | MW
0 | 0 | System | Battery | Build Battery-Gen 2033 | Build Battery-Gen | Firm Generation Capacity | 1 | 2035-07-01 | 0 | MW
0 | 0 | System | Battery | Build Battery-Gen 2033 | Build Battery-Gen | Firm Generation Capacity | 1 | 2035-10-01 | 0 | MW
Build Battery-Gen 2033_Firm Generation Capacity2036 | Build Battery-Gen_Firm Generation Capacity2036 | System | Battery | Build Battery-Gen 2033 | Build Battery-Gen | Firm Generation Capacity | 1 | 2036-01-01 | 0 | MW
0 | 0 | System | Battery | Build Battery-Gen 2033 | Build Battery-Gen | Firm Generation Capacity | 1 | 2036-04-01 | 0 | MW
0 | 0 | System | Battery | Build Battery-Gen 2033 | Build Battery-Gen | Firm Generation Capacity | 1 | 2036-07-01 | 0 | MW
0 | 0 | System | Battery | Build Battery-Gen 2033 | Build Battery-Gen | Firm Generation Capacity | 1 | 2036-10-01 | 0 | MW
Build Battery-Gen 2033_Firm Generation Capacity2037 | Build Battery-Gen_Firm Generation Capacity2037 | System | Battery | Build Battery-Gen 2033 | Build Battery-Gen | Firm Generation Capacity | 1 | 2037-01-01 | 0 | MW
0 | 0 | System | Battery | Build Battery-Gen 2033 | Build Battery-Gen | Firm Generation Capacity | 1 | 2037-04-01 | 0 | MW
0 | 0 | System | Battery | Build Battery-Gen 2033 | Build Battery-Gen | Firm Generation Capacity | 1 | 2037-07-01 | 0 | MW
0 | 0 | System | Battery | Build Battery-Gen 2033 | Build Battery-Gen | Firm Generation Capacity | 1 | 2037-10-01 | 0 | MW
Build Battery-Gen 2033_Firm Generation Capacity2038 | Build Battery-Gen_Firm Generation Capacity2038 | System | Battery | Build Battery-Gen 2033 | Build Battery-Gen | Firm Generation Capacity | 1 | 2038-01-01 | 0 | MW
0 | 0 | System | Battery | Build Battery-Gen 2033 | Build Battery-Gen | Firm Generation Capacity | 1 | 2038-04-01 | 0 | MW
0 | 0 | System | Battery | Build Battery-Gen 2033 | Build Battery-Gen | Firm Generation Capacity | 1 | 2038-07-01 | 0 | MW
0 | 0 | System | Battery | Build Battery-Gen 2033 | Build Battery-Gen | Firm Generation Capacity | 1 | 2038-10-01 | 0 | MW
Build Battery-Gen 2033_Firm Generation Capacity2039 | Build Battery-Gen_Firm Generation Capacity2039 | System | Battery | Build Battery-Gen 2033 | Build Battery-Gen | Firm Generation Capacity | 1 | 2039-01-01 | 0 | MW
0 | 0 | System | Battery | Build Battery-Gen 2033 | Build Battery-Gen | Firm Generation Capacity | 1 | 2039-04-01 | 0 | MW
0 | 0 | System | Battery | Build Battery-Gen 2033 | Build Battery-Gen | Firm Generation Capacity | 1 | 2039-07-01 | 0 | MW
0 | 0 | System | Battery | Build Battery-Gen 2033 | Build Battery-Gen | Firm Generation Capacity | 1 | 2039-10-01 | 0 | MW
Build Battery-Gen 2033_Firm Generation Capacity2040 | Build Battery-Gen_Firm Generation Capacity2040 | System | Battery | Build Battery-Gen 2033 | Build Battery-Gen | Firm Generation Capacity | 1 | 2040-01-01 | 0 | MW
0 | 0 | System | Battery | Build Battery-Gen 2033 | Build Battery-Gen | Firm Generation Capacity | 1 | 2040-04-01 | 0 | MW
0 | 0 | System | Battery | Build Battery-Gen 2033 | Build Battery-Gen | Firm Generation Capacity | 1 | 2040-07-01 | 0 | MW
0 | 0 | System | Battery | Build Battery-Gen 2033 | Build Battery-Gen | Firm Generation Capacity | 1 | 2040-10-01 | 0 | MW
Build Battery-Gen 2033_Firm Generation Capacity2041 | Build Battery-Gen_Firm Generation Capacity2041 | System | Battery | Build Battery-Gen 2033 | Build Battery-Gen | Firm Generation Capacity | 1 | 2041-01-01 | 0 | MW
0 | 0 | System | Battery | Build Battery-Gen 2033 | Build Battery-Gen | Firm Generation Capacity | 1 | 2041-04-01 | 0 | MW
0 | 0 | System | Battery | Build Battery-Gen 2033 | Build Battery-Gen | Firm Generation Capacity | 1 | 2041-07-01 | 0 | MW
0 | 0 | System | Battery | Build Battery-Gen 2033 | Build Battery-Gen | Firm Generation Capacity | 1 | 2041-10-01 | 0 | MW
Build Battery-Gen 2033_Firm Generation Capacity2042 | Build Battery-Gen_Firm Generation Capacity2042 | System | Battery | Build Battery-Gen 2033 | Build Battery-Gen | Firm Generation Capacity | 1 | 2042-01-01 | 0 | MW
0 | 0 | System | Battery | Build Battery-Gen 2033 | Build Battery-Gen | Firm Generation Capacity | 1 | 2042-04-01 | 0 | MW
0 | 0 | System | Battery | Build Battery-Gen 2033 | Build Battery-Gen | Firm Generation Capacity | 1 | 2042-07-01 | 0 | MW
0 | 0 | System | Battery | Build Battery-Gen 2033 | Build Battery-Gen | Firm Generation Capacity | 1 | 2042-10-01 | 0 | MW
Build Battery-Gen 2033_Firm Generation Capacity2043 | Build Battery-Gen_Firm Generation Capacity2043 | System | Battery | Build Battery-Gen 2033 | Build Battery-Gen | Firm Generation Capacity | 1 | 2043-01-01 | 0 | MW
0 | 0 | System | Battery | Build Battery-Gen 2033 | Build Battery-Gen | Firm Generation Capacity | 1 | 2043-04-01 | 0 | MW
0 | 0 | System | Battery | Build Battery-Gen 2033 | Build Battery-Gen | Firm Generation Capacity | 1 | 2043-07-01 | 0 | MW
0 | 0 | System | Battery | Build Battery-Gen 2033 | Build Battery-Gen | Firm Generation Capacity | 1 | 2043-10-01 | 0 | MW
Build Battery-Gen 2034_Firm Generation Capacity2024 | Build Battery-Gen_Firm Generation Capacity2024 | System | Battery | Build Battery-Gen 2034 | Build Battery-Gen | Firm Generation Capacity | 1 | 2024-01-01 | 0 | MW
0 | 0 | System | Battery | Build Battery-Gen 2034 | Build Battery-Gen | Firm Generation Capacity | 1 | 2024-04-01 | 0 | MW
0 | 0 | System | Battery | Build Battery-Gen 2034 | Build Battery-Gen | Firm Generation Capacity | 1 | 2024-07-01 | 0 | MW
0 | 0 | System | Battery | Build Battery-Gen 2034 | Build Battery-Gen | Firm Generation Capacity | 1 | 2024-10-01 | 0 | MW
Build Battery-Gen 2034_Firm Generation Capacity2025 | Build Battery-Gen_Firm Generation Capacity2025 | System | Battery | Build Battery-Gen 2034 | Build Battery-Gen | Firm Generation Capacity | 1 | 2025-01-01 | 0 | MW
0 | 0 | System | Battery | Build Battery-Gen 2034 | Build Battery-Gen | Firm Generation Capacity | 1 | 2025-04-01 | 0 | MW
0 | 0 | System | Battery | Build Battery-Gen 2034 | Build Battery-Gen | Firm Generation Capacity | 1 | 2025-07-01 | 0 | MW
0 | 0 | System | Battery | Build Battery-Gen 2034 | Build Battery-Gen | Firm Generation Capacity | 1 | 2025-10-01 | 0 | MW
Build Battery-Gen 2034_Firm Generation Capacity2026 | Build Battery-Gen_Firm Generation Capacity2026 | System | Battery | Build Battery-Gen 2034 | Build Battery-Gen | Firm Generation Capacity | 1 | 2026-01-01 | 0 | MW
0 | 0 | System | Battery | Build Battery-Gen 2034 | Build Battery-Gen | Firm Generation Capacity | 1 | 2026-04-01 | 0 | MW
0 | 0 | System | Battery | Build Battery-Gen 2034 | Build Battery-Gen | Firm Generation Capacity | 1 | 2026-07-01 | 0 | MW
0 | 0 | System | Battery | Build Battery-Gen 2034 | Build Battery-Gen | Firm Generation Capacity | 1 | 2026-10-01 | 0 | MW
Build Battery-Gen 2034_Firm Generation Capacity2027 | Build Battery-Gen_Firm Generation Capacity2027 | System | Battery | Build Battery-Gen 2034 | Build Battery-Gen | Firm Generation Capacity | 1 | 2027-01-01 | 0 | MW
0 | 0 | System | Battery | Build Battery-Gen 2034 | Build Battery-Gen | Firm Generation Capacity | 1 | 2027-04-01 | 0 | MW
0 | 0 | System | Battery | Build Battery-Gen 2034 | Build Battery-Gen | Firm Generation Capacity | 1 | 2027-07-01 | 0 | MW
0 | 0 | System | Battery | Build Battery-Gen 2034 | Build Battery-Gen | Firm Generation Capacity | 1 | 2027-10-01 | 0 | MW
Build Battery-Gen 2034_Firm Generation Capacity2028 | Build Battery-Gen_Firm Generation Capacity2028 | System | Battery | Build Battery-Gen 2034 | Build Battery-Gen | Firm Generation Capacity | 1 | 2028-01-01 | 0 | MW
0 | 0 | System | Battery | Build Battery-Gen 2034 | Build Battery-Gen | Firm Generation Capacity | 1 | 2028-04-01 | 0 | MW
0 | 0 | System | Battery | Build Battery-Gen 2034 | Build Battery-Gen | Firm Generation Capacity | 1 | 2028-07-01 | 0 | MW
0 | 0 | System | Battery | Build Battery-Gen 2034 | Build Battery-Gen | Firm Generation Capacity | 1 | 2028-10-01 | 0 | MW
Build Battery-Gen 2034_Firm Generation Capacity2029 | Build Battery-Gen_Firm Generation Capacity2029 | System | Battery | Build Battery-Gen 2034 | Build Battery-Gen | Firm Generation Capacity | 1 | 2029-01-01 | 0 | MW
0 | 0 | System | Battery | Build Battery-Gen 2034 | Build Battery-Gen | Firm Generation Capacity | 1 | 2029-04-01 | 0 | MW
0 | 0 | System | Battery | Build Battery-Gen 2034 | Build Battery-Gen | Firm Generation Capacity | 1 | 2029-07-01 | 0 | MW
0 | 0 | System | Battery | Build Battery-Gen 2034 | Build Battery-Gen | Firm Generation Capacity | 1 | 2029-10-01 | 0 | MW
Build Battery-Gen 2034_Firm Generation Capacity2030 | Build Battery-Gen_Firm Generation Capacity2030 | System | Battery | Build Battery-Gen 2034 | Build Battery-Gen | Firm Generation Capacity | 1 | 2030-01-01 | 0 | MW
0 | 0 | System | Battery | Build Battery-Gen 2034 | Build Battery-Gen | Firm Generation Capacity | 1 | 2030-04-01 | 0 | MW
0 | 0 | System | Battery | Build Battery-Gen 2034 | Build Battery-Gen | Firm Generation Capacity | 1 | 2030-07-01 | 0 | MW
0 | 0 | System | Battery | Build Battery-Gen 2034 | Build Battery-Gen | Firm Generation Capacity | 1 | 2030-10-01 | 0 | MW
Build Battery-Gen 2034_Firm Generation Capacity2031 | Build Battery-Gen_Firm Generation Capacity2031 | System | Battery | Build Battery-Gen 2034 | Build Battery-Gen | Firm Generation Capacity | 1 | 2031-01-01 | 0 | MW
0 | 0 | System | Battery | Build Battery-Gen 2034 | Build Battery-Gen | Firm Generation Capacity | 1 | 2031-04-01 | 0 | MW
0 | 0 | System | Battery | Build Battery-Gen 2034 | Build Battery-Gen | Firm Generation Capacity | 1 | 2031-07-01 | 0 | MW
0 | 0 | System | Battery | Build Battery-Gen 2034 | Build Battery-Gen | Firm Generation Capacity | 1 | 2031-10-01 | 0 | MW
Build Battery-Gen 2034_Firm Generation Capacity2032 | Build Battery-Gen_Firm Generation Capacity2032 | System | Battery | Build Battery-Gen 2034 | Build Battery-Gen | Firm Generation Capacity | 1 | 2032-01-01 | 0 | MW
0 | 0 | System | Battery | Build Battery-Gen 2034 | Build Battery-Gen | Firm Generation Capacity | 1 | 2032-04-01 | 0 | MW
0 | 0 | System | Battery | Build Battery-Gen 2034 | Build Battery-Gen | Firm Generation Capacity | 1 | 2032-07-01 | 0 | MW
0 | 0 | System | Battery | Build Battery-Gen 2034 | Build Battery-Gen | Firm Generation Capacity | 1 | 2032-10-01 | 0 | MW
Build Battery-Gen 2034_Firm Generation Capacity2033 | Build Battery-Gen_Firm Generation Capacity2033 | System | Battery | Build Battery-Gen 2034 | Build Battery-Gen | Firm Generation Capacity | 1 | 2033-01-01 | 0 | MW
0 | 0 | System | Battery | Build Battery-Gen 2034 | Build Battery-Gen | Firm Generation Capacity | 1 | 2033-04-01 | 0 | MW
0 | 0 | System | Battery | Build Battery-Gen 2034 | Build Battery-Gen | Firm Generation Capacity | 1 | 2033-07-01 | 0 | MW
0 | 0 | System | Battery | Build Battery-Gen 2034 | Build Battery-Gen | Firm Generation Capacity | 1 | 2033-10-01 | 0 | MW
Build Battery-Gen 2034_Firm Generation Capacity2034 | Build Battery-Gen_Firm Generation Capacity2034 | System | Battery | Build Battery-Gen 2034 | Build Battery-Gen | Firm Generation Capacity | 1 | 2034-01-01 | 0 | MW
0 | 0 | System | Battery | Build Battery-Gen 2034 | Build Battery-Gen | Firm Generation Capacity | 1 | 2034-04-01 | 0 | MW
0 | 0 | System | Battery | Build Battery-Gen 2034 | Build Battery-Gen | Firm Generation Capacity | 1 | 2034-07-01 | 0 | MW
0 | 0 | System | Battery | Build Battery-Gen 2034 | Build Battery-Gen | Firm Generation Capacity | 1 | 2034-10-01 | 0 | MW
Build Battery-Gen 2034_Firm Generation Capacity2035 | Build Battery-Gen_Firm Generation Capacity2035 | System | Battery | Build Battery-Gen 2034 | Build Battery-Gen | Firm Generation Capacity | 1 | 2035-01-01 | 0 | MW
0 | 0 | System | Battery | Build Battery-Gen 2034 | Build Battery-Gen | Firm Generation Capacity | 1 | 2035-04-01 | 0 | MW
0 | 0 | System | Battery | Build Battery-Gen 2034 | Build Battery-Gen | Firm Generation Capacity | 1 | 2035-07-01 | 0 | MW
0 | 0 | System | Battery | Build Battery-Gen 2034 | Build Battery-Gen | Firm Generation Capacity | 1 | 2035-10-01 | 0 | MW
Build Battery-Gen 2034_Firm Generation Capacity2036 | Build Battery-Gen_Firm Generation Capacity2036 | System | Battery | Build Battery-Gen 2034 | Build Battery-Gen | Firm Generation Capacity | 1 | 2036-01-01 | 0 | MW
0 | 0 | System | Battery | Build Battery-Gen 2034 | Build Battery-Gen | Firm Generation Capacity | 1 | 2036-04-01 | 0 | MW
0 | 0 | System | Battery | Build Battery-Gen 2034 | Build Battery-Gen | Firm Generation Capacity | 1 | 2036-07-01 | 0 | MW
0 | 0 | System | Battery | Build Battery-Gen 2034 | Build Battery-Gen | Firm Generation Capacity | 1 | 2036-10-01 | 0 | MW
Build Battery-Gen 2034_Firm Generation Capacity2037 | Build Battery-Gen_Firm Generation Capacity2037 | System | Battery | Build Battery-Gen 2034 | Build Battery-Gen | Firm Generation Capacity | 1 | 2037-01-01 | 0 | MW
0 | 0 | System | Battery | Build Battery-Gen 2034 | Build Battery-Gen | Firm Generation Capacity | 1 | 2037-04-01 | 0 | MW
0 | 0 | System | Battery | Build Battery-Gen 2034 | Build Battery-Gen | Firm Generation Capacity | 1 | 2037-07-01 | 0 | MW
0 | 0 | System | Battery | Build Battery-Gen 2034 | Build Battery-Gen | Firm Generation Capacity | 1 | 2037-10-01 | 0 | MW
Build Battery-Gen 2034_Firm Generation Capacity2038 | Build Battery-Gen_Firm Generation Capacity2038 | System | Battery | Build Battery-Gen 2034 | Build Battery-Gen | Firm Generation Capacity | 1 | 2038-01-01 | 0 | MW
0 | 0 | System | Battery | Build Battery-Gen 2034 | Build Battery-Gen | Firm Generation Capacity | 1 | 2038-04-01 | 0 | MW
0 | 0 | System | Battery | Build Battery-Gen 2034 | Build Battery-Gen | Firm Generation Capacity | 1 | 2038-07-01 | 0 | MW
0 | 0 | System | Battery | Build Battery-Gen 2034 | Build Battery-Gen | Firm Generation Capacity | 1 | 2038-10-01 | 0 | MW
Build Battery-Gen 2034_Firm Generation Capacity2039 | Build Battery-Gen_Firm Generation Capacity2039 | System | Battery | Build Battery-Gen 2034 | Build Battery-Gen | Firm Generation Capacity | 1 | 2039-01-01 | 0 | MW
0 | 0 | System | Battery | Build Battery-Gen 2034 | Build Battery-Gen | Firm Generation Capacity | 1 | 2039-04-01 | 0 | MW
0 | 0 | System | Battery | Build Battery-Gen 2034 | Build Battery-Gen | Firm Generation Capacity | 1 | 2039-07-01 | 0 | MW
0 | 0 | System | Battery | Build Battery-Gen 2034 | Build Battery-Gen | Firm Generation Capacity | 1 | 2039-10-01 | 0 | MW
Build Battery-Gen 2034_Firm Generation Capacity2040 | Build Battery-Gen_Firm Generation Capacity2040 | System | Battery | Build Battery-Gen 2034 | Build Battery-Gen | Firm Generation Capacity | 1 | 2040-01-01 | 0 | MW
0 | 0 | System | Battery | Build Battery-Gen 2034 | Build Battery-Gen | Firm Generation Capacity | 1 | 2040-04-01 | 0 | MW
0 | 0 | System | Battery | Build Battery-Gen 2034 | Build Battery-Gen | Firm Generation Capacity | 1 | 2040-07-01 | 0 | MW
0 | 0 | System | Battery | Build Battery-Gen 2034 | Build Battery-Gen | Firm Generation Capacity | 1 | 2040-10-01 | 0 | MW
Build Battery-Gen 2034_Firm Generation Capacity2041 | Build Battery-Gen_Firm Generation Capacity2041 | System | Battery | Build Battery-Gen 2034 | Build Battery-Gen | Firm Generation Capacity | 1 | 2041-01-01 | 0 | MW
0 | 0 | System | Battery | Build Battery-Gen 2034 | Build Battery-Gen | Firm Generation Capacity | 1 | 2041-04-01 | 0 | MW
0 | 0 | System | Battery | Build Battery-Gen 2034 | Build Battery-Gen | Firm Generation Capacity | 1 | 2041-07-01 | 0 | MW
0 | 0 | System | Battery | Build Battery-Gen 2034 | Build Battery-Gen | Firm Generation Capacity | 1 | 2041-10-01 | 0 | MW
Build Battery-Gen 2034_Firm Generation Capacity2042 | Build Battery-Gen_Firm Generation Capacity2042 | System | Battery | Build Battery-Gen 2034 | Build Battery-Gen | Firm Generation Capacity | 1 | 2042-01-01 | 0 | MW
0 | 0 | System | Battery | Build Battery-Gen 2034 | Build Battery-Gen | Firm Generation Capacity | 1 | 2042-04-01 | 0 | MW
0 | 0 | System | Battery | Build Battery-Gen 2034 | Build Battery-Gen | Firm Generation Capacity | 1 | 2042-07-01 | 0 | MW
0 | 0 | System | Battery | Build Battery-Gen 2034 | Build Battery-Gen | Firm Generation Capacity | 1 | 2042-10-01 | 0 | MW
Build Battery-Gen 2034_Firm Generation Capacity2043 | Build Battery-Gen_Firm Generation Capacity2043 | System | Battery | Build Battery-Gen 2034 | Build Battery-Gen | Firm Generation Capacity | 1 | 2043-01-01 | 0 | MW
0 | 0 | System | Battery | Build Battery-Gen 2034 | Build Battery-Gen | Firm Generation Capacity | 1 | 2043-04-01 | 0 | MW
0 | 0 | System | Battery | Build Battery-Gen 2034 | Build Battery-Gen | Firm Generation Capacity | 1 | 2043-07-01 | 0 | MW
0 | 0 | System | Battery | Build Battery-Gen 2034 | Build Battery-Gen | Firm Generation Capacity | 1 | 2043-10-01 | 0 | MW
Build Battery-Gen 2035_Firm Generation Capacity2024 | Build Battery-Gen_Firm Generation Capacity2024 | System | Battery | Build Battery-Gen 2035 | Build Battery-Gen | Firm Generation Capacity | 1 | 2024-01-01 | 0 | MW
0 | 0 | System | Battery | Build Battery-Gen 2035 | Build Battery-Gen | Firm Generation Capacity | 1 | 2024-04-01 | 0 | MW
0 | 0 | System | Battery | Build Battery-Gen 2035 | Build Battery-Gen | Firm Generation Capacity | 1 | 2024-07-01 | 0 | MW
0 | 0 | System | Battery | Build Battery-Gen 2035 | Build Battery-Gen | Firm Generation Capacity | 1 | 2024-10-01 | 0 | MW
Build Battery-Gen 2035_Firm Generation Capacity2025 | Build Battery-Gen_Firm Generation Capacity2025 | System | Battery | Build Battery-Gen 2035 | Build Battery-Gen | Firm Generation Capacity | 1 | 2025-01-01 | 0 | MW
0 | 0 | System | Battery | Build Battery-Gen 2035 | Build Battery-Gen | Firm Generation Capacity | 1 | 2025-04-01 | 0 | MW
0 | 0 | System | Battery | Build Battery-Gen 2035 | Build Battery-Gen | Firm Generation Capacity | 1 | 2025-07-01 | 0 | MW
0 | 0 | System | Battery | Build Battery-Gen 2035 | Build Battery-Gen | Firm Generation Capacity | 1 | 2025-10-01 | 0 | MW
Build Battery-Gen 2035_Firm Generation Capacity2026 | Build Battery-Gen_Firm Generation Capacity2026 | System | Battery | Build Battery-Gen 2035 | Build Battery-Gen | Firm Generation Capacity | 1 | 2026-01-01 | 0 | MW
0 | 0 | System | Battery | Build Battery-Gen 2035 | Build Battery-Gen | Firm Generation Capacity | 1 | 2026-04-01 | 0 | MW
0 | 0 | System | Battery | Build Battery-Gen 2035 | Build Battery-Gen | Firm Generation Capacity | 1 | 2026-07-01 | 0 | MW
0 | 0 | System | Battery | Build Battery-Gen 2035 | Build Battery-Gen | Firm Generation Capacity | 1 | 2026-10-01 | 0 | MW
Build Battery-Gen 2035_Firm Generation Capacity2027 | Build Battery-Gen_Firm Generation Capacity2027 | System | Battery | Build Battery-Gen 2035 | Build Battery-Gen | Firm Generation Capacity | 1 | 2027-01-01 | 0 | MW
0 | 0 | System | Battery | Build Battery-Gen 2035 | Build Battery-Gen | Firm Generation Capacity | 1 | 2027-04-01 | 0 | MW
0 | 0 | System | Battery | Build Battery-Gen 2035 | Build Battery-Gen | Firm Generation Capacity | 1 | 2027-07-01 | 0 | MW
0 | 0 | System | Battery | Build Battery-Gen 2035 | Build Battery-Gen | Firm Generation Capacity | 1 | 2027-10-01 | 0 | MW
Build Battery-Gen 2035_Firm Generation Capacity2028 | Build Battery-Gen_Firm Generation Capacity2028 | System | Battery | Build Battery-Gen 2035 | Build Battery-Gen | Firm Generation Capacity | 1 | 2028-01-01 | 0 | MW
0 | 0 | System | Battery | Build Battery-Gen 2035 | Build Battery-Gen | Firm Generation Capacity | 1 | 2028-04-01 | 0 | MW
0 | 0 | System | Battery | Build Battery-Gen 2035 | Build Battery-Gen | Firm Generation Capacity | 1 | 2028-07-01 | 0 | MW
0 | 0 | System | Battery | Build Battery-Gen 2035 | Build Battery-Gen | Firm Generation Capacity | 1 | 2028-10-01 | 0 | MW
Build Battery-Gen 2035_Firm Generation Capacity2029 | Build Battery-Gen_Firm Generation Capacity2029 | System | Battery | Build Battery-Gen 2035 | Build Battery-Gen | Firm Generation Capacity | 1 | 2029-01-01 | 0 | MW
0 | 0 | System | Battery | Build Battery-Gen 2035 | Build Battery-Gen | Firm Generation Capacity | 1 | 2029-04-01 | 0 | MW
0 | 0 | System | Battery | Build Battery-Gen 2035 | Build Battery-Gen | Firm Generation Capacity | 1 | 2029-07-01 | 0 | MW
0 | 0 | System | Battery | Build Battery-Gen 2035 | Build Battery-Gen | Firm Generation Capacity | 1 | 2029-10-01 | 0 | MW
Build Battery-Gen 2035_Firm Generation Capacity2030 | Build Battery-Gen_Firm Generation Capacity2030 | System | Battery | Build Battery-Gen 2035 | Build Battery-Gen | Firm Generation Capacity | 1 | 2030-01-01 | 0 | MW
0 | 0 | System | Battery | Build Battery-Gen 2035 | Build Battery-Gen | Firm Generation Capacity | 1 | 2030-04-01 | 0 | MW
0 | 0 | System | Battery | Build Battery-Gen 2035 | Build Battery-Gen | Firm Generation Capacity | 1 | 2030-07-01 | 0 | MW
0 | 0 | System | Battery | Build Battery-Gen 2035 | Build Battery-Gen | Firm Generation Capacity | 1 | 2030-10-01 | 0 | MW
Build Battery-Gen 2035_Firm Generation Capacity2031 | Build Battery-Gen_Firm Generation Capacity2031 | System | Battery | Build Battery-Gen 2035 | Build Battery-Gen | Firm Generation Capacity | 1 | 2031-01-01 | 0 | MW
0 | 0 | System | Battery | Build Battery-Gen 2035 | Build Battery-Gen | Firm Generation Capacity | 1 | 2031-04-01 | 0 | MW
0 | 0 | System | Battery | Build Battery-Gen 2035 | Build Battery-Gen | Firm Generation Capacity | 1 | 2031-07-01 | 0 | MW
0 | 0 | System | Battery | Build Battery-Gen 2035 | Build Battery-Gen | Firm Generation Capacity | 1 | 2031-10-01 | 0 | MW
Build Battery-Gen 2035_Firm Generation Capacity2032 | Build Battery-Gen_Firm Generation Capacity2032 | System | Battery | Build Battery-Gen 2035 | Build Battery-Gen | Firm Generation Capacity | 1 | 2032-01-01 | 0 | MW
0 | 0 | System | Battery | Build Battery-Gen 2035 | Build Battery-Gen | Firm Generation Capacity | 1 | 2032-04-01 | 0 | MW
0 | 0 | System | Battery | Build Battery-Gen 2035 | Build Battery-Gen | Firm Generation Capacity | 1 | 2032-07-01 | 0 | MW
0 | 0 | System | Battery | Build Battery-Gen 2035 | Build Battery-Gen | Firm Generation Capacity | 1 | 2032-10-01 | 0 | MW
Build Battery-Gen 2035_Firm Generation Capacity2033 | Build Battery-Gen_Firm Generation Capacity2033 | System | Battery | Build Battery-Gen 2035 | Build Battery-Gen | Firm Generation Capacity | 1 | 2033-01-01 | 0 | MW
0 | 0 | System | Battery | Build Battery-Gen 2035 | Build Battery-Gen | Firm Generation Capacity | 1 | 2033-04-01 | 0 | MW
0 | 0 | System | Battery | Build Battery-Gen 2035 | Build Battery-Gen | Firm Generation Capacity | 1 | 2033-07-01 | 0 | MW
0 | 0 | System | Battery | Build Battery-Gen 2035 | Build Battery-Gen | Firm Generation Capacity | 1 | 2033-10-01 | 0 | MW
Build Battery-Gen 2035_Firm Generation Capacity2034 | Build Battery-Gen_Firm Generation Capacity2034 | System | Battery | Build Battery-Gen 2035 | Build Battery-Gen | Firm Generation Capacity | 1 | 2034-01-01 | 0 | MW
0 | 0 | System | Battery | Build Battery-Gen 2035 | Build Battery-Gen | Firm Generation Capacity | 1 | 2034-04-01 | 0 | MW
0 | 0 | System | Battery | Build Battery-Gen 2035 | Build Battery-Gen | Firm Generation Capacity | 1 | 2034-07-01 | 0 | MW
0 | 0 | System | Battery | Build Battery-Gen 2035 | Build Battery-Gen | Firm Generation Capacity | 1 | 2034-10-01 | 0 | MW
Build Battery-Gen 2035_Firm Generation Capacity2035 | Build Battery-Gen_Firm Generation Capacity2035 | System | Battery | Build Battery-Gen 2035 | Build Battery-Gen | Firm Generation Capacity | 1 | 2035-01-01 | 0 | MW
0 | 0 | System | Battery | Build Battery-Gen 2035 | Build Battery-Gen | Firm Generation Capacity | 1 | 2035-04-01 | 0 | MW
0 | 0 | System | Battery | Build Battery-Gen 2035 | Build Battery-Gen | Firm Generation Capacity | 1 | 2035-07-01 | 0 | MW
0 | 0 | System | Battery | Build Battery-Gen 2035 | Build Battery-Gen | Firm Generation Capacity | 1 | 2035-10-01 | 0 | MW
Build Battery-Gen 2035_Firm Generation Capacity2036 | Build Battery-Gen_Firm Generation Capacity2036 | System | Battery | Build Battery-Gen 2035 | Build Battery-Gen | Firm Generation Capacity | 1 | 2036-01-01 | 0 | MW
0 | 0 | System | Battery | Build Battery-Gen 2035 | Build Battery-Gen | Firm Generation Capacity | 1 | 2036-04-01 | 0 | MW
0 | 0 | System | Battery | Build Battery-Gen 2035 | Build Battery-Gen | Firm Generation Capacity | 1 | 2036-07-01 | 0 | MW
0 | 0 | System | Battery | Build Battery-Gen 2035 | Build Battery-Gen | Firm Generation Capacity | 1 | 2036-10-01 | 0 | MW
Build Battery-Gen 2035_Firm Generation Capacity2037 | Build Battery-Gen_Firm Generation Capacity2037 | System | Battery | Build Battery-Gen 2035 | Build Battery-Gen | Firm Generation Capacity | 1 | 2037-01-01 | 0 | MW
0 | 0 | System | Battery | Build Battery-Gen 2035 | Build Battery-Gen | Firm Generation Capacity | 1 | 2037-04-01 | 0 | MW
0 | 0 | System | Battery | Build Battery-Gen 2035 | Build Battery-Gen | Firm Generation Capacity | 1 | 2037-07-01 | 0 | MW
0 | 0 | System | Battery | Build Battery-Gen 2035 | Build Battery-Gen | Firm Generation Capacity | 1 | 2037-10-01 | 0 | MW
Build Battery-Gen 2035_Firm Generation Capacity2038 | Build Battery-Gen_Firm Generation Capacity2038 | System | Battery | Build Battery-Gen 2035 | Build Battery-Gen | Firm Generation Capacity | 1 | 2038-01-01 | 0 | MW
0 | 0 | System | Battery | Build Battery-Gen 2035 | Build Battery-Gen | Firm Generation Capacity | 1 | 2038-04-01 | 0 | MW
0 | 0 | System | Battery | Build Battery-Gen 2035 | Build Battery-Gen | Firm Generation Capacity | 1 | 2038-07-01 | 0 | MW
0 | 0 | System | Battery | Build Battery-Gen 2035 | Build Battery-Gen | Firm Generation Capacity | 1 | 2038-10-01 | 0 | MW
Build Battery-Gen 2035_Firm Generation Capacity2039 | Build Battery-Gen_Firm Generation Capacity2039 | System | Battery | Build Battery-Gen 2035 | Build Battery-Gen | Firm Generation Capacity | 1 | 2039-01-01 | 0 | MW
0 | 0 | System | Battery | Build Battery-Gen 2035 | Build Battery-Gen | Firm Generation Capacity | 1 | 2039-04-01 | 0 | MW
0 | 0 | System | Battery | Build Battery-Gen 2035 | Build Battery-Gen | Firm Generation Capacity | 1 | 2039-07-01 | 0 | MW
0 | 0 | System | Battery | Build Battery-Gen 2035 | Build Battery-Gen | Firm Generation Capacity | 1 | 2039-10-01 | 0 | MW
Build Battery-Gen 2035_Firm Generation Capacity2040 | Build Battery-Gen_Firm Generation Capacity2040 | System | Battery | Build Battery-Gen 2035 | Build Battery-Gen | Firm Generation Capacity | 1 | 2040-01-01 | 0 | MW
0 | 0 | System | Battery | Build Battery-Gen 2035 | Build Battery-Gen | Firm Generation Capacity | 1 | 2040-04-01 | 0 | MW
0 | 0 | System | Battery | Build Battery-Gen 2035 | Build Battery-Gen | Firm Generation Capacity | 1 | 2040-07-01 | 0 | MW
0 | 0 | System | Battery | Build Battery-Gen 2035 | Build Battery-Gen | Firm Generation Capacity | 1 | 2040-10-01 | 0 | MW
Build Battery-Gen 2035_Firm Generation Capacity2041 | Build Battery-Gen_Firm Generation Capacity2041 | System | Battery | Build Battery-Gen 2035 | Build Battery-Gen | Firm Generation Capacity | 1 | 2041-01-01 | 0 | MW
0 | 0 | System | Battery | Build Battery-Gen 2035 | Build Battery-Gen | Firm Generation Capacity | 1 | 2041-04-01 | 0 | MW
0 | 0 | System | Battery | Build Battery-Gen 2035 | Build Battery-Gen | Firm Generation Capacity | 1 | 2041-07-01 | 0 | MW
0 | 0 | System | Battery | Build Battery-Gen 2035 | Build Battery-Gen | Firm Generation Capacity | 1 | 2041-10-01 | 0 | MW
Build Battery-Gen 2035_Firm Generation Capacity2042 | Build Battery-Gen_Firm Generation Capacity2042 | System | Battery | Build Battery-Gen 2035 | Build Battery-Gen | Firm Generation Capacity | 1 | 2042-01-01 | 0 | MW
0 | 0 | System | Battery | Build Battery-Gen 2035 | Build Battery-Gen | Firm Generation Capacity | 1 | 2042-04-01 | 0 | MW
0 | 0 | System | Battery | Build Battery-Gen 2035 | Build Battery-Gen | Firm Generation Capacity | 1 | 2042-07-01 | 0 | MW
0 | 0 | System | Battery | Build Battery-Gen 2035 | Build Battery-Gen | Firm Generation Capacity | 1 | 2042-10-01 | 0 | MW
Build Battery-Gen 2035_Firm Generation Capacity2043 | Build Battery-Gen_Firm Generation Capacity2043 | System | Battery | Build Battery-Gen 2035 | Build Battery-Gen | Firm Generation Capacity | 1 | 2043-01-01 | 0 | MW
0 | 0 | System | Battery | Build Battery-Gen 2035 | Build Battery-Gen | Firm Generation Capacity | 1 | 2043-04-01 | 0 | MW
0 | 0 | System | Battery | Build Battery-Gen 2035 | Build Battery-Gen | Firm Generation Capacity | 1 | 2043-07-01 | 0 | MW
0 | 0 | System | Battery | Build Battery-Gen 2035 | Build Battery-Gen | Firm Generation Capacity | 1 | 2043-10-01 | 0 | MW
Build Battery-Gen 2036_Firm Generation Capacity2024 | Build Battery-Gen_Firm Generation Capacity2024 | System | Battery | Build Battery-Gen 2036 | Build Battery-Gen | Firm Generation Capacity | 1 | 2024-01-01 | 0 | MW
0 | 0 | System | Battery | Build Battery-Gen 2036 | Build Battery-Gen | Firm Generation Capacity | 1 | 2024-04-01 | 0 | MW
0 | 0 | System | Battery | Build Battery-Gen 2036 | Build Battery-Gen | Firm Generation Capacity | 1 | 2024-07-01 | 0 | MW
0 | 0 | System | Battery | Build Battery-Gen 2036 | Build Battery-Gen | Firm Generation Capacity | 1 | 2024-10-01 | 0 | MW
Build Battery-Gen 2036_Firm Generation Capacity2025 | Build Battery-Gen_Firm Generation Capacity2025 | System | Battery | Build Battery-Gen 2036 | Build Battery-Gen | Firm Generation Capacity | 1 | 2025-01-01 | 0 | MW
0 | 0 | System | Battery | Build Battery-Gen 2036 | Build Battery-Gen | Firm Generation Capacity | 1 | 2025-04-01 | 0 | MW
0 | 0 | System | Battery | Build Battery-Gen 2036 | Build Battery-Gen | Firm Generation Capacity | 1 | 2025-07-01 | 0 | MW
0 | 0 | System | Battery | Build Battery-Gen 2036 | Build Battery-Gen | Firm Generation Capacity | 1 | 2025-10-01 | 0 | MW
Build Battery-Gen 2036_Firm Generation Capacity2026 | Build Battery-Gen_Firm Generation Capacity2026 | System | Battery | Build Battery-Gen 2036 | Build Battery-Gen | Firm Generation Capacity | 1 | 2026-01-01 | 0 | MW
0 | 0 | System | Battery | Build Battery-Gen 2036 | Build Battery-Gen | Firm Generation Capacity | 1 | 2026-04-01 | 0 | MW
0 | 0 | System | Battery | Build Battery-Gen 2036 | Build Battery-Gen | Firm Generation Capacity | 1 | 2026-07-01 | 0 | MW
0 | 0 | System | Battery | Build Battery-Gen 2036 | Build Battery-Gen | Firm Generation Capacity | 1 | 2026-10-01 | 0 | MW
Build Battery-Gen 2036_Firm Generation Capacity2027 | Build Battery-Gen_Firm Generation Capacity2027 | System | Battery | Build Battery-Gen 2036 | Build Battery-Gen | Firm Generation Capacity | 1 | 2027-01-01 | 0 | MW
0 | 0 | System | Battery | Build Battery-Gen 2036 | Build Battery-Gen | Firm Generation Capacity | 1 | 2027-04-01 | 0 | MW
0 | 0 | System | Battery | Build Battery-Gen 2036 | Build Battery-Gen | Firm Generation Capacity | 1 | 2027-07-01 | 0 | MW
0 | 0 | System | Battery | Build Battery-Gen 2036 | Build Battery-Gen | Firm Generation Capacity | 1 | 2027-10-01 | 0 | MW
Build Battery-Gen 2036_Firm Generation Capacity2028 | Build Battery-Gen_Firm Generation Capacity2028 | System | Battery | Build Battery-Gen 2036 | Build Battery-Gen | Firm Generation Capacity | 1 | 2028-01-01 | 0 | MW
0 | 0 | System | Battery | Build Battery-Gen 2036 | Build Battery-Gen | Firm Generation Capacity | 1 | 2028-04-01 | 0 | MW
0 | 0 | System | Battery | Build Battery-Gen 2036 | Build Battery-Gen | Firm Generation Capacity | 1 | 2028-07-01 | 0 | MW
0 | 0 | System | Battery | Build Battery-Gen 2036 | Build Battery-Gen | Firm Generation Capacity | 1 | 2028-10-01 | 0 | MW
Build Battery-Gen 2036_Firm Generation Capacity2029 | Build Battery-Gen_Firm Generation Capacity2029 | System | Battery | Build Battery-Gen 2036 | Build Battery-Gen | Firm Generation Capacity | 1 | 2029-01-01 | 0 | MW
0 | 0 | System | Battery | Build Battery-Gen 2036 | Build Battery-Gen | Firm Generation Capacity | 1 | 2029-04-01 | 0 | MW
0 | 0 | System | Battery | Build Battery-Gen 2036 | Build Battery-Gen | Firm Generation Capacity | 1 | 2029-07-01 | 0 | MW
0 | 0 | System | Battery | Build Battery-Gen 2036 | Build Battery-Gen | Firm Generation Capacity | 1 | 2029-10-01 | 0 | MW
Build Battery-Gen 2036_Firm Generation Capacity2030 | Build Battery-Gen_Firm Generation Capacity2030 | System | Battery | Build Battery-Gen 2036 | Build Battery-Gen | Firm Generation Capacity | 1 | 2030-01-01 | 0 | MW
0 | 0 | System | Battery | Build Battery-Gen 2036 | Build Battery-Gen | Firm Generation Capacity | 1 | 2030-04-01 | 0 | MW
0 | 0 | System | Battery | Build Battery-Gen 2036 | Build Battery-Gen | Firm Generation Capacity | 1 | 2030-07-01 | 0 | MW
0 | 0 | System | Battery | Build Battery-Gen 2036 | Build Battery-Gen | Firm Generation Capacity | 1 | 2030-10-01 | 0 | MW
Build Battery-Gen 2036_Firm Generation Capacity2031 | Build Battery-Gen_Firm Generation Capacity2031 | System | Battery | Build Battery-Gen 2036 | Build Battery-Gen | Firm Generation Capacity | 1 | 2031-01-01 | 0 | MW
0 | 0 | System | Battery | Build Battery-Gen 2036 | Build Battery-Gen | Firm Generation Capacity | 1 | 2031-04-01 | 0 | MW
0 | 0 | System | Battery | Build Battery-Gen 2036 | Build Battery-Gen | Firm Generation Capacity | 1 | 2031-07-01 | 0 | MW
0 | 0 | System | Battery | Build Battery-Gen 2036 | Build Battery-Gen | Firm Generation Capacity | 1 | 2031-10-01 | 0 | MW
Build Battery-Gen 2036_Firm Generation Capacity2032 | Build Battery-Gen_Firm Generation Capacity2032 | System | Battery | Build Battery-Gen 2036 | Build Battery-Gen | Firm Generation Capacity | 1 | 2032-01-01 | 0 | MW
0 | 0 | System | Battery | Build Battery-Gen 2036 | Build Battery-Gen | Firm Generation Capacity | 1 | 2032-04-01 | 0 | MW
0 | 0 | System | Battery | Build Battery-Gen 2036 | Build Battery-Gen | Firm Generation Capacity | 1 | 2032-07-01 | 0 | MW
0 | 0 | System | Battery | Build Battery-Gen 2036 | Build Battery-Gen | Firm Generation Capacity | 1 | 2032-10-01 | 0 | MW
Build Battery-Gen 2036_Firm Generation Capacity2033 | Build Battery-Gen_Firm Generation Capacity2033 | System | Battery | Build Battery-Gen 2036 | Build Battery-Gen | Firm Generation Capacity | 1 | 2033-01-01 | 0 | MW
0 | 0 | System | Battery | Build Battery-Gen 2036 | Build Battery-Gen | Firm Generation Capacity | 1 | 2033-04-01 | 0 | MW
0 | 0 | System | Battery | Build Battery-Gen 2036 | Build Battery-Gen | Firm Generation Capacity | 1 | 2033-07-01 | 0 | MW
0 | 0 | System | Battery | Build Battery-Gen 2036 | Build Battery-Gen | Firm Generation Capacity | 1 | 2033-10-01 | 0 | MW
Build Battery-Gen 2036_Firm Generation Capacity2034 | Build Battery-Gen_Firm Generation Capacity2034 | System | Battery | Build Battery-Gen 2036 | Build Battery-Gen | Firm Generation Capacity | 1 | 2034-01-01 | 0 | MW
0 | 0 | System | Battery | Build Battery-Gen 2036 | Build Battery-Gen | Firm Generation Capacity | 1 | 2034-04-01 | 0 | MW
0 | 0 | System | Battery | Build Battery-Gen 2036 | Build Battery-Gen | Firm Generation Capacity | 1 | 2034-07-01 | 0 | MW
0 | 0 | System | Battery | Build Battery-Gen 2036 | Build Battery-Gen | Firm Generation Capacity | 1 | 2034-10-01 | 0 | MW
Build Battery-Gen 2036_Firm Generation Capacity2035 | Build Battery-Gen_Firm Generation Capacity2035 | System | Battery | Build Battery-Gen 2036 | Build Battery-Gen | Firm Generation Capacity | 1 | 2035-01-01 | 0 | MW
0 | 0 | System | Battery | Build Battery-Gen 2036 | Build Battery-Gen | Firm Generation Capacity | 1 | 2035-04-01 | 0 | MW
0 | 0 | System | Battery | Build Battery-Gen 2036 | Build Battery-Gen | Firm Generation Capacity | 1 | 2035-07-01 | 0 | MW
0 | 0 | System | Battery | Build Battery-Gen 2036 | Build Battery-Gen | Firm Generation Capacity | 1 | 2035-10-01 | 0 | MW
Build Battery-Gen 2036_Firm Generation Capacity2036 | Build Battery-Gen_Firm Generation Capacity2036 | System | Battery | Build Battery-Gen 2036 | Build Battery-Gen | Firm Generation Capacity | 1 | 2036-01-01 | 0 | MW
0 | 0 | System | Battery | Build Battery-Gen 2036 | Build Battery-Gen | Firm Generation Capacity | 1 | 2036-04-01 | 0 | MW
0 | 0 | System | Battery | Build Battery-Gen 2036 | Build Battery-Gen | Firm Generation Capacity | 1 | 2036-07-01 | 0 | MW
0 | 0 | System | Battery | Build Battery-Gen 2036 | Build Battery-Gen | Firm Generation Capacity | 1 | 2036-10-01 | 0 | MW
Build Battery-Gen 2036_Firm Generation Capacity2037 | Build Battery-Gen_Firm Generation Capacity2037 | System | Battery | Build Battery-Gen 2036 | Build Battery-Gen | Firm Generation Capacity | 1 | 2037-01-01 | 0 | MW
0 | 0 | System | Battery | Build Battery-Gen 2036 | Build Battery-Gen | Firm Generation Capacity | 1 | 2037-04-01 | 0 | MW
0 | 0 | System | Battery | Build Battery-Gen 2036 | Build Battery-Gen | Firm Generation Capacity | 1 | 2037-07-01 | 0 | MW
0 | 0 | System | Battery | Build Battery-Gen 2036 | Build Battery-Gen | Firm Generation Capacity | 1 | 2037-10-01 | 0 | MW
Build Battery-Gen 2036_Firm Generation Capacity2038 | Build Battery-Gen_Firm Generation Capacity2038 | System | Battery | Build Battery-Gen 2036 | Build Battery-Gen | Firm Generation Capacity | 1 | 2038-01-01 | 0 | MW
0 | 0 | System | Battery | Build Battery-Gen 2036 | Build Battery-Gen | Firm Generation Capacity | 1 | 2038-04-01 | 0 | MW
0 | 0 | System | Battery | Build Battery-Gen 2036 | Build Battery-Gen | Firm Generation Capacity | 1 | 2038-07-01 | 0 | MW
0 | 0 | System | Battery | Build Battery-Gen 2036 | Build Battery-Gen | Firm Generation Capacity | 1 | 2038-10-01 | 0 | MW
Build Battery-Gen 2036_Firm Generation Capacity2039 | Build Battery-Gen_Firm Generation Capacity2039 | System | Battery | Build Battery-Gen 2036 | Build Battery-Gen | Firm Generation Capacity | 1 | 2039-01-01 | 0 | MW
0 | 0 | System | Battery | Build Battery-Gen 2036 | Build Battery-Gen | Firm Generation Capacity | 1 | 2039-04-01 | 0 | MW
0 | 0 | System | Battery | Build Battery-Gen 2036 | Build Battery-Gen | Firm Generation Capacity | 1 | 2039-07-01 | 0 | MW
0 | 0 | System | Battery | Build Battery-Gen 2036 | Build Battery-Gen | Firm Generation Capacity | 1 | 2039-10-01 | 0 | MW
Build Battery-Gen 2036_Firm Generation Capacity2040 | Build Battery-Gen_Firm Generation Capacity2040 | System | Battery | Build Battery-Gen 2036 | Build Battery-Gen | Firm Generation Capacity | 1 | 2040-01-01 | 0 | MW
0 | 0 | System | Battery | Build Battery-Gen 2036 | Build Battery-Gen | Firm Generation Capacity | 1 | 2040-04-01 | 0 | MW
0 | 0 | System | Battery | Build Battery-Gen 2036 | Build Battery-Gen | Firm Generation Capacity | 1 | 2040-07-01 | 0 | MW
0 | 0 | System | Battery | Build Battery-Gen 2036 | Build Battery-Gen | Firm Generation Capacity | 1 | 2040-10-01 | 0 | MW
Build Battery-Gen 2036_Firm Generation Capacity2041 | Build Battery-Gen_Firm Generation Capacity2041 | System | Battery | Build Battery-Gen 2036 | Build Battery-Gen | Firm Generation Capacity | 1 | 2041-01-01 | 0 | MW
0 | 0 | System | Battery | Build Battery-Gen 2036 | Build Battery-Gen | Firm Generation Capacity | 1 | 2041-04-01 | 0 | MW
0 | 0 | System | Battery | Build Battery-Gen 2036 | Build Battery-Gen | Firm Generation Capacity | 1 | 2041-07-01 | 0 | MW
0 | 0 | System | Battery | Build Battery-Gen 2036 | Build Battery-Gen | Firm Generation Capacity | 1 | 2041-10-01 | 0 | MW
Build Battery-Gen 2036_Firm Generation Capacity2042 | Build Battery-Gen_Firm Generation Capacity2042 | System | Battery | Build Battery-Gen 2036 | Build Battery-Gen | Firm Generation Capacity | 1 | 2042-01-01 | 0 | MW
0 | 0 | System | Battery | Build Battery-Gen 2036 | Build Battery-Gen | Firm Generation Capacity | 1 | 2042-04-01 | 0 | MW
0 | 0 | System | Battery | Build Battery-Gen 2036 | Build Battery-Gen | Firm Generation Capacity | 1 | 2042-07-01 | 0 | MW
0 | 0 | System | Battery | Build Battery-Gen 2036 | Build Battery-Gen | Firm Generation Capacity | 1 | 2042-10-01 | 0 | MW
Build Battery-Gen 2036_Firm Generation Capacity2043 | Build Battery-Gen_Firm Generation Capacity2043 | System | Battery | Build Battery-Gen 2036 | Build Battery-Gen | Firm Generation Capacity | 1 | 2043-01-01 | 0 | MW
0 | 0 | System | Battery | Build Battery-Gen 2036 | Build Battery-Gen | Firm Generation Capacity | 1 | 2043-04-01 | 0 | MW
0 | 0 | System | Battery | Build Battery-Gen 2036 | Build Battery-Gen | Firm Generation Capacity | 1 | 2043-07-01 | 0 | MW
0 | 0 | System | Battery | Build Battery-Gen 2036 | Build Battery-Gen | Firm Generation Capacity | 1 | 2043-10-01 | 0 | MW
Build Battery-Gen 2037_Firm Generation Capacity2024 | Build Battery-Gen_Firm Generation Capacity2024 | System | Battery | Build Battery-Gen 2037 | Build Battery-Gen | Firm Generation Capacity | 1 | 2024-01-01 | 0 | MW
0 | 0 | System | Battery | Build Battery-Gen 2037 | Build Battery-Gen | Firm Generation Capacity | 1 | 2024-04-01 | 0 | MW
0 | 0 | System | Battery | Build Battery-Gen 2037 | Build Battery-Gen | Firm Generation Capacity | 1 | 2024-07-01 | 0 | MW
0 | 0 | System | Battery | Build Battery-Gen 2037 | Build Battery-Gen | Firm Generation Capacity | 1 | 2024-10-01 | 0 | MW
Build Battery-Gen 2037_Firm Generation Capacity2025 | Build Battery-Gen_Firm Generation Capacity2025 | System | Battery | Build Battery-Gen 2037 | Build Battery-Gen | Firm Generation Capacity | 1 | 2025-01-01 | 0 | MW
0 | 0 | System | Battery | Build Battery-Gen 2037 | Build Battery-Gen | Firm Generation Capacity | 1 | 2025-04-01 | 0 | MW
0 | 0 | System | Battery | Build Battery-Gen 2037 | Build Battery-Gen | Firm Generation Capacity | 1 | 2025-07-01 | 0 | MW
0 | 0 | System | Battery | Build Battery-Gen 2037 | Build Battery-Gen | Firm Generation Capacity | 1 | 2025-10-01 | 0 | MW
Build Battery-Gen 2037_Firm Generation Capacity2026 | Build Battery-Gen_Firm Generation Capacity2026 | System | Battery | Build Battery-Gen 2037 | Build Battery-Gen | Firm Generation Capacity | 1 | 2026-01-01 | 0 | MW
0 | 0 | System | Battery | Build Battery-Gen 2037 | Build Battery-Gen | Firm Generation Capacity | 1 | 2026-04-01 | 0 | MW
0 | 0 | System | Battery | Build Battery-Gen 2037 | Build Battery-Gen | Firm Generation Capacity | 1 | 2026-07-01 | 0 | MW
0 | 0 | System | Battery | Build Battery-Gen 2037 | Build Battery-Gen | Firm Generation Capacity | 1 | 2026-10-01 | 0 | MW
Build Battery-Gen 2037_Firm Generation Capacity2027 | Build Battery-Gen_Firm Generation Capacity2027 | System | Battery | Build Battery-Gen 2037 | Build Battery-Gen | Firm Generation Capacity | 1 | 2027-01-01 | 0 | MW
0 | 0 | System | Battery | Build Battery-Gen 2037 | Build Battery-Gen | Firm Generation Capacity | 1 | 2027-04-01 | 0 | MW
0 | 0 | System | Battery | Build Battery-Gen 2037 | Build Battery-Gen | Firm Generation Capacity | 1 | 2027-07-01 | 0 | MW
0 | 0 | System | Battery | Build Battery-Gen 2037 | Build Battery-Gen | Firm Generation Capacity | 1 | 2027-10-01 | 0 | MW
Build Battery-Gen 2037_Firm Generation Capacity2028 | Build Battery-Gen_Firm Generation Capacity2028 | System | Battery | Build Battery-Gen 2037 | Build Battery-Gen | Firm Generation Capacity | 1 | 2028-01-01 | 0 | MW
0 | 0 | System | Battery | Build Battery-Gen 2037 | Build Battery-Gen | Firm Generation Capacity | 1 | 2028-04-01 | 0 | MW
0 | 0 | System | Battery | Build Battery-Gen 2037 | Build Battery-Gen | Firm Generation Capacity | 1 | 2028-07-01 | 0 | MW
0 | 0 | System | Battery | Build Battery-Gen 2037 | Build Battery-Gen | Firm Generation Capacity | 1 | 2028-10-01 | 0 | MW
Build Battery-Gen 2037_Firm Generation Capacity2029 | Build Battery-Gen_Firm Generation Capacity2029 | System | Battery | Build Battery-Gen 2037 | Build Battery-Gen | Firm Generation Capacity | 1 | 2029-01-01 | 0 | MW
0 | 0 | System | Battery | Build Battery-Gen 2037 | Build Battery-Gen | Firm Generation Capacity | 1 | 2029-04-01 | 0 | MW
0 | 0 | System | Battery | Build Battery-Gen 2037 | Build Battery-Gen | Firm Generation Capacity | 1 | 2029-07-01 | 0 | MW
0 | 0 | System | Battery | Build Battery-Gen 2037 | Build Battery-Gen | Firm Generation Capacity | 1 | 2029-10-01 | 0 | MW
Build Battery-Gen 2037_Firm Generation Capacity2030 | Build Battery-Gen_Firm Generation Capacity2030 | System | Battery | Build Battery-Gen 2037 | Build Battery-Gen | Firm Generation Capacity | 1 | 2030-01-01 | 0 | MW
0 | 0 | System | Battery | Build Battery-Gen 2037 | Build Battery-Gen | Firm Generation Capacity | 1 | 2030-04-01 | 0 | MW
0 | 0 | System | Battery | Build Battery-Gen 2037 | Build Battery-Gen | Firm Generation Capacity | 1 | 2030-07-01 | 0 | MW
0 | 0 | System | Battery | Build Battery-Gen 2037 | Build Battery-Gen | Firm Generation Capacity | 1 | 2030-10-01 | 0 | MW
Build Battery-Gen 2037_Firm Generation Capacity2031 | Build Battery-Gen_Firm Generation Capacity2031 | System | Battery | Build Battery-Gen 2037 | Build Battery-Gen | Firm Generation Capacity | 1 | 2031-01-01 | 0 | MW
0 | 0 | System | Battery | Build Battery-Gen 2037 | Build Battery-Gen | Firm Generation Capacity | 1 | 2031-04-01 | 0 | MW
0 | 0 | System | Battery | Build Battery-Gen 2037 | Build Battery-Gen | Firm Generation Capacity | 1 | 2031-07-01 | 0 | MW
0 | 0 | System | Battery | Build Battery-Gen 2037 | Build Battery-Gen | Firm Generation Capacity | 1 | 2031-10-01 | 0 | MW
Build Battery-Gen 2037_Firm Generation Capacity2032 | Build Battery-Gen_Firm Generation Capacity2032 | System | Battery | Build Battery-Gen 2037 | Build Battery-Gen | Firm Generation Capacity | 1 | 2032-01-01 | 0 | MW
0 | 0 | System | Battery | Build Battery-Gen 2037 | Build Battery-Gen | Firm Generation Capacity | 1 | 2032-04-01 | 0 | MW
0 | 0 | System | Battery | Build Battery-Gen 2037 | Build Battery-Gen | Firm Generation Capacity | 1 | 2032-07-01 | 0 | MW
0 | 0 | System | Battery | Build Battery-Gen 2037 | Build Battery-Gen | Firm Generation Capacity | 1 | 2032-10-01 | 0 | MW
Build Battery-Gen 2037_Firm Generation Capacity2033 | Build Battery-Gen_Firm Generation Capacity2033 | System | Battery | Build Battery-Gen 2037 | Build Battery-Gen | Firm Generation Capacity | 1 | 2033-01-01 | 0 | MW
0 | 0 | System | Battery | Build Battery-Gen 2037 | Build Battery-Gen | Firm Generation Capacity | 1 | 2033-04-01 | 0 | MW
0 | 0 | System | Battery | Build Battery-Gen 2037 | Build Battery-Gen | Firm Generation Capacity | 1 | 2033-07-01 | 0 | MW
0 | 0 | System | Battery | Build Battery-Gen 2037 | Build Battery-Gen | Firm Generation Capacity | 1 | 2033-10-01 | 0 | MW
Build Battery-Gen 2037_Firm Generation Capacity2034 | Build Battery-Gen_Firm Generation Capacity2034 | System | Battery | Build Battery-Gen 2037 | Build Battery-Gen | Firm Generation Capacity | 1 | 2034-01-01 | 0 | MW
0 | 0 | System | Battery | Build Battery-Gen 2037 | Build Battery-Gen | Firm Generation Capacity | 1 | 2034-04-01 | 0 | MW
0 | 0 | System | Battery | Build Battery-Gen 2037 | Build Battery-Gen | Firm Generation Capacity | 1 | 2034-07-01 | 0 | MW
0 | 0 | System | Battery | Build Battery-Gen 2037 | Build Battery-Gen | Firm Generation Capacity | 1 | 2034-10-01 | 0 | MW
Build Battery-Gen 2037_Firm Generation Capacity2035 | Build Battery-Gen_Firm Generation Capacity2035 | System | Battery | Build Battery-Gen 2037 | Build Battery-Gen | Firm Generation Capacity | 1 | 2035-01-01 | 0 | MW
0 | 0 | System | Battery | Build Battery-Gen 2037 | Build Battery-Gen | Firm Generation Capacity | 1 | 2035-04-01 | 0 | MW
0 | 0 | System | Battery | Build Battery-Gen 2037 | Build Battery-Gen | Firm Generation Capacity | 1 | 2035-07-01 | 0 | MW
0 | 0 | System | Battery | Build Battery-Gen 2037 | Build Battery-Gen | Firm Generation Capacity | 1 | 2035-10-01 | 0 | MW
Build Battery-Gen 2037_Firm Generation Capacity2036 | Build Battery-Gen_Firm Generation Capacity2036 | System | Battery | Build Battery-Gen 2037 | Build Battery-Gen | Firm Generation Capacity | 1 | 2036-01-01 | 0 | MW
0 | 0 | System | Battery | Build Battery-Gen 2037 | Build Battery-Gen | Firm Generation Capacity | 1 | 2036-04-01 | 0 | MW
0 | 0 | System | Battery | Build Battery-Gen 2037 | Build Battery-Gen | Firm Generation Capacity | 1 | 2036-07-01 | 0 | MW
0 | 0 | System | Battery | Build Battery-Gen 2037 | Build Battery-Gen | Firm Generation Capacity | 1 | 2036-10-01 | 0 | MW
Build Battery-Gen 2037_Firm Generation Capacity2037 | Build Battery-Gen_Firm Generation Capacity2037 | System | Battery | Build Battery-Gen 2037 | Build Battery-Gen | Firm Generation Capacity | 1 | 2037-01-01 | 0 | MW
0 | 0 | System | Battery | Build Battery-Gen 2037 | Build Battery-Gen | Firm Generation Capacity | 1 | 2037-04-01 | 0 | MW
0 | 0 | System | Battery | Build Battery-Gen 2037 | Build Battery-Gen | Firm Generation Capacity | 1 | 2037-07-01 | 0 | MW
0 | 0 | System | Battery | Build Battery-Gen 2037 | Build Battery-Gen | Firm Generation Capacity | 1 | 2037-10-01 | 0 | MW
Build Battery-Gen 2037_Firm Generation Capacity2038 | Build Battery-Gen_Firm Generation Capacity2038 | System | Battery | Build Battery-Gen 2037 | Build Battery-Gen | Firm Generation Capacity | 1 | 2038-01-01 | 0 | MW
0 | 0 | System | Battery | Build Battery-Gen 2037 | Build Battery-Gen | Firm Generation Capacity | 1 | 2038-04-01 | 0 | MW
0 | 0 | System | Battery | Build Battery-Gen 2037 | Build Battery-Gen | Firm Generation Capacity | 1 | 2038-07-01 | 0 | MW
0 | 0 | System | Battery | Build Battery-Gen 2037 | Build Battery-Gen | Firm Generation Capacity | 1 | 2038-10-01 | 0 | MW
Build Battery-Gen 2037_Firm Generation Capacity2039 | Build Battery-Gen_Firm Generation Capacity2039 | System | Battery | Build Battery-Gen 2037 | Build Battery-Gen | Firm Generation Capacity | 1 | 2039-01-01 | 0 | MW
0 | 0 | System | Battery | Build Battery-Gen 2037 | Build Battery-Gen | Firm Generation Capacity | 1 | 2039-04-01 | 0 | MW
0 | 0 | System | Battery | Build Battery-Gen 2037 | Build Battery-Gen | Firm Generation Capacity | 1 | 2039-07-01 | 0 | MW
0 | 0 | System | Battery | Build Battery-Gen 2037 | Build Battery-Gen | Firm Generation Capacity | 1 | 2039-10-01 | 0 | MW
Build Battery-Gen 2037_Firm Generation Capacity2040 | Build Battery-Gen_Firm Generation Capacity2040 | System | Battery | Build Battery-Gen 2037 | Build Battery-Gen | Firm Generation Capacity | 1 | 2040-01-01 | 0 | MW
0 | 0 | System | Battery | Build Battery-Gen 2037 | Build Battery-Gen | Firm Generation Capacity | 1 | 2040-04-01 | 0 | MW
0 | 0 | System | Battery | Build Battery-Gen 2037 | Build Battery-Gen | Firm Generation Capacity | 1 | 2040-07-01 | 0 | MW
0 | 0 | System | Battery | Build Battery-Gen 2037 | Build Battery-Gen | Firm Generation Capacity | 1 | 2040-10-01 | 0 | MW
Build Battery-Gen 2037_Firm Generation Capacity2041 | Build Battery-Gen_Firm Generation Capacity2041 | System | Battery | Build Battery-Gen 2037 | Build Battery-Gen | Firm Generation Capacity | 1 | 2041-01-01 | 0 | MW
0 | 0 | System | Battery | Build Battery-Gen 2037 | Build Battery-Gen | Firm Generation Capacity | 1 | 2041-04-01 | 0 | MW
0 | 0 | System | Battery | Build Battery-Gen 2037 | Build Battery-Gen | Firm Generation Capacity | 1 | 2041-07-01 | 0 | MW
0 | 0 | System | Battery | Build Battery-Gen 2037 | Build Battery-Gen | Firm Generation Capacity | 1 | 2041-10-01 | 0 | MW
Build Battery-Gen 2037_Firm Generation Capacity2042 | Build Battery-Gen_Firm Generation Capacity2042 | System | Battery | Build Battery-Gen 2037 | Build Battery-Gen | Firm Generation Capacity | 1 | 2042-01-01 | 0 | MW
0 | 0 | System | Battery | Build Battery-Gen 2037 | Build Battery-Gen | Firm Generation Capacity | 1 | 2042-04-01 | 0 | MW
0 | 0 | System | Battery | Build Battery-Gen 2037 | Build Battery-Gen | Firm Generation Capacity | 1 | 2042-07-01 | 0 | MW
0 | 0 | System | Battery | Build Battery-Gen 2037 | Build Battery-Gen | Firm Generation Capacity | 1 | 2042-10-01 | 0 | MW
Build Battery-Gen 2037_Firm Generation Capacity2043 | Build Battery-Gen_Firm Generation Capacity2043 | System | Battery | Build Battery-Gen 2037 | Build Battery-Gen | Firm Generation Capacity | 1 | 2043-01-01 | 0 | MW
0 | 0 | System | Battery | Build Battery-Gen 2037 | Build Battery-Gen | Firm Generation Capacity | 1 | 2043-04-01 | 0 | MW
0 | 0 | System | Battery | Build Battery-Gen 2037 | Build Battery-Gen | Firm Generation Capacity | 1 | 2043-07-01 | 0 | MW
0 | 0 | System | Battery | Build Battery-Gen 2037 | Build Battery-Gen | Firm Generation Capacity | 1 | 2043-10-01 | 0 | MW
Build Battery-Gen 2038_Firm Generation Capacity2024 | Build Battery-Gen_Firm Generation Capacity2024 | System | Battery | Build Battery-Gen 2038 | Build Battery-Gen | Firm Generation Capacity | 1 | 2024-01-01 | 0 | MW
0 | 0 | System | Battery | Build Battery-Gen 2038 | Build Battery-Gen | Firm Generation Capacity | 1 | 2024-04-01 | 0 | MW
0 | 0 | System | Battery | Build Battery-Gen 2038 | Build Battery-Gen | Firm Generation Capacity | 1 | 2024-07-01 | 0 | MW
0 | 0 | System | Battery | Build Battery-Gen 2038 | Build Battery-Gen | Firm Generation Capacity | 1 | 2024-10-01 | 0 | MW
Build Battery-Gen 2038_Firm Generation Capacity2025 | Build Battery-Gen_Firm Generation Capacity2025 | System | Battery | Build Battery-Gen 2038 | Build Battery-Gen | Firm Generation Capacity | 1 | 2025-01-01 | 0 | MW
0 | 0 | System | Battery | Build Battery-Gen 2038 | Build Battery-Gen | Firm Generation Capacity | 1 | 2025-04-01 | 0 | MW
0 | 0 | System | Battery | Build Battery-Gen 2038 | Build Battery-Gen | Firm Generation Capacity | 1 | 2025-07-01 | 0 | MW
0 | 0 | System | Battery | Build Battery-Gen 2038 | Build Battery-Gen | Firm Generation Capacity | 1 | 2025-10-01 | 0 | MW
Build Battery-Gen 2038_Firm Generation Capacity2026 | Build Battery-Gen_Firm Generation Capacity2026 | System | Battery | Build Battery-Gen 2038 | Build Battery-Gen | Firm Generation Capacity | 1 | 2026-01-01 | 0 | MW
0 | 0 | System | Battery | Build Battery-Gen 2038 | Build Battery-Gen | Firm Generation Capacity | 1 | 2026-04-01 | 0 | MW
0 | 0 | System | Battery | Build Battery-Gen 2038 | Build Battery-Gen | Firm Generation Capacity | 1 | 2026-07-01 | 0 | MW
0 | 0 | System | Battery | Build Battery-Gen 2038 | Build Battery-Gen | Firm Generation Capacity | 1 | 2026-10-01 | 0 | MW
Build Battery-Gen 2038_Firm Generation Capacity2027 | Build Battery-Gen_Firm Generation Capacity2027 | System | Battery | Build Battery-Gen 2038 | Build Battery-Gen | Firm Generation Capacity | 1 | 2027-01-01 | 0 | MW
0 | 0 | System | Battery | Build Battery-Gen 2038 | Build Battery-Gen | Firm Generation Capacity | 1 | 2027-04-01 | 0 | MW
0 | 0 | System | Battery | Build Battery-Gen 2038 | Build Battery-Gen | Firm Generation Capacity | 1 | 2027-07-01 | 0 | MW
0 | 0 | System | Battery | Build Battery-Gen 2038 | Build Battery-Gen | Firm Generation Capacity | 1 | 2027-10-01 | 0 | MW
Build Battery-Gen 2038_Firm Generation Capacity2028 | Build Battery-Gen_Firm Generation Capacity2028 | System | Battery | Build Battery-Gen 2038 | Build Battery-Gen | Firm Generation Capacity | 1 | 2028-01-01 | 0 | MW
0 | 0 | System | Battery | Build Battery-Gen 2038 | Build Battery-Gen | Firm Generation Capacity | 1 | 2028-04-01 | 0 | MW
0 | 0 | System | Battery | Build Battery-Gen 2038 | Build Battery-Gen | Firm Generation Capacity | 1 | 2028-07-01 | 0 | MW
0 | 0 | System | Battery | Build Battery-Gen 2038 | Build Battery-Gen | Firm Generation Capacity | 1 | 2028-10-01 | 0 | MW
Build Battery-Gen 2038_Firm Generation Capacity2029 | Build Battery-Gen_Firm Generation Capacity2029 | System | Battery | Build Battery-Gen 2038 | Build Battery-Gen | Firm Generation Capacity | 1 | 2029-01-01 | 0 | MW
0 | 0 | System | Battery | Build Battery-Gen 2038 | Build Battery-Gen | Firm Generation Capacity | 1 | 2029-04-01 | 0 | MW
0 | 0 | System | Battery | Build Battery-Gen 2038 | Build Battery-Gen | Firm Generation Capacity | 1 | 2029-07-01 | 0 | MW
0 | 0 | System | Battery | Build Battery-Gen 2038 | Build Battery-Gen | Firm Generation Capacity | 1 | 2029-10-01 | 0 | MW
Build Battery-Gen 2038_Firm Generation Capacity2030 | Build Battery-Gen_Firm Generation Capacity2030 | System | Battery | Build Battery-Gen 2038 | Build Battery-Gen | Firm Generation Capacity | 1 | 2030-01-01 | 0 | MW
0 | 0 | System | Battery | Build Battery-Gen 2038 | Build Battery-Gen | Firm Generation Capacity | 1 | 2030-04-01 | 0 | MW
0 | 0 | System | Battery | Build Battery-Gen 2038 | Build Battery-Gen | Firm Generation Capacity | 1 | 2030-07-01 | 0 | MW
0 | 0 | System | Battery | Build Battery-Gen 2038 | Build Battery-Gen | Firm Generation Capacity | 1 | 2030-10-01 | 0 | MW
Build Battery-Gen 2038_Firm Generation Capacity2031 | Build Battery-Gen_Firm Generation Capacity2031 | System | Battery | Build Battery-Gen 2038 | Build Battery-Gen | Firm Generation Capacity | 1 | 2031-01-01 | 0 | MW
0 | 0 | System | Battery | Build Battery-Gen 2038 | Build Battery-Gen | Firm Generation Capacity | 1 | 2031-04-01 | 0 | MW
0 | 0 | System | Battery | Build Battery-Gen 2038 | Build Battery-Gen | Firm Generation Capacity | 1 | 2031-07-01 | 0 | MW
0 | 0 | System | Battery | Build Battery-Gen 2038 | Build Battery-Gen | Firm Generation Capacity | 1 | 2031-10-01 | 0 | MW
Build Battery-Gen 2038_Firm Generation Capacity2032 | Build Battery-Gen_Firm Generation Capacity2032 | System | Battery | Build Battery-Gen 2038 | Build Battery-Gen | Firm Generation Capacity | 1 | 2032-01-01 | 0 | MW
0 | 0 | System | Battery | Build Battery-Gen 2038 | Build Battery-Gen | Firm Generation Capacity | 1 | 2032-04-01 | 0 | MW
0 | 0 | System | Battery | Build Battery-Gen 2038 | Build Battery-Gen | Firm Generation Capacity | 1 | 2032-07-01 | 0 | MW
0 | 0 | System | Battery | Build Battery-Gen 2038 | Build Battery-Gen | Firm Generation Capacity | 1 | 2032-10-01 | 0 | MW
Build Battery-Gen 2038_Firm Generation Capacity2033 | Build Battery-Gen_Firm Generation Capacity2033 | System | Battery | Build Battery-Gen 2038 | Build Battery-Gen | Firm Generation Capacity | 1 | 2033-01-01 | 0 | MW
0 | 0 | System | Battery | Build Battery-Gen 2038 | Build Battery-Gen | Firm Generation Capacity | 1 | 2033-04-01 | 0 | MW
0 | 0 | System | Battery | Build Battery-Gen 2038 | Build Battery-Gen | Firm Generation Capacity | 1 | 2033-07-01 | 0 | MW
0 | 0 | System | Battery | Build Battery-Gen 2038 | Build Battery-Gen | Firm Generation Capacity | 1 | 2033-10-01 | 0 | MW
Build Battery-Gen 2038_Firm Generation Capacity2034 | Build Battery-Gen_Firm Generation Capacity2034 | System | Battery | Build Battery-Gen 2038 | Build Battery-Gen | Firm Generation Capacity | 1 | 2034-01-01 | 0 | MW
0 | 0 | System | Battery | Build Battery-Gen 2038 | Build Battery-Gen | Firm Generation Capacity | 1 | 2034-04-01 | 0 | MW
0 | 0 | System | Battery | Build Battery-Gen 2038 | Build Battery-Gen | Firm Generation Capacity | 1 | 2034-07-01 | 0 | MW
0 | 0 | System | Battery | Build Battery-Gen 2038 | Build Battery-Gen | Firm Generation Capacity | 1 | 2034-10-01 | 0 | MW
Build Battery-Gen 2038_Firm Generation Capacity2035 | Build Battery-Gen_Firm Generation Capacity2035 | System | Battery | Build Battery-Gen 2038 | Build Battery-Gen | Firm Generation Capacity | 1 | 2035-01-01 | 0 | MW
0 | 0 | System | Battery | Build Battery-Gen 2038 | Build Battery-Gen | Firm Generation Capacity | 1 | 2035-04-01 | 0 | MW
0 | 0 | System | Battery | Build Battery-Gen 2038 | Build Battery-Gen | Firm Generation Capacity | 1 | 2035-07-01 | 0 | MW
0 | 0 | System | Battery | Build Battery-Gen 2038 | Build Battery-Gen | Firm Generation Capacity | 1 | 2035-10-01 | 0 | MW
Build Battery-Gen 2038_Firm Generation Capacity2036 | Build Battery-Gen_Firm Generation Capacity2036 | System | Battery | Build Battery-Gen 2038 | Build Battery-Gen | Firm Generation Capacity | 1 | 2036-01-01 | 0 | MW
0 | 0 | System | Battery | Build Battery-Gen 2038 | Build Battery-Gen | Firm Generation Capacity | 1 | 2036-04-01 | 0 | MW
0 | 0 | System | Battery | Build Battery-Gen 2038 | Build Battery-Gen | Firm Generation Capacity | 1 | 2036-07-01 | 0 | MW
0 | 0 | System | Battery | Build Battery-Gen 2038 | Build Battery-Gen | Firm Generation Capacity | 1 | 2036-10-01 | 0 | MW
Build Battery-Gen 2038_Firm Generation Capacity2037 | Build Battery-Gen_Firm Generation Capacity2037 | System | Battery | Build Battery-Gen 2038 | Build Battery-Gen | Firm Generation Capacity | 1 | 2037-01-01 | 0 | MW
0 | 0 | System | Battery | Build Battery-Gen 2038 | Build Battery-Gen | Firm Generation Capacity | 1 | 2037-04-01 | 0 | MW
0 | 0 | System | Battery | Build Battery-Gen 2038 | Build Battery-Gen | Firm Generation Capacity | 1 | 2037-07-01 | 0 | MW
0 | 0 | System | Battery | Build Battery-Gen 2038 | Build Battery-Gen | Firm Generation Capacity | 1 | 2037-10-01 | 0 | MW
Build Battery-Gen 2038_Firm Generation Capacity2038 | Build Battery-Gen_Firm Generation Capacity2038 | System | Battery | Build Battery-Gen 2038 | Build Battery-Gen | Firm Generation Capacity | 1 | 2038-01-01 | 0 | MW
0 | 0 | System | Battery | Build Battery-Gen 2038 | Build Battery-Gen | Firm Generation Capacity | 1 | 2038-04-01 | 0 | MW
0 | 0 | System | Battery | Build Battery-Gen 2038 | Build Battery-Gen | Firm Generation Capacity | 1 | 2038-07-01 | 0 | MW
0 | 0 | System | Battery | Build Battery-Gen 2038 | Build Battery-Gen | Firm Generation Capacity | 1 | 2038-10-01 | 0 | MW
Build Battery-Gen 2038_Firm Generation Capacity2039 | Build Battery-Gen_Firm Generation Capacity2039 | System | Battery | Build Battery-Gen 2038 | Build Battery-Gen | Firm Generation Capacity | 1 | 2039-01-01 | 0 | MW
0 | 0 | System | Battery | Build Battery-Gen 2038 | Build Battery-Gen | Firm Generation Capacity | 1 | 2039-04-01 | 0 | MW
0 | 0 | System | Battery | Build Battery-Gen 2038 | Build Battery-Gen | Firm Generation Capacity | 1 | 2039-07-01 | 0 | MW
0 | 0 | System | Battery | Build Battery-Gen 2038 | Build Battery-Gen | Firm Generation Capacity | 1 | 2039-10-01 | 0 | MW
Build Battery-Gen 2038_Firm Generation Capacity2040 | Build Battery-Gen_Firm Generation Capacity2040 | System | Battery | Build Battery-Gen 2038 | Build Battery-Gen | Firm Generation Capacity | 1 | 2040-01-01 | 0 | MW
0 | 0 | System | Battery | Build Battery-Gen 2038 | Build Battery-Gen | Firm Generation Capacity | 1 | 2040-04-01 | 0 | MW
0 | 0 | System | Battery | Build Battery-Gen 2038 | Build Battery-Gen | Firm Generation Capacity | 1 | 2040-07-01 | 0 | MW
0 | 0 | System | Battery | Build Battery-Gen 2038 | Build Battery-Gen | Firm Generation Capacity | 1 | 2040-10-01 | 0 | MW
Build Battery-Gen 2038_Firm Generation Capacity2041 | Build Battery-Gen_Firm Generation Capacity2041 | System | Battery | Build Battery-Gen 2038 | Build Battery-Gen | Firm Generation Capacity | 1 | 2041-01-01 | 0 | MW
0 | 0 | System | Battery | Build Battery-Gen 2038 | Build Battery-Gen | Firm Generation Capacity | 1 | 2041-04-01 | 0 | MW
0 | 0 | System | Battery | Build Battery-Gen 2038 | Build Battery-Gen | Firm Generation Capacity | 1 | 2041-07-01 | 0 | MW
0 | 0 | System | Battery | Build Battery-Gen 2038 | Build Battery-Gen | Firm Generation Capacity | 1 | 2041-10-01 | 0 | MW
Build Battery-Gen 2038_Firm Generation Capacity2042 | Build Battery-Gen_Firm Generation Capacity2042 | System | Battery | Build Battery-Gen 2038 | Build Battery-Gen | Firm Generation Capacity | 1 | 2042-01-01 | 0 | MW
0 | 0 | System | Battery | Build Battery-Gen 2038 | Build Battery-Gen | Firm Generation Capacity | 1 | 2042-04-01 | 0 | MW
0 | 0 | System | Battery | Build Battery-Gen 2038 | Build Battery-Gen | Firm Generation Capacity | 1 | 2042-07-01 | 0 | MW
0 | 0 | System | Battery | Build Battery-Gen 2038 | Build Battery-Gen | Firm Generation Capacity | 1 | 2042-10-01 | 0 | MW
Build Battery-Gen 2038_Firm Generation Capacity2043 | Build Battery-Gen_Firm Generation Capacity2043 | System | Battery | Build Battery-Gen 2038 | Build Battery-Gen | Firm Generation Capacity | 1 | 2043-01-01 | 0 | MW
0 | 0 | System | Battery | Build Battery-Gen 2038 | Build Battery-Gen | Firm Generation Capacity | 1 | 2043-04-01 | 0 | MW
0 | 0 | System | Battery | Build Battery-Gen 2038 | Build Battery-Gen | Firm Generation Capacity | 1 | 2043-07-01 | 0 | MW
0 | 0 | System | Battery | Build Battery-Gen 2038 | Build Battery-Gen | Firm Generation Capacity | 1 | 2043-10-01 | 0 | MW
Build Battery-Gen 2039_Firm Generation Capacity2024 | Build Battery-Gen_Firm Generation Capacity2024 | System | Battery | Build Battery-Gen 2039 | Build Battery-Gen | Firm Generation Capacity | 1 | 2024-01-01 | 0 | MW
0 | 0 | System | Battery | Build Battery-Gen 2039 | Build Battery-Gen | Firm Generation Capacity | 1 | 2024-04-01 | 0 | MW
0 | 0 | System | Battery | Build Battery-Gen 2039 | Build Battery-Gen | Firm Generation Capacity | 1 | 2024-07-01 | 0 | MW
0 | 0 | System | Battery | Build Battery-Gen 2039 | Build Battery-Gen | Firm Generation Capacity | 1 | 2024-10-01 | 0 | MW
Build Battery-Gen 2039_Firm Generation Capacity2025 | Build Battery-Gen_Firm Generation Capacity2025 | System | Battery | Build Battery-Gen 2039 | Build Battery-Gen | Firm Generation Capacity | 1 | 2025-01-01 | 0 | MW
0 | 0 | System | Battery | Build Battery-Gen 2039 | Build Battery-Gen | Firm Generation Capacity | 1 | 2025-04-01 | 0 | MW
0 | 0 | System | Battery | Build Battery-Gen 2039 | Build Battery-Gen | Firm Generation Capacity | 1 | 2025-07-01 | 0 | MW
0 | 0 | System | Battery | Build Battery-Gen 2039 | Build Battery-Gen | Firm Generation Capacity | 1 | 2025-10-01 | 0 | MW
Build Battery-Gen 2039_Firm Generation Capacity2026 | Build Battery-Gen_Firm Generation Capacity2026 | System | Battery | Build Battery-Gen 2039 | Build Battery-Gen | Firm Generation Capacity | 1 | 2026-01-01 | 0 | MW
0 | 0 | System | Battery | Build Battery-Gen 2039 | Build Battery-Gen | Firm Generation Capacity | 1 | 2026-04-01 | 0 | MW
0 | 0 | System | Battery | Build Battery-Gen 2039 | Build Battery-Gen | Firm Generation Capacity | 1 | 2026-07-01 | 0 | MW
0 | 0 | System | Battery | Build Battery-Gen 2039 | Build Battery-Gen | Firm Generation Capacity | 1 | 2026-10-01 | 0 | MW
Build Battery-Gen 2039_Firm Generation Capacity2027 | Build Battery-Gen_Firm Generation Capacity2027 | System | Battery | Build Battery-Gen 2039 | Build Battery-Gen | Firm Generation Capacity | 1 | 2027-01-01 | 0 | MW
0 | 0 | System | Battery | Build Battery-Gen 2039 | Build Battery-Gen | Firm Generation Capacity | 1 | 2027-04-01 | 0 | MW
0 | 0 | System | Battery | Build Battery-Gen 2039 | Build Battery-Gen | Firm Generation Capacity | 1 | 2027-07-01 | 0 | MW
0 | 0 | System | Battery | Build Battery-Gen 2039 | Build Battery-Gen | Firm Generation Capacity | 1 | 2027-10-01 | 0 | MW
Build Battery-Gen 2039_Firm Generation Capacity2028 | Build Battery-Gen_Firm Generation Capacity2028 | System | Battery | Build Battery-Gen 2039 | Build Battery-Gen | Firm Generation Capacity | 1 | 2028-01-01 | 0 | MW
0 | 0 | System | Battery | Build Battery-Gen 2039 | Build Battery-Gen | Firm Generation Capacity | 1 | 2028-04-01 | 0 | MW
0 | 0 | System | Battery | Build Battery-Gen 2039 | Build Battery-Gen | Firm Generation Capacity | 1 | 2028-07-01 | 0 | MW
0 | 0 | System | Battery | Build Battery-Gen 2039 | Build Battery-Gen | Firm Generation Capacity | 1 | 2028-10-01 | 0 | MW
Build Battery-Gen 2039_Firm Generation Capacity2029 | Build Battery-Gen_Firm Generation Capacity2029 | System | Battery | Build Battery-Gen 2039 | Build Battery-Gen | Firm Generation Capacity | 1 | 2029-01-01 | 0 | MW
0 | 0 | System | Battery | Build Battery-Gen 2039 | Build Battery-Gen | Firm Generation Capacity | 1 | 2029-04-01 | 0 | MW
0 | 0 | System | Battery | Build Battery-Gen 2039 | Build Battery-Gen | Firm Generation Capacity | 1 | 2029-07-01 | 0 | MW
0 | 0 | System | Battery | Build Battery-Gen 2039 | Build Battery-Gen | Firm Generation Capacity | 1 | 2029-10-01 | 0 | MW
Build Battery-Gen 2039_Firm Generation Capacity2030 | Build Battery-Gen_Firm Generation Capacity2030 | System | Battery | Build Battery-Gen 2039 | Build Battery-Gen | Firm Generation Capacity | 1 | 2030-01-01 | 0 | MW
0 | 0 | System | Battery | Build Battery-Gen 2039 | Build Battery-Gen | Firm Generation Capacity | 1 | 2030-04-01 | 0 | MW
0 | 0 | System | Battery | Build Battery-Gen 2039 | Build Battery-Gen | Firm Generation Capacity | 1 | 2030-07-01 | 0 | MW
0 | 0 | System | Battery | Build Battery-Gen 2039 | Build Battery-Gen | Firm Generation Capacity | 1 | 2030-10-01 | 0 | MW
Build Battery-Gen 2039_Firm Generation Capacity2031 | Build Battery-Gen_Firm Generation Capacity2031 | System | Battery | Build Battery-Gen 2039 | Build Battery-Gen | Firm Generation Capacity | 1 | 2031-01-01 | 0 | MW
0 | 0 | System | Battery | Build Battery-Gen 2039 | Build Battery-Gen | Firm Generation Capacity | 1 | 2031-04-01 | 0 | MW
0 | 0 | System | Battery | Build Battery-Gen 2039 | Build Battery-Gen | Firm Generation Capacity | 1 | 2031-07-01 | 0 | MW
0 | 0 | System | Battery | Build Battery-Gen 2039 | Build Battery-Gen | Firm Generation Capacity | 1 | 2031-10-01 | 0 | MW
Build Battery-Gen 2039_Firm Generation Capacity2032 | Build Battery-Gen_Firm Generation Capacity2032 | System | Battery | Build Battery-Gen 2039 | Build Battery-Gen | Firm Generation Capacity | 1 | 2032-01-01 | 0 | MW
0 | 0 | System | Battery | Build Battery-Gen 2039 | Build Battery-Gen | Firm Generation Capacity | 1 | 2032-04-01 | 0 | MW
0 | 0 | System | Battery | Build Battery-Gen 2039 | Build Battery-Gen | Firm Generation Capacity | 1 | 2032-07-01 | 0 | MW
0 | 0 | System | Battery | Build Battery-Gen 2039 | Build Battery-Gen | Firm Generation Capacity | 1 | 2032-10-01 | 0 | MW
Build Battery-Gen 2039_Firm Generation Capacity2033 | Build Battery-Gen_Firm Generation Capacity2033 | System | Battery | Build Battery-Gen 2039 | Build Battery-Gen | Firm Generation Capacity | 1 | 2033-01-01 | 0 | MW
0 | 0 | System | Battery | Build Battery-Gen 2039 | Build Battery-Gen | Firm Generation Capacity | 1 | 2033-04-01 | 0 | MW
0 | 0 | System | Battery | Build Battery-Gen 2039 | Build Battery-Gen | Firm Generation Capacity | 1 | 2033-07-01 | 0 | MW
0 | 0 | System | Battery | Build Battery-Gen 2039 | Build Battery-Gen | Firm Generation Capacity | 1 | 2033-10-01 | 0 | MW
Build Battery-Gen 2039_Firm Generation Capacity2034 | Build Battery-Gen_Firm Generation Capacity2034 | System | Battery | Build Battery-Gen 2039 | Build Battery-Gen | Firm Generation Capacity | 1 | 2034-01-01 | 0 | MW
0 | 0 | System | Battery | Build Battery-Gen 2039 | Build Battery-Gen | Firm Generation Capacity | 1 | 2034-04-01 | 0 | MW
0 | 0 | System | Battery | Build Battery-Gen 2039 | Build Battery-Gen | Firm Generation Capacity | 1 | 2034-07-01 | 0 | MW
0 | 0 | System | Battery | Build Battery-Gen 2039 | Build Battery-Gen | Firm Generation Capacity | 1 | 2034-10-01 | 0 | MW
Build Battery-Gen 2039_Firm Generation Capacity2035 | Build Battery-Gen_Firm Generation Capacity2035 | System | Battery | Build Battery-Gen 2039 | Build Battery-Gen | Firm Generation Capacity | 1 | 2035-01-01 | 0 | MW
0 | 0 | System | Battery | Build Battery-Gen 2039 | Build Battery-Gen | Firm Generation Capacity | 1 | 2035-04-01 | 0 | MW
0 | 0 | System | Battery | Build Battery-Gen 2039 | Build Battery-Gen | Firm Generation Capacity | 1 | 2035-07-01 | 0 | MW
0 | 0 | System | Battery | Build Battery-Gen 2039 | Build Battery-Gen | Firm Generation Capacity | 1 | 2035-10-01 | 0 | MW
Build Battery-Gen 2039_Firm Generation Capacity2036 | Build Battery-Gen_Firm Generation Capacity2036 | System | Battery | Build Battery-Gen 2039 | Build Battery-Gen | Firm Generation Capacity | 1 | 2036-01-01 | 0 | MW
0 | 0 | System | Battery | Build Battery-Gen 2039 | Build Battery-Gen | Firm Generation Capacity | 1 | 2036-04-01 | 0 | MW
0 | 0 | System | Battery | Build Battery-Gen 2039 | Build Battery-Gen | Firm Generation Capacity | 1 | 2036-07-01 | 0 | MW
0 | 0 | System | Battery | Build Battery-Gen 2039 | Build Battery-Gen | Firm Generation Capacity | 1 | 2036-10-01 | 0 | MW
Build Battery-Gen 2039_Firm Generation Capacity2037 | Build Battery-Gen_Firm Generation Capacity2037 | System | Battery | Build Battery-Gen 2039 | Build Battery-Gen | Firm Generation Capacity | 1 | 2037-01-01 | 0 | MW
0 | 0 | System | Battery | Build Battery-Gen 2039 | Build Battery-Gen | Firm Generation Capacity | 1 | 2037-04-01 | 0 | MW
0 | 0 | System | Battery | Build Battery-Gen 2039 | Build Battery-Gen | Firm Generation Capacity | 1 | 2037-07-01 | 0 | MW
0 | 0 | System | Battery | Build Battery-Gen 2039 | Build Battery-Gen | Firm Generation Capacity | 1 | 2037-10-01 | 0 | MW
Build Battery-Gen 2039_Firm Generation Capacity2038 | Build Battery-Gen_Firm Generation Capacity2038 | System | Battery | Build Battery-Gen 2039 | Build Battery-Gen | Firm Generation Capacity | 1 | 2038-01-01 | 0 | MW
0 | 0 | System | Battery | Build Battery-Gen 2039 | Build Battery-Gen | Firm Generation Capacity | 1 | 2038-04-01 | 0 | MW
0 | 0 | System | Battery | Build Battery-Gen 2039 | Build Battery-Gen | Firm Generation Capacity | 1 | 2038-07-01 | 0 | MW
0 | 0 | System | Battery | Build Battery-Gen 2039 | Build Battery-Gen | Firm Generation Capacity | 1 | 2038-10-01 | 0 | MW
Build Battery-Gen 2039_Firm Generation Capacity2039 | Build Battery-Gen_Firm Generation Capacity2039 | System | Battery | Build Battery-Gen 2039 | Build Battery-Gen | Firm Generation Capacity | 1 | 2039-01-01 | 0 | MW
0 | 0 | System | Battery | Build Battery-Gen 2039 | Build Battery-Gen | Firm Generation Capacity | 1 | 2039-04-01 | 0 | MW
0 | 0 | System | Battery | Build Battery-Gen 2039 | Build Battery-Gen | Firm Generation Capacity | 1 | 2039-07-01 | 0 | MW
0 | 0 | System | Battery | Build Battery-Gen 2039 | Build Battery-Gen | Firm Generation Capacity | 1 | 2039-10-01 | 0 | MW
Build Battery-Gen 2039_Firm Generation Capacity2040 | Build Battery-Gen_Firm Generation Capacity2040 | System | Battery | Build Battery-Gen 2039 | Build Battery-Gen | Firm Generation Capacity | 1 | 2040-01-01 | 0 | MW
0 | 0 | System | Battery | Build Battery-Gen 2039 | Build Battery-Gen | Firm Generation Capacity | 1 | 2040-04-01 | 0 | MW
0 | 0 | System | Battery | Build Battery-Gen 2039 | Build Battery-Gen | Firm Generation Capacity | 1 | 2040-07-01 | 0 | MW
0 | 0 | System | Battery | Build Battery-Gen 2039 | Build Battery-Gen | Firm Generation Capacity | 1 | 2040-10-01 | 0 | MW
Build Battery-Gen 2039_Firm Generation Capacity2041 | Build Battery-Gen_Firm Generation Capacity2041 | System | Battery | Build Battery-Gen 2039 | Build Battery-Gen | Firm Generation Capacity | 1 | 2041-01-01 | 0 | MW
0 | 0 | System | Battery | Build Battery-Gen 2039 | Build Battery-Gen | Firm Generation Capacity | 1 | 2041-04-01 | 0 | MW
0 | 0 | System | Battery | Build Battery-Gen 2039 | Build Battery-Gen | Firm Generation Capacity | 1 | 2041-07-01 | 0 | MW
0 | 0 | System | Battery | Build Battery-Gen 2039 | Build Battery-Gen | Firm Generation Capacity | 1 | 2041-10-01 | 0 | MW
Build Battery-Gen 2039_Firm Generation Capacity2042 | Build Battery-Gen_Firm Generation Capacity2042 | System | Battery | Build Battery-Gen 2039 | Build Battery-Gen | Firm Generation Capacity | 1 | 2042-01-01 | 0 | MW
0 | 0 | System | Battery | Build Battery-Gen 2039 | Build Battery-Gen | Firm Generation Capacity | 1 | 2042-04-01 | 0 | MW
0 | 0 | System | Battery | Build Battery-Gen 2039 | Build Battery-Gen | Firm Generation Capacity | 1 | 2042-07-01 | 0 | MW
0 | 0 | System | Battery | Build Battery-Gen 2039 | Build Battery-Gen | Firm Generation Capacity | 1 | 2042-10-01 | 0 | MW
Build Battery-Gen 2039_Firm Generation Capacity2043 | Build Battery-Gen_Firm Generation Capacity2043 | System | Battery | Build Battery-Gen 2039 | Build Battery-Gen | Firm Generation Capacity | 1 | 2043-01-01 | 0 | MW
0 | 0 | System | Battery | Build Battery-Gen 2039 | Build Battery-Gen | Firm Generation Capacity | 1 | 2043-04-01 | 0 | MW
0 | 0 | System | Battery | Build Battery-Gen 2039 | Build Battery-Gen | Firm Generation Capacity | 1 | 2043-07-01 | 0 | MW
0 | 0 | System | Battery | Build Battery-Gen 2039 | Build Battery-Gen | Firm Generation Capacity | 1 | 2043-10-01 | 0 | MW
Build Battery-Gen 2040_Firm Generation Capacity2024 | Build Battery-Gen_Firm Generation Capacity2024 | System | Battery | Build Battery-Gen 2040 | Build Battery-Gen | Firm Generation Capacity | 1 | 2024-01-01 | 0 | MW
0 | 0 | System | Battery | Build Battery-Gen 2040 | Build Battery-Gen | Firm Generation Capacity | 1 | 2024-04-01 | 0 | MW
0 | 0 | System | Battery | Build Battery-Gen 2040 | Build Battery-Gen | Firm Generation Capacity | 1 | 2024-07-01 | 0 | MW
0 | 0 | System | Battery | Build Battery-Gen 2040 | Build Battery-Gen | Firm Generation Capacity | 1 | 2024-10-01 | 0 | MW
Build Battery-Gen 2040_Firm Generation Capacity2025 | Build Battery-Gen_Firm Generation Capacity2025 | System | Battery | Build Battery-Gen 2040 | Build Battery-Gen | Firm Generation Capacity | 1 | 2025-01-01 | 0 | MW
0 | 0 | System | Battery | Build Battery-Gen 2040 | Build Battery-Gen | Firm Generation Capacity | 1 | 2025-04-01 | 0 | MW
0 | 0 | System | Battery | Build Battery-Gen 2040 | Build Battery-Gen | Firm Generation Capacity | 1 | 2025-07-01 | 0 | MW
0 | 0 | System | Battery | Build Battery-Gen 2040 | Build Battery-Gen | Firm Generation Capacity | 1 | 2025-10-01 | 0 | MW
Build Battery-Gen 2040_Firm Generation Capacity2026 | Build Battery-Gen_Firm Generation Capacity2026 | System | Battery | Build Battery-Gen 2040 | Build Battery-Gen | Firm Generation Capacity | 1 | 2026-01-01 | 0 | MW
0 | 0 | System | Battery | Build Battery-Gen 2040 | Build Battery-Gen | Firm Generation Capacity | 1 | 2026-04-01 | 0 | MW
0 | 0 | System | Battery | Build Battery-Gen 2040 | Build Battery-Gen | Firm Generation Capacity | 1 | 2026-07-01 | 0 | MW
0 | 0 | System | Battery | Build Battery-Gen 2040 | Build Battery-Gen | Firm Generation Capacity | 1 | 2026-10-01 | 0 | MW
Build Battery-Gen 2040_Firm Generation Capacity2027 | Build Battery-Gen_Firm Generation Capacity2027 | System | Battery | Build Battery-Gen 2040 | Build Battery-Gen | Firm Generation Capacity | 1 | 2027-01-01 | 0 | MW
0 | 0 | System | Battery | Build Battery-Gen 2040 | Build Battery-Gen | Firm Generation Capacity | 1 | 2027-04-01 | 0 | MW
0 | 0 | System | Battery | Build Battery-Gen 2040 | Build Battery-Gen | Firm Generation Capacity | 1 | 2027-07-01 | 0 | MW
0 | 0 | System | Battery | Build Battery-Gen 2040 | Build Battery-Gen | Firm Generation Capacity | 1 | 2027-10-01 | 0 | MW
Build Battery-Gen 2040_Firm Generation Capacity2028 | Build Battery-Gen_Firm Generation Capacity2028 | System | Battery | Build Battery-Gen 2040 | Build Battery-Gen | Firm Generation Capacity | 1 | 2028-01-01 | 0 | MW
0 | 0 | System | Battery | Build Battery-Gen 2040 | Build Battery-Gen | Firm Generation Capacity | 1 | 2028-04-01 | 0 | MW
0 | 0 | System | Battery | Build Battery-Gen 2040 | Build Battery-Gen | Firm Generation Capacity | 1 | 2028-07-01 | 0 | MW
0 | 0 | System | Battery | Build Battery-Gen 2040 | Build Battery-Gen | Firm Generation Capacity | 1 | 2028-10-01 | 0 | MW
Build Battery-Gen 2040_Firm Generation Capacity2029 | Build Battery-Gen_Firm Generation Capacity2029 | System | Battery | Build Battery-Gen 2040 | Build Battery-Gen | Firm Generation Capacity | 1 | 2029-01-01 | 0 | MW
0 | 0 | System | Battery | Build Battery-Gen 2040 | Build Battery-Gen | Firm Generation Capacity | 1 | 2029-04-01 | 0 | MW
0 | 0 | System | Battery | Build Battery-Gen 2040 | Build Battery-Gen | Firm Generation Capacity | 1 | 2029-07-01 | 0 | MW
0 | 0 | System | Battery | Build Battery-Gen 2040 | Build Battery-Gen | Firm Generation Capacity | 1 | 2029-10-01 | 0 | MW
Build Battery-Gen 2040_Firm Generation Capacity2030 | Build Battery-Gen_Firm Generation Capacity2030 | System | Battery | Build Battery-Gen 2040 | Build Battery-Gen | Firm Generation Capacity | 1 | 2030-01-01 | 0 | MW
0 | 0 | System | Battery | Build Battery-Gen 2040 | Build Battery-Gen | Firm Generation Capacity | 1 | 2030-04-01 | 0 | MW
0 | 0 | System | Battery | Build Battery-Gen 2040 | Build Battery-Gen | Firm Generation Capacity | 1 | 2030-07-01 | 0 | MW
0 | 0 | System | Battery | Build Battery-Gen 2040 | Build Battery-Gen | Firm Generation Capacity | 1 | 2030-10-01 | 0 | MW
Build Battery-Gen 2040_Firm Generation Capacity2031 | Build Battery-Gen_Firm Generation Capacity2031 | System | Battery | Build Battery-Gen 2040 | Build Battery-Gen | Firm Generation Capacity | 1 | 2031-01-01 | 0 | MW
0 | 0 | System | Battery | Build Battery-Gen 2040 | Build Battery-Gen | Firm Generation Capacity | 1 | 2031-04-01 | 0 | MW
0 | 0 | System | Battery | Build Battery-Gen 2040 | Build Battery-Gen | Firm Generation Capacity | 1 | 2031-07-01 | 0 | MW
0 | 0 | System | Battery | Build Battery-Gen 2040 | Build Battery-Gen | Firm Generation Capacity | 1 | 2031-10-01 | 0 | MW
Build Battery-Gen 2040_Firm Generation Capacity2032 | Build Battery-Gen_Firm Generation Capacity2032 | System | Battery | Build Battery-Gen 2040 | Build Battery-Gen | Firm Generation Capacity | 1 | 2032-01-01 | 0 | MW
0 | 0 | System | Battery | Build Battery-Gen 2040 | Build Battery-Gen | Firm Generation Capacity | 1 | 2032-04-01 | 0 | MW
0 | 0 | System | Battery | Build Battery-Gen 2040 | Build Battery-Gen | Firm Generation Capacity | 1 | 2032-07-01 | 0 | MW
0 | 0 | System | Battery | Build Battery-Gen 2040 | Build Battery-Gen | Firm Generation Capacity | 1 | 2032-10-01 | 0 | MW
Build Battery-Gen 2040_Firm Generation Capacity2033 | Build Battery-Gen_Firm Generation Capacity2033 | System | Battery | Build Battery-Gen 2040 | Build Battery-Gen | Firm Generation Capacity | 1 | 2033-01-01 | 0 | MW
0 | 0 | System | Battery | Build Battery-Gen 2040 | Build Battery-Gen | Firm Generation Capacity | 1 | 2033-04-01 | 0 | MW
0 | 0 | System | Battery | Build Battery-Gen 2040 | Build Battery-Gen | Firm Generation Capacity | 1 | 2033-07-01 | 0 | MW
0 | 0 | System | Battery | Build Battery-Gen 2040 | Build Battery-Gen | Firm Generation Capacity | 1 | 2033-10-01 | 0 | MW
Build Battery-Gen 2040_Firm Generation Capacity2034 | Build Battery-Gen_Firm Generation Capacity2034 | System | Battery | Build Battery-Gen 2040 | Build Battery-Gen | Firm Generation Capacity | 1 | 2034-01-01 | 0 | MW
0 | 0 | System | Battery | Build Battery-Gen 2040 | Build Battery-Gen | Firm Generation Capacity | 1 | 2034-04-01 | 0 | MW
0 | 0 | System | Battery | Build Battery-Gen 2040 | Build Battery-Gen | Firm Generation Capacity | 1 | 2034-07-01 | 0 | MW
0 | 0 | System | Battery | Build Battery-Gen 2040 | Build Battery-Gen | Firm Generation Capacity | 1 | 2034-10-01 | 0 | MW
Build Battery-Gen 2040_Firm Generation Capacity2035 | Build Battery-Gen_Firm Generation Capacity2035 | System | Battery | Build Battery-Gen 2040 | Build Battery-Gen | Firm Generation Capacity | 1 | 2035-01-01 | 0 | MW
0 | 0 | System | Battery | Build Battery-Gen 2040 | Build Battery-Gen | Firm Generation Capacity | 1 | 2035-04-01 | 0 | MW
0 | 0 | System | Battery | Build Battery-Gen 2040 | Build Battery-Gen | Firm Generation Capacity | 1 | 2035-07-01 | 0 | MW
0 | 0 | System | Battery | Build Battery-Gen 2040 | Build Battery-Gen | Firm Generation Capacity | 1 | 2035-10-01 | 0 | MW
Build Battery-Gen 2040_Firm Generation Capacity2036 | Build Battery-Gen_Firm Generation Capacity2036 | System | Battery | Build Battery-Gen 2040 | Build Battery-Gen | Firm Generation Capacity | 1 | 2036-01-01 | 0 | MW
0 | 0 | System | Battery | Build Battery-Gen 2040 | Build Battery-Gen | Firm Generation Capacity | 1 | 2036-04-01 | 0 | MW
0 | 0 | System | Battery | Build Battery-Gen 2040 | Build Battery-Gen | Firm Generation Capacity | 1 | 2036-07-01 | 0 | MW
0 | 0 | System | Battery | Build Battery-Gen 2040 | Build Battery-Gen | Firm Generation Capacity | 1 | 2036-10-01 | 0 | MW
Build Battery-Gen 2040_Firm Generation Capacity2037 | Build Battery-Gen_Firm Generation Capacity2037 | System | Battery | Build Battery-Gen 2040 | Build Battery-Gen | Firm Generation Capacity | 1 | 2037-01-01 | 0 | MW
0 | 0 | System | Battery | Build Battery-Gen 2040 | Build Battery-Gen | Firm Generation Capacity | 1 | 2037-04-01 | 0 | MW
0 | 0 | System | Battery | Build Battery-Gen 2040 | Build Battery-Gen | Firm Generation Capacity | 1 | 2037-07-01 | 0 | MW
0 | 0 | System | Battery | Build Battery-Gen 2040 | Build Battery-Gen | Firm Generation Capacity | 1 | 2037-10-01 | 0 | MW
Build Battery-Gen 2040_Firm Generation Capacity2038 | Build Battery-Gen_Firm Generation Capacity2038 | System | Battery | Build Battery-Gen 2040 | Build Battery-Gen | Firm Generation Capacity | 1 | 2038-01-01 | 0 | MW
0 | 0 | System | Battery | Build Battery-Gen 2040 | Build Battery-Gen | Firm Generation Capacity | 1 | 2038-04-01 | 0 | MW
0 | 0 | System | Battery | Build Battery-Gen 2040 | Build Battery-Gen | Firm Generation Capacity | 1 | 2038-07-01 | 0 | MW
0 | 0 | System | Battery | Build Battery-Gen 2040 | Build Battery-Gen | Firm Generation Capacity | 1 | 2038-10-01 | 0 | MW
Build Battery-Gen 2040_Firm Generation Capacity2039 | Build Battery-Gen_Firm Generation Capacity2039 | System | Battery | Build Battery-Gen 2040 | Build Battery-Gen | Firm Generation Capacity | 1 | 2039-01-01 | 0 | MW
0 | 0 | System | Battery | Build Battery-Gen 2040 | Build Battery-Gen | Firm Generation Capacity | 1 | 2039-04-01 | 0 | MW
0 | 0 | System | Battery | Build Battery-Gen 2040 | Build Battery-Gen | Firm Generation Capacity | 1 | 2039-07-01 | 0 | MW
0 | 0 | System | Battery | Build Battery-Gen 2040 | Build Battery-Gen | Firm Generation Capacity | 1 | 2039-10-01 | 0 | MW
Build Battery-Gen 2040_Firm Generation Capacity2040 | Build Battery-Gen_Firm Generation Capacity2040 | System | Battery | Build Battery-Gen 2040 | Build Battery-Gen | Firm Generation Capacity | 1 | 2040-01-01 | 0 | MW
0 | 0 | System | Battery | Build Battery-Gen 2040 | Build Battery-Gen | Firm Generation Capacity | 1 | 2040-04-01 | 0 | MW
0 | 0 | System | Battery | Build Battery-Gen 2040 | Build Battery-Gen | Firm Generation Capacity | 1 | 2040-07-01 | 0 | MW
0 | 0 | System | Battery | Build Battery-Gen 2040 | Build Battery-Gen | Firm Generation Capacity | 1 | 2040-10-01 | 0 | MW
Build Battery-Gen 2040_Firm Generation Capacity2041 | Build Battery-Gen_Firm Generation Capacity2041 | System | Battery | Build Battery-Gen 2040 | Build Battery-Gen | Firm Generation Capacity | 1 | 2041-01-01 | 0 | MW
0 | 0 | System | Battery | Build Battery-Gen 2040 | Build Battery-Gen | Firm Generation Capacity | 1 | 2041-04-01 | 0 | MW
0 | 0 | System | Battery | Build Battery-Gen 2040 | Build Battery-Gen | Firm Generation Capacity | 1 | 2041-07-01 | 0 | MW
0 | 0 | System | Battery | Build Battery-Gen 2040 | Build Battery-Gen | Firm Generation Capacity | 1 | 2041-10-01 | 0 | MW
Build Battery-Gen 2040_Firm Generation Capacity2042 | Build Battery-Gen_Firm Generation Capacity2042 | System | Battery | Build Battery-Gen 2040 | Build Battery-Gen | Firm Generation Capacity | 1 | 2042-01-01 | 0 | MW
0 | 0 | System | Battery | Build Battery-Gen 2040 | Build Battery-Gen | Firm Generation Capacity | 1 | 2042-04-01 | 0 | MW
0 | 0 | System | Battery | Build Battery-Gen 2040 | Build Battery-Gen | Firm Generation Capacity | 1 | 2042-07-01 | 0 | MW
0 | 0 | System | Battery | Build Battery-Gen 2040 | Build Battery-Gen | Firm Generation Capacity | 1 | 2042-10-01 | 0 | MW
Build Battery-Gen 2040_Firm Generation Capacity2043 | Build Battery-Gen_Firm Generation Capacity2043 | System | Battery | Build Battery-Gen 2040 | Build Battery-Gen | Firm Generation Capacity | 1 | 2043-01-01 | 0 | MW
0 | 0 | System | Battery | Build Battery-Gen 2040 | Build Battery-Gen | Firm Generation Capacity | 1 | 2043-04-01 | 0 | MW
0 | 0 | System | Battery | Build Battery-Gen 2040 | Build Battery-Gen | Firm Generation Capacity | 1 | 2043-07-01 | 0 | MW
0 | 0 | System | Battery | Build Battery-Gen 2040 | Build Battery-Gen | Firm Generation Capacity | 1 | 2043-10-01 | 0 | MW
Build Battery-Gen 2041_Firm Generation Capacity2024 | Build Battery-Gen_Firm Generation Capacity2024 | System | Battery | Build Battery-Gen 2041 | Build Battery-Gen | Firm Generation Capacity | 1 | 2024-01-01 | 0 | MW
0 | 0 | System | Battery | Build Battery-Gen 2041 | Build Battery-Gen | Firm Generation Capacity | 1 | 2024-04-01 | 0 | MW
0 | 0 | System | Battery | Build Battery-Gen 2041 | Build Battery-Gen | Firm Generation Capacity | 1 | 2024-07-01 | 0 | MW
0 | 0 | System | Battery | Build Battery-Gen 2041 | Build Battery-Gen | Firm Generation Capacity | 1 | 2024-10-01 | 0 | MW
Build Battery-Gen 2041_Firm Generation Capacity2025 | Build Battery-Gen_Firm Generation Capacity2025 | System | Battery | Build Battery-Gen 2041 | Build Battery-Gen | Firm Generation Capacity | 1 | 2025-01-01 | 0 | MW
0 | 0 | System | Battery | Build Battery-Gen 2041 | Build Battery-Gen | Firm Generation Capacity | 1 | 2025-04-01 | 0 | MW
0 | 0 | System | Battery | Build Battery-Gen 2041 | Build Battery-Gen | Firm Generation Capacity | 1 | 2025-07-01 | 0 | MW
0 | 0 | System | Battery | Build Battery-Gen 2041 | Build Battery-Gen | Firm Generation Capacity | 1 | 2025-10-01 | 0 | MW
Build Battery-Gen 2041_Firm Generation Capacity2026 | Build Battery-Gen_Firm Generation Capacity2026 | System | Battery | Build Battery-Gen 2041 | Build Battery-Gen | Firm Generation Capacity | 1 | 2026-01-01 | 0 | MW
0 | 0 | System | Battery | Build Battery-Gen 2041 | Build Battery-Gen | Firm Generation Capacity | 1 | 2026-04-01 | 0 | MW
0 | 0 | System | Battery | Build Battery-Gen 2041 | Build Battery-Gen | Firm Generation Capacity | 1 | 2026-07-01 | 0 | MW
0 | 0 | System | Battery | Build Battery-Gen 2041 | Build Battery-Gen | Firm Generation Capacity | 1 | 2026-10-01 | 0 | MW
Build Battery-Gen 2041_Firm Generation Capacity2027 | Build Battery-Gen_Firm Generation Capacity2027 | System | Battery | Build Battery-Gen 2041 | Build Battery-Gen | Firm Generation Capacity | 1 | 2027-01-01 | 0 | MW
0 | 0 | System | Battery | Build Battery-Gen 2041 | Build Battery-Gen | Firm Generation Capacity | 1 | 2027-04-01 | 0 | MW
0 | 0 | System | Battery | Build Battery-Gen 2041 | Build Battery-Gen | Firm Generation Capacity | 1 | 2027-07-01 | 0 | MW
0 | 0 | System | Battery | Build Battery-Gen 2041 | Build Battery-Gen | Firm Generation Capacity | 1 | 2027-10-01 | 0 | MW
Build Battery-Gen 2041_Firm Generation Capacity2028 | Build Battery-Gen_Firm Generation Capacity2028 | System | Battery | Build Battery-Gen 2041 | Build Battery-Gen | Firm Generation Capacity | 1 | 2028-01-01 | 0 | MW
0 | 0 | System | Battery | Build Battery-Gen 2041 | Build Battery-Gen | Firm Generation Capacity | 1 | 2028-04-01 | 0 | MW
0 | 0 | System | Battery | Build Battery-Gen 2041 | Build Battery-Gen | Firm Generation Capacity | 1 | 2028-07-01 | 0 | MW
0 | 0 | System | Battery | Build Battery-Gen 2041 | Build Battery-Gen | Firm Generation Capacity | 1 | 2028-10-01 | 0 | MW
Build Battery-Gen 2041_Firm Generation Capacity2029 | Build Battery-Gen_Firm Generation Capacity2029 | System | Battery | Build Battery-Gen 2041 | Build Battery-Gen | Firm Generation Capacity | 1 | 2029-01-01 | 0 | MW
0 | 0 | System | Battery | Build Battery-Gen 2041 | Build Battery-Gen | Firm Generation Capacity | 1 | 2029-04-01 | 0 | MW
0 | 0 | System | Battery | Build Battery-Gen 2041 | Build Battery-Gen | Firm Generation Capacity | 1 | 2029-07-01 | 0 | MW
0 | 0 | System | Battery | Build Battery-Gen 2041 | Build Battery-Gen | Firm Generation Capacity | 1 | 2029-10-01 | 0 | MW
Build Battery-Gen 2041_Firm Generation Capacity2030 | Build Battery-Gen_Firm Generation Capacity2030 | System | Battery | Build Battery-Gen 2041 | Build Battery-Gen | Firm Generation Capacity | 1 | 2030-01-01 | 0 | MW
0 | 0 | System | Battery | Build Battery-Gen 2041 | Build Battery-Gen | Firm Generation Capacity | 1 | 2030-04-01 | 0 | MW
0 | 0 | System | Battery | Build Battery-Gen 2041 | Build Battery-Gen | Firm Generation Capacity | 1 | 2030-07-01 | 0 | MW
0 | 0 | System | Battery | Build Battery-Gen 2041 | Build Battery-Gen | Firm Generation Capacity | 1 | 2030-10-01 | 0 | MW
Build Battery-Gen 2041_Firm Generation Capacity2031 | Build Battery-Gen_Firm Generation Capacity2031 | System | Battery | Build Battery-Gen 2041 | Build Battery-Gen | Firm Generation Capacity | 1 | 2031-01-01 | 0 | MW
0 | 0 | System | Battery | Build Battery-Gen 2041 | Build Battery-Gen | Firm Generation Capacity | 1 | 2031-04-01 | 0 | MW
0 | 0 | System | Battery | Build Battery-Gen 2041 | Build Battery-Gen | Firm Generation Capacity | 1 | 2031-07-01 | 0 | MW
0 | 0 | System | Battery | Build Battery-Gen 2041 | Build Battery-Gen | Firm Generation Capacity | 1 | 2031-10-01 | 0 | MW
Build Battery-Gen 2041_Firm Generation Capacity2032 | Build Battery-Gen_Firm Generation Capacity2032 | System | Battery | Build Battery-Gen 2041 | Build Battery-Gen | Firm Generation Capacity | 1 | 2032-01-01 | 0 | MW
0 | 0 | System | Battery | Build Battery-Gen 2041 | Build Battery-Gen | Firm Generation Capacity | 1 | 2032-04-01 | 0 | MW
0 | 0 | System | Battery | Build Battery-Gen 2041 | Build Battery-Gen | Firm Generation Capacity | 1 | 2032-07-01 | 0 | MW
0 | 0 | System | Battery | Build Battery-Gen 2041 | Build Battery-Gen | Firm Generation Capacity | 1 | 2032-10-01 | 0 | MW
Build Battery-Gen 2041_Firm Generation Capacity2033 | Build Battery-Gen_Firm Generation Capacity2033 | System | Battery | Build Battery-Gen 2041 | Build Battery-Gen | Firm Generation Capacity | 1 | 2033-01-01 | 0 | MW
0 | 0 | System | Battery | Build Battery-Gen 2041 | Build Battery-Gen | Firm Generation Capacity | 1 | 2033-04-01 | 0 | MW
0 | 0 | System | Battery | Build Battery-Gen 2041 | Build Battery-Gen | Firm Generation Capacity | 1 | 2033-07-01 | 0 | MW
0 | 0 | System | Battery | Build Battery-Gen 2041 | Build Battery-Gen | Firm Generation Capacity | 1 | 2033-10-01 | 0 | MW
Build Battery-Gen 2041_Firm Generation Capacity2034 | Build Battery-Gen_Firm Generation Capacity2034 | System | Battery | Build Battery-Gen 2041 | Build Battery-Gen | Firm Generation Capacity | 1 | 2034-01-01 | 0 | MW
0 | 0 | System | Battery | Build Battery-Gen 2041 | Build Battery-Gen | Firm Generation Capacity | 1 | 2034-04-01 | 0 | MW
0 | 0 | System | Battery | Build Battery-Gen 2041 | Build Battery-Gen | Firm Generation Capacity | 1 | 2034-07-01 | 0 | MW
0 | 0 | System | Battery | Build Battery-Gen 2041 | Build Battery-Gen | Firm Generation Capacity | 1 | 2034-10-01 | 0 | MW
Build Battery-Gen 2041_Firm Generation Capacity2035 | Build Battery-Gen_Firm Generation Capacity2035 | System | Battery | Build Battery-Gen 2041 | Build Battery-Gen | Firm Generation Capacity | 1 | 2035-01-01 | 0 | MW
0 | 0 | System | Battery | Build Battery-Gen 2041 | Build Battery-Gen | Firm Generation Capacity | 1 | 2035-04-01 | 0 | MW
0 | 0 | System | Battery | Build Battery-Gen 2041 | Build Battery-Gen | Firm Generation Capacity | 1 | 2035-07-01 | 0 | MW
0 | 0 | System | Battery | Build Battery-Gen 2041 | Build Battery-Gen | Firm Generation Capacity | 1 | 2035-10-01 | 0 | MW
Build Battery-Gen 2041_Firm Generation Capacity2036 | Build Battery-Gen_Firm Generation Capacity2036 | System | Battery | Build Battery-Gen 2041 | Build Battery-Gen | Firm Generation Capacity | 1 | 2036-01-01 | 0 | MW
0 | 0 | System | Battery | Build Battery-Gen 2041 | Build Battery-Gen | Firm Generation Capacity | 1 | 2036-04-01 | 0 | MW
0 | 0 | System | Battery | Build Battery-Gen 2041 | Build Battery-Gen | Firm Generation Capacity | 1 | 2036-07-01 | 0 | MW
0 | 0 | System | Battery | Build Battery-Gen 2041 | Build Battery-Gen | Firm Generation Capacity | 1 | 2036-10-01 | 0 | MW
Build Battery-Gen 2041_Firm Generation Capacity2037 | Build Battery-Gen_Firm Generation Capacity2037 | System | Battery | Build Battery-Gen 2041 | Build Battery-Gen | Firm Generation Capacity | 1 | 2037-01-01 | 0 | MW
0 | 0 | System | Battery | Build Battery-Gen 2041 | Build Battery-Gen | Firm Generation Capacity | 1 | 2037-04-01 | 0 | MW
0 | 0 | System | Battery | Build Battery-Gen 2041 | Build Battery-Gen | Firm Generation Capacity | 1 | 2037-07-01 | 0 | MW
0 | 0 | System | Battery | Build Battery-Gen 2041 | Build Battery-Gen | Firm Generation Capacity | 1 | 2037-10-01 | 0 | MW
Build Battery-Gen 2041_Firm Generation Capacity2038 | Build Battery-Gen_Firm Generation Capacity2038 | System | Battery | Build Battery-Gen 2041 | Build Battery-Gen | Firm Generation Capacity | 1 | 2038-01-01 | 0 | MW
0 | 0 | System | Battery | Build Battery-Gen 2041 | Build Battery-Gen | Firm Generation Capacity | 1 | 2038-04-01 | 0 | MW
0 | 0 | System | Battery | Build Battery-Gen 2041 | Build Battery-Gen | Firm Generation Capacity | 1 | 2038-07-01 | 0 | MW
0 | 0 | System | Battery | Build Battery-Gen 2041 | Build Battery-Gen | Firm Generation Capacity | 1 | 2038-10-01 | 0 | MW
Build Battery-Gen 2041_Firm Generation Capacity2039 | Build Battery-Gen_Firm Generation Capacity2039 | System | Battery | Build Battery-Gen 2041 | Build Battery-Gen | Firm Generation Capacity | 1 | 2039-01-01 | 0 | MW
0 | 0 | System | Battery | Build Battery-Gen 2041 | Build Battery-Gen | Firm Generation Capacity | 1 | 2039-04-01 | 0 | MW
0 | 0 | System | Battery | Build Battery-Gen 2041 | Build Battery-Gen | Firm Generation Capacity | 1 | 2039-07-01 | 0 | MW
0 | 0 | System | Battery | Build Battery-Gen 2041 | Build Battery-Gen | Firm Generation Capacity | 1 | 2039-10-01 | 0 | MW
Build Battery-Gen 2041_Firm Generation Capacity2040 | Build Battery-Gen_Firm Generation Capacity2040 | System | Battery | Build Battery-Gen 2041 | Build Battery-Gen | Firm Generation Capacity | 1 | 2040-01-01 | 0 | MW
0 | 0 | System | Battery | Build Battery-Gen 2041 | Build Battery-Gen | Firm Generation Capacity | 1 | 2040-04-01 | 0 | MW
0 | 0 | System | Battery | Build Battery-Gen 2041 | Build Battery-Gen | Firm Generation Capacity | 1 | 2040-07-01 | 0 | MW
0 | 0 | System | Battery | Build Battery-Gen 2041 | Build Battery-Gen | Firm Generation Capacity | 1 | 2040-10-01 | 0 | MW
Build Battery-Gen 2041_Firm Generation Capacity2041 | Build Battery-Gen_Firm Generation Capacity2041 | System | Battery | Build Battery-Gen 2041 | Build Battery-Gen | Firm Generation Capacity | 1 | 2041-01-01 | 0 | MW
0 | 0 | System | Battery | Build Battery-Gen 2041 | Build Battery-Gen | Firm Generation Capacity | 1 | 2041-04-01 | 0 | MW
0 | 0 | System | Battery | Build Battery-Gen 2041 | Build Battery-Gen | Firm Generation Capacity | 1 | 2041-07-01 | 0 | MW
0 | 0 | System | Battery | Build Battery-Gen 2041 | Build Battery-Gen | Firm Generation Capacity | 1 | 2041-10-01 | 0 | MW
Build Battery-Gen 2041_Firm Generation Capacity2042 | Build Battery-Gen_Firm Generation Capacity2042 | System | Battery | Build Battery-Gen 2041 | Build Battery-Gen | Firm Generation Capacity | 1 | 2042-01-01 | 0 | MW
0 | 0 | System | Battery | Build Battery-Gen 2041 | Build Battery-Gen | Firm Generation Capacity | 1 | 2042-04-01 | 0 | MW
0 | 0 | System | Battery | Build Battery-Gen 2041 | Build Battery-Gen | Firm Generation Capacity | 1 | 2042-07-01 | 0 | MW
0 | 0 | System | Battery | Build Battery-Gen 2041 | Build Battery-Gen | Firm Generation Capacity | 1 | 2042-10-01 | 0 | MW
Build Battery-Gen 2041_Firm Generation Capacity2043 | Build Battery-Gen_Firm Generation Capacity2043 | System | Battery | Build Battery-Gen 2041 | Build Battery-Gen | Firm Generation Capacity | 1 | 2043-01-01 | 0 | MW
0 | 0 | System | Battery | Build Battery-Gen 2041 | Build Battery-Gen | Firm Generation Capacity | 1 | 2043-04-01 | 0 | MW
0 | 0 | System | Battery | Build Battery-Gen 2041 | Build Battery-Gen | Firm Generation Capacity | 1 | 2043-07-01 | 0 | MW
0 | 0 | System | Battery | Build Battery-Gen 2041 | Build Battery-Gen | Firm Generation Capacity | 1 | 2043-10-01 | 0 | MW
Build Battery-Gen 2042_Firm Generation Capacity2024 | Build Battery-Gen_Firm Generation Capacity2024 | System | Battery | Build Battery-Gen 2042 | Build Battery-Gen | Firm Generation Capacity | 1 | 2024-01-01 | 0 | MW
0 | 0 | System | Battery | Build Battery-Gen 2042 | Build Battery-Gen | Firm Generation Capacity | 1 | 2024-04-01 | 0 | MW
0 | 0 | System | Battery | Build Battery-Gen 2042 | Build Battery-Gen | Firm Generation Capacity | 1 | 2024-07-01 | 0 | MW
0 | 0 | System | Battery | Build Battery-Gen 2042 | Build Battery-Gen | Firm Generation Capacity | 1 | 2024-10-01 | 0 | MW
Build Battery-Gen 2042_Firm Generation Capacity2025 | Build Battery-Gen_Firm Generation Capacity2025 | System | Battery | Build Battery-Gen 2042 | Build Battery-Gen | Firm Generation Capacity | 1 | 2025-01-01 | 0 | MW
0 | 0 | System | Battery | Build Battery-Gen 2042 | Build Battery-Gen | Firm Generation Capacity | 1 | 2025-04-01 | 0 | MW
0 | 0 | System | Battery | Build Battery-Gen 2042 | Build Battery-Gen | Firm Generation Capacity | 1 | 2025-07-01 | 0 | MW
0 | 0 | System | Battery | Build Battery-Gen 2042 | Build Battery-Gen | Firm Generation Capacity | 1 | 2025-10-01 | 0 | MW
Build Battery-Gen 2042_Firm Generation Capacity2026 | Build Battery-Gen_Firm Generation Capacity2026 | System | Battery | Build Battery-Gen 2042 | Build Battery-Gen | Firm Generation Capacity | 1 | 2026-01-01 | 0 | MW
0 | 0 | System | Battery | Build Battery-Gen 2042 | Build Battery-Gen | Firm Generation Capacity | 1 | 2026-04-01 | 0 | MW
0 | 0 | System | Battery | Build Battery-Gen 2042 | Build Battery-Gen | Firm Generation Capacity | 1 | 2026-07-01 | 0 | MW
0 | 0 | System | Battery | Build Battery-Gen 2042 | Build Battery-Gen | Firm Generation Capacity | 1 | 2026-10-01 | 0 | MW
Build Battery-Gen 2042_Firm Generation Capacity2027 | Build Battery-Gen_Firm Generation Capacity2027 | System | Battery | Build Battery-Gen 2042 | Build Battery-Gen | Firm Generation Capacity | 1 | 2027-01-01 | 0 | MW
0 | 0 | System | Battery | Build Battery-Gen 2042 | Build Battery-Gen | Firm Generation Capacity | 1 | 2027-04-01 | 0 | MW
0 | 0 | System | Battery | Build Battery-Gen 2042 | Build Battery-Gen | Firm Generation Capacity | 1 | 2027-07-01 | 0 | MW
0 | 0 | System | Battery | Build Battery-Gen 2042 | Build Battery-Gen | Firm Generation Capacity | 1 | 2027-10-01 | 0 | MW
Build Battery-Gen 2042_Firm Generation Capacity2028 | Build Battery-Gen_Firm Generation Capacity2028 | System | Battery | Build Battery-Gen 2042 | Build Battery-Gen | Firm Generation Capacity | 1 | 2028-01-01 | 0 | MW
0 | 0 | System | Battery | Build Battery-Gen 2042 | Build Battery-Gen | Firm Generation Capacity | 1 | 2028-04-01 | 0 | MW
0 | 0 | System | Battery | Build Battery-Gen 2042 | Build Battery-Gen | Firm Generation Capacity | 1 | 2028-07-01 | 0 | MW
0 | 0 | System | Battery | Build Battery-Gen 2042 | Build Battery-Gen | Firm Generation Capacity | 1 | 2028-10-01 | 0 | MW
Build Battery-Gen 2042_Firm Generation Capacity2029 | Build Battery-Gen_Firm Generation Capacity2029 | System | Battery | Build Battery-Gen 2042 | Build Battery-Gen | Firm Generation Capacity | 1 | 2029-01-01 | 0 | MW
0 | 0 | System | Battery | Build Battery-Gen 2042 | Build Battery-Gen | Firm Generation Capacity | 1 | 2029-04-01 | 0 | MW
0 | 0 | System | Battery | Build Battery-Gen 2042 | Build Battery-Gen | Firm Generation Capacity | 1 | 2029-07-01 | 0 | MW
0 | 0 | System | Battery | Build Battery-Gen 2042 | Build Battery-Gen | Firm Generation Capacity | 1 | 2029-10-01 | 0 | MW
Build Battery-Gen 2042_Firm Generation Capacity2030 | Build Battery-Gen_Firm Generation Capacity2030 | System | Battery | Build Battery-Gen 2042 | Build Battery-Gen | Firm Generation Capacity | 1 | 2030-01-01 | 0 | MW
0 | 0 | System | Battery | Build Battery-Gen 2042 | Build Battery-Gen | Firm Generation Capacity | 1 | 2030-04-01 | 0 | MW
0 | 0 | System | Battery | Build Battery-Gen 2042 | Build Battery-Gen | Firm Generation Capacity | 1 | 2030-07-01 | 0 | MW
0 | 0 | System | Battery | Build Battery-Gen 2042 | Build Battery-Gen | Firm Generation Capacity | 1 | 2030-10-01 | 0 | MW
Build Battery-Gen 2042_Firm Generation Capacity2031 | Build Battery-Gen_Firm Generation Capacity2031 | System | Battery | Build Battery-Gen 2042 | Build Battery-Gen | Firm Generation Capacity | 1 | 2031-01-01 | 0 | MW
0 | 0 | System | Battery | Build Battery-Gen 2042 | Build Battery-Gen | Firm Generation Capacity | 1 | 2031-04-01 | 0 | MW
0 | 0 | System | Battery | Build Battery-Gen 2042 | Build Battery-Gen | Firm Generation Capacity | 1 | 2031-07-01 | 0 | MW
0 | 0 | System | Battery | Build Battery-Gen 2042 | Build Battery-Gen | Firm Generation Capacity | 1 | 2031-10-01 | 0 | MW
Build Battery-Gen 2042_Firm Generation Capacity2032 | Build Battery-Gen_Firm Generation Capacity2032 | System | Battery | Build Battery-Gen 2042 | Build Battery-Gen | Firm Generation Capacity | 1 | 2032-01-01 | 0 | MW
0 | 0 | System | Battery | Build Battery-Gen 2042 | Build Battery-Gen | Firm Generation Capacity | 1 | 2032-04-01 | 0 | MW
0 | 0 | System | Battery | Build Battery-Gen 2042 | Build Battery-Gen | Firm Generation Capacity | 1 | 2032-07-01 | 0 | MW
0 | 0 | System | Battery | Build Battery-Gen 2042 | Build Battery-Gen | Firm Generation Capacity | 1 | 2032-10-01 | 0 | MW
Build Battery-Gen 2042_Firm Generation Capacity2033 | Build Battery-Gen_Firm Generation Capacity2033 | System | Battery | Build Battery-Gen 2042 | Build Battery-Gen | Firm Generation Capacity | 1 | 2033-01-01 | 0 | MW
0 | 0 | System | Battery | Build Battery-Gen 2042 | Build Battery-Gen | Firm Generation Capacity | 1 | 2033-04-01 | 0 | MW
0 | 0 | System | Battery | Build Battery-Gen 2042 | Build Battery-Gen | Firm Generation Capacity | 1 | 2033-07-01 | 0 | MW
0 | 0 | System | Battery | Build Battery-Gen 2042 | Build Battery-Gen | Firm Generation Capacity | 1 | 2033-10-01 | 0 | MW
Build Battery-Gen 2042_Firm Generation Capacity2034 | Build Battery-Gen_Firm Generation Capacity2034 | System | Battery | Build Battery-Gen 2042 | Build Battery-Gen | Firm Generation Capacity | 1 | 2034-01-01 | 0 | MW
0 | 0 | System | Battery | Build Battery-Gen 2042 | Build Battery-Gen | Firm Generation Capacity | 1 | 2034-04-01 | 0 | MW
0 | 0 | System | Battery | Build Battery-Gen 2042 | Build Battery-Gen | Firm Generation Capacity | 1 | 2034-07-01 | 0 | MW
0 | 0 | System | Battery | Build Battery-Gen 2042 | Build Battery-Gen | Firm Generation Capacity | 1 | 2034-10-01 | 0 | MW
Build Battery-Gen 2042_Firm Generation Capacity2035 | Build Battery-Gen_Firm Generation Capacity2035 | System | Battery | Build Battery-Gen 2042 | Build Battery-Gen | Firm Generation Capacity | 1 | 2035-01-01 | 0 | MW
0 | 0 | System | Battery | Build Battery-Gen 2042 | Build Battery-Gen | Firm Generation Capacity | 1 | 2035-04-01 | 0 | MW
0 | 0 | System | Battery | Build Battery-Gen 2042 | Build Battery-Gen | Firm Generation Capacity | 1 | 2035-07-01 | 0 | MW
0 | 0 | System | Battery | Build Battery-Gen 2042 | Build Battery-Gen | Firm Generation Capacity | 1 | 2035-10-01 | 0 | MW
Build Battery-Gen 2042_Firm Generation Capacity2036 | Build Battery-Gen_Firm Generation Capacity2036 | System | Battery | Build Battery-Gen 2042 | Build Battery-Gen | Firm Generation Capacity | 1 | 2036-01-01 | 0 | MW
0 | 0 | System | Battery | Build Battery-Gen 2042 | Build Battery-Gen | Firm Generation Capacity | 1 | 2036-04-01 | 0 | MW
0 | 0 | System | Battery | Build Battery-Gen 2042 | Build Battery-Gen | Firm Generation Capacity | 1 | 2036-07-01 | 0 | MW
0 | 0 | System | Battery | Build Battery-Gen 2042 | Build Battery-Gen | Firm Generation Capacity | 1 | 2036-10-01 | 0 | MW
Build Battery-Gen 2042_Firm Generation Capacity2037 | Build Battery-Gen_Firm Generation Capacity2037 | System | Battery | Build Battery-Gen 2042 | Build Battery-Gen | Firm Generation Capacity | 1 | 2037-01-01 | 0 | MW
0 | 0 | System | Battery | Build Battery-Gen 2042 | Build Battery-Gen | Firm Generation Capacity | 1 | 2037-04-01 | 0 | MW
0 | 0 | System | Battery | Build Battery-Gen 2042 | Build Battery-Gen | Firm Generation Capacity | 1 | 2037-07-01 | 0 | MW
0 | 0 | System | Battery | Build Battery-Gen 2042 | Build Battery-Gen | Firm Generation Capacity | 1 | 2037-10-01 | 0 | MW
Build Battery-Gen 2042_Firm Generation Capacity2038 | Build Battery-Gen_Firm Generation Capacity2038 | System | Battery | Build Battery-Gen 2042 | Build Battery-Gen | Firm Generation Capacity | 1 | 2038-01-01 | 0 | MW
0 | 0 | System | Battery | Build Battery-Gen 2042 | Build Battery-Gen | Firm Generation Capacity | 1 | 2038-04-01 | 0 | MW
0 | 0 | System | Battery | Build Battery-Gen 2042 | Build Battery-Gen | Firm Generation Capacity | 1 | 2038-07-01 | 0 | MW
0 | 0 | System | Battery | Build Battery-Gen 2042 | Build Battery-Gen | Firm Generation Capacity | 1 | 2038-10-01 | 0 | MW
Build Battery-Gen 2042_Firm Generation Capacity2039 | Build Battery-Gen_Firm Generation Capacity2039 | System | Battery | Build Battery-Gen 2042 | Build Battery-Gen | Firm Generation Capacity | 1 | 2039-01-01 | 0 | MW
0 | 0 | System | Battery | Build Battery-Gen 2042 | Build Battery-Gen | Firm Generation Capacity | 1 | 2039-04-01 | 0 | MW
0 | 0 | System | Battery | Build Battery-Gen 2042 | Build Battery-Gen | Firm Generation Capacity | 1 | 2039-07-01 | 0 | MW
0 | 0 | System | Battery | Build Battery-Gen 2042 | Build Battery-Gen | Firm Generation Capacity | 1 | 2039-10-01 | 0 | MW
Build Battery-Gen 2042_Firm Generation Capacity2040 | Build Battery-Gen_Firm Generation Capacity2040 | System | Battery | Build Battery-Gen 2042 | Build Battery-Gen | Firm Generation Capacity | 1 | 2040-01-01 | 0 | MW
0 | 0 | System | Battery | Build Battery-Gen 2042 | Build Battery-Gen | Firm Generation Capacity | 1 | 2040-04-01 | 0 | MW
0 | 0 | System | Battery | Build Battery-Gen 2042 | Build Battery-Gen | Firm Generation Capacity | 1 | 2040-07-01 | 0 | MW
0 | 0 | System | Battery | Build Battery-Gen 2042 | Build Battery-Gen | Firm Generation Capacity | 1 | 2040-10-01 | 0 | MW
Build Battery-Gen 2042_Firm Generation Capacity2041 | Build Battery-Gen_Firm Generation Capacity2041 | System | Battery | Build Battery-Gen 2042 | Build Battery-Gen | Firm Generation Capacity | 1 | 2041-01-01 | 0 | MW
0 | 0 | System | Battery | Build Battery-Gen 2042 | Build Battery-Gen | Firm Generation Capacity | 1 | 2041-04-01 | 0 | MW
0 | 0 | System | Battery | Build Battery-Gen 2042 | Build Battery-Gen | Firm Generation Capacity | 1 | 2041-07-01 | 0 | MW
0 | 0 | System | Battery | Build Battery-Gen 2042 | Build Battery-Gen | Firm Generation Capacity | 1 | 2041-10-01 | 0 | MW
Build Battery-Gen 2042_Firm Generation Capacity2042 | Build Battery-Gen_Firm Generation Capacity2042 | System | Battery | Build Battery-Gen 2042 | Build Battery-Gen | Firm Generation Capacity | 1 | 2042-01-01 | 0 | MW
0 | 0 | System | Battery | Build Battery-Gen 2042 | Build Battery-Gen | Firm Generation Capacity | 1 | 2042-04-01 | 0 | MW
0 | 0 | System | Battery | Build Battery-Gen 2042 | Build Battery-Gen | Firm Generation Capacity | 1 | 2042-07-01 | 0 | MW
0 | 0 | System | Battery | Build Battery-Gen 2042 | Build Battery-Gen | Firm Generation Capacity | 1 | 2042-10-01 | 0 | MW
Build Battery-Gen 2042_Firm Generation Capacity2043 | Build Battery-Gen_Firm Generation Capacity2043 | System | Battery | Build Battery-Gen 2042 | Build Battery-Gen | Firm Generation Capacity | 1 | 2043-01-01 | 0 | MW
0 | 0 | System | Battery | Build Battery-Gen 2042 | Build Battery-Gen | Firm Generation Capacity | 1 | 2043-04-01 | 0 | MW
0 | 0 | System | Battery | Build Battery-Gen 2042 | Build Battery-Gen | Firm Generation Capacity | 1 | 2043-07-01 | 0 | MW
0 | 0 | System | Battery | Build Battery-Gen 2042 | Build Battery-Gen | Firm Generation Capacity | 1 | 2043-10-01 | 0 | MW
Build Battery-Gen 2043_Firm Generation Capacity2024 | Build Battery-Gen_Firm Generation Capacity2024 | System | Battery | Build Battery-Gen 2043 | Build Battery-Gen | Firm Generation Capacity | 1 | 2024-01-01 | 0 | MW
0 | 0 | System | Battery | Build Battery-Gen 2043 | Build Battery-Gen | Firm Generation Capacity | 1 | 2024-04-01 | 0 | MW
0 | 0 | System | Battery | Build Battery-Gen 2043 | Build Battery-Gen | Firm Generation Capacity | 1 | 2024-07-01 | 0 | MW
0 | 0 | System | Battery | Build Battery-Gen 2043 | Build Battery-Gen | Firm Generation Capacity | 1 | 2024-10-01 | 0 | MW
Build Battery-Gen 2043_Firm Generation Capacity2025 | Build Battery-Gen_Firm Generation Capacity2025 | System | Battery | Build Battery-Gen 2043 | Build Battery-Gen | Firm Generation Capacity | 1 | 2025-01-01 | 0 | MW
0 | 0 | System | Battery | Build Battery-Gen 2043 | Build Battery-Gen | Firm Generation Capacity | 1 | 2025-04-01 | 0 | MW
0 | 0 | System | Battery | Build Battery-Gen 2043 | Build Battery-Gen | Firm Generation Capacity | 1 | 2025-07-01 | 0 | MW
0 | 0 | System | Battery | Build Battery-Gen 2043 | Build Battery-Gen | Firm Generation Capacity | 1 | 2025-10-01 | 0 | MW
Build Battery-Gen 2043_Firm Generation Capacity2026 | Build Battery-Gen_Firm Generation Capacity2026 | System | Battery | Build Battery-Gen 2043 | Build Battery-Gen | Firm Generation Capacity | 1 | 2026-01-01 | 0 | MW
0 | 0 | System | Battery | Build Battery-Gen 2043 | Build Battery-Gen | Firm Generation Capacity | 1 | 2026-04-01 | 0 | MW
0 | 0 | System | Battery | Build Battery-Gen 2043 | Build Battery-Gen | Firm Generation Capacity | 1 | 2026-07-01 | 0 | MW
0 | 0 | System | Battery | Build Battery-Gen 2043 | Build Battery-Gen | Firm Generation Capacity | 1 | 2026-10-01 | 0 | MW
Build Battery-Gen 2043_Firm Generation Capacity2027 | Build Battery-Gen_Firm Generation Capacity2027 | System | Battery | Build Battery-Gen 2043 | Build Battery-Gen | Firm Generation Capacity | 1 | 2027-01-01 | 0 | MW
0 | 0 | System | Battery | Build Battery-Gen 2043 | Build Battery-Gen | Firm Generation Capacity | 1 | 2027-04-01 | 0 | MW
0 | 0 | System | Battery | Build Battery-Gen 2043 | Build Battery-Gen | Firm Generation Capacity | 1 | 2027-07-01 | 0 | MW
0 | 0 | System | Battery | Build Battery-Gen 2043 | Build Battery-Gen | Firm Generation Capacity | 1 | 2027-10-01 | 0 | MW
Build Battery-Gen 2043_Firm Generation Capacity2028 | Build Battery-Gen_Firm Generation Capacity2028 | System | Battery | Build Battery-Gen 2043 | Build Battery-Gen | Firm Generation Capacity | 1 | 2028-01-01 | 0 | MW
0 | 0 | System | Battery | Build Battery-Gen 2043 | Build Battery-Gen | Firm Generation Capacity | 1 | 2028-04-01 | 0 | MW
0 | 0 | System | Battery | Build Battery-Gen 2043 | Build Battery-Gen | Firm Generation Capacity | 1 | 2028-07-01 | 0 | MW
0 | 0 | System | Battery | Build Battery-Gen 2043 | Build Battery-Gen | Firm Generation Capacity | 1 | 2028-10-01 | 0 | MW
Build Battery-Gen 2043_Firm Generation Capacity2029 | Build Battery-Gen_Firm Generation Capacity2029 | System | Battery | Build Battery-Gen 2043 | Build Battery-Gen | Firm Generation Capacity | 1 | 2029-01-01 | 0 | MW
0 | 0 | System | Battery | Build Battery-Gen 2043 | Build Battery-Gen | Firm Generation Capacity | 1 | 2029-04-01 | 0 | MW
0 | 0 | System | Battery | Build Battery-Gen 2043 | Build Battery-Gen | Firm Generation Capacity | 1 | 2029-07-01 | 0 | MW
0 | 0 | System | Battery | Build Battery-Gen 2043 | Build Battery-Gen | Firm Generation Capacity | 1 | 2029-10-01 | 0 | MW
Build Battery-Gen 2043_Firm Generation Capacity2030 | Build Battery-Gen_Firm Generation Capacity2030 | System | Battery | Build Battery-Gen 2043 | Build Battery-Gen | Firm Generation Capacity | 1 | 2030-01-01 | 0 | MW
0 | 0 | System | Battery | Build Battery-Gen 2043 | Build Battery-Gen | Firm Generation Capacity | 1 | 2030-04-01 | 0 | MW
0 | 0 | System | Battery | Build Battery-Gen 2043 | Build Battery-Gen | Firm Generation Capacity | 1 | 2030-07-01 | 0 | MW
0 | 0 | System | Battery | Build Battery-Gen 2043 | Build Battery-Gen | Firm Generation Capacity | 1 | 2030-10-01 | 0 | MW
Build Battery-Gen 2043_Firm Generation Capacity2031 | Build Battery-Gen_Firm Generation Capacity2031 | System | Battery | Build Battery-Gen 2043 | Build Battery-Gen | Firm Generation Capacity | 1 | 2031-01-01 | 0 | MW
0 | 0 | System | Battery | Build Battery-Gen 2043 | Build Battery-Gen | Firm Generation Capacity | 1 | 2031-04-01 | 0 | MW
0 | 0 | System | Battery | Build Battery-Gen 2043 | Build Battery-Gen | Firm Generation Capacity | 1 | 2031-07-01 | 0 | MW
0 | 0 | System | Battery | Build Battery-Gen 2043 | Build Battery-Gen | Firm Generation Capacity | 1 | 2031-10-01 | 0 | MW
Build Battery-Gen 2043_Firm Generation Capacity2032 | Build Battery-Gen_Firm Generation Capacity2032 | System | Battery | Build Battery-Gen 2043 | Build Battery-Gen | Firm Generation Capacity | 1 | 2032-01-01 | 0 | MW
0 | 0 | System | Battery | Build Battery-Gen 2043 | Build Battery-Gen | Firm Generation Capacity | 1 | 2032-04-01 | 0 | MW
0 | 0 | System | Battery | Build Battery-Gen 2043 | Build Battery-Gen | Firm Generation Capacity | 1 | 2032-07-01 | 0 | MW
0 | 0 | System | Battery | Build Battery-Gen 2043 | Build Battery-Gen | Firm Generation Capacity | 1 | 2032-10-01 | 0 | MW
Build Battery-Gen 2043_Firm Generation Capacity2033 | Build Battery-Gen_Firm Generation Capacity2033 | System | Battery | Build Battery-Gen 2043 | Build Battery-Gen | Firm Generation Capacity | 1 | 2033-01-01 | 0 | MW
0 | 0 | System | Battery | Build Battery-Gen 2043 | Build Battery-Gen | Firm Generation Capacity | 1 | 2033-04-01 | 0 | MW
0 | 0 | System | Battery | Build Battery-Gen 2043 | Build Battery-Gen | Firm Generation Capacity | 1 | 2033-07-01 | 0 | MW
0 | 0 | System | Battery | Build Battery-Gen 2043 | Build Battery-Gen | Firm Generation Capacity | 1 | 2033-10-01 | 0 | MW
Build Battery-Gen 2043_Firm Generation Capacity2034 | Build Battery-Gen_Firm Generation Capacity2034 | System | Battery | Build Battery-Gen 2043 | Build Battery-Gen | Firm Generation Capacity | 1 | 2034-01-01 | 0 | MW
0 | 0 | System | Battery | Build Battery-Gen 2043 | Build Battery-Gen | Firm Generation Capacity | 1 | 2034-04-01 | 0 | MW
0 | 0 | System | Battery | Build Battery-Gen 2043 | Build Battery-Gen | Firm Generation Capacity | 1 | 2034-07-01 | 0 | MW
0 | 0 | System | Battery | Build Battery-Gen 2043 | Build Battery-Gen | Firm Generation Capacity | 1 | 2034-10-01 | 0 | MW
Build Battery-Gen 2043_Firm Generation Capacity2035 | Build Battery-Gen_Firm Generation Capacity2035 | System | Battery | Build Battery-Gen 2043 | Build Battery-Gen | Firm Generation Capacity | 1 | 2035-01-01 | 0 | MW
0 | 0 | System | Battery | Build Battery-Gen 2043 | Build Battery-Gen | Firm Generation Capacity | 1 | 2035-04-01 | 0 | MW
0 | 0 | System | Battery | Build Battery-Gen 2043 | Build Battery-Gen | Firm Generation Capacity | 1 | 2035-07-01 | 0 | MW
0 | 0 | System | Battery | Build Battery-Gen 2043 | Build Battery-Gen | Firm Generation Capacity | 1 | 2035-10-01 | 0 | MW
Build Battery-Gen 2043_Firm Generation Capacity2036 | Build Battery-Gen_Firm Generation Capacity2036 | System | Battery | Build Battery-Gen 2043 | Build Battery-Gen | Firm Generation Capacity | 1 | 2036-01-01 | 0 | MW
0 | 0 | System | Battery | Build Battery-Gen 2043 | Build Battery-Gen | Firm Generation Capacity | 1 | 2036-04-01 | 0 | MW
0 | 0 | System | Battery | Build Battery-Gen 2043 | Build Battery-Gen | Firm Generation Capacity | 1 | 2036-07-01 | 0 | MW
0 | 0 | System | Battery | Build Battery-Gen 2043 | Build Battery-Gen | Firm Generation Capacity | 1 | 2036-10-01 | 0 | MW
Build Battery-Gen 2043_Firm Generation Capacity2037 | Build Battery-Gen_Firm Generation Capacity2037 | System | Battery | Build Battery-Gen 2043 | Build Battery-Gen | Firm Generation Capacity | 1 | 2037-01-01 | 0 | MW
0 | 0 | System | Battery | Build Battery-Gen 2043 | Build Battery-Gen | Firm Generation Capacity | 1 | 2037-04-01 | 0 | MW
0 | 0 | System | Battery | Build Battery-Gen 2043 | Build Battery-Gen | Firm Generation Capacity | 1 | 2037-07-01 | 0 | MW
0 | 0 | System | Battery | Build Battery-Gen 2043 | Build Battery-Gen | Firm Generation Capacity | 1 | 2037-10-01 | 0 | MW
Build Battery-Gen 2043_Firm Generation Capacity2038 | Build Battery-Gen_Firm Generation Capacity2038 | System | Battery | Build Battery-Gen 2043 | Build Battery-Gen | Firm Generation Capacity | 1 | 2038-01-01 | 0 | MW
0 | 0 | System | Battery | Build Battery-Gen 2043 | Build Battery-Gen | Firm Generation Capacity | 1 | 2038-04-01 | 0 | MW
0 | 0 | System | Battery | Build Battery-Gen 2043 | Build Battery-Gen | Firm Generation Capacity | 1 | 2038-07-01 | 0 | MW
0 | 0 | System | Battery | Build Battery-Gen 2043 | Build Battery-Gen | Firm Generation Capacity | 1 | 2038-10-01 | 0 | MW
Build Battery-Gen 2043_Firm Generation Capacity2039 | Build Battery-Gen_Firm Generation Capacity2039 | System | Battery | Build Battery-Gen 2043 | Build Battery-Gen | Firm Generation Capacity | 1 | 2039-01-01 | 0 | MW
0 | 0 | System | Battery | Build Battery-Gen 2043 | Build Battery-Gen | Firm Generation Capacity | 1 | 2039-04-01 | 0 | MW
0 | 0 | System | Battery | Build Battery-Gen 2043 | Build Battery-Gen | Firm Generation Capacity | 1 | 2039-07-01 | 0 | MW
0 | 0 | System | Battery | Build Battery-Gen 2043 | Build Battery-Gen | Firm Generation Capacity | 1 | 2039-10-01 | 0 | MW
Build Battery-Gen 2043_Firm Generation Capacity2040 | Build Battery-Gen_Firm Generation Capacity2040 | System | Battery | Build Battery-Gen 2043 | Build Battery-Gen | Firm Generation Capacity | 1 | 2040-01-01 | 0 | MW
0 | 0 | System | Battery | Build Battery-Gen 2043 | Build Battery-Gen | Firm Generation Capacity | 1 | 2040-04-01 | 0 | MW
0 | 0 | System | Battery | Build Battery-Gen 2043 | Build Battery-Gen | Firm Generation Capacity | 1 | 2040-07-01 | 0 | MW
0 | 0 | System | Battery | Build Battery-Gen 2043 | Build Battery-Gen | Firm Generation Capacity | 1 | 2040-10-01 | 0 | MW
Build Battery-Gen 2043_Firm Generation Capacity2041 | Build Battery-Gen_Firm Generation Capacity2041 | System | Battery | Build Battery-Gen 2043 | Build Battery-Gen | Firm Generation Capacity | 1 | 2041-01-01 | 0 | MW
0 | 0 | System | Battery | Build Battery-Gen 2043 | Build Battery-Gen | Firm Generation Capacity | 1 | 2041-04-01 | 0 | MW
0 | 0 | System | Battery | Build Battery-Gen 2043 | Build Battery-Gen | Firm Generation Capacity | 1 | 2041-07-01 | 0 | MW
0 | 0 | System | Battery | Build Battery-Gen 2043 | Build Battery-Gen | Firm Generation Capacity | 1 | 2041-10-01 | 0 | MW
Build Battery-Gen 2043_Firm Generation Capacity2042 | Build Battery-Gen_Firm Generation Capacity2042 | System | Battery | Build Battery-Gen 2043 | Build Battery-Gen | Firm Generation Capacity | 1 | 2042-01-01 | 0 | MW
0 | 0 | System | Battery | Build Battery-Gen 2043 | Build Battery-Gen | Firm Generation Capacity | 1 | 2042-04-01 | 0 | MW
0 | 0 | System | Battery | Build Battery-Gen 2043 | Build Battery-Gen | Firm Generation Capacity | 1 | 2042-07-01 | 0 | MW
0 | 0 | System | Battery | Build Battery-Gen 2043 | Build Battery-Gen | Firm Generation Capacity | 1 | 2042-10-01 | 0 | MW
Build Battery-Gen 2043_Firm Generation Capacity2043 | Build Battery-Gen_Firm Generation Capacity2043 | System | Battery | Build Battery-Gen 2043 | Build Battery-Gen | Firm Generation Capacity | 1 | 2043-01-01 | 0 | MW
0 | 0 | System | Battery | Build Battery-Gen 2043 | Build Battery-Gen | Firm Generation Capacity | 1 | 2043-04-01 | 0 | MW
0 | 0 | System | Battery | Build Battery-Gen 2043 | Build Battery-Gen | Firm Generation Capacity | 1 | 2043-07-01 | 0 | MW
0 | 0 | System | Battery | Build Battery-Gen 2043 | Build Battery-Gen | Firm Generation Capacity | 1 | 2043-10-01 | 0 | MW
Build Zonal Region_Firm Generation Capacity2024 | Zonal Regions_Firm Generation Capacity2024 | System | Region | Build Zonal Region | Zonal Regions | Firm Generation Capacity | 1 | 2024-01-01 | 0 | MW
0 | 0 | System | Region | Build Zonal Region | Zonal Regions | Firm Generation Capacity | 1 | 2024-04-01 | 0 | MW
0 | 0 | System | Region | Build Zonal Region | Zonal Regions | Firm Generation Capacity | 1 | 2024-07-01 | 0 | MW
0 | 0 | System | Region | Build Zonal Region | Zonal Regions | Firm Generation Capacity | 1 | 2024-10-01 | 0 | MW
Build Zonal Region_Firm Generation Capacity2025 | Zonal Regions_Firm Generation Capacity2025 | System | Region | Build Zonal Region | Zonal Regions | Firm Generation Capacity | 1 | 2025-01-01 | 0 | MW
0 | 0 | System | Region | Build Zonal Region | Zonal Regions | Firm Generation Capacity | 1 | 2025-04-01 | 0 | MW
0 | 0 | System | Region | Build Zonal Region | Zonal Regions | Firm Generation Capacity | 1 | 2025-07-01 | 0 | MW
0 | 0 | System | Region | Build Zonal Region | Zonal Regions | Firm Generation Capacity | 1 | 2025-10-01 | 0 | MW
Build Zonal Region_Firm Generation Capacity2026 | Zonal Regions_Firm Generation Capacity2026 | System | Region | Build Zonal Region | Zonal Regions | Firm Generation Capacity | 1 | 2026-01-01 | 116 | MW
0 | 0 | System | Region | Build Zonal Region | Zonal Regions | Firm Generation Capacity | 1 | 2026-04-01 | 138.75 | MW
0 | 0 | System | Region | Build Zonal Region | Zonal Regions | Firm Generation Capacity | 1 | 2026-07-01 | 138.75 | MW
0 | 0 | System | Region | Build Zonal Region | Zonal Regions | Firm Generation Capacity | 1 | 2026-10-01 | 139 | MW
Build Zonal Region_Firm Generation Capacity2027 | Zonal Regions_Firm Generation Capacity2027 | System | Region | Build Zonal Region | Zonal Regions | Firm Generation Capacity | 1 | 2027-01-01 | 71 | MW
0 | 0 | System | Region | Build Zonal Region | Zonal Regions | Firm Generation Capacity | 1 | 2027-04-01 | 251.5 | MW
0 | 0 | System | Region | Build Zonal Region | Zonal Regions | Firm Generation Capacity | 1 | 2027-07-01 | 251.5 | MW
0 | 0 | System | Region | Build Zonal Region | Zonal Regions | Firm Generation Capacity | 1 | 2027-10-01 | 85 | MW
Build Zonal Region_Firm Generation Capacity2028 | Zonal Regions_Firm Generation Capacity2028 | System | Region | Build Zonal Region | Zonal Regions | Firm Generation Capacity | 1 | 2028-01-01 | 157 | MW
0 | 0 | System | Region | Build Zonal Region | Zonal Regions | Firm Generation Capacity | 1 | 2028-04-01 | 406.2 | MW
0 | 0 | System | Region | Build Zonal Region | Zonal Regions | Firm Generation Capacity | 1 | 2028-07-01 | 406.2 | MW
0 | 0 | System | Region | Build Zonal Region | Zonal Regions | Firm Generation Capacity | 1 | 2028-10-01 | 86.4 | MW
Build Zonal Region_Firm Generation Capacity2029 | Zonal Regions_Firm Generation Capacity2029 | System | Region | Build Zonal Region | Zonal Regions | Firm Generation Capacity | 1 | 2029-01-01 | 86.4 | MW
0 | 0 | System | Region | Build Zonal Region | Zonal Regions | Firm Generation Capacity | 1 | 2029-04-01 | 409.8 | MW
0 | 0 | System | Region | Build Zonal Region | Zonal Regions | Firm Generation Capacity | 1 | 2029-07-01 | 409.8 | MW
0 | 0 | System | Region | Build Zonal Region | Zonal Regions | Firm Generation Capacity | 1 | 2029-10-01 | 103.2 | MW
Build Zonal Region_Firm Generation Capacity2030 | Zonal Regions_Firm Generation Capacity2030 | System | Region | Build Zonal Region | Zonal Regions | Firm Generation Capacity | 1 | 2030-01-01 | 113.2 | MW
0 | 0 | System | Region | Build Zonal Region | Zonal Regions | Firm Generation Capacity | 1 | 2030-04-01 | 412.8 | MW
0 | 0 | System | Region | Build Zonal Region | Zonal Regions | Firm Generation Capacity | 1 | 2030-07-01 | 412.8 | MW
0 | 0 | System | Region | Build Zonal Region | Zonal Regions | Firm Generation Capacity | 1 | 2030-10-01 | 119.4 | MW
Build Zonal Region_Firm Generation Capacity2031 | Zonal Regions_Firm Generation Capacity2031 | System | Region | Build Zonal Region | Zonal Regions | Firm Generation Capacity | 1 | 2031-01-01 | 136.4 | MW
0 | 0 | System | Region | Build Zonal Region | Zonal Regions | Firm Generation Capacity | 1 | 2031-04-01 | 432.2 | MW
0 | 0 | System | Region | Build Zonal Region | Zonal Regions | Firm Generation Capacity | 1 | 2031-07-01 | 432.2 | MW
0 | 0 | System | Region | Build Zonal Region | Zonal Regions | Firm Generation Capacity | 1 | 2031-10-01 | 152 | MW
Build Zonal Region_Firm Generation Capacity2032 | Zonal Regions_Firm Generation Capacity2032 | System | Region | Build Zonal Region | Zonal Regions | Firm Generation Capacity | 1 | 2032-01-01 | 177 | MW
0 | 0 | System | Region | Build Zonal Region | Zonal Regions | Firm Generation Capacity | 1 | 2032-04-01 | 853 | MW
0 | 0 | System | Region | Build Zonal Region | Zonal Regions | Firm Generation Capacity | 1 | 2032-07-01 | 853 | MW
0 | 0 | System | Region | Build Zonal Region | Zonal Regions | Firm Generation Capacity | 1 | 2032-10-01 | 586 | MW
Build Zonal Region_Firm Generation Capacity2033 | Zonal Regions_Firm Generation Capacity2033 | System | Region | Build Zonal Region | Zonal Regions | Firm Generation Capacity | 1 | 2033-01-01 | 582 | MW
0 | 0 | System | Region | Build Zonal Region | Zonal Regions | Firm Generation Capacity | 1 | 2033-04-01 | 850.05 | MW
0 | 0 | System | Region | Build Zonal Region | Zonal Regions | Firm Generation Capacity | 1 | 2033-07-01 | 850.05 | MW
0 | 0 | System | Region | Build Zonal Region | Zonal Regions | Firm Generation Capacity | 1 | 2033-10-01 | 600.75 | MW
Build Zonal Region_Firm Generation Capacity2034 | Zonal Regions_Firm Generation Capacity2034 | System | Region | Build Zonal Region | Zonal Regions | Firm Generation Capacity | 1 | 2034-01-01 | 595.75 | MW
0 | 0 | System | Region | Build Zonal Region | Zonal Regions | Firm Generation Capacity | 1 | 2034-04-01 | 845.8 | MW
0 | 0 | System | Region | Build Zonal Region | Zonal Regions | Firm Generation Capacity | 1 | 2034-07-01 | 845.8 | MW
0 | 0 | System | Region | Build Zonal Region | Zonal Regions | Firm Generation Capacity | 1 | 2034-10-01 | 614.2 | MW
Build Zonal Region_Firm Generation Capacity2035 | Zonal Regions_Firm Generation Capacity2035 | System | Region | Build Zonal Region | Zonal Regions | Firm Generation Capacity | 1 | 2035-01-01 | 608.2 | MW
0 | 0 | System | Region | Build Zonal Region | Zonal Regions | Firm Generation Capacity | 1 | 2035-04-01 | 1144.7 | MW
0 | 0 | System | Region | Build Zonal Region | Zonal Regions | Firm Generation Capacity | 1 | 2035-07-01 | 1144.7 | MW
0 | 0 | System | Region | Build Zonal Region | Zonal Regions | Firm Generation Capacity | 1 | 2035-10-01 | 930.8 | MW
Build Zonal Region_Firm Generation Capacity2036 | Zonal Regions_Firm Generation Capacity2036 | System | Region | Build Zonal Region | Zonal Regions | Firm Generation Capacity | 1 | 2036-01-01 | 903.8 | MW
0 | 0 | System | Region | Build Zonal Region | Zonal Regions | Firm Generation Capacity | 1 | 2036-04-01 | 1097.6 | MW
0 | 0 | System | Region | Build Zonal Region | Zonal Regions | Firm Generation Capacity | 1 | 2036-07-01 | 1097.6 | MW
0 | 0 | System | Region | Build Zonal Region | Zonal Regions | Firm Generation Capacity | 1 | 2036-10-01 | 901.4 | MW
Build Zonal Region_Firm Generation Capacity2037 | Zonal Regions_Firm Generation Capacity2037 | System | Region | Build Zonal Region | Zonal Regions | Firm Generation Capacity | 1 | 2037-01-01 | 901.4 | MW
0 | 0 | System | Region | Build Zonal Region | Zonal Regions | Firm Generation Capacity | 1 | 2037-04-01 | 1402.5 | MW
0 | 0 | System | Region | Build Zonal Region | Zonal Regions | Firm Generation Capacity | 1 | 2037-07-01 | 1402.5 | MW
0 | 0 | System | Region | Build Zonal Region | Zonal Regions | Firm Generation Capacity | 1 | 2037-10-01 | 1224 | MW
Build Zonal Region_Firm Generation Capacity2038 | Zonal Regions_Firm Generation Capacity2038 | System | Region | Build Zonal Region | Zonal Regions | Firm Generation Capacity | 1 | 2038-01-01 | 1224 | MW
0 | 0 | System | Region | Build Zonal Region | Zonal Regions | Firm Generation Capacity | 1 | 2038-04-01 | 1707.4 | MW
0 | 0 | System | Region | Build Zonal Region | Zonal Regions | Firm Generation Capacity | 1 | 2038-07-01 | 1707.4 | MW
0 | 0 | System | Region | Build Zonal Region | Zonal Regions | Firm Generation Capacity | 1 | 2038-10-01 | 1546.6 | MW
Build Zonal Region_Firm Generation Capacity2039 | Zonal Regions_Firm Generation Capacity2039 | System | Region | Build Zonal Region | Zonal Regions | Firm Generation Capacity | 1 | 2039-01-01 | 1546.6 | MW
0 | 0 | System | Region | Build Zonal Region | Zonal Regions | Firm Generation Capacity | 1 | 2039-04-01 | 2012.3 | MW
0 | 0 | System | Region | Build Zonal Region | Zonal Regions | Firm Generation Capacity | 1 | 2039-07-01 | 2012.3 | MW
0 | 0 | System | Region | Build Zonal Region | Zonal Regions | Firm Generation Capacity | 1 | 2039-10-01 | 1869.2 | MW
Build Zonal Region_Firm Generation Capacity2040 | Zonal Regions_Firm Generation Capacity2040 | System | Region | Build Zonal Region | Zonal Regions | Firm Generation Capacity | 1 | 2040-01-01 | 1875.2 | MW
0 | 0 | System | Region | Build Zonal Region | Zonal Regions | Firm Generation Capacity | 1 | 2040-04-01 | 1998.2 | MW
0 | 0 | System | Region | Build Zonal Region | Zonal Regions | Firm Generation Capacity | 1 | 2040-07-01 | 1998.2 | MW
0 | 0 | System | Region | Build Zonal Region | Zonal Regions | Firm Generation Capacity | 1 | 2040-10-01 | 1872.8 | MW
Build Zonal Region_Firm Generation Capacity2041 | Zonal Regions_Firm Generation Capacity2041 | System | Region | Build Zonal Region | Zonal Regions | Firm Generation Capacity | 1 | 2041-01-01 | 1866.8 | MW
0 | 0 | System | Region | Build Zonal Region | Zonal Regions | Firm Generation Capacity | 1 | 2041-04-01 | 2041.7 | MW
0 | 0 | System | Region | Build Zonal Region | Zonal Regions | Firm Generation Capacity | 1 | 2041-07-01 | 2041.7 | MW
0 | 0 | System | Region | Build Zonal Region | Zonal Regions | Firm Generation Capacity | 1 | 2041-10-01 | 1880.15 | MW
Build Zonal Region_Firm Generation Capacity2042 | Zonal Regions_Firm Generation Capacity2042 | System | Region | Build Zonal Region | Zonal Regions | Firm Generation Capacity | 1 | 2042-01-01 | 1880.15 | MW
0 | 0 | System | Region | Build Zonal Region | Zonal Regions | Firm Generation Capacity | 1 | 2042-04-01 | 2072 | MW
0 | 0 | System | Region | Build Zonal Region | Zonal Regions | Firm Generation Capacity | 1 | 2042-07-01 | 2072 | MW
0 | 0 | System | Region | Build Zonal Region | Zonal Regions | Firm Generation Capacity | 1 | 2042-10-01 | 1892 | MW
Build Zonal Region_Firm Generation Capacity2043 | Zonal Regions_Firm Generation Capacity2043 | System | Region | Build Zonal Region | Zonal Regions | Firm Generation Capacity | 1 | 2043-01-01 | 1937 | MW
0 | 0 | System | Region | Build Zonal Region | Zonal Regions | Firm Generation Capacity | 1 | 2043-04-01 | 2102.8999 | MW
0 | 0 | System | Region | Build Zonal Region | Zonal Regions | Firm Generation Capacity | 1 | 2043-07-01 | 2102.8999 | MW
0 | 0 | System | Region | Build Zonal Region | Zonal Regions | Firm Generation Capacity | 1 | 2043-10-01 | 1940.225 | MW
Build Zonal Region_Planning Peak Load2024 | Zonal Regions_Planning Peak Load2024 | System | Region | Build Zonal Region | Zonal Regions | Planning Peak Load | 1 | 2024-01-01 | 0 | MW
0 | 0 | System | Region | Build Zonal Region | Zonal Regions | Planning Peak Load | 1 | 2024-04-01 | 0 | MW
0 | 0 | System | Region | Build Zonal Region | Zonal Regions | Planning Peak Load | 1 | 2024-07-01 | 0 | MW
0 | 0 | System | Region | Build Zonal Region | Zonal Regions | Planning Peak Load | 1 | 2024-10-01 | 0 | MW
Build Zonal Region_Planning Peak Load2025 | Zonal Regions_Planning Peak Load2025 | System | Region | Build Zonal Region | Zonal Regions | Planning Peak Load | 1 | 2025-01-01 | 0 | MW
0 | 0 | System | Region | Build Zonal Region | Zonal Regions | Planning Peak Load | 1 | 2025-04-01 | 0 | MW
0 | 0 | System | Region | Build Zonal Region | Zonal Regions | Planning Peak Load | 1 | 2025-07-01 | 0 | MW
0 | 0 | System | Region | Build Zonal Region | Zonal Regions | Planning Peak Load | 1 | 2025-10-01 | 0 | MW
Build Zonal Region_Planning Peak Load2026 | Zonal Regions_Planning Peak Load2026 | System | Region | Build Zonal Region | Zonal Regions | Planning Peak Load | 1 | 2026-01-01 | 0 | MW
0 | 0 | System | Region | Build Zonal Region | Zonal Regions | Planning Peak Load | 1 | 2026-04-01 | 0 | MW
0 | 0 | System | Region | Build Zonal Region | Zonal Regions | Planning Peak Load | 1 | 2026-07-01 | 0 | MW
0 | 0 | System | Region | Build Zonal Region | Zonal Regions | Planning Peak Load | 1 | 2026-10-01 | 0 | MW
Build Zonal Region_Planning Peak Load2027 | Zonal Regions_Planning Peak Load2027 | System | Region | Build Zonal Region | Zonal Regions | Planning Peak Load | 1 | 2027-01-01 | 0 | MW
0 | 0 | System | Region | Build Zonal Region | Zonal Regions | Planning Peak Load | 1 | 2027-04-01 | 0 | MW
0 | 0 | System | Region | Build Zonal Region | Zonal Regions | Planning Peak Load | 1 | 2027-07-01 | 0 | MW
0 | 0 | System | Region | Build Zonal Region | Zonal Regions | Planning Peak Load | 1 | 2027-10-01 | 0 | MW
Build Zonal Region_Planning Peak Load2028 | Zonal Regions_Planning Peak Load2028 | System | Region | Build Zonal Region | Zonal Regions | Planning Peak Load | 1 | 2028-01-01 | 0 | MW
0 | 0 | System | Region | Build Zonal Region | Zonal Regions | Planning Peak Load | 1 | 2028-04-01 | 0 | MW
0 | 0 | System | Region | Build Zonal Region | Zonal Regions | Planning Peak Load | 1 | 2028-07-01 | 0 | MW
0 | 0 | System | Region | Build Zonal Region | Zonal Regions | Planning Peak Load | 1 | 2028-10-01 | 0 | MW
Build Zonal Region_Planning Peak Load2029 | Zonal Regions_Planning Peak Load2029 | System | Region | Build Zonal Region | Zonal Regions | Planning Peak Load | 1 | 2029-01-01 | 0 | MW
0 | 0 | System | Region | Build Zonal Region | Zonal Regions | Planning Peak Load | 1 | 2029-04-01 | 0 | MW
0 | 0 | System | Region | Build Zonal Region | Zonal Regions | Planning Peak Load | 1 | 2029-07-01 | 0 | MW
0 | 0 | System | Region | Build Zonal Region | Zonal Regions | Planning Peak Load | 1 | 2029-10-01 | 0 | MW
Build Zonal Region_Planning Peak Load2030 | Zonal Regions_Planning Peak Load2030 | System | Region | Build Zonal Region | Zonal Regions | Planning Peak Load | 1 | 2030-01-01 | 0 | MW
0 | 0 | System | Region | Build Zonal Region | Zonal Regions | Planning Peak Load | 1 | 2030-04-01 | 0 | MW
0 | 0 | System | Region | Build Zonal Region | Zonal Regions | Planning Peak Load | 1 | 2030-07-01 | 0 | MW
0 | 0 | System | Region | Build Zonal Region | Zonal Regions | Planning Peak Load | 1 | 2030-10-01 | 0 | MW
Build Zonal Region_Planning Peak Load2031 | Zonal Regions_Planning Peak Load2031 | System | Region | Build Zonal Region | Zonal Regions | Planning Peak Load | 1 | 2031-01-01 | 0 | MW
0 | 0 | System | Region | Build Zonal Region | Zonal Regions | Planning Peak Load | 1 | 2031-04-01 | 0 | MW
0 | 0 | System | Region | Build Zonal Region | Zonal Regions | Planning Peak Load | 1 | 2031-07-01 | 0 | MW
0 | 0 | System | Region | Build Zonal Region | Zonal Regions | Planning Peak Load | 1 | 2031-10-01 | 0 | MW
Build Zonal Region_Planning Peak Load2032 | Zonal Regions_Planning Peak Load2032 | System | Region | Build Zonal Region | Zonal Regions | Planning Peak Load | 1 | 2032-01-01 | 0 | MW
0 | 0 | System | Region | Build Zonal Region | Zonal Regions | Planning Peak Load | 1 | 2032-04-01 | 0 | MW
0 | 0 | System | Region | Build Zonal Region | Zonal Regions | Planning Peak Load | 1 | 2032-07-01 | 0 | MW
0 | 0 | System | Region | Build Zonal Region | Zonal Regions | Planning Peak Load | 1 | 2032-10-01 | 0 | MW
Build Zonal Region_Planning Peak Load2033 | Zonal Regions_Planning Peak Load2033 | System | Region | Build Zonal Region | Zonal Regions | Planning Peak Load | 1 | 2033-01-01 | 0 | MW
0 | 0 | System | Region | Build Zonal Region | Zonal Regions | Planning Peak Load | 1 | 2033-04-01 | 0 | MW
0 | 0 | System | Region | Build Zonal Region | Zonal Regions | Planning Peak Load | 1 | 2033-07-01 | 0 | MW
0 | 0 | System | Region | Build Zonal Region | Zonal Regions | Planning Peak Load | 1 | 2033-10-01 | 0 | MW
Build Zonal Region_Planning Peak Load2034 | Zonal Regions_Planning Peak Load2034 | System | Region | Build Zonal Region | Zonal Regions | Planning Peak Load | 1 | 2034-01-01 | 0 | MW
0 | 0 | System | Region | Build Zonal Region | Zonal Regions | Planning Peak Load | 1 | 2034-04-01 | 0 | MW
0 | 0 | System | Region | Build Zonal Region | Zonal Regions | Planning Peak Load | 1 | 2034-07-01 | 0 | MW
0 | 0 | System | Region | Build Zonal Region | Zonal Regions | Planning Peak Load | 1 | 2034-10-01 | 0 | MW
Build Zonal Region_Planning Peak Load2035 | Zonal Regions_Planning Peak Load2035 | System | Region | Build Zonal Region | Zonal Regions | Planning Peak Load | 1 | 2035-01-01 | 0 | MW
0 | 0 | System | Region | Build Zonal Region | Zonal Regions | Planning Peak Load | 1 | 2035-04-01 | 0 | MW
0 | 0 | System | Region | Build Zonal Region | Zonal Regions | Planning Peak Load | 1 | 2035-07-01 | 0 | MW
0 | 0 | System | Region | Build Zonal Region | Zonal Regions | Planning Peak Load | 1 | 2035-10-01 | 0 | MW
Build Zonal Region_Planning Peak Load2036 | Zonal Regions_Planning Peak Load2036 | System | Region | Build Zonal Region | Zonal Regions | Planning Peak Load | 1 | 2036-01-01 | 0 | MW
0 | 0 | System | Region | Build Zonal Region | Zonal Regions | Planning Peak Load | 1 | 2036-04-01 | 0 | MW
0 | 0 | System | Region | Build Zonal Region | Zonal Regions | Planning Peak Load | 1 | 2036-07-01 | 0 | MW
0 | 0 | System | Region | Build Zonal Region | Zonal Regions | Planning Peak Load | 1 | 2036-10-01 | 0 | MW
Build Zonal Region_Planning Peak Load2037 | Zonal Regions_Planning Peak Load2037 | System | Region | Build Zonal Region | Zonal Regions | Planning Peak Load | 1 | 2037-01-01 | 0 | MW
0 | 0 | System | Region | Build Zonal Region | Zonal Regions | Planning Peak Load | 1 | 2037-04-01 | 0 | MW
0 | 0 | System | Region | Build Zonal Region | Zonal Regions | Planning Peak Load | 1 | 2037-07-01 | 0 | MW
0 | 0 | System | Region | Build Zonal Region | Zonal Regions | Planning Peak Load | 1 | 2037-10-01 | 0 | MW
Build Zonal Region_Planning Peak Load2038 | Zonal Regions_Planning Peak Load2038 | System | Region | Build Zonal Region | Zonal Regions | Planning Peak Load | 1 | 2038-01-01 | 0 | MW
0 | 0 | System | Region | Build Zonal Region | Zonal Regions | Planning Peak Load | 1 | 2038-04-01 | 0 | MW
0 | 0 | System | Region | Build Zonal Region | Zonal Regions | Planning Peak Load | 1 | 2038-07-01 | 0 | MW
0 | 0 | System | Region | Build Zonal Region | Zonal Regions | Planning Peak Load | 1 | 2038-10-01 | 0 | MW
Build Zonal Region_Planning Peak Load2039 | Zonal Regions_Planning Peak Load2039 | System | Region | Build Zonal Region | Zonal Regions | Planning Peak Load | 1 | 2039-01-01 | 0 | MW
0 | 0 | System | Region | Build Zonal Region | Zonal Regions | Planning Peak Load | 1 | 2039-04-01 | 0 | MW
0 | 0 | System | Region | Build Zonal Region | Zonal Regions | Planning Peak Load | 1 | 2039-07-01 | 0 | MW
0 | 0 | System | Region | Build Zonal Region | Zonal Regions | Planning Peak Load | 1 | 2039-10-01 | 0 | MW
Build Zonal Region_Planning Peak Load2040 | Zonal Regions_Planning Peak Load2040 | System | Region | Build Zonal Region | Zonal Regions | Planning Peak Load | 1 | 2040-01-01 | 0 | MW
0 | 0 | System | Region | Build Zonal Region | Zonal Regions | Planning Peak Load | 1 | 2040-04-01 | 0 | MW
0 | 0 | System | Region | Build Zonal Region | Zonal Regions | Planning Peak Load | 1 | 2040-07-01 | 0 | MW
0 | 0 | System | Region | Build Zonal Region | Zonal Regions | Planning Peak Load | 1 | 2040-10-01 | 0 | MW
Build Zonal Region_Planning Peak Load2041 | Zonal Regions_Planning Peak Load2041 | System | Region | Build Zonal Region | Zonal Regions | Planning Peak Load | 1 | 2041-01-01 | 0 | MW
0 | 0 | System | Region | Build Zonal Region | Zonal Regions | Planning Peak Load | 1 | 2041-04-01 | 0 | MW
0 | 0 | System | Region | Build Zonal Region | Zonal Regions | Planning Peak Load | 1 | 2041-07-01 | 0 | MW
0 | 0 | System | Region | Build Zonal Region | Zonal Regions | Planning Peak Load | 1 | 2041-10-01 | 0 | MW
Build Zonal Region_Planning Peak Load2042 | Zonal Regions_Planning Peak Load2042 | System | Region | Build Zonal Region | Zonal Regions | Planning Peak Load | 1 | 2042-01-01 | 0 | MW
0 | 0 | System | Region | Build Zonal Region | Zonal Regions | Planning Peak Load | 1 | 2042-04-01 | 0 | MW
0 | 0 | System | Region | Build Zonal Region | Zonal Regions | Planning Peak Load | 1 | 2042-07-01 | 0 | MW
0 | 0 | System | Region | Build Zonal Region | Zonal Regions | Planning Peak Load | 1 | 2042-10-01 | 0 | MW
Build Zonal Region_Planning Peak Load2043 | Zonal Regions_Planning Peak Load2043 | System | Region | Build Zonal Region | Zonal Regions | Planning Peak Load | 1 | 2043-01-01 | 0 | MW
0 | 0 | System | Region | Build Zonal Region | Zonal Regions | Planning Peak Load | 1 | 2043-04-01 | 0 | MW
0 | 0 | System | Region | Build Zonal Region | Zonal Regions | Planning Peak Load | 1 | 2043-07-01 | 0 | MW
0 | 0 | System | Region | Build Zonal Region | Zonal Regions | Planning Peak Load | 1 | 2043-10-01 | 0 | MW
Metro Zonal Region_Firm Generation Capacity2024 | Zonal Regions_Firm Generation Capacity2024 | System | Region | Metro Zonal Region | Zonal Regions | Firm Generation Capacity | 1 | 2024-01-01 | 3826.5725 | MW
0 | 0 | System | Region | Metro Zonal Region | Zonal Regions | Firm Generation Capacity | 1 | 2024-04-01 | 4245.6733 | MW
0 | 0 | System | Region | Metro Zonal Region | Zonal Regions | Firm Generation Capacity | 1 | 2024-07-01 | 4245.6733 | MW
0 | 0 | System | Region | Metro Zonal Region | Zonal Regions | Firm Generation Capacity | 1 | 2024-10-01 | 4243.4121 | MW
Metro Zonal Region_Firm Generation Capacity2025 | Zonal Regions_Firm Generation Capacity2025 | System | Region | Metro Zonal Region | Zonal Regions | Firm Generation Capacity | 1 | 2025-01-01 | 3786.4219 | MW
0 | 0 | System | Region | Metro Zonal Region | Zonal Regions | Firm Generation Capacity | 1 | 2025-04-01 | 4297.5679 | MW
0 | 0 | System | Region | Metro Zonal Region | Zonal Regions | Firm Generation Capacity | 1 | 2025-07-01 | 4297.5679 | MW
0 | 0 | System | Region | Metro Zonal Region | Zonal Regions | Firm Generation Capacity | 1 | 2025-10-01 | 4271.3638 | MW
Metro Zonal Region_Firm Generation Capacity2026 | Zonal Regions_Firm Generation Capacity2026 | System | Region | Metro Zonal Region | Zonal Regions | Firm Generation Capacity | 1 | 2026-01-01 | 3948.8638 | MW
0 | 0 | System | Region | Metro Zonal Region | Zonal Regions | Firm Generation Capacity | 1 | 2026-04-01 | 4192.6851 | MW
0 | 0 | System | Region | Metro Zonal Region | Zonal Regions | Firm Generation Capacity | 1 | 2026-07-01 | 4192.6851 | MW
0 | 0 | System | Region | Metro Zonal Region | Zonal Regions | Firm Generation Capacity | 1 | 2026-10-01 | 4139.5947 | MW
Metro Zonal Region_Firm Generation Capacity2027 | Zonal Regions_Firm Generation Capacity2027 | System | Region | Metro Zonal Region | Zonal Regions | Firm Generation Capacity | 1 | 2027-01-01 | 4004.5325 | MW
0 | 0 | System | Region | Metro Zonal Region | Zonal Regions | Firm Generation Capacity | 1 | 2027-04-01 | 4324.5688 | MW
0 | 0 | System | Region | Metro Zonal Region | Zonal Regions | Firm Generation Capacity | 1 | 2027-07-01 | 4324.5688 | MW
0 | 0 | System | Region | Metro Zonal Region | Zonal Regions | Firm Generation Capacity | 1 | 2027-10-01 | 4257.082 | MW
Metro Zonal Region_Firm Generation Capacity2028 | Zonal Regions_Firm Generation Capacity2028 | System | Region | Metro Zonal Region | Zonal Regions | Firm Generation Capacity | 1 | 2028-01-01 | 4024.9199 | MW
0 | 0 | System | Region | Metro Zonal Region | Zonal Regions | Firm Generation Capacity | 1 | 2028-04-01 | 4352.373 | MW
0 | 0 | System | Region | Metro Zonal Region | Zonal Regions | Firm Generation Capacity | 1 | 2028-07-01 | 4352.373 | MW
0 | 0 | System | Region | Metro Zonal Region | Zonal Regions | Firm Generation Capacity | 1 | 2028-10-01 | 4272.3267 | MW
Metro Zonal Region_Firm Generation Capacity2029 | Zonal Regions_Firm Generation Capacity2029 | System | Region | Metro Zonal Region | Zonal Regions | Firm Generation Capacity | 1 | 2029-01-01 | 4252.4048 | MW
0 | 0 | System | Region | Metro Zonal Region | Zonal Regions | Firm Generation Capacity | 1 | 2029-04-01 | 4469.0474 | MW
0 | 0 | System | Region | Metro Zonal Region | Zonal Regions | Firm Generation Capacity | 1 | 2029-07-01 | 4469.0474 | MW
0 | 0 | System | Region | Metro Zonal Region | Zonal Regions | Firm Generation Capacity | 1 | 2029-10-01 | 4418.9248 | MW
Metro Zonal Region_Firm Generation Capacity2030 | Zonal Regions_Firm Generation Capacity2030 | System | Region | Metro Zonal Region | Zonal Regions | Firm Generation Capacity | 1 | 2030-01-01 | 4187.8682 | MW
0 | 0 | System | Region | Metro Zonal Region | Zonal Regions | Firm Generation Capacity | 1 | 2030-04-01 | 4488.7495 | MW
0 | 0 | System | Region | Metro Zonal Region | Zonal Regions | Firm Generation Capacity | 1 | 2030-07-01 | 4488.7495 | MW
0 | 0 | System | Region | Metro Zonal Region | Zonal Regions | Firm Generation Capacity | 1 | 2030-10-01 | 4431.8218 | MW
Metro Zonal Region_Firm Generation Capacity2031 | Zonal Regions_Firm Generation Capacity2031 | System | Region | Metro Zonal Region | Zonal Regions | Firm Generation Capacity | 1 | 2031-01-01 | 4177.1562 | MW
0 | 0 | System | Region | Metro Zonal Region | Zonal Regions | Firm Generation Capacity | 1 | 2031-04-01 | 4501.8877 | MW
0 | 0 | System | Region | Metro Zonal Region | Zonal Regions | Firm Generation Capacity | 1 | 2031-07-01 | 4501.8877 | MW
0 | 0 | System | Region | Metro Zonal Region | Zonal Regions | Firm Generation Capacity | 1 | 2031-10-01 | 4440.103 | MW
Metro Zonal Region_Firm Generation Capacity2032 | Zonal Regions_Firm Generation Capacity2032 | System | Region | Metro Zonal Region | Zonal Regions | Firm Generation Capacity | 1 | 2032-01-01 | 4152.0171 | MW
0 | 0 | System | Region | Metro Zonal Region | Zonal Regions | Firm Generation Capacity | 1 | 2032-04-01 | 4470.439 | MW
0 | 0 | System | Region | Metro Zonal Region | Zonal Regions | Firm Generation Capacity | 1 | 2032-07-01 | 4470.439 | MW
0 | 0 | System | Region | Metro Zonal Region | Zonal Regions | Firm Generation Capacity | 1 | 2032-10-01 | 4383.7153 | MW
Metro Zonal Region_Firm Generation Capacity2033 | Zonal Regions_Firm Generation Capacity2033 | System | Region | Metro Zonal Region | Zonal Regions | Firm Generation Capacity | 1 | 2033-01-01 | 3754.0295 | MW
0 | 0 | System | Region | Metro Zonal Region | Zonal Regions | Firm Generation Capacity | 1 | 2033-04-01 | 4057.2827 | MW
0 | 0 | System | Region | Metro Zonal Region | Zonal Regions | Firm Generation Capacity | 1 | 2033-07-01 | 4057.2827 | MW
0 | 0 | System | Region | Metro Zonal Region | Zonal Regions | Firm Generation Capacity | 1 | 2033-10-01 | 3992.0974 | MW
Metro Zonal Region_Firm Generation Capacity2034 | Zonal Regions_Firm Generation Capacity2034 | System | Region | Metro Zonal Region | Zonal Regions | Firm Generation Capacity | 1 | 2034-01-01 | 3756.4116 | MW
0 | 0 | System | Region | Metro Zonal Region | Zonal Regions | Firm Generation Capacity | 1 | 2034-04-01 | 4062.4702 | MW
0 | 0 | System | Region | Metro Zonal Region | Zonal Regions | Firm Generation Capacity | 1 | 2034-07-01 | 4062.4702 | MW
0 | 0 | System | Region | Metro Zonal Region | Zonal Regions | Firm Generation Capacity | 1 | 2034-10-01 | 3995.5908 | MW
Metro Zonal Region_Firm Generation Capacity2035 | Zonal Regions_Firm Generation Capacity2035 | System | Region | Metro Zonal Region | Zonal Regions | Firm Generation Capacity | 1 | 2035-01-01 | 3759.905 | MW
0 | 0 | System | Region | Metro Zonal Region | Zonal Regions | Firm Generation Capacity | 1 | 2035-04-01 | 4069.019 | MW
0 | 0 | System | Region | Metro Zonal Region | Zonal Regions | Firm Generation Capacity | 1 | 2035-07-01 | 4069.019 | MW
0 | 0 | System | Region | Metro Zonal Region | Zonal Regions | Firm Generation Capacity | 1 | 2035-10-01 | 3999.054 | MW
Metro Zonal Region_Firm Generation Capacity2036 | Zonal Regions_Firm Generation Capacity2036 | System | Region | Metro Zonal Region | Zonal Regions | Firm Generation Capacity | 1 | 2036-01-01 | 3687.4023 | MW
0 | 0 | System | Region | Metro Zonal Region | Zonal Regions | Firm Generation Capacity | 1 | 2036-04-01 | 3994.3186 | MW
0 | 0 | System | Region | Metro Zonal Region | Zonal Regions | Firm Generation Capacity | 1 | 2036-07-01 | 3994.3186 | MW
0 | 0 | System | Region | Metro Zonal Region | Zonal Regions | Firm Generation Capacity | 1 | 2036-10-01 | 3912.3533 | MW
Metro Zonal Region_Firm Generation Capacity2037 | Zonal Regions_Firm Generation Capacity2037 | System | Region | Metro Zonal Region | Zonal Regions | Firm Generation Capacity | 1 | 2037-01-01 | 3656.7766 | MW
0 | 0 | System | Region | Metro Zonal Region | Zonal Regions | Firm Generation Capacity | 1 | 2037-04-01 | 3971.1401 | MW
0 | 0 | System | Region | Metro Zonal Region | Zonal Regions | Firm Generation Capacity | 1 | 2037-07-01 | 3971.1401 | MW
0 | 0 | System | Region | Metro Zonal Region | Zonal Regions | Firm Generation Capacity | 1 | 2037-10-01 | 3861.9487 | MW
Metro Zonal Region_Firm Generation Capacity2038 | Zonal Regions_Firm Generation Capacity2038 | System | Region | Metro Zonal Region | Zonal Regions | Firm Generation Capacity | 1 | 2038-01-01 | 3606.2329 | MW
0 | 0 | System | Region | Metro Zonal Region | Zonal Regions | Firm Generation Capacity | 1 | 2038-04-01 | 3929.5271 | MW
0 | 0 | System | Region | Metro Zonal Region | Zonal Regions | Firm Generation Capacity | 1 | 2038-07-01 | 3929.5271 | MW
0 | 0 | System | Region | Metro Zonal Region | Zonal Regions | Firm Generation Capacity | 1 | 2038-10-01 | 3861.0996 | MW
Metro Zonal Region_Firm Generation Capacity2039 | Zonal Regions_Firm Generation Capacity2039 | System | Region | Metro Zonal Region | Zonal Regions | Firm Generation Capacity | 1 | 2039-01-01 | 3605.3838 | MW
0 | 0 | System | Region | Metro Zonal Region | Zonal Regions | Firm Generation Capacity | 1 | 2039-04-01 | 3930.9495 | MW
0 | 0 | System | Region | Metro Zonal Region | Zonal Regions | Firm Generation Capacity | 1 | 2039-07-01 | 3930.9495 | MW
0 | 0 | System | Region | Metro Zonal Region | Zonal Regions | Firm Generation Capacity | 1 | 2039-10-01 | 3843.3005 | MW
Metro Zonal Region_Firm Generation Capacity2040 | Zonal Regions_Firm Generation Capacity2040 | System | Region | Metro Zonal Region | Zonal Regions | Firm Generation Capacity | 1 | 2040-01-01 | 2764.3647 | MW
0 | 0 | System | Region | Metro Zonal Region | Zonal Regions | Firm Generation Capacity | 1 | 2040-04-01 | 3087.5508 | MW
0 | 0 | System | Region | Metro Zonal Region | Zonal Regions | Firm Generation Capacity | 1 | 2040-07-01 | 3087.5508 | MW
0 | 0 | System | Region | Metro Zonal Region | Zonal Regions | Firm Generation Capacity | 1 | 2040-10-01 | 3003.8728 | MW
Metro Zonal Region_Firm Generation Capacity2041 | Zonal Regions_Firm Generation Capacity2041 | System | Region | Metro Zonal Region | Zonal Regions | Firm Generation Capacity | 1 | 2041-01-01 | 2756.7771 | MW
0 | 0 | System | Region | Metro Zonal Region | Zonal Regions | Firm Generation Capacity | 1 | 2041-04-01 | 3074.6599 | MW
0 | 0 | System | Region | Metro Zonal Region | Zonal Regions | Firm Generation Capacity | 1 | 2041-07-01 | 3074.6599 | MW
0 | 0 | System | Region | Metro Zonal Region | Zonal Regions | Firm Generation Capacity | 1 | 2041-10-01 | 3005.521 | MW
Metro Zonal Region_Firm Generation Capacity2042 | Zonal Regions_Firm Generation Capacity2042 | System | Region | Metro Zonal Region | Zonal Regions | Firm Generation Capacity | 1 | 2042-01-01 | 2758.4253 | MW
0 | 0 | System | Region | Metro Zonal Region | Zonal Regions | Firm Generation Capacity | 1 | 2042-04-01 | 3076.835 | MW
0 | 0 | System | Region | Metro Zonal Region | Zonal Regions | Firm Generation Capacity | 1 | 2042-07-01 | 3076.835 | MW
0 | 0 | System | Region | Metro Zonal Region | Zonal Regions | Firm Generation Capacity | 1 | 2042-10-01 | 3007.2939 | MW
Metro Zonal Region_Firm Generation Capacity2043 | Zonal Regions_Firm Generation Capacity2043 | System | Region | Metro Zonal Region | Zonal Regions | Firm Generation Capacity | 1 | 2043-01-01 | 2760.1982 | MW
0 | 0 | System | Region | Metro Zonal Region | Zonal Regions | Firm Generation Capacity | 1 | 2043-04-01 | 3077.0703 | MW
0 | 0 | System | Region | Metro Zonal Region | Zonal Regions | Firm Generation Capacity | 1 | 2043-07-01 | 3077.0703 | MW
0 | 0 | System | Region | Metro Zonal Region | Zonal Regions | Firm Generation Capacity | 1 | 2043-10-01 | 3007.7295 | MW
Metro Zonal Region_Planning Peak Load2024 | Zonal Regions_Planning Peak Load2024 | System | Region | Metro Zonal Region | Zonal Regions | Planning Peak Load | 1 | 2024-01-01 | 2674 | MW
0 | 0 | System | Region | Metro Zonal Region | Zonal Regions | Planning Peak Load | 1 | 2024-04-01 | 3196 | MW
0 | 0 | System | Region | Metro Zonal Region | Zonal Regions | Planning Peak Load | 1 | 2024-07-01 | 3484 | MW
0 | 0 | System | Region | Metro Zonal Region | Zonal Regions | Planning Peak Load | 1 | 2024-10-01 | 2423 | MW
Metro Zonal Region_Planning Peak Load2025 | Zonal Regions_Planning Peak Load2025 | System | Region | Metro Zonal Region | Zonal Regions | Planning Peak Load | 1 | 2025-01-01 | 2777 | MW
0 | 0 | System | Region | Metro Zonal Region | Zonal Regions | Planning Peak Load | 1 | 2025-04-01 | 3298 | MW
0 | 0 | System | Region | Metro Zonal Region | Zonal Regions | Planning Peak Load | 1 | 2025-07-01 | 3586 | MW
0 | 0 | System | Region | Metro Zonal Region | Zonal Regions | Planning Peak Load | 1 | 2025-10-01 | 2534 | MW
Metro Zonal Region_Planning Peak Load2026 | Zonal Regions_Planning Peak Load2026 | System | Region | Metro Zonal Region | Zonal Regions | Planning Peak Load | 1 | 2026-01-01 | 2891 | MW
0 | 0 | System | Region | Metro Zonal Region | Zonal Regions | Planning Peak Load | 1 | 2026-04-01 | 3416 | MW
0 | 0 | System | Region | Metro Zonal Region | Zonal Regions | Planning Peak Load | 1 | 2026-07-01 | 3702 | MW
0 | 0 | System | Region | Metro Zonal Region | Zonal Regions | Planning Peak Load | 1 | 2026-10-01 | 2651 | MW
Metro Zonal Region_Planning Peak Load2027 | Zonal Regions_Planning Peak Load2027 | System | Region | Metro Zonal Region | Zonal Regions | Planning Peak Load | 1 | 2027-01-01 | 3066 | MW
0 | 0 | System | Region | Metro Zonal Region | Zonal Regions | Planning Peak Load | 1 | 2027-04-01 | 3593 | MW
0 | 0 | System | Region | Metro Zonal Region | Zonal Regions | Planning Peak Load | 1 | 2027-07-01 | 3878 | MW
0 | 0 | System | Region | Metro Zonal Region | Zonal Regions | Planning Peak Load | 1 | 2027-10-01 | 2830 | MW
Metro Zonal Region_Planning Peak Load2028 | Zonal Regions_Planning Peak Load2028 | System | Region | Metro Zonal Region | Zonal Regions | Planning Peak Load | 1 | 2028-01-01 | 3120 | MW
0 | 0 | System | Region | Metro Zonal Region | Zonal Regions | Planning Peak Load | 1 | 2028-04-01 | 3649 | MW
0 | 0 | System | Region | Metro Zonal Region | Zonal Regions | Planning Peak Load | 1 | 2028-07-01 | 3935 | MW
0 | 0 | System | Region | Metro Zonal Region | Zonal Regions | Planning Peak Load | 1 | 2028-10-01 | 2888 | MW
Metro Zonal Region_Planning Peak Load2029 | Zonal Regions_Planning Peak Load2029 | System | Region | Metro Zonal Region | Zonal Regions | Planning Peak Load | 1 | 2029-01-01 | 3129 | MW
0 | 0 | System | Region | Metro Zonal Region | Zonal Regions | Planning Peak Load | 1 | 2029-04-01 | 3664 | MW
0 | 0 | System | Region | Metro Zonal Region | Zonal Regions | Planning Peak Load | 1 | 2029-07-01 | 3951 | MW
0 | 0 | System | Region | Metro Zonal Region | Zonal Regions | Planning Peak Load | 1 | 2029-10-01 | 2904 | MW
Metro Zonal Region_Planning Peak Load2030 | Zonal Regions_Planning Peak Load2030 | System | Region | Metro Zonal Region | Zonal Regions | Planning Peak Load | 1 | 2030-01-01 | 3139 | MW
0 | 0 | System | Region | Metro Zonal Region | Zonal Regions | Planning Peak Load | 1 | 2030-04-01 | 3679 | MW
0 | 0 | System | Region | Metro Zonal Region | Zonal Regions | Planning Peak Load | 1 | 2030-07-01 | 3966 | MW
0 | 0 | System | Region | Metro Zonal Region | Zonal Regions | Planning Peak Load | 1 | 2030-10-01 | 2919 | MW
Metro Zonal Region_Planning Peak Load2031 | Zonal Regions_Planning Peak Load2031 | System | Region | Metro Zonal Region | Zonal Regions | Planning Peak Load | 1 | 2031-01-01 | 3148 | MW
0 | 0 | System | Region | Metro Zonal Region | Zonal Regions | Planning Peak Load | 1 | 2031-04-01 | 3692 | MW
0 | 0 | System | Region | Metro Zonal Region | Zonal Regions | Planning Peak Load | 1 | 2031-07-01 | 3978 | MW
0 | 0 | System | Region | Metro Zonal Region | Zonal Regions | Planning Peak Load | 1 | 2031-10-01 | 2934 | MW
Metro Zonal Region_Planning Peak Load2032 | Zonal Regions_Planning Peak Load2032 | System | Region | Metro Zonal Region | Zonal Regions | Planning Peak Load | 1 | 2032-01-01 | 3159 | MW
0 | 0 | System | Region | Metro Zonal Region | Zonal Regions | Planning Peak Load | 1 | 2032-04-01 | 3716 | MW
0 | 0 | System | Region | Metro Zonal Region | Zonal Regions | Planning Peak Load | 1 | 2032-07-01 | 3996 | MW
0 | 0 | System | Region | Metro Zonal Region | Zonal Regions | Planning Peak Load | 1 | 2032-10-01 | 2953 | MW
Metro Zonal Region_Planning Peak Load2033 | Zonal Regions_Planning Peak Load2033 | System | Region | Metro Zonal Region | Zonal Regions | Planning Peak Load | 1 | 2033-01-01 | 3165 | MW
0 | 0 | System | Region | Metro Zonal Region | Zonal Regions | Planning Peak Load | 1 | 2033-04-01 | 3730 | MW
0 | 0 | System | Region | Metro Zonal Region | Zonal Regions | Planning Peak Load | 1 | 2033-07-01 | 4010 | MW
0 | 0 | System | Region | Metro Zonal Region | Zonal Regions | Planning Peak Load | 1 | 2033-10-01 | 2969 | MW
Metro Zonal Region_Planning Peak Load2034 | Zonal Regions_Planning Peak Load2034 | System | Region | Metro Zonal Region | Zonal Regions | Planning Peak Load | 1 | 2034-01-01 | 3176 | MW
0 | 0 | System | Region | Metro Zonal Region | Zonal Regions | Planning Peak Load | 1 | 2034-04-01 | 3752 | MW
0 | 0 | System | Region | Metro Zonal Region | Zonal Regions | Planning Peak Load | 1 | 2034-07-01 | 4031 | MW
0 | 0 | System | Region | Metro Zonal Region | Zonal Regions | Planning Peak Load | 1 | 2034-10-01 | 2988 | MW
Metro Zonal Region_Planning Peak Load2035 | Zonal Regions_Planning Peak Load2035 | System | Region | Metro Zonal Region | Zonal Regions | Planning Peak Load | 1 | 2035-01-01 | 3187 | MW
0 | 0 | System | Region | Metro Zonal Region | Zonal Regions | Planning Peak Load | 1 | 2035-04-01 | 3775 | MW
0 | 0 | System | Region | Metro Zonal Region | Zonal Regions | Planning Peak Load | 1 | 2035-07-01 | 4052 | MW
0 | 0 | System | Region | Metro Zonal Region | Zonal Regions | Planning Peak Load | 1 | 2035-10-01 | 3009 | MW
Metro Zonal Region_Planning Peak Load2036 | Zonal Regions_Planning Peak Load2036 | System | Region | Metro Zonal Region | Zonal Regions | Planning Peak Load | 1 | 2036-01-01 | 3203 | MW
0 | 0 | System | Region | Metro Zonal Region | Zonal Regions | Planning Peak Load | 1 | 2036-04-01 | 3800 | MW
0 | 0 | System | Region | Metro Zonal Region | Zonal Regions | Planning Peak Load | 1 | 2036-07-01 | 4073 | MW
0 | 0 | System | Region | Metro Zonal Region | Zonal Regions | Planning Peak Load | 1 | 2036-10-01 | 3032 | MW
Metro Zonal Region_Planning Peak Load2037 | Zonal Regions_Planning Peak Load2037 | System | Region | Metro Zonal Region | Zonal Regions | Planning Peak Load | 1 | 2037-01-01 | 3221 | MW
0 | 0 | System | Region | Metro Zonal Region | Zonal Regions | Planning Peak Load | 1 | 2037-04-01 | 3824 | MW
0 | 0 | System | Region | Metro Zonal Region | Zonal Regions | Planning Peak Load | 1 | 2037-07-01 | 4091 | MW
0 | 0 | System | Region | Metro Zonal Region | Zonal Regions | Planning Peak Load | 1 | 2037-10-01 | 3049 | MW
Metro Zonal Region_Planning Peak Load2038 | Zonal Regions_Planning Peak Load2038 | System | Region | Metro Zonal Region | Zonal Regions | Planning Peak Load | 1 | 2038-01-01 | 3240 | MW
0 | 0 | System | Region | Metro Zonal Region | Zonal Regions | Planning Peak Load | 1 | 2038-04-01 | 3844 | MW
0 | 0 | System | Region | Metro Zonal Region | Zonal Regions | Planning Peak Load | 1 | 2038-07-01 | 4109 | MW
0 | 0 | System | Region | Metro Zonal Region | Zonal Regions | Planning Peak Load | 1 | 2038-10-01 | 3068 | MW
Metro Zonal Region_Planning Peak Load2039 | Zonal Regions_Planning Peak Load2039 | System | Region | Metro Zonal Region | Zonal Regions | Planning Peak Load | 1 | 2039-01-01 | 3258 | MW
0 | 0 | System | Region | Metro Zonal Region | Zonal Regions | Planning Peak Load | 1 | 2039-04-01 | 3864 | MW
0 | 0 | System | Region | Metro Zonal Region | Zonal Regions | Planning Peak Load | 1 | 2039-07-01 | 4126 | MW
0 | 0 | System | Region | Metro Zonal Region | Zonal Regions | Planning Peak Load | 1 | 2039-10-01 | 3086 | MW
Metro Zonal Region_Planning Peak Load2040 | Zonal Regions_Planning Peak Load2040 | System | Region | Metro Zonal Region | Zonal Regions | Planning Peak Load | 1 | 2040-01-01 | 3278 | MW
0 | 0 | System | Region | Metro Zonal Region | Zonal Regions | Planning Peak Load | 1 | 2040-04-01 | 3890 | MW
0 | 0 | System | Region | Metro Zonal Region | Zonal Regions | Planning Peak Load | 1 | 2040-07-01 | 4151 | MW
0 | 0 | System | Region | Metro Zonal Region | Zonal Regions | Planning Peak Load | 1 | 2040-10-01 | 3109 | MW
Metro Zonal Region_Planning Peak Load2041 | Zonal Regions_Planning Peak Load2041 | System | Region | Metro Zonal Region | Zonal Regions | Planning Peak Load | 1 | 2041-01-01 | 3296 | MW
0 | 0 | System | Region | Metro Zonal Region | Zonal Regions | Planning Peak Load | 1 | 2041-04-01 | 3909 | MW
0 | 0 | System | Region | Metro Zonal Region | Zonal Regions | Planning Peak Load | 1 | 2041-07-01 | 4166 | MW
0 | 0 | System | Region | Metro Zonal Region | Zonal Regions | Planning Peak Load | 1 | 2041-10-01 | 3125 | MW
Metro Zonal Region_Planning Peak Load2042 | Zonal Regions_Planning Peak Load2042 | System | Region | Metro Zonal Region | Zonal Regions | Planning Peak Load | 1 | 2042-01-01 | 3314 | MW
0 | 0 | System | Region | Metro Zonal Region | Zonal Regions | Planning Peak Load | 1 | 2042-04-01 | 3928 | MW
0 | 0 | System | Region | Metro Zonal Region | Zonal Regions | Planning Peak Load | 1 | 2042-07-01 | 4186 | MW
0 | 0 | System | Region | Metro Zonal Region | Zonal Regions | Planning Peak Load | 1 | 2042-10-01 | 3143 | MW
Metro Zonal Region_Planning Peak Load2043 | Zonal Regions_Planning Peak Load2043 | System | Region | Metro Zonal Region | Zonal Regions | Planning Peak Load | 1 | 2043-01-01 | 3331 | MW
0 | 0 | System | Region | Metro Zonal Region | Zonal Regions | Planning Peak Load | 1 | 2043-04-01 | 3956 | MW
0 | 0 | System | Region | Metro Zonal Region | Zonal Regions | Planning Peak Load | 1 | 2043-07-01 | 4211 | MW
0 | 0 | System | Region | Metro Zonal Region | Zonal Regions | Planning Peak Load | 1 | 2043-10-01 | 3161 | MW
SPP Zonal Region_Firm Generation Capacity2024 | Zonal Regions_Firm Generation Capacity2024 | System | Region | SPP Zonal Region | Zonal Regions | Firm Generation Capacity | 1 | 2024-01-01 | 0 | MW
0 | 0 | System | Region | SPP Zonal Region | Zonal Regions | Firm Generation Capacity | 1 | 2024-04-01 | 0 | MW
0 | 0 | System | Region | SPP Zonal Region | Zonal Regions | Firm Generation Capacity | 1 | 2024-07-01 | 0 | MW
0 | 0 | System | Region | SPP Zonal Region | Zonal Regions | Firm Generation Capacity | 1 | 2024-10-01 | 0 | MW
SPP Zonal Region_Firm Generation Capacity2025 | Zonal Regions_Firm Generation Capacity2025 | System | Region | SPP Zonal Region | Zonal Regions | Firm Generation Capacity | 1 | 2025-01-01 | 0 | MW
0 | 0 | System | Region | SPP Zonal Region | Zonal Regions | Firm Generation Capacity | 1 | 2025-04-01 | 0 | MW
0 | 0 | System | Region | SPP Zonal Region | Zonal Regions | Firm Generation Capacity | 1 | 2025-07-01 | 0 | MW
0 | 0 | System | Region | SPP Zonal Region | Zonal Regions | Firm Generation Capacity | 1 | 2025-10-01 | 0 | MW
SPP Zonal Region_Firm Generation Capacity2026 | Zonal Regions_Firm Generation Capacity2026 | System | Region | SPP Zonal Region | Zonal Regions | Firm Generation Capacity | 1 | 2026-01-01 | 0 | MW
0 | 0 | System | Region | SPP Zonal Region | Zonal Regions | Firm Generation Capacity | 1 | 2026-04-01 | 0 | MW
0 | 0 | System | Region | SPP Zonal Region | Zonal Regions | Firm Generation Capacity | 1 | 2026-07-01 | 0 | MW
0 | 0 | System | Region | SPP Zonal Region | Zonal Regions | Firm Generation Capacity | 1 | 2026-10-01 | 0 | MW
SPP Zonal Region_Firm Generation Capacity2027 | Zonal Regions_Firm Generation Capacity2027 | System | Region | SPP Zonal Region | Zonal Regions | Firm Generation Capacity | 1 | 2027-01-01 | 0 | MW
0 | 0 | System | Region | SPP Zonal Region | Zonal Regions | Firm Generation Capacity | 1 | 2027-04-01 | 0 | MW
0 | 0 | System | Region | SPP Zonal Region | Zonal Regions | Firm Generation Capacity | 1 | 2027-07-01 | 0 | MW
0 | 0 | System | Region | SPP Zonal Region | Zonal Regions | Firm Generation Capacity | 1 | 2027-10-01 | 0 | MW
SPP Zonal Region_Firm Generation Capacity2028 | Zonal Regions_Firm Generation Capacity2028 | System | Region | SPP Zonal Region | Zonal Regions | Firm Generation Capacity | 1 | 2028-01-01 | 0 | MW
0 | 0 | System | Region | SPP Zonal Region | Zonal Regions | Firm Generation Capacity | 1 | 2028-04-01 | 0 | MW
0 | 0 | System | Region | SPP Zonal Region | Zonal Regions | Firm Generation Capacity | 1 | 2028-07-01 | 0 | MW
0 | 0 | System | Region | SPP Zonal Region | Zonal Regions | Firm Generation Capacity | 1 | 2028-10-01 | 0 | MW
SPP Zonal Region_Firm Generation Capacity2029 | Zonal Regions_Firm Generation Capacity2029 | System | Region | SPP Zonal Region | Zonal Regions | Firm Generation Capacity | 1 | 2029-01-01 | 0 | MW
0 | 0 | System | Region | SPP Zonal Region | Zonal Regions | Firm Generation Capacity | 1 | 2029-04-01 | 0 | MW
0 | 0 | System | Region | SPP Zonal Region | Zonal Regions | Firm Generation Capacity | 1 | 2029-07-01 | 0 | MW
0 | 0 | System | Region | SPP Zonal Region | Zonal Regions | Firm Generation Capacity | 1 | 2029-10-01 | 0 | MW
SPP Zonal Region_Firm Generation Capacity2030 | Zonal Regions_Firm Generation Capacity2030 | System | Region | SPP Zonal Region | Zonal Regions | Firm Generation Capacity | 1 | 2030-01-01 | 0 | MW
0 | 0 | System | Region | SPP Zonal Region | Zonal Regions | Firm Generation Capacity | 1 | 2030-04-01 | 0 | MW
0 | 0 | System | Region | SPP Zonal Region | Zonal Regions | Firm Generation Capacity | 1 | 2030-07-01 | 0 | MW
0 | 0 | System | Region | SPP Zonal Region | Zonal Regions | Firm Generation Capacity | 1 | 2030-10-01 | 0 | MW
SPP Zonal Region_Firm Generation Capacity2031 | Zonal Regions_Firm Generation Capacity2031 | System | Region | SPP Zonal Region | Zonal Regions | Firm Generation Capacity | 1 | 2031-01-01 | 0 | MW
0 | 0 | System | Region | SPP Zonal Region | Zonal Regions | Firm Generation Capacity | 1 | 2031-04-01 | 0 | MW
0 | 0 | System | Region | SPP Zonal Region | Zonal Regions | Firm Generation Capacity | 1 | 2031-07-01 | 0 | MW
0 | 0 | System | Region | SPP Zonal Region | Zonal Regions | Firm Generation Capacity | 1 | 2031-10-01 | 0 | MW
SPP Zonal Region_Firm Generation Capacity2032 | Zonal Regions_Firm Generation Capacity2032 | System | Region | SPP Zonal Region | Zonal Regions | Firm Generation Capacity | 1 | 2032-01-01 | 0 | MW
0 | 0 | System | Region | SPP Zonal Region | Zonal Regions | Firm Generation Capacity | 1 | 2032-04-01 | 0 | MW
0 | 0 | System | Region | SPP Zonal Region | Zonal Regions | Firm Generation Capacity | 1 | 2032-07-01 | 0 | MW
0 | 0 | System | Region | SPP Zonal Region | Zonal Regions | Firm Generation Capacity | 1 | 2032-10-01 | 0 | MW
SPP Zonal Region_Firm Generation Capacity2033 | Zonal Regions_Firm Generation Capacity2033 | System | Region | SPP Zonal Region | Zonal Regions | Firm Generation Capacity | 1 | 2033-01-01 | 0 | MW
0 | 0 | System | Region | SPP Zonal Region | Zonal Regions | Firm Generation Capacity | 1 | 2033-04-01 | 0 | MW
0 | 0 | System | Region | SPP Zonal Region | Zonal Regions | Firm Generation Capacity | 1 | 2033-07-01 | 0 | MW
0 | 0 | System | Region | SPP Zonal Region | Zonal Regions | Firm Generation Capacity | 1 | 2033-10-01 | 0 | MW
SPP Zonal Region_Firm Generation Capacity2034 | Zonal Regions_Firm Generation Capacity2034 | System | Region | SPP Zonal Region | Zonal Regions | Firm Generation Capacity | 1 | 2034-01-01 | 0 | MW
0 | 0 | System | Region | SPP Zonal Region | Zonal Regions | Firm Generation Capacity | 1 | 2034-04-01 | 0 | MW
0 | 0 | System | Region | SPP Zonal Region | Zonal Regions | Firm Generation Capacity | 1 | 2034-07-01 | 0 | MW
0 | 0 | System | Region | SPP Zonal Region | Zonal Regions | Firm Generation Capacity | 1 | 2034-10-01 | 0 | MW
SPP Zonal Region_Firm Generation Capacity2035 | Zonal Regions_Firm Generation Capacity2035 | System | Region | SPP Zonal Region | Zonal Regions | Firm Generation Capacity | 1 | 2035-01-01 | 0 | MW
0 | 0 | System | Region | SPP Zonal Region | Zonal Regions | Firm Generation Capacity | 1 | 2035-04-01 | 0 | MW
0 | 0 | System | Region | SPP Zonal Region | Zonal Regions | Firm Generation Capacity | 1 | 2035-07-01 | 0 | MW
0 | 0 | System | Region | SPP Zonal Region | Zonal Regions | Firm Generation Capacity | 1 | 2035-10-01 | 0 | MW
SPP Zonal Region_Firm Generation Capacity2036 | Zonal Regions_Firm Generation Capacity2036 | System | Region | SPP Zonal Region | Zonal Regions | Firm Generation Capacity | 1 | 2036-01-01 | 0 | MW
0 | 0 | System | Region | SPP Zonal Region | Zonal Regions | Firm Generation Capacity | 1 | 2036-04-01 | 0 | MW
0 | 0 | System | Region | SPP Zonal Region | Zonal Regions | Firm Generation Capacity | 1 | 2036-07-01 | 0 | MW
0 | 0 | System | Region | SPP Zonal Region | Zonal Regions | Firm Generation Capacity | 1 | 2036-10-01 | 0 | MW
SPP Zonal Region_Firm Generation Capacity2037 | Zonal Regions_Firm Generation Capacity2037 | System | Region | SPP Zonal Region | Zonal Regions | Firm Generation Capacity | 1 | 2037-01-01 | 0 | MW
0 | 0 | System | Region | SPP Zonal Region | Zonal Regions | Firm Generation Capacity | 1 | 2037-04-01 | 0 | MW
0 | 0 | System | Region | SPP Zonal Region | Zonal Regions | Firm Generation Capacity | 1 | 2037-07-01 | 0 | MW
0 | 0 | System | Region | SPP Zonal Region | Zonal Regions | Firm Generation Capacity | 1 | 2037-10-01 | 0 | MW
SPP Zonal Region_Firm Generation Capacity2038 | Zonal Regions_Firm Generation Capacity2038 | System | Region | SPP Zonal Region | Zonal Regions | Firm Generation Capacity | 1 | 2038-01-01 | 0 | MW
0 | 0 | System | Region | SPP Zonal Region | Zonal Regions | Firm Generation Capacity | 1 | 2038-04-01 | 0 | MW
0 | 0 | System | Region | SPP Zonal Region | Zonal Regions | Firm Generation Capacity | 1 | 2038-07-01 | 0 | MW
0 | 0 | System | Region | SPP Zonal Region | Zonal Regions | Firm Generation Capacity | 1 | 2038-10-01 | 0 | MW
SPP Zonal Region_Firm Generation Capacity2039 | Zonal Regions_Firm Generation Capacity2039 | System | Region | SPP Zonal Region | Zonal Regions | Firm Generation Capacity | 1 | 2039-01-01 | 0 | MW
0 | 0 | System | Region | SPP Zonal Region | Zonal Regions | Firm Generation Capacity | 1 | 2039-04-01 | 0 | MW
0 | 0 | System | Region | SPP Zonal Region | Zonal Regions | Firm Generation Capacity | 1 | 2039-07-01 | 0 | MW
0 | 0 | System | Region | SPP Zonal Region | Zonal Regions | Firm Generation Capacity | 1 | 2039-10-01 | 0 | MW
SPP Zonal Region_Firm Generation Capacity2040 | Zonal Regions_Firm Generation Capacity2040 | System | Region | SPP Zonal Region | Zonal Regions | Firm Generation Capacity | 1 | 2040-01-01 | 0 | MW
0 | 0 | System | Region | SPP Zonal Region | Zonal Regions | Firm Generation Capacity | 1 | 2040-04-01 | 0 | MW
0 | 0 | System | Region | SPP Zonal Region | Zonal Regions | Firm Generation Capacity | 1 | 2040-07-01 | 0 | MW
0 | 0 | System | Region | SPP Zonal Region | Zonal Regions | Firm Generation Capacity | 1 | 2040-10-01 | 0 | MW
SPP Zonal Region_Firm Generation Capacity2041 | Zonal Regions_Firm Generation Capacity2041 | System | Region | SPP Zonal Region | Zonal Regions | Firm Generation Capacity | 1 | 2041-01-01 | 0 | MW
0 | 0 | System | Region | SPP Zonal Region | Zonal Regions | Firm Generation Capacity | 1 | 2041-04-01 | 0 | MW
0 | 0 | System | Region | SPP Zonal Region | Zonal Regions | Firm Generation Capacity | 1 | 2041-07-01 | 0 | MW
0 | 0 | System | Region | SPP Zonal Region | Zonal Regions | Firm Generation Capacity | 1 | 2041-10-01 | 0 | MW
SPP Zonal Region_Firm Generation Capacity2042 | Zonal Regions_Firm Generation Capacity2042 | System | Region | SPP Zonal Region | Zonal Regions | Firm Generation Capacity | 1 | 2042-01-01 | 0 | MW
0 | 0 | System | Region | SPP Zonal Region | Zonal Regions | Firm Generation Capacity | 1 | 2042-04-01 | 0 | MW
0 | 0 | System | Region | SPP Zonal Region | Zonal Regions | Firm Generation Capacity | 1 | 2042-07-01 | 0 | MW
0 | 0 | System | Region | SPP Zonal Region | Zonal Regions | Firm Generation Capacity | 1 | 2042-10-01 | 0 | MW
SPP Zonal Region_Firm Generation Capacity2043 | Zonal Regions_Firm Generation Capacity2043 | System | Region | SPP Zonal Region | Zonal Regions | Firm Generation Capacity | 1 | 2043-01-01 | 0 | MW
0 | 0 | System | Region | SPP Zonal Region | Zonal Regions | Firm Generation Capacity | 1 | 2043-04-01 | 0 | MW
0 | 0 | System | Region | SPP Zonal Region | Zonal Regions | Firm Generation Capacity | 1 | 2043-07-01 | 0 | MW
0 | 0 | System | Region | SPP Zonal Region | Zonal Regions | Firm Generation Capacity | 1 | 2043-10-01 | 0 | MW
SPP Zonal Region_Planning Peak Load2024 | Zonal Regions_Planning Peak Load2024 | System | Region | SPP Zonal Region | Zonal Regions | Planning Peak Load | 1 | 2024-01-01 | 0 | MW
0 | 0 | System | Region | SPP Zonal Region | Zonal Regions | Planning Peak Load | 1 | 2024-04-01 | 0 | MW
0 | 0 | System | Region | SPP Zonal Region | Zonal Regions | Planning Peak Load | 1 | 2024-07-01 | 0 | MW
0 | 0 | System | Region | SPP Zonal Region | Zonal Regions | Planning Peak Load | 1 | 2024-10-01 | 0 | MW
SPP Zonal Region_Planning Peak Load2025 | Zonal Regions_Planning Peak Load2025 | System | Region | SPP Zonal Region | Zonal Regions | Planning Peak Load | 1 | 2025-01-01 | 0 | MW
0 | 0 | System | Region | SPP Zonal Region | Zonal Regions | Planning Peak Load | 1 | 2025-04-01 | 0 | MW
0 | 0 | System | Region | SPP Zonal Region | Zonal Regions | Planning Peak Load | 1 | 2025-07-01 | 0 | MW
0 | 0 | System | Region | SPP Zonal Region | Zonal Regions | Planning Peak Load | 1 | 2025-10-01 | 0 | MW
SPP Zonal Region_Planning Peak Load2026 | Zonal Regions_Planning Peak Load2026 | System | Region | SPP Zonal Region | Zonal Regions | Planning Peak Load | 1 | 2026-01-01 | 0 | MW
0 | 0 | System | Region | SPP Zonal Region | Zonal Regions | Planning Peak Load | 1 | 2026-04-01 | 0 | MW
0 | 0 | System | Region | SPP Zonal Region | Zonal Regions | Planning Peak Load | 1 | 2026-07-01 | 0 | MW
0 | 0 | System | Region | SPP Zonal Region | Zonal Regions | Planning Peak Load | 1 | 2026-10-01 | 0 | MW
SPP Zonal Region_Planning Peak Load2027 | Zonal Regions_Planning Peak Load2027 | System | Region | SPP Zonal Region | Zonal Regions | Planning Peak Load | 1 | 2027-01-01 | 0 | MW
0 | 0 | System | Region | SPP Zonal Region | Zonal Regions | Planning Peak Load | 1 | 2027-04-01 | 0 | MW
0 | 0 | System | Region | SPP Zonal Region | Zonal Regions | Planning Peak Load | 1 | 2027-07-01 | 0 | MW
0 | 0 | System | Region | SPP Zonal Region | Zonal Regions | Planning Peak Load | 1 | 2027-10-01 | 0 | MW
SPP Zonal Region_Planning Peak Load2028 | Zonal Regions_Planning Peak Load2028 | System | Region | SPP Zonal Region | Zonal Regions | Planning Peak Load | 1 | 2028-01-01 | 0 | MW
0 | 0 | System | Region | SPP Zonal Region | Zonal Regions | Planning Peak Load | 1 | 2028-04-01 | 0 | MW
0 | 0 | System | Region | SPP Zonal Region | Zonal Regions | Planning Peak Load | 1 | 2028-07-01 | 0 | MW
0 | 0 | System | Region | SPP Zonal Region | Zonal Regions | Planning Peak Load | 1 | 2028-10-01 | 0 | MW
SPP Zonal Region_Planning Peak Load2029 | Zonal Regions_Planning Peak Load2029 | System | Region | SPP Zonal Region | Zonal Regions | Planning Peak Load | 1 | 2029-01-01 | 0 | MW
0 | 0 | System | Region | SPP Zonal Region | Zonal Regions | Planning Peak Load | 1 | 2029-04-01 | 0 | MW
0 | 0 | System | Region | SPP Zonal Region | Zonal Regions | Planning Peak Load | 1 | 2029-07-01 | 0 | MW
0 | 0 | System | Region | SPP Zonal Region | Zonal Regions | Planning Peak Load | 1 | 2029-10-01 | 0 | MW
SPP Zonal Region_Planning Peak Load2030 | Zonal Regions_Planning Peak Load2030 | System | Region | SPP Zonal Region | Zonal Regions | Planning Peak Load | 1 | 2030-01-01 | 0 | MW
0 | 0 | System | Region | SPP Zonal Region | Zonal Regions | Planning Peak Load | 1 | 2030-04-01 | 0 | MW
0 | 0 | System | Region | SPP Zonal Region | Zonal Regions | Planning Peak Load | 1 | 2030-07-01 | 0 | MW
0 | 0 | System | Region | SPP Zonal Region | Zonal Regions | Planning Peak Load | 1 | 2030-10-01 | 0 | MW
SPP Zonal Region_Planning Peak Load2031 | Zonal Regions_Planning Peak Load2031 | System | Region | SPP Zonal Region | Zonal Regions | Planning Peak Load | 1 | 2031-01-01 | 0 | MW
0 | 0 | System | Region | SPP Zonal Region | Zonal Regions | Planning Peak Load | 1 | 2031-04-01 | 0 | MW
0 | 0 | System | Region | SPP Zonal Region | Zonal Regions | Planning Peak Load | 1 | 2031-07-01 | 0 | MW
0 | 0 | System | Region | SPP Zonal Region | Zonal Regions | Planning Peak Load | 1 | 2031-10-01 | 0 | MW
SPP Zonal Region_Planning Peak Load2032 | Zonal Regions_Planning Peak Load2032 | System | Region | SPP Zonal Region | Zonal Regions | Planning Peak Load | 1 | 2032-01-01 | 0 | MW
0 | 0 | System | Region | SPP Zonal Region | Zonal Regions | Planning Peak Load | 1 | 2032-04-01 | 0 | MW
0 | 0 | System | Region | SPP Zonal Region | Zonal Regions | Planning Peak Load | 1 | 2032-07-01 | 0 | MW
0 | 0 | System | Region | SPP Zonal Region | Zonal Regions | Planning Peak Load | 1 | 2032-10-01 | 0 | MW
SPP Zonal Region_Planning Peak Load2033 | Zonal Regions_Planning Peak Load2033 | System | Region | SPP Zonal Region | Zonal Regions | Planning Peak Load | 1 | 2033-01-01 | 0 | MW
0 | 0 | System | Region | SPP Zonal Region | Zonal Regions | Planning Peak Load | 1 | 2033-04-01 | 0 | MW
0 | 0 | System | Region | SPP Zonal Region | Zonal Regions | Planning Peak Load | 1 | 2033-07-01 | 0 | MW
0 | 0 | System | Region | SPP Zonal Region | Zonal Regions | Planning Peak Load | 1 | 2033-10-01 | 0 | MW
SPP Zonal Region_Planning Peak Load2034 | Zonal Regions_Planning Peak Load2034 | System | Region | SPP Zonal Region | Zonal Regions | Planning Peak Load | 1 | 2034-01-01 | 0 | MW
0 | 0 | System | Region | SPP Zonal Region | Zonal Regions | Planning Peak Load | 1 | 2034-04-01 | 0 | MW
0 | 0 | System | Region | SPP Zonal Region | Zonal Regions | Planning Peak Load | 1 | 2034-07-01 | 0 | MW
0 | 0 | System | Region | SPP Zonal Region | Zonal Regions | Planning Peak Load | 1 | 2034-10-01 | 0 | MW
SPP Zonal Region_Planning Peak Load2035 | Zonal Regions_Planning Peak Load2035 | System | Region | SPP Zonal Region | Zonal Regions | Planning Peak Load | 1 | 2035-01-01 | 0 | MW
0 | 0 | System | Region | SPP Zonal Region | Zonal Regions | Planning Peak Load | 1 | 2035-04-01 | 0 | MW
0 | 0 | System | Region | SPP Zonal Region | Zonal Regions | Planning Peak Load | 1 | 2035-07-01 | 0 | MW
0 | 0 | System | Region | SPP Zonal Region | Zonal Regions | Planning Peak Load | 1 | 2035-10-01 | 0 | MW
SPP Zonal Region_Planning Peak Load2036 | Zonal Regions_Planning Peak Load2036 | System | Region | SPP Zonal Region | Zonal Regions | Planning Peak Load | 1 | 2036-01-01 | 0 | MW
0 | 0 | System | Region | SPP Zonal Region | Zonal Regions | Planning Peak Load | 1 | 2036-04-01 | 0 | MW
0 | 0 | System | Region | SPP Zonal Region | Zonal Regions | Planning Peak Load | 1 | 2036-07-01 | 0 | MW
0 | 0 | System | Region | SPP Zonal Region | Zonal Regions | Planning Peak Load | 1 | 2036-10-01 | 0 | MW
SPP Zonal Region_Planning Peak Load2037 | Zonal Regions_Planning Peak Load2037 | System | Region | SPP Zonal Region | Zonal Regions | Planning Peak Load | 1 | 2037-01-01 | 0 | MW
0 | 0 | System | Region | SPP Zonal Region | Zonal Regions | Planning Peak Load | 1 | 2037-04-01 | 0 | MW
0 | 0 | System | Region | SPP Zonal Region | Zonal Regions | Planning Peak Load | 1 | 2037-07-01 | 0 | MW
0 | 0 | System | Region | SPP Zonal Region | Zonal Regions | Planning Peak Load | 1 | 2037-10-01 | 0 | MW
SPP Zonal Region_Planning Peak Load2038 | Zonal Regions_Planning Peak Load2038 | System | Region | SPP Zonal Region | Zonal Regions | Planning Peak Load | 1 | 2038-01-01 | 0 | MW
0 | 0 | System | Region | SPP Zonal Region | Zonal Regions | Planning Peak Load | 1 | 2038-04-01 | 0 | MW
0 | 0 | System | Region | SPP Zonal Region | Zonal Regions | Planning Peak Load | 1 | 2038-07-01 | 0 | MW
0 | 0 | System | Region | SPP Zonal Region | Zonal Regions | Planning Peak Load | 1 | 2038-10-01 | 0 | MW
SPP Zonal Region_Planning Peak Load2039 | Zonal Regions_Planning Peak Load2039 | System | Region | SPP Zonal Region | Zonal Regions | Planning Peak Load | 1 | 2039-01-01 | 0 | MW
0 | 0 | System | Region | SPP Zonal Region | Zonal Regions | Planning Peak Load | 1 | 2039-04-01 | 0 | MW
0 | 0 | System | Region | SPP Zonal Region | Zonal Regions | Planning Peak Load | 1 | 2039-07-01 | 0 | MW
0 | 0 | System | Region | SPP Zonal Region | Zonal Regions | Planning Peak Load | 1 | 2039-10-01 | 0 | MW
SPP Zonal Region_Planning Peak Load2040 | Zonal Regions_Planning Peak Load2040 | System | Region | SPP Zonal Region | Zonal Regions | Planning Peak Load | 1 | 2040-01-01 | 0 | MW
0 | 0 | System | Region | SPP Zonal Region | Zonal Regions | Planning Peak Load | 1 | 2040-04-01 | 0 | MW
0 | 0 | System | Region | SPP Zonal Region | Zonal Regions | Planning Peak Load | 1 | 2040-07-01 | 0 | MW
0 | 0 | System | Region | SPP Zonal Region | Zonal Regions | Planning Peak Load | 1 | 2040-10-01 | 0 | MW
SPP Zonal Region_Planning Peak Load2041 | Zonal Regions_Planning Peak Load2041 | System | Region | SPP Zonal Region | Zonal Regions | Planning Peak Load | 1 | 2041-01-01 | 0 | MW
0 | 0 | System | Region | SPP Zonal Region | Zonal Regions | Planning Peak Load | 1 | 2041-04-01 | 0 | MW
0 | 0 | System | Region | SPP Zonal Region | Zonal Regions | Planning Peak Load | 1 | 2041-07-01 | 0 | MW
0 | 0 | System | Region | SPP Zonal Region | Zonal Regions | Planning Peak Load | 1 | 2041-10-01 | 0 | MW
SPP Zonal Region_Planning Peak Load2042 | Zonal Regions_Planning Peak Load2042 | System | Region | SPP Zonal Region | Zonal Regions | Planning Peak Load | 1 | 2042-01-01 | 0 | MW
0 | 0 | System | Region | SPP Zonal Region | Zonal Regions | Planning Peak Load | 1 | 2042-04-01 | 0 | MW
0 | 0 | System | Region | SPP Zonal Region | Zonal Regions | Planning Peak Load | 1 | 2042-07-01 | 0 | MW
0 | 0 | System | Region | SPP Zonal Region | Zonal Regions | Planning Peak Load | 1 | 2042-10-01 | 0 | MW
SPP Zonal Region_Planning Peak Load2043 | Zonal Regions_Planning Peak Load2043 | System | Region | SPP Zonal Region | Zonal Regions | Planning Peak Load | 1 | 2043-01-01 | 0 | MW
0 | 0 | System | Region | SPP Zonal Region | Zonal Regions | Planning Peak Load | 1 | 2043-04-01 | 0 | MW
0 | 0 | System | Region | SPP Zonal Region | Zonal Regions | Planning Peak Load | 1 | 2043-07-01 | 0 | MW
0 | 0 | System | Region | SPP Zonal Region | Zonal Regions | Planning Peak Load | 1 | 2043-10-01 | 0 | MW
_1900 | _1900
_1900 | _1900
_1900 | _1900
_1900 | _1900
_1900 | _1900
_1900 | _1900
_1900 | _1900
_1900 | _1900
_1900 | _1900
_1900 | _1900
_1900 | _1900
_1900 | _1900
_1900 | _1900
_1900 | _1900
_1900 | _1900
_1900 | _1900
_1900 | _1900
_1900 | _1900
_1900 | _1900
_1900 | _1900
_1900 | _1900
_1900 | _1900
_1900 | _1900
_1900 | _1900
_1900 | _1900
_1900 | _1900
_1900 | _1900
_1900 | _1900
_1900 | _1900
_1900 | _1900
_1900 | _1900
_1900 | _1900
_1900 | _1900
_1900 | _1900
_1900 | _1900
_1900 | _1900
_1900 | _1900
_1900 | _1900
_1900 | _1900
_1900 | _1900
_1900 | _1900
_1900 | _1900
_1900 | _1900
_1900 | _1900
_1900 | _1900
_1900 | _1900
_1900 | _1900
_1900 | _1900
_1900 | _1900
_1900 | _1900
_1900 | _1900
_1900 | _1900
_1900 | _1900
_1900 | _1900
_1900 | _1900
_1900 | _1900
_1900 | _1900
_1900 | _1900
_1900 | _1900
_1900 | _1900
_1900 | _1900
_1900 | _1900
_1900 | _1900
_1900 | _1900
_1900 | _1900
_1900 | _1900
_1900 | _1900
_1900 | _1900
_1900 | _1900
_1900 | _1900
_1900 | _1900
_1900 | _1900
_1900 | _1900
_1900 | _1900
_1900 | _1900
_1900 | _1900
_1900 | _1900
_1900 | _1900
_1900 | _1900
_1900 | _1900
_1900 | _1900
_1900 | _1900
_1900 | _1900
_1900 | _1900
_1900 | _1900
_1900 | _1900
_1900 | _1900
_1900 | _1900
_1900 | _1900
_1900 | _1900
_1900 | _1900
_1900 | _1900
_1900 | _1900
_1900 | _1900
_1900 | _1900
_1900 | _1900
_1900 | _1900
_1900 | _1900
_1900 | _1900
_1900 | _1900
_1900 | _1900
_1900 | _1900
_1900 | _1900
_1900 | _1900
_1900 | _1900
_1900 | _1900
_1900 | _1900
_1900 | _1900
_1900 | _1900
_1900 | _1900
_1900 | _1900
_1900 | _1900
_1900 | _1900
_1900 | _1900
_1900 | _1900
_1900 | _1900
_1900 | _1900
_1900 | _1900
_1900 | _1900
_1900 | _1900
_1900 | _1900
_1900 | _1900
_1900 | _1900
_1900 | _1900
_1900 | _1900
_1900 | _1900
_1900 | _1900
_1900 | _1900
_1900 | _1900
_1900 | _1900
_1900 | _1900
_1900 | _1900
_1900 | _1900
_1900 | _1900
_1900 | _1900
_1900 | _1900
_1900 | _1900
_1900 | _1900
_1900 | _1900
_1900 | _1900
_1900 | _1900
_1900 | _1900
_1900 | _1900
_1900 | _1900
_1900 | _1900
_1900 | _1900
_1900 | _1900
_1900 | _1900
_1900 | _1900
_1900 | _1900
_1900 | _1900
_1900 | _1900
_1900 | _1900
_1900 | _1900
_1900 | _1900
_1900 | _1900
_1900 | _1900
_1900 | _1900
_1900 | _1900
_1900 | _1900
_1900 | _1900
_1900 | _1900
_1900 | _1900
_1900 | _1900
_1900 | _1900
_1900 | _1900
_1900 | _1900
_1900 | _1900
_1900 | _1900
_1900 | _1900
_1900 | _1900
_1900 | _1900
_1900 | _1900
_1900 | _1900
_1900 | _1900
_1900 | _1900
_1900 | _1900
_1900 | _1900
_1900 | _1900
_1900 | _1900
_1900 | _1900
_1900 | _1900
_1900 | _1900
_1900 | _1900
_1900 | _1900
_1900 | _1900
_1900 | _1900
_1900 | _1900
_1900 | _1900
_1900 | _1900
_1900 | _1900
_1900 | _1900
_1900 | _1900
_1900 | _1900
_1900 | _1900
_1900 | _1900
_1900 | _1900
_1900 | _1900
_1900 | _1900
_1900 | _1900
_1900 | _1900
_1900 | _1900
_1900 | _1900
_1900 | _1900
_1900 | _1900
_1900 | _1900
_1900 | _1900
_1900 | _1900
_1900 | _1900
_1900 | _1900
_1900 | _1900
_1900 | _1900
_1900 | _1900
_1900 | _1900
_1900 | _1900
_1900 | _1900
_1900 | _1900
_1900 | _1900
_1900 | _1900
_1900 | _1900
_1900 | _1900
_1900 | _1900
_1900 | _1900
_1900 | _1900
_1900 | _1900
_1900 | _1900
_1900 | _1900
_1900 | _1900
_1900 | _1900
_1900 | _1900
_1900 | _1900
_1900 | _1900
_1900 | _1900
_1900 | _1900
_1900 | _1900
_1900 | _1900
_1900 | _1900
_1900 | _1900
_1900 | _1900
_1900 | _1900
_1900 | _1900
_1900 | _1900
_1900 | _1900
_1900 | _1900
_1900 | _1900
_1900 | _1900
_1900 | _1900
_1900 | _1900
_1900 | _1900
_1900 | _1900
_1900 | _1900
_1900 | _1900
_1900 | _1900
_1900 | _1900
_1900 | _1900
_1900 | _1900
_1900 | _1900
_1900 | _1900
_1900 | _1900
_1900 | _1900
_1900 | _1900
_1900 | _1900
_1900 | _1900
_1900 | _1900
_1900 | _1900
_1900 | _1900
_1900 | _1900
_1900 | _1900
_1900 | _1900
_1900 | _1900
_1900 | _1900
_1900 | _1900
_1900 | _1900
_1900 | _1900
_1900 | _1900
_1900 | _1900
_1900 | _1900
_1900 | _1900
_1900 | _1900
_1900 | _1900
_1900 | _1900
_1900 | _1900
_1900 | _1900
_1900 | _1900
_1900 | _1900
_1900 | _1900
_1900 | _1900
_1900 | _1900
_1900 | _1900
_1900 | _1900
_1900 | _1900
_1900 | _1900
_1900 | _1900
_1900 | _1900
_1900 | _1900
_1900 | _1900
_1900 | _1900
_1900 | _1900
_1900 | _1900
_1900 | _1900
_1900 | _1900
_1900 | _1900
_1900 | _1900
_1900 | _1900
_1900 | _1900
_1900 | _1900
_1900 | _1900
_1900 | _1900
_1900 | _1900
_1900 | _1900
_1900 | _1900
_1900 | _1900
_1900 | _1900
_1900 | _1900
_1900 | _1900
_1900 | _1900
_1900 | _1900
_1900 | _1900
_1900 | _1900
_1900 | _1900
_1900 | _1900
_1900 | _1900
_1900 | _1900
_1900 | _1900
_1900 | _1900
_1900 | _1900
_1900 | _1900
_1900 | _1900
_1900 | _1900
_1900 | _1900
_1900 | _1900
_1900 | _1900
_1900 | _1900
_1900 | _1900
_1900 | _1900
_1900 | _1900
_1900 | _1900
_1900 | _1900
_1900 | _1900
_1900 | _1900
_1900 | _1900
_1900 | _1900
_1900 | _1900
_1900 | _1900
_1900 | _1900
_1900 | _1900
_1900 | _1900
_1900 | _1900
_1900 | _1900
_1900 | _1900
_1900 | _1900
_1900 | _1900
_1900 | _1900
_1900 | _1900
_1900 | _1900
_1900 | _1900
_1900 | _1900
_1900 | _1900
_1900 | _1900
_1900 | _1900
_1900 | _1900
_1900 | _1900
_1900 | _1900
_1900 | _1900
_1900 | _1900
_1900 | _1900
_1900 | _1900
_1900 | _1900
_1900 | _1900
_1900 | _1900
_1900 | _1900
_1900 | _1900
_1900 | _1900
_1900 | _1900
_1900 | _1900
_1900 | _1900
_1900 | _1900
_1900 | _1900
_1900 | _1900
_1900 | _1900
_1900 | _1900
_1900 | _1900
_1900 | _1900
_1900 | _1900
_1900 | _1900
_1900 | _1900
_1900 | _1900
_1900 | _1900
_1900 | _1900
_1900 | _1900
_1900 | _1900
_1900 | _1900
_1900 | _1900
_1900 | _1900
_1900 | _1900
_1900 | _1900
_1900 | _1900
_1900 | _1900
_1900 | _1900
_1900 | _1900
_1900 | _1900
_1900 | _1900
_1900 | _1900
_1900 | _1900
_1900 | _1900
_1900 | _1900
_1900 | _1900
_1900 | _1900
_1900 | _1900
_1900 | _1900
_1900 | _1900
_1900 | _1900
_1900 | _1900
_1900 | _1900
_1900 | _1900
_1900 | _1900
_1900 | _1900
_1900 | _1900
_1900 | _1900
_1900 | _1900
_1900 | _1900
_1900 | _1900
_1900 | _1900
_1900 | _1900
_1900 | _1900
_1900 | _1900
_1900 | _1900
_1900 | _1900
_1900 | _1900
_1900 | _1900
_1900 | _1900
_1900 | _1900
_1900 | _1900
_1900 | _1900
_1900 | _1900
_1900 | _1900
_1900 | _1900
_1900 | _1900
_1900 | _1900
_1900 | _1900
_1900 | _1900
_1900 | _1900
_1900 | _1900
_1900 | _1900
_1900 | _1900
_1900 | _1900
_1900 | _1900
_1900 | _1900
_1900 | _1900
_1900 | _1900
_1900 | _1900
_1900 | _1900
_1900 | _1900
_1900 | _1900
_1900 | _1900
_1900 | _1900
_1900 | _1900
_1900 | _1900
_1900 | _1900
_1900 | _1900
_1900 | _1900
_1900 | _1900
_1900 | _1900
_1900 | _1900
_1900 | _1900
_1900 | _1900
_1900 | _1900
_1900 | _1900
_1900 | _1900
_1900 | _1900
_1900 | _1900
_1900 | _1900
_1900 | _1900
_1900 | _1900
_1900 | _1900
_1900 | _1900
_1900 | _1900
_1900 | _1900
_1900 | _1900
_1900 | _1900
_1900 | _1900
_1900 | _1900
_1900 | _1900
_1900 | _1900
_1900 | _1900
_1900 | _1900
_1900 | _1900
_1900 | _1900
_1900 | _1900
_1900 | _1900
_1900 | _1900
_1900 | _1900
_1900 | _1900
_1900 | _1900
_1900 | _1900
_1900 | _1900
_1900 | _1900
_1900 | _1900
_1900 | _1900
_1900 | _1900
_1900 | _1900
_1900 | _1900
_1900 | _1900
_1900 | _1900
_1900 | _1900
_1900 | _1900
_1900 | _1900
_1900 | _1900
_1900 | _1900
_1900 | _1900
_1900 | _1900
_1900 | _1900
_1900 | _1900
_1900 | _1900
_1900 | _1900
_1900 | _1900
_1900 | _1900
_1900 | _1900
_1900 | _1900
_1900 | _1900
_1900 | _1900
_1900 | _1900
_1900 | _1900
_1900 | _1900
_1900 | _1900
_1900 | _1900
_1900 | _1900
_1900 | _1900
_1900 | _1900
_1900 | _1900
_1900 | _1900
_1900 | _1900
_1900 | _1900
_1900 | _1900
_1900 | _1900
_1900 | _1900
_1900 | _1900
_1900 | _1900
_1900 | _1900
_1900 | _1900
_1900 | _1900
_1900 | _1900
_1900 | _1900
_1900 | _1900
_1900 | _1900
_1900 | _1900
_1900 | _1900
_1900 | _1900
_1900 | _1900
_1900 | _1900
_1900 | _1900
_1900 | _1900
_1900 | _1900
_1900 | _1900
_1900 | _1900
_1900 | _1900
_1900 | _1900
_1900 | _1900
_1900 | _1900
_1900 | _1900
_1900 | _1900
_1900 | _1900
_1900 | _1900
_1900 | _1900
_1900 | _1900
_1900 | _1900
_1900 | _1900
_1900 | _1900
_1900 | _1900
_1900 | _1900
_1900 | _1900
_1900 | _1900
_1900 | _1900
_1900 | _1900
_1900 | _1900
_1900 | _1900
_1900 | _1900
_1900 | _1900
_1900 | _1900
_1900 | _1900
_1900 | _1900
_1900 | _1900
_1900 | _1900
_1900 | _1900
_1900 | _1900
_1900 | _1900
_1900 | _1900
_1900 | _1900
_1900 | _1900
_1900 | _1900
_1900 | _1900
_1900 | _1900
_1900 | _1900
_1900 | _1900
_1900 | _1900
_1900 | _1900
_1900 | _1900
_1900 | _1900
_1900 | _1900
_1900 | _1900
_1900 | _1900
_1900 | _1900
_1900 | _1900
_1900 | _1900
_1900 | _1900
_1900 | _1900
_1900 | _1900
_1900 | _1900
_1900 | _1900
_1900 | _1900
_1900 | _1900
_1900 | _1900
_1900 | _1900
_1900 | _1900
_1900 | _1900
_1900 | _1900
_1900 | _1900
_1900 | _1900
_1900 | _1900
_1900 | _1900
_1900 | _1900
_1900 | _1900
_1900 | _1900
_1900 | _1900
_1900 | _1900
_1900 | _1900
_1900 | _1900
_1900 | _1900
_1900 | _1900
_1900 | _1900
_1900 | _1900
_1900 | _1900
_1900 | _1900
_1900 | _1900
_1900 | _1900
_1900 | _1900
_1900 | _1900
_1900 | _1900
_1900 | _1900
_1900 | _1900
_1900 | _1900
_1900 | _1900
_1900 | _1900
_1900 | _1900
_1900 | _1900
_1900 | _1900
_1900 | _1900
_1900 | _1900
_1900 | _1900
_1900 | _1900
_1900 | _1900
_1900 | _1900
_1900 | _1900
_1900 | _1900
_1900 | _1900
_1900 | _1900
_1900 | _1900
_1900 | _1900
_1900 | _1900
_1900 | _1900
_1900 | _1900
_1900 | _1900
_1900 | _1900
_1900 | _1900
_1900 | _1900
_1900 | _1900
_1900 | _1900
_1900 | _1900
_1900 | _1900
_1900 | _1900
_1900 | _1900
_1900 | _1900
_1900 | _1900
_1900 | _1900
_1900 | _1900
_1900 | _1900
_1900 | _1900
_1900 | _1900
_1900 | _1900
_1900 | _1900
_1900 | _1900
_1900 | _1900
_1900 | _1900
_1900 | _1900
_1900 | _1900
_1900 | _1900
_1900 | _1900
_1900 | _1900
_1900 | _1900
_1900 | _1900
_1900 | _1900
_1900 | _1900
_1900 | _1900
_1900 | _1900
_1900 | _1900
_1900 | _1900
_1900 | _1900
_1900 | _1900
_1900 | _1900
_1900 | _1900
_1900 | _1900
_1900 | _1900
_1900 | _1900
_1900 | _1900
_1900 | _1900
_1900 | _1900
_1900 | _1900
_1900 | _1900
_1900 | _1900
_1900 | _1900
_1900 | _1900
_1900 | _1900
_1900 | _1900
_1900 | _1900
_1900 | _1900
_1900 | _1900
_1900 | _1900
_1900 | _1900
_1900 | _1900
_1900 | _1900
_1900 | _1900
_1900 | _1900
_1900 | _1900
_1900 | _1900
_1900 | _1900
_1900 | _1900
_1900 | _1900
_1900 | _1900
_1900 | _1900
_1900 | _1900
_1900 | _1900
_1900 | _1900
_1900 | _1900
_1900 | _1900
_1900 | _1900
_1900 | _1900
_1900 | _1900
_1900 | _1900
_1900 | _1900
_1900 | _1900
_1900 | _1900
_1900 | _1900
_1900 | _1900
_1900 | _1900
_1900 | _1900
_1900 | _1900
_1900 | _1900
_1900 | _1900
_1900 | _1900
_1900 | _1900
_1900 | _1900
_1900 | _1900
_1900 | _1900
_1900 | _1900
_1900 | _1900
_1900 | _1900
_1900 | _1900
_1900 | _1900
_1900 | _1900
_1900 | _1900
_1900 | _1900
_1900 | _1900
_1900 | _1900
_1900 | _1900
_1900 | _1900
_1900 | _1900
_1900 | _1900
_1900 | _1900
_1900 | _1900
_1900 | _1900
_1900 | _1900
_1900 | _1900
_1900 | _1900
_1900 | _1900
_1900 | _1900
_1900 | _1900
_1900 | _1900
_1900 | _1900
_1900 | _1900
_1900 | _1900
_1900 | _1900
_1900 | _1900
_1900 | _1900
_1900 | _1900
_1900 | _1900
_1900 | _1900
_1900 | _1900
_1900 | _1900
_1900 | _1900
_1900 | _1900
_1900 | _1900
_1900 | _1900
_1900 | _1900
_1900 | _1900
_1900 | _1900
_1900 | _1900
_1900 | _1900
_1900 | _1900
_1900 | _1900
_1900 | _1900
_1900 | _1900
_1900 | _1900
_1900 | _1900
_1900 | _1900
_1900 | _1900
_1900 | _1900
_1900 | _1900
_1900 | _1900
_1900 | _1900
_1900 | _1900
_1900 | _1900
_1900 | _1900
_1900 | _1900
_1900 | _1900
_1900 | _1900
_1900 | _1900
_1900 | _1900
_1900 | _1900
_1900 | _1900
_1900 | _1900
_1900 | _1900
_1900 | _1900
_1900 | _1900
_1900 | _1900
_1900 | _1900
_1900 | _1900
_1900 | _1900
_1900 | _1900
_1900 | _1900
_1900 | _1900
_1900 | _1900
_1900 | _1900
_1900 | _1900
_1900 | _1900
_1900 | _1900
_1900 | _1900
_1900 | _1900
_1900 | _1900
_1900 | _1900
_1900 | _1900
_1900 | _1900
_1900 | _1900
_1900 | _1900
_1900 | _1900
_1900 | _1900
_1900 | _1900
_1900 | _1900
_1900 | _1900
_1900 | _1900
_1900 | _1900
_1900 | _1900
_1900 | _1900
_1900 | _1900
_1900 | _1900
_1900 | _1900
_1900 | _1900
_1900 | _1900
_1900 | _1900
_1900 | _1900
_1900 | _1900
_1900 | _1900
_1900 | _1900
_1900 | _1900
_1900 | _1900
_1900 | _1900
_1900 | _1900
_1900 | _1900
_1900 | _1900
_1900 | _1900
_1900 | _1900
_1900 | _1900
_1900 | _1900
_1900 | _1900
_1900 | _1900
_1900 | _1900
_1900 | _1900
_1900 | _1900
_1900 | _1900
_1900 | _1900
_1900 | _1900
_1900 | _1900
_1900 | _1900
_1900 | _1900
_1900 | _1900
_1900 | _1900
_1900 | _1900
_1900 | _1900
_1900 | _1900
_1900 | _1900
_1900 | _1900
_1900 | _1900
_1900 | _1900
_1900 | _1900
_1900 | _1900
_1900 | _1900
_1900 | _1900
_1900 | _1900
_1900 | _1900
_1900 | _1900
_1900 | _1900
_1900 | _1900
_1900 | _1900
_1900 | _1900
_1900 | _1900
_1900 | _1900
_1900 | _1900
_1900 | _1900
_1900 | _1900
_1900 | _1900
_1900 | _1900
_1900 | _1900
_1900 | _1900
_1900 | _1900
_1900 | _1900
_1900 | _1900
_1900 | _1900
_1900 | _1900
_1900 | _1900
_1900 | _1900
_1900 | _1900
_1900 | _1900
_1900 | _1900
_1900 | _1900
_1900 | _1900
_1900 | _1900
_1900 | _1900
_1900 | _1900
_1900 | _1900
_1900 | _1900
_1900 | _1900
_1900 | _1900
_1900 | _1900
_1900 | _1900
_1900 | _1900
_1900 | _1900
_1900 | _1900
_1900 | _1900
_1900 | _1900
_1900 | _1900
_1900 | _1900
_1900 | _1900
_1900 | _1900
_1900 | _1900
_1900 | _1900
_1900 | _1900
_1900 | _1900
_1900 | _1900
_1900 | _1900
_1900 | _1900
_1900 | _1900
_1900 | _1900
_1900 | _1900
_1900 | _1900
_1900 | _1900
_1900 | _1900
_1900 | _1900
_1900 | _1900
_1900 | _1900
_1900 | _1900
_1900 | _1900
_1900 | _1900
_1900 | _1900
_1900 | _1900
_1900 | _1900
_1900 | _1900
_1900 | _1900
_1900 | _1900
_1900 | _1900
_1900 | _1900
_1900 | _1900
_1900 | _1900
_1900 | _1900
_1900 | _1900
_1900 | _1900
_1900 | _1900
_1900 | _1900
_1900 | _1900
_1900 | _1900
_1900 | _1900
_1900 | _1900
_1900 | _1900
_1900 | _1900
_1900 | _1900
_1900 | _1900
_1900 | _1900
_1900 | _1900
_1900 | _1900
_1900 | _1900
_1900 | _1900
_1900 | _1900
_1900 | _1900
_1900 | _1900
_1900 | _1900
_1900 | _1900
_1900 | _1900
_1900 | _1900
_1900 | _1900
_1900 | _1900
_1900 | _1900
_1900 | _1900
_1900 | _1900
_1900 | _1900
_1900 | _1900
_1900 | _1900
_1900 | _1900
_1900 | _1900
_1900 | _1900
_1900 | _1900
_1900 | _1900
_1900 | _1900
_1900 | _1900
_1900 | _1900
_1900 | _1900
_1900 | _1900
_1900 | _1900
_1900 | _1900
_1900 | _1900
_1900 | _1900
_1900 | _1900
_1900 | _1900
_1900 | _1900
_1900 | _1900
_1900 | _1900
_1900 | _1900
_1900 | _1900
_1900 | _1900
_1900 | _1900
_1900 | _1900
_1900 | _1900
_1900 | _1900
_1900 | _1900
_1900 | _1900
_1900 | _1900
_1900 | _1900
_1900 | _1900
_1900 | _1900
_1900 | _1900
_1900 | _1900
_1900 | _1900
_1900 | _1900
_1900 | _1900
_1900 | _1900
_1900 | _1900
_1900 | _1900
_1900 | _1900
_1900 | _1900
_1900 | _1900
_1900 | _1900
_1900 | _1900
_1900 | _1900
_1900 | _1900
_1900 | _1900
_1900 | _1900
_1900 | _1900
_1900 | _1900
_1900 | _1900
_1900 | _1900
_1900 | _1900
_1900 | _1900
_1900 | _1900
_1900 | _1900
_1900 | _1900
_1900 | _1900
_1900 | _1900
_1900 | _1900
_1900 | _1900
_1900 | _1900
_1900 | _1900
_1900 | _1900
_1900 | _1900
_1900 | _1900
_1900 | _1900
_1900 | _1900
_1900 | _1900
_1900 | _1900
_1900 | _1900
_1900 | _1900
_1900 | _1900
_1900 | _1900
_1900 | _1900
_1900 | _1900
_1900 | _1900
_1900 | _1900
_1900 | _1900
_1900 | _1900
_1900 | _1900
_1900 | _1900
_1900 | _1900
_1900 | _1900
_1900 | _1900
_1900 | _1900
_1900 | _1900
_1900 | _1900
_1900 | _1900
_1900 | _1900
_1900 | _1900
_1900 | _1900
_1900 | _1900
_1900 | _1900
_1900 | _1900
_1900 | _1900
_1900 | _1900
_1900 | _1900
_1900 | _1900
_1900 | _1900
_1900 | _1900
_1900 | _1900
_1900 | _1900
_1900 | _1900
_1900 | _1900
_1900 | _1900
_1900 | _1900
_1900 | _1900
_1900 | _1900
_1900 | _1900
_1900 | _1900
_1900 | _1900
_1900 | _1900
_1900 | _1900
_1900 | _1900
_1900 | _1900
_1900 | _1900
_1900 | _1900
_1900 | _1900
_1900 | _1900
_1900 | _1900
_1900 | _1900
_1900 | _1900
_1900 | _1900
_1900 | _1900
_1900 | _1900
_1900 | _1900
_1900 | _1900
_1900 | _1900
_1900 | _1900
_1900 | _1900
_1900 | _1900
_1900 | _1900
_1900 | _1900
_1900 | _1900
_1900 | _1900
_1900 | _1900
_1900 | _1900
_1900 | _1900
_1900 | _1900
_1900 | _1900
_1900 | _1900
_1900 | _1900
_1900 | _1900
_1900 | _1900
_1900 | _1900
_1900 | _1900
_1900 | _1900
_1900 | _1900
_1900 | _1900
_1900 | _1900
_1900 | _1900
_1900 | _1900
_1900 | _1900
_1900 | _1900
_1900 | _1900
_1900 | _1900
_1900 | _1900
_1900 | _1900
_1900 | _1900
_1900 | _1900
_1900 | _1900
_1900 | _1900
_1900 | _1900
_1900 | _1900
_1900 | _1900
_1900 | _1900
_1900 | _1900
_1900 | _1900
_1900 | _1900
_1900 | _1900
_1900 | _1900
_1900 | _1900
_1900 | _1900
_1900 | _1900
_1900 | _1900
_1900 | _1900
_1900 | _1900
_1900 | _1900
_1900 | _1900
_1900 | _1900
_1900 | _1900
_1900 | _1900
_1900 | _1900
_1900 | _1900
_1900 | _1900
_1900 | _1900
_1900 | _1900
_1900 | _1900
_1900 | _1900
_1900 | _1900
_1900 | _1900
_1900 | _1900
_1900 | _1900
_1900 | _1900
_1900 | _1900
_1900 | _1900
_1900 | _1900
_1900 | _1900
_1900 | _1900
_1900 | _1900
_1900 | _1900
_1900 | _1900
_1900 | _1900
_1900 | _1900
_1900 | _1900
_1900 | _1900
_1900 | _1900
_1900 | _1900
_1900 | _1900
_1900 | _1900
_1900 | _1900
_1900 | _1900
_1900 | _1900
_1900 | _1900
_1900 | _1900
_1900 | _1900
_1900 | _1900
_1900 | _1900
_1900 | _1900
_1900 | _1900
_1900 | _1900
_1900 | _1900
_1900 | _1900
_1900 | _1900
_1900 | _1900
_1900 | _1900
_1900 | _1900
_1900 | _1900
_1900 | _1900
_1900 | _1900
_1900 | _1900
_1900 | _1900
_1900 | _1900
_1900 | _1900
_1900 | _1900
_1900 | _1900
_1900 | _1900
_1900 | _1900
_1900 | _1900
_1900 | _1900
_1900 | _1900
_1900 | _1900
_1900 | _1900
_1900 | _1900
_1900 | _1900
_1900 | _1900
_1900 | _1900
_1900 | _1900
_1900 | _1900
_1900 | _1900
_1900 | _1900
_1900 | _1900
_1900 | _1900
_1900 | _1900
_1900 | _1900
_1900 | _1900
_1900 | _1900
_1900 | _1900
_1900 | _1900
_1900 | _1900
_1900 | _1900
_1900 | _1900
_1900 | _1900
_1900 | _1900
_1900 | _1900
_1900 | _1900
_1900 | _1900
_1900 | _1900
_1900 | _1900
_1900 | _1900
_1900 | _1900
_1900 | _1900
_1900 | _1900
_1900 | _1900
_1900 | _1900
_1900 | _1900
_1900 | _1900
_1900 | _1900
_1900 | _1900
_1900 | _1900
_1900 | _1900
_1900 | _1900
_1900 | _1900
_1900 | _1900
_1900 | _1900
_1900 | _1900
_1900 | _1900
_1900 | _1900
_1900 | _1900
_1900 | _1900
_1900 | _1900
_1900 | _1900
_1900 | _1900
_1900 | _1900
_1900 | _1900
_1900 | _1900
_1900 | _1900
_1900 | _1900
_1900 | _1900
_1900 | _1900
_1900 | _1900
_1900 | _1900
_1900 | _1900
_1900 | _1900
_1900 | _1900
_1900 | _1900
_1900 | _1900
_1900 | _1900
_1900 | _1900
_1900 | _1900
_1900 | _1900
_1900 | _1900
_1900 | _1900
_1900 | _1900
_1900 | _1900
_1900 | _1900
_1900 | _1900
_1900 | _1900
_1900 | _1900
_1900 | _1900
_1900 | _1900
_1900 | _1900
_1900 | _1900
_1900 | _1900
_1900 | _1900
_1900 | _1900
_1900 | _1900
_1900 | _1900
_1900 | _1900
_1900 | _1900
_1900 | _1900
_1900 | _1900
_1900 | _1900
_1900 | _1900
_1900 | _1900
_1900 | _1900
_1900 | _1900
_1900 | _1900
_1900 | _1900
_1900 | _1900
_1900 | _1900
_1900 | _1900
_1900 | _1900
_1900 | _1900
_1900 | _1900
_1900 | _1900
_1900 | _1900
_1900 | _1900
_1900 | _1900
_1900 | _1900
_1900 | _1900
_1900 | _1900
_1900 | _1900
_1900 | _1900
_1900 | _1900
_1900 | _1900
_1900 | _1900
_1900 | _1900
_1900 | _1900
_1900 | _1900
_1900 | _1900
_1900 | _1900
_1900 | _1900
_1900 | _1900
_1900 | _1900
_1900 | _1900
_1900 | _1900
_1900 | _1900
_1900 | _1900
_1900 | _1900
_1900 | _1900
_1900 | _1900
_1900 | _1900
_1900 | _1900
_1900 | _1900
_1900 | _1900
_1900 | _1900
_1900 | _1900
_1900 | _1900
_1900 | _1900
_1900 | _1900
_1900 | _1900
_1900 | _1900
_1900 | _1900
_1900 | _1900
_1900 | _1900
_1900 | _1900
_1900 | _1900
_1900 | _1900
_1900 | _1900
_1900 | _1900
_1900 | _1900
_1900 | _1900
_1900 | _1900
_1900 | _1900
_1900 | _1900
_1900 | _1900
_1900 | _1900
_1900 | _1900
_1900 | _1900
_1900 | _1900
_1900 | _1900
_1900 | _1900
_1900 | _1900
_1900 | _1900
_1900 | _1900
_1900 | _1900
_1900 | _1900
_1900 | _1900
_1900 | _1900
_1900 | _1900
_1900 | _1900
_1900 | _1900
_1900 | _1900
_1900 | _1900
_1900 | _1900
_1900 | _1900
_1900 | _1900
_1900 | _1900
_1900 | _1900
_1900 | _1900
_1900 | _1900
_1900 | _1900
_1900 | _1900
_1900 | _1900
_1900 | _1900
_1900 | _1900
_1900 | _1900
_1900 | _1900
_1900 | _1900
_1900 | _1900
_1900 | _1900
_1900 | _1900
_1900 | _1900
_1900 | _1900
_1900 | _1900
_1900 | _1900
_1900 | _1900
_1900 | _1900
_1900 | _1900
_1900 | _1900
_1900 | _1900
_1900 | _1900
_1900 | _1900
_1900 | _1900
_1900 | _1900
_1900 | _1900
_1900 | _1900
_1900 | _1900
_1900 | _1900
_1900 | _1900
_1900 | _1900
_1900 | _1900
_1900 | _1900
_1900 | _1900
_1900 | _1900
_1900 | _1900
_1900 | _1900
_1900 | _1900
_1900 | _1900
_1900 | _1900
_1900 | _1900
_1900 | _1900
_1900 | _1900
_1900 | _1900
_1900 | _1900
_1900 | _1900
_1900 | _1900
_1900 | _1900
_1900 | _1900
_1900 | _1900
_1900 | _1900
_1900 | _1900
_1900 | _1900
_1900 | _1900
_1900 | _1900
_1900 | _1900
_1900 | _1900
_1900 | _1900
_1900 | _1900
_1900 | _1900
_1900 | _1900
_1900 | _1900
_1900 | _1900
_1900 | _1900
_1900 | _1900
_1900 | _1900
_1900 | _1900
_1900 | _1900
_1900 | _1900
_1900 | _1900
_1900 | _1900
_1900 | _1900
_1900 | _1900
_1900 | _1900
_1900 | _1900
_1900 | _1900
_1900 | _1900
_1900 | _1900
_1900 | _1900
_1900 | _1900
_1900 | _1900
_1900 | _1900
_1900 | _1900
_1900 | _1900
_1900 | _1900
_1900 | _1900
_1900 | _1900
_1900 | _1900
_1900 | _1900
_1900 | _1900
_1900 | _1900
_1900 | _1900
_1900 | _1900
_1900 | _1900
_1900 | _1900
_1900 | _1900
_1900 | _1900
_1900 | _1900
_1900 | _1900
_1900 | _1900
_1900 | _1900
_1900 | _1900
_1900 | _1900
_1900 | _1900
_1900 | _1900
_1900 | _1900
_1900 | _1900
_1900 | _1900
_1900 | _1900
_1900 | _1900
_1900 | _1900
_1900 | _1900
_1900 | _1900
_1900 | _1900
_1900 | _1900
_1900 | _1900
_1900 | _1900
_1900 | _1900
_1900 | _1900
_1900 | _1900
_1900 | _1900
_1900 | _1900
_1900 | _1900
_1900 | _1900
_1900 | _1900
_1900 | _1900
_1900 | _1900
_1900 | _1900
_1900 | _1900
_1900 | _1900
_1900 | _1900
_1900 | _1900
_1900 | _1900
_1900 | _1900
_1900 | _1900
_1900 | _1900
_1900 | _1900
_1900 | _1900
_1900 | _1900
_1900 | _1900
_1900 | _1900
_1900 | _1900
_1900 | _1900
_1900 | _1900
_1900 | _1900
_1900 | _1900
_1900 | _1900
_1900 | _1900
_1900 | _1900
_1900 | _1900
_1900 | _1900
_1900 | _1900
_1900 | _1900
_1900 | _1900
_1900 | _1900
_1900 | _1900
_1900 | _1900
_1900 | _1900
_1900 | _1900
_1900 | _1900
_1900 | _1900
_1900 | _1900
_1900 | _1900
_1900 | _1900
_1900 | _1900
_1900 | _1900
_1900 | _1900
_1900 | _1900
_1900 | _1900
_1900 | _1900
_1900 | _1900
_1900 | _1900
_1900 | _1900
_1900 | _1900
_1900 | _1900
_1900 | _1900
_1900 | _1900
_1900 | _1900
_1900 | _1900
_1900 | _1900
_1900 | _1900
_1900 | _1900
_1900 | _1900
_1900 | _1900
_1900 | _1900
_1900 | _1900
_1900 | _1900
_1900 | _1900
_1900 | _1900
_1900 | _1900
_1900 | _1900
_1900 | _1900
_1900 | _1900
_1900 | _1900
_1900 | _1900
_1900 | _1900
_1900 | _1900
_1900 | _1900
_1900 | _1900
_1900 | _1900
_1900 | _1900
_1900 | _1900
_1900 | _1900
_1900 | _1900
_1900 | _1900
_1900 | _1900
_1900 | _1900
_1900 | _1900
_1900 | _1900
_1900 | _1900
_1900 | _1900
_1900 | _1900
_1900 | _1900
_1900 | _1900
_1900 | _1900
_1900 | _1900
_1900 | _1900
_1900 | _1900
_1900 | _1900
_1900 | _1900
_1900 | _1900
_1900 | _1900
_1900 | _1900
_1900 | _1900
_1900 | _1900
_1900 | _1900
_1900 | _1900
_1900 | _1900
_1900 | _1900
_1900 | _1900
_1900 | _1900
_1900 | _1900
_1900 | _1900
_1900 | _1900
_1900 | _1900
_1900 | _1900
_1900 | _1900
_1900 | _1900
_1900 | _1900
_1900 | _1900
_1900 | _1900
_1900 | _1900
_1900 | _1900
_1900 | _1900
_1900 | _1900
_1900 | _1900
_1900 | _1900
_1900 | _1900
_1900 | _1900
_1900 | _1900
_1900 | _1900
_1900 | _1900
_1900 | _1900
_1900 | _1900
_1900 | _1900
_1900 | _1900
_1900 | _1900
_1900 | _1900
_1900 | _1900
_1900 | _1900
_1900 | _1900
_1900 | _1900
_1900 | _1900
_1900 | _1900
_1900 | _1900
_1900 | _1900
_1900 | _1900
_1900 | _1900
_1900 | _1900
_1900 | _1900
_1900 | _1900
_1900 | _1900
_1900 | _1900
_1900 | _1900
_1900 | _1900
_1900 | _1900
_1900 | _1900
_1900 | _1900
_1900 | _1900
_1900 | _1900
_1900 | _1900
_1900 | _1900
_1900 | _1900
_1900 | _1900
_1900 | _1900
_1900 | _1900
_1900 | _1900
_1900 | _1900
_1900 | _1900
_1900 | _1900
_1900 | _1900
_1900 | _1900
_1900 | _1900
_1900 | _1900
_1900 | _1900
_1900 | _1900
_1900 | _1900
_1900 | _1900
_1900 | _1900
_1900 | _1900
_1900 | _1900
_1900 | _1900
_1900 | _1900
_1900 | _1900
_1900 | _1900
_1900 | _1900
_1900 | _1900
_1900 | _1900
_1900 | _1900
_1900 | _1900
_1900 | _1900
_1900 | _1900
_1900 | _1900
_1900 | _1900
_1900 | _1900
_1900 | _1900
_1900 | _1900
_1900 | _1900
_1900 | _1900
_1900 | _1900
_1900 | _1900
_1900 | _1900
_1900 | _1900
_1900 | _1900
_1900 | _1900
_1900 | _1900
_1900 | _1900
_1900 | _1900
_1900 | _1900
_1900 | _1900
_1900 | _1900
_1900 | _1900
_1900 | _1900
_1900 | _1900
_1900 | _1900
_1900 | _1900
_1900 | _1900
_1900 | _1900
_1900 | _1900
_1900 | _1900
_1900 | _1900
_1900 | _1900
_1900 | _1900
_1900 | _1900
_1900 | _1900
_1900 | _1900
_1900 | _1900
_1900 | _1900
_1900 | _1900
_1900 | _1900
_1900 | _1900
_1900 | _1900
_1900 | _1900
_1900 | _1900
_1900 | _1900
_1900 | _1900
_1900 | _1900
_1900 | _1900
_1900 | _1900
_1900 | _1900
_1900 | _1900
_1900 | _1900
_1900 | _1900
_1900 | _1900
_1900 | _1900
_1900 | _1900
_1900 | _1900
_1900 | _1900
_1900 | _1900
_1900 | _1900
_1900 | _1900
_1900 | _1900
_1900 | _1900
_1900 | _1900
_1900 | _1900
_1900 | _1900
_1900 | _1900
_1900 | _1900
_1900 | _1900
_1900 | _1900
_1900 | _1900
_1900 | _1900
_1900 | _1900
_1900 | _1900
_1900 | _1900
_1900 | _1900
_1900 | _1900
_1900 | _1900
_1900 | _1900
_1900 | _1900
_1900 | _1900
_1900 | _1900
_1900 | _1900
_1900 | _1900
_1900 | _1900
_1900 | _1900
_1900 | _1900
_1900 | _1900
_1900 | _1900
_1900 | _1900
_1900 | _1900
_1900 | _1900
_1900 | _1900
_1900 | _1900
_1900 | _1900
_1900 | _1900
_1900 | _1900
_1900 | _1900
_1900 | _1900
_1900 | _1900
_1900 | _1900
_1900 | _1900
_1900 | _1900
_1900 | _1900
_1900 | _1900
_1900 | _1900
_1900 | _1900
_1900 | _1900
_1900 | _1900
_1900 | _1900
_1900 | _1900
_1900 | _1900
_1900 | _1900
_1900 | _1900
_1900 | _1900
_1900 | _1900
_1900 | _1900
_1900 | _1900
_1900 | _1900
_1900 | _1900
_1900 | _1900
_1900 | _1900
_1900 | _1900
_1900 | _1900
_1900 | _1900
_1900 | _1900
_1900 | _1900
_1900 | _1900
_1900 | _1900
_1900 | _1900
_1900 | _1900
_1900 | _1900
_1900 | _1900
_1900 | _1900
_1900 | _1900
_1900 | _1900
_1900 | _1900
_1900 | _1900
_1900 | _1900
_1900 | _1900
_1900 | _1900
_1900 | _1900
_1900 | _1900
_1900 | _1900
_1900 | _1900
_1900 | _1900
_1900 | _1900
_1900 | _1900
_1900 | _1900
_1900 | _1900
_1900 | _1900
_1900 | _1900
_1900 | _1900
_1900 | _1900
_1900 | _1900
_1900 | _1900
_1900 | _1900
_1900 | _1900
_1900 | _1900
_1900 | _1900
_1900 | _1900
_1900 | _1900
_1900 | _1900
_1900 | _1900
_1900 | _1900
_1900 | _1900
_1900 | _1900
_1900 | _1900
_1900 | _1900
_1900 | _1900
_1900 | _1900
_1900 | _1900
_1900 | _1900
_1900 | _1900
_1900 | _1900
_1900 | _1900
_1900 | _1900
_1900 | _1900
_1900 | _1900
_1900 | _1900
_1900 | _1900
_1900 | _1900
_1900 | _1900
_1900 | _1900
_1900 | _1900
_1900 | _1900
_1900 | _1900
_1900 | _1900
_1900 | _1900
_1900 | _1900
_1900 | _1900
_1900 | _1900
_1900 | _1900
_1900 | _1900
_1900 | _1900
_1900 | _1900
_1900 | _1900
_1900 | _1900
_1900 | _1900
_1900 | _1900
_1900 | _1900
_1900 | _1900
_1900 | _1900
_1900 | _1900
_1900 | _1900
_1900 | _1900
_1900 | _1900
_1900 | _1900
_1900 | _1900
_1900 | _1900
_1900 | _1900
_1900 | _1900
_1900 | _1900
_1900 | _1900
_1900 | _1900
_1900 | _1900
_1900 | _1900
_1900 | _1900
_1900 | _1900
_1900 | _1900
_1900 | _1900
_1900 | _1900
_1900 | _1900
_1900 | _1900
_1900 | _1900
_1900 | _1900
_1900 | _1900
_1900 | _1900
_1900 | _1900
_1900 | _1900
_1900 | _1900
_1900 | _1900
_1900 | _1900
_1900 | _1900
_1900 | _1900
_1900 | _1900
_1900 | _1900
_1900 | _1900
_1900 | _1900
_1900 | _1900
_1900 | _1900
_1900 | _1900
_1900 | _1900
_1900 | _1900
_1900 | _1900
_1900 | _1900
_1900 | _1900
_1900 | _1900
_1900 | _1900
_1900 | _1900
_1900 | _1900
_1900 | _1900
_1900 | _1900
_1900 | _1900
_1900 | _1900
_1900 | _1900
_1900 | _1900
_1900 | _1900
_1900 | _1900
_1900 | _1900
_1900 | _1900
_1900 | _1900
_1900 | _1900
_1900 | _1900
_1900 | _1900
_1900 | _1900
_1900 | _1900
_1900 | _1900
_1900 | _1900
_1900 | _1900
_1900 | _1900
_1900 | _1900
_1900 | _1900
_1900 | _1900
_1900 | _1900
_1900 | _1900
_1900 | _1900
_1900 | _1900
_1900 | _1900
_1900 | _1900
_1900 | _1900
_1900 | _1900
_1900 | _1900
_1900 | _1900
_1900 | _1900
_1900 | _1900
_1900 | _1900
_1900 | _1900
_1900 | _1900
_1900 | _1900
_1900 | _1900
_1900 | _1900
_1900 | _1900
_1900 | _1900
_1900 | _1900
_1900 | _1900
_1900 | _1900
_1900 | _1900
_1900 | _1900
_1900 | _1900
_1900 | _1900
_1900 | _1900
_1900 | _1900
_1900 | _1900
_1900 | _1900
_1900 | _1900
_1900 | _1900
_1900 | _1900
_1900 | _1900
_1900 | _1900
_1900 | _1900
_1900 | _1900
_1900 | _1900
_1900 | _1900
_1900 | _1900
_1900 | _1900
_1900 | _1900
_1900 | _1900
_1900 | _1900
_1900 | _1900
_1900 | _1900
_1900 | _1900
_1900 | _1900
_1900 | _1900
_1900 | _1900
_1900 | _1900
_1900 | _1900
_1900 | _1900
_1900 | _1900
_1900 | _1900
_1900 | _1900
_1900 | _1900
_1900 | _1900
_1900 | _1900
_1900 | _1900
_1900 | _1900
_1900 | _1900
_1900 | _1900
_1900 | _1900
_1900 | _1900
_1900 | _1900
_1900 | _1900
_1900 | _1900
_1900 | _1900
_1900 | _1900
_1900 | _1900
_1900 | _1900
_1900 | _1900
_1900 | _1900
_1900 | _1900
_1900 | _1900
_1900 | _1900
_1900 | _1900
_1900 | _1900
_1900 | _1900
_1900 | _1900
_1900 | _1900
_1900 | _1900
_1900 | _1900
_1900 | _1900
_1900 | _1900
_1900 | _1900
_1900 | _1900
_1900 | _1900
_1900 | _1900
_1900 | _1900
_1900 | _1900
_1900 | _1900
_1900 | _1900
_1900 | _1900
_1900 | _1900
_1900 | _1900
_1900 | _1900
_1900 | _1900
_1900 | _1900
_1900 | _1900
_1900 | _1900
_1900 | _1900
_1900 | _1900
_1900 | _1900
_1900 | _1900
_1900 | _1900
_1900 | _1900
_1900 | _1900
_1900 | _1900
_1900 | _1900
_1900 | _1900
_1900 | _1900
_1900 | _1900
_1900 | _1900
_1900 | _1900
_1900 | _1900
_1900 | _1900
_1900 | _1900
_1900 | _1900
_1900 | _1900
_1900 | _1900
_1900 | _1900
_1900 | _1900
_1900 | _1900
_1900 | _1900
_1900 | _1900
_1900 | _1900
_1900 | _1900
_1900 | _1900
_1900 | _1900
_1900 | _1900
_1900 | _1900
_1900 | _1900
_1900 | _1900
_1900 | _1900
_1900 | _1900
_1900 | _1900
_1900 | _1900
_1900 | _1900
_1900 | _1900
_1900 | _1900
_1900 | _1900
_1900 | _1900
_1900 | _1900
_1900 | _1900
_1900 | _1900
_1900 | _1900
_1900 | _1900
_1900 | _1900
_1900 | _1900
_1900 | _1900
_1900 | _1900
_1900 | _1900
_1900 | _1900
_1900 | _1900
_1900 | _1900
_1900 | _1900
_1900 | _1900
_1900 | _1900
_1900 | _1900
_1900 | _1900
_1900 | _1900
_1900 | _1900
_1900 | _1900
_1900 | _1900
_1900 | _1900
_1900 | _1900
_1900 | _1900
_1900 | _1900
_1900 | _1900
_1900 | _1900
_1900 | _1900
_1900 | _1900
_1900 | _1900
_1900 | _1900
_1900 | _1900
_1900 | _1900
_1900 | _1900
_1900 | _1900
_1900 | _1900
_1900 | _1900
_1900 | _1900
_1900 | _1900
_1900 | _1900
_1900 | _1900
_1900 | _1900
_1900 | _1900
_1900 | _1900
_1900 | _1900
_1900 | _1900
_1900 | _1900
_1900 | _1900
_1900 | _1900
_1900 | _1900
_1900 | _1900
_1900 | _1900
_1900 | _1900
_1900 | _1900
_1900 | _1900
_1900 | _1900
_1900 | _1900
_1900 | _1900
_1900 | _1900
_1900 | _1900
_1900 | _1900
_1900 | _1900
_1900 | _1900
_1900 | _1900
_1900 | _1900
_1900 | _1900
_1900 | _1900
_1900 | _1900
_1900 | _1900
_1900 | _1900
_1900 | _1900
_1900 | _1900
_1900 | _1900
_1900 | _1900
_1900 | _1900
_1900 | _1900
_1900 | _1900
_1900 | _1900
_1900 | _1900
_1900 | _1900
_1900 | _1900
_1900 | _1900
_1900 | _1900
_1900 | _1900
_1900 | _1900
_1900 | _1900
_1900 | _1900
_1900 | _1900
_1900 | _1900
_1900 | _1900
_1900 | _1900
_1900 | _1900
_1900 | _1900
_1900 | _1900
_1900 | _1900
_1900 | _1900
_1900 | _1900
_1900 | _1900
_1900 | _1900
_1900 | _1900
_1900 | _1900
_1900 | _1900
_1900 | _1900
_1900 | _1900
_1900 | _1900
_1900 | _1900
_1900 | _1900
_1900 | _1900
_1900 | _1900
_1900 | _1900
_1900 | _1900
_1900 | _1900
_1900 | _1900
_1900 | _1900
_1900 | _1900
_1900 | _1900
_1900 | _1900
_1900 | _1900
_1900 | _1900
_1900 | _1900
_1900 | _1900
_1900 | _1900
_1900 | _1900
_1900 | _1900
_1900 | _1900
_1900 | _1900
_1900 | _1900
_1900 | _1900
_1900 | _1900
_1900 | _1900
_1900 | _1900
_1900 | _1900
_1900 | _1900
_1900 | _1900
_1900 | _1900
_1900 | _1900
_1900 | _1900
_1900 | _1900
_1900 | _1900
_1900 | _1900
_1900 | _1900
_1900 | _1900
_1900 | _1900
_1900 | _1900
_1900 | _1900
_1900 | _1900
_1900 | _1900
_1900 | _1900
_1900 | _1900
_1900 | _1900
_1900 | _1900
_1900 | _1900
_1900 | _1900
_1900 | _1900
_1900 | _1900
_1900 | _1900
_1900 | _1900
_1900 | _1900
_1900 | _1900
_1900 | _1900
_1900 | _1900
_1900 | _1900
_1900 | _1900
_1900 | _1900
_1900 | _1900
_1900 | _1900
_1900 | _1900
_1900 | _1900
_1900 | _1900
_1900 | _1900
_1900 | _1900
_1900 | _1900
_1900 | _1900
_1900 | _1900
_1900 | _1900
_1900 | _1900
_1900 | _1900
_1900 | _1900
_1900 | _1900
_1900 | _1900
_1900 | _1900
_1900 | _1900
_1900 | _1900
_1900 | _1900
_1900 | _1900
_1900 | _1900
_1900 | _1900
_1900 | _1900
_1900 | _1900
_1900 | _1900
_1900 | _1900
_1900 | _1900
_1900 | _1900
_1900 | _1900
_1900 | _1900
_1900 | _1900
_1900 | _1900
_1900 | _1900
_1900 | _1900
_1900 | _1900
_1900 | _1900
_1900 | _1900
_1900 | _1900
_1900 | _1900
_1900 | _1900
_1900 | _1900
_1900 | _1900
_1900 | _1900
_1900 | _1900
_1900 | _1900
_1900 | _1900
_1900 | _1900
_1900 | _1900
_1900 | _1900
_1900 | _1900
_1900 | _1900
_1900 | _1900
_1900 | _1900
_1900 | _1900
_1900 | _1900
_1900 | _1900
_1900 | _1900
_1900 | _1900
_1900 | _1900
_1900 | _1900
_1900 | _1900
_1900 | _1900
_1900 | _1900
_1900 | _1900
_1900 | _1900
_1900 | _1900
_1900 | _1900
_1900 | _1900
_1900 | _1900
_1900 | _1900
_1900 | _1900
_1900 | _1900
_1900 | _1900
_1900 | _1900
_1900 | _1900
_1900 | _1900
_1900 | _1900
_1900 | _1900
_1900 | _1900
_1900 | _1900
_1900 | _1900
_1900 | _1900
_1900 | _1900
_1900 | _1900
_1900 | _1900
_1900 | _1900
_1900 | _1900
_1900 | _1900
_1900 | _1900
_1900 | _1900
_1900 | _1900
_1900 | _1900
_1900 | _1900
_1900 | _1900
_1900 | _1900
_1900 | _1900
_1900 | _1900
_1900 | _1900
_1900 | _1900
_1900 | _1900
_1900 | _1900
_1900 | _1900
_1900 | _1900
_1900 | _1900
_1900 | _1900
_1900 | _1900
_1900 | _1900
_1900 | _1900
_1900 | _1900
_1900 | _1900
_1900 | _1900
_1900 | _1900
_1900 | _1900
_1900 | _1900
_1900 | _1900
_1900 | _1900
_1900 | _1900
_1900 | _1900
_1900 | _1900
_1900 | _1900
_1900 | _1900
_1900 | _1900
_1900 | _1900
_1900 | _1900
_1900 | _1900
_1900 | _1900
_1900 | _1900
_1900 | _1900
_1900 | _1900
_1900 | _1900
_1900 | _1900
_1900 | _1900
_1900 | _1900
_1900 | _1900
_1900 | _1900
_1900 | _1900
_1900 | _1900
_1900 | _1900
_1900 | _1900
_1900 | _1900
_1900 | _1900
_1900 | _1900
_1900 | _1900
_1900 | _1900
_1900 | _1900
_1900 | _1900
_1900 | _1900
_1900 | _1900
_1900 | _1900
_1900 | _1900
_1900 | _1900
_1900 | _1900
_1900 | _1900
_1900 | _1900
_1900 | _1900
_1900 | _1900
_1900 | _1900
_1900 | _1900
_1900 | _1900
_1900 | _1900
_1900 | _1900
_1900 | _1900
_1900 | _1900
_1900 | _1900
_1900 | _1900
_1900 | _1900
_1900 | _1900
_1900 | _1900
_1900 | _1900
_1900 | _1900
_1900 | _1900
_1900 | _1900
_1900 | _1900
_1900 | _1900
_1900 | _1900
_1900 | _1900
_1900 | _1900
_1900 | _1900
_1900 | _1900
_1900 | _1900
_1900 | _1900
_1900 | _1900
_1900 | _1900
_1900 | _1900
_1900 | _1900
_1900 | _1900
_1900 | _1900
_1900 | _1900
_1900 | _1900
_1900 | _1900
_1900 | _1900
_1900 | _1900
_1900 | _1900
_1900 | _1900
_1900 | _1900
_1900 | _1900
_1900 | _1900
_1900 | _1900
_1900 | _1900
_1900 | _1900
_1900 | _1900
_1900 | _1900
_1900 | _1900
_1900 | _1900
_1900 | _1900
_1900 | _1900
_1900 | _1900
_1900 | _1900
_1900 | _1900
_1900 | _1900
_1900 | _1900
_1900 | _1900
_1900 | _1900
_1900 | _1900
_1900 | _1900
_1900 | _1900
_1900 | _1900
_1900 | _1900
_1900 | _1900
_1900 | _1900
_1900 | _1900
_1900 | _1900
_1900 | _1900
_1900 | _1900
_1900 | _1900
_1900 | _1900
_1900 | _1900
_1900 | _1900
_1900 | _1900
_1900 | _1900
_1900 | _1900
_1900 | _1900
_1900 | _1900
_1900 | _1900
_1900 | _1900
_1900 | _1900
_1900 | _1900
_1900 | _1900
_1900 | _1900
_1900 | _1900
_1900 | _1900
_1900 | _1900
_1900 | _1900
_1900 | _1900
_1900 | _1900
_1900 | _1900
_1900 | _1900
_1900 | _1900
_1900 | _1900
_1900 | _1900
_1900 | _1900
_1900 | _1900
_1900 | _1900
_1900 | _1900
_1900 | _1900
_1900 | _1900
_1900 | _1900
_1900 | _1900
_1900 | _1900
_1900 | _1900
_1900 | _1900
_1900 | _1900
_1900 | _1900
_1900 | _1900
_1900 | _1900
_1900 | _1900
_1900 | _1900
_1900 | _1900
_1900 | _1900
_1900 | _1900
_1900 | _1900
_1900 | _1900
_1900 | _1900
_1900 | _1900
_1900 | _1900
_1900 | _1900
_1900 | _1900
_1900 | _1900
_1900 | _1900
_1900 | _1900
_1900 | _1900
_1900 | _1900
_1900 | _1900
_1900 | _1900
_1900 | _1900
_1900 | _1900
_1900 | _1900
_1900 | _1900
_1900 | _1900
_1900 | _1900
_1900 | _1900
_1900 | _1900
_1900 | _1900
_1900 | _1900
_1900 | _1900
_1900 | _1900
_1900 | _1900
_1900 | _1900
_1900 | _1900
_1900 | _1900
_1900 | _1900
_1900 | _1900
_1900 | _1900
_1900 | _1900
_1900 | _1900
_1900 | _1900
_1900 | _1900
_1900 | _1900
_1900 | _1900
_1900 | _1900
_1900 | _1900
_1900 | _1900
_1900 | _1900
_1900 | _1900
_1900 | _1900
_1900 | _1900
_1900 | _1900
_1900 | _1900
_1900 | _1900
_1900 | _1900
_1900 | _1900
_1900 | _1900
_1900 | _1900
_1900 | _1900
_1900 | _1900
_1900 | _1900
_1900 | _1900
_1900 | _1900
_1900 | _1900
_1900 | _1900
_1900 | _1900
_1900 | _1900
_1900 | _1900
_1900 | _1900
_1900 | _1900
_1900 | _1900
_1900 | _1900
_1900 | _1900
_1900 | _1900
_1900 | _1900
_1900 | _1900
_1900 | _1900
_1900 | _1900
_1900 | _1900
_1900 | _1900
_1900 | _1900
_1900 | _1900
_1900 | _1900
_1900 | _1900
_1900 | _1900
_1900 | _1900
_1900 | _1900
_1900 | _1900
_1900 | _1900
_1900 | _1900
_1900 | _1900
_1900 | _1900
_1900 | _1900
_1900 | _1900
_1900 | _1900
_1900 | _1900
_1900 | _1900
_1900 | _1900
_1900 | _1900
_1900 | _1900
_1900 | _1900
_1900 | _1900
_1900 | _1900
_1900 | _1900
_1900 | _1900
_1900 | _1900
_1900 | _1900
_1900 | _1900
_1900 | _1900
_1900 | _1900
_1900 | _1900
_1900 | _1900
_1900 | _1900
_1900 | _1900
_1900 | _1900
_1900 | _1900
_1900 | _1900
_1900 | _1900
_1900 | _1900
_1900 | _1900
_1900 | _1900
_1900 | _1900
_1900 | _1900
_1900 | _1900
_1900 | _1900
_1900 | _1900
_1900 | _1900
_1900 | _1900
_1900 | _1900
_1900 | _1900
_1900 | _1900
_1900 | _1900
_1900 | _1900
_1900 | _1900
_1900 | _1900
_1900 | _1900
_1900 | _1900
_1900 | _1900
_1900 | _1900
_1900 | _1900
_1900 | _1900
_1900 | _1900
_1900 | _1900
_1900 | _1900
_1900 | _1900
_1900 | _1900
_1900 | _1900
_1900 | _1900
_1900 | _1900
_1900 | _1900
_1900 | _1900
_1900 | _1900
_1900 | _1900
_1900 | _1900
_1900 | _1900
_1900 | _1900
_1900 | _1900
_1900 | _1900
_1900 | _1900
_1900 | _1900
_1900 | _1900
_1900 | _1900
_1900 | _1900
_1900 | _1900
_1900 | _1900
_1900 | _1900
_1900 | _1900
_1900 | _1900
_1900 | _1900
_1900 | _1900
_1900 | _1900
_1900 | _1900
_1900 | _1900
_1900 | _1900
_1900 | _1900
_1900 | _1900
_1900 | _1900
_1900 | _1900
_1900 | _1900
_1900 | _1900
_1900 | _1900
_1900 | _1900
_1900 | _1900
_1900 | _1900
_1900 | _1900
_1900 | _1900
_1900 | _1900
_1900 | _1900
_1900 | _1900
_1900 | _1900
_1900 | _1900
_1900 | _1900
_1900 | _1900
_1900 | _1900
_1900 | _1900
_1900 | _1900
_1900 | _1900
_1900 | _1900
_1900 | _1900
_1900 | _1900
_1900 | _1900
_1900 | _1900
_1900 | _1900
_1900 | _1900
_1900 | _1900
_1900 | _1900
_1900 | _1900
_1900 | _1900
_1900 | _1900
_1900 | _1900
_1900 | _1900
_1900 | _1900
_1900 | _1900
_1900 | _1900
_1900 | _1900
_1900 | _1900
_1900 | _1900
_1900 | _1900
_1900 | _1900
_1900 | _1900
_1900 | _1900
_1900 | _1900
_1900 | _1900
_1900 | _1900
_1900 | _1900
_1900 | _1900
_1900 | _1900
_1900 | _1900
_1900 | _1900
_1900 | _1900
_1900 | _1900
_1900 | _1900
_1900 | _1900
_1900 | _1900
_1900 | _1900
_1900 | _1900
_1900 | _1900
_1900 | _1900
_1900 | _1900
_1900 | _1900
_1900 | _1900
_1900 | _1900
_1900 | _1900
_1900 | _1900
_1900 | _1900
_1900 | _1900
_1900 | _1900
_1900 | _1900
_1900 | _1900
_1900 | _1900
_1900 | _1900
_1900 | _1900
_1900 | _1900
_1900 | _1900
_1900 | _1900
_1900 | _1900
_1900 | _1900
_1900 | _1900
_1900 | _1900
_1900 | _1900
_1900 | _1900
_1900 | _1900
_1900 | _1900
_1900 | _1900
_1900 | _1900
_1900 | _1900
_1900 | _1900
_1900 | _1900
_1900 | _1900
_1900 | _1900
_1900 | _1900
_1900 | _1900
_1900 | _1900
_1900 | _1900
_1900 | _1900
_1900 | _1900
_1900 | _1900
_1900 | _1900
_1900 | _1900
_1900 | _1900
_1900 | _1900
_1900 | _1900
_1900 | _1900
_1900 | _1900
_1900 | _1900
_1900 | _1900
_1900 | _1900
_1900 | _1900
_1900 | _1900
_1900 | _1900
_1900 | _1900
_1900 | _1900
_1900 | _1900
_1900 | _1900
_1900 | _1900
_1900 | _1900
_1900 | _1900
_1900 | _1900
_1900 | _1900
_1900 | _1900
_1900 | _1900
_1900 | _1900
_1900 | _1900
_1900 | _1900
_1900 | _1900
_1900 | _1900
_1900 | _1900
_1900 | _1900
_1900 | _1900
_1900 | _1900
_1900 | _1900
_1900 | _1900
_1900 | _1900
_1900 | _1900
_1900 | _1900
_1900 | _1900
_1900 | _1900
_1900 | _1900
_1900 | _1900
_1900 | _1900
_1900 | _1900
_1900 | _1900
_1900 | _1900
_1900 | _1900
_1900 | _1900
_1900 | _1900
_1900 | _1900
_1900 | _1900
_1900 | _1900
_1900 | _1900
_1900 | _1900
_1900 | _1900
_1900 | _1900
_1900 | _1900
_1900 | _1900
_1900 | _1900
_1900 | _1900
_1900 | _1900
_1900 | _1900
_1900 | _1900
_1900 | _1900
_1900 | _1900
_1900 | _1900
_1900 | _1900
_1900 | _1900
_1900 | _1900
_1900 | _1900
_1900 | _1900
_1900 | _1900
_1900 | _1900
_1900 | _1900
_1900 | _1900
_1900 | _1900
_1900 | _1900
_1900 | _1900
_1900 | _1900
_1900 | _1900
_1900 | _1900
_1900 | _1900
_1900 | _1900
_1900 | _1900
_1900 | _1900
_1900 | _1900
_1900 | _1900
_1900 | _1900
_1900 | _1900
_1900 | _1900
_1900 | _1900
_1900 | _1900
_1900 | _1900
_1900 | _1900
_1900 | _1900
_1900 | _1900
_1900 | _1900
_1900 | _1900
_1900 | _1900
_1900 | _1900
_1900 | _1900
_1900 | _1900
_1900 | _1900
_1900 | _1900
_1900 | _1900
_1900 | _1900
_1900 | _1900
_1900 | _1900
_1900 | _1900
_1900 | _1900
_1900 | _1900
_1900 | _1900
_1900 | _1900
_1900 | _1900
_1900 | _1900
_1900 | _1900
_1900 | _1900
_1900 | _1900
_1900 | _1900
_1900 | _1900
_1900 | _1900
_1900 | _1900
_1900 | _1900
_1900 | _1900
_1900 | _1900
_1900 | _1900
_1900 | _1900
_1900 | _1900
_1900 | _1900
_1900 | _1900
_1900 | _1900
_1900 | _1900
_1900 | _1900
_1900 | _1900
_1900 | _1900
_1900 | _1900
_1900 | _1900
_1900 | _1900
_1900 | _1900
_1900 | _1900
_1900 | _1900
_1900 | _1900
_1900 | _1900
_1900 | _1900
_1900 | _1900
_1900 | _1900
_1900 | _1900
_1900 | _1900
_1900 | _1900
_1900 | _1900
_1900 | _1900
_1900 | _1900
_1900 | _1900
_1900 | _1900
_1900 | _1900
_1900 | _1900
_1900 | _1900
_1900 | _1900
_1900 | _1900
_1900 | _1900
_1900 | _1900
_1900 | _1900
_1900 | _1900
_1900 | _1900
_1900 | _1900
_1900 | _1900
_1900 | _1900
_1900 | _1900
_1900 | _1900
_1900 | _1900
_1900 | _1900
_1900 | _1900
_1900 | _1900
_1900 | _1900
_1900 | _1900
_1900 | _1900
_1900 | _1900
_1900 | _1900
_1900 | _1900
_1900 | _1900
_1900 | _1900
_1900 | _1900
_1900 | _1900
_1900 | _1900
_1900 | _1900
_1900 | _1900
_1900 | _1900
_1900 | _1900
_1900 | _1900
_1900 | _1900
_1900 | _1900
_1900 | _1900
_1900 | _1900
_1900 | _1900
_1900 | _1900
_1900 | _1900
_1900 | _1900
_1900 | _1900
_1900 | _1900
_1900 | _1900
_1900 | _1900
_1900 | _1900
_1900 | _1900
_1900 | _1900
_1900 | _1900
_1900 | _1900
_1900 | _1900
_1900 | _1900
_1900 | _1900
_1900 | _1900
_1900 | _1900
_1900 | _1900
_1900 | _1900
_1900 | _1900
_1900 | _1900
_1900 | _1900
_1900 | _1900
_1900 | _1900
_1900 | _1900
_1900 | _1900
_1900 | _1900
_1900 | _1900
_1900 | _1900
_1900 | _1900
_1900 | _1900
_1900 | _1900
_1900 | _1900
_1900 | _1900
_1900 | _1900
_1900 | _1900
_1900 | _1900
_1900 | _1900
_1900 | _1900
_1900 | _1900
_1900 | _1900
_1900 | _1900
_1900 | _1900
_1900 | _1900
_1900 | _1900
_1900 | _1900
_1900 | _1900
_1900 | _1900
_1900 | _1900
_1900 | _1900
_1900 | _1900
_1900 | _1900
_1900 | _1900
_1900 | _1900
_1900 | _1900
_1900 | _1900
_1900 | _1900
_1900 | _1900
_1900 | _1900
_1900 | _1900
_1900 | _1900
_1900 | _1900
_1900 | _1900
_1900 | _1900
_1900 | _1900
_1900 | _1900
_1900 | _1900
_1900 | _1900
_1900 | _1900
_1900 | _1900
_1900 | _1900
_1900 | _1900
_1900 | _1900
_1900 | _1900
_1900 | _1900
_1900 | _1900
_1900 | _1900
_1900 | _1900
_1900 | _1900
_1900 | _1900
_1900 | _1900
_1900 | _1900
_1900 | _1900
_1900 | _1900
_1900 | _1900
_1900 | _1900
_1900 | _1900
_1900 | _1900
_1900 | _1900
_1900 | _1900
_1900 | _1900
_1900 | _1900
_1900 | _1900
_1900 | _1900
_1900 | _1900
_1900 | _1900
_1900 | _1900
_1900 | _1900
_1900 | _1900
_1900 | _1900
_1900 | _1900
_1900 | _1900
_1900 | _1900
_1900 | _1900
_1900 | _1900
_1900 | _1900
_1900 | _1900
_1900 | _1900
_1900 | _1900
_1900 | _1900
_1900 | _1900
_1900 | _1900
_1900 | _1900
_1900 | _1900
_1900 | _1900
_1900 | _1900
_1900 | _1900
_1900 | _1900
_1900 | _1900
_1900 | _1900
_1900 | _1900
_1900 | _1900
_1900 | _1900
_1900 | _1900
_1900 | _1900
_1900 | _1900
_1900 | _1900
_1900 | _1900
_1900 | _1900
_1900 | _1900
_1900 | _1900
_1900 | _1900
_1900 | _1900
_1900 | _1900
_1900 | _1900
_1900 | _1900
_1900 | _1900
_1900 | _1900
_1900 | _1900
_1900 | _1900
_1900 | _1900
_1900 | _1900
_1900 | _1900
_1900 | _1900
_1900 | _1900
_1900 | _1900
_1900 | _1900
_1900 | _1900
_1900 | _1900
_1900 | _1900
_1900 | _1900
_1900 | _1900
_1900 | _1900
_1900 | _1900
_1900 | _1900
_1900 | _1900
_1900 | _1900
_1900 | _1900
_1900 | _1900
_1900 | _1900
_1900 | _1900
_1900 | _1900
_1900 | _1900
_1900 | _1900
_1900 | _1900
_1900 | _1900
_1900 | _1900
_1900 | _1900
_1900 | _1900
_1900 | _1900
_1900 | _1900
_1900 | _1900
_1900 | _1900
_1900 | _1900
_1900 | _1900
_1900 | _1900
_1900 | _1900
_1900 | _1900
_1900 | _1900
_1900 | _1900
_1900 | _1900
_1900 | _1900
_1900 | _1900
_1900 | _1900
_1900 | _1900
_1900 | _1900
_1900 | _1900
_1900 | _1900
_1900 | _1900
_1900 | _1900
_1900 | _1900
_1900 | _1900
_1900 | _1900
_1900 | _1900
_1900 | _1900
_1900 | _1900
_1900 | _1900
_1900 | _1900
_1900 | _1900
_1900 | _1900
_1900 | _1900
_1900 | _1900
_1900 | _1900
_1900 | _1900
_1900 | _1900
_1900 | _1900
_1900 | _1900
_1900 | _1900
_1900 | _1900
_1900 | _1900
_1900 | _1900
_1900 | _1900
_1900 | _1900
_1900 | _1900
_1900 | _1900
_1900 | _1900
_1900 | _1900
_1900 | _1900
_1900 | _1900
_1900 | _1900
_1900 | _1900
_1900 | _1900
_1900 | _1900
_1900 | _1900
_1900 | _1900
_1900 | _1900
_1900 | _1900
_1900 | _1900
_1900 | _1900
_1900 | _1900
_1900 | _1900
_1900 | _1900
_1900 | _1900
_1900 | _1900
_1900 | _1900
_1900 | _1900
_1900 | _1900
_1900 | _1900
_1900 | _1900
_1900 | _1900
_1900 | _1900
_1900 | _1900
_1900 | _1900
_1900 | _1900
_1900 | _1900
_1900 | _1900
_1900 | _1900
_1900 | _1900
_1900 | _1900
_1900 | _1900
_1900 | _1900
_1900 | _1900
_1900 | _1900
_1900 | _1900
_1900 | _1900
_1900 | _1900
_1900 | _1900
_1900 | _1900
_1900 | _1900
_1900 | _1900
_1900 | _1900
_1900 | _1900
_1900 | _1900
_1900 | _1900
_1900 | _1900
_1900 | _1900
_1900 | _1900
_1900 | _1900
_1900 | _1900
_1900 | _1900
_1900 | _1900
_1900 | _1900
_1900 | _1900
_1900 | _1900
_1900 | _1900
_1900 | _1900
_1900 | _1900
_1900 | _1900
_1900 | _1900
_1900 | _1900
_1900 | _1900
_1900 | _1900
_1900 | _1900
_1900 | _1900
_1900 | _1900
_1900 | _1900
_1900 | _1900
_1900 | _1900
_1900 | _1900
_1900 | _1900
_1900 | _1900
_1900 | _1900
_1900 | _1900
_1900 | _1900
_1900 | _1900
_1900 | _1900
_1900 | _1900
_1900 | _1900
_1900 | _1900
_1900 | _1900
_1900 | _1900
_1900 | _1900
_1900 | _1900
_1900 | _1900
_1900 | _1900
_1900 | _1900
_1900 | _1900
_1900 | _1900
_1900 | _1900
_1900 | _1900
_1900 | _1900
_1900 | _1900
_1900 | _1900
_1900 | _1900
_1900 | _1900
_1900 | _1900
_1900 | _1900
_1900 | _1900
_1900 | _1900
_1900 | _1900
_1900 | _1900
_1900 | _1900
_1900 | _1900
_1900 | _1900
_1900 | _1900
_1900 | _1900
_1900 | _1900
_1900 | _1900
_1900 | _1900
_1900 | _1900
_1900 | _1900
_1900 | _1900
_1900 | _1900
_1900 | _1900
_1900 | _1900
_1900 | _1900
_1900 | _1900
_1900 | _1900
_1900 | _1900
_1900 | _1900
_1900 | _1900
_1900 | _1900
_1900 | _1900
_1900 | _1900
_1900 | _1900
_1900 | _1900
_1900 | _1900
_1900 | _1900
_1900 | _1900
_1900 | _1900
_1900 | _1900
_1900 | _1900
_1900 | _1900
_1900 | _1900
_1900 | _1900
_1900 | _1900
_1900 | _1900
_1900 | _1900
_1900 | _1900
_1900 | _1900
_1900 | _1900
_1900 | _1900
_1900 | _1900
_1900 | _1900
_1900 | _1900
_1900 | _1900
_1900 | _1900
_1900 | _1900
_1900 | _1900
_1900 | _1900
_1900 | _1900
_1900 | _1900
_1900 | _1900
_1900 | _1900
_1900 | _1900
_1900 | _1900
_1900 | _1900
_1900 | _1900
_1900 | _1900
_1900 | _1900
_1900 | _1900
_1900 | _1900
_1900 | _1900
_1900 | _1900
_1900 | _1900
_1900 | _1900
_1900 | _1900
_1900 | _1900
_1900 | _1900
_1900 | _1900
_1900 | _1900
_1900 | _1900
_1900 | _1900
_1900 | _1900
_1900 | _1900
_1900 | _1900
_1900 | _1900
_1900 | _1900
_1900 | _1900
_1900 | _1900
_1900 | _1900
_1900 | _1900
_1900 | _1900
_1900 | _1900
_1900 | _1900
_1900 | _1900
_1900 | _1900
_1900 | _1900
_1900 | _1900
_1900 | _1900
_1900 | _1900
_1900 | _1900
_1900 | _1900
_1900 | _1900
_1900 | _1900
_1900 | _1900
_1900 | _1900
_1900 | _1900
_1900 | _1900
_1900 | _1900
_1900 | _1900
_1900 | _1900
_1900 | _1900
_1900 | _1900
_1900 | _1900
_1900 | _1900
_1900 | _1900
_1900 | _1900
_1900 | _1900
_1900 | _1900
_1900 | _1900
_1900 | _1900
_1900 | _1900
_1900 | _1900
_1900 | _1900
_1900 | _1900
_1900 | _1900
_1900 | _1900
_1900 | _1900
_1900 | _1900
_1900 | _1900
_1900 | _1900
_1900 | _1900
_1900 | _1900
_1900 | _1900
_1900 | _1900
_1900 | _1900
_1900 | _1900
_1900 | _1900
_1900 | _1900
_1900 | _1900
_1900 | _1900
_1900 | _1900
_1900 | _1900
_1900 | _1900
_1900 | _1900
_1900 | _1900
_1900 | _1900
_1900 | _1900
_1900 | _1900
_1900 | _1900
_1900 | _1900
_1900 | _1900
_1900 | _1900
_1900 | _1900
_1900 | _1900
_1900 | _1900
_1900 | _1900
_1900 | _1900
_1900 | _1900
_1900 | _1900
_1900 | _1900
_1900 | _1900
_1900 | _1900
_1900 | _1900
_1900 | _1900
_1900 | _1900
_1900 | _1900
_1900 | _1900
_1900 | _1900
_1900 | _1900
_1900 | _1900
_1900 | _1900
_1900 | _1900
_1900 | _1900
_1900 | _1900
_1900 | _1900
_1900 | _1900
_1900 | _1900
_1900 | _1900
_1900 | _1900
_1900 | _1900
_1900 | _1900
_1900 | _1900
_1900 | _1900
_1900 | _1900
_1900 | _1900
_1900 | _1900
_1900 | _1900
_1900 | _1900
_1900 | _1900
_1900 | _1900
_1900 | _1900
_1900 | _1900
_1900 | _1900
_1900 | _1900
_1900 | _1900
_1900 | _1900
_1900 | _1900
_1900 | _1900
_1900 | _1900
_1900 | _1900
_1900 | _1900
_1900 | _1900
_1900 | _1900
_1900 | _1900
_1900 | _1900
_1900 | _1900
_1900 | _1900
_1900 | _1900
_1900 | _1900
_1900 | _1900
_1900 | _1900
_1900 | _1900
_1900 | _1900
_1900 | _1900
_1900 | _1900
_1900 | _1900
_1900 | _1900
_1900 | _1900
_1900 | _1900
_1900 | _1900
_1900 | _1900
_1900 | _1900
_1900 | _1900
_1900 | _1900
_1900 | _1900
_1900 | _1900
_1900 | _1900
_1900 | _1900
_1900 | _1900
_1900 | _1900
_1900 | _1900
_1900 | _1900
_1900 | _1900
_1900 | _1900
_1900 | _1900
_1900 | _1900
_1900 | _1900
_1900 | _1900
_1900 | _1900
_1900 | _1900
_1900 | _1900
_1900 | _1900
_1900 | _1900
_1900 | _1900
_1900 | _1900
_1900 | _1900
_1900 | _1900
_1900 | _1900
_1900 | _1900
_1900 | _1900
_1900 | _1900
_1900 | _1900
_1900 | _1900
_1900 | _1900
_1900 | _1900
_1900 | _1900
_1900 | _1900
_1900 | _1900
_1900 | _1900
_1900 | _1900
_1900 | _1900
_1900 | _1900
_1900 | _1900
_1900 | _1900
_1900 | _1900
_1900 | _1900
_1900 | _1900
_1900 | _1900
_1900 | _1900
_1900 | _1900
_1900 | _1900
_1900 | _1900
_1900 | _1900
_1900 | _1900
_1900 | _1900
_1900 | _1900
_1900 | _1900
_1900 | _1900
_1900 | _1900
_1900 | _1900
_1900 | _1900
_1900 | _1900
_1900 | _1900
_1900 | _1900
_1900 | _1900
_1900 | _1900
_1900 | _1900
_1900 | _1900
_1900 | _1900
_1900 | _1900
_1900 | _1900
_1900 | _1900
_1900 | _1900
_1900 | _1900
_1900 | _1900
_1900 | _1900
_1900 | _1900
_1900 | _1900
_1900 | _1900
_1900 | _1900
_1900 | _1900
_1900 | _1900
_1900 | _1900
_1900 | _1900
_1900 | _1900
_1900 | _1900
_1900 | _1900
_1900 | _1900
_1900 | _1900
_1900 | _1900
_1900 | _1900
_1900 | _1900
_1900 | _1900
_1900 | _1900
_1900 | _1900
_1900 | _1900
_1900 | _1900
_1900 | _1900
_1900 | _1900
_1900 | _1900
_1900 | _1900
_1900 | _1900
_1900 | _1900
_1900 | _1900
_1900 | _1900
_1900 | _1900
_1900 | _1900
_1900 | _1900
_1900 | _1900
_1900 | _1900
_1900 | _1900
_1900 | _1900
_1900 | _1900
_1900 | _1900
_1900 | _1900
_1900 | _1900
_1900 | _1900
_1900 | _1900
_1900 | _1900
_1900 | _1900
_1900 | _1900
_1900 | _1900
_1900 | _1900
_1900 | _1900
_1900 | _1900
_1900 | _1900
_1900 | _1900
_1900 | _1900
_1900 | _1900
_1900 | _1900
_1900 | _1900
_1900 | _1900
_1900 | _1900
_1900 | _1900
_1900 | _1900
_1900 | _1900
_1900 | _1900
_1900 | _1900
_1900 | _1900
_1900 | _1900
_1900 | _1900
_1900 | _1900
_1900 | _1900
_1900 | _1900
_1900 | _1900
_1900 | _1900
_1900 | _1900
_1900 | _1900
_1900 | _1900
_1900 | _1900
_1900 | _1900
_1900 | _1900
_1900 | _1900
_1900 | _1900
_1900 | _1900
_1900 | _1900
_1900 | _1900
_1900 | _1900
_1900 | _1900
_1900 | _1900
_1900 | _1900
_1900 | _1900
_1900 | _1900
_1900 | _1900
_1900 | _1900
_1900 | _1900
_1900 | _1900
_1900 | _1900
_1900 | _1900
_1900 | _1900
_1900 | _1900
_1900 | _1900
_1900 | _1900
_1900 | _1900
_1900 | _1900
_1900 | _1900
_1900 | _1900
_1900 | _1900
_1900 | _1900
_1900 | _1900
_1900 | _1900
_1900 | _1900
_1900 | _1900
_1900 | _1900
_1900 | _1900
_1900 | _1900
_1900 | _1900
_1900 | _1900
_1900 | _1900
_1900 | _1900
_1900 | _1900
_1900 | _1900
_1900 | _1900
_1900 | _1900
_1900 | _1900
_1900 | _1900
_1900 | _1900
_1900 | _1900
_1900 | _1900
_1900 | _1900
_1900 | _1900
_1900 | _1900
_1900 | _1900
_1900 | _1900
_1900 | _1900
_1900 | _1900
_1900 | _1900
_1900 | _1900
_1900 | _1900
_1900 | _1900
_1900 | _1900
_1900 | _1900
_1900 | _1900
_1900 | _1900
_1900 | _1900
_1900 | _1900
_1900 | _1900
_1900 | _1900
_1900 | _1900
_1900 | _1900
_1900 | _1900
_1900 | _1900
_1900 | _1900
_1900 | _1900
_1900 | _1900
_1900 | _1900
_1900 | _1900
_1900 | _1900
_1900 | _1900
_1900 | _1900
_1900 | _1900
_1900 | _1900
_1900 | _1900
_1900 | _1900
_1900 | _1900
_1900 | _1900
_1900 | _1900
_1900 | _1900
_1900 | _1900
_1900 | _1900
_1900 | _1900
_1900 | _1900
_1900 | _1900
_1900 | _1900
_1900 | _1900
_1900 | _1900
_1900 | _1900
_1900 | _1900
_1900 | _1900
_1900 | _1900
_1900 | _1900
_1900 | _1900
_1900 | _1900
_1900 | _1900
_1900 | _1900
_1900 | _1900
_1900 | _1900
_1900 | _1900
_1900 | _1900
_1900 | _1900
_1900 | _1900
_1900 | _1900
_1900 | _1900
_1900 | _1900
_1900 | _1900
_1900 | _1900
_1900 | _1900
_1900 | _1900
_1900 | _1900
_1900 | _1900
_1900 | _1900
_1900 | _1900
_1900 | _1900
_1900 | _1900
_1900 | _1900
_1900 | _1900
_1900 | _1900
_1900 | _1900
_1900 | _1900
_1900 | _1900
_1900 | _1900
_1900 | _1900
_1900 | _1900
_1900 | _1900
_1900 | _1900
_1900 | _1900
_1900 | _1900
_1900 | _1900
_1900 | _1900
_1900 | _1900
_1900 | _1900
_1900 | _1900
_1900 | _1900
_1900 | _1900
_1900 | _1900
_1900 | _1900
_1900 | _1900
_1900 | _1900
_1900 | _1900
_1900 | _1900
_1900 | _1900
_1900 | _1900
_1900 | _1900
_1900 | _1900
_1900 | _1900
_1900 | _1900
_1900 | _1900
_1900 | _1900
_1900 | _1900
_1900 | _1900
_1900 | _1900
_1900 | _1900
_1900 | _1900
_1900 | _1900
_1900 | _1900
_1900 | _1900
_1900 | _1900
_1900 | _1900
_1900 | _1900
_1900 | _1900
_1900 | _1900
_1900 | _1900
_1900 | _1900
_1900 | _1900
_1900 | _1900
_1900 | _1900
_1900 | _1900
_1900 | _1900
_1900 | _1900
_1900 | _1900
_1900 | _1900
_1900 | _1900
_1900 | _1900
_1900 | _1900
_1900 | _1900
_1900 | _1900
_1900 | _1900
_1900 | _1900
_1900 | _1900
_1900 | _1900
_1900 | _1900
_1900 | _1900
_1900 | _1900
_1900 | _1900
_1900 | _1900
_1900 | _1900
_1900 | _1900
_1900 | _1900
_1900 | _1900
_1900 | _1900
_1900 | _1900
_1900 | _1900
_1900 | _1900
_1900 | _1900
_1900 | _1900
_1900 | _1900
_1900 | _1900
_1900 | _1900
_1900 | _1900
_1900 | _1900
_1900 | _1900
_1900 | _1900
_1900 | _1900
_1900 | _1900
_1900 | _1900
_1900 | _1900
_1900 | _1900
_1900 | _1900
_1900 | _1900
_1900 | _1900
_1900 | _1900
_1900 | _1900
_1900 | _1900
_1900 | _1900
_1900 | _1900
_1900 | _1900
_1900 | _1900
_1900 | _1900
_1900 | _1900
_1900 | _1900
_1900 | _1900
_1900 | _1900
_1900 | _1900
_1900 | _1900
_1900 | _1900
_1900 | _1900
_1900 | _1900
_1900 | _1900
_1900 | _1900
_1900 | _1900
_1900 | _1900
_1900 | _1900
_1900 | _1900
_1900 | _1900
_1900 | _1900
_1900 | _1900
_1900 | _1900
_1900 | _1900
_1900 | _1900
_1900 | _1900
_1900 | _1900
_1900 | _1900
_1900 | _1900
_1900 | _1900
_1900 | _1900
_1900 | _1900
_1900 | _1900
_1900 | _1900
_1900 | _1900
_1900 | _1900
_1900 | _1900
_1900 | _1900
_1900 | _1900
_1900 | _1900
_1900 | _1900
_1900 | _1900
_1900 | _1900
_1900 | _1900
_1900 | _1900
_1900 | _1900
_1900 | _1900
_1900 | _1900
_1900 | _1900
_1900 | _1900
_1900 | _1900
_1900 | _1900
_1900 | _1900
_1900 | _1900
_1900 | _1900
_1900 | _1900
_1900 | _1900
_1900 | _1900
_1900 | _1900
_1900 | _1900
_1900 | _1900
_1900 | _1900
_1900 | _1900
_1900 | _1900
_1900 | _1900
_1900 | _1900
_1900 | _1900
_1900 | _1900
_1900 | _1900
_1900 | _1900
_1900 | _1900
_1900 | _1900
_1900 | _1900
_1900 | _1900
_1900 | _1900
_1900 | _1900
_1900 | _1900
_1900 | _1900
_1900 | _1900
_1900 | _1900
_1900 | _1900
_1900 | _1900
_1900 | _1900
_1900 | _1900
_1900 | _1900
_1900 | _1900
_1900 | _1900
_1900 | _1900
_1900 | _1900
_1900 | _1900
_1900 | _1900
_1900 | _1900
_1900 | _1900
_1900 | _1900
_1900 | _1900
_1900 | _1900
_1900 | _1900
_1900 | _1900
_1900 | _1900
_1900 | _1900
_1900 | _1900
_1900 | _1900
_1900 | _1900
_1900 | _1900
_1900 | _1900
_1900 | _1900
_1900 | _1900
_1900 | _1900
_1900 | _1900
_1900 | _1900
_1900 | _1900
_1900 | _1900
_1900 | _1900
_1900 | _1900
_1900 | _1900
_1900 | _1900
_1900 | _1900
_1900 | _1900
_1900 | _1900
_1900 | _1900
_1900 | _1900
_1900 | _1900
_1900 | _1900
_1900 | _1900
_1900 | _1900
_1900 | _1900
_1900 | _1900
_1900 | _1900
_1900 | _1900
_1900 | _1900
_1900 | _1900
_1900 | _1900
_1900 | _1900
_1900 | _1900
_1900 | _1900
_1900 | _1900
_1900 | _1900
_1900 | _1900
_1900 | _1900
_1900 | _1900
_1900 | _1900
_1900 | _1900
_1900 | _1900
_1900 | _1900
_1900 | _1900
_1900 | _1900
_1900 | _1900
_1900 | _1900
_1900 | _1900
_1900 | _1900
_1900 | _1900
_1900 | _1900
_1900 | _1900
_1900 | _1900
_1900 | _1900
_1900 | _1900
_1900 | _1900
_1900 | _1900
_1900 | _1900
_1900 | _1900
_1900 | _1900
_1900 | _1900
_1900 | _1900
_1900 | _1900
_1900 | _1900
_1900 | _1900
_1900 | _1900
_1900 | _1900
_1900 | _1900
_1900 | _1900
_1900 | _1900
_1900 | _1900
_1900 | _1900
_1900 | _1900
_1900 | _1900
_1900 | _1900
_1900 | _1900
_1900 | _1900
_1900 | _1900
_1900 | _1900
_1900 | _1900
_1900 | _1900
_1900 | _1900
_1900 | _1900
_1900 | _1900
_1900 | _1900
_1900 | _1900
_1900 | _1900
_1900 | _1900
_1900 | _1900
_1900 | _1900
_1900 | _1900
_1900 | _1900
_1900 | _1900
_1900 | _1900
_1900 | _1900
_1900 | _1900
_1900 | _1900
_1900 | _1900
_1900 | _1900
_1900 | _1900
_1900 | _1900
_1900 | _1900
_1900 | _1900
_1900 | _1900
_1900 | _1900
_1900 | _1900
_1900 | _1900
_1900 | _1900
_1900 | _1900
_1900 | _1900
_1900 | _1900
_1900 | _1900
_1900 | _1900
_1900 | _1900
_1900 | _1900
_1900 | _1900
_1900 | _1900
_1900 | _1900
_1900 | _1900
_1900 | _1900
_1900 | _1900
_1900 | _1900
_1900 | _1900
_1900 | _1900
_1900 | _1900
_1900 | _1900
_1900 | _1900
_1900 | _1900
_1900 | _1900
_1900 | _1900
_1900 | _1900
_1900 | _1900
_1900 | _1900
_1900 | _1900
_1900 | _1900
_1900 | _1900
_1900 | _1900
_1900 | _1900
_1900 | _1900
_1900 | _1900
_1900 | _1900
_1900 | _1900
_1900 | _1900
_1900 | _1900
_1900 | _1900
_1900 | _1900
_1900 | _1900
_1900 | _1900
_1900 | _1900
_1900 | _1900
_1900 | _1900
_1900 | _1900
_1900 | _1900
_1900 | _1900
_1900 | _1900
_1900 | _1900
_1900 | _1900
_1900 | _1900
_1900 | _1900
_1900 | _1900
_1900 | _1900
_1900 | _1900
_1900 | _1900
_1900 | _1900
_1900 | _1900
_1900 | _1900
_1900 | _1900
_1900 | _1900
_1900 | _1900
_1900 | _1900
_1900 | _1900
_1900 | _1900
_1900 | _1900
_1900 | _1900
_1900 | _1900
_1900 | _1900
_1900 | _1900
_1900 | _1900
_1900 | _1900
_1900 | _1900
_1900 | _1900
_1900 | _1900
_1900 | _1900
_1900 | _1900
_1900 | _1900
_1900 | _1900
_1900 | _1900
_1900 | _1900
_1900 | _1900
_1900 | _1900
_1900 | _1900
_1900 | _1900
_1900 | _1900
_1900 | _1900
_1900 | _1900
_1900 | _1900
_1900 | _1900
_1900 | _1900
_1900 | _1900
_1900 | _1900
_1900 | _1900
_1900 | _1900
_1900 | _1900
_1900 | _1900
_1900 | _1900
_1900 | _1900
_1900 | _1900
_1900 | _1900
_1900 | _1900
_1900 | _1900
_1900 | _1900
_1900 | _1900
_1900 | _1900
_1900 | _1900
_1900 | _1900
_1900 | _1900
_1900 | _1900
_1900 | _1900
_1900 | _1900
_1900 | _1900
_1900 | _1900
_1900 | _1900
_1900 | _1900
_1900 | _1900
_1900 | _1900
_1900 | _1900
_1900 | _1900
_1900 | _1900
_1900 | _1900
_1900 | _1900
_1900 | _1900
_1900 | _1900
_1900 | _1900
_1900 | _1900
_1900 | _1900
_1900 | _1900
_1900 | _1900
_1900 | _1900
_1900 | _1900
_1900 | _1900
_1900 | _1900
_1900 | _1900
_1900 | _1900
_1900 | _1900
_1900 | _1900
_1900 | _1900
_1900 | _1900
_1900 | _1900
_1900 | _1900
_1900 | _1900
_1900 | _1900
_1900 | _1900
_1900 | _1900
_1900 | _1900
_1900 | _1900
_1900 | _1900
_1900 | _1900
_1900 | _1900
_1900 | _1900
_1900 | _1900
_1900 | _1900
_1900 | _1900
_1900 | _1900
_1900 | _1900
_1900 | _1900
_1900 | _1900
_1900 | _1900
_1900 | _1900
_1900 | _1900
_1900 | _1900
_1900 | _1900
_1900 | _1900
_1900 | _1900
_1900 | _1900
_1900 | _1900
_1900 | _1900
_1900 | _1900
_1900 | _1900
_1900 | _1900
_1900 | _1900
_1900 | _1900
_1900 | _1900
_1900 | _1900
_1900 | _1900
_1900 | _1900
_1900 | _1900
_1900 | _1900
_1900 | _1900
_1900 | _1900
_1900 | _1900
_1900 | _1900
_1900 | _1900
_1900 | _1900
_1900 | _1900
_1900 | _1900
_1900 | _1900
_1900 | _1900
_1900 | _1900
_1900 | _1900
_1900 | _1900
_1900 | _1900
_1900 | _1900
_1900 | _1900
_1900 | _1900
_1900 | _1900
_1900 | _1900
_1900 | _1900
_1900 | _1900
_1900 | _1900
_1900 | _1900
_1900 | _1900
_1900 | _1900
_1900 | _1900
_1900 | _1900
_1900 | _1900
_1900 | _1900
_1900 | _1900
_1900 | _1900
_1900 | _1900
_1900 | _1900
_1900 | _1900
_1900 | _1900
_1900 | _1900
_1900 | _1900
_1900 | _1900
_1900 | _1900
_1900 | _1900
_1900 | _1900
_1900 | _1900
_1900 | _1900
_1900 | _1900
_1900 | _1900
_1900 | _1900
_1900 | _1900
_1900 | _1900
_1900 | _1900
_1900 | _1900
_1900 | _1900
_1900 | _1900
_1900 | _1900
_1900 | _1900
_1900 | _1900
_1900 | _1900
_1900 | _1900
_1900 | _1900
_1900 | _1900
_1900 | _1900
_1900 | _1900
_1900 | _1900
_1900 | _1900
_1900 | _1900
_1900 | _1900
_1900 | _1900
_1900 | _1900
_1900 | _1900
_1900 | _1900
_1900 | _1900
_1900 | _1900
_1900 | _1900
_1900 | _1900
_1900 | _1900
_1900 | _1900
_1900 | _1900
_1900 | _1900
_1900 | _1900
_1900 | _1900
_1900 | _1900
_1900 | _1900
_1900 | _1900
_1900 | _1900
_1900 | _1900
_1900 | _1900
_1900 | _1900
_1900 | _1900
_1900 | _1900
_1900 | _1900
_1900 | _1900
_1900 | _1900
_1900 | _1900
_1900 | _1900
_1900 | _1900
_1900 | _1900
_1900 | _1900
_1900 | _1900
_1900 | _1900
_1900 | _1900
_1900 | _1900
_1900 | _1900
_1900 | _1900
_1900 | _1900
_1900 | _1900
_1900 | _1900
_1900 | _1900
_1900 | _1900
_1900 | _1900
_1900 | _1900
_1900 | _1900
_1900 | _1900
_1900 | _1900
_1900 | _1900
_1900 | _1900
_1900 | _1900
_1900 | _1900
_1900 | _1900
_1900 | _1900
_1900 | _1900
_1900 | _1900
_1900 | _1900
_1900 | _1900
_1900 | _1900
_1900 | _1900
_1900 | _1900
_1900 | _1900
_1900 | _1900
_1900 | _1900
_1900 | _1900
_1900 | _1900
_1900 | _1900
_1900 | _1900
_1900 | _1900
_1900 | _1900
_1900 | _1900
_1900 | _1900
_1900 | _1900
_1900 | _1900
_1900 | _1900
_1900 | _1900
_1900 | _1900
_1900 | _1900
_1900 | _1900
_1900 | _1900
_1900 | _1900
_1900 | _1900
_1900 | _1900
_1900 | _1900
_1900 | _1900
_1900 | _1900
_1900 | _1900
_1900 | _1900
_1900 | _1900
_1900 | _1900
_1900 | _1900
_1900 | _1900
_1900 | _1900
_1900 | _1900
_1900 | _1900
_1900 | _1900
_1900 | _1900
_1900 | _1900
_1900 | _1900
_1900 | _1900
_1900 | _1900
_1900 | _1900
_1900 | _1900
_1900 | _1900
_1900 | _1900
_1900 | _1900
_1900 | _1900
_1900 | _1900
_1900 | _1900
_1900 | _1900
_1900 | _1900
_1900 | _1900
_1900 | _1900
_1900 | _1900
_1900 | _1900
_1900 | _1900
_1900 | _1900
_1900 | _1900
_1900 | _1900
_1900 | _1900
_1900 | _1900
_1900 | _1900
_1900 | _1900
_1900 | _1900
_1900 | _1900
_1900 | _1900
_1900 | _1900
_1900 | _1900
_1900 | _1900
_1900 | _1900
_1900 | _1900
_1900 | _1900
_1900 | _1900
_1900 | _1900
_1900 | _1900
_1900 | _1900
_1900 | _1900
_1900 | _1900
_1900 | _1900
_1900 | _1900
_1900 | _1900
_1900 | _1900
_1900 | _1900
_1900 | _1900
_1900 | _1900
_1900 | _1900
_1900 | _1900
_1900 | _1900
_1900 | _1900
_1900 | _1900
_1900 | _1900
_1900 | _1900
_1900 | _1900
_1900 | _1900
_1900 | _1900
_1900 | _1900
_1900 | _1900
_1900 | _1900
_1900 | _1900
_1900 | _1900
_1900 | _1900
_1900 | _1900
_1900 | _1900
_1900 | _1900
_1900 | _1900
_1900 | _1900
_1900 | _1900
_1900 | _1900
_1900 | _1900
_1900 | _1900
_1900 | _1900
_1900 | _1900
_1900 | _1900
_1900 | _1900
_1900 | _1900
_1900 | _1900
_1900 | _1900
_1900 | _1900
_1900 | _1900
_1900 | _1900
_1900 | _1900
_1900 | _1900
_1900 | _1900
_1900 | _1900
_1900 | _1900
_1900 | _1900
_1900 | _1900
_1900 | _1900
_1900 | _1900
_1900 | _1900
_1900 | _1900
_1900 | _1900
_1900 | _1900
_1900 | _1900
_1900 | _1900
_1900 | _1900
_1900 | _1900
_1900 | _1900
_1900 | _1900
_1900 | _1900
_1900 | _1900
_1900 | _1900
_1900 | _1900
_1900 | _1900
_1900 | _1900
_1900 | _1900
_1900 | _1900
_1900 | _1900
_1900 | _1900
_1900 | _1900
_1900 | _1900
_1900 | _1900
_1900 | _1900
_1900 | _1900
_1900 | _1900
_1900 | _1900
_1900 | _1900
_1900 | _1900
_1900 | _1900
_1900 | _1900
_1900 | _1900
_1900 | _1900
_1900 | _1900
_1900 | _1900
_1900 | _1900
_1900 | _1900
_1900 | _1900
_1900 | _1900
_1900 | _1900
_1900 | _1900
_1900 | _1900
_1900 | _1900
_1900 | _1900
_1900 | _1900
_1900 | _1900
_1900 | _1900
_1900 | _1900
_1900 | _1900
_1900 | _1900
_1900 | _1900
_1900 | _1900
_1900 | _1900
_1900 | _1900
_1900 | _1900
_1900 | _1900
_1900 | _1900
_1900 | _1900
_1900 | _1900
_1900 | _1900
_1900 | _1900
_1900 | _1900
_1900 | _1900
_1900 | _1900
_1900 | _1900
_1900 | _1900
_1900 | _1900
_1900 | _1900
_1900 | _1900
_1900 | _1900
_1900 | _1900
_1900 | _1900
_1900 | _1900
_1900 | _1900
_1900 | _1900
_1900 | _1900
_1900 | _1900
_1900 | _1900
_1900 | _1900
_1900 | _1900
_1900 | _1900
_1900 | _1900
_1900 | _1900
_1900 | _1900
_1900 | _1900
_1900 | _1900
_1900 | _1900
_1900 | _1900
_1900 | _1900
_1900 | _1900
_1900 | _1900
_1900 | _1900
_1900 | _1900
_1900 | _1900
_1900 | _1900
_1900 | _1900
_1900 | _1900
_1900 | _1900
_1900 | _1900
_1900 | _1900
_1900 | _1900
_1900 | _1900
_1900 | _1900
_1900 | _1900
_1900 | _1900
_1900 | _1900
_1900 | _1900
_1900 | _1900
_1900 | _1900
_1900 | _1900
_1900 | _1900
_1900 | _1900
_1900 | _1900
_1900 | _1900
_1900 | _1900
_1900 | _1900
_1900 | _1900
_1900 | _1900
_1900 | _1900
_1900 | _1900
_1900 | _1900
_1900 | _1900
_1900 | _1900
_1900 | _1900
_1900 | _1900
_1900 | _1900
_1900 | _1900
_1900 | _1900
_1900 | _1900
_1900 | _1900
_1900 | _1900
_1900 | _1900
_1900 | _1900
_1900 | _1900
_1900 | _1900
_1900 | _1900
_1900 | _1900
_1900 | _1900
_1900 | _1900
_1900 | _1900
_1900 | _1900
_1900 | _1900
_1900 | _1900
_1900 | _1900
_1900 | _1900
_1900 | _1900
_1900 | _1900
_1900 | _1900
_1900 | _1900
_1900 | _1900
_1900 | _1900
_1900 | _1900
_1900 | _1900
_1900 | _1900
_1900 | _1900
_1900 | _1900
_1900 | _1900
_1900 | _1900
_1900 | _1900
_1900 | _1900
_1900 | _1900
_1900 | _1900
_1900 | _1900
_1900 | _1900
_1900 | _1900
_1900 | _1900
_1900 | _1900
_1900 | _1900
_1900 | _1900
_1900 | _1900
_1900 | _1900
_1900 | _1900
_1900 | _1900
_1900 | _1900
_1900 | _1900
_1900 | _1900
_1900 | _1900
_1900 | _1900
_1900 | _1900
_1900 | _1900
_1900 | _1900
_1900 | _1900
_1900 | _1900
_1900 | _1900
_1900 | _1900
_1900 | _1900
_1900 | _1900
_1900 | _1900
_1900 | _1900
_1900 | _1900
_1900 | _1900
_1900 | _1900
_1900 | _1900
_1900 | _1900
_1900 | _1900
_1900 | _1900
_1900 | _1900
_1900 | _1900
_1900 | _1900
_1900 | _1900
_1900 | _1900
_1900 | _1900
_1900 | _1900
_1900 | _1900
_1900 | _1900
_1900 | _1900
_1900 | _1900
_1900 | _1900
_1900 | _1900
_1900 | _1900
_1900 | _1900
_1900 | _1900
_1900 | _1900
_1900 | _1900
_1900 | _1900
_1900 | _1900
_1900 | _1900
_1900 | _1900
_1900 | _1900
_1900 | _1900
_1900 | _1900
_1900 | _1900
_1900 | _1900
_1900 | _1900
_1900 | _1900
_1900 | _1900
_1900 | _1900
_1900 | _1900
_1900 | _1900
_1900 | _1900
_1900 | _1900
_1900 | _1900
_1900 | _1900
_1900 | _1900
_1900 | _1900
_1900 | _1900
_1900 | _1900
_1900 | _1900
_1900 | _1900
_1900 | _1900
_1900 | _1900
_1900 | _1900
_1900 | _1900
_1900 | _1900
_1900 | _1900
_1900 | _1900
_1900 | _1900
_1900 | _1900
_1900 | _1900
_1900 | _1900
_1900 | _1900
_1900 | _1900
_1900 | _1900
_1900 | _1900
_1900 | _1900
_1900 | _1900
_1900 | _1900
_1900 | _1900
_1900 | _1900
_1900 | _1900
_1900 | _1900
_1900 | _1900
_1900 | _1900
_1900 | _1900
_1900 | _1900
_1900 | _1900
_1900 | _1900
_1900 | _1900
_1900 | _1900
_1900 | _1900
_1900 | _1900
_1900 | _1900
_1900 | _1900
_1900 | _1900
_1900 | _1900
_1900 | _1900
_1900 | _1900
_1900 | _1900
_1900 | _1900
_1900 | _1900
_1900 | _1900
_1900 | _1900
_1900 | _1900
_1900 | _1900
_1900 | _1900
_1900 | _1900
_1900 | _1900
_1900 | _1900
_1900 | _1900
_1900 | _1900
_1900 | _1900
_1900 | _1900
_1900 | _1900
_1900 | _1900
_1900 | _1900
_1900 | _1900
_1900 | _1900
_1900 | _1900
_1900 | _1900
_1900 | _1900
_1900 | _1900
_1900 | _1900
_1900 | _1900
_1900 | _1900
_1900 | _1900
_1900 | _1900
_1900 | _1900
_1900 | _1900
_1900 | _1900
_1900 | _1900
_1900 | _1900
_1900 | _1900
_1900 | _1900
_1900 | _1900
_1900 | _1900
_1900 | _1900
_1900 | _1900
_1900 | _1900
_1900 | _1900
_1900 | _1900
_1900 | _1900
_1900 | _1900
_1900 | _1900
_1900 | _1900
_1900 | _1900
_1900 | _1900
_1900 | _1900
_1900 | _1900
_1900 | _1900
_1900 | _1900
_1900 | _1900
_1900 | _1900
_1900 | _1900
_1900 | _1900
_1900 | _1900
_1900 | _1900
_1900 | _1900
_1900 | _1900
_1900 | _1900
_1900 | _1900
_1900 | _1900
_1900 | _1900
_1900 | _1900
_1900 | _1900
_1900 | _1900
_1900 | _1900
_1900 | _1900
_1900 | _1900
_1900 | _1900
_1900 | _1900
_1900 | _1900
_1900 | _1900
_1900 | _1900
_1900 | _1900
_1900 | _1900
_1900 | _1900
_1900 | _1900
_1900 | _1900
_1900 | _1900
_1900 | _1900
_1900 | _1900
_1900 | _1900
_1900 | _1900
_1900 | _1900
_1900 | _1900
_1900 | _1900
_1900 | _1900
_1900 | _1900
_1900 | _1900
_1900 | _1900
_1900 | _1900
_1900 | _1900
_1900 | _1900
_1900 | _1900
_1900 | _1900
_1900 | _1900
_1900 | _1900
_1900 | _1900
_1900 | _1900
_1900 | _1900
_1900 | _1900
_1900 | _1900
_1900 | _1900
_1900 | _1900
_1900 | _1900
_1900 | _1900
_1900 | _1900
_1900 | _1900
_1900 | _1900
_1900 | _1900
_1900 | _1900
_1900 | _1900
_1900 | _1900
_1900 | _1900
_1900 | _1900
_1900 | _1900
_1900 | _1900
_1900 | _1900
_1900 | _1900
_1900 | _1900
_1900 | _1900
_1900 | _1900
_1900 | _1900
_1900 | _1900
_1900 | _1900
_1900 | _1900
_1900 | _1900
_1900 | _1900
_1900 | _1900
_1900 | _1900
_1900 | _1900
_1900 | _1900
_1900 | _1900
_1900 | _1900
_1900 | _1900
_1900 | _1900
_1900 | _1900
_1900 | _1900
_1900 | _1900
_1900 | _1900
_1900 | _1900
_1900 | _1900
_1900 | _1900
_1900 | _1900
_1900 | _1900
_1900 | _1900
_1900 | _1900
_1900 | _1900
_1900 | _1900
_1900 | _1900
_1900 | _1900
_1900 | _1900
_1900 | _1900
_1900 | _1900
_1900 | _1900
_1900 | _1900
_1900 | _1900
_1900 | _1900
_1900 | _1900
_1900 | _1900
_1900 | _1900
_1900 | _1900
_1900 | _1900
_1900 | _1900
_1900 | _1900
_1900 | _1900
_1900 | _1900
_1900 | _1900
_1900 | _1900
_1900 | _1900
_1900 | _1900
_1900 | _1900
_1900 | _1900
_1900 | _1900
_1900 | _1900
_1900 | _1900
_1900 | _1900
_1900 | _1900
_1900 | _1900
_1900 | _1900
_1900 | _1900
_1900 | _1900
_1900 | _1900
_1900 | _1900
_1900 | _1900
_1900 | _1900
_1900 | _1900
_1900 | _1900
_1900 | _1900
_1900 | _1900
_1900 | _1900
_1900 | _1900
_1900 | _1900
_1900 | _1900
_1900 | _1900
_1900 | _1900
_1900 | _1900
_1900 | _1900
_1900 | _1900
_1900 | _1900
_1900 | _1900
_1900 | _1900
_1900 | _1900
_1900 | _1900
_1900 | _1900
_1900 | _1900
_1900 | _1900
_1900 | _1900
_1900 | _1900
_1900 | _1900
_1900 | _1900
_1900 | _1900
_1900 | _1900
_1900 | _1900
_1900 | _1900
_1900 | _1900
_1900 | _1900
_1900 | _1900
_1900 | _1900
_1900 | _1900
_1900 | _1900
_1900 | _1900
_1900 | _1900
_1900 | _1900
_1900 | _1900
_1900 | _1900
_1900 | _1900
_1900 | _1900
_1900 | _1900
_1900 | _1900
_1900 | _1900
_1900 | _1900
_1900 | _1900
_1900 | _1900
_1900 | _1900
_1900 | _1900
_1900 | _1900
_1900 | _1900
_1900 | _1900
_1900 | _1900
_1900 | _1900
_1900 | _1900
_1900 | _1900
_1900 | _1900
_1900 | _1900
_1900 | _1900
_1900 | _1900
_1900 | _1900
_1900 | _1900
_1900 | _1900
_1900 | _1900
_1900 | _1900
_1900 | _1900
_1900 | _1900
_1900 | _1900
_1900 | _1900
_1900 | _1900
_1900 | _1900
_1900 | _1900
_1900 | _1900
_1900 | _1900
_1900 | _1900
_1900 | _1900
_1900 | _1900
_1900 | _1900
_1900 | _1900
_1900 | _1900
_1900 | _1900
_1900 | _1900
_1900 | _1900
_1900 | _1900
_1900 | _1900
_1900 | _1900
_1900 | _1900
_1900 | _1900
_1900 | _1900
_1900 | _1900
_1900 | _1900
_1900 | _1900
_1900 | _1900
_1900 | _1900
_1900 | _1900
_1900 | _1900
_1900 | _1900
_1900 | _1900
_1900 | _1900
_1900 | _1900
_1900 | _1900
_1900 | _1900
_1900 | _1900
_1900 | _1900
_1900 | _1900
_1900 | _1900
_1900 | _1900
_1900 | _1900
_1900 | _1900
_1900 | _1900
_1900 | _1900
_1900 | _1900
_1900 | _1900
_1900 | _1900
_1900 | _1900
_1900 | _1900
_1900 | _1900
_1900 | _1900
_1900 | _1900
_1900 | _1900
_1900 | _1900
_1900 | _1900
_1900 | _1900
_1900 | _1900
_1900 | _1900
_1900 | _1900
_1900 | _1900
_1900 | _1900
_1900 | _1900
_1900 | _1900
_1900 | _1900
_1900 | _1900
_1900 | _1900
_1900 | _1900
_1900 | _1900
_1900 | _1900
_1900 | _1900
_1900 | _1900
_1900 | _1900
_1900 | _1900
_1900 | _1900
_1900 | _1900
_1900 | _1900
_1900 | _1900
_1900 | _1900
_1900 | _1900
_1900 | _1900
_1900 | _1900
_1900 | _1900
_1900 | _1900
_1900 | _1900
_1900 | _1900
_1900 | _1900
_1900 | _1900
_1900 | _1900
_1900 | _1900
_1900 | _1900
_1900 | _1900
_1900 | _1900
_1900 | _1900
_1900 | _1900
_1900 | _1900
_1900 | _1900
_1900 | _1900
_1900 | _1900
_1900 | _1900
_1900 | _1900
_1900 | _1900
_1900 | _1900
_1900 | _1900
_1900 | _1900
_1900 | _1900
_1900 | _1900
_1900 | _1900
_1900 | _1900
_1900 | _1900
_1900 | _1900
_1900 | _1900
_1900 | _1900
_1900 | _1900
_1900 | _1900
_1900 | _1900
_1900 | _1900
_1900 | _1900
_1900 | _1900
_1900 | _1900
_1900 | _1900
_1900 | _1900
_1900 | _1900
_1900 | _1900
_1900 | _1900
_1900 | _1900
_1900 | _1900
_1900 | _1900
_1900 | _1900
_1900 | _1900
_1900 | _1900
_1900 | _1900
_1900 | _1900
_1900 | _1900
_1900 | _1900
_1900 | _1900
_1900 | _1900
_1900 | _1900
_1900 | _1900
_1900 | _1900
_1900 | _1900
_1900 | _1900
_1900 | _1900
_1900 | _1900
_1900 | _1900
_1900 | _1900
_1900 | _1900
_1900 | _1900
_1900 | _1900
_1900 | _1900
_1900 | _1900
_1900 | _1900
_1900 | _1900
_1900 | _1900
_1900 | _1900
_1900 | _1900
_1900 | _1900
_1900 | _1900
_1900 | _1900
_1900 | _1900
_1900 | _1900
_1900 | _1900
_1900 | _1900
_1900 | _1900
_1900 | _1900
_1900 | _1900
_1900 | _1900
_1900 | _1900
_1900 | _1900
_1900 | _1900
_1900 | _1900
_1900 | _1900
_1900 | _1900
_1900 | _1900
_1900 | _1900
_1900 | _1900
_1900 | _1900
_1900 | _1900
_1900 | _1900
_1900 | _1900
_1900 | _1900
_1900 | _1900
_1900 | _1900
_1900 | _1900
_1900 | _1900
_1900 | _1900
_1900 | _1900
_1900 | _1900
_1900 | _1900
_1900 | _1900
_1900 | _1900
_1900 | _1900
_1900 | _1900
_1900 | _1900
_1900 | _1900
_1900 | _1900
_1900 | _1900
_1900 | _1900
_1900 | _1900
_1900 | _1900
_1900 | _1900
_1900 | _1900
_1900 | _1900
_1900 | _1900
_1900 | _1900
_1900 | _1900
_1900 | _1900
_1900 | _1900
_1900 | _1900
_1900 | _1900
_1900 | _1900
_1900 | _1900
_1900 | _1900
_1900 | _1900
_1900 | _1900
_1900 | _1900
_1900 | _1900
_1900 | _1900
_1900 | _1900
_1900 | _1900
_1900 | _1900
_1900 | _1900
_1900 | _1900
_1900 | _1900
_1900 | _1900
_1900 | _1900
_1900 | _1900
_1900 | _1900
_1900 | _1900
_1900 | _1900
_1900 | _1900
_1900 | _1900
_1900 | _1900
_1900 | _1900
_1900 | _1900
_1900 | _1900
_1900 | _1900
_1900 | _1900
_1900 | _1900
_1900 | _1900
_1900 | _1900
_1900 | _1900
_1900 | _1900
_1900 | _1900
_1900 | _1900
_1900 | _1900
_1900 | _1900
_1900 | _1900
_1900 | _1900
_1900 | _1900
_1900 | _1900
_1900 | _1900
_1900 | _1900
_1900 | _1900
_1900 | _1900
_1900 | _1900
_1900 | _1900
_1900 | _1900
_1900 | _1900
_1900 | _1900
_1900 | _1900
_1900 | _1900
_1900 | _1900
_1900 | _1900
_1900 | _1900
_1900 | _1900
_1900 | _1900
_1900 | _1900
_1900 | _1900
_1900 | _1900
_1900 | _1900
_1900 | _1900
_1900 | _1900
_1900 | _1900
_1900 | _1900
_1900 | _1900
_1900 | _1900
_1900 | _1900
_1900 | _1900
_1900 | _1900
_1900 | _1900
_1900 | _1900
_1900 | _1900
_1900 | _1900
_1900 | _1900
_1900 | _1900
_1900 | _1900
_1900 | _1900
_1900 | _1900
_1900 | _1900
_1900 | _1900
_1900 | _1900
_1900 | _1900
_1900 | _1900
_1900 | _1900
_1900 | _1900
_1900 | _1900
_1900 | _1900
_1900 | _1900
_1900 | _1900
_1900 | _1900
_1900 | _1900
_1900 | _1900
_1900 | _1900
_1900 | _1900
_1900 | _1900
_1900 | _1900
_1900 | _1900
_1900 | _1900
_1900 | _1900
_1900 | _1900
_1900 | _1900
_1900 | _1900
_1900 | _1900
_1900 | _1900
_1900 | _1900
_1900 | _1900
_1900 | _1900
_1900 | _1900
_1900 | _1900
_1900 | _1900
_1900 | _1900
_1900 | _1900
_1900 | _1900
_1900 | _1900
_1900 | _1900
_1900 | _1900
_1900 | _1900
_1900 | _1900
_1900 | _1900
_1900 | _1900
_1900 | _1900
_1900 | _1900
_1900 | _1900
_1900 | _1900
_1900 | _1900
_1900 | _1900
_1900 | _1900
_1900 | _1900
_1900 | _1900
_1900 | _1900
_1900 | _1900
_1900 | _1900
_1900 | _1900
_1900 | _1900
_1900 | _1900
_1900 | _1900
_1900 | _1900
_1900 | _1900
_1900 | _1900
_1900 | _1900
_1900 | _1900
_1900 | _1900
_1900 | _1900
_1900 | _1900
_1900 | _1900
_1900 | _1900
_1900 | _1900
_1900 | _1900
_1900 | _1900
_1900 | _1900
_1900 | _1900
_1900 | _1900
_1900 | _1900
_1900 | _1900
_1900 | _1900
_1900 | _1900
_1900 | _1900
_1900 | _1900
_1900 | _1900
_1900 | _1900
_1900 | _1900
_1900 | _1900
_1900 | _1900
_1900 | _1900
_1900 | _1900
_1900 | _1900
_1900 | _1900
_1900 | _1900
_1900 | _1900
_1900 | _1900
_1900 | _1900
_1900 | _1900
_1900 | _1900
_1900 | _1900
_1900 | _1900
_1900 | _1900
_1900 | _1900
_1900 | _1900
_1900 | _1900
_1900 | _1900
_1900 | _1900
_1900 | _1900
_1900 | _1900
_1900 | _1900
_1900 | _1900
_1900 | _1900
_1900 | _1900
_1900 | _1900
_1900 | _1900
_1900 | _1900
_1900 | _1900
_1900 | _1900
_1900 | _1900
_1900 | _1900
_1900 | _1900
_1900 | _1900
_1900 | _1900
_1900 | _1900
_1900 | _1900
_1900 | _1900
_1900 | _1900
_1900 | _1900
_1900 | _1900
_1900 | _1900
_1900 | _1900
_1900 | _1900
_1900 | _1900
_1900 | _1900
_1900 | _1900
_1900 | _1900
_1900 | _1900
_1900 | _1900
_1900 | _1900
_1900 | _1900
_1900 | _1900
_1900 | _1900
_1900 | _1900
_1900 | _1900
_1900 | _1900
_1900 | _1900
_1900 | _1900
_1900 | _1900
_1900 | _1900
_1900 | _1900
_1900 | _1900
_1900 | _1900
_1900 | _1900
_1900 | _1900
_1900 | _1900
_1900 | _1900
_1900 | _1900
_1900 | _1900
_1900 | _1900
_1900 | _1900
_1900 | _1900
_1900 | _1900
_1900 | _1900
_1900 | _1900
_1900 | _1900
_1900 | _1900
_1900 | _1900
_1900 | _1900
_1900 | _1900
_1900 | _1900
_1900 | _1900
_1900 | _1900
_1900 | _1900
_1900 | _1900
_1900 | _1900
_1900 | _1900
_1900 | _1900
_1900 | _1900
_1900 | _1900
_1900 | _1900
_1900 | _1900
_1900 | _1900
_1900 | _1900
_1900 | _1900
_1900 | _1900
_1900 | _1900
_1900 | _1900
_1900 | _1900
_1900 | _1900
_1900 | _1900
_1900 | _1900
_1900 | _1900
_1900 | _1900
_1900 | _1900
_1900 | _1900
_1900 | _1900
_1900 | _1900
_1900 | _1900
_1900 | _1900
_1900 | _1900
_1900 | _1900
_1900 | _1900
_1900 | _1900
_1900 | _1900
_1900 | _1900
_1900 | _1900
_1900 | _1900
_1900 | _1900
_1900 | _1900
_1900 | _1900
_1900 | _1900
_1900 | _1900
_1900 | _1900
_1900 | _1900
_1900 | _1900
_1900 | _1900
_1900 | _1900
_1900 | _1900
_1900 | _1900
_1900 | _1900
_1900 | _1900
_1900 | _1900
_1900 | _1900
_1900 | _1900
_1900 | _1900
_1900 | _1900
_1900 | _1900
_1900 | _1900
_1900 | _1900
_1900 | _1900
_1900 | _1900
_1900 | _1900
_1900 | _1900
_1900 | _1900
_1900 | _1900
_1900 | _1900
_1900 | _1900
_1900 | _1900
_1900 | _1900
_1900 | _1900
_1900 | _1900
_1900 | _1900
_1900 | _1900
_1900 | _1900
_1900 | _1900
_1900 | _1900
_1900 | _1900
_1900 | _1900
_1900 | _1900
_1900 | _1900
_1900 | _1900
_1900 | _1900
_1900 | _1900
_1900 | _1900
_1900 | _1900
_1900 | _1900
_1900 | _1900
_1900 | _1900
_1900 | _1900
_1900 | _1900
_1900 | _1900
_1900 | _1900
_1900 | _1900
_1900 | _1900
_1900 | _1900
_1900 | _1900
_1900 | _1900
_1900 | _1900
_1900 | _1900
_1900 | _1900
_1900 | _1900
_1900 | _1900
_1900 | _1900
_1900 | _1900
_1900 | _1900
_1900 | _1900
_1900 | _1900
_1900 | _1900
_1900 | _1900
_1900 | _1900
_1900 | _1900
_1900 | _1900
_1900 | _1900
_1900 | _1900
_1900 | _1900
_1900 | _1900
_1900 | _1900
_1900 | _1900
_1900 | _1900
_1900 | _1900
_1900 | _1900
_1900 | _1900
_1900 | _1900
_1900 | _1900
_1900 | _1900
_1900 | _1900
_1900 | _1900
_1900 | _1900
_1900 | _1900
_1900 | _1900
_1900 | _1900
_1900 | _1900
_1900 | _1900
_1900 | _1900
_1900 | _1900
_1900 | _1900
_1900 | _1900
_1900 | _1900
_1900 | _1900
_1900 | _1900
_1900 | _1900
_1900 | _1900
_1900 | _1900
_1900 | _1900
_1900 | _1900
_1900 | _1900
_1900 | _1900
_1900 | _1900
_1900 | _1900
_1900 | _1900
_1900 | _1900
_1900 | _1900
_1900 | _1900
_1900 | _1900
_1900 | _1900
_1900 | _1900
_1900 | _1900
_1900 | _1900
_1900 | _1900
_1900 | _1900
_1900 | _1900
_1900 | _1900
_1900 | _1900
_1900 | _1900
_1900 | _1900
_1900 | _1900
_1900 | _1900
_1900 | _1900
_1900 | _1900
_1900 | _1900
_1900 | _1900
_1900 | _1900
_1900 | _1900
_1900 | _1900
_1900 | _1900
_1900 | _1900
_1900 | _1900
_1900 | _1900
_1900 | _1900
_1900 | _1900
_1900 | _1900
_1900 | _1900
_1900 | _1900
_1900 | _1900
_1900 | _1900
_1900 | _1900
_1900 | _1900
_1900 | _1900
_1900 | _1900
_1900 | _1900
_1900 | _1900
_1900 | _1900
_1900 | _1900
_1900 | _1900
_1900 | _1900
_1900 | _1900
_1900 | _1900
_1900 | _1900
_1900 | _1900
_1900 | _1900
_1900 | _1900
_1900 | _1900
_1900 | _1900
_1900 | _1900
_1900 | _1900
_1900 | _1900
_1900 | _1900
_1900 | _1900
_1900 | _1900
_1900 | _1900
_1900 | _1900
_1900 | _1900
_1900 | _1900
_1900 | _1900
_1900 | _1900
_1900 | _1900
_1900 | _1900
_1900 | _1900
_1900 | _1900
_1900 | _1900
_1900 | _1900
_1900 | _1900
_1900 | _1900
_1900 | _1900
_1900 | _1900
_1900 | _1900
_1900 | _1900
_1900 | _1900
_1900 | _1900
_1900 | _1900
_1900 | _1900
_1900 | _1900
_1900 | _1900
_1900 | _1900
_1900 | _1900
_1900 | _1900
_1900 | _1900
_1900 | _1900
_1900 | _1900
_1900 | _1900
_1900 | _1900
_1900 | _1900
_1900 | _1900
_1900 | _1900
_1900 | _1900
_1900 | _1900
_1900 | _1900
_1900 | _1900
_1900 | _1900
_1900 | _1900
_1900 | _1900
_1900 | _1900
_1900 | _1900
_1900 | _1900
_1900 | _1900
_1900 | _1900
_1900 | _1900
_1900 | _1900
_1900 | _1900
_1900 | _1900
_1900 | _1900
_1900 | _1900
_1900 | _1900
_1900 | _1900
_1900 | _1900
_1900 | _1900
_1900 | _1900
_1900 | _1900
_1900 | _1900
_1900 | _1900
_1900 | _1900
_1900 | _1900
_1900 | _1900
_1900 | _1900
_1900 | _1900
_1900 | _1900
_1900 | _1900
_1900 | _1900
_1900 | _1900
_1900 | _1900
_1900 | _1900
_1900 | _1900
_1900 | _1900
_1900 | _1900
_1900 | _1900
_1900 | _1900
_1900 | _1900
_1900 | _1900
_1900 | _1900
_1900 | _1900
_1900 | _1900
_1900 | _1900
_1900 | _1900
_1900 | _1900
_1900 | _1900
_1900 | _1900
_1900 | _1900
_1900 | _1900
_1900 | _1900
_1900 | _1900
_1900 | _1900
_1900 | _1900
_1900 | _1900
_1900 | _1900
_1900 | _1900
_1900 | _1900
_1900 | _1900
_1900 | _1900
_1900 | _1900
_1900 | _1900
_1900 | _1900
_1900 | _1900
_1900 | _1900
_1900 | _1900
_1900 | _1900
_1900 | _1900
_1900 | _1900
_1900 | _1900
_1900 | _1900
_1900 | _1900
_1900 | _1900
_1900 | _1900
_1900 | _1900
_1900 | _1900
_1900 | _1900
_1900 | _1900
_1900 | _1900
_1900 | _1900
_1900 | _1900
_1900 | _1900
_1900 | _1900
_1900 | _1900
_1900 | _1900
_1900 | _1900
_1900 | _1900
_1900 | _1900
_1900 | _1900
_1900 | _1900
_1900 | _1900
_1900 | _1900
_1900 | _1900
_1900 | _1900
_1900 | _1900
_1900 | _1900
_1900 | _1900
_1900 | _1900
_1900 | _1900
_1900 | _1900
_1900 | _1900
_1900 | _1900
_1900 | _1900
_1900 | _1900
_1900 | _1900
_1900 | _1900
_1900 | _1900
_1900 | _1900
_1900 | _1900
_1900 | _1900
_1900 | _1900
_1900 | _1900
_1900 | _1900
_1900 | _1900
_1900 | _1900
_1900 | _1900
_1900 | _1900
_1900 | _1900
_1900 | _1900
_1900 | _1900
_1900 | _1900
_1900 | _1900
_1900 | _1900
_1900 | _1900
_1900 | _1900
_1900 | _1900
_1900 | _1900
_1900 | _1900
_1900 | _1900
_1900 | _1900
_1900 | _1900
_1900 | _1900
_1900 | _1900
_1900 | _1900
_1900 | _1900
_1900 | _1900
_1900 | _1900
_1900 | _1900
_1900 | _1900
_1900 | _1900
_1900 | _1900
_1900 | _1900
_1900 | _1900
_1900 | _1900
_1900 | _1900
_1900 | _1900
_1900 | _1900
_1900 | _1900
_1900 | _1900
_1900 | _1900
_1900 | _1900
_1900 | _1900
_1900 | _1900
_1900 | _1900
_1900 | _1900
_1900 | _1900
_1900 | _1900
_1900 | _1900
_1900 | _1900
_1900 | _1900
_1900 | _1900
_1900 | _1900
_1900 | _1900
_1900 | _1900
_1900 | _1900
_1900 | _1900
_1900 | _1900
_1900 | _1900
_1900 | _1900
_1900 | _1900
_1900 | _1900
_1900 | _1900
_1900 | _1900
_1900 | _1900
_1900 | _1900
_1900 | _1900
_1900 | _1900
_1900 | _1900
_1900 | _1900
_1900 | _1900
_1900 | _1900
_1900 | _1900
_1900 | _1900
_1900 | _1900
_1900 | _1900
_1900 | _1900
_1900 | _1900
_1900 | _1900
_1900 | _1900
_1900 | _1900
_1900 | _1900
_1900 | _1900
_1900 | _1900
_1900 | _1900
_1900 | _1900
_1900 | _1900
_1900 | _1900
_1900 | _1900
_1900 | _1900
_1900 | _1900
_1900 | _1900
_1900 | _1900
_1900 | _1900
_1900 | _1900
_1900 | _1900
_1900 | _1900
_1900 | _1900
_1900 | _1900
_1900 | _1900
_1900 | _1900
_1900 | _1900
_1900 | _1900
_1900 | _1900
_1900 | _1900
_1900 | _1900
_1900 | _1900
_1900 | _1900
_1900 | _1900
_1900 | _1900
_1900 | _1900
_1900 | _1900
_1900 | _1900
_1900 | _1900
_1900 | _1900
_1900 | _1900
_1900 | _1900
_1900 | _1900
_1900 | _1900
_1900 | _1900
_1900 | _1900
_1900 | _1900
_1900 | _1900
_1900 | _1900
_1900 | _1900
_1900 | _1900
_1900 | _1900
_1900 | _1900
_1900 | _1900
_1900 | _1900
_1900 | _1900
_1900 | _1900
_1900 | _1900
_1900 | _1900
_1900 | _1900
_1900 | _1900
_1900 | _1900
_1900 | _1900
_1900 | _1900
_1900 | _1900
_1900 | _1900
_1900 | _1900
_1900 | _1900
_1900 | _1900
_1900 | _1900
_1900 | _1900
_1900 | _1900
_1900 | _1900
_1900 | _1900
_1900 | _1900
_1900 | _1900
_1900 | _1900
_1900 | _1900
_1900 | _1900
_1900 | _1900
_1900 | _1900
_1900 | _1900
_1900 | _1900
_1900 | _1900
_1900 | _1900
_1900 | _1900
_1900 | _1900
_1900 | _1900
_1900 | _1900
_1900 | _1900
_1900 | _1900
_1900 | _1900
_1900 | _1900
_1900 | _1900
_1900 | _1900
_1900 | _1900
_1900 | _1900
_1900 | _1900
_1900 | _1900
_1900 | _1900
_1900 | _1900
_1900 | _1900
_1900 | _1900
_1900 | _1900
_1900 | _1900
_1900 | _1900
_1900 | _1900
_1900 | _1900
_1900 | _1900
_1900 | _1900
_1900 | _1900
_1900 | _1900
_1900 | _1900
_1900 | _1900
_1900 | _1900
_1900 | _1900
_1900 | _1900
_1900 | _1900
_1900 | _1900
_1900 | _1900
_1900 | _1900
_1900 | _1900
_1900 | _1900
_1900 | _1900
_1900 | _1900
_1900 | _1900
_1900 | _1900
_1900 | _1900
_1900 | _1900
_1900 | _1900
_1900 | _1900
_1900 | _1900
_1900 | _1900
_1900 | _1900
_1900 | _1900
_1900 | _1900
_1900 | _1900
_1900 | _1900
_1900 | _1900
_1900 | _1900
_1900 | _1900
_1900 | _1900
_1900 | _1900
_1900 | _1900
_1900 | _1900
_1900 | _1900
_1900 | _1900
_1900 | _1900
_1900 | _1900
_1900 | _1900
_1900 | _1900
_1900 | _1900
_1900 | _1900
_1900 | _1900
_1900 | _1900
_1900 | _1900
_1900 | _1900
_1900 | _1900
_1900 | _1900
_1900 | _1900
_1900 | _1900
_1900 | _1900
_1900 | _1900
_1900 | _1900
_1900 | _1900
_1900 | _1900
_1900 | _1900
_1900 | _1900
_1900 | _1900
_1900 | _1900
_1900 | _1900
_1900 | _1900
_1900 | _1900
_1900 | _1900
_1900 | _1900
_1900 | _1900
_1900 | _1900
_1900 | _1900
_1900 | _1900
_1900 | _1900
_1900 | _1900
_1900 | _1900
_1900 | _1900
_1900 | _1900
_1900 | _1900
_1900 | _1900
_1900 | _1900
_1900 | _1900
_1900 | _1900
_1900 | _1900
_1900 | _1900
_1900 | _1900
_1900 | _1900
_1900 | _1900
_1900 | _1900
_1900 | _1900
_1900 | _1900
_1900 | _1900
_1900 | _1900
_1900 | _1900
_1900 | _1900
_1900 | _1900
_1900 | _1900
_1900 | _1900
_1900 | _1900
_1900 | _1900
_1900 | _1900
_1900 | _1900
_1900 | _1900
_1900 | _1900
_1900 | _1900
_1900 | _1900
_1900 | _1900
_1900 | _1900
_1900 | _1900
_1900 | _1900
_1900 | _1900
_1900 | _1900
_1900 | _1900
_1900 | _1900
_1900 | _1900
_1900 | _1900
_1900 | _1900
_1900 | _1900
_1900 | _1900
_1900 | _1900
_1900 | _1900
_1900 | _1900
_1900 | _1900
_1900 | _1900
_1900 | _1900
_1900 | _1900
_1900 | _1900
_1900 | _1900
_1900 | _1900
_1900 | _1900
_1900 | _1900
_1900 | _1900
_1900 | _1900
_1900 | _1900
_1900 | _1900
_1900 | _1900
_1900 | _1900
_1900 | _1900
_1900 | _1900
_1900 | _1900
_1900 | _1900
_1900 | _1900
_1900 | _1900
_1900 | _1900
_1900 | _1900
_1900 | _1900
_1900 | _1900
_1900 | _1900
_1900 | _1900
_1900 | _1900
_1900 | _1900
_1900 | _1900
_1900 | _1900
_1900 | _1900
_1900 | _1900
_1900 | _1900
_1900 | _1900
_1900 | _1900
_1900 | _1900
_1900 | _1900
_1900 | _1900
_1900 | _1900
_1900 | _1900
_1900 | _1900
_1900 | _1900
_1900 | _1900
_1900 | _1900
_1900 | _1900
_1900 | _1900
_1900 | _1900
_1900 | _1900
_1900 | _1900
_1900 | _1900
_1900 | _1900
_1900 | _1900
_1900 | _1900
_1900 | _1900
_1900 | _1900
_1900 | _1900
_1900 | _1900
_1900 | _1900
_1900 | _1900
_1900 | _1900
_1900 | _1900
_1900 | _1900
_1900 | _1900
_1900 | _1900
_1900 | _1900
_1900 | _1900
_1900 | _1900
_1900 | _1900
_1900 | _1900
_1900 | _1900
_1900 | _1900
_1900 | _1900
_1900 | _1900
_1900 | _1900
_1900 | _1900
_1900 | _1900
_1900 | _1900
_1900 | _1900
_1900 | _1900
_1900 | _1900
_1900 | _1900
_1900 | _1900
_1900 | _1900
_1900 | _1900
_1900 | _1900
_1900 | _1900
_1900 | _1900
_1900 | _1900
_1900 | _1900
_1900 | _1900
_1900 | _1900
_1900 | _1900
_1900 | _1900
_1900 | _1900
_1900 | _1900
_1900 | _1900
_1900 | _1900
_1900 | _1900
_1900 | _1900
_1900 | _1900
_1900 | _1900
_1900 | _1900
_1900 | _1900
_1900 | _1900
_1900 | _1900
_1900 | _1900
_1900 | _1900
_1900 | _1900
_1900 | _1900
_1900 | _1900
_1900 | _1900
_1900 | _1900
_1900 | _1900
_1900 | _1900
_1900 | _1900
_1900 | _1900
_1900 | _1900
_1900 | _1900
_1900 | _1900
_1900 | _1900
_1900 | _1900
_1900 | _1900
_1900 | _1900
_1900 | _1900
_1900 | _1900
_1900 | _1900
_1900 | _1900
_1900 | _1900
_1900 | _1900
_1900 | _1900
_1900 | _1900
_1900 | _1900
_1900 | _1900
_1900 | _1900
_1900 | _1900
_1900 | _1900
_1900 | _1900
_1900 | _1900
_1900 | _1900
_1900 | _1900
_1900 | _1900
_1900 | _1900
_1900 | _1900
_1900 | _1900
_1900 | _1900
_1900 | _1900
_1900 | _1900
_1900 | _1900
_1900 | _1900
_1900 | _1900
_1900 | _1900
_1900 | _1900
_1900 | _1900
_1900 | _1900
_1900 | _1900
_1900 | _1900
_1900 | _1900
_1900 | _1900
_1900 | _1900
_1900 | _1900
_1900 | _1900
_1900 | _1900
_1900 | _1900
_1900 | _1900
_1900 | _1900
_1900 | _1900
_1900 | _1900
_1900 | _1900
_1900 | _1900
_1900 | _1900
_1900 | _1900
_1900 | _1900
_1900 | _1900
_1900 | _1900
_1900 | _1900
_1900 | _1900
_1900 | _1900
_1900 | _1900
_1900 | _1900
_1900 | _1900
_1900 | _1900
_1900 | _1900
_1900 | _1900
_1900 | _1900
_1900 | _1900
_1900 | _1900
_1900 | _1900
_1900 | _1900
_1900 | _1900
_1900 | _1900
_1900 | _1900
_1900 | _1900
_1900 | _1900
_1900 | _1900
_1900 | _1900
_1900 | _1900
_1900 | _1900
_1900 | _1900
_1900 | _1900
_1900 | _1900
_1900 | _1900
_1900 | _1900
_1900 | _1900
_1900 | _1900
_1900 | _1900
_1900 | _1900
_1900 | _1900
_1900 | _1900
_1900 | _1900
_1900 | _1900
_1900 | _1900
_1900 | _1900
_1900 | _1900
_1900 | _1900
_1900 | _1900
_1900 | _1900
_1900 | _1900
_1900 | _1900
_1900 | _1900
_1900 | _1900
_1900 | _1900
_1900 | _1900
_1900 | _1900
_1900 | _1900
_1900 | _1900
_1900 | _1900
_1900 | _1900
_1900 | _1900
_1900 | _1900
_1900 | _1900
_1900 | _1900
_1900 | _1900
_1900 | _1900
_1900 | _1900
_1900 | _1900
_1900 | _1900
_1900 | _1900
_1900 | _1900
_1900 | _1900
_1900 | _1900
_1900 | _1900
_1900 | _1900
_1900 | _1900
_1900 | _1900
_1900 | _1900
_1900 | _1900
_1900 | _1900
_1900 | _1900
_1900 | _1900
_1900 | _1900
_1900 | _1900
_1900 | _1900
_1900 | _1900
_1900 | _1900
_1900 | _1900
_1900 | _1900
_1900 | _1900
_1900 | _1900
_1900 | _1900
_1900 | _1900
_1900 | _1900
_1900 | _1900
_1900 | _1900
_1900 | _1900
_1900 | _1900
_1900 | _1900
_1900 | _1900
_1900 | _1900
_1900 | _1900
_1900 | _1900
_1900 | _1900
_1900 | _1900
_1900 | _1900
_1900 | _1900
_1900 | _1900
_1900 | _1900
_1900 | _1900
_1900 | _1900
_1900 | _1900
_1900 | _1900
_1900 | _1900
_1900 | _1900
_1900 | _1900
_1900 | _1900
_1900 | _1900
_1900 | _1900
_1900 | _1900
_1900 | _1900
_1900 | _1900
_1900 | _1900
_1900 | _1900
_1900 | _1900
_1900 | _1900
_1900 | _1900
_1900 | _1900
_1900 | _1900
_1900 | _1900
_1900 | _1900
_1900 | _1900
_1900 | _1900
_1900 | _1900
_1900 | _1900
_1900 | _1900
_1900 | _1900
_1900 | _1900
_1900 | _1900
_1900 | _1900
_1900 | _1900
_1900 | _1900
_1900 | _1900
_1900 | _1900
_1900 | _1900
_1900 | _1900
_1900 | _1900
_1900 | _1900
_1900 | _1900
_1900 | _1900
_1900 | _1900
_1900 | _1900
_1900 | _1900
_1900 | _1900
_1900 | _1900
_1900 | _1900
_1900 | _1900
_1900 | _1900
_1900 | _1900
_1900 | _1900
_1900 | _1900
_1900 | _1900
_1900 | _1900
_1900 | _1900
_1900 | _1900
_1900 | _1900
_1900 | _1900
_1900 | _1900
_1900 | _1900
_1900 | _1900
_1900 | _1900
_1900 | _1900
_1900 | _1900
_1900 | _1900
_1900 | _1900
_1900 | _1900
_1900 | _1900
_1900 | _1900
_1900 | _1900
_1900 | _1900
_1900 | _1900
_1900 | _1900
_1900 | _1900
_1900 | _1900
_1900 | _1900
_1900 | _1900
_1900 | _1900
_1900 | _1900
_1900 | _1900
_1900 | _1900
_1900 | _1900
_1900 | _1900
_1900 | _1900
_1900 | _1900
_1900 | _1900
_1900 | _1900
_1900 | _1900
_1900 | _1900
_1900 | _1900
_1900 | _1900
_1900 | _1900
_1900 | _1900
_1900 | _1900
_1900 | _1900
_1900 | _1900
_1900 | _1900
_1900 | _1900
_1900 | _1900
_1900 | _1900
_1900 | _1900
_1900 | _1900
_1900 | _1900
_1900 | _1900
_1900 | _1900
_1900 | _1900
_1900 | _1900
_1900 | _1900
_1900 | _1900
_1900 | _1900
_1900 | _1900
_1900 | _1900
_1900 | _1900
_1900 | _1900
_1900 | _1900
_1900 | _1900
_1900 | _1900
_1900 | _1900
_1900 | _1900
_1900 | _1900
_1900 | _1900
_1900 | _1900
_1900 | _1900
_1900 | _1900
_1900 | _1900
_1900 | _1900
_1900 | _1900
_1900 | _1900
_1900 | _1900
_1900 | _1900
_1900 | _1900
_1900 | _1900
_1900 | _1900
_1900 | _1900
_1900 | _1900
_1900 | _1900
_1900 | _1900
_1900 | _1900
_1900 | _1900
_1900 | _1900
_1900 | _1900
_1900 | _1900
_1900 | _1900
_1900 | _1900
_1900 | _1900
_1900 | _1900
_1900 | _1900
_1900 | _1900
_1900 | _1900
_1900 | _1900
_1900 | _1900
_1900 | _1900
_1900 | _1900
_1900 | _1900
_1900 | _1900
_1900 | _1900
_1900 | _1900
_1900 | _1900
_1900 | _1900
_1900 | _1900
_1900 | _1900
_1900 | _1900
_1900 | _1900
_1900 | _1900
_1900 | _1900
_1900 | _1900
_1900 | _1900
_1900 | _1900
_1900 | _1900
_1900 | _1900
_1900 | _1900
_1900 | _1900
_1900 | _1900
_1900 | _1900
_1900 | _1900
_1900 | _1900
_1900 | _1900
_1900 | _1900
_1900 | _1900
_1900 | _1900
_1900 | _1900
_1900 | _1900
_1900 | _1900
_1900 | _1900
_1900 | _1900
_1900 | _1900
_1900 | _1900
_1900 | _1900
_1900 | _1900
_1900 | _1900
_1900 | _1900
_1900 | _1900
_1900 | _1900
_1900 | _1900
_1900 | _1900
_1900 | _1900
_1900 | _1900
_1900 | _1900
_1900 | _1900
_1900 | _1900
_1900 | _1900
_1900 | _1900
_1900 | _1900
_1900 | _1900
_1900 | _1900
_1900 | _1900
_1900 | _1900
_1900 | _1900
_1900 | _1900
_1900 | _1900
_1900 | _1900
_1900 | _1900
_1900 | _1900
_1900 | _1900
_1900 | _1900
_1900 | _1900
_1900 | _1900
_1900 | _1900
_1900 | _1900
_1900 | _1900
_1900 | _1900
_1900 | _1900
_1900 | _1900
_1900 | _1900
_1900 | _1900
_1900 | _1900
_1900 | _1900
_1900 | _1900
_1900 | _1900
_1900 | _1900
_1900 | _1900
_1900 | _1900
_1900 | _1900
_1900 | _1900
_1900 | _1900
_1900 | _1900
_1900 | _1900
_1900 | _1900
_1900 | _1900
_1900 | _1900
_1900 | _1900
_1900 | _1900
_1900 | _1900
_1900 | _1900
_1900 | _1900
_1900 | _1900
_1900 | _1900
_1900 | _1900
_1900 | _1900
_1900 | _1900
_1900 | _1900
_1900 | _1900
_1900 | _1900
_1900 | _1900
_1900 | _1900
_1900 | _1900
_1900 | _1900
_1900 | _1900
_1900 | _1900
_1900 | _1900
_1900 | _1900
_1900 | _1900
_1900 | _1900
_1900 | _1900
_1900 | _1900
_1900 | _1900
_1900 | _1900
_1900 | _1900
_1900 | _1900
_1900 | _1900
_1900 | _1900
_1900 | _1900
_1900 | _1900
_1900 | _1900
_1900 | _1900
_1900 | _1900
_1900 | _1900
_1900 | _1900
_1900 | _1900
_1900 | _1900
_1900 | _1900
_1900 | _1900
_1900 | _1900
_1900 | _1900
_1900 | _1900
_1900 | _1900
_1900 | _1900
_1900 | _1900
_1900 | _1900
_1900 | _1900
_1900 | _1900
_1900 | _1900
_1900 | _1900
_1900 | _1900
_1900 | _1900
_1900 | _1900
_1900 | _1900
_1900 | _1900
_1900 | _1900
_1900 | _1900
_1900 | _1900
_1900 | _1900
_1900 | _1900
_1900 | _1900
_1900 | _1900
_1900 | _1900
_1900 | _1900
_1900 | _1900
_1900 | _1900
_1900 | _1900
_1900 | _1900
_1900 | _1900
_1900 | _1900
_1900 | _1900
_1900 | _1900
_1900 | _1900
_1900 | _1900
_1900 | _1900
_1900 | _1900
_1900 | _1900
_1900 | _1900
_1900 | _1900
_1900 | _1900
_1900 | _1900
_1900 | _1900
_1900 | _1900
_1900 | _1900
_1900 | _1900
_1900 | _1900
_1900 | _1900
_1900 | _1900
_1900 | _1900
_1900 | _1900
_1900 | _1900
_1900 | _1900
_1900 | _1900
_1900 | _1900
_1900 | _1900
_1900 | _1900
_1900 | _1900
_1900 | _1900
_1900 | _1900
_1900 | _1900
_1900 | _1900
_1900 | _1900
_1900 | _1900
_1900 | _1900
_1900 | _1900
_1900 | _1900
_1900 | _1900
_1900 | _1900
_1900 | _1900
_1900 | _1900
_1900 | _1900
_1900 | _1900
_1900 | _1900
_1900 | _1900
_1900 | _1900
_1900 | _1900
_1900 | _1900
_1900 | _1900
_1900 | _1900
_1900 | _1900
_1900 | _1900
_1900 | _1900
_1900 | _1900
_1900 | _1900
_1900 | _1900
_1900 | _1900
_1900 | _1900
_1900 | _1900
_1900 | _1900
_1900 | _1900
_1900 | _1900
_1900 | _1900
_1900 | _1900
_1900 | _1900
_1900 | _1900
_1900 | _1900
_1900 | _1900
_1900 | _1900
_1900 | _1900
_1900 | _1900
_1900 | _1900
_1900 | _1900
_1900 | _1900
_1900 | _1900
_1900 | _1900
_1900 | _1900
_1900 | _1900
_1900 | _1900
_1900 | _1900
_1900 | _1900
_1900 | _1900
_1900 | _1900
_1900 | _1900
_1900 | _1900
_1900 | _1900
_1900 | _1900
_1900 | _1900
_1900 | _1900
_1900 | _1900
_1900 | _1900
_1900 | _1900
_1900 | _1900
_1900 | _1900
_1900 | _1900
_1900 | _1900
_1900 | _1900
_1900 | _1900
_1900 | _1900
_1900 | _1900
_1900 | _1900
_1900 | _1900
_1900 | _1900
_1900 | _1900
_1900 | _1900
_1900 | _1900
_1900 | _1900
_1900 | _1900
_1900 | _1900
_1900 | _1900
_1900 | _1900
_1900 | _1900
_1900 | _1900
_1900 | _1900
_1900 | _1900
_1900 | _1900
_1900 | _1900
_1900 | _1900
_1900 | _1900
_1900 | _1900
_1900 | _1900
_1900 | _1900
_1900 | _1900
_1900 | _1900
_1900 | _1900
_1900 | _1900
_1900 | _1900
_1900 | _1900
_1900 | _1900
_1900 | _1900
_1900 | _1900
_1900 | _1900
_1900 | _1900
_1900 | _1900
_1900 | _1900
_1900 | _1900
_1900 | _1900
_1900 | _1900
_1900 | _1900
_1900 | _1900
_1900 | _1900
_1900 | _1900
_1900 | _1900
_1900 | _1900
_1900 | _1900
_1900 | _1900
_1900 | _1900
_1900 | _1900
_1900 | _1900
_1900 | _1900
_1900 | _1900
_1900 | _1900
_1900 | _1900
_1900 | _1900
_1900 | _1900
_1900 | _1900
_1900 | _1900
_1900 | _1900
_1900 | _1900
_1900 | _1900
_1900 | _1900
_1900 | _1900
_1900 | _1900
_1900 | _1900
_1900 | _1900
_1900 | _1900
_1900 | _1900
_1900 | _1900
_1900 | _1900
_1900 | _1900
_1900 | _1900
_1900 | _1900
_1900 | _1900
_1900 | _1900
_1900 | _1900
_1900 | _1900
_1900 | _1900
_1900 | _1900
_1900 | _1900
_1900 | _1900
_1900 | _1900
_1900 | _1900
_1900 | _1900
_1900 | _1900
_1900 | _1900
_1900 | _1900
_1900 | _1900
_1900 | _1900
_1900 | _1900
_1900 | _1900
_1900 | _1900
_1900 | _1900
_1900 | _1900
_1900 | _1900
_1900 | _1900
_1900 | _1900
_1900 | _1900
_1900 | _1900
_1900 | _1900
_1900 | _1900
_1900 | _1900
_1900 | _1900
_1900 | _1900
_1900 | _1900
_1900 | _1900
_1900 | _1900
_1900 | _1900
_1900 | _1900
_1900 | _1900
_1900 | _1900
_1900 | _1900
_1900 | _1900
_1900 | _1900
_1900 | _1900
_1900 | _1900
_1900 | _1900
_1900 | _1900
_1900 | _1900
_1900 | _1900
_1900 | _1900
_1900 | _1900
_1900 | _1900
_1900 | _1900
_1900 | _1900
_1900 | _1900
_1900 | _1900
_1900 | _1900
_1900 | _1900
_1900 | _1900
_1900 | _1900
_1900 | _1900
_1900 | _1900
_1900 | _1900
_1900 | _1900
_1900 | _1900
_1900 | _1900
_1900 | _1900
_1900 | _1900
_1900 | _1900
_1900 | _1900
_1900 | _1900
_1900 | _1900
_1900 | _1900
_1900 | _1900
_1900 | _1900
_1900 | _1900
_1900 | _1900
_1900 | _1900
_1900 | _1900
_1900 | _1900
_1900 | _1900
_1900 | _1900
_1900 | _1900
_1900 | _1900
_1900 | _1900
_1900 | _1900
_1900 | _1900
_1900 | _1900
_1900 | _1900
_1900 | _1900
_1900 | _1900
_1900 | _1900
_1900 | _1900
_1900 | _1900
_1900 | _1900
_1900 | _1900
_1900 | _1900
_1900 | _1900
_1900 | _1900
_1900 | _1900
_1900 | _1900
_1900 | _1900
_1900 | _1900
_1900 | _1900
_1900 | _1900
_1900 | _1900
_1900 | _1900
_1900 | _1900
_1900 | _1900
_1900 | _1900
_1900 | _1900
_1900 | _1900
_1900 | _1900
_1900 | _1900
_1900 | _1900
_1900 | _1900
_1900 | _1900
_1900 | _1900
_1900 | _1900
_1900 | _1900
_1900 | _1900
_1900 | _1900
_1900 | _1900
_1900 | _1900
_1900 | _1900
_1900 | _1900
_1900 | _1900
_1900 | _1900
_1900 | _1900
_1900 | _1900
_1900 | _1900
_1900 | _1900
_1900 | _1900
_1900 | _1900
_1900 | _1900
_1900 | _1900
_1900 | _1900
_1900 | _1900
_1900 | _1900
_1900 | _1900
_1900 | _1900
_1900 | _1900
_1900 | _1900
_1900 | _1900
_1900 | _1900
_1900 | _1900
_1900 | _1900
_1900 | _1900
_1900 | _1900
_1900 | _1900
_1900 | _1900
_1900 | _1900
_1900 | _1900
_1900 | _1900
_1900 | _1900
_1900 | _1900
_1900 | _1900
_1900 | _1900
_1900 | _1900
_1900 | _1900
_1900 | _1900
_1900 | _1900
_1900 | _1900
_1900 | _1900
_1900 | _1900
_1900 | _1900
_1900 | _1900
_1900 | _1900
_1900 | _1900
_1900 | _1900
_1900 | _1900
_1900 | _1900
_1900 | _1900
_1900 | _1900
_1900 | _1900
_1900 | _1900
_1900 | _1900
_1900 | _1900
_1900 | _1900
_1900 | _1900
_1900 | _1900
_1900 | _1900
_1900 | _1900
_1900 | _1900
_1900 | _1900
_1900 | _1900
_1900 | _1900
_1900 | _1900
_1900 | _1900
_1900 | _1900
_1900 | _1900
_1900 | _1900
_1900 | _1900
_1900 | _1900
_1900 | _1900
_1900 | _1900
_1900 | _1900
_1900 | _1900
_1900 | _1900
_1900 | _1900
_1900 | _1900
_1900 | _1900
_1900 | _1900
_1900 | _1900
_1900 | _1900
_1900 | _1900
_1900 | _1900
_1900 | _1900
_1900 | _1900
_1900 | _1900
_1900 | _1900
_1900 | _1900
_1900 | _1900
_1900 | _1900
_1900 | _1900
_1900 | _1900
_1900 | _1900
_1900 | _1900
_1900 | _1900
_1900 | _1900
_1900 | _1900
_1900 | _1900
_1900 | _1900
_1900 | _1900
_1900 | _1900
_1900 | _1900
_1900 | _1900
_1900 | _1900
_1900 | _1900
_1900 | _1900
_1900 | _1900
_1900 | _1900
_1900 | _1900
_1900 | _1900
_1900 | _1900
_1900 | _1900
_1900 | _1900
_1900 | _1900
_1900 | _1900
_1900 | _1900
_1900 | _1900
_1900 | _1900
_1900 | _1900
_1900 | _1900
_1900 | _1900
_1900 | _1900
_1900 | _1900
_1900 | _1900
_1900 | _1900
_1900 | _1900
_1900 | _1900
_1900 | _1900
_1900 | _1900
_1900 | _1900
_1900 | _1900
_1900 | _1900
_1900 | _1900
_1900 | _1900
_1900 | _1900
_1900 | _1900
_1900 | _1900
_1900 | _1900
_1900 | _1900
_1900 | _1900
_1900 | _1900
_1900 | _1900
_1900 | _1900
_1900 | _1900
_1900 | _1900
_1900 | _1900
_1900 | _1900
_1900 | _1900
_1900 | _1900
_1900 | _1900
_1900 | _1900
_1900 | _1900
_1900 | _1900
_1900 | _1900
_1900 | _1900
_1900 | _1900
_1900 | _1900
_1900 | _1900
_1900 | _1900
_1900 | _1900
_1900 | _1900
_1900 | _1900
_1900 | _1900
_1900 | _1900
_1900 | _1900
_1900 | _1900
_1900 | _1900
_1900 | _1900
_1900 | _1900
_1900 | _1900
_1900 | _1900
_1900 | _1900
_1900 | _1900
_1900 | _1900
_1900 | _1900
_1900 | _1900
_1900 | _1900
_1900 | _1900
_1900 | _1900
_1900 | _1900
_1900 | _1900
_1900 | _1900
_1900 | _1900
_1900 | _1900
_1900 | _1900
_1900 | _1900
_1900 | _1900
_1900 | _1900
_1900 | _1900
_1900 | _1900
_1900 | _1900
_1900 | _1900
_1900 | _1900
_1900 | _1900
_1900 | _1900
_1900 | _1900
_1900 | _1900
_1900 | _1900
_1900 | _1900
_1900 | _1900
_1900 | _1900
_1900 | _1900
_1900 | _1900
_1900 | _1900
_1900 | _1900
_1900 | _1900
_1900 | _1900
_1900 | _1900
_1900 | _1900
_1900 | _1900
_1900 | _1900
_1900 | _1900
_1900 | _1900
_1900 | _1900
_1900 | _1900
_1900 | _1900
_1900 | _1900
_1900 | _1900
_1900 | _1900
_1900 | _1900
_1900 | _1900
_1900 | _1900
_1900 | _1900
_1900 | _1900
_1900 | _1900
_1900 | _1900
_1900 | _1900
_1900 | _1900
_1900 | _1900
_1900 | _1900
_1900 | _1900
_1900 | _1900
_1900 | _1900
_1900 | _1900
_1900 | _1900
_1900 | _1900
_1900 | _1900
_1900 | _1900
_1900 | _1900
_1900 | _1900
_1900 | _1900
_1900 | _1900
_1900 | _1900
_1900 | _1900
_1900 | _1900
_1900 | _1900
_1900 | _1900
_1900 | _1900
_1900 | _1900
_1900 | _1900
_1900 | _1900
_1900 | _1900
_1900 | _1900
_1900 | _1900
_1900 | _1900
_1900 | _1900
_1900 | _1900
_1900 | _1900
_1900 | _1900
_1900 | _1900
_1900 | _1900
_1900 | _1900
_1900 | _1900
_1900 | _1900
_1900 | _1900
_1900 | _1900
_1900 | _1900
_1900 | _1900
_1900 | _1900
_1900 | _1900
_1900 | _1900
_1900 | _1900
_1900 | _1900
_1900 | _1900
_1900 | _1900
_1900 | _1900
_1900 | _1900
_1900 | _1900
_1900 | _1900
_1900 | _1900
_1900 | _1900
_1900 | _1900
_1900 | _1900
_1900 | _1900
_1900 | _1900
_1900 | _1900
_1900 | _1900
_1900 | _1900
_1900 | _1900
_1900 | _1900
_1900 | _1900
_1900 | _1900
_1900 | _1900
_1900 | _1900
_1900 | _1900
_1900 | _1900
_1900 | _1900
_1900 | _1900
_1900 | _1900
_1900 | _1900
_1900 | _1900
_1900 | _1900
_1900 | _1900
_1900 | _1900
_1900 | _1900
_1900 | _1900
_1900 | _1900
_1900 | _1900
_1900 | _1900
_1900 | _1900
_1900 | _1900
_1900 | _1900
_1900 | _1900
_1900 | _1900
_1900 | _1900
_1900 | _1900
_1900 | _1900
_1900 | _1900
_1900 | _1900
_1900 | _1900
_1900 | _1900
_1900 | _1900
_1900 | _1900
_1900 | _1900
_1900 | _1900
_1900 | _1900
_1900 | _1900
_1900 | _1900
_1900 | _1900
_1900 | _1900
_1900 | _1900
_1900 | _1900
_1900 | _1900
_1900 | _1900
_1900 | _1900
_1900 | _1900
_1900 | _1900
_1900 | _1900
_1900 | _1900
_1900 | _1900
_1900 | _1900
_1900 | _1900
_1900 | _1900
_1900 | _1900
_1900 | _1900
_1900 | _1900
_1900 | _1900
_1900 | _1900
_1900 | _1900
_1900 | _1900
_1900 | _1900
_1900 | _1900
_1900 | _1900
_1900 | _1900
_1900 | _1900
_1900 | _1900
_1900 | _1900
_1900 | _1900
_1900 | _1900
_1900 | _1900
_1900 | _1900
_1900 | _1900
_1900 | _1900
_1900 | _1900
_1900 | _1900
_1900 | _1900
_1900 | _1900
_1900 | _1900
_1900 | _1900
_1900 | _1900
_1900 | _1900
_1900 | _1900
_1900 | _1900
_1900 | _1900
_1900 | _1900
_1900 | _1900
_1900 | _1900
_1900 | _1900
_1900 | _1900
_1900 | _1900
_1900 | _1900
_1900 | _1900
_1900 | _1900
_1900 | _1900
_1900 | _1900
_1900 | _1900
_1900 | _1900
_1900 | _1900
_1900 | _1900
_1900 | _1900
_1900 | _1900
_1900 | _1900
_1900 | _1900
_1900 | _1900
_1900 | _1900
_1900 | _1900
_1900 | _1900
_1900 | _1900
_1900 | _1900
_1900 | _1900
_1900 | _1900
_1900 | _1900
_1900 | _1900
_1900 | _1900
_1900 | _1900
_1900 | _1900
_1900 | _1900
_1900 | _1900
_1900 | _1900
_1900 | _1900
_1900 | _1900
_1900 | _1900
_1900 | _1900
_1900 | _1900
_1900 | _1900
_1900 | _1900
_1900 | _1900
_1900 | _1900
_1900 | _1900
_1900 | _1900
_1900 | _1900
_1900 | _1900
_1900 | _1900
_1900 | _1900
_1900 | _1900
_1900 | _1900
_1900 | _1900
_1900 | _1900
_1900 | _1900
_1900 | _1900
_1900 | _1900
_1900 | _1900
_1900 | _1900
_1900 | _1900
_1900 | _1900
_1900 | _1900
_1900 | _1900
_1900 | _1900
_1900 | _1900
_1900 | _1900
_1900 | _1900
_1900 | _1900
_1900 | _1900
_1900 | _1900
_1900 | _1900
_1900 | _1900
_1900 | _1900
_1900 | _1900
_1900 | _1900
_1900 | _1900
_1900 | _1900
_1900 | _1900
_1900 | _1900
_1900 | _1900
_1900 | _1900
_1900 | _1900
_1900 | _1900
_1900 | _1900
_1900 | _1900
_1900 | _1900
_1900 | _1900
_1900 | _1900
_1900 | _1900
_1900 | _1900
_1900 | _1900
_1900 | _1900
_1900 | _1900
_1900 | _1900
_1900 | _1900
_1900 | _1900
_1900 | _1900
_1900 | _1900
_1900 | _1900
_1900 | _1900
_1900 | _1900
_1900 | _1900
_1900 | _1900
_1900 | _1900
_1900 | _1900
_1900 | _1900
_1900 | _1900
_1900 | _1900
_1900 | _1900
_1900 | _1900
_1900 | _1900
_1900 | _1900
_1900 | _1900
_1900 | _1900
_1900 | _1900
_1900 | _1900
_1900 | _1900
_1900 | _1900
_1900 | _1900
_1900 | _1900
_1900 | _1900
_1900 | _1900
_1900 | _1900
_1900 | _1900
_1900 | _1900
_1900 | _1900
_1900 | _1900
_1900 | _1900
_1900 | _1900
_1900 | _1900
_1900 | _1900
_1900 | _1900
_1900 | _1900
_1900 | _1900
_1900 | _1900
_1900 | _1900
_1900 | _1900
_1900 | _1900
_1900 | _1900
_1900 | _1900
_1900 | _1900
_1900 | _1900
_1900 | _1900
_1900 | _1900
_1900 | _1900
_1900 | _1900
_1900 | _1900
_1900 | _1900
_1900 | _1900
_1900 | _1900
_1900 | _1900
_1900 | _1900
_1900 | _1900
_1900 | _1900
_1900 | _1900
_1900 | _1900
_1900 | _1900
_1900 | _1900
_1900 | _1900
_1900 | _1900
_1900 | _1900
_1900 | _1900
_1900 | _1900
_1900 | _1900
_1900 | _1900
_1900 | _1900
_1900 | _1900
_1900 | _1900
_1900 | _1900
_1900 | _1900
_1900 | _1900
_1900 | _1900
_1900 | _1900
_1900 | _1900
_1900 | _1900
_1900 | _1900
_1900 | _1900
_1900 | _1900
_1900 | _1900
_1900 | _1900
_1900 | _1900
_1900 | _1900
_1900 | _1900
_1900 | _1900
_1900 | _1900
_1900 | _1900
_1900 | _1900
_1900 | _1900
_1900 | _1900
_1900 | _1900
_1900 | _1900
_1900 | _1900
_1900 | _1900
_1900 | _1900
_1900 | _1900
_1900 | _1900
_1900 | _1900
_1900 | _1900
_1900 | _1900
_1900 | _1900
_1900 | _1900
_1900 | _1900
_1900 | _1900
_1900 | _1900
_1900 | _1900
_1900 | _1900
_1900 | _1900
_1900 | _1900
_1900 | _1900
_1900 | _1900
_1900 | _1900
_1900 | _1900
_1900 | _1900
_1900 | _1900
_1900 | _1900
_1900 | _1900
_1900 | _1900
_1900 | _1900
_1900 | _1900
_1900 | _1900
_1900 | _1900
_1900 | _1900
_1900 | _1900
_1900 | _1900
_1900 | _1900
_1900 | _1900
_1900 | _1900
_1900 | _1900
_1900 | _1900
_1900 | _1900
_1900 | _1900
_1900 | _1900
_1900 | _1900
_1900 | _1900
_1900 | _1900
_1900 | _1900
_1900 | _1900
_1900 | _1900
_1900 | _1900
_1900 | _1900
_1900 | _1900
_1900 | _1900
_1900 | _1900
_1900 | _1900
_1900 | _1900
_1900 | _1900
_1900 | _1900
_1900 | _1900
_1900 | _1900
_1900 | _1900
_1900 | _1900
_1900 | _1900
_1900 | _1900
_1900 | _1900
_1900 | _1900
_1900 | _1900
_1900 | _1900
_1900 | _1900
_1900 | _1900
_1900 | _1900
_1900 | _1900
_1900 | _1900
_1900 | _1900
_1900 | _1900
_1900 | _1900
_1900 | _1900
_1900 | _1900
_1900 | _1900
_1900 | _1900
_1900 | _1900
_1900 | _1900
_1900 | _1900
_1900 | _1900
_1900 | _1900
_1900 | _1900
_1900 | _1900
_1900 | _1900
_1900 | _1900
_1900 | _1900
_1900 | _1900
_1900 | _1900
_1900 | _1900
_1900 | _1900
_1900 | _1900
_1900 | _1900
_1900 | _1900
_1900 | _1900
_1900 | _1900
_1900 | _1900
_1900 | _1900
_1900 | _1900
_1900 | _1900
_1900 | _1900
_1900 | _1900
_1900 | _1900
_1900 | _1900
_1900 | _1900
_1900 | _1900
_1900 | _1900
_1900 | _1900
_1900 | _1900
_1900 | _1900
_1900 | _1900
_1900 | _1900
_1900 | _1900
_1900 | _1900
_1900 | _1900
_1900 | _1900
_1900 | _1900
_1900 | _1900
_1900 | _1900
_1900 | _1900
_1900 | _1900
_1900 | _1900
_1900 | _1900
_1900 | _1900
_1900 | _1900
_1900 | _1900
_1900 | _1900
_1900 | _1900
_1900 | _1900
_1900 | _1900
_1900 | _1900
_1900 | _1900
_1900 | _1900
_1900 | _1900
_1900 | _1900
_1900 | _1900
_1900 | _1900
_1900 | _1900
_1900 | _1900
_1900 | _1900
_1900 | _1900
_1900 | _1900
_1900 | _1900
_1900 | _1900
_1900 | _1900
_1900 | _1900
_1900 | _1900
_1900 | _1900
_1900 | _1900
_1900 | _1900
_1900 | _1900
_1900 | _1900
_1900 | _1900
_1900 | _1900
_1900 | _1900
_1900 | _1900
_1900 | _1900
_1900 | _1900
_1900 | _1900
_1900 | _1900
_1900 | _1900
_1900 | _1900
_1900 | _1900
_1900 | _1900
_1900 | _1900
_1900 | _1900
_1900 | _1900
_1900 | _1900
_1900 | _1900
_1900 | _1900
_1900 | _1900
_1900 | _1900
_1900 | _1900
_1900 | _1900
_1900 | _1900
_1900 | _1900
_1900 | _1900
_1900 | _1900
_1900 | _1900
_1900 | _1900
_1900 | _1900
_1900 | _1900
_1900 | _1900
_1900 | _1900
_1900 | _1900
_1900 | _1900
_1900 | _1900
_1900 | _1900
_1900 | _1900
_1900 | _1900
_1900 | _1900
_1900 | _1900
_1900 | _1900
_1900 | _1900
_1900 | _1900
_1900 | _1900
_1900 | _1900
_1900 | _1900
_1900 | _1900
_1900 | _1900
_1900 | _1900
_1900 | _1900
_1900 | _1900
_1900 | _1900
_1900 | _1900
_1900 | _1900
_1900 | _1900
_1900 | _1900
_1900 | _1900
_1900 | _1900
_1900 | _1900
_1900 | _1900
_1900 | _1900
_1900 | _1900
_1900 | _1900
_1900 | _1900
_1900 | _1900
_1900 | _1900
_1900 | _1900
_1900 | _1900
_1900 | _1900
_1900 | _1900
_1900 | _1900
_1900 | _1900
_1900 | _1900
_1900 | _1900
_1900 | _1900
_1900 | _1900
_1900 | _1900
_1900 | _1900
_1900 | _1900
_1900 | _1900
_1900 | _1900
_1900 | _1900
_1900 | _1900
_1900 | _1900
_1900 | _1900
_1900 | _1900
_1900 | _1900
_1900 | _1900
_1900 | _1900
_1900 | _1900
_1900 | _1900
_1900 | _1900
_1900 | _1900
_1900 | _1900
_1900 | _1900
_1900 | _1900
_1900 | _1900
_1900 | _1900
_1900 | _1900
_1900 | _1900
_1900 | _1900
_1900 | _1900
_1900 | _1900
_1900 | _1900
_1900 | _1900
_1900 | _1900
_1900 | _1900
_1900 | _1900
_1900 | _1900
_1900 | _1900
_1900 | _1900
_1900 | _1900
_1900 | _1900
_1900 | _1900
_1900 | _1900
_1900 | _1900
_1900 | _1900
_1900 | _1900
_1900 | _1900
_1900 | _1900
_1900 | _1900
_1900 | _1900
_1900 | _1900
_1900 | _1900
_1900 | _1900
_1900 | _1900
_1900 | _1900
_1900 | _1900
_1900 | _1900
_1900 | _1900
_1900 | _1900
_1900 | _1900
_1900 | _1900
_1900 | _1900
_1900 | _1900
_1900 | _1900
_1900 | _1900
_1900 | _1900
_1900 | _1900
_1900 | _1900
_1900 | _1900
_1900 | _1900
_1900 | _1900
_1900 | _1900
_1900 | _1900
_1900 | _1900
_1900 | _1900
_1900 | _1900
_1900 | _1900
_1900 | _1900
_1900 | _1900
_1900 | _1900
_1900 | _1900
_1900 | _1900
_1900 | _1900
_1900 | _1900
_1900 | _1900
_1900 | _1900
_1900 | _1900
_1900 | _1900
_1900 | _1900
_1900 | _1900
_1900 | _1900
_1900 | _1900
_1900 | _1900
_1900 | _1900
_1900 | _1900
_1900 | _1900
_1900 | _1900
_1900 | _1900
_1900 | _1900
_1900 | _1900
_1900 | _1900
_1900 | _1900
_1900 | _1900
_1900 | _1900
_1900 | _1900
_1900 | _1900
_1900 | _1900
_1900 | _1900
_1900 | _1900
_1900 | _1900
_1900 | _1900
_1900 | _1900
_1900 | _1900
_1900 | _1900
_1900 | _1900
_1900 | _1900
_1900 | _1900
_1900 | _1900
_1900 | _1900
_1900 | _1900
_1900 | _1900
_1900 | _1900
_1900 | _1900
_1900 | _1900
_1900 | _1900
_1900 | _1900
_1900 | _1900
_1900 | _1900
_1900 | _1900
_1900 | _1900
_1900 | _1900
_1900 | _1900
_1900 | _1900
_1900 | _1900
_1900 | _1900
_1900 | _1900
_1900 | _1900
_1900 | _1900
_1900 | _1900
_1900 | _1900
_1900 | _1900
_1900 | _1900
_1900 | _1900
_1900 | _1900
_1900 | _1900
_1900 | _1900
_1900 | _1900
_1900 | _1900
_1900 | _1900
_1900 | _1900
_1900 | _1900
_1900 | _1900
_1900 | _1900
_1900 | _1900
_1900 | _1900
_1900 | _1900
_1900 | _1900
_1900 | _1900
_1900 | _1900
_1900 | _1900
_1900 | _1900
_1900 | _1900
_1900 | _1900
_1900 | _1900
_1900 | _1900
_1900 | _1900
_1900 | _1900
_1900 | _1900
_1900 | _1900
_1900 | _1900
_1900 | _1900
_1900 | _1900
_1900 | _1900
_1900 | _1900
_1900 | _1900
_1900 | _1900
_1900 | _1900
_1900 | _1900
_1900 | _1900
_1900 | _1900
_1900 | _1900
_1900 | _1900
_1900 | _1900
_1900 | _1900
_1900 | _1900
_1900 | _1900
_1900 | _1900
_1900 | _1900
_1900 | _1900
_1900 | _1900
_1900 | _1900
_1900 | _1900
_1900 | _1900
_1900 | _1900
_1900 | _1900
_1900 | _1900
_1900 | _1900
_1900 | _1900
_1900 | _1900
_1900 | _1900
_1900 | _1900
_1900 | _1900
_1900 | _1900
_1900 | _1900
_1900 | _1900
_1900 | _1900
_1900 | _1900
_1900 | _1900
_1900 | _1900
_1900 | _1900
_1900 | _1900
_1900 | _1900
_1900 | _1900
_1900 | _1900
_1900 | _1900
_1900 | _1900
_1900 | _1900
_1900 | _1900
_1900 | _1900
_1900 | _1900
_1900 | _1900
_1900 | _1900
_1900 | _1900
_1900 | _1900
_1900 | _1900
_1900 | _1900
_1900 | _1900
_1900 | _1900
_1900 | _1900
_1900 | _1900
_1900 | _1900
_1900 | _1900
_1900 | _1900
_1900 | _1900
_1900 | _1900
_1900 | _1900
_1900 | _1900
_1900 | _1900
_1900 | _1900
_1900 | _1900
_1900 | _1900
_1900 | _1900
_1900 | _1900
_1900 | _1900
_1900 | _1900
_1900 | _1900
_1900 | _1900
_1900 | _1900
_1900 | _1900
_1900 | _1900
_1900 | _1900
_1900 | _1900
_1900 | _1900
_1900 | _1900
_1900 | _1900
_1900 | _1900
_1900 | _1900
_1900 | _1900
_1900 | _1900
_1900 | _1900
_1900 | _1900
_1900 | _1900
_1900 | _1900
_1900 | _1900
_1900 | _1900
_1900 | _1900
_1900 | _1900
_1900 | _1900
_1900 | _1900
_1900 | _1900
_1900 | _1900
_1900 | _1900
_1900 | _1900
_1900 | _1900
_1900 | _1900
_1900 | _1900
_1900 | _1900
_1900 | _1900
_1900 | _1900
_1900 | _1900
_1900 | _1900
_1900 | _1900
_1900 | _1900
_1900 | _1900
_1900 | _1900
_1900 | _1900
_1900 | _1900
_1900 | _1900
_1900 | _1900
_1900 | _1900
_1900 | _1900
_1900 | _1900
_1900 | _1900
_1900 | _1900
_1900 | _1900
_1900 | _1900
_1900 | _1900
_1900 | _1900
_1900 | _1900
_1900 | _1900
_1900 | _1900
_1900 | _1900
_1900 | _1900
_1900 | _1900
_1900 | _1900
_1900 | _1900
_1900 | _1900
_1900 | _1900
_1900 | _1900
_1900 | _1900
_1900 | _1900
_1900 | _1900
_1900 | _1900
_1900 | _1900
_1900 | _1900
_1900 | _1900
_1900 | _1900
_1900 | _1900
_1900 | _1900
_1900 | _1900
_1900 | _1900
_1900 | _1900
_1900 | _1900
_1900 | _1900
_1900 | _1900
_1900 | _1900
_1900 | _1900
_1900 | _1900
_1900 | _1900
_1900 | _1900
_1900 | _1900
_1900 | _1900
_1900 | _1900
_1900 | _1900
_1900 | _1900
_1900 | _1900
_1900 | _1900
_1900 | _1900
_1900 | _1900
_1900 | _1900
_1900 | _1900
_1900 | _1900
_1900 | _1900
_1900 | _1900
_1900 | _1900
_1900 | _1900
_1900 | _1900
_1900 | _1900
_1900 | _1900
_1900 | _1900
_1900 | _1900
_1900 | _1900
_1900 | _1900
_1900 | _1900
_1900 | _1900
_1900 | _1900
_1900 | _1900
_1900 | _1900
_1900 | _1900
_1900 | _1900
_1900 | _1900
_1900 | _1900
_1900 | _1900
_1900 | _1900
_1900 | _1900
_1900 | _1900
_1900 | _1900
_1900 | _1900
_1900 | _1900
_1900 | _1900
_1900 | _1900
_1900 | _1900
_1900 | _1900
_1900 | _1900
_1900 | _1900
_1900 | _1900
_1900 | _1900
_1900 | _1900
_1900 | _1900
_1900 | _1900
_1900 | _1900
_1900 | _1900
_1900 | _1900
_1900 | _1900
_1900 | _1900
_1900 | _1900
_1900 | _1900
_1900 | _1900
_1900 | _1900
_1900 | _1900
_1900 | _1900
_1900 | _1900
_1900 | _1900
_1900 | _1900
_1900 | _1900
_1900 | _1900
_1900 | _1900
_1900 | _1900
_1900 | _1900
_1900 | _1900
_1900 | _1900
_1900 | _1900
_1900 | _1900
_1900 | _1900
_1900 | _1900
_1900 | _1900
_1900 | _1900
_1900 | _1900
_1900 | _1900
_1900 | _1900
_1900 | _1900
_1900 | _1900
_1900 | _1900
_1900 | _1900
_1900 | _1900
_1900 | _1900
_1900 | _1900
_1900 | _1900
_1900 | _1900
_1900 | _1900
_1900 | _1900
_1900 | _1900
_1900 | _1900
_1900 | _1900
_1900 | _1900
_1900 | _1900
_1900 | _1900
_1900 | _1900
_1900 | _1900
_1900 | _1900
_1900 | _1900
_1900 | _1900
_1900 | _1900
_1900 | _1900
_1900 | _1900
_1900 | _1900
_1900 | _1900
_1900 | _1900
_1900 | _1900
_1900 | _1900
_1900 | _1900
_1900 | _1900
_1900 | _1900
_1900 | _1900
_1900 | _1900
_1900 | _1900
_1900 | _1900
_1900 | _1900
_1900 | _1900
_1900 | _1900
_1900 | _1900
_1900 | _1900
_1900 | _1900
_1900 | _1900
_1900 | _1900
_1900 | _1900
_1900 | _1900
_1900 | _1900
_1900 | _1900
_1900 | _1900
_1900 | _1900
_1900 | _1900
_1900 | _1900
_1900 | _1900
_1900 | _1900
_1900 | _1900
_1900 | _1900
_1900 | _1900
_1900 | _1900
_1900 | _1900
_1900 | _1900
_1900 | _1900
_1900 | _1900
_1900 | _1900
_1900 | _1900
_1900 | _1900
_1900 | _1900
_1900 | _1900
_1900 | _1900
_1900 | _1900
_1900 | _1900
_1900 | _1900
_1900 | _1900
_1900 | _1900
_1900 | _1900
_1900 | _1900
_1900 | _1900
_1900 | _1900
_1900 | _1900
_1900 | _1900
_1900 | _1900
_1900 | _1900
_1900 | _1900
_1900 | _1900
_1900 | _1900
_1900 | _1900
_1900 | _1900
_1900 | _1900
_1900 | _1900
_1900 | _1900
_1900 | _1900
_1900 | _1900
_1900 | _1900
_1900 | _1900
_1900 | _1900
_1900 | _1900
_1900 | _1900
_1900 | _1900
_1900 | _1900
_1900 | _1900
_1900 | _1900
_1900 | _1900
_1900 | _1900
_1900 | _1900
_1900 | _1900
_1900 | _1900
_1900 | _1900
_1900 | _1900
_1900 | _1900
_1900 | _1900
_1900 | _1900
_1900 | _1900
_1900 | _1900
_1900 | _1900
_1900 | _1900
_1900 | _1900
_1900 | _1900
_1900 | _1900
_1900 | _1900
_1900 | _1900
_1900 | _1900
_1900 | _1900
_1900 | _1900
_1900 | _1900
_1900 | _1900
_1900 | _1900
_1900 | _1900
_1900 | _1900
_1900 | _1900
_1900 | _1900
_1900 | _1900
_1900 | _1900
_1900 | _1900
_1900 | _1900
_1900 | _1900
_1900 | _1900
_1900 | _1900
_1900 | _1900
_1900 | _1900
_1900 | _1900
_1900 | _1900
_1900 | _1900
_1900 | _1900
_1900 | _1900
_1900 | _1900
_1900 | _1900
_1900 | _1900
_1900 | _1900
_1900 | _1900
_1900 | _1900
_1900 | _1900
_1900 | _1900
_1900 | _1900
_1900 | _1900
_1900 | _1900
_1900 | _1900
_1900 | _1900
_1900 | _1900
_1900 | _1900
_1900 | _1900
_1900 | _1900
_1900 | _1900
_1900 | _1900
_1900 | _1900
_1900 | _1900
_1900 | _1900
_1900 | _1900
_1900 | _1900
_1900 | _1900
_1900 | _1900
_1900 | _1900
_1900 | _1900
_1900 | _1900
_1900 | _1900
_1900 | _1900
_1900 | _1900
_1900 | _1900
_1900 | _1900
_1900 | _1900
_1900 | _1900
_1900 | _1900
_1900 | _1900
_1900 | _1900
_1900 | _1900
_1900 | _1900
_1900 | _1900
_1900 | _1900
_1900 | _1900
_1900 | _1900
_1900 | _1900
_1900 | _1900
_1900 | _1900
_1900 | _1900
_1900 | _1900
_1900 | _1900
_1900 | _1900
_1900 | _1900
_1900 | _1900
_1900 | _1900
_1900 | _1900
_1900 | _1900
_1900 | _1900
_1900 | _1900
_1900 | _1900
_1900 | _1900
_1900 | _1900
_1900 | _1900
_1900 | _1900
_1900 | _1900
_1900 | _1900
_1900 | _1900
_1900 | _1900
_1900 | _1900
_1900 | _1900
_1900 | _1900
_1900 | _1900
_1900 | _1900
_1900 | _1900
_1900 | _1900
_1900 | _1900
_1900 | _1900
_1900 | _1900
_1900 | _1900
_1900 | _1900
_1900 | _1900
_1900 | _1900
_1900 | _1900
_1900 | _1900
_1900 | _1900
_1900 | _1900
_1900 | _1900
_1900 | _1900
_1900 | _1900
_1900 | _1900
_1900 | _1900
_1900 | _1900
_1900 | _1900
_1900 | _1900
_1900 | _1900
_1900 | _1900
_1900 | _1900
_1900 | _1900
_1900 | _1900
_1900 | _1900
_1900 | _1900
_1900 | _1900
_1900 | _1900
_1900 | _1900
_1900 | _1900
_1900 | _1900
_1900 | _1900
_1900 | _1900
_1900 | _1900
_1900 | _1900
_1900 | _1900
_1900 | _1900
_1900 | _1900
_1900 | _1900
_1900 | _1900
_1900 | _1900
_1900 | _1900
_1900 | _1900
_1900 | _1900
_1900 | _1900
_1900 | _1900
_1900 | _1900
_1900 | _1900
_1900 | _1900
_1900 | _1900
_1900 | _1900
_1900 | _1900
_1900 | _1900
_1900 | _1900
_1900 | _1900
_1900 | _1900
_1900 | _1900
_1900 | _1900
_1900 | _1900
_1900 | _1900
_1900 | _1900
_1900 | _1900
_1900 | _1900
_1900 | _1900
_1900 | _1900
_1900 | _1900
_1900 | _1900
_1900 | _1900
_1900 | _1900
_1900 | _1900
_1900 | _1900
_1900 | _1900
_1900 | _1900
_1900 | _1900
_1900 | _1900
_1900 | _1900
_1900 | _1900
_1900 | _1900
_1900 | _1900
_1900 | _1900
_1900 | _1900
_1900 | _1900
_1900 | _1900
_1900 | _1900
_1900 | _1900
_1900 | _1900
_1900 | _1900
_1900 | _1900
_1900 | _1900
_1900 | _1900
_1900 | _1900
_1900 | _1900
_1900 | _1900
_1900 | _1900
_1900 | _1900
_1900 | _1900
_1900 | _1900
_1900 | _1900
_1900 | _1900
_1900 | _1900
_1900 | _1900
_1900 | _1900
_1900 | _1900
_1900 | _1900
_1900 | _1900
_1900 | _1900
_1900 | _1900
_1900 | _1900
_1900 | _1900
_1900 | _1900
_1900 | _1900
_1900 | _1900
_1900 | _1900
_1900 | _1900
_1900 | _1900
_1900 | _1900
_1900 | _1900
_1900 | _1900
_1900 | _1900
_1900 | _1900
_1900 | _1900
_1900 | _1900
_1900 | _1900
_1900 | _1900
_1900 | _1900
_1900 | _1900
_1900 | _1900
_1900 | _1900
_1900 | _1900
_1900 | _1900
_1900 | _1900
_1900 | _1900
_1900 | _1900
_1900 | _1900
_1900 | _1900
_1900 | _1900
_1900 | _1900
_1900 | _1900
_1900 | _1900
_1900 | _1900
_1900 | _1900
_1900 | _1900
_1900 | _1900
_1900 | _1900
_1900 | _1900
_1900 | _1900
_1900 | _1900
_1900 | _1900
_1900 | _1900
_1900 | _1900
_1900 | _1900
_1900 | _1900
_1900 | _1900
_1900 | _1900
_1900 | _1900
_1900 | _1900
_1900 | _1900
_1900 | _1900
_1900 | _1900
_1900 | _1900
_1900 | _1900
_1900 | _1900
_1900 | _1900
_1900 | _1900
_1900 | _1900
_1900 | _1900
_1900 | _1900
_1900 | _1900
_1900 | _1900
_1900 | _1900
_1900 | _1900
_1900 | _1900
_1900 | _1900
_1900 | _1900
_1900 | _1900
_1900 | _1900
_1900 | _1900
_1900 | _1900
_1900 | _1900
_1900 | _1900
_1900 | _1900
_1900 | _1900
_1900 | _1900
_1900 | _1900
_1900 | _1900
_1900 | _1900
_1900 | _1900
_1900 | _1900
_1900 | _1900
_1900 | _1900
_1900 | _1900
_1900 | _1900
_1900 | _1900
_1900 | _1900
_1900 | _1900
_1900 | _1900
_1900 | _1900
_1900 | _1900
_1900 | _1900
_1900 | _1900
_1900 | _1900
_1900 | _1900
_1900 | _1900
_1900 | _1900
_1900 | _1900
_1900 | _1900
_1900 | _1900
_1900 | _1900
_1900 | _1900
_1900 | _1900
_1900 | _1900
_1900 | _1900
_1900 | _1900
_1900 | _1900
_1900 | _1900
_1900 | _1900
_1900 | _1900
_1900 | _1900
_1900 | _1900
_1900 | _1900
_1900 | _1900
_1900 | _1900
_1900 | _1900
_1900 | _1900
_1900 | _1900
_1900 | _1900
_1900 | _1900
_1900 | _1900
_1900 | _1900
_1900 | _1900
_1900 | _1900
_1900 | _1900
_1900 | _1900
_1900 | _1900
_1900 | _1900
_1900 | _1900
_1900 | _1900
_1900 | _1900
_1900 | _1900
_1900 | _1900
_1900 | _1900
_1900 | _1900
_1900 | _1900
_1900 | _1900
_1900 | _1900
_1900 | _1900
_1900 | _1900
_1900 | _1900
_1900 | _1900
_1900 | _1900
_1900 | _1900
_1900 | _1900
_1900 | _1900
_1900 | _1900
_1900 | _1900
_1900 | _1900
_1900 | _1900
_1900 | _1900
_1900 | _1900
_1900 | _1900
_1900 | _1900
_1900 | _1900
_1900 | _1900
_1900 | _1900
_1900 | _1900
_1900 | _1900
_1900 | _1900
_1900 | _1900
_1900 | _1900
_1900 | _1900
_1900 | _1900
_1900 | _1900
_1900 | _1900
_1900 | _1900
_1900 | _1900
_1900 | _1900
_1900 | _1900
_1900 | _1900
_1900 | _1900
_1900 | _1900
_1900 | _1900
_1900 | _1900
_1900 | _1900
_1900 | _1900
_1900 | _1900
_1900 | _1900
_1900 | _1900
_1900 | _1900
_1900 | _1900
_1900 | _1900
_1900 | _1900
_1900 | _1900
_1900 | _1900
_1900 | _1900
_1900 | _1900
_1900 | _1900
_1900 | _1900
_1900 | _1900
_1900 | _1900
_1900 | _1900
_1900 | _1900
_1900 | _1900
_1900 | _1900
_1900 | _1900
_1900 | _1900
_1900 | _1900
_1900 | _1900
_1900 | _1900
_1900 | _1900
_1900 | _1900
_1900 | _1900
_1900 | _1900
_1900 | _1900
_1900 | _1900
_1900 | _1900
_1900 | _1900
_1900 | _1900
_1900 | _1900
_1900 | _1900
_1900 | _1900
_1900 | _1900
_1900 | _1900
_1900 | _1900
_1900 | _1900
_1900 | _1900
_1900 | _1900
_1900 | _1900
_1900 | _1900
_1900 | _1900
_1900 | _1900
_1900 | _1900
_1900 | _1900
_1900 | _1900
_1900 | _1900
_1900 | _1900
_1900 | _1900
_1900 | _1900
_1900 | _1900
_1900 | _1900
_1900 | _1900
_1900 | _1900
_1900 | _1900
_1900 | _1900
_1900 | _1900
_1900 | _1900
_1900 | _1900
_1900 | _1900
_1900 | _1900
_1900 | _1900
_1900 | _1900
_1900 | _1900
_1900 | _1900
_1900 | _1900
_1900 | _1900
_1900 | _1900
_1900 | _1900
_1900 | _1900
_1900 | _1900
_1900 | _1900
_1900 | _1900
_1900 | _1900
_1900 | _1900
_1900 | _1900
_1900 | _1900
_1900 | _1900
_1900 | _1900
_1900 | _1900
_1900 | _1900
_1900 | _1900
_1900 | _1900
_1900 | _1900
_1900 | _1900
_1900 | _1900
_1900 | _1900
_1900 | _1900
_1900 | _1900
_1900 | _1900
_1900 | _1900
_1900 | _1900
_1900 | _1900
_1900 | _1900
_1900 | _1900
_1900 | _1900
_1900 | _1900
_1900 | _1900
_1900 | _1900
_1900 | _1900
_1900 | _1900
_1900 | _1900
_1900 | _1900
_1900 | _1900
_1900 | _1900
_1900 | _1900
_1900 | _1900
_1900 | _1900
_1900 | _1900
_1900 | _1900
_1900 | _1900
_1900 | _1900
_1900 | _1900
_1900 | _1900
_1900 | _1900
_1900 | _1900
_1900 | _1900
_1900 | _1900
_1900 | _1900
_1900 | _1900
_1900 | _1900
_1900 | _1900
_1900 | _1900
_1900 | _1900
_1900 | _1900
_1900 | _1900
_1900 | _1900
_1900 | _1900
_1900 | _1900
_1900 | _1900
_1900 | _1900
_1900 | _1900
_1900 | _1900
_1900 | _1900
_1900 | _1900
_1900 | _1900
_1900 | _1900
_1900 | _1900
_1900 | _1900
_1900 | _1900
_1900 | _1900
_1900 | _1900
_1900 | _1900
_1900 | _1900
_1900 | _1900
_1900 | _1900
_1900 | _1900
_1900 | _1900
_1900 | _1900
_1900 | _1900
_1900 | _1900
_1900 | _1900
_1900 | _1900
_1900 | _1900
_1900 | _1900
_1900 | _1900
_1900 | _1900
_1900 | _1900
_1900 | _1900
_1900 | _1900
_1900 | _1900
_1900 | _1900
_1900 | _1900
_1900 | _1900
_1900 | _1900
_1900 | _1900
_1900 | _1900
_1900 | _1900
_1900 | _1900
_1900 | _1900
_1900 | _1900
_1900 | _1900
_1900 | _1900
_1900 | _1900
_1900 | _1900
_1900 | _1900
_1900 | _1900
_1900 | _1900
_1900 | _1900
_1900 | _1900
_1900 | _1900
_1900 | _1900
_1900 | _1900
_1900 | _1900
_1900 | _1900
_1900 | _1900
_1900 | _1900
_1900 | _1900
_1900 | _1900
_1900 | _1900
_1900 | _1900
_1900 | _1900
_1900 | _1900
_1900 | _1900
_1900 | _1900
_1900 | _1900
_1900 | _1900
_1900 | _1900
_1900 | _1900
_1900 | _1900
_1900 | _1900
_1900 | _1900
_1900 | _1900
_1900 | _1900
_1900 | _1900
_1900 | _1900
_1900 | _1900
_1900 | _1900
_1900 | _1900
_1900 | _1900
_1900 | _1900
_1900 | _1900
_1900 | _1900
_1900 | _1900
_1900 | _1900
_1900 | _1900
_1900 | _1900
_1900 | _1900
_1900 | _1900
_1900 | _1900
_1900 | _1900
_1900 | _1900
_1900 | _1900
_1900 | _1900
_1900 | _1900
_1900 | _1900
_1900 | _1900
_1900 | _1900
_1900 | _1900
_1900 | _1900
_1900 | _1900
_1900 | _1900
_1900 | _1900
_1900 | _1900
_1900 | _1900
_1900 | _1900
_1900 | _1900
_1900 | _1900
_1900 | _1900
_1900 | _1900
_1900 | _1900
_1900 | _1900
_1900 | _1900
_1900 | _1900
_1900 | _1900
_1900 | _1900
_1900 | _1900
_1900 | _1900
_1900 | _1900
_1900 | _1900
_1900 | _1900
_1900 | _1900
_1900 | _1900
_1900 | _1900
_1900 | _1900
_1900 | _1900
_1900 | _1900
_1900 | _1900
_1900 | _1900
_1900 | _1900
_1900 | _1900
_1900 | _1900
_1900 | _1900
_1900 | _1900
_1900 | _1900
_1900 | _1900
_1900 | _1900
_1900 | _1900
_1900 | _1900
_1900 | _1900
_1900 | _1900
_1900 | _1900
_1900 | _1900
_1900 | _1900
_1900 | _1900
_1900 | _1900
_1900 | _1900
_1900 | _1900
_1900 | _1900
_1900 | _1900
_1900 | _1900
_1900 | _1900
_1900 | _1900
_1900 | _1900
_1900 | _1900
_1900 | _1900
_1900 | _1900
_1900 | _1900
_1900 | _1900
_1900 | _1900
_1900 | _1900
_1900 | _1900
_1900 | _1900
_1900 | _1900
_1900 | _1900
_1900 | _1900
_1900 | _1900
_1900 | _1900
_1900 | _1900
_1900 | _1900
_1900 | _1900
_1900 | _1900
_1900 | _1900
_1900 | _1900
_1900 | _1900
_1900 | _1900
_1900 | _1900
_1900 | _1900
_1900 | _1900
_1900 | _1900
_1900 | _1900
_1900 | _1900
_1900 | _1900
_1900 | _1900
_1900 | _1900
_1900 | _1900
_1900 | _1900
_1900 | _1900
_1900 | _1900
_1900 | _1900
_1900 | _1900
_1900 | _1900
_1900 | _1900
_1900 | _1900
_1900 | _1900
_1900 | _1900
_1900 | _1900
_1900 | _1900
_1900 | _1900
_1900 | _1900
_1900 | _1900
_1900 | _1900
_1900 | _1900
_1900 | _1900
_1900 | _1900
_1900 | _1900
_1900 | _1900
_1900 | _1900
_1900 | _1900
_1900 | _1900
_1900 | _1900
_1900 | _1900
_1900 | _1900
_1900 | _1900
_1900 | _1900
_1900 | _1900
_1900 | _1900
_1900 | _1900
_1900 | _1900
_1900 | _1900
_1900 | _1900
_1900 | _1900
_1900 | _1900
_1900 | _1900
_1900 | _1900
_1900 | _1900
_1900 | _1900
_1900 | _1900
_1900 | _1900
_1900 | _1900
_1900 | _1900
_1900 | _1900
_1900 | _1900
_1900 | _1900
_1900 | _1900
_1900 | _1900
_1900 | _1900
_1900 | _1900
_1900 | _1900
_1900 | _1900
_1900 | _1900
_1900 | _1900
_1900 | _1900
_1900 | _1900
_1900 | _1900
_1900 | _1900
_1900 | _1900
_1900 | _1900
_1900 | _1900
_1900 | _1900
_1900 | _1900
_1900 | _1900
_1900 | _1900
_1900 | _1900
_1900 | _1900
_1900 | _1900
_1900 | _1900
_1900 | _1900
_1900 | _1900
_1900 | _1900
_1900 | _1900
_1900 | _1900
_1900 | _1900
_1900 | _1900
_1900 | _1900
_1900 | _1900
_1900 | _1900
_1900 | _1900
_1900 | _1900
_1900 | _1900
_1900 | _1900
_1900 | _1900
_1900 | _1900
_1900 | _1900
_1900 | _1900
_1900 | _1900
_1900 | _1900
_1900 | _1900
_1900 | _1900
_1900 | _1900
_1900 | _1900
_1900 | _1900
_1900 | _1900
_1900 | _1900
_1900 | _1900
_1900 | _1900
_1900 | _1900
_1900 | _1900
_1900 | _1900
_1900 | _1900
_1900 | _1900
_1900 | _1900
_1900 | _1900
_1900 | _1900
_1900 | _1900
_1900 | _1900
_1900 | _1900
_1900 | _1900
_1900 | _1900
_1900 | _1900
_1900 | _1900
_1900 | _1900
_1900 | _1900
_1900 | _1900
_1900 | _1900
_1900 | _1900
_1900 | _1900
_1900 | _1900
_1900 | _1900
_1900 | _1900
_1900 | _1900
_1900 | _1900
_1900 | _1900
_1900 | _1900
_1900 | _1900
_1900 | _1900
_1900 | _1900
_1900 | _1900
_1900 | _1900
_1900 | _1900
_1900 | _1900
_1900 | _1900
_1900 | _1900
_1900 | _1900
_1900 | _1900
_1900 | _1900
_1900 | _1900
_1900 | _1900
_1900 | _1900
_1900 | _1900
_1900 | _1900
_1900 | _1900
_1900 | _1900
_1900 | _1900
_1900 | _1900
_1900 | _1900
_1900 | _1900
_1900 | _1900
_1900 | _1900
_1900 | _1900
_1900 | _1900
_1900 | _1900
_1900 | _1900
_1900 | _1900
_1900 | _1900
_1900 | _1900
_1900 | _1900
_1900 | _1900
_1900 | _1900
_1900 | _1900
_1900 | _1900
_1900 | _1900
_1900 | _1900
_1900 | _1900
_1900 | _1900
_1900 | _1900
_1900 | _1900
_1900 | _1900
_1900 | _1900
_1900 | _1900
_1900 | _1900
_1900 | _1900
_1900 | _1900
_1900 | _1900
_1900 | _1900
_1900 | _1900
_1900 | _1900
_1900 | _1900
_1900 | _1900
_1900 | _1900
_1900 | _1900
_1900 | _1900
_1900 | _1900
_1900 | _1900
_1900 | _1900
_1900 | _1900
_1900 | _1900
_1900 | _1900
_1900 | _1900
_1900 | _1900
_1900 | _1900
_1900 | _1900
_1900 | _1900
_1900 | _1900
_1900 | _1900
_1900 | _1900
_1900 | _1900
_1900 | _1900
_1900 | _1900
_1900 | _1900
_1900 | _1900
_1900 | _1900
_1900 | _1900
_1900 | _1900
_1900 | _1900
_1900 | _1900
_1900 | _1900
_1900 | _1900
_1900 | _1900
_1900 | _1900
_1900 | _1900
_1900 | _1900
_1900 | _1900
_1900 | _1900
_1900 | _1900
_1900 | _1900
_1900 | _1900
_1900 | _1900
_1900 | _1900
_1900 | _1900
_1900 | _1900
_1900 | _1900
_1900 | _1900
_1900 | _1900
_1900 | _1900
_1900 | _1900
_1900 | _1900
_1900 | _1900
_1900 | _1900
_1900 | _1900
_1900 | _1900
_1900 | _1900
_1900 | _1900
_1900 | _1900
_1900 | _1900
_1900 | _1900
_1900 | _1900
_1900 | _1900
_1900 | _1900
_1900 | _1900
_1900 | _1900
_1900 | _1900
_1900 | _1900
_1900 | _1900
_1900 | _1900
_1900 | _1900
_1900 | _1900
_1900 | _1900
_1900 | _1900
_1900 | _1900
_1900 | _1900
_1900 | _1900
_1900 | _1900
_1900 | _1900
_1900 | _1900
_1900 | _1900
_1900 | _1900
_1900 | _1900
_1900 | _1900
_1900 | _1900
_1900 | _1900
_1900 | _1900
_1900 | _1900
_1900 | _1900
_1900 | _1900
_1900 | _1900
_1900 | _1900
_1900 | _1900
_1900 | _1900
_1900 | _1900
_1900 | _1900
_1900 | _1900
_1900 | _1900
_1900 | _1900
_1900 | _1900
_1900 | _1900
_1900 | _1900
_1900 | _1900
_1900 | _1900
_1900 | _1900
_1900 | _1900
_1900 | _1900
_1900 | _1900
_1900 | _1900
_1900 | _1900
_1900 | _1900
_1900 | _1900
_1900 | _1900
_1900 | _1900
_1900 | _1900
_1900 | _1900
_1900 | _1900
_1900 | _1900
_1900 | _1900
_1900 | _1900
_1900 | _1900
_1900 | _1900
_1900 | _1900
_1900 | _1900
_1900 | _1900
_1900 | _1900
_1900 | _1900
_1900 | _1900
_1900 | _1900
_1900 | _1900
_1900 | _1900
_1900 | _1900
_1900 | _1900
_1900 | _1900
_1900 | _1900
_1900 | _1900
_1900 | _1900
_1900 | _1900
_1900 | _1900
_1900 | _1900
_1900 | _1900
_1900 | _1900
_1900 | _1900
_1900 | _1900
_1900 | _1900
_1900 | _1900
_1900 | _1900
_1900 | _1900
_1900 | _1900
_1900 | _1900
_1900 | _1900
_1900 | _1900
_1900 | _1900
_1900 | _1900
_1900 | _1900
_1900 | _1900
_1900 | _1900
_1900 | _1900
_1900 | _1900
_1900 | _1900
_1900 | _1900
_1900 | _1900
_1900 | _1900
_1900 | _1900
_1900 | _1900
_1900 | _1900
_1900 | _1900
_1900 | _1900
_1900 | _1900
_1900 | _1900
_1900 | _1900
_1900 | _1900
_1900 | _1900
_1900 | _1900
_1900 | _1900
_1900 | _1900
_1900 | _1900
_1900 | _1900
_1900 | _1900
_1900 | _1900
_1900 | _1900
_1900 | _1900
_1900 | _1900
_1900 | _1900
_1900 | _1900
_1900 | _1900
_1900 | _1900
_1900 | _1900
_1900 | _1900
_1900 | _1900
_1900 | _1900
_1900 | _1900
_1900 | _1900
_1900 | _1900
_1900 | _1900
_1900 | _1900
_1900 | _1900
_1900 | _1900
_1900 | _1900
_1900 | _1900
_1900 | _1900
_1900 | _1900
_1900 | _1900
_1900 | _1900
_1900 | _1900
_1900 | _1900
_1900 | _1900
_1900 | _1900
_1900 | _1900
_1900 | _1900
_1900 | _1900
_1900 | _1900
_1900 | _1900
_1900 | _1900
_1900 | _1900
_1900 | _1900
_1900 | _1900
_1900 | _1900
_1900 | _1900
_1900 | _1900
_1900 | _1900
_1900 | _1900
_1900 | _1900
_1900 | _1900
_1900 | _1900
_1900 | _1900
_1900 | _1900
_1900 | _1900
_1900 | _1900
_1900 | _1900
_1900 | _1900
_1900 | _1900
_1900 | _1900
_1900 | _1900
_1900 | _1900
_1900 | _1900
_1900 | _1900
_1900 | _1900
_1900 | _1900
_1900 | _1900
_1900 | _1900
_1900 | _1900
_1900 | _1900
_1900 | _1900
_1900 | _1900
_1900 | _1900
_1900 | _1900
_1900 | _1900
_1900 | _1900
_1900 | _1900
_1900 | _1900
_1900 | _1900
_1900 | _1900
_1900 | _1900
_1900 | _1900
_1900 | _1900
_1900 | _1900
_1900 | _1900
_1900 | _1900
_1900 | _1900
_1900 | _1900
_1900 | _1900
_1900 | _1900
_1900 | _1900
_1900 | _1900
_1900 | _1900
_1900 | _1900
_1900 | _1900
_1900 | _1900
_1900 | _1900
_1900 | _1900
_1900 | _1900
_1900 | _1900
_1900 | _1900
_1900 | _1900
_1900 | _1900
_1900 | _1900
_1900 | _1900
_1900 | _1900
_1900 | _1900
_1900 | _1900
_1900 | _1900
_1900 | _1900
_1900 | _1900
_1900 | _1900
_1900 | _1900
_1900 | _1900
_1900 | _1900
_1900 | _1900
_1900 | _1900
_1900 | _1900
_1900 | _1900
_1900 | _1900
_1900 | _1900
_1900 | _1900
_1900 | _1900
_1900 | _1900
_1900 | _1900
_1900 | _1900
_1900 | _1900
_1900 | _1900
_1900 | _1900
_1900 | _1900
_1900 | _1900
_1900 | _1900
_1900 | _1900
_1900 | _1900
_1900 | _1900
_1900 | _1900
_1900 | _1900
_1900 | _1900
_1900 | _1900
_1900 | _1900
_1900 | _1900
_1900 | _1900
_1900 | _1900
_1900 | _1900
_1900 | _1900
_1900 | _1900
_1900 | _1900
_1900 | _1900
_1900 | _1900
_1900 | _1900
_1900 | _1900
_1900 | _1900
_1900 | _1900
_1900 | _1900
_1900 | _1900
_1900 | _1900
_1900 | _1900
_1900 | _1900
_1900 | _1900
_1900 | _1900
_1900 | _1900
_1900 | _1900
_1900 | _1900
_1900 | _1900
_1900 | _1900
_1900 | _1900
_1900 | _1900
_1900 | _1900
_1900 | _1900
_1900 | _1900
_1900 | _1900
_1900 | _1900
_1900 | _1900
_1900 | _1900
_1900 | _1900
_1900 | _1900
_1900 | _1900
_1900 | _1900
_1900 | _1900
_1900 | _1900
_1900 | _1900
_1900 | _1900
_1900 | _1900
_1900 | _1900
_1900 | _1900
_1900 | _1900
_1900 | _1900
_1900 | _1900
_1900 | _1900
_1900 | _1900
_1900 | _1900
_1900 | _1900
_1900 | _1900
_1900 | _1900
_1900 | _1900
_1900 | _1900
_1900 | _1900
_1900 | _1900
_1900 | _1900
_1900 | _1900
_1900 | _1900
_1900 | _1900
_1900 | _1900
_1900 | _1900
_1900 | _1900
_1900 | _1900
_1900 | _1900
_1900 | _1900
_1900 | _1900
_1900 | _1900
_1900 | _1900
_1900 | _1900
_1900 | _1900
_1900 | _1900
_1900 | _1900
_1900 | _1900
_1900 | _1900
_1900 | _1900
_1900 | _1900
_1900 | _1900
_1900 | _1900
_1900 | _1900
_1900 | _1900
_1900 | _1900
_1900 | _1900
_1900 | _1900
_1900 | _1900
_1900 | _1900
_1900 | _1900
_1900 | _1900
_1900 | _1900
_1900 | _1900
_1900 | _1900
_1900 | _1900
_1900 | _1900
_1900 | _1900
_1900 | _1900
_1900 | _1900
_1900 | _1900
_1900 | _1900
_1900 | _1900
_1900 | _1900
_1900 | _1900
_1900 | _1900
_1900 | _1900
_1900 | _1900
_1900 | _1900
_1900 | _1900
_1900 | _1900
_1900 | _1900
_1900 | _1900
_1900 | _1900
_1900 | _1900
_1900 | _1900
_1900 | _1900
_1900 | _1900
_1900 | _1900
_1900 | _1900
_1900 | _1900
_1900 | _1900
_1900 | _1900
_1900 | _1900
_1900 | _1900
_1900 | _1900
_1900 | _1900
_1900 | _1900
_1900 | _1900
_1900 | _1900
_1900 | _1900
_1900 | _1900
_1900 | _1900
_1900 | _1900
_1900 | _1900
_1900 | _1900
_1900 | _1900
_1900 | _1900
_1900 | _1900
_1900 | _1900
_1900 | _1900
_1900 | _1900
_1900 | _1900
_1900 | _1900
_1900 | _1900
_1900 | _1900
_1900 | _1900
_1900 | _1900
_1900 | _1900
_1900 | _1900
_1900 | _1900
_1900 | _1900
_1900 | _1900
_1900 | _1900
_1900 | _1900
_1900 | _1900
_1900 | _1900
_1900 | _1900
_1900 | _1900
_1900 | _1900
_1900 | _1900
_1900 | _1900
_1900 | _1900
_1900 | _1900
_1900 | _1900
_1900 | _1900
_1900 | _1900
_1900 | _1900
_1900 | _1900
_1900 | _1900
_1900 | _1900
_1900 | _1900
_1900 | _1900
_1900 | _1900
_1900 | _1900
_1900 | _1900
_1900 | _1900
_1900 | _1900
_1900 | _1900
_1900 | _1900
_1900 | _1900
_1900 | _1900
_1900 | _1900
_1900 | _1900
_1900 | _1900
_1900 | _1900
_1900 | _1900
_1900 | _1900
_1900 | _1900
_1900 | _1900
_1900 | _1900
_1900 | _1900
_1900 | _1900
_1900 | _1900
_1900 | _1900
_1900 | _1900
_1900 | _1900
_1900 | _1900
_1900 | _1900
_1900 | _1900
_1900 | _1900
_1900 | _1900
_1900 | _1900
_1900 | _1900
_1900 | _1900
_1900 | _1900
_1900 | _1900
_1900 | _1900
_1900 | _1900
_1900 | _1900
_1900 | _1900
_1900 | _1900
_1900 | _1900
_1900 | _1900
_1900 | _1900
_1900 | _1900
_1900 | _1900
_1900 | _1900
_1900 | _1900
_1900 | _1900
_1900 | _1900
_1900 | _1900
_1900 | _1900
_1900 | _1900
_1900 | _1900
_1900 | _1900
_1900 | _1900
_1900 | _1900
_1900 | _1900
_1900 | _1900
_1900 | _1900
_1900 | _1900
_1900 | _1900
_1900 | _1900
_1900 | _1900
_1900 | _1900
_1900 | _1900
_1900 | _1900
_1900 | _1900
_1900 | _1900
_1900 | _1900
_1900 | _1900
_1900 | _1900
_1900 | _1900
_1900 | _1900
_1900 | _1900
_1900 | _1900
_1900 | _1900
_1900 | _1900
_1900 | _1900
_1900 | _1900
_1900 | _1900
_1900 | _1900
_1900 | _1900
_1900 | _1900
_1900 | _1900
_1900 | _1900
_1900 | _1900
_1900 | _1900
_1900 | _1900
_1900 | _1900
_1900 | _1900
_1900 | _1900
_1900 | _1900
_1900 | _1900
_1900 | _1900
_1900 | _1900
_1900 | _1900
_1900 | _1900
_1900 | _1900
_1900 | _1900
_1900 | _1900
_1900 | _1900
_1900 | _1900
_1900 | _1900
_1900 | _1900
_1900 | _1900
_1900 | _1900
_1900 | _1900
_1900 | _1900
_1900 | _1900
_1900 | _1900
_1900 | _1900
_1900 | _1900
_1900 | _1900
_1900 | _1900
_1900 | _1900
_1900 | _1900
_1900 | _1900
_1900 | _1900
_1900 | _1900
_1900 | _1900
_1900 | _1900
_1900 | _1900
_1900 | _1900
_1900 | _1900
_1900 | _1900
_1900 | _1900
_1900 | _1900
_1900 | _1900
_1900 | _1900
_1900 | _1900
_1900 | _1900
_1900 | _1900
_1900 | _1900
_1900 | _1900
_1900 | _1900
_1900 | _1900
_1900 | _1900
_1900 | _1900
_1900 | _1900
_1900 | _1900
_1900 | _1900
_1900 | _1900
_1900 | _1900
_1900 | _1900
_1900 | _1900
_1900 | _1900
_1900 | _1900
_1900 | _1900
_1900 | _1900
_1900 | _1900
_1900 | _1900
_1900 | _1900
_1900 | _1900
_1900 | _1900
_1900 | _1900
_1900 | _1900
_1900 | _1900
_1900 | _1900
_1900 | _1900
_1900 | _1900
_1900 | _1900
_1900 | _1900
_1900 | _1900
_1900 | _1900
_1900 | _1900
_1900 | _1900
_1900 | _1900
_1900 | _1900
_1900 | _1900
_1900 | _1900
_1900 | _1900
_1900 | _1900
_1900 | _1900
_1900 | _1900
_1900 | _1900
_1900 | _1900
_1900 | _1900
_1900 | _1900
_1900 | _1900
_1900 | _1900
_1900 | _1900
_1900 | _1900
_1900 | _1900
_1900 | _1900
_1900 | _1900
_1900 | _1900
_1900 | _1900
_1900 | _1900
_1900 | _1900
_1900 | _1900
_1900 | _1900
_1900 | _1900
_1900 | _1900
_1900 | _1900
_1900 | _1900
_1900 | _1900
_1900 | _1900
_1900 | _1900
_1900 | _1900
_1900 | _1900
_1900 | _1900
_1900 | _1900
_1900 | _1900
_1900 | _1900
_1900 | _1900
_1900 | _1900
_1900 | _1900
_1900 | _1900
_1900 | _1900
_1900 | _1900
_1900 | _1900
_1900 | _1900
_1900 | _1900
_1900 | _1900
_1900 | _1900
_1900 | _1900
_1900 | _1900
_1900 | _1900
_1900 | _1900
_1900 | _1900
_1900 | _1900
_1900 | _1900
_1900 | _1900
_1900 | _1900
_1900 | _1900
_1900 | _1900
_1900 | _1900
_1900 | _1900
_1900 | _1900
_1900 | _1900
_1900 | _1900
_1900 | _1900
_1900 | _1900
_1900 | _1900
_1900 | _1900
_1900 | _1900
_1900 | _1900
_1900 | _1900
_1900 | _1900
_1900 | _1900
_1900 | _1900
_1900 | _1900
_1900 | _1900
_1900 | _1900
_1900 | _1900
_1900 | _1900
_1900 | _1900
_1900 | _1900
_1900 | _1900
_1900 | _1900
_1900 | _1900
_1900 | _1900
_1900 | _1900
_1900 | _1900
_1900 | _1900
_1900 | _1900
_1900 | _1900
_1900 | _1900
_1900 | _1900
_1900 | _1900
_1900 | _1900
_1900 | _1900
_1900 | _1900
_1900 | _1900
_1900 | _1900
_1900 | _1900
_1900 | _1900
_1900 | _1900
_1900 | _1900
_1900 | _1900
_1900 | _1900
_1900 | _1900
_1900 | _1900
_1900 | _1900
_1900 | _1900
_1900 | _1900
_1900 | _1900
_1900 | _1900
_1900 | _1900
_1900 | _1900
_1900 | _1900
_1900 | _1900
_1900 | _1900
_1900 | _1900
_1900 | _1900
_1900 | _1900
_1900 | _1900
_1900 | _1900
_1900 | _1900
_1900 | _1900
_1900 | _1900
_1900 | _1900
_1900 | _1900
_1900 | _1900
_1900 | _1900
_1900 | _1900
_1900 | _1900
_1900 | _1900
_1900 | _1900
_1900 | _1900
_1900 | _1900
_1900 | _1900
_1900 | _1900
_1900 | _1900
_1900 | _1900
_1900 | _1900
_1900 | _1900
_1900 | _1900
_1900 | _1900
_1900 | _1900
_1900 | _1900
_1900 | _1900
_1900 | _1900
_1900 | _1900
_1900 | _1900
_1900 | _1900
_1900 | _1900
_1900 | _1900
_1900 | _1900
_1900 | _1900
_1900 | _1900
_1900 | _1900
_1900 | _1900
_1900 | _1900
_1900 | _1900
_1900 | _1900
_1900 | _1900
_1900 | _1900
_1900 | _1900
_1900 | _1900
_1900 | _1900
_1900 | _1900
_1900 | _1900
_1900 | _1900
_1900 | _1900
_1900 | _1900
_1900 | _1900
_1900 | _1900
_1900 | _1900
_1900 | _1900
_1900 | _1900
_1900 | _1900
_1900 | _1900
_1900 | _1900
_1900 | _1900
_1900 | _1900
_1900 | _1900
_1900 | _1900
_1900 | _1900
_1900 | _1900
_1900 | _1900
_1900 | _1900
_1900 | _1900
_1900 | _1900
_1900 | _1900
_1900 | _1900
_1900 | _1900
_1900 | _1900
_1900 | _1900
_1900 | _1900
_1900 | _1900
_1900 | _1900
_1900 | _1900
_1900 | _1900
_1900 | _1900
_1900 | _1900
_1900 | _1900
_1900 | _1900
_1900 | _1900
_1900 | _1900
_1900 | _1900
_1900 | _1900
_1900 | _1900
_1900 | _1900
_1900 | _1900
_1900 | _1900
_1900 | _1900
_1900 | _1900
_1900 | _1900
_1900 | _1900
_1900 | _1900
_1900 | _1900
_1900 | _1900
_1900 | _1900
_1900 | _1900
_1900 | _1900
_1900 | _1900
_1900 | _1900
_1900 | _1900
_1900 | _1900
_1900 | _1900
_1900 | _1900
_1900 | _1900
_1900 | _1900
_1900 | _1900
_1900 | _1900
_1900 | _1900
_1900 | _1900
_1900 | _1900
_1900 | _1900
_1900 | _1900
_1900 | _1900
_1900 | _1900
_1900 | _1900
_1900 | _1900
_1900 | _1900
_1900 | _1900
_1900 | _1900
_1900 | _1900
_1900 | _1900
_1900 | _1900
_1900 | _1900
_1900 | _1900
_1900 | _1900
_1900 | _1900
_1900 | _1900
_1900 | _1900
_1900 | _1900
_1900 | _1900
_1900 | _1900
_1900 | _1900
_1900 | _1900
_1900 | _1900
_1900 | _1900
_1900 | _1900
_1900 | _1900
_1900 | _1900
_1900 | _1900
_1900 | _1900
_1900 | _1900
_1900 | _1900
_1900 | _1900
_1900 | _1900
_1900 | _1900
_1900 | _1900
_1900 | _1900
_1900 | _1900
_1900 | _1900
_1900 | _1900
_1900 | _1900
_1900 | _1900
_1900 | _1900
_1900 | _1900
_1900 | _1900
_1900 | _1900
_1900 | _1900
_1900 | _1900
_1900 | _1900
_1900 | _1900
_1900 | _1900
_1900 | _1900
_1900 | _1900
_1900 | _1900
_1900 | _1900
_1900 | _1900
_1900 | _1900
_1900 | _1900
_1900 | _1900
_1900 | _1900
_1900 | _1900
_1900 | _1900
_1900 | _1900
_1900 | _1900
_1900 | _1900
_1900 | _1900
_1900 | _1900
_1900 | _1900
_1900 | _1900
_1900 | _1900
_1900 | _1900
_1900 | _1900
_1900 | _1900
_1900 | _1900
_1900 | _1900
_1900 | _1900
_1900 | _1900
_1900 | _1900
_1900 | _1900
_1900 | _1900
_1900 | _1900
_1900 | _1900
_1900 | _1900
_1900 | _1900
_1900 | _1900
_1900 | _1900
_1900 | _1900
_1900 | _1900
_1900 | _1900
_1900 | _1900
_1900 | _1900
_1900 | _1900
_1900 | _1900
_1900 | _1900
_1900 | _1900
_1900 | _1900
_1900 | _1900
_1900 | _1900
_1900 | _1900
_1900 | _1900
_1900 | _1900
_1900 | _1900
_1900 | _1900
_1900 | _1900
_1900 | _1900
_1900 | _1900
_1900 | _1900
_1900 | _1900
_1900 | _1900
_1900 | _1900
_1900 | _1900
_1900 | _1900
_1900 | _1900
_1900 | _1900
_1900 | _1900
_1900 | _1900
_1900 | _1900
_1900 | _1900
_1900 | _1900
_1900 | _1900
_1900 | _1900
_1900 | _1900
_1900 | _1900
_1900 | _1900
_1900 | _1900
_1900 | _1900
_1900 | _1900
_1900 | _1900
_1900 | _1900
_1900 | _1900
_1900 | _1900
_1900 | _1900
_1900 | _1900
_1900 | _1900
_1900 | _1900
_1900 | _1900
_1900 | _1900
_1900 | _1900
_1900 | _1900
_1900 | _1900
_1900 | _1900
_1900 | _1900
_1900 | _1900
_1900 | _1900
_1900 | _1900
_1900 | _1900
_1900 | _1900
_1900 | _1900
_1900 | _1900
_1900 | _1900
_1900 | _1900
_1900 | _1900
_1900 | _1900
_1900 | _1900
_1900 | _1900
_1900 | _1900
_1900 | _1900
_1900 | _1900
_1900 | _1900
_1900 | _1900
_1900 | _1900
_1900 | _1900
_1900 | _1900
_1900 | _1900
_1900 | _1900
_1900 | _1900
_1900 | _1900
_1900 | _1900
_1900 | _1900
_1900 | _1900
_1900 | _1900
_1900 | _1900
_1900 | _1900
_1900 | _1900
_1900 | _1900
_1900 | _1900
_1900 | _1900
_1900 | _1900
_1900 | _1900
_1900 | _1900
_1900 | _1900
_1900 | _1900
_1900 | _1900
_1900 | _1900
_1900 | _1900
_1900 | _1900
_1900 | _1900
_1900 | _1900
_1900 | _1900
_1900 | _1900
_1900 | _1900
_1900 | _1900
_1900 | _1900
_1900 | _1900
_1900 | _1900
_1900 | _1900
_1900 | _1900
_1900 | _1900
_1900 | _1900
_1900 | _1900
_1900 | _1900
_1900 | _1900
_1900 | _1900
_1900 | _1900
_1900 | _1900
_1900 | _1900
_1900 | _1900
_1900 | _1900
_1900 | _1900
_1900 | _1900
_1900 | _1900
_1900 | _1900
_1900 | _1900
_1900 | _1900
_1900 | _1900
_1900 | _1900
_1900 | _1900
_1900 | _1900
_1900 | _1900
_1900 | _1900
_1900 | _1900
_1900 | _1900
_1900 | _1900
_1900 | _1900
_1900 | _1900
_1900 | _1900
_1900 | _1900
_1900 | _1900
_1900 | _1900
_1900 | _1900
_1900 | _1900
_1900 | _1900
_1900 | _1900
_1900 | _1900
_1900 | _1900
_1900 | _1900
_1900 | _1900
_1900 | _1900
_1900 | _1900
_1900 | _1900
_1900 | _1900
_1900 | _1900
_1900 | _1900
_1900 | _1900
_1900 | _1900
_1900 | _1900
_1900 | _1900
_1900 | _1900
_1900 | _1900
_1900 | _1900
_1900 | _1900
_1900 | _1900
_1900 | _1900
_1900 | _1900
_1900 | _1900
_1900 | _1900
_1900 | _1900
_1900 | _1900
_1900 | _1900
_1900 | _1900
_1900 | _1900
_1900 | _1900
_1900 | _1900
_1900 | _1900
_1900 | _1900
_1900 | _1900
_1900 | _1900
_1900 | _1900
_1900 | _1900
_1900 | _1900
_1900 | _1900
_1900 | _1900
_1900 | _1900
_1900 | _1900
_1900 | _1900
_1900 | _1900
_1900 | _1900
_1900 | _1900
_1900 | _1900
_1900 | _1900
_1900 | _1900
_1900 | _1900
_1900 | _1900
_1900 | _1900
_1900 | _1900
_1900 | _1900
_1900 | _1900
_1900 | _1900
_1900 | _1900
_1900 | _1900
_1900 | _1900
_1900 | _1900
_1900 | _1900
_1900 | _1900
_1900 | _1900
_1900 | _1900
_1900 | _1900
_1900 | _1900
_1900 | _1900
_1900 | _1900
_1900 | _1900
_1900 | _1900
_1900 | _1900
_1900 | _1900
_1900 | _1900
_1900 | _1900
_1900 | _1900
_1900 | _1900
_1900 | _1900
_1900 | _1900
_1900 | _1900
_1900 | _1900
_1900 | _1900
_1900 | _1900
_1900 | _1900
_1900 | _1900
_1900 | _1900
_1900 | _1900
_1900 | _1900
_1900 | _1900
_1900 | _1900
_1900 | _1900
_1900 | _1900
_1900 | _1900
_1900 | _1900
_1900 | _1900
_1900 | _1900
_1900 | _1900
_1900 | _1900
_1900 | _1900
_1900 | _1900
_1900 | _1900
_1900 | _1900
_1900 | _1900
_1900 | _1900
_1900 | _1900
_1900 | _1900
_1900 | _1900
_1900 | _1900
_1900 | _1900
_1900 | _1900
_1900 | _1900
_1900 | _1900
_1900 | _1900
_1900 | _1900
_1900 | _1900
_1900 | _1900
_1900 | _1900
_1900 | _1900
_1900 | _1900
_1900 | _1900
_1900 | _1900
_1900 | _1900
_1900 | _1900
_1900 | _1900
_1900 | _1900
_1900 | _1900
_1900 | _1900
_1900 | _1900
_1900 | _1900
_1900 | _1900
_1900 | _1900
_1900 | _1900
_1900 | _1900
_1900 | _1900
_1900 | _1900
_1900 | _1900
_1900 | _1900
_1900 | _1900
_1900 | _1900
_1900 | _1900
_1900 | _1900
_1900 | _1900
_1900 | _1900
_1900 | _1900
_1900 | _1900
_1900 | _1900
_1900 | _1900
_1900 | _1900
_1900 | _1900
_1900 | _1900
_1900 | _1900
_1900 | _1900
_1900 | _1900
_1900 | _1900
_1900 | _1900
_1900 | _1900
_1900 | _1900
_1900 | _1900
_1900 | _1900
_1900 | _1900
_1900 | _1900
_1900 | _1900
_1900 | _1900
_1900 | _1900
_1900 | _1900
_1900 | _1900
_1900 | _1900
_1900 | _1900
_1900 | _1900
_1900 | _1900
_1900 | _1900
_1900 | _1900
_1900 | _1900
_1900 | _1900
_1900 | _1900
_1900 | _1900
_1900 | _1900
_1900 | _1900
_1900 | _1900
_1900 | _1900
_1900 | _1900
_1900 | _1900
_1900 | _1900
_1900 | _1900
_1900 | _1900
_1900 | _1900
_1900 | _1900
_1900 | _1900
_1900 | _1900
_1900 | _1900
_1900 | _1900
_1900 | _1900
_1900 | _1900
_1900 | _1900
_1900 | _1900
_1900 | _1900
_1900 | _1900
_1900 | _1900
_1900 | _1900
_1900 | _1900
_1900 | _1900
_1900 | _1900
_1900 | _1900
_1900 | _1900
_1900 | _1900
_1900 | _1900
_1900 | _1900
_1900 | _1900
_1900 | _1900
_1900 | _1900
_1900 | _1900
_1900 | _1900
_1900 | _1900
_1900 | _1900
_1900 | _1900
_1900 | _1900
_1900 | _1900
_1900 | _1900
_1900 | _1900
_1900 | _1900
_1900 | _1900
_1900 | _1900
_1900 | _1900
_1900 | _1900
_1900 | _1900
_1900 | _1900
_1900 | _1900
_1900 | _1900
_1900 | _1900
_1900 | _1900
_1900 | _1900
_1900 | _1900
_1900 | _1900
_1900 | _1900
_1900 | _1900
_1900 | _1900
_1900 | _1900
_1900 | _1900
_1900 | _1900
_1900 | _1900
_1900 | _1900
_1900 | _1900
_1900 | _1900
_1900 | _1900
_1900 | _1900
_1900 | _1900
_1900 | _1900
_1900 | _1900
_1900 | _1900
_1900 | _1900
_1900 | _1900
_1900 | _1900
_1900 | _1900
_1900 | _1900
_1900 | _1900
_1900 | _1900
_1900 | _1900
_1900 | _1900
_1900 | _1900
_1900 | _1900
_1900 | _1900
_1900 | _1900
_1900 | _1900
_1900 | _1900
_1900 | _1900
_1900 | _1900
_1900 | _1900
_1900 | _1900
_1900 | _1900
_1900 | _1900
_1900 | _1900
_1900 | _1900
_1900 | _1900
_1900 | _1900
_1900 | _1900
_1900 | _1900
_1900 | _1900
_1900 | _1900
_1900 | _1900
_1900 | _1900
_1900 | _1900
_1900 | _1900
_1900 | _1900
_1900 | _1900
_1900 | _1900
_1900 | _1900
_1900 | _1900
_1900 | _1900
_1900 | _1900
_1900 | _1900
_1900 | _1900
_1900 | _1900
_1900 | _1900
_1900 | _1900
_1900 | _1900
_1900 | _1900
_1900 | _1900
_1900 | _1900
_1900 | _1900
_1900 | _1900
_1900 | _1900
_1900 | _1900
_1900 | _1900
_1900 | _1900
_1900 | _1900
_1900 | _1900
_1900 | _1900
_1900 | _1900
_1900 | _1900
_1900 | _1900
_1900 | _1900
_1900 | _1900
_1900 | _1900
_1900 | _1900
_1900 | _1900
_1900 | _1900
_1900 | _1900
_1900 | _1900
_1900 | _1900
_1900 | _1900
_1900 | _1900
_1900 | _1900
_1900 | _1900
_1900 | _1900
_1900 | _1900
_1900 | _1900
_1900 | _1900
_1900 | _1900
_1900 | _1900
_1900 | _1900
_1900 | _1900
_1900 | _1900
_1900 | _1900
_1900 | _1900
_1900 | _1900
_1900 | _1900
_1900 | _1900
_1900 | _1900
_1900 | _1900
_1900 | _1900
_1900 | _1900
_1900 | _1900
_1900 | _1900
_1900 | _1900
_1900 | _1900
_1900 | _1900
_1900 | _1900
_1900 | _1900
_1900 | _1900
_1900 | _1900
_1900 | _1900
_1900 | _1900
_1900 | _1900
_1900 | _1900
_1900 | _1900
_1900 | _1900
_1900 | _1900
_1900 | _1900
_1900 | _1900
_1900 | _1900
_1900 | _1900
_1900 | _1900
_1900 | _1900
_1900 | _1900
_1900 | _1900
_1900 | _1900
_1900 | _1900
_1900 | _1900
_1900 | _1900
_1900 | _1900
_1900 | _1900
_1900 | _1900
_1900 | _1900
_1900 | _1900
_1900 | _1900
_1900 | _1900
_1900 | _1900
_1900 | _1900
_1900 | _1900
_1900 | _1900
_1900 | _1900
_1900 | _1900
_1900 | _1900
_1900 | _1900
_1900 | _1900
_1900 | _1900
_1900 | _1900
_1900 | _1900
_1900 | _1900
_1900 | _1900
_1900 | _1900
_1900 | _1900
_1900 | _1900
_1900 | _1900
_1900 | _1900
_1900 | _1900
_1900 | _1900
_1900 | _1900
_1900 | _1900
_1900 | _1900
_1900 | _1900
_1900 | _1900
_1900 | _1900
_1900 | _1900
_1900 | _1900
_1900 | _1900
_1900 | _1900
_1900 | _1900
_1900 | _1900
_1900 | _1900
_1900 | _1900
_1900 | _1900
_1900 | _1900
_1900 | _1900
_1900 | _1900
_1900 | _1900
_1900 | _1900
_1900 | _1900
_1900 | _1900
_1900 | _1900
_1900 | _1900
_1900 | _1900
_1900 | _1900
_1900 | _1900
_1900 | _1900
_1900 | _1900
_1900 | _1900
_1900 | _1900
_1900 | _1900
_1900 | _1900
_1900 | _1900
_1900 | _1900
_1900 | _1900
_1900 | _1900
_1900 | _1900
_1900 | _1900
_1900 | _1900
_1900 | _1900
_1900 | _1900
_1900 | _1900
_1900 | _1900
_1900 | _1900
_1900 | _1900
_1900 | _1900
_1900 | _1900
_1900 | _1900
_1900 | _1900
_1900 | _1900
_1900 | _1900
_1900 | _1900
_1900 | _1900
_1900 | _1900
_1900 | _1900
_1900 | _1900
_1900 | _1900
_1900 | _1900
_1900 | _1900
_1900 | _1900
_1900 | _1900
_1900 | _1900
_1900 | _1900
_1900 | _1900
_1900 | _1900
_1900 | _1900
_1900 | _1900
_1900 | _1900
_1900 | _1900
_1900 | _1900
_1900 | _1900
_1900 | _1900
_1900 | _1900
_1900 | _1900
_1900 | _1900
_1900 | _1900
_1900 | _1900
_1900 | _1900
_1900 | _1900
_1900 | _1900
_1900 | _1900
_1900 | _1900
_1900 | _1900
_1900 | _1900
_1900 | _1900
_1900 | _1900
_1900 | _1900
_1900 | _1900
_1900 | _1900
_1900 | _1900
_1900 | _1900
_1900 | _1900
_1900 | _1900
_1900 | _1900
_1900 | _1900
_1900 | _1900
_1900 | _1900
_1900 | _1900
_1900 | _1900
_1900 | _1900
_1900 | _1900
_1900 | _1900
_1900 | _1900
_1900 | _1900
_1900 | _1900
_1900 | _1900
_1900 | _1900
_1900 | _1900
_1900 | _1900
_1900 | _1900
_1900 | _1900
_1900 | _1900
_1900 | _1900
_1900 | _1900
_1900 | _1900
_1900 | _1900
_1900 | _1900
_1900 | _1900
_1900 | _1900
_1900 | _1900
_1900 | _1900
_1900 | _1900
_1900 | _1900
_1900 | _1900
_1900 | _1900
_1900 | _1900
_1900 | _1900
_1900 | _1900
_1900 | _1900
_1900 | _1900
_1900 | _1900
_1900 | _1900
_1900 | _1900
_1900 | _1900
_1900 | _1900
_1900 | _1900
_1900 | _1900
_1900 | _1900
_1900 | _1900
_1900 | _1900
_1900 | _1900
_1900 | _1900
_1900 | _1900
_1900 | _1900
_1900 | _1900
_1900 | _1900
_1900 | _1900
_1900 | _1900
_1900 | _1900
_1900 | _1900
_1900 | _1900
_1900 | _1900
_1900 | _1900
_1900 | _1900
_1900 | _1900
_1900 | _1900
_1900 | _1900
_1900 | _1900
_1900 | _1900
_1900 | _1900
_1900 | _1900
_1900 | _1900
_1900 | _1900
_1900 | _1900
_1900 | _1900
_1900 | _1900
_1900 | _1900
_1900 | _1900
_1900 | _1900
_1900 | _1900
_1900 | _1900
_1900 | _1900
_1900 | _1900
_1900 | _1900
_1900 | _1900
_1900 | _1900
_1900 | _1900
_1900 | _1900
_1900 | _1900
_1900 | _1900
_1900 | _1900
_1900 | _1900
_1900 | _1900
_1900 | _1900
_1900 | _1900
_1900 | _1900
_1900 | _1900
_1900 | _1900
_1900 | _1900
_1900 | _1900
_1900 | _1900
_1900 | _1900
_1900 | _1900
_1900 | _1900
_1900 | _1900
_1900 | _1900
_1900 | _1900
_1900 | _1900
_1900 | _1900
_1900 | _1900
_1900 | _1900
_1900 | _1900
_1900 | _1900
_1900 | _1900
_1900 | _1900
_1900 | _1900
_1900 | _1900
_1900 | _1900
_1900 | _1900
_1900 | _1900
_1900 | _1900
_1900 | _1900
_1900 | _1900
_1900 | _1900
_1900 | _1900
_1900 | _1900
_1900 | _1900
_1900 | _1900
_1900 | _1900
_1900 | _1900
_1900 | _1900
_1900 | _1900
_1900 | _1900
_1900 | _1900
_1900 | _1900
_1900 | _1900
_1900 | _1900
_1900 | _1900
_1900 | _1900
_1900 | _1900
_1900 | _1900
_1900 | _1900
_1900 | _1900
_1900 | _1900
_1900 | _1900
_1900 | _1900
_1900 | _1900
_1900 | _1900
_1900 | _1900
_1900 | _1900
_1900 | _1900
_1900 | _1900
_1900 | _1900
_1900 | _1900
_1900 | _1900
_1900 | _1900
_1900 | _1900
_1900 | _1900
_1900 | _1900
_1900 | _1900
_1900 | _1900
_1900 | _1900
_1900 | _1900
_1900 | _1900
_1900 | _1900
_1900 | _1900
_1900 | _1900
_1900 | _1900
_1900 | _1900
_1900 | _1900
_1900 | _1900
_1900 | _1900
_1900 | _1900
_1900 | _1900
_1900 | _1900
_1900 | _1900
_1900 | _1900
_1900 | _1900
_1900 | _1900
_1900 | _1900
_1900 | _1900
_1900 | _1900
_1900 | _1900
_1900 | _1900
_1900 | _1900
_1900 | _1900
_1900 | _1900
_1900 | _1900
_1900 | _1900
_1900 | _1900
_1900 | _1900
_1900 | _1900
_1900 | _1900
_1900 | _1900
_1900 | _1900
_1900 | _1900
_1900 | _1900
_1900 | _1900
_1900 | _1900
_1900 | _1900
_1900 | _1900
_1900 | _1900
_1900 | _1900
_1900 | _1900
_1900 | _1900
_1900 | _1900
_1900 | _1900
_1900 | _1900
_1900 | _1900
_1900 | _1900
_1900 | _1900
_1900 | _1900
_1900 | _1900
_1900 | _1900
_1900 | _1900
_1900 | _1900
_1900 | _1900
_1900 | _1900
_1900 | _1900
_1900 | _1900
_1900 | _1900
_1900 | _1900
_1900 | _1900
_1900 | _1900
_1900 | _1900
_1900 | _1900
_1900 | _1900
_1900 | _1900
_1900 | _1900
_1900 | _1900
_1900 | _1900
_1900 | _1900
_1900 | _1900
_1900 | _1900
_1900 | _1900
_1900 | _1900
_1900 | _1900
_1900 | _1900
_1900 | _1900
_1900 | _1900
_1900 | _1900
_1900 | _1900
_1900 | _1900
_1900 | _1900
_1900 | _1900
_1900 | _1900
_1900 | _1900
_1900 | _1900
_1900 | _1900
_1900 | _1900
_1900 | _1900
_1900 | _1900
_1900 | _1900
_1900 | _1900
_1900 | _1900
_1900 | _1900
_1900 | _1900
_1900 | _1900
_1900 | _1900
_1900 | _1900
_1900 | _1900
_1900 | _1900
_1900 | _1900
_1900 | _1900
_1900 | _1900
_1900 | _1900
_1900 | _1900
_1900 | _1900
_1900 | _1900
_1900 | _1900
_1900 | _1900
_1900 | _1900
_1900 | _1900
_1900 | _1900
_1900 | _1900
_1900 | _1900
_1900 | _1900
_1900 | _1900
_1900 | _1900
_1900 | _1900
_1900 | _1900
_1900 | _1900
_1900 | _1900
_1900 | _1900
_1900 | _1900
_1900 | _1900
_1900 | _1900
_1900 | _1900
_1900 | _1900
_1900 | _1900
_1900 | _1900
_1900 | _1900
_1900 | _1900
_1900 | _1900
_1900 | _1900
_1900 | _1900
_1900 | _1900
_1900 | _1900
_1900 | _1900
_1900 | _1900
_1900 | _1900
_1900 | _1900
_1900 | _1900
_1900 | _1900
_1900 | _1900
_1900 | _1900
_1900 | _1900
_1900 | _1900
_1900 | _1900
_1900 | _1900
_1900 | _1900
_1900 | _1900
_1900 | _1900
_1900 | _1900
_1900 | _1900
_1900 | _1900
_1900 | _1900
_1900 | _1900
_1900 | _1900
_1900 | _1900
_1900 | _1900
_1900 | _1900
_1900 | _1900
_1900 | _1900
_1900 | _1900
_1900 | _1900
_1900 | _1900
_1900 | _1900
_1900 | _1900
_1900 | _1900
_1900 | _1900
_1900 | _1900
_1900 | _1900
_1900 | _1900
_1900 | _1900
_1900 | _1900
_1900 | _1900
_1900 | _1900
_1900 | _1900
_1900 | _1900
_1900 | _1900
_1900 | _1900
_1900 | _1900
_1900 | _1900
_1900 | _1900
_1900 | _1900
_1900 | _1900
_1900 | _1900
_1900 | _1900
_1900 | _1900
_1900 | _1900
_1900 | _1900
_1900 | _1900
_1900 | _1900
_1900 | _1900
_1900 | _1900
_1900 | _1900
_1900 | _1900
_1900 | _1900
_1900 | _1900
_1900 | _1900
_1900 | _1900
_1900 | _1900
_1900 | _1900
_1900 | _1900
_1900 | _1900
_1900 | _1900
_1900 | _1900
_1900 | _1900
_1900 | _1900
_1900 | _1900
_1900 | _1900
_1900 | _1900
_1900 | _1900
_1900 | _1900
_1900 | _1900
_1900 | _1900
_1900 | _1900
_1900 | _1900
_1900 | _1900
_1900 | _1900
_1900 | _1900
_1900 | _1900
_1900 | _1900
_1900 | _1900
_1900 | _1900
_1900 | _1900
_1900 | _1900
_1900 | _1900
_1900 | _1900
_1900 | _1900
_1900 | _1900
_1900 | _1900
_1900 | _1900
_1900 | _1900
_1900 | _1900
_1900 | _1900
_1900 | _1900
_1900 | _1900
_1900 | _1900
_1900 | _1900
_1900 | _1900
_1900 | _1900
_1900 | _1900
_1900 | _1900
_1900 | _1900
_1900 | _1900
_1900 | _1900
_1900 | _1900
_1900 | _1900
_1900 | _1900
_1900 | _1900
_1900 | _1900
_1900 | _1900
_1900 | _1900
_1900 | _1900
_1900 | _1900
_1900 | _1900
_1900 | _1900
_1900 | _1900
_1900 | _1900
_1900 | _1900
_1900 | _1900
_1900 | _1900
_1900 | _1900
_1900 | _1900
_1900 | _1900
_1900 | _1900
_1900 | _1900
_1900 | _1900
_1900 | _1900
_1900 | _1900
_1900 | _1900
_1900 | _1900
_1900 | _1900
_1900 | _1900
_1900 | _1900
_1900 | _1900
_1900 | _1900
_1900 | _1900
_1900 | _1900
_1900 | _1900
_1900 | _1900
_1900 | _1900
_1900 | _1900
_1900 | _1900
_1900 | _1900
_1900 | _1900
_1900 | _1900
_1900 | _1900
_1900 | _1900
_1900 | _1900
_1900 | _1900
_1900 | _1900
_1900 | _1900
_1900 | _1900
_1900 | _1900
_1900 | _1900
_1900 | _1900
_1900 | _1900
_1900 | _1900
_1900 | _1900
_1900 | _1900
_1900 | _1900
_1900 | _1900
_1900 | _1900
_1900 | _1900
_1900 | _1900
_1900 | _1900
_1900 | _1900
_1900 | _1900
_1900 | _1900
_1900 | _1900
_1900 | _1900
_1900 | _1900
_1900 | _1900
_1900 | _1900
_1900 | _1900
_1900 | _1900
_1900 | _1900
_1900 | _1900
_1900 | _1900
_1900 | _1900
_1900 | _1900
_1900 | _1900
_1900 | _1900
_1900 | _1900
_1900 | _1900
_1900 | _1900
_1900 | _1900
_1900 | _1900
_1900 | _1900
_1900 | _1900
_1900 | _1900
_1900 | _1900
_1900 | _1900
_1900 | _1900
_1900 | _1900
_1900 | _1900
_1900 | _1900
_1900 | _1900
_1900 | _1900
_1900 | _1900
_1900 | _1900
_1900 | _1900
_1900 | _1900
_1900 | _1900
_1900 | _1900
_1900 | _1900
_1900 | _1900
_1900 | _1900
_1900 | _1900
_1900 | _1900
_1900 | _1900
_1900 | _1900
_1900 | _1900
_1900 | _1900
_1900 | _1900
_1900 | _1900
_1900 | _1900
_1900 | _1900
_1900 | _1900
_1900 | _1900
_1900 | _1900
_1900 | _1900
_1900 | _1900
_1900 | _1900
_1900 | _1900
_1900 | _1900
_1900 | _1900
_1900 | _1900
_1900 | _1900
_1900 | _1900
_1900 | _1900
_1900 | _1900
_1900 | _1900
_1900 | _1900
_1900 | _1900
_1900 | _1900
_1900 | _1900
_1900 | _1900
_1900 | _1900
_1900 | _1900
_1900 | _1900
_1900 | _1900
_1900 | _1900
_1900 | _1900
_1900 | _1900
_1900 | _1900
_1900 | _1900
_1900 | _1900
_1900 | _1900
_1900 | _1900
_1900 | _1900
_1900 | _1900
_1900 | _1900
_1900 | _1900
_1900 | _1900
_1900 | _1900
_1900 | _1900
_1900 | _1900
_1900 | _1900
_1900 | _1900
_1900 | _1900
_1900 | _1900
_1900 | _1900
_1900 | _1900
_1900 | _1900
_1900 | _1900
_1900 | _1900
_1900 | _1900
_1900 | _1900
_1900 | _1900
_1900 | _1900
_1900 | _1900
_1900 | _1900
_1900 | _1900
_1900 | _1900
_1900 | _1900
_1900 | _1900
_1900 | _1900
_1900 | _1900
_1900 | _1900
_1900 | _1900
_1900 | _1900
_1900 | _1900
_1900 | _1900
_1900 | _1900
_1900 | _1900
_1900 | _1900
_1900 | _1900
_1900 | _1900
_1900 | _1900
_1900 | _1900
_1900 | _1900
_1900 | _1900
_1900 | _1900
_1900 | _1900
_1900 | _1900
_1900 | _1900
_1900 | _1900
_1900 | _1900
_1900 | _1900
_1900 | _1900
_1900 | _1900
_1900 | _1900
_1900 | _1900
_1900 | _1900
_1900 | _1900
_1900 | _1900
_1900 | _1900
_1900 | _1900
_1900 | _1900
_1900 | _1900
_1900 | _1900
_1900 | _1900
_1900 | _1900
_1900 | _1900
_1900 | _1900
_1900 | _1900
_1900 | _1900
_1900 | _1900
_1900 | _1900
_1900 | _1900
_1900 | _1900
_1900 | _1900
_1900 | _1900
_1900 | _1900
_1900 | _1900
_1900 | _1900
_1900 | _1900
_1900 | _1900
_1900 | _1900
_1900 | _1900
_1900 | _1900
_1900 | _1900
_1900 | _1900
_1900 | _1900
_1900 | _1900
_1900 | _1900
_1900 | _1900
_1900 | _1900
_1900 | _1900
_1900 | _1900
_1900 | _1900
_1900 | _1900
_1900 | _1900
_1900 | _1900
_1900 | _1900
_1900 | _1900
_1900 | _1900
_1900 | _1900
_1900 | _1900
_1900 | _1900
_1900 | _1900
_1900 | _1900
_1900 | _1900
_1900 | _1900
_1900 | _1900
_1900 | _1900
_1900 | _1900
_1900 | _1900
_1900 | _1900
_1900 | _1900
_1900 | _1900
_1900 | _1900
_1900 | _1900
_1900 | _1900
_1900 | _1900
_1900 | _1900
_1900 | _1900
_1900 | _1900
_1900 | _1900
_1900 | _1900
_1900 | _1900
_1900 | _1900
_1900 | _1900
_1900 | _1900
_1900 | _1900
_1900 | _1900
_1900 | _1900
_1900 | _1900
_1900 | _1900
_1900 | _1900
_1900 | _1900
_1900 | _1900
_1900 | _1900
_1900 | _1900
_1900 | _1900
_1900 | _1900
_1900 | _1900
_1900 | _1900
_1900 | _1900
_1900 | _1900
_1900 | _1900
_1900 | _1900
_1900 | _1900
_1900 | _1900
_1900 | _1900
_1900 | _1900
_1900 | _1900
_1900 | _1900
_1900 | _1900
_1900 | _1900
_1900 | _1900
_1900 | _1900
_1900 | _1900
_1900 | _1900
_1900 | _1900
_1900 | _1900
_1900 | _1900
_1900 | _1900
_1900 | _1900
_1900 | _1900
_1900 | _1900
_1900 | _1900
_1900 | _1900
_1900 | _1900
_1900 | _1900
_1900 | _1900
_1900 | _1900
_1900 | _1900
_1900 | _1900
_1900 | _1900
_1900 | _1900
_1900 | _1900
_1900 | _1900
_1900 | _1900
_1900 | _1900
_1900 | _1900
_1900 | _1900
_1900 | _1900
_1900 | _1900
_1900 | _1900
_1900 | _1900
_1900 | _1900
_1900 | _1900
_1900 | _1900
_1900 | _1900
_1900 | _1900
_1900 | _1900
_1900 | _1900
_1900 | _1900
_1900 | _1900
_1900 | _1900
_1900 | _1900
_1900 | _1900
_1900 | _1900
_1900 | _1900
_1900 | _1900
_1900 | _1900
_1900 | _1900
_1900 | _1900
_1900 | _1900
_1900 | _1900
_1900 | _1900
_1900 | _1900
_1900 | _1900
_1900 | _1900
_1900 | _1900
_1900 | _1900
_1900 | _1900
_1900 | _1900
_1900 | _1900
_1900 | _1900
_1900 | _1900
_1900 | _1900
_1900 | _1900
_1900 | _1900
_1900 | _1900
_1900 | _1900
_1900 | _1900
_1900 | _1900
_1900 | _1900
_1900 | _1900
_1900 | _1900
_1900 | _1900
_1900 | _1900
_1900 | _1900
_1900 | _1900
_1900 | _1900
_1900 | _1900
_1900 | _1900
_1900 | _1900
_1900 | _1900
_1900 | _1900
_1900 | _1900
_1900 | _1900
_1900 | _1900
_1900 | _1900
_1900 | _1900
_1900 | _1900
_1900 | _1900
_1900 | _1900
_1900 | _1900
_1900 | _1900
_1900 | _1900
_1900 | _1900
_1900 | _1900
_1900 | _1900
_1900 | _1900
_1900 | _1900
_1900 | _1900
_1900 | _1900
_1900 | _1900
_1900 | _1900
_1900 | _1900
_1900 | _1900
_1900 | _1900
_1900 | _1900
_1900 | _1900
_1900 | _1900
_1900 | _1900
_1900 | _1900
_1900 | _1900
_1900 | _1900
_1900 | _1900
_1900 | _1900
_1900 | _1900
_1900 | _1900
_1900 | _1900
_1900 | _1900
_1900 | _1900
_1900 | _1900
_1900 | _1900
_1900 | _1900
_1900 | _1900
_1900 | _1900
_1900 | _1900
_1900 | _1900
_1900 | _1900
_1900 | _1900
_1900 | _1900
_1900 | _1900
_1900 | _1900
_1900 | _1900
_1900 | _1900
_1900 | _1900
_1900 | _1900
_1900 | _1900
_1900 | _1900
_1900 | _1900
_1900 | _1900
_1900 | _1900
_1900 | _1900
_1900 | _1900
_1900 | _1900
_1900 | _1900
_1900 | _1900
_1900 | _1900
_1900 | _1900
_1900 | _1900
_1900 | _1900
_1900 | _1900
_1900 | _1900
_1900 | _1900
_1900 | _1900
_1900 | _1900
_1900 | _1900
_1900 | _1900
_1900 | _1900
_1900 | _1900
_1900 | _1900
_1900 | _1900
_1900 | _1900
_1900 | _1900
_1900 | _1900
_1900 | _1900
_1900 | _1900
_1900 | _1900
_1900 | _1900
_1900 | _1900
_1900 | _1900
_1900 | _1900
_1900 | _1900
_1900 | _1900
_1900 | _1900
_1900 | _1900
_1900 | _1900
_1900 | _1900
_1900 | _1900
_1900 | _1900
_1900 | _1900
_1900 | _1900
_1900 | _1900
_1900 | _1900
_1900 | _1900
_1900 | _1900
_1900 | _1900
_1900 | _1900
_1900 | _1900
_1900 | _1900
_1900 | _1900
_1900 | _1900
_1900 | _1900
_1900 | _1900
_1900 | _1900
_1900 | _1900
_1900 | _1900
_1900 | _1900
_1900 | _1900
_1900 | _1900
_1900 | _1900
_1900 | _1900
_1900 | _1900
_1900 | _1900
_1900 | _1900
_1900 | _1900
_1900 | _1900
_1900 | _1900
_1900 | _1900
_1900 | _1900
_1900 | _1900
_1900 | _1900
_1900 | _1900
_1900 | _1900
_1900 | _1900
_1900 | _1900
_1900 | _1900
_1900 | _1900
_1900 | _1900
_1900 | _1900
_1900 | _1900
_1900 | _1900
_1900 | _1900
_1900 | _1900
_1900 | _1900
_1900 | _1900
_1900 | _1900
_1900 | _1900
_1900 | _1900
_1900 | _1900
_1900 | _1900
_1900 | _1900
_1900 | _1900
_1900 | _1900
_1900 | _1900
_1900 | _1900
_1900 | _1900
_1900 | _1900
_1900 | _1900
_1900 | _1900
_1900 | _1900
_1900 | _1900
_1900 | _1900
_1900 | _1900
_1900 | _1900
_1900 | _1900
_1900 | _1900
_1900 | _1900
_1900 | _1900
_1900 | _1900
_1900 | _1900
_1900 | _1900
_1900 | _1900
_1900 | _1900
_1900 | _1900
_1900 | _1900
_1900 | _1900
_1900 | _1900
_1900 | _1900
_1900 | _1900
_1900 | _1900
_1900 | _1900
_1900 | _1900
_1900 | _1900
_1900 | _1900
_1900 | _1900
_1900 | _1900
_1900 | _1900
_1900 | _1900
_1900 | _1900
_1900 | _1900
_1900 | _1900
_1900 | _1900
_1900 | _1900
_1900 | _1900
_1900 | _1900
_1900 | _1900
_1900 | _1900
_1900 | _1900
_1900 | _1900
_1900 | _1900
_1900 | _1900
_1900 | _1900
_1900 | _1900
_1900 | _1900
_1900 | _1900
_1900 | _1900
_1900 | _1900
_1900 | _1900
_1900 | _1900
_1900 | _1900
_1900 | _1900
_1900 | _1900
_1900 | _1900
_1900 | _1900
_1900 | _1900
_1900 | _1900
_1900 | _1900
_1900 | _1900
_1900 | _1900
_1900 | _1900
_1900 | _1900
_1900 | _1900
_1900 | _1900
_1900 | _1900
_1900 | _1900
_1900 | _1900
_1900 | _1900
_1900 | _1900
_1900 | _1900
_1900 | _1900
_1900 | _1900
_1900 | _1900
_1900 | _1900
_1900 | _1900
_1900 | _1900
_1900 | _1900
_1900 | _1900
_1900 | _1900
_1900 | _1900
_1900 | _1900
_1900 | _1900
_1900 | _1900
_1900 | _1900
_1900 | _1900
_1900 | _1900
_1900 | _1900
_1900 | _1900
_1900 | _1900
_1900 | _1900
_1900 | _1900
_1900 | _1900
_1900 | _1900
_1900 | _1900
_1900 | _1900
_1900 | _1900
_1900 | _1900
_1900 | _1900
_1900 | _1900
_1900 | _1900
_1900 | _1900
_1900 | _1900
_1900 | _1900
_1900 | _1900
_1900 | _1900
_1900 | _1900
_1900 | _1900
_1900 | _1900
_1900 | _1900
_1900 | _1900
_1900 | _1900
_1900 | _1900
_1900 | _1900
_1900 | _1900
_1900 | _1900
_1900 | _1900
_1900 | _1900
_1900 | _1900
_1900 | _1900
_1900 | _1900
_1900 | _1900
_1900 | _1900
_1900 | _1900
_1900 | _1900
_1900 | _1900
_1900 | _1900
_1900 | _1900
_1900 | _1900
_1900 | _1900
_1900 | _1900
_1900 | _1900
_1900 | _1900
_1900 | _1900
_1900 | _1900
_1900 | _1900
_1900 | _1900
_1900 | _1900
_1900 | _1900
_1900 | _1900
_1900 | _1900
_1900 | _1900
_1900 | _1900
_1900 | _1900
_1900 | _1900
_1900 | _1900
_1900 | _1900
_1900 | _1900
_1900 | _1900
_1900 | _1900
_1900 | _1900
_1900 | _1900
_1900 | _1900
_1900 | _1900
_1900 | _1900
_1900 | _1900
_1900 | _1900
_1900 | _1900
_1900 | _1900
_1900 | _1900
_1900 | _1900
_1900 | _1900
_1900 | _1900
_1900 | _1900
_1900 | _1900
_1900 | _1900
_1900 | _1900
_1900 | _1900
_1900 | _1900
_1900 | _1900
_1900 | _1900
_1900 | _1900
_1900 | _1900
_1900 | _1900
_1900 | _1900
_1900 | _1900
_1900 | _1900
_1900 | _1900
_1900 | _1900
_1900 | _1900
_1900 | _1900
_1900 | _1900
_1900 | _1900
_1900 | _1900
_1900 | _1900
_1900 | _1900
_1900 | _1900
_1900 | _1900
_1900 | _1900
_1900 | _1900
_1900 | _1900
_1900 | _1900
_1900 | _1900
_1900 | _1900
_1900 | _1900
_1900 | _1900
_1900 | _1900
_1900 | _1900
_1900 | _1900
_1900 | _1900
_1900 | _1900
_1900 | _1900
_1900 | _1900
_1900 | _1900
_1900 | _1900
_1900 | _1900
_1900 | _1900
_1900 | _1900
_1900 | _1900
_1900 | _1900
_1900 | _1900
_1900 | _1900
_1900 | _1900
_1900 | _1900
_1900 | _1900
_1900 | _1900
_1900 | _1900
_1900 | _1900
_1900 | _1900
_1900 | _1900
_1900 | _1900
_1900 | _1900
_1900 | _1900
_1900 | _1900
_1900 | _1900
_1900 | _1900
_1900 | _1900
_1900 | _1900
_1900 | _1900
_1900 | _1900
_1900 | _1900
_1900 | _1900
_1900 | _1900
_1900 | _1900
_1900 | _1900
_1900 | _1900
_1900 | _1900
_1900 | _1900
_1900 | _1900
_1900 | _1900
_1900 | _1900
_1900 | _1900
_1900 | _1900
_1900 | _1900
_1900 | _1900
_1900 | _1900
_1900 | _1900
_1900 | _1900
_1900 | _1900
_1900 | _1900
_1900 | _1900
_1900 | _1900
_1900 | _1900
_1900 | _1900
_1900 | _1900
_1900 | _1900
_1900 | _1900
_1900 | _1900
_1900 | _1900
_1900 | _1900
_1900 | _1900
_1900 | _1900
_1900 | _1900
_1900 | _1900
_1900 | _1900
_1900 | _1900
_1900 | _1900
_1900 | _1900
_1900 | _1900
_1900 | _1900
_1900 | _1900
_1900 | _1900
_1900 | _1900
_1900 | _1900
_1900 | _1900
_1900 | _1900
_1900 | _1900
_1900 | _1900
_1900 | _1900
_1900 | _1900
_1900 | _1900
_1900 | _1900
_1900 | _1900
_1900 | _1900
_1900 | _1900
_1900 | _1900
_1900 | _1900
_1900 | _1900
_1900 | _1900
_1900 | _1900
_1900 | _1900
_1900 | _1900
_1900 | _1900
_1900 | _1900
_1900 | _1900
_1900 | _1900
_1900 | _1900
_1900 | _1900
_1900 | _1900
_1900 | _1900
_1900 | _1900
_1900 | _1900
_1900 | _1900
_1900 | _1900
_1900 | _1900
_1900 | _1900
_1900 | _1900
_1900 | _1900
_1900 | _1900
_1900 | _1900
_1900 | _1900
_1900 | _1900
_1900 | _1900
_1900 | _1900
_1900 | _1900
_1900 | _1900
_1900 | _1900
_1900 | _1900
_1900 | _1900
_1900 | _1900
_1900 | _1900
_1900 | _1900
_1900 | _1900
_1900 | _1900
_1900 | _1900
_1900 | _1900
_1900 | _1900
_1900 | _1900
_1900 | _1900
_1900 | _1900
_1900 | _1900
_1900 | _1900
_1900 | _1900
_1900 | _1900
_1900 | _1900
_1900 | _1900
_1900 | _1900
_1900 | _1900
_1900 | _1900
_1900 | _1900
_1900 | _1900
_1900 | _1900
_1900 | _1900
_1900 | _1900
_1900 | _1900
_1900 | _1900
_1900 | _1900
_1900 | _1900
_1900 | _1900
_1900 | _1900
_1900 | _1900
_1900 | _1900
_1900 | _1900
_1900 | _1900
_1900 | _1900
_1900 | _1900
_1900 | _1900
_1900 | _1900
_1900 | _1900
_1900 | _1900
_1900 | _1900
_1900 | _1900
_1900 | _1900
_1900 | _1900
_1900 | _1900
_1900 | _1900
_1900 | _1900
_1900 | _1900
_1900 | _1900
_1900 | _1900
_1900 | _1900
_1900 | _1900
_1900 | _1900
_1900 | _1900
_1900 | _1900
_1900 | _1900
_1900 | _1900
_1900 | _1900
_1900 | _1900
_1900 | _1900
_1900 | _1900
_1900 | _1900
_1900 | _1900
_1900 | _1900
_1900 | _1900
_1900 | _1900
_1900 | _1900
_1900 | _1900
_1900 | _1900
_1900 | _1900
_1900 | _1900
_1900 | _1900
_1900 | _1900
_1900 | _1900
_1900 | _1900
_1900 | _1900
_1900 | _1900
_1900 | _1900
_1900 | _1900
_1900 | _1900
_1900 | _1900
_1900 | _1900
_1900 | _1900
_1900 | _1900
_1900 | _1900
_1900 | _1900
_1900 | _1900
_1900 | _1900
_1900 | _1900
_1900 | _1900
_1900 | _1900
_1900 | _1900
_1900 | _1900
_1900 | _1900
_1900 | _1900
_1900 | _1900
_1900 | _1900
_1900 | _1900
_1900 | _1900
_1900 | _1900
_1900 | _1900
_1900 | _1900
_1900 | _1900
_1900 | _1900
_1900 | _1900
_1900 | _1900
_1900 | _1900
_1900 | _1900
_1900 | _1900
_1900 | _1900
_1900 | _1900
_1900 | _1900
_1900 | _1900
_1900 | _1900
_1900 | _1900
_1900 | _1900
_1900 | _1900
_1900 | _1900
_1900 | _1900
_1900 | _1900
_1900 | _1900
_1900 | _1900
_1900 | _1900
_1900 | _1900
_1900 | _1900
_1900 | _1900
_1900 | _1900
_1900 | _1900
_1900 | _1900
_1900 | _1900
_1900 | _1900
_1900 | _1900
_1900 | _1900
_1900 | _1900
_1900 | _1900
_1900 | _1900
_1900 | _1900
_1900 | _1900
_1900 | _1900
_1900 | _1900
_1900 | _1900
_1900 | _1900
_1900 | _1900
_1900 | _1900
_1900 | _1900
_1900 | _1900
_1900 | _1900
_1900 | _1900
_1900 | _1900
_1900 | _1900
_1900 | _1900
_1900 | _1900
_1900 | _1900
_1900 | _1900
_1900 | _1900
_1900 | _1900
_1900 | _1900
_1900 | _1900
_1900 | _1900
_1900 | _1900
_1900 | _1900
_1900 | _1900
_1900 | _1900
_1900 | _1900
_1900 | _1900
_1900 | _1900
_1900 | _1900
_1900 | _1900
_1900 | _1900
_1900 | _1900
_1900 | _1900
_1900 | _1900
_1900 | _1900
_1900 | _1900
_1900 | _1900
_1900 | _1900
_1900 | _1900
_1900 | _1900
_1900 | _1900
_1900 | _1900
_1900 | _1900
_1900 | _1900
_1900 | _1900
_1900 | _1900
_1900 | _1900
_1900 | _1900
_1900 | _1900
_1900 | _1900
_1900 | _1900
_1900 | _1900
_1900 | _1900
_1900 | _1900
_1900 | _1900
_1900 | _1900
_1900 | _1900
_1900 | _1900
_1900 | _1900
_1900 | _1900
_1900 | _1900
_1900 | _1900
_1900 | _1900
_1900 | _1900
_1900 | _1900
_1900 | _1900
_1900 | _1900
_1900 | _1900
_1900 | _1900
_1900 | _1900
_1900 | _1900
_1900 | _1900
_1900 | _1900
_1900 | _1900
_1900 | _1900
_1900 | _1900
_1900 | _1900
_1900 | _1900
_1900 | _1900
_1900 | _1900
_1900 | _1900
_1900 | _1900
_1900 | _1900
_1900 | _1900
_1900 | _1900
_1900 | _1900
_1900 | _1900
_1900 | _1900
_1900 | _1900
_1900 | _1900
_1900 | _1900
_1900 | _1900
_1900 | _1900
_1900 | _1900
_1900 | _1900
_1900 | _1900
_1900 | _1900
_1900 | _1900
_1900 | _1900
_1900 | _1900
_1900 | _1900
_1900 | _1900
_1900 | _1900
_1900 | _1900
_1900 | _1900
_1900 | _1900
_1900 | _1900
_1900 | _1900
_1900 | _1900
_1900 | _1900
_1900 | _1900
_1900 | _1900
_1900 | _1900
_1900 | _1900
_1900 | _1900
_1900 | _1900
_1900 | _1900
_1900 | _1900
_1900 | _1900
_1900 | _1900
_1900 | _1900
_1900 | _1900
_1900 | _1900
_1900 | _1900
_1900 | _1900
_1900 | _1900
_1900 | _1900
_1900 | _1900
_1900 | _1900
_1900 | _1900
_1900 | _1900
_1900 | _1900
_1900 | _1900
_1900 | _1900
_1900 | _1900
_1900 | _1900
_1900 | _1900
_1900 | _1900
_1900 | _1900
_1900 | _1900
_1900 | _1900
_1900 | _1900
_1900 | _1900
_1900 | _1900
_1900 | _1900
_1900 | _1900
_1900 | _1900
_1900 | _1900
_1900 | _1900
_1900 | _1900
_1900 | _1900
_1900 | _1900
_1900 | _1900
_1900 | _1900
_1900 | _1900
_1900 | _1900
_1900 | _1900
_1900 | _1900
_1900 | _1900
_1900 | _1900
_1900 | _1900
_1900 | _1900
_1900 | _1900
_1900 | _1900
_1900 | _1900
_1900 | _1900
_1900 | _1900
_1900 | _1900
_1900 | _1900
_1900 | _1900
_1900 | _1900
_1900 | _1900
_1900 | _1900
_1900 | _1900
_1900 | _1900
_1900 | _1900
_1900 | _1900
_1900 | _1900
_1900 | _1900
_1900 | _1900
_1900 | _1900
_1900 | _1900
_1900 | _1900
_1900 | _1900
_1900 | _1900
_1900 | _1900
_1900 | _1900
_1900 | _1900
_1900 | _1900
_1900 | _1900
_1900 | _1900
_1900 | _1900
_1900 | _1900
_1900 | _1900
_1900 | _1900
_1900 | _1900
_1900 | _1900
_1900 | _1900
_1900 | _1900
_1900 | _1900
_1900 | _1900
_1900 | _1900
_1900 | _1900
_1900 | _1900
_1900 | _1900
_1900 | _1900
_1900 | _1900
_1900 | _1900
_1900 | _1900
_1900 | _1900
_1900 | _1900
_1900 | _1900
_1900 | _1900
_1900 | _1900
_1900 | _1900
_1900 | _1900
_1900 | _1900
_1900 | _1900
_1900 | _1900
_1900 | _1900
_1900 | _1900
_1900 | _1900
_1900 | _1900
_1900 | _1900
_1900 | _1900
_1900 | _1900
_1900 | _1900
_1900 | _1900
_1900 | _1900
_1900 | _1900
_1900 | _1900
_1900 | _1900
_1900 | _1900
_1900 | _1900
_1900 | _1900
_1900 | _1900
_1900 | _1900
_1900 | _1900
_1900 | _1900
_1900 | _1900
_1900 | _1900
_1900 | _1900
_1900 | _1900
_1900 | _1900
_1900 | _1900
_1900 | _1900
_1900 | _1900
_1900 | _1900
_1900 | _1900
_1900 | _1900
_1900 | _1900
_1900 | _1900
_1900 | _1900
_1900 | _1900
_1900 | _1900
_1900 | _1900
_1900 | _1900
_1900 | _1900
_1900 | _1900
_1900 | _1900
_1900 | _1900
_1900 | _1900
_1900 | _1900
_1900 | _1900
_1900 | _1900
_1900 | _1900
_1900 | _1900
_1900 | _1900
_1900 | _1900
_1900 | _1900
_1900 | _1900
_1900 | _1900
_1900 | _1900
_1900 | _1900
_1900 | _1900
_1900 | _1900
_1900 | _1900
_1900 | _1900
_1900 | _1900
_1900 | _1900
_1900 | _1900
_1900 | _1900
_1900 | _1900
_1900 | _1900
_1900 | _1900
_1900 | _1900
_1900 | _1900
_1900 | _1900
_1900 | _1900
_1900 | _1900
_1900 | _1900
_1900 | _1900
_1900 | _1900
_1900 | _1900
_1900 | _1900
_1900 | _1900
_1900 | _1900
_1900 | _1900
_1900 | _1900
_1900 | _1900
_1900 | _1900
_1900 | _1900
_1900 | _1900
_1900 | _1900
_1900 | _1900
_1900 | _1900
_1900 | _1900
_1900 | _1900
_1900 | _1900
_1900 | _1900
_1900 | _1900
_1900 | _1900
_1900 | _1900
_1900 | _1900
_1900 | _1900
_1900 | _1900
_1900 | _1900
_1900 | _1900
_1900 | _1900
_1900 | _1900
_1900 | _1900
_1900 | _1900
_1900 | _1900
_1900 | _1900
_1900 | _1900
_1900 | _1900
_1900 | _1900
_1900 | _1900
_1900 | _1900
_1900 | _1900
_1900 | _1900
_1900 | _1900
_1900 | _1900
_1900 | _1900
_1900 | _1900
_1900 | _1900
_1900 | _1900
_1900 | _1900
_1900 | _1900
_1900 | _1900
_1900 | _1900
_1900 | _1900
_1900 | _1900
_1900 | _1900
_1900 | _1900
_1900 | _1900
_1900 | _1900
_1900 | _1900
_1900 | _1900
_1900 | _1900
_1900 | _1900
_1900 | _1900
_1900 | _1900
_1900 | _1900
_1900 | _1900
_1900 | _1900
_1900 | _1900
_1900 | _1900
_1900 | _1900
_1900 | _1900
_1900 | _1900
_1900 | _1900
_1900 | _1900
_1900 | _1900
_1900 | _1900
_1900 | _1900
_1900 | _1900
_1900 | _1900
_1900 | _1900
_1900 | _1900
_1900 | _1900
_1900 | _1900
_1900 | _1900
_1900 | _1900
_1900 | _1900
_1900 | _1900
_1900 | _1900
_1900 | _1900
_1900 | _1900
_1900 | _1900
_1900 | _1900
_1900 | _1900
_1900 | _1900
_1900 | _1900
_1900 | _1900
_1900 | _1900
_1900 | _1900
_1900 | _1900
_1900 | _1900
_1900 | _1900
_1900 | _1900
_1900 | _1900
_1900 | _1900
_1900 | _1900
_1900 | _1900
_1900 | _1900
_1900 | _1900
_1900 | _1900
_1900 | _1900
_1900 | _1900
_1900 | _1900
_1900 | _1900
_1900 | _1900
_1900 | _1900
_1900 | _1900
_1900 | _1900
_1900 | _1900
_1900 | _1900
_1900 | _1900
_1900 | _1900
_1900 | _1900
_1900 | _1900
_1900 | _1900
_1900 | _1900
_1900 | _1900
_1900 | _1900
_1900 | _1900
_1900 | _1900
_1900 | _1900
_1900 | _1900
_1900 | _1900
_1900 | _1900
_1900 | _1900
_1900 | _1900
_1900 | _1900
_1900 | _1900
_1900 | _1900
_1900 | _1900
_1900 | _1900
_1900 | _1900
_1900 | _1900
_1900 | _1900
_1900 | _1900
_1900 | _1900
_1900 | _1900
_1900 | _1900
_1900 | _1900
_1900 | _1900
_1900 | _1900
_1900 | _1900
_1900 | _1900
_1900 | _1900
_1900 | _1900
_1900 | _1900
_1900 | _1900
_1900 | _1900
_1900 | _1900
_1900 | _1900
_1900 | _1900
_1900 | _1900
_1900 | _1900
_1900 | _1900
_1900 | _1900
_1900 | _1900
_1900 | _1900
_1900 | _1900
_1900 | _1900
_1900 | _1900
_1900 | _1900
_1900 | _1900
_1900 | _1900
_1900 | _1900
_1900 | _1900
_1900 | _1900
_1900 | _1900
_1900 | _1900
_1900 | _1900
_1900 | _1900
_1900 | _1900
_1900 | _1900
_1900 | _1900
_1900 | _1900
_1900 | _1900
_1900 | _1900
_1900 | _1900
_1900 | _1900
_1900 | _1900
_1900 | _1900
_1900 | _1900
_1900 | _1900
_1900 | _1900
_1900 | _1900
_1900 | _1900
_1900 | _1900
_1900 | _1900
_1900 | _1900
_1900 | _1900
_1900 | _1900
_1900 | _1900
_1900 | _1900
_1900 | _1900
_1900 | _1900
_1900 | _1900
_1900 | _1900
_1900 | _1900
_1900 | _1900
_1900 | _1900
_1900 | _1900
_1900 | _1900
_1900 | _1900
_1900 | _1900
_1900 | _1900
_1900 | _1900
_1900 | _1900
_1900 | _1900
_1900 | _1900
_1900 | _1900
_1900 | _1900
_1900 | _1900
_1900 | _1900
_1900 | _1900
_1900 | _1900
_1900 | _1900
_1900 | _1900
_1900 | _1900
_1900 | _1900
_1900 | _1900
_1900 | _1900
_1900 | _1900
_1900 | _1900
_1900 | _1900
_1900 | _1900
_1900 | _1900
_1900 | _1900
_1900 | _1900
_1900 | _1900
_1900 | _1900
_1900 | _1900
_1900 | _1900
_1900 | _1900
_1900 | _1900
_1900 | _1900
_1900 | _1900
_1900 | _1900
_1900 | _1900
_1900 | _1900
_1900 | _1900
_1900 | _1900
_1900 | _1900
_1900 | _1900
_1900 | _1900
_1900 | _1900
_1900 | _1900
_1900 | _1900
_1900 | _1900
_1900 | _1900
_1900 | _1900
_1900 | _1900
_1900 | _1900
_1900 | _1900
_1900 | _1900
_1900 | _1900
_1900 | _1900
_1900 | _1900
_1900 | _1900
_1900 | _1900
_1900 | _1900
_1900 | _1900
_1900 | _1900
_1900 | _1900
_1900 | _1900
_1900 | _1900
_1900 | _1900
_1900 | _1900
_1900 | _1900
_1900 | _1900
_1900 | _1900
_1900 | _1900
_1900 | _1900
_1900 | _1900
_1900 | _1900
_1900 | _1900
_1900 | _1900
_1900 | _1900
_1900 | _1900
_1900 | _1900
_1900 | _1900
_1900 | _1900
_1900 | _1900
_1900 | _1900
_1900 | _1900
_1900 | _1900
_1900 | _1900
_1900 | _1900
_1900 | _1900
_1900 | _1900
_1900 | _1900
_1900 | _1900
_1900 | _1900
_1900 | _1900
_1900 | _1900
_1900 | _1900
_1900 | _1900
_1900 | _1900
_1900 | _1900
_1900 | _1900
_1900 | _1900
_1900 | _1900
_1900 | _1900
_1900 | _1900
_1900 | _1900
_1900 | _1900
_1900 | _1900
_1900 | _1900
_1900 | _1900
_1900 | _1900
_1900 | _1900
_1900 | _1900
_1900 | _1900
_1900 | _1900
_1900 | _1900
_1900 | _1900
_1900 | _1900
_1900 | _1900
_1900 | _1900
_1900 | _1900
_1900 | _1900
_1900 | _1900
_1900 | _1900
_1900 | _1900
_1900 | _1900
_1900 | _1900
_1900 | _1900
_1900 | _1900
_1900 | _1900
_1900 | _1900
_1900 | _1900
_1900 | _1900
_1900 | _1900
_1900 | _1900
_1900 | _1900
_1900 | _1900
_1900 | _1900
_1900 | _1900
_1900 | _1900
_1900 | _1900
_1900 | _1900
_1900 | _1900
_1900 | _1900
_1900 | _1900
_1900 | _1900
_1900 | _1900
_1900 | _1900
_1900 | _1900
_1900 | _1900
_1900 | _1900
_1900 | _1900
_1900 | _1900
_1900 | _1900
_1900 | _1900
_1900 | _1900
_1900 | _1900
_1900 | _1900
_1900 | _1900
_1900 | _1900
_1900 | _1900
_1900 | _1900
_1900 | _1900
_1900 | _1900
_1900 | _1900
_1900 | _1900
_1900 | _1900
_1900 | _1900
_1900 | _1900
_1900 | _1900
_1900 | _1900
_1900 | _1900
_1900 | _1900
_1900 | _1900
_1900 | _1900
_1900 | _1900
_1900 | _1900
_1900 | _1900
_1900 | _1900
_1900 | _1900
_1900 | _1900
_1900 | _1900
_1900 | _1900
_1900 | _1900
_1900 | _1900
_1900 | _1900
_1900 | _1900
_1900 | _1900
_1900 | _1900
_1900 | _1900
_1900 | _1900
_1900 | _1900
_1900 | _1900
_1900 | _1900
_1900 | _1900
_1900 | _1900
_1900 | _1900
_1900 | _1900
_1900 | _1900
_1900 | _1900
_1900 | _1900
_1900 | _1900
_1900 | _1900
_1900 | _1900
_1900 | _1900
_1900 | _1900
_1900 | _1900
_1900 | _1900
_1900 | _1900
_1900 | _1900
_1900 | _1900
_1900 | _1900
_1900 | _1900
_1900 | _1900
_1900 | _1900
_1900 | _1900
_1900 | _1900
_1900 | _1900
_1900 | _1900
_1900 | _1900
_1900 | _1900
_1900 | _1900
_1900 | _1900
_1900 | _1900
_1900 | _1900
_1900 | _1900
_1900 | _1900
_1900 | _1900
_1900 | _1900
_1900 | _1900
_1900 | _1900
_1900 | _1900
_1900 | _1900
_1900 | _1900
_1900 | _1900
_1900 | _1900
_1900 | _1900
_1900 | _1900
_1900 | _1900
_1900 | _1900
_1900 | _1900
_1900 | _1900
_1900 | _1900
_1900 | _1900
_1900 | _1900
_1900 | _1900
_1900 | _1900
_1900 | _1900
_1900 | _1900
_1900 | _1900
_1900 | _1900
_1900 | _1900
_1900 | _1900
_1900 | _1900
_1900 | _1900
_1900 | _1900
_1900 | _1900
_1900 | _1900
_1900 | _1900
_1900 | _1900
_1900 | _1900
_1900 | _1900
_1900 | _1900
_1900 | _1900
_1900 | _1900
_1900 | _1900
_1900 | _1900
_1900 | _1900
_1900 | _1900
_1900 | _1900
_1900 | _1900
_1900 | _1900
_1900 | _1900
_1900 | _1900
_1900 | _1900
_1900 | _1900
_1900 | _1900
_1900 | _1900
_1900 | _1900
_1900 | _1900
_1900 | _1900
_1900 | _1900
_1900 | _1900
_1900 | _1900
_1900 | _1900
_1900 | _1900
_1900 | _1900
_1900 | _1900
_1900 | _1900
_1900 | _1900
_1900 | _1900
_1900 | _1900
_1900 | _1900
_1900 | _1900
_1900 | _1900
_1900 | _1900
_1900 | _1900
_1900 | _1900
_1900 | _1900
_1900 | _1900
_1900 | _1900
_1900 | _1900
_1900 | _1900
_1900 | _1900
_1900 | _1900
_1900 | _1900
_1900 | _1900
_1900 | _1900
_1900 | _1900
_1900 | _1900
_1900 | _1900
_1900 | _1900
_1900 | _1900
_1900 | _1900
_1900 | _1900
_1900 | _1900
_1900 | _1900
_1900 | _1900
_1900 | _1900
_1900 | _1900
_1900 | _1900
_1900 | _1900
_1900 | _1900
_1900 | _1900
_1900 | _1900
_1900 | _1900
_1900 | _1900
_1900 | _1900
_1900 | _1900
_1900 | _1900
_1900 | _1900
_1900 | _1900
_1900 | _1900
_1900 | _1900
_1900 | _1900
_1900 | _1900
_1900 | _1900
_1900 | _1900
_1900 | _1900
_1900 | _1900
_1900 | _1900
_1900 | _1900
_1900 | _1900
_1900 | _1900
_1900 | _1900
_1900 | _1900
_1900 | _1900
_1900 | _1900
_1900 | _1900
_1900 | _1900
_1900 | _1900
_1900 | _1900
_1900 | _1900
_1900 | _1900
_1900 | _1900
_1900 | _1900
_1900 | _1900
_1900 | _1900
_1900 | _1900
_1900 | _1900
_1900 | _1900
_1900 | _1900
_1900 | _1900
_1900 | _1900
_1900 | _1900
_1900 | _1900
_1900 | _1900
_1900 | _1900
_1900 | _1900
_1900 | _1900
_1900 | _1900
_1900 | _1900
_1900 | _1900
_1900 | _1900
_1900 | _1900
_1900 | _1900
_1900 | _1900
_1900 | _1900
_1900 | _1900
_1900 | _1900
_1900 | _1900
_1900 | _1900
_1900 | _1900
_1900 | _1900
_1900 | _1900
_1900 | _1900
_1900 | _1900
_1900 | _1900
_1900 | _1900
_1900 | _1900
_1900 | _1900
_1900 | _1900
_1900 | _1900
_1900 | _1900
_1900 | _1900
_1900 | _1900
_1900 | _1900
_1900 | _1900
_1900 | _1900
_1900 | _1900
_1900 | _1900
_1900 | _1900
_1900 | _1900
_1900 | _1900
_1900 | _1900
_1900 | _1900
_1900 | _1900
_1900 | _1900
_1900 | _1900
_1900 | _1900
_1900 | _1900
_1900 | _1900
_1900 | _1900
_1900 | _1900
_1900 | _1900
_1900 | _1900
_1900 | _1900
_1900 | _1900
_1900 | _1900
_1900 | _1900
_1900 | _1900
_1900 | _1900
_1900 | _1900
_1900 | _1900
_1900 | _1900
_1900 | _1900
_1900 | _1900
_1900 | _1900
_1900 | _1900
_1900 | _1900
_1900 | _1900
_1900 | _1900
_1900 | _1900
_1900 | _1900
_1900 | _1900
_1900 | _1900
_1900 | _1900
_1900 | _1900
_1900 | _1900
_1900 | _1900
_1900 | _1900
_1900 | _1900
_1900 | _1900
_1900 | _1900
_1900 | _1900
_1900 | _1900
_1900 | _1900
_1900 | _1900
_1900 | _1900
_1900 | _1900
_1900 | _1900
_1900 | _1900
_1900 | _1900
_1900 | _1900
_1900 | _1900
_1900 | _1900
_1900 | _1900
_1900 | _1900
_1900 | _1900
_1900 | _1900
_1900 | _1900
_1900 | _1900
_1900 | _1900
_1900 | _1900
_1900 | _1900
_1900 | _1900
_1900 | _1900
_1900 | _1900
_1900 | _1900
_1900 | _1900
_1900 | _1900
_1900 | _1900
_1900 | _1900
_1900 | _1900
_1900 | _1900
_1900 | _1900
_1900 | _1900
_1900 | _1900
_1900 | _1900
_1900 | _1900
_1900 | _1900
_1900 | _1900
_1900 | _1900
_1900 | _1900
_1900 | _1900
_1900 | _1900
_1900 | _1900
_1900 | _1900
_1900 | _1900
_1900 | _1900
_1900 | _1900
_1900 | _1900
_1900 | _1900
_1900 | _1900
_1900 | _1900
_1900 | _1900
_1900 | _1900
_1900 | _1900
_1900 | _1900
_1900 | _1900
_1900 | _1900
_1900 | _1900
_1900 | _1900
_1900 | _1900
_1900 | _1900
_1900 | _1900
_1900 | _1900
_1900 | _1900
_1900 | _1900
_1900 | _1900
_1900 | _1900
_1900 | _1900
_1900 | _1900
_1900 | _1900
_1900 | _1900
_1900 | _1900
_1900 | _1900
_1900 | _1900
_1900 | _1900
_1900 | _1900
_1900 | _1900
_1900 | _1900
_1900 | _1900
_1900 | _1900
_1900 | _1900
_1900 | _1900
_1900 | _1900
_1900 | _1900
_1900 | _1900
_1900 | _1900
_1900 | _1900
_1900 | _1900
_1900 | _1900
_1900 | _1900
_1900 | _1900
_1900 | _1900
_1900 | _1900
_1900 | _1900
_1900 | _1900
_1900 | _1900
_1900 | _1900
_1900 | _1900
_1900 | _1900
_1900 | _1900
_1900 | _1900
_1900 | _1900
_1900 | _1900
_1900 | _1900
_1900 | _1900
_1900 | _1900
_1900 | _1900
_1900 | _1900
_1900 | _1900
_1900 | _1900
_1900 | _1900
_1900 | _1900
_1900 | _1900
_1900 | _1900
_1900 | _1900
_1900 | _1900
_1900 | _1900
_1900 | _1900
_1900 | _1900
_1900 | _1900
_1900 | _1900
_1900 | _1900
_1900 | _1900
_1900 | _1900
_1900 | _1900
_1900 | _1900
_1900 | _1900
_1900 | _1900
_1900 | _1900
_1900 | _1900
_1900 | _1900
_1900 | _1900
_1900 | _1900
_1900 | _1900
_1900 | _1900
_1900 | _1900
_1900 | _1900
_1900 | _1900
_1900 | _1900
_1900 | _1900
_1900 | _1900
_1900 | _1900
_1900 | _1900
_1900 | _1900
_1900 | _1900
_1900 | _1900
_1900 | _1900
_1900 | _1900
_1900 | _1900
_1900 | _1900
_1900 | _1900
_1900 | _1900
_1900 | _1900
_1900 | _1900
_1900 | _1900
_1900 | _1900
_1900 | _1900
_1900 | _1900
_1900 | _1900
_1900 | _1900
_1900 | _1900
_1900 | _1900
_1900 | _1900
_1900 | _1900
_1900 | _1900
_1900 | _1900
_1900 | _1900
_1900 | _1900
_1900 | _1900
_1900 | _1900
_1900 | _1900
_1900 | _1900
_1900 | _1900
_1900 | _1900
_1900 | _1900
_1900 | _1900
_1900 | _1900
_1900 | _1900
_1900 | _1900
_1900 | _1900
_1900 | _1900
_1900 | _1900
_1900 | _1900
_1900 | _1900
_1900 | _1900
_1900 | _1900
_1900 | _1900
_1900 | _1900
_1900 | _1900
_1900 | _1900
_1900 | _1900
_1900 | _1900
_1900 | _1900
_1900 | _1900
_1900 | _1900
_1900 | _1900
_1900 | _1900
_1900 | _1900
_1900 | _1900
_1900 | _1900
_1900 | _1900
_1900 | _1900
_1900 | _1900
_1900 | _1900
_1900 | _1900
_1900 | _1900
_1900 | _1900
_1900 | _1900
_1900 | _1900
_1900 | _1900
_1900 | _1900
_1900 | _1900
_1900 | _1900
_1900 | _1900
_1900 | _1900
_1900 | _1900
_1900 | _1900
_1900 | _1900
_1900 | _1900
_1900 | _1900
_1900 | _1900
_1900 | _1900
_1900 | _1900
_1900 | _1900
_1900 | _1900
_1900 | _1900
_1900 | _1900
_1900 | _1900
_1900 | _1900
_1900 | _1900
_1900 | _1900
_1900 | _1900
_1900 | _1900
_1900 | _1900
_1900 | _1900
_1900 | _1900
_1900 | _1900
_1900 | _1900
_1900 | _1900
_1900 | _1900
_1900 | _1900
_1900 | _1900
_1900 | _1900
_1900 | _1900
_1900 | _1900
_1900 | _1900
_1900 | _1900
_1900 | _1900
_1900 | _1900
_1900 | _1900
_1900 | _1900
_1900 | _1900
_1900 | _1900
_1900 | _1900
_1900 | _1900
_1900 | _1900
_1900 | _1900
_1900 | _1900
_1900 | _1900
_1900 | _1900
_1900 | _1900
_1900 | _1900
_1900 | _1900
_1900 | _1900
_1900 | _1900
_1900 | _1900
_1900 | _1900
_1900 | _1900
_1900 | _1900
_1900 | _1900
_1900 | _1900
_1900 | _1900
_1900 | _1900
_1900 | _1900
_1900 | _1900
_1900 | _1900
_1900 | _1900
_1900 | _1900
_1900 | _1900
_1900 | _1900
_1900 | _1900
_1900 | _1900
_1900 | _1900
_1900 | _1900
_1900 | _1900
_1900 | _1900
_1900 | _1900
_1900 | _1900
_1900 | _1900
_1900 | _1900
_1900 | _1900
_1900 | _1900
_1900 | _1900
_1900 | _1900
_1900 | _1900
_1900 | _1900
_1900 | _1900
_1900 | _1900
_1900 | _1900
_1900 | _1900
_1900 | _1900
_1900 | _1900
_1900 | _1900
_1900 | _1900
_1900 | _1900
_1900 | _1900
_1900 | _1900
_1900 | _1900
_1900 | _1900
_1900 | _1900
_1900 | _1900
_1900 | _1900
_1900 | _1900
_1900 | _1900
_1900 | _1900
_1900 | _1900
_1900 | _1900
_1900 | _1900
_1900 | _1900
_1900 | _1900
_1900 | _1900
_1900 | _1900
_1900 | _1900
_1900 | _1900
_1900 | _1900
_1900 | _1900
_1900 | _1900
_1900 | _1900
_1900 | _1900
_1900 | _1900
_1900 | _1900
_1900 | _1900
_1900 | _1900
_1900 | _1900
_1900 | _1900
_1900 | _1900
_1900 | _1900
_1900 | _1900
_1900 | _1900
_1900 | _1900
_1900 | _1900
_1900 | _1900
_1900 | _1900
_1900 | _1900
_1900 | _1900
_1900 | _1900
_1900 | _1900
_1900 | _1900
_1900 | _1900
_1900 | _1900
_1900 | _1900
_1900 | _1900
_1900 | _1900
_1900 | _1900
_1900 | _1900
_1900 | _1900
_1900 | _1900
_1900 | _1900
_1900 | _1900
_1900 | _1900
_1900 | _1900
_1900 | _1900
_1900 | _1900
_1900 | _1900
_1900 | _1900
_1900 | _1900
_1900 | _1900
_1900 | _1900
_1900 | _1900
_1900 | _1900
_1900 | _1900
_1900 | _1900
_1900 | _1900
_1900 | _1900
_1900 | _1900
_1900 | _1900
_1900 | _1900
_1900 | _1900
_1900 | _1900
_1900 | _1900
_1900 | _1900
_1900 | _1900
_1900 | _1900
_1900 | _1900
_1900 | _1900
_1900 | _1900
_1900 | _1900
_1900 | _1900
_1900 | _1900
_1900 | _1900
_1900 | _1900
_1900 | _1900
_1900 | _1900
_1900 | _1900
_1900 | _1900
_1900 | _1900
_1900 | _1900
_1900 | _1900
_1900 | _1900
_1900 | _1900
_1900 | _1900
_1900 | _1900
_1900 | _1900
_1900 | _1900
_1900 | _1900
_1900 | _1900
_1900 | _1900
_1900 | _1900
_1900 | _1900
_1900 | _1900
_1900 | _1900
_1900 | _1900
_1900 | _1900
_1900 | _1900
_1900 | _1900
_1900 | _1900
_1900 | _1900
_1900 | _1900
_1900 | _1900
_1900 | _1900
_1900 | _1900
_1900 | _1900
_1900 | _1900
_1900 | _1900
_1900 | _1900
_1900 | _1900
_1900 | _1900
_1900 | _1900
_1900 | _1900
_1900 | _1900
_1900 | _1900
_1900 | _1900
_1900 | _1900
_1900 | _1900
_1900 | _1900
_1900 | _1900
_1900 | _1900
_1900 | _1900
_1900 | _1900
_1900 | _1900
_1900 | _1900
_1900 | _1900
_1900 | _1900
_1900 | _1900
_1900 | _1900
_1900 | _1900
_1900 | _1900
_1900 | _1900
_1900 | _1900
_1900 | _1900
_1900 | _1900
_1900 | _1900
_1900 | _1900
_1900 | _1900
_1900 | _1900
_1900 | _1900
_1900 | _1900
_1900 | _1900
_1900 | _1900
_1900 | _1900
_1900 | _1900
_1900 | _1900
_1900 | _1900
_1900 | _1900
_1900 | _1900
_1900 | _1900
_1900 | _1900
_1900 | _1900
_1900 | _1900
_1900 | _1900
_1900 | _1900
_1900 | _1900
_1900 | _1900
_1900 | _1900
_1900 | _1900
_1900 | _1900
_1900 | _1900
_1900 | _1900
_1900 | _1900
_1900 | _1900
_1900 | _1900
_1900 | _1900
_1900 | _1900
_1900 | _1900
_1900 | _1900
_1900 | _1900
_1900 | _1900
_1900 | _1900
_1900 | _1900
_1900 | _1900
_1900 | _1900
_1900 | _1900
_1900 | _1900
_1900 | _1900
_1900 | _1900
_1900 | _1900
_1900 | _1900
_1900 | _1900
_1900 | _1900
_1900 | _1900
_1900 | _1900
_1900 | _1900
_1900 | _1900
_1900 | _1900
_1900 | _1900
_1900 | _1900
_1900 | _1900
_1900 | _1900
_1900 | _1900
_1900 | _1900
_1900 | _1900
_1900 | _1900
_1900 | _1900
_1900 | _1900
_1900 | _1900
_1900 | _1900
_1900 | _1900
_1900 | _1900
_1900 | _1900
_1900 | _1900
_1900 | _1900
_1900 | _1900
_1900 | _1900
_1900 | _1900
_1900 | _1900
_1900 | _1900
_1900 | _1900
_1900 | _1900
_1900 | _1900
_1900 | _1900
_1900 | _1900
_1900 | _1900
_1900 | _1900
_1900 | _1900
_1900 | _1900
_1900 | _1900
_1900 | _1900
_1900 | _1900
_1900 | _1900
_1900 | _1900
_1900 | _1900
_1900 | _1900
_1900 | _1900
_1900 | _1900
_1900 | _1900
_1900 | _1900
_1900 | _1900
_1900 | _1900
_1900 | _1900
_1900 | _1900
_1900 | _1900
_1900 | _1900
_1900 | _1900
_1900 | _1900
_1900 | _1900
_1900 | _1900
_1900 | _1900
_1900 | _1900
_1900 | _1900
_1900 | _1900
_1900 | _1900
_1900 | _1900
_1900 | _1900
_1900 | _1900
_1900 | _1900
_1900 | _1900
_1900 | _1900
_1900 | _1900
_1900 | _1900
_1900 | _1900
_1900 | _1900
_1900 | _1900
_1900 | _1900
_1900 | _1900
_1900 | _1900
_1900 | _1900
_1900 | _1900
_1900 | _1900
_1900 | _1900
_1900 | _1900
_1900 | _1900
_1900 | _1900
_1900 | _1900
_1900 | _1900
_1900 | _1900
_1900 | _1900
_1900 | _1900
_1900 | _1900
_1900 | _1900
_1900 | _1900
_1900 | _1900
_1900 | _1900
_1900 | _1900
_1900 | _1900
_1900 | _1900
_1900 | _1900
_1900 | _1900
_1900 | _1900
_1900 | _1900
_1900 | _1900
_1900 | _1900
_1900 | _1900
_1900 | _1900
_1900 | _1900
_1900 | _1900
_1900 | _1900
_1900 | _1900
_1900 | _1900
_1900 | _1900
_1900 | _1900
_1900 | _1900
_1900 | _1900
_1900 | _1900
_1900 | _1900
_1900 | _1900
_1900 | _1900
_1900 | _1900
_1900 | _1900
_1900 | _1900
_1900 | _1900
_1900 | _1900
_1900 | _1900
_1900 | _1900
_1900 | _1900
_1900 | _1900
_1900 | _1900
_1900 | _1900
_1900 | _1900
_1900 | _1900
_1900 | _1900
_1900 | _1900
_1900 | _1900
_1900 | _1900
_1900 | _1900
_1900 | _1900
_1900 | _1900
_1900 | _1900
_1900 | _1900
_1900 | _1900
_1900 | _1900
_1900 | _1900
_1900 | _1900
_1900 | _1900
_1900 | _1900
_1900 | _1900
_1900 | _1900
_1900 | _1900
_1900 | _1900
_1900 | _1900
_1900 | _1900
_1900 | _1900
_1900 | _1900
_1900 | _1900
_1900 | _1900
_1900 | _1900
_1900 | _1900
_1900 | _1900
_1900 | _1900
_1900 | _1900
_1900 | _1900
_1900 | _1900
_1900 | _1900
_1900 | _1900
_1900 | _1900
_1900 | _1900
_1900 | _1900
_1900 | _1900
_1900 | _1900
_1900 | _1900
_1900 | _1900
_1900 | _1900
_1900 | _1900
_1900 | _1900
_1900 | _1900
_1900 | _1900
_1900 | _1900
_1900 | _1900
_1900 | _1900
_1900 | _1900
_1900 | _1900
_1900 | _1900
_1900 | _1900
_1900 | _1900
_1900 | _1900
_1900 | _1900
_1900 | _1900
_1900 | _1900
_1900 | _1900
_1900 | _1900
_1900 | _1900
_1900 | _1900
_1900 | _1900
_1900 | _1900
_1900 | _1900
_1900 | _1900
_1900 | _1900
_1900 | _1900
_1900 | _1900
_1900 | _1900
_1900 | _1900
_1900 | _1900
_1900 | _1900
_1900 | _1900
_1900 | _1900
_1900 | _1900
_1900 | _1900
_1900 | _1900
_1900 | _1900
_1900 | _1900
_1900 | _1900
_1900 | _1900
_1900 | _1900
_1900 | _1900
_1900 | _1900
_1900 | _1900
_1900 | _1900
_1900 | _1900
_1900 | _1900
_1900 | _1900
_1900 | _1900
_1900 | _1900
_1900 | _1900
_1900 | _1900
_1900 | _1900
_1900 | _1900
_1900 | _1900
_1900 | _1900
_1900 | _1900
_1900 | _1900
_1900 | _1900
_1900 | _1900
_1900 | _1900
_1900 | _1900
_1900 | _1900
_1900 | _1900
_1900 | _1900
_1900 | _1900
_1900 | _1900
_1900 | _1900
_1900 | _1900
_1900 | _1900
_1900 | _1900
_1900 | _1900
_1900 | _1900
_1900 | _1900
_1900 | _1900
_1900 | _1900
_1900 | _1900
_1900 | _1900
_1900 | _1900
_1900 | _1900
_1900 | _1900
_1900 | _1900
_1900 | _1900
_1900 | _1900
_1900 | _1900
_1900 | _1900
_1900 | _1900
_1900 | _1900
_1900 | _1900
_1900 | _1900
_1900 | _1900
_1900 | _1900
_1900 | _1900
_1900 | _1900
_1900 | _1900
_1900 | _1900
_1900 | _1900
_1900 | _1900
_1900 | _1900
_1900 | _1900
_1900 | _1900
_1900 | _1900
_1900 | _1900
_1900 | _1900
_1900 | _1900
_1900 | _1900
_1900 | _1900
_1900 | _1900
_1900 | _1900
_1900 | _1900
_1900 | _1900
_1900 | _1900
_1900 | _1900
_1900 | _1900
_1900 | _1900
_1900 | _1900
_1900 | _1900
_1900 | _1900
_1900 | _1900
_1900 | _1900
_1900 | _1900
_1900 | _1900
_1900 | _1900
_1900 | _1900
_1900 | _1900
_1900 | _1900
_1900 | _1900
_1900 | _1900
_1900 | _1900
_1900 | _1900
_1900 | _1900
_1900 | _1900
_1900 | _1900
_1900 | _1900
_1900 | _1900
_1900 | _1900
_1900 | _1900
_1900 | _1900
_1900 | _1900
_1900 | _1900
_1900 | _1900
_1900 | _1900
_1900 | _1900
_1900 | _1900
_1900 | _1900
_1900 | _1900
_1900 | _1900
_1900 | _1900
_1900 | _1900
_1900 | _1900
_1900 | _1900
_1900 | _1900
_1900 | _1900
_1900 | _1900
_1900 | _1900
_1900 | _1900
_1900 | _1900
_1900 | _1900
_1900 | _1900
_1900 | _1900
_1900 | _1900
_1900 | _1900
_1900 | _1900
_1900 | _1900
_1900 | _1900
_1900 | _1900
_1900 | _1900
_1900 | _1900
_1900 | _1900
_1900 | _1900
_1900 | _1900
_1900 | _1900
_1900 | _1900
_1900 | _1900
_1900 | _1900
_1900 | _1900
_1900 | _1900
_1900 | _1900
_1900 | _1900
_1900 | _1900
_1900 | _1900
_1900 | _1900
_1900 | _1900
_1900 | _1900
_1900 | _1900
_1900 | _1900
_1900 | _1900
_1900 | _1900
_1900 | _1900
_1900 | _1900
_1900 | _1900
_1900 | _1900
_1900 | _1900
_1900 | _1900
_1900 | _1900
_1900 | _1900
_1900 | _1900
_1900 | _1900
_1900 | _1900
_1900 | _1900
_1900 | _1900
_1900 | _1900
_1900 | _1900
_1900 | _1900
_1900 | _1900
_1900 | _1900
_1900 | _1900
_1900 | _1900
_1900 | _1900
_1900 | _1900
_1900 | _1900
_1900 | _1900
_1900 | _1900
_1900 | _1900
_1900 | _1900
_1900 | _1900
_1900 | _1900
_1900 | _1900
_1900 | _1900
_1900 | _1900
_1900 | _1900
_1900 | _1900
_1900 | _1900
_1900 | _1900
_1900 | _1900
_1900 | _1900
_1900 | _1900
_1900 | _1900
_1900 | _1900
_1900 | _1900
_1900 | _1900
_1900 | _1900
_1900 | _1900
_1900 | _1900
_1900 | _1900
_1900 | _1900
_1900 | _1900
_1900 | _1900
_1900 | _1900
_1900 | _1900
_1900 | _1900
_1900 | _1900
_1900 | _1900
_1900 | _1900
_1900 | _1900
_1900 | _1900
_1900 | _1900
_1900 | _1900
_1900 | _1900
_1900 | _1900
_1900 | _1900
_1900 | _1900
_1900 | _1900
_1900 | _1900
_1900 | _1900
_1900 | _1900
_1900 | _1900
_1900 | _1900
_1900 | _1900
_1900 | _1900
_1900 | _1900
_1900 | _1900
_1900 | _1900
_1900 | _1900
_1900 | _1900
_1900 | _1900
_1900 | _1900
_1900 | _1900
_1900 | _1900
_1900 | _1900
_1900 | _1900
_1900 | _1900
_1900 | _1900
_1900 | _1900
_1900 | _1900
_1900 | _1900
_1900 | _1900
_1900 | _1900
_1900 | _1900
_1900 | _1900
_1900 | _1900
_1900 | _1900
_1900 | _1900
_1900 | _1900
_1900 | _1900
_1900 | _1900
_1900 | _1900
_1900 | _1900
_1900 | _1900
_1900 | _1900
_1900 | _1900
_1900 | _1900
_1900 | _1900
_1900 | _1900
_1900 | _1900
_1900 | _1900
_1900 | _1900
_1900 | _1900
_1900 | _1900
_1900 | _1900
_1900 | _1900
_1900 | _1900
_1900 | _1900
_1900 | _1900
_1900 | _1900
_1900 | _1900
_1900 | _1900
_1900 | _1900
_1900 | _1900
_1900 | _1900
_1900 | _1900
_1900 | _1900
_1900 | _1900
_1900 | _1900
_1900 | _1900
_1900 | _1900
_1900 | _1900
_1900 | _1900
_1900 | _1900
_1900 | _1900
_1900 | _1900
_1900 | _1900
_1900 | _1900
_1900 | _1900
_1900 | _1900
_1900 | _1900
_1900 | _1900
_1900 | _1900
_1900 | _1900
_1900 | _1900
_1900 | _1900
_1900 | _1900
_1900 | _1900
_1900 | _1900
_1900 | _1900
_1900 | _1900
_1900 | _1900
_1900 | _1900
_1900 | _1900
_1900 | _1900
_1900 | _1900
_1900 | _1900
_1900 | _1900
_1900 | _1900
_1900 | _1900
_1900 | _1900
_1900 | _1900
_1900 | _1900
_1900 | _1900
_1900 | _1900
_1900 | _1900
_1900 | _1900
_1900 | _1900
_1900 | _1900
_1900 | _1900
_1900 | _1900
_1900 | _1900
_1900 | _1900
_1900 | _1900
_1900 | _1900
_1900 | _1900
_1900 | _1900
_1900 | _1900
_1900 | _1900
_1900 | _1900
_1900 | _1900
_1900 | _1900
_1900 | _1900
_1900 | _1900
_1900 | _1900
_1900 | _1900
_1900 | _1900
_1900 | _1900
_1900 | _1900
_1900 | _1900
_1900 | _1900
_1900 | _1900
_1900 | _1900
_1900 | _1900
_1900 | _1900
_1900 | _1900
_1900 | _1900
_1900 | _1900
_1900 | _1900
_1900 | _1900
_1900 | _1900
_1900 | _1900
_1900 | _1900
_1900 | _1900
_1900 | _1900
_1900 | _1900
_1900 | _1900
_1900 | _1900
_1900 | _1900
_1900 | _1900
_1900 | _1900
_1900 | _1900
_1900 | _1900
_1900 | _1900
_1900 | _1900
_1900 | _1900
_1900 | _1900
_1900 | _1900
_1900 | _1900
_1900 | _1900
_1900 | _1900
_1900 | _1900
_1900 | _1900
_1900 | _1900
_1900 | _1900
_1900 | _1900
_1900 | _1900
_1900 | _1900
_1900 | _1900
_1900 | _1900
_1900 | _1900
_1900 | _1900
_1900 | _1900
_1900 | _1900
_1900 | _1900
_1900 | _1900
_1900 | _1900
_1900 | _1900
_1900 | _1900
_1900 | _1900
_1900 | _1900
_1900 | _1900
_1900 | _1900
_1900 | _1900
_1900 | _1900
_1900 | _1900
_1900 | _1900
_1900 | _1900
_1900 | _1900
_1900 | _1900
_1900 | _1900
_1900 | _1900
_1900 | _1900
_1900 | _1900
_1900 | _1900
_1900 | _1900
_1900 | _1900
_1900 | _1900
_1900 | _1900
_1900 | _1900
_1900 | _1900
_1900 | _1900
_1900 | _1900
_1900 | _1900
_1900 | _1900
_1900 | _1900
_1900 | _1900
_1900 | _1900
_1900 | _1900
_1900 | _1900
_1900 | _1900
_1900 | _1900
_1900 | _1900
_1900 | _1900
_1900 | _1900
_1900 | _1900
_1900 | _1900
_1900 | _1900
_1900 | _1900
_1900 | _1900
_1900 | _1900
_1900 | _1900
_1900 | _1900
_1900 | _1900
_1900 | _1900
_1900 | _1900
_1900 | _1900
_1900 | _1900
_1900 | _1900
_1900 | _1900
_1900 | _1900
_1900 | _1900
_1900 | _1900
_1900 | _1900
_1900 | _1900
_1900 | _1900
_1900 | _1900
_1900 | _1900
_1900 | _1900
_1900 | _1900
_1900 | _1900
_1900 | _1900
_1900 | _1900
_1900 | _1900
_1900 | _1900
_1900 | _1900
_1900 | _1900
_1900 | _1900
_1900 | _1900
_1900 | _1900
_1900 | _1900
_1900 | _1900
_1900 | _1900
_1900 | _1900
_1900 | _1900
_1900 | _1900
_1900 | _1900
_1900 | _1900
_1900 | _1900
_1900 | _1900
_1900 | _1900
_1900 | _1900
_1900 | _1900
_1900 | _1900
_1900 | _1900
_1900 | _1900
_1900 | _1900
_1900 | _1900
_1900 | _1900
_1900 | _1900
_1900 | _1900
_1900 | _1900
_1900 | _1900
_1900 | _1900
_1900 | _1900
_1900 | _1900
_1900 | _1900
_1900 | _1900
_1900 | _1900
_1900 | _1900
_1900 | _1900
_1900 | _1900
_1900 | _1900
_1900 | _1900
_1900 | _1900
_1900 | _1900
_1900 | _1900
_1900 | _1900
_1900 | _1900
_1900 | _1900
_1900 | _1900
_1900 | _1900
_1900 | _1900
_1900 | _1900
_1900 | _1900
_1900 | _1900
_1900 | _1900
_1900 | _1900
_1900 | _1900
_1900 | _1900
_1900 | _1900
_1900 | _1900
_1900 | _1900
_1900 | _1900
_1900 | _1900
_1900 | _1900
_1900 | _1900
_1900 | _1900
_1900 | _1900
_1900 | _1900
_1900 | _1900
_1900 | _1900
_1900 | _1900
_1900 | _1900
_1900 | _1900
_1900 | _1900
_1900 | _1900
_1900 | _1900
_1900 | _1900
_1900 | _1900
_1900 | _1900
_1900 | _1900
_1900 | _1900
_1900 | _1900
_1900 | _1900
_1900 | _1900
_1900 | _1900
_1900 | _1900
_1900 | _1900
_1900 | _1900
_1900 | _1900
_1900 | _1900
_1900 | _1900
_1900 | _1900
_1900 | _1900
_1900 | _1900
_1900 | _1900
_1900 | _1900
_1900 | _1900
_1900 | _1900
_1900 | _1900
_1900 | _1900
_1900 | _1900
_1900 | _1900
_1900 | _1900
_1900 | _1900
_1900 | _1900
_1900 | _1900
_1900 | _1900
_1900 | _1900
_1900 | _1900
_1900 | _1900
_1900 | _1900
_1900 | _1900
_1900 | _1900
_1900 | _1900
_1900 | _1900
_1900 | _1900
_1900 | _1900
_1900 | _1900
_1900 | _1900
_1900 | _1900
_1900 | _1900
_1900 | _1900
_1900 | _1900
_1900 | _1900
_1900 | _1900
_1900 | _1900
_1900 | _1900
_1900 | _1900
_1900 | _1900
_1900 | _1900
_1900 | _1900
_1900 | _1900
_1900 | _1900
_1900 | _1900
_1900 | _1900
_1900 | _1900
_1900 | _1900
_1900 | _1900
_1900 | _1900
_1900 | _1900
_1900 | _1900
_1900 | _1900
_1900 | _1900
_1900 | _1900
_1900 | _1900
_1900 | _1900
_1900 | _1900
_1900 | _1900
_1900 | _1900
_1900 | _1900
_1900 | _1900
_1900 | _1900
_1900 | _1900
_1900 | _1900
_1900 | _1900
_1900 | _1900
_1900 | _1900
_1900 | _1900
_1900 | _1900
_1900 | _1900
_1900 | _1900
_1900 | _1900
_1900 | _1900
_1900 | _1900
_1900 | _1900
_1900 | _1900
_1900 | _1900
_1900 | _1900
_1900 | _1900
_1900 | _1900
_1900 | _1900
_1900 | _1900
_1900 | _1900
_1900 | _1900
_1900 | _1900
_1900 | _1900
_1900 | _1900
_1900 | _1900
_1900 | _1900
_1900 | _1900
_1900 | _1900
_1900 | _1900
_1900 | _1900
_1900 | _1900
_1900 | _1900
_1900 | _1900
_1900 | _1900
_1900 | _1900
_1900 | _1900
_1900 | _1900
_1900 | _1900
_1900 | _1900
_1900 | _1900
_1900 | _1900
_1900 | _1900
_1900 | _1900
_1900 | _1900
_1900 | _1900
_1900 | _1900
_1900 | _1900
_1900 | _1900
_1900 | _1900
_1900 | _1900
_1900 | _1900
_1900 | _1900
_1900 | _1900
_1900 | _1900
_1900 | _1900
_1900 | _1900
_1900 | _1900
_1900 | _1900
_1900 | _1900
_1900 | _1900
_1900 | _1900
_1900 | _1900
_1900 | _1900
_1900 | _1900
_1900 | _1900
_1900 | _1900
_1900 | _1900
_1900 | _1900
_1900 | _1900
_1900 | _1900
_1900 | _1900
_1900 | _1900
_1900 | _1900
_1900 | _1900
_1900 | _1900
_1900 | _1900
_1900 | _1900
_1900 | _1900
_1900 | _1900
_1900 | _1900
_1900 | _1900
_1900 | _1900
_1900 | _1900
_1900 | _1900
_1900 | _1900
_1900 | _1900
_1900 | _1900
_1900 | _1900
_1900 | _1900
_1900 | _1900
_1900 | _1900
_1900 | _1900
_1900 | _1900
_1900 | _1900
_1900 | _1900
_1900 | _1900
_1900 | _1900
_1900 | _1900
_1900 | _1900
_1900 | _1900
_1900 | _1900
_1900 | _1900
_1900 | _1900
_1900 | _1900
_1900 | _1900
_1900 | _1900
_1900 | _1900
_1900 | _1900
_1900 | _1900
_1900 | _1900
_1900 | _1900
_1900 | _1900
_1900 | _1900
_1900 | _1900
_1900 | _1900
_1900 | _1900
_1900 | _1900
_1900 | _1900
_1900 | _1900
_1900 | _1900
_1900 | _1900
_1900 | _1900
_1900 | _1900
_1900 | _1900
_1900 | _1900
_1900 | _1900
_1900 | _1900
_1900 | _1900
_1900 | _1900
_1900 | _1900
_1900 | _1900
_1900 | _1900
_1900 | _1900
_1900 | _1900
_1900 | _1900
_1900 | _1900
_1900 | _1900
_1900 | _1900
_1900 | _1900
_1900 | _1900
_1900 | _1900
_1900 | _1900
_1900 | _1900
_1900 | _1900
_1900 | _1900
_1900 | _1900
_1900 | _1900
_1900 | _1900
_1900 | _1900
_1900 | _1900
_1900 | _1900
_1900 | _1900
_1900 | _1900
_1900 | _1900
_1900 | _1900
_1900 | _1900
_1900 | _1900
_1900 | _1900
_1900 | _1900
_1900 | _1900
_1900 | _1900
_1900 | _1900
_1900 | _1900
_1900 | _1900
_1900 | _1900
_1900 | _1900
_1900 | _1900
_1900 | _1900
_1900 | _1900
_1900 | _1900
_1900 | _1900
_1900 | _1900
_1900 | _1900
_1900 | _1900
_1900 | _1900
_1900 | _1900
_1900 | _1900
_1900 | _1900
_1900 | _1900
_1900 | _1900
_1900 | _1900
_1900 | _1900
_1900 | _1900
_1900 | _1900
_1900 | _1900
_1900 | _1900
_1900 | _1900
_1900 | _1900
_1900 | _1900
_1900 | _1900
_1900 | _1900
_1900 | _1900
_1900 | _1900
_1900 | _1900
_1900 | _1900
_1900 | _1900
_1900 | _1900
_1900 | _1900
_1900 | _1900
_1900 | _1900
_1900 | _1900
_1900 | _1900
_1900 | _1900
_1900 | _1900
_1900 | _1900
_1900 | _1900
_1900 | _1900
_1900 | _1900
_1900 | _1900
_1900 | _1900
_1900 | _1900
_1900 | _1900
_1900 | _1900
_1900 | _1900
_1900 | _1900
_1900 | _1900
_1900 | _1900
_1900 | _1900
_1900 | _1900
_1900 | _1900
_1900 | _1900
_1900 | _1900
_1900 | _1900
_1900 | _1900
_1900 | _1900
_1900 | _1900
_1900 | _1900
_1900 | _1900
_1900 | _1900
_1900 | _1900
_1900 | _1900
_1900 | _1900
_1900 | _1900
_1900 | _1900
_1900 | _1900
_1900 | _1900
_1900 | _1900
_1900 | _1900
_1900 | _1900
_1900 | _1900
_1900 | _1900
_1900 | _1900
_1900 | _1900
_1900 | _1900
_1900 | _1900
_1900 | _1900
_1900 | _1900
_1900 | _1900
_1900 | _1900
_1900 | _1900
_1900 | _1900
_1900 | _1900
_1900 | _1900
_1900 | _1900
_1900 | _1900
_1900 | _1900
_1900 | _1900
_1900 | _1900
_1900 | _1900
_1900 | _1900
_1900 | _1900
_1900 | _1900
_1900 | _1900
_1900 | _1900
_1900 | _1900
_1900 | _1900
_1900 | _1900
_1900 | _1900
_1900 | _1900
_1900 | _1900
_1900 | _1900
_1900 | _1900
_1900 | _1900
_1900 | _1900
_1900 | _1900
_1900 | _1900
_1900 | _1900
_1900 | _1900
_1900 | _1900
_1900 | _1900
_1900 | _1900
_1900 | _1900
_1900 | _1900
_1900 | _1900
_1900 | _1900
_1900 | _1900
_1900 | _1900
_1900 | _1900
_1900 | _1900
_1900 | _1900
_1900 | _1900
_1900 | _1900
_1900 | _1900
_1900 | _1900
_1900 | _1900
_1900 | _1900
_1900 | _1900
_1900 | _1900
_1900 | _1900
_1900 | _1900
_1900 | _1900
_1900 | _1900
_1900 | _1900
_1900 | _1900
_1900 | _1900
_1900 | _1900
_1900 | _1900
_1900 | _1900
_1900 | _1900
_1900 | _1900
_1900 | _1900
_1900 | _1900
_1900 | _1900
_1900 | _1900
_1900 | _1900
_1900 | _1900
_1900 | _1900
_1900 | _1900
_1900 | _1900
_1900 | _1900
_1900 | _1900
_1900 | _1900
_1900 | _1900
_1900 | _1900
_1900 | _1900
_1900 | _1900
_1900 | _1900
_1900 | _1900
_1900 | _1900
_1900 | _1900
_1900 | _1900
_1900 | _1900
_1900 | _1900
_1900 | _1900
_1900 | _1900
_1900 | _1900
_1900 | _1900
_1900 | _1900
_1900 | _1900
_1900 | _1900
_1900 | _1900
_1900 | _1900
_1900 | _1900
_1900 | _1900
_1900 | _1900
_1900 | _1900
_1900 | _1900
_1900 | _1900
_1900 | _1900
_1900 | _1900
_1900 | _1900
_1900 | _1900
_1900 | _1900
_1900 | _1900
_1900 | _1900
_1900 | _1900
_1900 | _1900
_1900 | _1900
_1900 | _1900
_1900 | _1900
_1900 | _1900
_1900 | _1900
_1900 | _1900
_1900 | _1900
_1900 | _1900
_1900 | _1900
_1900 | _1900
_1900 | _1900
_1900 | _1900
_1900 | _1900
_1900 | _1900
_1900 | _1900
_1900 | _1900
_1900 | _1900
_1900 | _1900
_1900 | _1900
_1900 | _1900
_1900 | _1900
_1900 | _1900
_1900 | _1900
_1900 | _1900
_1900 | _1900
_1900 | _1900
_1900 | _1900
_1900 | _1900
_1900 | _1900
_1900 | _1900
_1900 | _1900
_1900 | _1900
_1900 | _1900
_1900 | _1900
_1900 | _1900
_1900 | _1900
_1900 | _1900
_1900 | _1900
_1900 | _1900
_1900 | _1900
_1900 | _1900
_1900 | _1900
_1900 | _1900
_1900 | _1900
_1900 | _1900
_1900 | _1900
_1900 | _1900
_1900 | _1900
_1900 | _1900
_1900 | _1900
_1900 | _1900
_1900 | _1900
_1900 | _1900
_1900 | _1900
_1900 | _1900
_1900 | _1900
_1900 | _1900
_1900 | _1900
_1900 | _1900
_1900 | _1900
_1900 | _1900
_1900 | _1900
_1900 | _1900
_1900 | _1900
_1900 | _1900
_1900 | _1900
_1900 | _1900
_1900 | _1900
_1900 | _1900
_1900 | _1900
_1900 | _1900
_1900 | _1900
_1900 | _1900
_1900 | _1900
_1900 | _1900
_1900 | _1900
_1900 | _1900
_1900 | _1900
_1900 | _1900
_1900 | _1900
_1900 | _1900
_1900 | _1900
_1900 | _1900
_1900 | _1900
_1900 | _1900
_1900 | _1900
_1900 | _1900
_1900 | _1900
_1900 | _1900
_1900 | _1900
_1900 | _1900
_1900 | _1900
_1900 | _1900
_1900 | _1900
_1900 | _1900
_1900 | _1900
_1900 | _1900
_1900 | _1900
_1900 | _1900
_1900 | _1900
_1900 | _1900
_1900 | _1900
_1900 | _1900
_1900 | _1900
_1900 | _1900
_1900 | _1900
_1900 | _1900
_1900 | _1900
_1900 | _1900
_1900 | _1900
_1900 | _1900
_1900 | _1900
_1900 | _1900
_1900 | _1900
_1900 | _1900
_1900 | _1900
_1900 | _1900
_1900 | _1900
_1900 | _1900
_1900 | _1900
_1900 | _1900
_1900 | _1900
_1900 | _1900
_1900 | _1900
_1900 | _1900
_1900 | _1900
_1900 | _1900
_1900 | _1900
_1900 | _1900
_1900 | _1900
_1900 | _1900
_1900 | _1900
_1900 | _1900
_1900 | _1900
_1900 | _1900
_1900 | _1900
_1900 | _1900
_1900 | _1900
_1900 | _1900
_1900 | _1900
_1900 | _1900
_1900 | _1900
_1900 | _1900
_1900 | _1900
_1900 | _1900
_1900 | _1900
_1900 | _1900
_1900 | _1900
_1900 | _1900
_1900 | _1900
_1900 | _1900
_1900 | _1900
_1900 | _1900
_1900 | _1900
_1900 | _1900
_1900 | _1900
_1900 | _1900
_1900 | _1900
_1900 | _1900
_1900 | _1900
_1900 | _1900
_1900 | _1900
_1900 | _1900
_1900 | _1900
_1900 | _1900
_1900 | _1900
_1900 | _1900
_1900 | _1900
_1900 | _1900
_1900 | _1900
_1900 | _1900
_1900 | _1900
_1900 | _1900
_1900 | _1900
_1900 | _1900
_1900 | _1900
_1900 | _1900
_1900 | _1900
_1900 | _1900
_1900 | _1900
_1900 | _1900
_1900 | _1900
_1900 | _1900
_1900 | _1900
_1900 | _1900
_1900 | _1900
_1900 | _1900
_1900 | _1900
_1900 | _1900
_1900 | _1900
_1900 | _1900
_1900 | _1900
_1900 | _1900
_1900 | _1900
_1900 | _1900
_1900 | _1900
_1900 | _1900
_1900 | _1900
_1900 | _1900
_1900 | _1900
_1900 | _1900
_1900 | _1900
_1900 | _1900
_1900 | _1900
_1900 | _1900
_1900 | _1900
_1900 | _1900
_1900 | _1900
_1900 | _1900
_1900 | _1900
_1900 | _1900
_1900 | _1900
_1900 | _1900
_1900 | _1900
_1900 | _1900
_1900 | _1900
_1900 | _1900
_1900 | _1900
_1900 | _1900
_1900 | _1900
_1900 | _1900
_1900 | _1900
_1900 | _1900
_1900 | _1900
_1900 | _1900
_1900 | _1900
_1900 | _1900
_1900 | _1900
_1900 | _1900
_1900 | _1900
_1900 | _1900
_1900 | _1900
_1900 | _1900
_1900 | _1900
_1900 | _1900
_1900 | _1900
_1900 | _1900
_1900 | _1900
_1900 | _1900
_1900 | _1900
_1900 | _1900
_1900 | _1900
_1900 | _1900
_1900 | _1900
_1900 | _1900
_1900 | _1900
_1900 | _1900
_1900 | _1900
_1900 | _1900
_1900 | _1900
_1900 | _1900
_1900 | _1900
_1900 | _1900
_1900 | _1900
_1900 | _1900
_1900 | _1900
_1900 | _1900
_1900 | _1900
_1900 | _1900
_1900 | _1900
_1900 | _1900
_1900 | _1900
_1900 | _1900
_1900 | _1900
_1900 | _1900
_1900 | _1900
_1900 | _1900
_1900 | _1900
_1900 | _1900
_1900 | _1900
_1900 | _1900
_1900 | _1900
_1900 | _1900
_1900 | _1900
_1900 | _1900
_1900 | _1900
_1900 | _1900
_1900 | _1900
_1900 | _1900
_1900 | _1900
_1900 | _1900
_1900 | _1900
_1900 | _1900
_1900 | _1900
_1900 | _1900
_1900 | _1900
_1900 | _1900
_1900 | _1900
_1900 | _1900
_1900 | _1900
_1900 | _1900
_1900 | _1900
_1900 | _1900
_1900 | _1900
_1900 | _1900
_1900 | _1900
_1900 | _1900
_1900 | _1900
_1900 | _1900
_1900 | _1900
_1900 | _1900
_1900 | _1900
_1900 | _1900
_1900 | _1900
_1900 | _1900
_1900 | _1900
_1900 | _1900
_1900 | _1900
_1900 | _1900
_1900 | _1900
_1900 | _1900
_1900 | _1900
_1900 | _1900
_1900 | _1900
_1900 | _1900
_1900 | _1900
_1900 | _1900
_1900 | _1900
_1900 | _1900
_1900 | _1900
_1900 | _1900
_1900 | _1900
_1900 | _1900
_1900 | _1900
_1900 | _1900
_1900 | _1900
_1900 | _1900
_1900 | _1900
_1900 | _1900
_1900 | _1900
_1900 | _1900
_1900 | _1900
_1900 | _1900
_1900 | _1900
_1900 | _1900
_1900 | _1900
_1900 | _1900
_1900 | _1900
_1900 | _1900
_1900 | _1900
_1900 | _1900
_1900 | _1900
_1900 | _1900
_1900 | _1900
_1900 | _1900
_1900 | _1900
_1900 | _1900
_1900 | _1900
_1900 | _1900
_1900 | _1900
_1900 | _1900
_1900 | _1900
_1900 | _1900
_1900 | _1900
_1900 | _1900
_1900 | _1900
_1900 | _1900
_1900 | _1900
_1900 | _1900
_1900 | _1900
_1900 | _1900
_1900 | _1900
_1900 | _1900
_1900 | _1900
_1900 | _1900
_1900 | _1900
_1900 | _1900
_1900 | _1900
_1900 | _1900
_1900 | _1900
_1900 | _1900
_1900 | _1900
_1900 | _1900
_1900 | _1900
_1900 | _1900
_1900 | _1900
_1900 | _1900
_1900 | _1900
_1900 | _1900
_1900 | _1900
_1900 | _1900
_1900 | _1900
_1900 | _1900
_1900 | _1900
_1900 | _1900
_1900 | _1900
_1900 | _1900
_1900 | _1900
_1900 | _1900
_1900 | _1900
_1900 | _1900
_1900 | _1900
_1900 | _1900
_1900 | _1900
_1900 | _1900
_1900 | _1900
_1900 | _1900
_1900 | _1900
_1900 | _1900
_1900 | _1900
_1900 | _1900
_1900 | _1900
_1900 | _1900
_1900 | _1900
_1900 | _1900
_1900 | _1900
_1900 | _1900
_1900 | _1900
_1900 | _1900
_1900 | _1900
_1900 | _1900
_1900 | _1900
_1900 | _1900
_1900 | _1900
_1900 | _1900
_1900 | _1900
_1900 | _1900
_1900 | _1900
_1900 | _1900
_1900 | _1900
_1900 | _1900
_1900 | _1900
_1900 | _1900
_1900 | _1900
_1900 | _1900
_1900 | _1900
_1900 | _1900
_1900 | _1900
_1900 | _1900
_1900 | _1900
_1900 | _1900
_1900 | _1900
_1900 | _1900
_1900 | _1900
_1900 | _1900
_1900 | _1900
_1900 | _1900
_1900 | _1900
_1900 | _1900
_1900 | _1900
_1900 | _1900
_1900 | _1900
_1900 | _1900
_1900 | _1900
_1900 | _1900
_1900 | _1900
_1900 | _1900
_1900 | _1900
_1900 | _1900
_1900 | _1900
_1900 | _1900
_1900 | _1900
_1900 | _1900
_1900 | _1900
_1900 | _1900
_1900 | _1900
_1900 | _1900
_1900 | _1900
_1900 | _1900
_1900 | _1900
_1900 | _1900
_1900 | _1900
_1900 | _1900
_1900 | _1900
_1900 | _1900
_1900 | _1900
_1900 | _1900
_1900 | _1900
_1900 | _1900
_1900 | _1900
_1900 | _1900
_1900 | _1900
_1900 | _1900
_1900 | _1900
_1900 | _1900
_1900 | _1900
_1900 | _1900
_1900 | _1900
_1900 | _1900
_1900 | _1900
_1900 | _1900
_1900 | _1900
_1900 | _1900
_1900 | _1900
_1900 | _1900
_1900 | _1900
_1900 | _1900
_1900 | _1900
_1900 | _1900
_1900 | _1900
_1900 | _1900
_1900 | _1900
_1900 | _1900
_1900 | _1900
_1900 | _1900
_1900 | _1900
_1900 | _1900
_1900 | _1900
_1900 | _1900
_1900 | _1900
_1900 | _1900
_1900 | _1900
_1900 | _1900
_1900 | _1900
_1900 | _1900
_1900 | _1900
_1900 | _1900
_1900 | _1900
_1900 | _1900
_1900 | _1900
_1900 | _1900
_1900 | _1900
_1900 | _1900
_1900 | _1900
_1900 | _1900
_1900 | _1900
_1900 | _1900
_1900 | _1900
_1900 | _1900
_1900 | _1900
_1900 | _1900
_1900 | _1900
_1900 | _1900
_1900 | _1900
_1900 | _1900
_1900 | _1900
_1900 | _1900
_1900 | _1900
_1900 | _1900
_1900 | _1900
_1900 | _1900
_1900 | _1900
_1900 | _1900
_1900 | _1900
_1900 | _1900
_1900 | _1900
_1900 | _1900
_1900 | _1900
_1900 | _1900
_1900 | _1900
_1900 | _1900
_1900 | _1900
_1900 | _1900
_1900 | _1900
_1900 | _1900
_1900 | _1900
_1900 | _1900
_1900 | _1900
_1900 | _1900
_1900 | _1900
_1900 | _1900
_1900 | _1900
_1900 | _1900
_1900 | _1900
_1900 | _1900
_1900 | _1900
_1900 | _1900
_1900 | _1900
_1900 | _1900
_1900 | _1900
_1900 | _1900
_1900 | _1900
_1900 | _1900
_1900 | _1900
_1900 | _1900
_1900 | _1900
_1900 | _1900
_1900 | _1900
_1900 | _1900
_1900 | _1900
_1900 | _1900
_1900 | _1900
_1900 | _1900
_1900 | _1900
_1900 | _1900
_1900 | _1900
_1900 | _1900
_1900 | _1900
_1900 | _1900
_1900 | _1900
_1900 | _1900
_1900 | _1900
_1900 | _1900
_1900 | _1900
_1900 | _1900
_1900 | _1900
_1900 | _1900
_1900 | _1900
_1900 | _1900
_1900 | _1900
_1900 | _1900
_1900 | _1900
_1900 | _1900
_1900 | _1900
_1900 | _1900
_1900 | _1900
_1900 | _1900
_1900 | _1900
_1900 | _1900
_1900 | _1900
_1900 | _1900
_1900 | _1900
_1900 | _1900
_1900 | _1900
_1900 | _1900
_1900 | _1900
_1900 | _1900
_1900 | _1900
_1900 | _1900
_1900 | _1900
_1900 | _1900
_1900 | _1900
_1900 | _1900
_1900 | _1900
_1900 | _1900
_1900 | _1900
_1900 | _1900
_1900 | _1900
_1900 | _1900
_1900 | _1900
_1900 | _1900
_1900 | _1900
_1900 | _1900
_1900 | _1900
_1900 | _1900
_1900 | _1900
_1900 | _1900
_1900 | _1900
_1900 | _1900
_1900 | _1900
_1900 | _1900
_1900 | _1900
_1900 | _1900
_1900 | _1900
_1900 | _1900
_1900 | _1900
_1900 | _1900
_1900 | _1900
_1900 | _1900
_1900 | _1900
_1900 | _1900
_1900 | _1900
_1900 | _1900
_1900 | _1900
_1900 | _1900
_1900 | _1900
_1900 | _1900
_1900 | _1900
_1900 | _1900
_1900 | _1900
_1900 | _1900
_1900 | _1900
_1900 | _1900
_1900 | _1900
_1900 | _1900
_1900 | _1900
_1900 | _1900
_1900 | _1900
_1900 | _1900
_1900 | _1900
_1900 | _1900
_1900 | _1900
_1900 | _1900
_1900 | _1900
_1900 | _1900
_1900 | _1900
_1900 | _1900
_1900 | _1900
_1900 | _1900
_1900 | _1900
_1900 | _1900
_1900 | _1900
_1900 | _1900
_1900 | _1900
_1900 | _1900
_1900 | _1900
_1900 | _1900
_1900 | _1900
_1900 | _1900
_1900 | _1900
_1900 | _1900
_1900 | _1900
_1900 | _1900
_1900 | _1900
_1900 | _1900
_1900 | _1900
_1900 | _1900
_1900 | _1900
_1900 | _1900
_1900 | _1900
_1900 | _1900
_1900 | _1900
_1900 | _1900
_1900 | _1900
_1900 | _1900
_1900 | _1900
_1900 | _1900
_1900 | _1900
_1900 | _1900
_1900 | _1900
_1900 | _1900
_1900 | _1900
_1900 | _1900
_1900 | _1900
_1900 | _1900
_1900 | _1900
_1900 | _1900
_1900 | _1900
_1900 | _1900
_1900 | _1900
_1900 | _1900
_1900 | _1900
_1900 | _1900
_1900 | _1900
_1900 | _1900
_1900 | _1900
_1900 | _1900
_1900 | _1900
_1900 | _1900
_1900 | _1900
_1900 | _1900
_1900 | _1900
_1900 | _1900
_1900 | _1900
_1900 | _1900
_1900 | _1900
_1900 | _1900
_1900 | _1900
_1900 | _1900
_1900 | _1900
_1900 | _1900
_1900 | _1900
_1900 | _1900
_1900 | _1900
_1900 | _1900
_1900 | _1900
_1900 | _1900
_1900 | _1900
_1900 | _1900
_1900 | _1900
_1900 | _1900
_1900 | _1900
_1900 | _1900
_1900 | _1900
_1900 | _1900
_1900 | _1900
_1900 | _1900
_1900 | _1900
_1900 | _1900
_1900 | _1900
_1900 | _1900
_1900 | _1900
_1900 | _1900
_1900 | _1900
_1900 | _1900
_1900 | _1900
_1900 | _1900
_1900 | _1900
_1900 | _1900
_1900 | _1900
_1900 | _1900
_1900 | _1900
_1900 | _1900
_1900 | _1900
_1900 | _1900
_1900 | _1900
_1900 | _1900
_1900 | _1900
_1900 | _1900
_1900 | _1900
_1900 | _1900
_1900 | _1900
_1900 | _1900
_1900 | _1900
_1900 | _1900
_1900 | _1900
_1900 | _1900
_1900 | _1900
_1900 | _1900
_1900 | _1900
_1900 | _1900
_1900 | _1900
_1900 | _1900
_1900 | _1900
_1900 | _1900
_1900 | _1900
_1900 | _1900
_1900 | _1900
_1900 | _1900
_1900 | _1900
_1900 | _1900
_1900 | _1900
_1900 | _1900
_1900 | _1900
_1900 | _1900
_1900 | _1900
_1900 | _1900
_1900 | _1900
_1900 | _1900
_1900 | _1900
_1900 | _1900
_1900 | _1900
_1900 | _1900
_1900 | _1900
_1900 | _1900
_1900 | _1900
_1900 | _1900
_1900 | _1900
_1900 | _1900
_1900 | _1900
_1900 | _1900
_1900 | _1900
_1900 | _1900
_1900 | _1900
_1900 | _1900
_1900 | _1900
_1900 | _1900
_1900 | _1900
_1900 | _1900
_1900 | _1900
_1900 | _1900
_1900 | _1900
_1900 | _1900
_1900 | _1900
_1900 | _1900
_1900 | _1900
_1900 | _1900
_1900 | _1900
_1900 | _1900
_1900 | _1900
_1900 | _1900
_1900 | _1900
_1900 | _1900
_1900 | _1900
_1900 | _1900
_1900 | _1900
_1900 | _1900
_1900 | _1900
_1900 | _1900
_1900 | _1900
_1900 | _1900
_1900 | _1900
_1900 | _1900
_1900 | _1900
_1900 | _1900
_1900 | _1900
_1900 | _1900
_1900 | _1900
_1900 | _1900
_1900 | _1900
_1900 | _1900
_1900 | _1900
_1900 | _1900
_1900 | _1900
_1900 | _1900
_1900 | _1900
_1900 | _1900
_1900 | _1900
_1900 | _1900
_1900 | _1900
_1900 | _1900
_1900 | _1900
_1900 | _1900
_1900 | _1900
_1900 | _1900
_1900 | _1900
_1900 | _1900
_1900 | _1900
_1900 | _1900
_1900 | _1900
_1900 | _1900
_1900 | _1900
_1900 | _1900
_1900 | _1900
_1900 | _1900
_1900 | _1900
_1900 | _1900
_1900 | _1900
_1900 | _1900
_1900 | _1900
_1900 | _1900
_1900 | _1900
_1900 | _1900
_1900 | _1900
_1900 | _1900
_1900 | _1900
_1900 | _1900
_1900 | _1900
_1900 | _1900
_1900 | _1900
_1900 | _1900
_1900 | _1900
_1900 | _1900
_1900 | _1900
_1900 | _1900
_1900 | _1900
_1900 | _1900
_1900 | _1900
_1900 | _1900
_1900 | _1900
_1900 | _1900
_1900 | _1900
_1900 | _1900
_1900 | _1900
_1900 | _1900
_1900 | _1900
_1900 | _1900
_1900 | _1900
_1900 | _1900
_1900 | _1900
_1900 | _1900
_1900 | _1900
_1900 | _1900
_1900 | _1900
_1900 | _1900
_1900 | _1900
_1900 | _1900
_1900 | _1900
_1900 | _1900
_1900 | _1900
_1900 | _1900
_1900 | _1900
_1900 | _1900
_1900 | _1900
_1900 | _1900
_1900 | _1900
_1900 | _1900
_1900 | _1900
_1900 | _1900
_1900 | _1900
_1900 | _1900
_1900 | _1900
_1900 | _1900
_1900 | _1900
_1900 | _1900
_1900 | _1900
_1900 | _1900
_1900 | _1900
_1900 | _1900
_1900 | _1900
_1900 | _1900
_1900 | _1900
_1900 | _1900
_1900 | _1900
_1900 | _1900
_1900 | _1900
_1900 | _1900
_1900 | _1900
_1900 | _1900
_1900 | _1900
_1900 | _1900
_1900 | _1900
_1900 | _1900
_1900 | _1900
_1900 | _1900
_1900 | _1900
_1900 | _1900
_1900 | _1900
_1900 | _1900
_1900 | _1900
_1900 | _1900
_1900 | _1900
_1900 | _1900
_1900 | _1900
_1900 | _1900
_1900 | _1900
_1900 | _1900
_1900 | _1900
_1900 | _1900
_1900 | _1900
_1900 | _1900
_1900 | _1900
_1900 | _1900
_1900 | _1900
_1900 | _1900
_1900 | _1900
_1900 | _1900
_1900 | _1900
_1900 | _1900
_1900 | _1900
_1900 | _1900
_1900 | _1900
_1900 | _1900
_1900 | _1900
_1900 | _1900
_1900 | _1900
_1900 | _1900
_1900 | _1900
_1900 | _1900
_1900 | _1900
_1900 | _1900
_1900 | _1900
_1900 | _1900
_1900 | _1900
_1900 | _1900
_1900 | _1900
_1900 | _1900
_1900 | _1900
_1900 | _1900
_1900 | _1900
_1900 | _1900
_1900 | _1900
_1900 | _1900
_1900 | _1900
_1900 | _1900
_1900 | _1900
_1900 | _1900
_1900 | _1900
_1900 | _1900
_1900 | _1900
_1900 | _1900
_1900 | _1900
_1900 | _1900
_1900 | _1900
_1900 | _1900
_1900 | _1900
_1900 | _1900
_1900 | _1900
_1900 | _1900
_1900 | _1900
_1900 | _1900
_1900 | _1900
_1900 | _1900
_1900 | _1900
_1900 | _1900
_1900 | _1900
_1900 | _1900
_1900 | _1900
_1900 | _1900
_1900 | _1900
_1900 | _1900
_1900 | _1900
_1900 | _1900
_1900 | _1900
_1900 | _1900
_1900 | _1900
_1900 | _1900
_1900 | _1900
_1900 | _1900
_1900 | _1900
_1900 | _1900
_1900 | _1900
_1900 | _1900
_1900 | _1900
_1900 | _1900
_1900 | _1900
_1900 | _1900
_1900 | _1900
_1900 | _1900
_1900 | _1900
_1900 | _1900
_1900 | _1900
_1900 | _1900
_1900 | _1900
_1900 | _1900
_1900 | _1900
_1900 | _1900
_1900 | _1900
_1900 | _1900
_1900 | _1900
_1900 | _1900
_1900 | _1900
_1900 | _1900
_1900 | _1900
_1900 | _1900
_1900 | _1900
_1900 | _1900
_1900 | _1900
_1900 | _1900
_1900 | _1900
_1900 | _1900
_1900 | _1900
_1900 | _1900
_1900 | _1900
_1900 | _1900
_1900 | _1900
_1900 | _1900
_1900 | _1900
_1900 | _1900
_1900 | _1900
_1900 | _1900
_1900 | _1900
_1900 | _1900
_1900 | _1900
_1900 | _1900
_1900 | _1900
_1900 | _1900
_1900 | _1900
_1900 | _1900
_1900 | _1900
_1900 | _1900
_1900 | _1900
_1900 | _1900
_1900 | _1900
_1900 | _1900
_1900 | _1900
_1900 | _1900
_1900 | _1900
_1900 | _1900
_1900 | _1900
_1900 | _1900
_1900 | _1900
_1900 | _1900
_1900 | _1900
_1900 | _1900
_1900 | _1900
_1900 | _1900
_1900 | _1900
_1900 | _1900
_1900 | _1900
_1900 | _1900
_1900 | _1900
_1900 | _1900
_1900 | _1900
_1900 | _1900
_1900 | _1900
_1900 | _1900
_1900 | _1900
_1900 | _1900
_1900 | _1900
_1900 | _1900
_1900 | _1900
_1900 | _1900
_1900 | _1900
_1900 | _1900
_1900 | _1900
_1900 | _1900
_1900 | _1900
_1900 | _1900
_1900 | _1900
_1900 | _1900
_1900 | _1900
_1900 | _1900
_1900 | _1900
_1900 | _1900
_1900 | _1900
_1900 | _1900
_1900 | _1900
_1900 | _1900
_1900 | _1900
_1900 | _1900
_1900 | _1900
_1900 | _1900
_1900 | _1900
_1900 | _1900
_1900 | _1900
_1900 | _1900
_1900 | _1900
_1900 | _1900
_1900 | _1900
_1900 | _1900
_1900 | _1900
_1900 | _1900
_1900 | _1900
_1900 | _1900
_1900 | _1900
_1900 | _1900
_1900 | _1900
_1900 | _1900
_1900 | _1900
_1900 | _1900
_1900 | _1900
_1900 | _1900
_1900 | _1900
_1900 | _1900
_1900 | _1900
_1900 | _1900
_1900 | _1900
_1900 | _1900
_1900 | _1900
_1900 | _1900
_1900 | _1900
_1900 | _1900
_1900 | _1900
_1900 | _1900
_1900 | _1900
_1900 | _1900
_1900 | _1900
_1900 | _1900
_1900 | _1900
_1900 | _1900
_1900 | _1900
_1900 | _1900
_1900 | _1900
_1900 | _1900
_1900 | _1900
_1900 | _1900
_1900 | _1900
_1900 | _1900
_1900 | _1900
_1900 | _1900
_1900 | _1900
_1900 | _1900
_1900 | _1900
_1900 | _1900
_1900 | _1900
_1900 | _1900
_1900 | _1900
_1900 | _1900
_1900 | _1900
_1900 | _1900
_1900 | _1900
_1900 | _1900
_1900 | _1900
_1900 | _1900
_1900 | _1900
_1900 | _1900
_1900 | _1900
_1900 | _1900
_1900 | _1900
_1900 | _1900
_1900 | _1900
_1900 | _1900
_1900 | _1900
_1900 | _1900
_1900 | _1900
_1900 | _1900
_1900 | _1900
_1900 | _1900
_1900 | _1900
_1900 | _1900
_1900 | _1900
_1900 | _1900
_1900 | _1900
_1900 | _1900
_1900 | _1900
_1900 | _1900
_1900 | _1900
_1900 | _1900
_1900 | _1900
_1900 | _1900
_1900 | _1900
_1900 | _1900
_1900 | _1900
_1900 | _1900
_1900 | _1900
_1900 | _1900
_1900 | _1900
_1900 | _1900
_1900 | _1900
_1900 | _1900
_1900 | _1900
_1900 | _1900
_1900 | _1900
_1900 | _1900
_1900 | _1900
_1900 | _1900
_1900 | _1900
_1900 | _1900
_1900 | _1900
_1900 | _1900
_1900 | _1900
_1900 | _1900
_1900 | _1900
_1900 | _1900
_1900 | _1900
_1900 | _1900
_1900 | _1900
_1900 | _1900
_1900 | _1900
_1900 | _1900
_1900 | _1900
_1900 | _1900
_1900 | _1900
_1900 | _1900
_1900 | _1900
_1900 | _1900
_1900 | _1900
_1900 | _1900
_1900 | _1900
_1900 | _1900
_1900 | _1900
_1900 | _1900
_1900 | _1900
_1900 | _1900
_1900 | _1900
_1900 | _1900
_1900 | _1900
_1900 | _1900
_1900 | _1900
_1900 | _1900
_1900 | _1900
_1900 | _1900
_1900 | _1900
_1900 | _1900
_1900 | _1900
_1900 | _1900
_1900 | _1900
_1900 | _1900
_1900 | _1900
_1900 | _1900
_1900 | _1900
_1900 | _1900
_1900 | _1900
_1900 | _1900
_1900 | _1900
_1900 | _1900
_1900 | _1900
_1900 | _1900
_1900 | _1900
_1900 | _1900
_1900 | _1900
_1900 | _1900
_1900 | _1900
_1900 | _1900
_1900 | _1900
_1900 | _1900
_1900 | _1900
_1900 | _1900
_1900 | _1900
_1900 | _1900
_1900 | _1900
_1900 | _1900
_1900 | _1900
_1900 | _1900
_1900 | _1900
_1900 | _1900
_1900 | _1900
_1900 | _1900
_1900 | _1900
_1900 | _1900
_1900 | _1900
_1900 | _1900
_1900 | _1900
_1900 | _1900
_1900 | _1900
_1900 | _1900
_1900 | _1900
_1900 | _1900
_1900 | _1900
_1900 | _1900
_1900 | _1900
_1900 | _1900
_1900 | _1900
_1900 | _1900
_1900 | _1900
_1900 | _1900
_1900 | _1900
_1900 | _1900
_1900 | _1900
_1900 | _1900
_1900 | _1900
_1900 | _1900
_1900 | _1900
_1900 | _1900
_1900 | _1900
_1900 | _1900
_1900 | _1900
_1900 | _1900
_1900 | _1900
_1900 | _1900
_1900 | _1900
_1900 | _1900
_1900 | _1900
_1900 | _1900
_1900 | _1900
_1900 | _1900
_1900 | _1900
_1900 | _1900
_1900 | _1900
_1900 | _1900
_1900 | _1900
_1900 | _1900
_1900 | _1900
_1900 | _1900
_1900 | _1900
_1900 | _1900
_1900 | _1900
_1900 | _1900
_1900 | _1900
_1900 | _1900
_1900 | _1900
_1900 | _1900
_1900 | _1900
_1900 | _1900
_1900 | _1900
_1900 | _1900
_1900 | _1900
_1900 | _1900
_1900 | _1900
_1900 | _1900
_1900 | _1900
_1900 | _1900
_1900 | _1900
_1900 | _1900
_1900 | _1900
_1900 | _1900
_1900 | _1900
_1900 | _1900
_1900 | _1900
_1900 | _1900
_1900 | _1900
_1900 | _1900
_1900 | _1900
_1900 | _1900
_1900 | _1900
_1900 | _1900
_1900 | _1900
_1900 | _1900
_1900 | _1900
_1900 | _1900
_1900 | _1900
_1900 | _1900
_1900 | _1900
_1900 | _1900
_1900 | _1900
_1900 | _1900
_1900 | _1900
_1900 | _1900
_1900 | _1900
_1900 | _1900
_1900 | _1900
_1900 | _1900
_1900 | _1900
_1900 | _1900
_1900 | _1900
_1900 | _1900
_1900 | _1900
_1900 | _1900
_1900 | _1900
_1900 | _1900
_1900 | _1900
_1900 | _1900
_1900 | _1900
_1900 | _1900
_1900 | _1900
_1900 | _1900
_1900 | _1900
_1900 | _1900
_1900 | _1900
_1900 | _1900
_1900 | _1900
_1900 | _1900
_1900 | _1900
_1900 | _1900
_1900 | _1900
_1900 | _1900
_1900 | _1900
_1900 | _1900
_1900 | _1900
_1900 | _1900
_1900 | _1900
_1900 | _1900
_1900 | _1900
_1900 | _1900
_1900 | _1900
_1900 | _1900
_1900 | _1900
_1900 | _1900
_1900 | _1900
_1900 | _1900
_1900 | _1900
_1900 | _1900
_1900 | _1900
_1900 | _1900
_1900 | _1900
_1900 | _1900
_1900 | _1900
_1900 | _1900
_1900 | _1900
_1900 | _1900
_1900 | _1900
_1900 | _1900
_1900 | _1900
_1900 | _1900
_1900 | _1900
_1900 | _1900
_1900 | _1900
_1900 | _1900
_1900 | _1900
_1900 | _1900
_1900 | _1900
_1900 | _1900
_1900 | _1900
_1900 | _1900
_1900 | _1900
_1900 | _1900
_1900 | _1900
_1900 | _1900
_1900 | _1900
_1900 | _1900
_1900 | _1900
_1900 | _1900
_1900 | _1900
_1900 | _1900
_1900 | _1900
_1900 | _1900
_1900 | _1900
_1900 | _1900
_1900 | _1900
_1900 | _1900
_1900 | _1900
_1900 | _1900
_1900 | _1900
_1900 | _1900
_1900 | _1900
_1900 | _1900
_1900 | _1900
_1900 | _1900
_1900 | _1900
_1900 | _1900
_1900 | _1900
_1900 | _1900
_1900 | _1900
_1900 | _1900
_1900 | _1900
_1900 | _1900
_1900 | _1900
_1900 | _1900
_1900 | _1900
_1900 | _1900
_1900 | _1900
_1900 | _1900
_1900 | _1900
_1900 | _1900
_1900 | _1900
_1900 | _1900
_1900 | _1900
_1900 | _1900
_1900 | _1900
_1900 | _1900
_1900 | _1900
_1900 | _1900
_1900 | _1900
_1900 | _1900
_1900 | _1900
_1900 | _1900
_1900 | _1900
_1900 | _1900
_1900 | _1900
_1900 | _1900
_1900 | _1900
_1900 | _1900
_1900 | _1900
_1900 | _1900
_1900 | _1900
_1900 | _1900
_1900 | _1900
_1900 | _1900
_1900 | _1900
_1900 | _1900
_1900 | _1900
_1900 | _1900
_1900 | _1900
_1900 | _1900
_1900 | _1900
_1900 | _1900
_1900 | _1900
_1900 | _1900
_1900 | _1900
_1900 | _1900
_1900 | _1900
_1900 | _1900
_1900 | _1900
_1900 | _1900
_1900 | _1900
_1900 | _1900
_1900 | _1900
_1900 | _1900
_1900 | _1900
_1900 | _1900
_1900 | _1900
_1900 | _1900
_1900 | _1900
_1900 | _1900
_1900 | _1900
_1900 | _1900
_1900 | _1900
_1900 | _1900
_1900 | _1900
_1900 | _1900
_1900 | _1900
_1900 | _1900
_1900 | _1900
_1900 | _1900
_1900 | _1900
_1900 | _1900
_1900 | _1900
_1900 | _1900
_1900 | _1900
_1900 | _1900
_1900 | _1900
_1900 | _1900
_1900 | _1900
_1900 | _1900
_1900 | _1900
_1900 | _1900
_1900 | _1900
_1900 | _1900
_1900 | _1900
_1900 | _1900
_1900 | _1900
_1900 | _1900
_1900 | _1900
_1900 | _1900
_1900 | _1900
_1900 | _1900
_1900 | _1900
_1900 | _1900
_1900 | _1900
_1900 | _1900
_1900 | _1900
_1900 | _1900
_1900 | _1900
_1900 | _1900
_1900 | _1900
_1900 | _1900
_1900 | _1900
_1900 | _1900
_1900 | _1900
_1900 | _1900
_1900 | _1900
_1900 | _1900
_1900 | _1900
_1900 | _1900
_1900 | _1900
_1900 | _1900
_1900 | _1900
_1900 | _1900
_1900 | _1900
_1900 | _1900
_1900 | _1900
_1900 | _1900
_1900 | _1900
_1900 | _1900
_1900 | _1900
_1900 | _1900
_1900 | _1900
_1900 | _1900
_1900 | _1900
_1900 | _1900
_1900 | _1900
_1900 | _1900
_1900 | _1900
_1900 | _1900
_1900 | _1900
_1900 | _1900
_1900 | _1900
_1900 | _1900
_1900 | _1900
_1900 | _1900
_1900 | _1900
_1900 | _1900
_1900 | _1900
_1900 | _1900
_1900 | _1900
_1900 | _1900
_1900 | _1900
_1900 | _1900
_1900 | _1900
_1900 | _1900
_1900 | _1900
_1900 | _1900
_1900 | _1900
_1900 | _1900
_1900 | _1900
_1900 | _1900
_1900 | _1900
_1900 | _1900
_1900 | _1900
_1900 | _1900
_1900 | _1900
_1900 | _1900
_1900 | _1900
_1900 | _1900
_1900 | _1900
_1900 | _1900
_1900 | _1900
_1900 | _1900
_1900 | _1900
_1900 | _1900
_1900 | _1900
_1900 | _1900
_1900 | _1900
_1900 | _1900
_1900 | _1900
_1900 | _1900
_1900 | _1900
_1900 | _1900
_1900 | _1900
_1900 | _1900
_1900 | _1900
_1900 | _1900
_1900 | _1900
_1900 | _1900
_1900 | _1900
_1900 | _1900
_1900 | _1900
_1900 | _1900
_1900 | _1900
_1900 | _1900
_1900 | _1900
_1900 | _1900
_1900 | _1900
_1900 | _1900
_1900 | _1900
_1900 | _1900
_1900 | _1900
_1900 | _1900
_1900 | _1900
_1900 | _1900
_1900 | _1900
_1900 | _1900
_1900 | _1900
_1900 | _1900
_1900 | _1900
_1900 | _1900
_1900 | _1900
_1900 | _1900
_1900 | _1900
_1900 | _1900
_1900 | _1900
_1900 | _1900
_1900 | _1900
_1900 | _1900
_1900 | _1900
_1900 | _1900
_1900 | _1900
_1900 | _1900
_1900 | _1900
_1900 | _1900
_1900 | _1900
_1900 | _1900
_1900 | _1900
_1900 | _1900
_1900 | _1900
_1900 | _1900
_1900 | _1900
_1900 | _1900
_1900 | _1900
_1900 | _1900
_1900 | _1900
_1900 | _1900
_1900 | _1900
_1900 | _1900
_1900 | _1900
_1900 | _1900
_1900 | _1900
_1900 | _1900
_1900 | _1900
_1900 | _1900
_1900 | _1900
_1900 | _1900
_1900 | _1900
_1900 | _1900
_1900 | _1900
_1900 | _1900
_1900 | _1900
_1900 | _1900
_1900 | _1900
_1900 | _1900
_1900 | _1900
_1900 | _1900
_1900 | _1900
_1900 | _1900
_1900 | _1900
_1900 | _1900
_1900 | _1900
_1900 | _1900
_1900 | _1900
_1900 | _1900
_1900 | _1900
_1900 | _1900
_1900 | _1900
_1900 | _1900
_1900 | _1900
_1900 | _1900
_1900 | _1900
_1900 | _1900
_1900 | _1900
_1900 | _1900
_1900 | _1900
_1900 | _1900
_1900 | _1900
_1900 | _1900
_1900 | _1900
_1900 | _1900
_1900 | _1900
_1900 | _1900
_1900 | _1900
_1900 | _1900
_1900 | _1900
_1900 | _1900
_1900 | _1900
_1900 | _1900
_1900 | _1900
_1900 | _1900
_1900 | _1900
_1900 | _1900
_1900 | _1900
_1900 | _1900
_1900 | _1900
_1900 | _1900
_1900 | _1900
_1900 | _1900
_1900 | _1900
_1900 | _1900
_1900 | _1900
_1900 | _1900
_1900 | _1900
_1900 | _1900
_1900 | _1900
_1900 | _1900
_1900 | _1900
_1900 | _1900
_1900 | _1900
_1900 | _1900
_1900 | _1900
_1900 | _1900
_1900 | _1900
_1900 | _1900
_1900 | _1900
_1900 | _1900
_1900 | _1900
_1900 | _1900
_1900 | _1900
_1900 | _1900
_1900 | _1900
_1900 | _1900
_1900 | _1900
_1900 | _1900
_1900 | _1900
_1900 | _1900
_1900 | _1900
_1900 | _1900
_1900 | _1900
_1900 | _1900
_1900 | _1900
_1900 | _1900
_1900 | _1900
_1900 | _1900
_1900 | _1900
_1900 | _1900
_1900 | _1900
_1900 | _1900
_1900 | _1900
_1900 | _1900
_1900 | _1900
_1900 | _1900
_1900 | _1900
_1900 | _1900
_1900 | _1900
_1900 | _1900
_1900 | _1900
_1900 | _1900
_1900 | _1900
_1900 | _1900
_1900 | _1900
_1900 | _1900
_1900 | _1900
_1900 | _1900
_1900 | _1900
_1900 | _1900
_1900 | _1900
_1900 | _1900
_1900 | _1900
_1900 | _1900
_1900 | _1900
_1900 | _1900
_1900 | _1900
_1900 | _1900
_1900 | _1900
_1900 | _1900
_1900 | _1900
_1900 | _1900
_1900 | _1900
_1900 | _1900
_1900 | _1900
_1900 | _1900
_1900 | _1900
_1900 | _1900
_1900 | _1900
_1900 | _1900
_1900 | _1900
_1900 | _1900
_1900 | _1900
_1900 | _1900
_1900 | _1900
_1900 | _1900
_1900 | _1900
_1900 | _1900
_1900 | _1900
_1900 | _1900
_1900 | _1900
_1900 | _1900
_1900 | _1900
_1900 | _1900
_1900 | _1900
_1900 | _1900
_1900 | _1900
_1900 | _1900
_1900 | _1900
_1900 | _1900
_1900 | _1900
_1900 | _1900
_1900 | _1900
_1900 | _1900
_1900 | _1900
_1900 | _1900
_1900 | _1900
_1900 | _1900
_1900 | _1900
_1900 | _1900
_1900 | _1900
_1900 | _1900
_1900 | _1900
_1900 | _1900
_1900 | _1900
_1900 | _1900
_1900 | _1900
_1900 | _1900
_1900 | _1900
_1900 | _1900
_1900 | _1900
_1900 | _1900
_1900 | _1900
_1900 | _1900
_1900 | _1900
_1900 | _1900
_1900 | _1900
_1900 | _1900
_1900 | _1900
_1900 | _1900
_1900 | _1900
_1900 | _1900
_1900 | _1900
_1900 | _1900
_1900 | _1900
_1900 | _1900
_1900 | _1900
_1900 | _1900
_1900 | _1900
_1900 | _1900
_1900 | _1900
_1900 | _1900
_1900 | _1900
_1900 | _1900
_1900 | _1900
_1900 | _1900
_1900 | _1900
_1900 | _1900
_1900 | _1900
_1900 | _1900
_1900 | _1900
_1900 | _1900
_1900 | _1900
_1900 | _1900
_1900 | _1900
_1900 | _1900
_1900 | _1900
_1900 | _1900
_1900 | _1900
_1900 | _1900
_1900 | _1900
_1900 | _1900
_1900 | _1900
_1900 | _1900
_1900 | _1900
_1900 | _1900
_1900 | _1900
_1900 | _1900
_1900 | _1900
_1900 | _1900
_1900 | _1900
_1900 | _1900
_1900 | _1900
_1900 | _1900
_1900 | _1900
_1900 | _1900
_1900 | _1900
_1900 | _1900
_1900 | _1900
_1900 | _1900
_1900 | _1900
_1900 | _1900
_1900 | _1900
_1900 | _1900
_1900 | _1900
_1900 | _1900
_1900 | _1900
_1900 | _1900
_1900 | _1900
_1900 | _1900
_1900 | _1900
_1900 | _1900
_1900 | _1900
_1900 | _1900
_1900 | _1900
_1900 | _1900
_1900 | _1900
_1900 | _1900
_1900 | _1900
_1900 | _1900
_1900 | _1900
_1900 | _1900
_1900 | _1900
_1900 | _1900
_1900 | _1900
_1900 | _1900
_1900 | _1900
_1900 | _1900
_1900 | _1900
_1900 | _1900
_1900 | _1900
_1900 | _1900
_1900 | _1900
_1900 | _1900
_1900 | _1900
_1900 | _1900
_1900 | _1900
_1900 | _1900
_1900 | _1900
_1900 | _1900
_1900 | _1900
_1900 | _1900
_1900 | _1900
_1900 | _1900
_1900 | _1900
_1900 | _1900
_1900 | _1900
_1900 | _1900
_1900 | _1900
_1900 | _1900
_1900 | _1900
_1900 | _1900
_1900 | _1900
_1900 | _1900
_1900 | _1900
_1900 | _1900
_1900 | _1900
_1900 | _1900
_1900 | _1900
_1900 | _1900
_1900 | _1900
_1900 | _1900
_1900 | _1900
_1900 | _1900
_1900 | _1900
_1900 | _1900
_1900 | _1900
_1900 | _1900
_1900 | _1900
_1900 | _1900
_1900 | _1900
_1900 | _1900
_1900 | _1900
_1900 | _1900
_1900 | _1900
_1900 | _1900
_1900 | _1900
_1900 | _1900
_1900 | _1900
_1900 | _1900
_1900 | _1900
_1900 | _1900
_1900 | _1900
_1900 | _1900
_1900 | _1900
_1900 | _1900
_1900 | _1900
_1900 | _1900
_1900 | _1900
_1900 | _1900
_1900 | _1900
_1900 | _1900
_1900 | _1900
_1900 | _1900
_1900 | _1900
_1900 | _1900
_1900 | _1900
_1900 | _1900
_1900 | _1900
_1900 | _1900
_1900 | _1900
_1900 | _1900
_1900 | _1900
_1900 | _1900
_1900 | _1900
_1900 | _1900
_1900 | _1900
_1900 | _1900
_1900 | _1900
_1900 | _1900
_1900 | _1900
_1900 | _1900
_1900 | _1900
_1900 | _1900
_1900 | _1900
_1900 | _1900
_1900 | _1900
_1900 | _1900
_1900 | _1900
_1900 | _1900
_1900 | _1900
_1900 | _1900
_1900 | _1900
_1900 | _1900
_1900 | _1900
_1900 | _1900
_1900 | _1900
_1900 | _1900
_1900 | _1900
_1900 | _1900
_1900 | _1900
_1900 | _1900
_1900 | _1900
_1900 | _1900
_1900 | _1900
_1900 | _1900
_1900 | _1900
_1900 | _1900
_1900 | _1900
_1900 | _1900
_1900 | _1900
_1900 | _1900
_1900 | _1900
_1900 | _1900
_1900 | _1900
_1900 | _1900
_1900 | _1900
_1900 | _1900
_1900 | _1900
_1900 | _1900
_1900 | _1900
_1900 | _1900
_1900 | _1900
_1900 | _1900
_1900 | _1900
_1900 | _1900
_1900 | _1900
_1900 | _1900
_1900 | _1900
_1900 | _1900
_1900 | _1900
_1900 | _1900
_1900 | _1900
_1900 | _1900
_1900 | _1900
_1900 | _1900
_1900 | _1900
_1900 | _1900
_1900 | _1900
_1900 | _1900
_1900 | _1900
_1900 | _1900
_1900 | _1900
_1900 | _1900
_1900 | _1900
_1900 | _1900
_1900 | _1900
_1900 | _1900
_1900 | _1900
_1900 | _1900
_1900 | _1900
_1900 | _1900
_1900 | _1900
_1900 | _1900
_1900 | _1900
_1900 | _1900
_1900 | _1900
_1900 | _1900
_1900 | _1900
_1900 | _1900
_1900 | _1900
_1900 | _1900
_1900 | _1900
_1900 | _1900
_1900 | _1900
_1900 | _1900
_1900 | _1900
_1900 | _1900
_1900 | _1900
_1900 | _1900
_1900 | _1900
_1900 | _1900
_1900 | _1900
_1900 | _1900
_1900 | _1900
_1900 | _1900
_1900 | _1900
_1900 | _1900
_1900 | _1900
_1900 | _1900
_1900 | _1900
_1900 | _1900
_1900 | _1900
_1900 | _1900
_1900 | _1900
_1900 | _1900
_1900 | _1900
_1900 | _1900
_1900 | _1900
_1900 | _1900
_1900 | _1900
_1900 | _1900
_1900 | _1900
_1900 | _1900
_1900 | _1900
_1900 | _1900
_1900 | _1900
_1900 | _1900
_1900 | _1900
_1900 | _1900
_1900 | _1900
_1900 | _1900
_1900 | _1900
_1900 | _1900
_1900 | _1900
_1900 | _1900
_1900 | _1900
_1900 | _1900
_1900 | _1900
_1900 | _1900
_1900 | _1900
_1900 | _1900
_1900 | _1900
_1900 | _1900
_1900 | _1900
_1900 | _1900
_1900 | _1900
_1900 | _1900
_1900 | _1900
_1900 | _1900
_1900 | _1900
_1900 | _1900
_1900 | _1900
_1900 | _1900
_1900 | _1900
_1900 | _1900
_1900 | _1900
_1900 | _1900
_1900 | _1900
_1900 | _1900
_1900 | _1900
_1900 | _1900
_1900 | _1900
_1900 | _1900
_1900 | _1900
_1900 | _1900
_1900 | _1900
_1900 | _1900
_1900 | _1900
_1900 | _1900
_1900 | _1900
_1900 | _1900
_1900 | _1900
_1900 | _1900
_1900 | _1900
_1900 | _1900
_1900 | _1900
_1900 | _1900
_1900 | _1900
_1900 | _1900
_1900 | _1900
_1900 | _1900
_1900 | _1900
_1900 | _1900
_1900 | _1900
_1900 | _1900
_1900 | _1900
_1900 | _1900
_1900 | _1900
_1900 | _1900
_1900 | _1900
_1900 | _1900
_1900 | _1900
_1900 | _1900
_1900 | _1900
_1900 | _1900
_1900 | _1900
_1900 | _1900
_1900 | _1900
_1900 | _1900
_1900 | _1900
_1900 | _1900
_1900 | _1900
_1900 | _1900
_1900 | _1900
_1900 | _1900
_1900 | _1900
_1900 | _1900
_1900 | _1900
_1900 | _1900
_1900 | _1900
_1900 | _1900
_1900 | _1900
_1900 | _1900
_1900 | _1900
_1900 | _1900
_1900 | _1900
_1900 | _1900
_1900 | _1900
_1900 | _1900
_1900 | _1900
_1900 | _1900
_1900 | _1900
_1900 | _1900
_1900 | _1900
_1900 | _1900
_1900 | _1900
_1900 | _1900
_1900 | _1900
_1900 | _1900
_1900 | _1900
_1900 | _1900
_1900 | _1900
_1900 | _1900
_1900 | _1900
_1900 | _1900
_1900 | _1900
_1900 | _1900
_1900 | _1900
_1900 | _1900
_1900 | _1900
_1900 | _1900
_1900 | _1900
_1900 | _1900
_1900 | _1900
_1900 | _1900
_1900 | _1900
_1900 | _1900
_1900 | _1900
_1900 | _1900
_1900 | _1900
_1900 | _1900
_1900 | _1900
_1900 | _1900
_1900 | _1900
_1900 | _1900
_1900 | _1900
_1900 | _1900
_1900 | _1900
_1900 | _1900
_1900 | _1900
_1900 | _1900
_1900 | _1900
_1900 | _1900
_1900 | _1900
_1900 | _1900
_1900 | _1900
_1900 | _1900
_1900 | _1900
_1900 | _1900
_1900 | _1900
_1900 | _1900
_1900 | _1900
_1900 | _1900
_1900 | _1900
_1900 | _1900
_1900 | _1900
_1900 | _1900
_1900 | _1900
_1900 | _1900
_1900 | _1900
_1900 | _1900
_1900 | _1900
_1900 | _1900
_1900 | _1900
_1900 | _1900
_1900 | _1900
_1900 | _1900
_1900 | _1900
_1900 | _1900
_1900 | _1900
_1900 | _1900
_1900 | _1900
_1900 | _1900
_1900 | _1900
_1900 | _1900
_1900 | _1900
_1900 | _1900
_1900 | _1900
_1900 | _1900
_1900 | _1900
_1900 | _1900
_1900 | _1900
_1900 | _1900
_1900 | _1900
_1900 | _1900
_1900 | _1900
_1900 | _1900
_1900 | _1900
_1900 | _1900
_1900 | _1900
_1900 | _1900
_1900 | _1900
_1900 | _1900
_1900 | _1900
_1900 | _1900
_1900 | _1900
_1900 | _1900
_1900 | _1900
_1900 | _1900
_1900 | _1900
_1900 | _1900
_1900 | _1900
_1900 | _1900
_1900 | _1900
_1900 | _1900
_1900 | _1900
_1900 | _1900
_1900 | _1900
_1900 | _1900
_1900 | _1900
_1900 | _1900
_1900 | _1900
_1900 | _1900
_1900 | _1900
_1900 | _1900
_1900 | _1900
_1900 | _1900
_1900 | _1900
_1900 | _1900
_1900 | _1900
_1900 | _1900
_1900 | _1900
_1900 | _1900
_1900 | _1900
_1900 | _1900
_1900 | _1900
_1900 | _1900
_1900 | _1900
_1900 | _1900
_1900 | _1900
_1900 | _1900
_1900 | _1900
_1900 | _1900
_1900 | _1900
_1900 | _1900
_1900 | _1900
_1900 | _1900
_1900 | _1900
_1900 | _1900
_1900 | _1900
_1900 | _1900
_1900 | _1900
_1900 | _1900
_1900 | _1900
_1900 | _1900
_1900 | _1900
_1900 | _1900
_1900 | _1900
_1900 | _1900
_1900 | _1900
_1900 | _1900
_1900 | _1900
_1900 | _1900
_1900 | _1900
_1900 | _1900
_1900 | _1900
_1900 | _1900
_1900 | _1900
_1900 | _1900
_1900 | _1900
_1900 | _1900
_1900 | _1900
_1900 | _1900
_1900 | _1900
_1900 | _1900
_1900 | _1900
_1900 | _1900
_1900 | _1900
_1900 | _1900
_1900 | _1900
_1900 | _1900
_1900 | _1900
_1900 | _1900
_1900 | _1900
_1900 | _1900
_1900 | _1900
_1900 | _1900
_1900 | _1900
_1900 | _1900
_1900 | _1900
_1900 | _1900
_1900 | _1900
_1900 | _1900
_1900 | _1900
_1900 | _1900
_1900 | _1900
_1900 | _1900
_1900 | _1900
_1900 | _1900
_1900 | _1900
_1900 | _1900
_1900 | _1900
_1900 | _1900
_1900 | _1900
_1900 | _1900
_1900 | _1900
_1900 | _1900
_1900 | _1900
_1900 | _1900
_1900 | _1900
_1900 | _1900
_1900 | _1900
_1900 | _1900
_1900 | _1900
_1900 | _1900
_1900 | _1900
_1900 | _1900
_1900 | _1900
_1900 | _1900
_1900 | _1900
_1900 | _1900
_1900 | _1900
_1900 | _1900
_1900 | _1900
_1900 | _1900
_1900 | _1900
_1900 | _1900
_1900 | _1900
_1900 | _1900
_1900 | _1900
_1900 | _1900
_1900 | _1900
_1900 | _1900
_1900 | _1900
_1900 | _1900
_1900 | _1900
_1900 | _1900
_1900 | _1900
_1900 | _1900
_1900 | _1900
_1900 | _1900
_1900 | _1900
_1900 | _1900
_1900 | _1900
_1900 | _1900
_1900 | _1900
_1900 | _1900
_1900 | _1900
_1900 | _1900
_1900 | _1900
_1900 | _1900
_1900 | _1900
_1900 | _1900
_1900 | _1900
_1900 | _1900
_1900 | _1900
_1900 | _1900
_1900 | _1900
_1900 | _1900
_1900 | _1900
_1900 | _1900
_1900 | _1900
_1900 | _1900
_1900 | _1900
_1900 | _1900
_1900 | _1900
_1900 | _1900
_1900 | _1900
_1900 | _1900
_1900 | _1900
_1900 | _1900
_1900 | _1900
_1900 | _1900
_1900 | _1900
_1900 | _1900
_1900 | _1900
_1900 | _1900
_1900 | _1900
_1900 | _1900
_1900 | _1900
_1900 | _1900
_1900 | _1900
_1900 | _1900
_1900 | _1900
_1900 | _1900
_1900 | _1900
_1900 | _1900
_1900 | _1900
_1900 | _1900
_1900 | _1900
_1900 | _1900
_1900 | _1900
_1900 | _1900
_1900 | _1900
_1900 | _1900
_1900 | _1900
_1900 | _1900
_1900 | _1900
_1900 | _1900
_1900 | _1900
_1900 | _1900
_1900 | _1900
_1900 | _1900
_1900 | _1900
_1900 | _1900
_1900 | _1900
_1900 | _1900
_1900 | _1900
_1900 | _1900
_1900 | _1900
_1900 | _1900
_1900 | _1900
_1900 | _1900
_1900 | _1900
_1900 | _1900
_1900 | _1900
_1900 | _1900
_1900 | _1900
_1900 | _1900
_1900 | _1900
_1900 | _1900
_1900 | _1900
_1900 | _1900
_1900 | _1900
_1900 | _1900
_1900 | _1900
_1900 | _1900
_1900 | _1900
_1900 | _1900
_1900 | _1900
_1900 | _1900
_1900 | _1900
_1900 | _1900
_1900 | _1900
_1900 | _1900
_1900 | _1900
_1900 | _1900
_1900 | _1900
_1900 | _1900
_1900 | _1900
_1900 | _1900
_1900 | _1900
_1900 | _1900
_1900 | _1900
_1900 | _1900
_1900 | _1900
_1900 | _1900
_1900 | _1900
_1900 | _1900
_1900 | _1900
_1900 | _1900
_1900 | _1900
_1900 | _1900
_1900 | _1900
_1900 | _1900
_1900 | _1900
_1900 | _1900
_1900 | _1900
_1900 | _1900
_1900 | _1900
_1900 | _1900
_1900 | _1900
_1900 | _1900
_1900 | _1900
_1900 | _1900
_1900 | _1900
_1900 | _1900
_1900 | _1900
_1900 | _1900
_1900 | _1900
_1900 | _1900
_1900 | _1900
_1900 | _1900
_1900 | _1900
_1900 | _1900
_1900 | _1900
_1900 | _1900
_1900 | _1900
_1900 | _1900
_1900 | _1900
_1900 | _1900
_1900 | _1900
_1900 | _1900
_1900 | _1900
_1900 | _1900
_1900 | _1900
_1900 | _1900
_1900 | _1900
_1900 | _1900
_1900 | _1900
_1900 | _1900
_1900 | _1900
_1900 | _1900
_1900 | _1900
_1900 | _1900
_1900 | _1900
_1900 | _1900
_1900 | _1900
_1900 | _1900
_1900 | _1900
_1900 | _1900
_1900 | _1900
_1900 | _1900
_1900 | _1900
_1900 | _1900
_1900 | _1900
_1900 | _1900
_1900 | _1900
_1900 | _1900
_1900 | _1900
_1900 | _1900
_1900 | _1900
_1900 | _1900
_1900 | _1900
_1900 | _1900
_1900 | _1900
_1900 | _1900
_1900 | _1900
_1900 | _1900
_1900 | _1900
_1900 | _1900
_1900 | _1900
_1900 | _1900
_1900 | _1900
_1900 | _1900
_1900 | _1900
_1900 | _1900
_1900 | _1900
_1900 | _1900
_1900 | _1900
_1900 | _1900
_1900 | _1900
_1900 | _1900
_1900 | _1900
_1900 | _1900
_1900 | _1900
_1900 | _1900
_1900 | _1900
_1900 | _1900
_1900 | _1900
_1900 | _1900
_1900 | _1900
_1900 | _1900
_1900 | _1900
_1900 | _1900
_1900 | _1900
_1900 | _1900
_1900 | _1900
_1900 | _1900
_1900 | _1900
_1900 | _1900
_1900 | _1900
_1900 | _1900
_1900 | _1900
_1900 | _1900
_1900 | _1900
_1900 | _1900
_1900 | _1900
_1900 | _1900
_1900 | _1900
_1900 | _1900
_1900 | _1900
_1900 | _1900
_1900 | _1900
_1900 | _1900
_1900 | _1900
_1900 | _1900
_1900 | _1900
_1900 | _1900
_1900 | _1900
_1900 | _1900
_1900 | _1900
_1900 | _1900
_1900 | _1900
_1900 | _1900
_1900 | _1900
_1900 | _1900
_1900 | _1900
_1900 | _1900
_1900 | _1900
_1900 | _1900
_1900 | _1900
_1900 | _1900
_1900 | _1900
_1900 | _1900
_1900 | _1900
_1900 | _1900
_1900 | _1900
_1900 | _1900
_1900 | _1900
_1900 | _1900
_1900 | _1900
_1900 | _1900
_1900 | _1900
_1900 | _1900
_1900 | _1900
_1900 | _1900
_1900 | _1900
_1900 | _1900
_1900 | _1900
_1900 | _1900
_1900 | _1900
_1900 | _1900
_1900 | _1900
_1900 | _1900
_1900 | _1900
_1900 | _1900
_1900 | _1900
_1900 | _1900
_1900 | _1900
_1900 | _1900
_1900 | _1900
_1900 | _1900
_1900 | _1900
_1900 | _1900
_1900 | _1900
_1900 | _1900
_1900 | _1900
_1900 | _1900
_1900 | _1900
_1900 | _1900
_1900 | _1900
_1900 | _1900
_1900 | _1900
_1900 | _1900
_1900 | _1900
_1900 | _1900
_1900 | _1900
_1900 | _1900
_1900 | _1900
_1900 | _1900
_1900 | _1900
_1900 | _1900
_1900 | _1900
_1900 | _1900
_1900 | _1900
_1900 | _1900
_1900 | _1900
_1900 | _1900
_1900 | _1900
_1900 | _1900
_1900 | _1900
_1900 | _1900
_1900 | _1900
_1900 | _1900
_1900 | _1900
_1900 | _1900
_1900 | _1900
_1900 | _1900
_1900 | _1900
_1900 | _1900
_1900 | _1900
_1900 | _1900
_1900 | _1900
_1900 | _1900
_1900 | _1900
_1900 | _1900
_1900 | _1900
_1900 | _1900
_1900 | _1900
_1900 | _1900
_1900 | _1900
_1900 | _1900
_1900 | _1900
_1900 | _1900
_1900 | _1900
_1900 | _1900
_1900 | _1900
_1900 | _1900
_1900 | _1900
_1900 | _1900
_1900 | _1900
_1900 | _1900
_1900 | _1900
_1900 | _1900
_1900 | _1900
_1900 | _1900
_1900 | _1900
_1900 | _1900
_1900 | _1900
_1900 | _1900
_1900 | _1900
_1900 | _1900
_1900 | _1900
_1900 | _1900
_1900 | _1900
_1900 | _1900
_1900 | _1900
_1900 | _1900
_1900 | _1900
_1900 | _1900
_1900 | _1900
_1900 | _1900
_1900 | _1900
_1900 | _1900
_1900 | _1900
_1900 | _1900
_1900 | _1900
_1900 | _1900
_1900 | _1900
_1900 | _1900
_1900 | _1900
_1900 | _1900
_1900 | _1900
_1900 | _1900
_1900 | _1900
_1900 | _1900
_1900 | _1900
_1900 | _1900
_1900 | _1900
_1900 | _1900
_1900 | _1900
_1900 | _1900
_1900 | _1900
_1900 | _1900
_1900 | _1900
_1900 | _1900
_1900 | _1900
_1900 | _1900
_1900 | _1900
_1900 | _1900
_1900 | _1900
_1900 | _1900
_1900 | _1900
_1900 | _1900
_1900 | _1900
_1900 | _1900
_1900 | _1900
_1900 | _1900
_1900 | _1900
_1900 | _1900
_1900 | _1900
_1900 | _1900
_1900 | _1900
_1900 | _1900
_1900 | _1900
_1900 | _1900
_1900 | _1900
_1900 | _1900
_1900 | _1900
_1900 | _1900
_1900 | _1900
_1900 | _1900
_1900 | _1900
_1900 | _1900
_1900 | _1900
_1900 | _1900
_1900 | _1900
_1900 | _1900
_1900 | _1900
_1900 | _1900
_1900 | _1900
_1900 | _1900
_1900 | _1900
_1900 | _1900
_1900 | _1900
_1900 | _1900
_1900 | _1900
_1900 | _1900
_1900 | _1900
_1900 | _1900
_1900 | _1900
_1900 | _1900
_1900 | _1900
_1900 | _1900
_1900 | _1900
_1900 | _1900
_1900 | _1900
_1900 | _1900
_1900 | _1900
_1900 | _1900
_1900 | _1900
_1900 | _1900
_1900 | _1900
_1900 | _1900
_1900 | _1900
_1900 | _1900
_1900 | _1900
_1900 | _1900
_1900 | _1900
_1900 | _1900
_1900 | _1900
_1900 | _1900
_1900 | _1900
_1900 | _1900
_1900 | _1900
_1900 | _1900
_1900 | _1900
_1900 | _1900
_1900 | _1900
_1900 | _1900
_1900 | _1900
_1900 | _1900
_1900 | _1900
_1900 | _1900
_1900 | _1900
_1900 | _1900
_1900 | _1900
_1900 | _1900
_1900 | _1900
_1900 | _1900
_1900 | _1900
_1900 | _1900
_1900 | _1900
_1900 | _1900
_1900 | _1900
_1900 | _1900
_1900 | _1900
_1900 | _1900
_1900 | _1900
_1900 | _1900
_1900 | _1900
_1900 | _1900
_1900 | _1900
_1900 | _1900
_1900 | _1900
_1900 | _1900
_1900 | _1900
_1900 | _1900
_1900 | _1900
_1900 | _1900
_1900 | _1900
_1900 | _1900
_1900 | _1900
_1900 | _1900
_1900 | _1900
_1900 | _1900
_1900 | _1900
_1900 | _1900
_1900 | _1900
_1900 | _1900
_1900 | _1900
_1900 | _1900
_1900 | _1900
_1900 | _1900
_1900 | _1900
_1900 | _1900
_1900 | _1900
_1900 | _1900
_1900 | _1900
_1900 | _1900
_1900 | _1900
_1900 | _1900
_1900 | _1900
_1900 | _1900
_1900 | _1900
_1900 | _1900
_1900 | _1900
_1900 | _1900
_1900 | _1900
_1900 | _1900
_1900 | _1900
_1900 | _1900
_1900 | _1900
_1900 | _1900
_1900 | _1900
_1900 | _1900
_1900 | _1900
_1900 | _1900
_1900 | _1900
_1900 | _1900
_1900 | _1900
_1900 | _1900
_1900 | _1900
_1900 | _1900
_1900 | _1900
_1900 | _1900
_1900 | _1900
_1900 | _1900
_1900 | _1900
_1900 | _1900
_1900 | _1900
_1900 | _1900
_1900 | _1900
_1900 | _1900
_1900 | _1900
_1900 | _1900
_1900 | _1900
_1900 | _1900
_1900 | _1900
_1900 | _1900
_1900 | _1900
_1900 | _1900
_1900 | _1900
_1900 | _1900
_1900 | _1900
_1900 | _1900
_1900 | _1900
_1900 | _1900
_1900 | _1900
_1900 | _1900
_1900 | _1900
_1900 | _1900
_1900 | _1900
_1900 | _1900
_1900 | _1900
_1900 | _1900
_1900 | _1900
_1900 | _1900
_1900 | _1900
_1900 | _1900
_1900 | _1900
_1900 | _1900
_1900 | _1900
_1900 | _1900
_1900 | _1900
_1900 | _1900
_1900 | _1900
_1900 | _1900
_1900 | _1900
_1900 | _1900
_1900 | _1900
_1900 | _1900
_1900 | _1900
_1900 | _1900
_1900 | _1900
_1900 | _1900
_1900 | _1900
_1900 | _1900
_1900 | _1900
_1900 | _1900
_1900 | _1900
_1900 | _1900
_1900 | _1900
_1900 | _1900
_1900 | _1900
_1900 | _1900
_1900 | _1900
_1900 | _1900
_1900 | _1900
_1900 | _1900
_1900 | _1900
_1900 | _1900
_1900 | _1900
_1900 | _1900
_1900 | _1900
_1900 | _1900
_1900 | _1900
_1900 | _1900
_1900 | _1900
_1900 | _1900
_1900 | _1900
_1900 | _1900
_1900 | _1900
_1900 | _1900
_1900 | _1900
_1900 | _1900
_1900 | _1900
_1900 | _1900
_1900 | _1900
_1900 | _1900
_1900 | _1900
_1900 | _1900
_1900 | _1900
_1900 | _1900
_1900 | _1900
_1900 | _1900
_1900 | _1900
_1900 | _1900
_1900 | _1900
_1900 | _1900
_1900 | _1900
_1900 | _1900
_1900 | _1900
_1900 | _1900
_1900 | _1900
_1900 | _1900
_1900 | _1900
_1900 | _1900
_1900 | _1900
_1900 | _1900
_1900 | _1900
_1900 | _1900
_1900 | _1900
_1900 | _1900
_1900 | _1900
_1900 | _1900
_1900 | _1900
_1900 | _1900
_1900 | _1900
_1900 | _1900
_1900 | _1900
_1900 | _1900
_1900 | _1900
_1900 | _1900
_1900 | _1900
_1900 | _1900
_1900 | _1900
_1900 | _1900
_1900 | _1900
_1900 | _1900
_1900 | _1900
_1900 | _1900
_1900 | _1900
_1900 | _1900
_1900 | _1900
_1900 | _1900
_1900 | _1900
_1900 | _1900
_1900 | _1900
_1900 | _1900
_1900 | _1900
_1900 | _1900
_1900 | _1900
_1900 | _1900
_1900 | _1900
_1900 | _1900
_1900 | _1900
_1900 | _1900
_1900 | _1900
_1900 | _1900
_1900 | _1900
_1900 | _1900
_1900 | _1900
_1900 | _1900
_1900 | _1900
_1900 | _1900
_1900 | _1900
_1900 | _1900
_1900 | _1900
_1900 | _1900
_1900 | _1900
_1900 | _1900
_1900 | _1900
_1900 | _1900
_1900 | _1900
_1900 | _1900
_1900 | _1900
_1900 | _1900
_1900 | _1900
_1900 | _1900
_1900 | _1900
_1900 | _1900
_1900 | _1900
_1900 | _1900
_1900 | _1900
_1900 | _1900
_1900 | _1900
_1900 | _1900
_1900 | _1900
_1900 | _1900
_1900 | _1900
_1900 | _1900
_1900 | _1900
_1900 | _1900
_1900 | _1900
_1900 | _1900
_1900 | _1900
_1900 | _1900
_1900 | _1900
_1900 | _1900
_1900 | _1900
_1900 | _1900
_1900 | _1900
_1900 | _1900
_1900 | _1900
_1900 | _1900
_1900 | _1900
_1900 | _1900
_1900 | _1900
_1900 | _1900
_1900 | _1900
_1900 | _1900
_1900 | _1900
_1900 | _1900
_1900 | _1900
_1900 | _1900
_1900 | _1900
_1900 | _1900
_1900 | _1900
_1900 | _1900
_1900 | _1900
_1900 | _1900
_1900 | _1900
_1900 | _1900
_1900 | _1900
_1900 | _1900
_1900 | _1900
_1900 | _1900
_1900 | _1900
_1900 | _1900
_1900 | _1900
_1900 | _1900
_1900 | _1900
_1900 | _1900
_1900 | _1900
_1900 | _1900
_1900 | _1900
_1900 | _1900
_1900 | _1900
_1900 | _1900
_1900 | _1900
_1900 | _1900
_1900 | _1900
_1900 | _1900
_1900 | _1900
_1900 | _1900
_1900 | _1900
_1900 | _1900
_1900 | _1900
_1900 | _1900
_1900 | _1900
_1900 | _1900
_1900 | _1900
_1900 | _1900
_1900 | _1900
_1900 | _1900
_1900 | _1900
_1900 | _1900
_1900 | _1900
_1900 | _1900
_1900 | _1900
_1900 | _1900
_1900 | _1900
_1900 | _1900
_1900 | _1900
_1900 | _1900
_1900 | _1900
_1900 | _1900
_1900 | _1900
_1900 | _1900
_1900 | _1900
_1900 | _1900
_1900 | _1900
_1900 | _1900
_1900 | _1900
_1900 | _1900
_1900 | _1900
_1900 | _1900
_1900 | _1900
_1900 | _1900
_1900 | _1900
_1900 | _1900
_1900 | _1900
_1900 | _1900
_1900 | _1900
_1900 | _1900
_1900 | _1900
_1900 | _1900
_1900 | _1900
_1900 | _1900
_1900 | _1900
_1900 | _1900
_1900 | _1900
_1900 | _1900
_1900 | _1900
_1900 | _1900
_1900 | _1900
_1900 | _1900
_1900 | _1900
_1900 | _1900
_1900 | _1900
_1900 | _1900
_1900 | _1900
_1900 | _1900
_1900 | _1900
_1900 | _1900
_1900 | _1900
_1900 | _1900
_1900 | _1900
_1900 | _1900
_1900 | _1900
_1900 | _1900
_1900 | _1900
_1900 | _1900
_1900 | _1900
_1900 | _1900
_1900 | _1900
_1900 | _1900
_1900 | _1900
_1900 | _1900
_1900 | _1900
_1900 | _1900
_1900 | _1900
_1900 | _1900
_1900 | _1900
_1900 | _1900
_1900 | _1900
_1900 | _1900
_1900 | _1900
_1900 | _1900
_1900 | _1900
_1900 | _1900
_1900 | _1900
_1900 | _1900
_1900 | _1900
_1900 | _1900
_1900 | _1900
_1900 | _1900
_1900 | _1900
_1900 | _1900
_1900 | _1900
_1900 | _1900
_1900 | _1900
_1900 | _1900
_1900 | _1900
_1900 | _1900
_1900 | _1900
_1900 | _1900
_1900 | _1900
_1900 | _1900
_1900 | _1900
_1900 | _1900
_1900 | _1900
_1900 | _1900
_1900 | _1900
_1900 | _1900
_1900 | _1900
_1900 | _1900
_1900 | _1900
_1900 | _1900
_1900 | _1900
_1900 | _1900
_1900 | _1900
_1900 | _1900
_1900 | _1900
_1900 | _1900
_1900 | _1900
_1900 | _1900
_1900 | _1900
_1900 | _1900
_1900 | _1900
_1900 | _1900
_1900 | _1900
_1900 | _1900
_1900 | _1900
_1900 | _1900
_1900 | _1900
_1900 | _1900
_1900 | _1900
_1900 | _1900
_1900 | _1900
_1900 | _1900
_1900 | _1900
_1900 | _1900
_1900 | _1900
_1900 | _1900
_1900 | _1900
_1900 | _1900
_1900 | _1900
_1900 | _1900
_1900 | _1900
_1900 | _1900
_1900 | _1900
_1900 | _1900
_1900 | _1900
_1900 | _1900
_1900 | _1900
_1900 | _1900
_1900 | _1900
_1900 | _1900
_1900 | _1900
_1900 | _1900
_1900 | _1900
_1900 | _1900
_1900 | _1900
_1900 | _1900
_1900 | _1900
_1900 | _1900
_1900 | _1900
_1900 | _1900
_1900 | _1900
_1900 | _1900
_1900 | _1900
_1900 | _1900
_1900 | _1900
_1900 | _1900
_1900 | _1900
_1900 | _1900
_1900 | _1900
_1900 | _1900
_1900 | _1900
_1900 | _1900
_1900 | _1900
_1900 | _1900
_1900 | _1900
_1900 | _1900
_1900 | _1900
_1900 | _1900
_1900 | _1900
_1900 | _1900
_1900 | _1900
_1900 | _1900
_1900 | _1900
_1900 | _1900
_1900 | _1900
_1900 | _1900
_1900 | _1900
_1900 | _1900
_1900 | _1900
_1900 | _1900
_1900 | _1900
_1900 | _1900
_1900 | _1900
_1900 | _1900
_1900 | _1900
_1900 | _1900
_1900 | _1900
_1900 | _1900
_1900 | _1900
_1900 | _1900
_1900 | _1900
_1900 | _1900
_1900 | _1900
_1900 | _1900
_1900 | _1900
_1900 | _1900
_1900 | _1900
_1900 | _1900
_1900 | _1900
_1900 | _1900
_1900 | _1900
_1900 | _1900
_1900 | _1900
_1900 | _1900
_1900 | _1900
_1900 | _1900
_1900 | _1900
_1900 | _1900
_1900 | _1900
_1900 | _1900
_1900 | _1900
_1900 | _1900
_1900 | _1900
_1900 | _1900
_1900 | _1900
_1900 | _1900
_1900 | _1900
_1900 | _1900
_1900 | _1900
_1900 | _1900
_1900 | _1900
_1900 | _1900
_1900 | _1900
_1900 | _1900
_1900 | _1900
_1900 | _1900
_1900 | _1900
_1900 | _1900
_1900 | _1900
_1900 | _1900
_1900 | _1900
_1900 | _1900
_1900 | _1900
_1900 | _1900
_1900 | _1900
_1900 | _1900
_1900 | _1900
_1900 | _1900
_1900 | _1900
_1900 | _1900
_1900 | _1900
_1900 | _1900
_1900 | _1900
_1900 | _1900
_1900 | _1900
_1900 | _1900
_1900 | _1900
_1900 | _1900
_1900 | _1900
_1900 | _1900
_1900 | _1900
_1900 | _1900
_1900 | _1900
_1900 | _1900
_1900 | _1900
_1900 | _1900
_1900 | _1900
_1900 | _1900
_1900 | _1900
_1900 | _1900
_1900 | _1900
_1900 | _1900
_1900 | _1900
_1900 | _1900
_1900 | _1900
_1900 | _1900
_1900 | _1900
_1900 | _1900
_1900 | _1900
_1900 | _1900
_1900 | _1900
_1900 | _1900
_1900 | _1900
_1900 | _1900
_1900 | _1900
_1900 | _1900
_1900 | _1900
_1900 | _1900
_1900 | _1900
_1900 | _1900
_1900 | _1900
_1900 | _1900
_1900 | _1900
_1900 | _1900
_1900 | _1900
_1900 | _1900
_1900 | _1900
_1900 | _1900
_1900 | _1900
_1900 | _1900
_1900 | _1900
_1900 | _1900
_1900 | _1900
_1900 | _1900
_1900 | _1900
_1900 | _1900
_1900 | _1900
_1900 | _1900
_1900 | _1900
_1900 | _1900
_1900 | _1900
_1900 | _1900
_1900 | _1900
_1900 | _1900
_1900 | _1900
_1900 | _1900
_1900 | _1900
_1900 | _1900
_1900 | _1900
_1900 | _1900
_1900 | _1900
_1900 | _1900
_1900 | _1900
_1900 | _1900
_1900 | _1900
_1900 | _1900
_1900 | _1900
_1900 | _1900
_1900 | _1900
_1900 | _1900
_1900 | _1900
_1900 | _1900
_1900 | _1900
_1900 | _1900
_1900 | _1900
_1900 | _1900
_1900 | _1900
_1900 | _1900
_1900 | _1900
_1900 | _1900
_1900 | _1900
_1900 | _1900
_1900 | _1900
_1900 | _1900
_1900 | _1900
_1900 | _1900
_1900 | _1900
_1900 | _1900
_1900 | _1900
_1900 | _1900
_1900 | _1900
_1900 | _1900
_1900 | _1900
_1900 | _1900
_1900 | _1900
_1900 | _1900
_1900 | _1900
_1900 | _1900
_1900 | _1900
_1900 | _1900
_1900 | _1900
_1900 | _1900
_1900 | _1900
_1900 | _1900
_1900 | _1900
_1900 | _1900
_1900 | _1900
_1900 | _1900
_1900 | _1900
_1900 | _1900
_1900 | _1900
_1900 | _1900
_1900 | _1900
_1900 | _1900
_1900 | _1900
_1900 | _1900
_1900 | _1900
_1900 | _1900
_1900 | _1900
_1900 | _1900
_1900 | _1900
_1900 | _1900
_1900 | _1900
_1900 | _1900
_1900 | _1900
_1900 | _1900
_1900 | _1900
_1900 | _1900
_1900 | _1900
_1900 | _1900
_1900 | _1900
_1900 | _1900
_1900 | _1900
_1900 | _1900
_1900 | _1900
_1900 | _1900
_1900 | _1900
_1900 | _1900
_1900 | _1900
_1900 | _1900
_1900 | _1900
_1900 | _1900
_1900 | _1900
_1900 | _1900
_1900 | _1900
_1900 | _1900
_1900 | _1900
_1900 | _1900
_1900 | _1900
_1900 | _1900
_1900 | _1900
_1900 | _1900
_1900 | _1900
_1900 | _1900
_1900 | _1900
_1900 | _1900
_1900 | _1900
_1900 | _1900
_1900 | _1900
_1900 | _1900
_1900 | _1900
_1900 | _1900
_1900 | _1900
_1900 | _1900
_1900 | _1900
_1900 | _1900
_1900 | _1900
_1900 | _1900
_1900 | _1900
_1900 | _1900
_1900 | _1900
_1900 | _1900
_1900 | _1900
_1900 | _1900
_1900 | _1900
_1900 | _1900
_1900 | _1900
_1900 | _1900
_1900 | _1900
_1900 | _1900
_1900 | _1900
_1900 | _1900
_1900 | _1900
_1900 | _1900
_1900 | _1900
_1900 | _1900
_1900 | _1900
_1900 | _1900
_1900 | _1900
_1900 | _1900
_1900 | _1900
_1900 | _1900
_1900 | _1900
_1900 | _1900
_1900 | _1900
_1900 | _1900
_1900 | _1900
_1900 | _1900
_1900 | _1900
_1900 | _1900
_1900 | _1900
_1900 | _1900
_1900 | _1900
_1900 | _1900
_1900 | _1900
_1900 | _1900
_1900 | _1900
_1900 | _1900
_1900 | _1900
_1900 | _1900
_1900 | _1900
_1900 | _1900
_1900 | _1900
_1900 | _1900
_1900 | _1900
_1900 | _1900
_1900 | _1900
_1900 | _1900
_1900 | _1900
_1900 | _1900
_1900 | _1900
_1900 | _1900
_1900 | _1900
_1900 | _1900
_1900 | _1900
_1900 | _1900
_1900 | _1900
_1900 | _1900
_1900 | _1900
_1900 | _1900
_1900 | _1900
_1900 | _1900
_1900 | _1900
_1900 | _1900
_1900 | _1900
_1900 | _1900
_1900 | _1900
_1900 | _1900
_1900 | _1900
_1900 | _1900
_1900 | _1900
_1900 | _1900
_1900 | _1900
_1900 | _1900
_1900 | _1900
_1900 | _1900
_1900 | _1900
_1900 | _1900
_1900 | _1900
_1900 | _1900
_1900 | _1900
_1900 | _1900
_1900 | _1900
_1900 | _1900
_1900 | _1900
_1900 | _1900
_1900 | _1900
_1900 | _1900
_1900 | _1900
_1900 | _1900
_1900 | _1900
_1900 | _1900
_1900 | _1900
_1900 | _1900
_1900 | _1900
_1900 | _1900
_1900 | _1900
_1900 | _1900
_1900 | _1900
_1900 | _1900
_1900 | _1900
_1900 | _1900
_1900 | _1900
_1900 | _1900
_1900 | _1900
_1900 | _1900
_1900 | _1900
_1900 | _1900
_1900 | _1900
_1900 | _1900
_1900 | _1900
_1900 | _1900
_1900 | _1900
_1900 | _1900
_1900 | _1900
_1900 | _1900
_1900 | _1900
_1900 | _1900
_1900 | _1900
_1900 | _1900
_1900 | _1900
_1900 | _1900
_1900 | _1900
_1900 | _1900
_1900 | _1900
_1900 | _1900
_1900 | _1900
_1900 | _1900
_1900 | _1900
_1900 | _1900
_1900 | _1900
_1900 | _1900
_1900 | _1900
_1900 | _1900
_1900 | _1900
_1900 | _1900
_1900 | _1900
_1900 | _1900
_1900 | _1900
_1900 | _1900
_1900 | _1900
_1900 | _1900
_1900 | _1900
_1900 | _1900
_1900 | _1900
_1900 | _1900
_1900 | _1900
_1900 | _1900
_1900 | _1900
_1900 | _1900
_1900 | _1900
_1900 | _1900
_1900 | _1900
_1900 | _1900
_1900 | _1900
_1900 | _1900
_1900 | _1900
_1900 | _1900
_1900 | _1900
_1900 | _1900
_1900 | _1900
_1900 | _1900
_1900 | _1900
_1900 | _1900
_1900 | _1900
_1900 | _1900
_1900 | _1900
_1900 | _1900
_1900 | _1900
_1900 | _1900
_1900 | _1900
_1900 | _1900
_1900 | _1900
_1900 | _1900
_1900 | _1900
_1900 | _1900
_1900 | _1900
_1900 | _1900
_1900 | _1900
_1900 | _1900
_1900 | _1900
_1900 | _1900
_1900 | _1900
_1900 | _1900
_1900 | _1900
_1900 | _1900
_1900 | _1900
_1900 | _1900
_1900 | _1900
_1900 | _1900
_1900 | _1900
_1900 | _1900
_1900 | _1900
_1900 | _1900
_1900 | _1900
_1900 | _1900
_1900 | _1900
_1900 | _1900
_1900 | _1900
_1900 | _1900
_1900 | _1900
_1900 | _1900
_1900 | _1900
_1900 | _1900
_1900 | _1900
_1900 | _1900
_1900 | _1900
_1900 | _1900
_1900 | _1900
_1900 | _1900
_1900 | _1900
_1900 | _1900
_1900 | _1900
_1900 | _1900
_1900 | _1900
_1900 | _1900
_1900 | _1900
_1900 | _1900
_1900 | _1900
_1900 | _1900
_1900 | _1900
_1900 | _1900
_1900 | _1900
_1900 | _1900
_1900 | _1900
_1900 | _1900
_1900 | _1900
_1900 | _1900
_1900 | _1900
_1900 | _1900
_1900 | _1900
_1900 | _1900
_1900 | _1900
_1900 | _1900
_1900 | _1900
_1900 | _1900
_1900 | _1900
_1900 | _1900
_1900 | _1900
_1900 | _1900
_1900 | _1900
_1900 | _1900
_1900 | _1900
_1900 | _1900
_1900 | _1900
_1900 | _1900
_1900 | _1900
_1900 | _1900
_1900 | _1900
_1900 | _1900
_1900 | _1900
_1900 | _1900
_1900 | _1900
_1900 | _1900
_1900 | _1900
_1900 | _1900
_1900 | _1900
_1900 | _1900
_1900 | _1900
_1900 | _1900
_1900 | _1900
_1900 | _1900
_1900 | _1900
_1900 | _1900
_1900 | _1900
_1900 | _1900
_1900 | _1900
_1900 | _1900
_1900 | _1900
_1900 | _1900
_1900 | _1900
_1900 | _1900
_1900 | _1900
_1900 | _1900
_1900 | _1900
_1900 | _1900
_1900 | _1900
_1900 | _1900
_1900 | _1900
_1900 | _1900
_1900 | _1900
_1900 | _1900
_1900 | _1900
_1900 | _1900
_1900 | _1900
_1900 | _1900
_1900 | _1900
_1900 | _1900
_1900 | _1900
_1900 | _1900
_1900 | _1900
_1900 | _1900
_1900 | _1900
_1900 | _1900
_1900 | _1900
_1900 | _1900
_1900 | _1900
_1900 | _1900
_1900 | _1900
_1900 | _1900
_1900 | _1900
_1900 | _1900
_1900 | _1900
_1900 | _1900
_1900 | _1900
_1900 | _1900
_1900 | _1900
_1900 | _1900
_1900 | _1900
_1900 | _1900
_1900 | _1900
_1900 | _1900
_1900 | _1900
_1900 | _1900
_1900 | _1900
_1900 | _1900
_1900 | _1900
_1900 | _1900
_1900 | _1900
_1900 | _1900
_1900 | _1900
_1900 | _1900
_1900 | _1900
_1900 | _1900
_1900 | _1900
_1900 | _1900
_1900 | _1900
_1900 | _1900
_1900 | _1900
_1900 | _1900
_1900 | _1900
_1900 | _1900
_1900 | _1900
_1900 | _1900
_1900 | _1900
_1900 | _1900
_1900 | _1900
_1900 | _1900
_1900 | _1900
_1900 | _1900
_1900 | _1900
_1900 | _1900
_1900 | _1900
_1900 | _1900
_1900 | _1900
_1900 | _1900
_1900 | _1900
_1900 | _1900
_1900 | _1900
_1900 | _1900
_1900 | _1900
_1900 | _1900
_1900 | _1900
_1900 | _1900
_1900 | _1900
_1900 | _1900
_1900 | _1900
_1900 | _1900
_1900 | _1900
_1900 | _1900
_1900 | _1900
_1900 | _1900
_1900 | _1900
_1900 | _1900
_1900 | _1900
_1900 | _1900
_1900 | _1900
_1900 | _1900
_1900 | _1900
_1900 | _1900
_1900 | _1900
_1900 | _1900
_1900 | _1900
_1900 | _1900
_1900 | _1900
_1900 | _1900
_1900 | _1900
_1900 | _1900
_1900 | _1900
_1900 | _1900
_1900 | _1900
_1900 | _1900
_1900 | _1900
_1900 | _1900
_1900 | _1900
_1900 | _1900
_1900 | _1900
_1900 | _1900
_1900 | _1900
_1900 | _1900
_1900 | _1900
_1900 | _1900
_1900 | _1900
_1900 | _1900
_1900 | _1900
_1900 | _1900
_1900 | _1900
_1900 | _1900
_1900 | _1900
_1900 | _1900
_1900 | _1900
_1900 | _1900
_1900 | _1900
_1900 | _1900
_1900 | _1900
_1900 | _1900
_1900 | _1900
_1900 | _1900
_1900 | _1900
_1900 | _1900
_1900 | _1900
_1900 | _1900
_1900 | _1900
_1900 | _1900
_1900 | _1900
_1900 | _1900
_1900 | _1900
_1900 | _1900
_1900 | _1900
_1900 | _1900
_1900 | _1900
_1900 | _1900
_1900 | _1900
_1900 | _1900
_1900 | _1900
_1900 | _1900
_1900 | _1900
_1900 | _1900
_1900 | _1900
_1900 | _1900
_1900 | _1900
_1900 | _1900
_1900 | _1900
_1900 | _1900
_1900 | _1900
_1900 | _1900
_1900 | _1900
_1900 | _1900
_1900 | _1900
_1900 | _1900
_1900 | _1900
_1900 | _1900
_1900 | _1900
_1900 | _1900
_1900 | _1900
_1900 | _1900
_1900 | _1900
_1900 | _1900
_1900 | _1900
_1900 | _1900
_1900 | _1900
_1900 | _1900
_1900 | _1900
_1900 | _1900
_1900 | _1900
_1900 | _1900
_1900 | _1900
_1900 | _1900
_1900 | _1900
_1900 | _1900
_1900 | _1900
_1900 | _1900
_1900 | _1900
_1900 | _1900
_1900 | _1900
_1900 | _1900
_1900 | _1900
_1900 | _1900
_1900 | _1900
_1900 | _1900
_1900 | _1900
_1900 | _1900
_1900 | _1900
_1900 | _1900
_1900 | _1900
_1900 | _1900
_1900 | _1900
_1900 | _1900
_1900 | _1900
_1900 | _1900
_1900 | _1900
_1900 | _1900
_1900 | _1900
_1900 | _1900
_1900 | _1900
_1900 | _1900
_1900 | _1900
_1900 | _1900
_1900 | _1900
_1900 | _1900
_1900 | _1900
_1900 | _1900
_1900 | _1900
_1900 | _1900
_1900 | _1900
_1900 | _1900
_1900 | _1900
_1900 | _1900
_1900 | _1900
_1900 | _1900
_1900 | _1900
_1900 | _1900
_1900 | _1900
_1900 | _1900
_1900 | _1900
_1900 | _1900
_1900 | _1900
_1900 | _1900
_1900 | _1900
_1900 | _1900
_1900 | _1900
_1900 | _1900
_1900 | _1900
_1900 | _1900
_1900 | _1900
_1900 | _1900
_1900 | _1900
_1900 | _1900
_1900 | _1900
_1900 | _1900
_1900 | _1900
_1900 | _1900
_1900 | _1900
_1900 | _1900
_1900 | _1900
_1900 | _1900
_1900 | _1900
_1900 | _1900
_1900 | _1900
_1900 | _1900
_1900 | _1900
_1900 | _1900
_1900 | _1900
_1900 | _1900
_1900 | _1900
_1900 | _1900
_1900 | _1900
_1900 | _1900
_1900 | _1900
_1900 | _1900
_1900 | _1900
_1900 | _1900
_1900 | _1900
_1900 | _1900
_1900 | _1900
_1900 | _1900
_1900 | _1900
_1900 | _1900
_1900 | _1900
_1900 | _1900
_1900 | _1900
_1900 | _1900
_1900 | _1900
_1900 | _1900
_1900 | _1900
_1900 | _1900
_1900 | _1900
_1900 | _1900
_1900 | _1900
_1900 | _1900
_1900 | _1900
_1900 | _1900
_1900 | _1900
_1900 | _1900
_1900 | _1900
_1900 | _1900
_1900 | _1900
_1900 | _1900
_1900 | _1900
_1900 | _1900
_1900 | _1900
_1900 | _1900
_1900 | _1900
_1900 | _1900
_1900 | _1900
_1900 | _1900
_1900 | _1900
_1900 | _1900
_1900 | _1900
_1900 | _1900
_1900 | _1900
_1900 | _1900
_1900 | _1900
_1900 | _1900
_1900 | _1900
_1900 | _1900
_1900 | _1900
_1900 | _1900
_1900 | _1900
_1900 | _1900
_1900 | _1900
_1900 | _1900
_1900 | _1900
_1900 | _1900
_1900 | _1900
_1900 | _1900
_1900 | _1900
_1900 | _1900
_1900 | _1900
_1900 | _1900
_1900 | _1900
_1900 | _1900
_1900 | _1900
_1900 | _1900
_1900 | _1900
_1900 | _1900
_1900 | _1900
_1900 | _1900
_1900 | _1900
_1900 | _1900
_1900 | _1900
_1900 | _1900
_1900 | _1900
_1900 | _1900
_1900 | _1900
_1900 | _1900
_1900 | _1900
_1900 | _1900
_1900 | _1900
_1900 | _1900
_1900 | _1900
_1900 | _1900
_1900 | _1900
_1900 | _1900
_1900 | _1900
_1900 | _1900
_1900 | _1900
_1900 | _1900
_1900 | _1900
_1900 | _1900
_1900 | _1900
_1900 | _1900
_1900 | _1900
_1900 | _1900
_1900 | _1900
_1900 | _1900
_1900 | _1900
_1900 | _1900
_1900 | _1900
_1900 | _1900
_1900 | _1900
_1900 | _1900
_1900 | _1900
_1900 | _1900
_1900 | _1900
_1900 | _1900
_1900 | _1900
_1900 | _1900
_1900 | _1900
_1900 | _1900
_1900 | _1900
_1900 | _1900
_1900 | _1900
_1900 | _1900
_1900 | _1900
_1900 | _1900
_1900 | _1900
_1900 | _1900
_1900 | _1900
_1900 | _1900
_1900 | _1900
_1900 | _1900
_1900 | _1900
_1900 | _1900
_1900 | _1900
_1900 | _1900
_1900 | _1900
_1900 | _1900
_1900 | _1900
_1900 | _1900
_1900 | _1900
_1900 | _1900
_1900 | _1900
_1900 | _1900
_1900 | _1900
_1900 | _1900
_1900 | _1900
_1900 | _1900
_1900 | _1900
_1900 | _1900
_1900 | _1900
_1900 | _1900
_1900 | _1900
_1900 | _1900
_1900 | _1900
_1900 | _1900
_1900 | _1900
_1900 | _1900
_1900 | _1900
_1900 | _1900
_1900 | _1900
_1900 | _1900
_1900 | _1900
_1900 | _1900
_1900 | _1900
_1900 | _1900
_1900 | _1900
_1900 | _1900
_1900 | _1900
_1900 | _1900
_1900 | _1900
_1900 | _1900
_1900 | _1900
_1900 | _1900
_1900 | _1900
_1900 | _1900
_1900 | _1900
_1900 | _1900
_1900 | _1900
_1900 | _1900
_1900 | _1900
_1900 | _1900
_1900 | _1900
_1900 | _1900
_1900 | _1900
_1900 | _1900
_1900 | _1900
_1900 | _1900
_1900 | _1900
_1900 | _1900
_1900 | _1900
_1900 | _1900
_1900 | _1900
_1900 | _1900
_1900 | _1900
_1900 | _1900
_1900 | _1900
_1900 | _1900
_1900 | _1900
_1900 | _1900
_1900 | _1900
_1900 | _1900
_1900 | _1900
_1900 | _1900
_1900 | _1900
_1900 | _1900
_1900 | _1900
_1900 | _1900
_1900 | _1900
_1900 | _1900
_1900 | _1900
_1900 | _1900
_1900 | _1900
_1900 | _1900
_1900 | _1900
_1900 | _1900
_1900 | _1900
_1900 | _1900
_1900 | _1900
_1900 | _1900
_1900 | _1900
_1900 | _1900
_1900 | _1900
_1900 | _1900
_1900 | _1900
_1900 | _1900
_1900 | _1900
_1900 | _1900
_1900 | _1900
_1900 | _1900
_1900 | _1900
_1900 | _1900
_1900 | _1900
_1900 | _1900
_1900 | _1900
_1900 | _1900
_1900 | _1900
_1900 | _1900
_1900 | _1900
_1900 | _1900
_1900 | _1900
_1900 | _1900
_1900 | _1900
_1900 | _1900
_1900 | _1900
_1900 | _1900
_1900 | _1900
_1900 | _1900
_1900 | _1900
_1900 | _1900
_1900 | _1900
_1900 | _1900
_1900 | _1900
_1900 | _1900
_1900 | _1900
_1900 | _1900
_1900 | _1900
_1900 | _1900
_1900 | _1900
_1900 | _1900
_1900 | _1900
_1900 | _1900
_1900 | _1900
_1900 | _1900
_1900 | _1900
_1900 | _1900
_1900 | _1900
_1900 | _1900
_1900 | _1900
_1900 | _1900
_1900 | _1900
_1900 | _1900
_1900 | _1900
_1900 | _1900
_1900 | _1900
_1900 | _1900
_1900 | _1900
_1900 | _1900
_1900 | _1900
_1900 | _1900
_1900 | _1900
_1900 | _1900
_1900 | _1900
_1900 | _1900
_1900 | _1900
_1900 | _1900
_1900 | _1900
_1900 | _1900
_1900 | _1900
_1900 | _1900
_1900 | _1900
_1900 | _1900
_1900 | _1900
_1900 | _1900
_1900 | _1900
_1900 | _1900
_1900 | _1900
_1900 | _1900
_1900 | _1900
_1900 | _1900
_1900 | _1900
_1900 | _1900
_1900 | _1900
_1900 | _1900
_1900 | _1900
_1900 | _1900
_1900 | _1900
_1900 | _1900
_1900 | _1900
_1900 | _1900
_1900 | _1900
_1900 | _1900
_1900 | _1900
_1900 | _1900
_1900 | _1900
_1900 | _1900
_1900 | _1900
_1900 | _1900
_1900 | _1900
_1900 | _1900
_1900 | _1900
_1900 | _1900
_1900 | _1900
_1900 | _1900
_1900 | _1900
_1900 | _1900
_1900 | _1900
_1900 | _1900
_1900 | _1900
_1900 | _1900
_1900 | _1900
_1900 | _1900
_1900 | _1900
_1900 | _1900
_1900 | _1900
_1900 | _1900
_1900 | _1900
_1900 | _1900
_1900 | _1900
_1900 | _1900
_1900 | _1900
_1900 | _1900
_1900 | _1900
_1900 | _1900
_1900 | _1900
_1900 | _1900
_1900 | _1900
_1900 | _1900
_1900 | _1900
_1900 | _1900
_1900 | _1900
_1900 | _1900
_1900 | _1900
_1900 | _1900
_1900 | _1900
_1900 | _1900
_1900 | _1900
_1900 | _1900
_1900 | _1900
_1900 | _1900
_1900 | _1900
_1900 | _1900
_1900 | _1900
_1900 | _1900
_1900 | _1900
_1900 | _1900
_1900 | _1900
_1900 | _1900
_1900 | _1900
_1900 | _1900
_1900 | _1900
_1900 | _1900
_1900 | _1900
_1900 | _1900
_1900 | _1900
_1900 | _1900
_1900 | _1900
_1900 | _1900
_1900 | _1900
_1900 | _1900
_1900 | _1900
_1900 | _1900
_1900 | _1900
_1900 | _1900
_1900 | _1900
_1900 | _1900
_1900 | _1900
_1900 | _1900
_1900 | _1900
_1900 | _1900
_1900 | _1900
_1900 | _1900
_1900 | _1900
_1900 | _1900
_1900 | _1900
_1900 | _1900
_1900 | _1900
_1900 | _1900
_1900 | _1900
_1900 | _1900
_1900 | _1900
_1900 | _1900
_1900 | _1900
_1900 | _1900
_1900 | _1900
_1900 | _1900
_1900 | _1900
_1900 | _1900
_1900 | _1900
_1900 | _1900
_1900 | _1900
_1900 | _1900
_1900 | _1900
_1900 | _1900
_1900 | _1900
_1900 | _1900
_1900 | _1900
_1900 | _1900
_1900 | _1900
_1900 | _1900
_1900 | _1900
_1900 | _1900
_1900 | _1900
_1900 | _1900
_1900 | _1900
_1900 | _1900
_1900 | _1900
_1900 | _1900
_1900 | _1900
_1900 | _1900
_1900 | _1900
_1900 | _1900
_1900 | _1900
_1900 | _1900
_1900 | _1900
_1900 | _1900
_1900 | _1900
_1900 | _1900
_1900 | _1900
_1900 | _1900
_1900 | _1900
_1900 | _1900
_1900 | _1900
_1900 | _1900
_1900 | _1900
_1900 | _1900
_1900 | _1900
_1900 | _1900
_1900 | _1900
_1900 | _1900
_1900 | _1900
_1900 | _1900
_1900 | _1900
_1900 | _1900
_1900 | _1900
_1900 | _1900
_1900 | _1900
_1900 | _1900
_1900 | _1900
_1900 | _1900
_1900 | _1900
_1900 | _1900
_1900 | _1900
_1900 | _1900
_1900 | _1900
_1900 | _1900
_1900 | _1900
_1900 | _1900
_1900 | _1900
_1900 | _1900
_1900 | _1900
_1900 | _1900
_1900 | _1900
_1900 | _1900
_1900 | _1900
_1900 | _1900
_1900 | _1900
_1900 | _1900
_1900 | _1900
_1900 | _1900
_1900 | _1900
_1900 | _1900
_1900 | _1900
_1900 | _1900
_1900 | _1900
_1900 | _1900
_1900 | _1900
_1900 | _1900
_1900 | _1900
_1900 | _1900
_1900 | _1900
_1900 | _1900
_1900 | _1900
_1900 | _1900
_1900 | _1900
_1900 | _1900
_1900 | _1900
_1900 | _1900
_1900 | _1900
_1900 | _1900
_1900 | _1900
_1900 | _1900
_1900 | _1900
_1900 | _1900
_1900 | _1900
_1900 | _1900
_1900 | _1900
_1900 | _1900
_1900 | _1900
_1900 | _1900
_1900 | _1900
_1900 | _1900
_1900 | _1900
_1900 | _1900
_1900 | _1900
_1900 | _1900
_1900 | _1900
_1900 | _1900
_1900 | _1900
_1900 | _1900
_1900 | _1900
_1900 | _1900
_1900 | _1900
_1900 | _1900
_1900 | _1900
_1900 | _1900
_1900 | _1900
_1900 | _1900
_1900 | _1900
_1900 | _1900
_1900 | _1900
_1900 | _1900
_1900 | _1900
_1900 | _1900
_1900 | _1900
_1900 | _1900
_1900 | _1900
_1900 | _1900
_1900 | _1900
_1900 | _1900
_1900 | _1900
_1900 | _1900
_1900 | _1900
_1900 | _1900
_1900 | _1900
_1900 | _1900
_1900 | _1900
_1900 | _1900
_1900 | _1900
_1900 | _1900
_1900 | _1900
_1900 | _1900
_1900 | _1900
_1900 | _1900
_1900 | _1900
_1900 | _1900
_1900 | _1900
_1900 | _1900
_1900 | _1900
_1900 | _1900
_1900 | _1900
_1900 | _1900
_1900 | _1900
_1900 | _1900
_1900 | _1900
_1900 | _1900
_1900 | _1900
_1900 | _1900
_1900 | _1900
_1900 | _1900
_1900 | _1900
_1900 | _1900
_1900 | _1900
_1900 | _1900
_1900 | _1900
_1900 | _1900
_1900 | _1900
_1900 | _1900
_1900 | _1900
_1900 | _1900
_1900 | _1900
_1900 | _1900
_1900 | _1900
_1900 | _1900
_1900 | _1900
_1900 | _1900
_1900 | _1900
_1900 | _1900
_1900 | _1900
_1900 | _1900
_1900 | _1900
_1900 | _1900
_1900 | _1900
_1900 | _1900
_1900 | _1900
_1900 | _1900
_1900 | _1900
_1900 | _1900
_1900 | _1900
_1900 | _1900
_1900 | _1900
_1900 | _1900
_1900 | _1900
_1900 | _1900
_1900 | _1900
_1900 | _1900
_1900 | _1900
_1900 | _1900
_1900 | _1900
_1900 | _1900
_1900 | _1900
_1900 | _1900
_1900 | _1900
_1900 | _1900
_1900 | _1900
_1900 | _1900
_1900 | _1900
_1900 | _1900
_1900 | _1900
_1900 | _1900
_1900 | _1900
_1900 | _1900
_1900 | _1900
_1900 | _1900
_1900 | _1900
_1900 | _1900
_1900 | _1900
_1900 | _1900
_1900 | _1900
_1900 | _1900
_1900 | _1900
_1900 | _1900
_1900 | _1900
_1900 | _1900
_1900 | _1900
_1900 | _1900
_1900 | _1900
_1900 | _1900
_1900 | _1900
_1900 | _1900
_1900 | _1900
_1900 | _1900
_1900 | _1900
_1900 | _1900
_1900 | _1900
_1900 | _1900
_1900 | _1900
_1900 | _1900
_1900 | _1900
_1900 | _1900
_1900 | _1900
_1900 | _1900
_1900 | _1900
_1900 | _1900
_1900 | _1900
_1900 | _1900
_1900 | _1900
_1900 | _1900
_1900 | _1900
_1900 | _1900
_1900 | _1900
_1900 | _1900
_1900 | _1900
_1900 | _1900
_1900 | _1900
_1900 | _1900
_1900 | _1900
_1900 | _1900
_1900 | _1900
_1900 | _1900
_1900 | _1900
_1900 | _1900
_1900 | _1900
_1900 | _1900
_1900 | _1900
_1900 | _1900
_1900 | _1900
_1900 | _1900
_1900 | _1900
_1900 | _1900
_1900 | _1900
_1900 | _1900
_1900 | _1900
_1900 | _1900
_1900 | _1900
_1900 | _1900
_1900 | _1900
_1900 | _1900
_1900 | _1900
_1900 | _1900
_1900 | _1900
_1900 | _1900
_1900 | _1900
_1900 | _1900
_1900 | _1900
_1900 | _1900
_1900 | _1900
_1900 | _1900
_1900 | _1900
_1900 | _1900
_1900 | _1900
_1900 | _1900
_1900 | _1900
_1900 | _1900
_1900 | _1900
_1900 | _1900
_1900 | _1900
_1900 | _1900
_1900 | _1900
_1900 | _1900
_1900 | _1900
_1900 | _1900
_1900 | _1900
_1900 | _1900
_1900 | _1900
_1900 | _1900
_1900 | _1900
_1900 | _1900
_1900 | _1900
_1900 | _1900
_1900 | _1900
_1900 | _1900
_1900 | _1900
_1900 | _1900
_1900 | _1900
_1900 | _1900
_1900 | _1900
_1900 | _1900
_1900 | _1900
_1900 | _1900
_1900 | _1900
_1900 | _1900
_1900 | _1900
_1900 | _1900
_1900 | _1900
_1900 | _1900
_1900 | _1900
_1900 | _1900
_1900 | _1900
_1900 | _1900
_1900 | _1900
_1900 | _1900
_1900 | _1900
_1900 | _1900
_1900 | _1900
_1900 | _1900
_1900 | _1900
_1900 | _1900
_1900 | _1900
_1900 | _1900
_1900 | _1900
_1900 | _1900
_1900 | _1900
_1900 | _1900
_1900 | _1900
_1900 | _1900
_1900 | _1900
_1900 | _1900
_1900 | _1900
_1900 | _1900
_1900 | _1900
_1900 | _1900
_1900 | _1900
_1900 | _1900
_1900 | _1900
_1900 | _1900
_1900 | _1900
_1900 | _1900
_1900 | _1900
_1900 | _1900
_1900 | _1900
_1900 | _1900
_1900 | _1900
_1900 | _1900
_1900 | _1900
_1900 | _1900
_1900 | _1900
_1900 | _1900
_1900 | _1900
_1900 | _1900
_1900 | _1900
_1900 | _1900
_1900 | _1900
_1900 | _1900
_1900 | _1900
_1900 | _1900
_1900 | _1900
_1900 | _1900
_1900 | _1900
_1900 | _1900
_1900 | _1900
_1900 | _1900
_1900 | _1900
_1900 | _1900
_1900 | _1900
_1900 | _1900
_1900 | _1900
_1900 | _1900
_1900 | _1900
_1900 | _1900
_1900 | _1900
_1900 | _1900
_1900 | _1900
_1900 | _1900
_1900 | _1900
_1900 | _1900
_1900 | _1900
_1900 | _1900
_1900 | _1900
_1900 | _1900
_1900 | _1900
_1900 | _1900
_1900 | _1900
_1900 | _1900
_1900 | _1900
_1900 | _1900
_1900 | _1900
_1900 | _1900
_1900 | _1900
_1900 | _1900
_1900 | _1900
_1900 | _1900
_1900 | _1900
_1900 | _1900
_1900 | _1900
_1900 | _1900
_1900 | _1900
_1900 | _1900
_1900 | _1900
_1900 | _1900
_1900 | _1900
_1900 | _1900
_1900 | _1900
_1900 | _1900
_1900 | _1900
_1900 | _1900
_1900 | _1900
_1900 | _1900
_1900 | _1900
_1900 | _1900
_1900 | _1900
_1900 | _1900
_1900 | _1900
_1900 | _1900
_1900 | _1900
_1900 | _1900
_1900 | _1900
_1900 | _1900
_1900 | _1900
_1900 | _1900
_1900 | _1900
_1900 | _1900
_1900 | _1900
_1900 | _1900
_1900 | _1900
_1900 | _1900
_1900 | _1900
_1900 | _1900
_1900 | _1900
_1900 | _1900
_1900 | _1900
_1900 | _1900
_1900 | _1900
_1900 | _1900
_1900 | _1900
_1900 | _1900
_1900 | _1900
_1900 | _1900
_1900 | _1900
_1900 | _1900
_1900 | _1900
_1900 | _1900
_1900 | _1900
_1900 | _1900
_1900 | _1900
_1900 | _1900
_1900 | _1900
_1900 | _1900
_1900 | _1900
_1900 | _1900
_1900 | _1900
_1900 | _1900
_1900 | _1900
_1900 | _1900
_1900 | _1900
_1900 | _1900
_1900 | _1900
_1900 | _1900
_1900 | _1900
_1900 | _1900
_1900 | _1900
_1900 | _1900
_1900 | _1900
_1900 | _1900
_1900 | _1900
_1900 | _1900
_1900 | _1900
_1900 | _1900
_1900 | _1900
_1900 | _1900
_1900 | _1900
_1900 | _1900
_1900 | _1900
_1900 | _1900
_1900 | _1900
_1900 | _1900
_1900 | _1900
_1900 | _1900
_1900 | _1900
_1900 | _1900
_1900 | _1900
_1900 | _1900
_1900 | _1900
_1900 | _1900
_1900 | _1900
_1900 | _1900
_1900 | _1900
_1900 | _1900
_1900 | _1900
_1900 | _1900
_1900 | _1900
_1900 | _1900
_1900 | _1900
_1900 | _1900
_1900 | _1900
_1900 | _1900
_1900 | _1900
_1900 | _1900
_1900 | _1900
_1900 | _1900
_1900 | _1900
_1900 | _1900
_1900 | _1900
_1900 | _1900
_1900 | _1900
_1900 | _1900
_1900 | _1900
_1900 | _1900
_1900 | _1900
_1900 | _1900
_1900 | _1900
_1900 | _1900
_1900 | _1900
_1900 | _1900
_1900 | _1900
_1900 | _1900
_1900 | _1900
_1900 | _1900
_1900 | _1900
_1900 | _1900
_1900 | _1900
_1900 | _1900
_1900 | _1900
_1900 | _1900
_1900 | _1900
_1900 | _1900
_1900 | _1900
_1900 | _1900
_1900 | _1900
_1900 | _1900
_1900 | _1900
_1900 | _1900
_1900 | _1900
_1900 | _1900
_1900 | _1900
_1900 | _1900
_1900 | _1900
_1900 | _1900
_1900 | _1900
_1900 | _1900
_1900 | _1900
_1900 | _1900
_1900 | _1900
_1900 | _1900
_1900 | _1900
_1900 | _1900
_1900 | _1900
_1900 | _1900
_1900 | _1900
_1900 | _1900
_1900 | _1900
_1900 | _1900
_1900 | _1900
_1900 | _1900
_1900 | _1900
_1900 | _1900
_1900 | _1900
_1900 | _1900
_1900 | _1900
_1900 | _1900
_1900 | _1900
_1900 | _1900
_1900 | _1900
_1900 | _1900
_1900 | _1900
_1900 | _1900
_1900 | _1900
_1900 | _1900
_1900 | _1900
_1900 | _1900
_1900 | _1900
_1900 | _1900
_1900 | _1900
_1900 | _1900
_1900 | _1900
_1900 | _1900
_1900 | _1900
_1900 | _1900
_1900 | _1900
_1900 | _1900
_1900 | _1900
_1900 | _1900
_1900 | _1900
_1900 | _1900
_1900 | _1900
_1900 | _1900
_1900 | _1900
_1900 | _1900
_1900 | _1900
_1900 | _1900
_1900 | _1900
_1900 | _1900
_1900 | _1900
_1900 | _1900
_1900 | _1900
_1900 | _1900
_1900 | _1900
_1900 | _1900
_1900 | _1900
_1900 | _1900
_1900 | _1900
_1900 | _1900
_1900 | _1900
_1900 | _1900
_1900 | _1900
_1900 | _1900
_1900 | _1900
_1900 | _1900
_1900 | _1900
_1900 | _1900
_1900 | _1900
_1900 | _1900
_1900 | _1900
_1900 | _1900
_1900 | _1900
_1900 | _1900
_1900 | _1900
_1900 | _1900
_1900 | _1900
_1900 | _1900
_1900 | _1900
_1900 | _1900
_1900 | _1900
_1900 | _1900
_1900 | _1900
_1900 | _1900
_1900 | _1900
_1900 | _1900
_1900 | _1900
_1900 | _1900
_1900 | _1900
_1900 | _1900
_1900 | _1900
_1900 | _1900
_1900 | _1900
_1900 | _1900
_1900 | _1900
_1900 | _1900
_1900 | _1900
_1900 | _1900
_1900 | _1900
_1900 | _1900
_1900 | _1900
_1900 | _1900
_1900 | _1900
_1900 | _1900
_1900 | _1900
_1900 | _1900
_1900 | _1900
_1900 | _1900
_1900 | _1900
_1900 | _1900
_1900 | _1900
_1900 | _1900
_1900 | _1900
_1900 | _1900
_1900 | _1900
_1900 | _1900
_1900 | _1900
_1900 | _1900
_1900 | _1900
_1900 | _1900
_1900 | _1900
_1900 | _1900
_1900 | _1900
_1900 | _1900
_1900 | _1900
_1900 | _1900
_1900 | _1900
_1900 | _1900
_1900 | _1900
_1900 | _1900
_1900 | _1900
_1900 | _1900
_1900 | _1900
_1900 | _1900
_1900 | _1900
_1900 | _1900
_1900 | _1900
_1900 | _1900
_1900 | _1900
_1900 | _1900
_1900 | _1900
_1900 | _1900
_1900 | _1900
_1900 | _1900
_1900 | _1900
_1900 | _1900
_1900 | _1900
_1900 | _1900
_1900 | _1900
_1900 | _1900
_1900 | _1900
_1900 | _1900
_1900 | _1900
_1900 | _1900
_1900 | _1900
_1900 | _1900
_1900 | _1900
_1900 | _1900
_1900 | _1900
_1900 | _1900
_1900 | _1900
_1900 | _1900
_1900 | _1900
_1900 | _1900
_1900 | _1900
_1900 | _1900
_1900 | _1900
_1900 | _1900
_1900 | _1900
_1900 | _1900
_1900 | _1900
_1900 | _1900
_1900 | _1900
_1900 | _1900
_1900 | _1900
_1900 | _1900
_1900 | _1900
_1900 | _1900
_1900 | _1900
_1900 | _1900
_1900 | _1900
_1900 | _1900
_1900 | _1900
_1900 | _1900
_1900 | _1900
_1900 | _1900
_1900 | _1900
_1900 | _1900
_1900 | _1900
_1900 | _1900
_1900 | _1900
_1900 | _1900
_1900 | _1900
_1900 | _1900
_1900 | _1900
_1900 | _1900
_1900 | _1900
_1900 | _1900
_1900 | _1900
_1900 | _1900
_1900 | _1900
_1900 | _1900
_1900 | _1900
_1900 | _1900
_1900 | _1900
_1900 | _1900
_1900 | _1900
_1900 | _1900
_1900 | _1900
_1900 | _1900
_1900 | _1900
_1900 | _1900
_1900 | _1900
_1900 | _1900
_1900 | _1900
_1900 | _1900
_1900 | _1900
_1900 | _1900
_1900 | _1900
_1900 | _1900
_1900 | _1900
_1900 | _1900
_1900 | _1900
_1900 | _1900
_1900 | _1900
_1900 | _1900
_1900 | _1900
_1900 | _1900
_1900 | _1900
_1900 | _1900
_1900 | _1900
_1900 | _1900
_1900 | _1900
_1900 | _1900
_1900 | _1900
_1900 | _1900
_1900 | _1900
_1900 | _1900
_1900 | _1900
_1900 | _1900
_1900 | _1900
_1900 | _1900
_1900 | _1900
_1900 | _1900
_1900 | _1900
_1900 | _1900
_1900 | _1900
_1900 | _1900
_1900 | _1900
_1900 | _1900
_1900 | _1900
_1900 | _1900
_1900 | _1900
_1900 | _1900
_1900 | _1900
_1900 | _1900
_1900 | _1900
_1900 | _1900
_1900 | _1900
_1900 | _1900
_1900 | _1900
_1900 | _1900
_1900 | _1900
_1900 | _1900
_1900 | _1900
_1900 | _1900
_1900 | _1900
_1900 | _1900
_1900 | _1900
_1900 | _1900
_1900 | _1900
_1900 | _1900
_1900 | _1900
_1900 | _1900
_1900 | _1900
_1900 | _1900
_1900 | _1900
_1900 | _1900
_1900 | _1900
_1900 | _1900
_1900 | _1900
_1900 | _1900
_1900 | _1900
_1900 | _1900
_1900 | _1900
_1900 | _1900
_1900 | _1900
_1900 | _1900
_1900 | _1900
_1900 | _1900
_1900 | _1900
_1900 | _1900
_1900 | _1900
_1900 | _1900
_1900 | _1900
_1900 | _1900
_1900 | _1900
_1900 | _1900
_1900 | _1900
_1900 | _1900
_1900 | _1900
_1900 | _1900
_1900 | _1900
_1900 | _1900
_1900 | _1900
_1900 | _1900
_1900 | _1900
_1900 | _1900
_1900 | _1900
_1900 | _1900
_1900 | _1900
_1900 | _1900
_1900 | _1900
_1900 | _1900
_1900 | _1900
_1900 | _1900
_1900 | _1900
_1900 | _1900
_1900 | _1900
_1900 | _1900
_1900 | _1900
_1900 | _1900
_1900 | _1900
_1900 | _1900
_1900 | _1900
_1900 | _1900
_1900 | _1900
_1900 | _1900
_1900 | _1900
_1900 | _1900
_1900 | _1900
_1900 | _1900
_1900 | _1900
_1900 | _1900
_1900 | _1900
_1900 | _1900
_1900 | _1900
_1900 | _1900
_1900 | _1900
_1900 | _1900
_1900 | _1900
_1900 | _1900
_1900 | _1900
_1900 | _1900
_1900 | _1900
_1900 | _1900
_1900 | _1900
_1900 | _1900
_1900 | _1900
_1900 | _1900
_1900 | _1900
_1900 | _1900
_1900 | _1900
_1900 | _1900
_1900 | _1900
_1900 | _1900
_1900 | _1900
_1900 | _1900
_1900 | _1900
_1900 | _1900
_1900 | _1900
_1900 | _1900
_1900 | _1900
_1900 | _1900
_1900 | _1900
_1900 | _1900
_1900 | _1900
_1900 | _1900
_1900 | _1900
_1900 | _1900
_1900 | _1900
_1900 | _1900
_1900 | _1900
_1900 | _1900
_1900 | _1900
_1900 | _1900
_1900 | _1900
_1900 | _1900
_1900 | _1900
_1900 | _1900
_1900 | _1900
_1900 | _1900
_1900 | _1900
_1900 | _1900
_1900 | _1900
_1900 | _1900
_1900 | _1900
_1900 | _1900
_1900 | _1900
_1900 | _1900
_1900 | _1900
_1900 | _1900
_1900 | _1900
_1900 | _1900
_1900 | _1900
_1900 | _1900
_1900 | _1900
_1900 | _1900
_1900 | _1900
_1900 | _1900
_1900 | _1900
_1900 | _1900
_1900 | _1900
_1900 | _1900
_1900 | _1900
_1900 | _1900
_1900 | _1900
_1900 | _1900
_1900 | _1900
_1900 | _1900
_1900 | _1900
_1900 | _1900
_1900 | _1900
_1900 | _1900
_1900 | _1900
_1900 | _1900
_1900 | _1900
_1900 | _1900
_1900 | _1900
_1900 | _1900
_1900 | _1900
_1900 | _1900
_1900 | _1900
_1900 | _1900
_1900 | _1900
_1900 | _1900
_1900 | _1900
_1900 | _1900
_1900 | _1900
_1900 | _1900
_1900 | _1900
_1900 | _1900
_1900 | _1900
_1900 | _1900
_1900 | _1900
_1900 | _1900
_1900 | _1900
_1900 | _1900
_1900 | _1900
_1900 | _1900
_1900 | _1900
_1900 | _1900
_1900 | _1900
_1900 | _1900
_1900 | _1900
_1900 | _1900
_1900 | _1900
_1900 | _1900
_1900 | _1900
_1900 | _1900
_1900 | _1900
_1900 | _1900
_1900 | _1900
_1900 | _1900
_1900 | _1900
_1900 | _1900
_1900 | _1900
_1900 | _1900
_1900 | _1900
_1900 | _1900
_1900 | _1900
_1900 | _1900
_1900 | _1900
_1900 | _1900
_1900 | _1900
_1900 | _1900
_1900 | _1900
_1900 | _1900
_1900 | _1900
_1900 | _1900
_1900 | _1900
_1900 | _1900
_1900 | _1900
_1900 | _1900
_1900 | _1900
_1900 | _1900
_1900 | _1900
_1900 | _1900
_1900 | _1900
_1900 | _1900
_1900 | _1900
_1900 | _1900
_1900 | _1900
_1900 | _1900
_1900 | _1900
_1900 | _1900
_1900 | _1900
_1900 | _1900
_1900 | _1900
_1900 | _1900
_1900 | _1900
_1900 | _1900
_1900 | _1900
_1900 | _1900
_1900 | _1900
_1900 | _1900
_1900 | _1900
_1900 | _1900
_1900 | _1900
_1900 | _1900
_1900 | _1900
_1900 | _1900
_1900 | _1900
_1900 | _1900
_1900 | _1900
_1900 | _1900
_1900 | _1900
_1900 | _1900
_1900 | _1900
_1900 | _1900
_1900 | _1900
_1900 | _1900
_1900 | _1900
_1900 | _1900
_1900 | _1900
_1900 | _1900
_1900 | _1900
_1900 | _1900
_1900 | _1900
_1900 | _1900
_1900 | _1900
_1900 | _1900
_1900 | _1900
_1900 | _1900
_1900 | _1900
_1900 | _1900
_1900 | _1900
_1900 | _1900
_1900 | _1900
_1900 | _1900
_1900 | _1900
_1900 | _1900
_1900 | _1900
_1900 | _1900
_1900 | _1900
_1900 | _1900
_1900 | _1900
_1900 | _1900
_1900 | _1900
_1900 | _1900
_1900 | _1900
_1900 | _1900
_1900 | _1900
_1900 | _1900
_1900 | _1900
_1900 | _1900
_1900 | _1900
_1900 | _1900
_1900 | _1900
_1900 | _1900
_1900 | _1900
_1900 | _1900
_1900 | _1900
_1900 | _1900
_1900 | _1900
_1900 | _1900
_1900 | _1900
_1900 | _1900
_1900 | _1900
_1900 | _1900
_1900 | _1900
_1900 | _1900
_1900 | _1900
_1900 | _1900
_1900 | _1900
_1900 | _1900
_1900 | _1900
_1900 | _1900
_1900 | _1900
_1900 | _1900
_1900 | _1900
_1900 | _1900
_1900 | _1900
_1900 | _1900
_1900 | _1900
_1900 | _1900
_1900 | _1900
_1900 | _1900
_1900 | _1900
_1900 | _1900
_1900 | _1900
_1900 | _1900
_1900 | _1900
_1900 | _1900
_1900 | _1900
_1900 | _1900
_1900 | _1900
_1900 | _1900
_1900 | _1900
_1900 | _1900
_1900 | _1900
_1900 | _1900
_1900 | _1900
_1900 | _1900
_1900 | _1900
_1900 | _1900
_1900 | _1900
_1900 | _1900
_1900 | _1900
_1900 | _1900
_1900 | _1900
_1900 | _1900
_1900 | _1900
_1900 | _1900
_1900 | _1900
_1900 | _1900
_1900 | _1900
_1900 | _1900
_1900 | _1900
_1900 | _1900
_1900 | _1900
_1900 | _1900
_1900 | _1900
_1900 | _1900
_1900 | _1900
_1900 | _1900
_1900 | _1900
_1900 | _1900
_1900 | _1900
_1900 | _1900
_1900 | _1900
_1900 | _1900
_1900 | _1900
_1900 | _1900
_1900 | _1900
_1900 | _1900
_1900 | _1900
_1900 | _1900
_1900 | _1900
_1900 | _1900
_1900 | _1900
_1900 | _1900
_1900 | _1900
_1900 | _1900
_1900 | _1900
_1900 | _1900
_1900 | _1900
_1900 | _1900
_1900 | _1900
_1900 | _1900
_1900 | _1900
_1900 | _1900
_1900 | _1900
_1900 | _1900
_1900 | _1900
_1900 | _1900
_1900 | _1900
_1900 | _1900
_1900 | _1900
_1900 | _1900
_1900 | _1900
_1900 | _1900
_1900 | _1900
_1900 | _1900
_1900 | _1900
_1900 | _1900
_1900 | _1900
_1900 | _1900
_1900 | _1900
_1900 | _1900
_1900 | _1900
_1900 | _1900
_1900 | _1900
_1900 | _1900
_1900 | _1900
_1900 | _1900
_1900 | _1900
_1900 | _1900
_1900 | _1900
_1900 | _1900
_1900 | _1900
_1900 | _1900
_1900 | _1900
_1900 | _1900
_1900 | _1900
_1900 | _1900
_1900 | _1900
_1900 | _1900
_1900 | _1900
_1900 | _1900
_1900 | _1900
_1900 | _1900
_1900 | _1900
_1900 | _1900
_1900 | _1900
_1900 | _1900
_1900 | _1900
_1900 | _1900
_1900 | _1900
_1900 | _1900
_1900 | _1900
_1900 | _1900
_1900 | _1900
_1900 | _1900
_1900 | _1900
_1900 | _1900
_1900 | _1900
_1900 | _1900
_1900 | _1900
_1900 | _1900
_1900 | _1900
_1900 | _1900
_1900 | _1900
_1900 | _1900
_1900 | _1900
_1900 | _1900
_1900 | _1900
_1900 | _1900
_1900 | _1900
_1900 | _1900
_1900 | _1900
_1900 | _1900
_1900 | _1900
_1900 | _1900
_1900 | _1900
_1900 | _1900
_1900 | _1900
_1900 | _1900
_1900 | _1900
_1900 | _1900
_1900 | _1900
_1900 | _1900
_1900 | _1900
_1900 | _1900
_1900 | _1900
_1900 | _1900
_1900 | _1900
_1900 | _1900
_1900 | _1900
_1900 | _1900
_1900 | _1900
_1900 | _1900
_1900 | _1900
_1900 | _1900
_1900 | _1900
_1900 | _1900
_1900 | _1900
_1900 | _1900
_1900 | _1900
_1900 | _1900
_1900 | _1900
_1900 | _1900
_1900 | _1900
_1900 | _1900
_1900 | _1900
_1900 | _1900
_1900 | _1900
_1900 | _1900
_1900 | _1900
_1900 | _1900
_1900 | _1900
_1900 | _1900
_1900 | _1900
_1900 | _1900
_1900 | _1900
_1900 | _1900
_1900 | _1900
_1900 | _1900
_1900 | _1900
_1900 | _1900
_1900 | _1900
_1900 | _1900
_1900 | _1900
_1900 | _1900
_1900 | _1900
_1900 | _1900
_1900 | _1900
_1900 | _1900
_1900 | _1900
_1900 | _1900
_1900 | _1900
_1900 | _1900
_1900 | _1900
_1900 | _1900
_1900 | _1900
_1900 | _1900
_1900 | _1900
_1900 | _1900
_1900 | _1900
_1900 | _1900
_1900 | _1900
_1900 | _1900
_1900 | _1900
_1900 | _1900
_1900 | _1900
_1900 | _1900
_1900 | _1900
_1900 | _1900
_1900 | _1900
_1900 | _1900
_1900 | _1900
_1900 | _1900
_1900 | _1900
_1900 | _1900
_1900 | _1900
_1900 | _1900
_1900 | _1900
_1900 | _1900
_1900 | _1900
_1900 | _1900
_1900 | _1900
_1900 | _1900
_1900 | _1900
_1900 | _1900
_1900 | _1900
_1900 | _1900
_1900 | _1900
_1900 | _1900
_1900 | _1900
_1900 | _1900
_1900 | _1900
_1900 | _1900
_1900 | _1900
_1900 | _1900
_1900 | _1900
_1900 | _1900
_1900 | _1900
_1900 | _1900
_1900 | _1900
_1900 | _1900
_1900 | _1900
_1900 | _1900
_1900 | _1900
_1900 | _1900
_1900 | _1900
_1900 | _1900
_1900 | _1900
_1900 | _1900
_1900 | _1900
_1900 | _1900
_1900 | _1900
_1900 | _1900
_1900 | _1900
_1900 | _1900
_1900 | _1900
_1900 | _1900
_1900 | _1900
_1900 | _1900
_1900 | _1900
_1900 | _1900
_1900 | _1900
_1900 | _1900
_1900 | _1900
_1900 | _1900
_1900 | _1900
_1900 | _1900
_1900 | _1900
_1900 | _1900
_1900 | _1900
_1900 | _1900
_1900 | _1900
_1900 | _1900
_1900 | _1900
_1900 | _1900
_1900 | _1900
_1900 | _1900
_1900 | _1900
_1900 | _1900
_1900 | _1900
_1900 | _1900
_1900 | _1900
_1900 | _1900
_1900 | _1900
_1900 | _1900
_1900 | _1900
_1900 | _1900
_1900 | _1900
_1900 | _1900
_1900 | _1900
_1900 | _1900
_1900 | _1900
_1900 | _1900
_1900 | _1900
_1900 | _1900
_1900 | _1900
_1900 | _1900
_1900 | _1900
_1900 | _1900
_1900 | _1900
_1900 | _1900
_1900 | _1900
_1900 | _1900
_1900 | _1900
_1900 | _1900
_1900 | _1900
_1900 | _1900
_1900 | _1900
_1900 | _1900
_1900 | _1900
_1900 | _1900
_1900 | _1900
_1900 | _1900
_1900 | _1900
_1900 | _1900
_1900 | _1900
_1900 | _1900
_1900 | _1900
_1900 | _1900
_1900 | _1900
_1900 | _1900
_1900 | _1900
_1900 | _1900
_1900 | _1900
_1900 | _1900
_1900 | _1900
_1900 | _1900
_1900 | _1900
_1900 | _1900
_1900 | _1900
_1900 | _1900
_1900 | _1900
_1900 | _1900
_1900 | _1900
_1900 | _1900
_1900 | _1900
_1900 | _1900
_1900 | _1900
_1900 | _1900
_1900 | _1900
_1900 | _1900
_1900 | _1900
_1900 | _1900
_1900 | _1900
_1900 | _1900
_1900 | _1900
_1900 | _1900
_1900 | _1900
_1900 | _1900
_1900 | _1900
_1900 | _1900
_1900 | _1900
_1900 | _1900
_1900 | _1900
_1900 | _1900
_1900 | _1900
_1900 | _1900
_1900 | _1900
_1900 | _1900
_1900 | _1900
_1900 | _1900
_1900 | _1900
_1900 | _1900
_1900 | _1900
_1900 | _1900
_1900 | _1900
_1900 | _1900
_1900 | _1900
_1900 | _1900
_1900 | _1900
_1900 | _1900
_1900 | _1900
_1900 | _1900
_1900 | _1900
_1900 | _1900
_1900 | _1900
_1900 | _1900
_1900 | _1900
_1900 | _1900
_1900 | _1900
_1900 | _1900
_1900 | _1900
_1900 | _1900
_1900 | _1900
_1900 | _1900
_1900 | _1900
_1900 | _1900
_1900 | _1900
_1900 | _1900
_1900 | _1900
_1900 | _1900
_1900 | _1900
_1900 | _1900
_1900 | _1900
_1900 | _1900
_1900 | _1900
_1900 | _1900
_1900 | _1900
_1900 | _1900
_1900 | _1900
_1900 | _1900
_1900 | _1900
_1900 | _1900
_1900 | _1900
_1900 | _1900
_1900 | _1900
_1900 | _1900
_1900 | _1900
_1900 | _1900
_1900 | _1900
_1900 | _1900
_1900 | _1900
_1900 | _1900
_1900 | _1900
_1900 | _1900
_1900 | _1900
_1900 | _1900
_1900 | _1900
_1900 | _1900
_1900 | _1900
_1900 | _1900
_1900 | _1900
_1900 | _1900
_1900 | _1900
_1900 | _1900
_1900 | _1900
_1900 | _1900
_1900 | _1900
_1900 | _1900
_1900 | _1900
_1900 | _1900
_1900 | _1900
_1900 | _1900
_1900 | _1900
_1900 | _1900
_1900 | _1900
_1900 | _1900
_1900 | _1900
_1900 | _1900
_1900 | _1900
_1900 | _1900
_1900 | _1900
_1900 | _1900
_1900 | _1900
_1900 | _1900
_1900 | _1900
_1900 | _1900
_1900 | _1900
_1900 | _1900
_1900 | _1900
_1900 | _1900
_1900 | _1900
_1900 | _1900
_1900 | _1900
_1900 | _1900
_1900 | _1900
_1900 | _1900
_1900 | _1900
_1900 | _1900
_1900 | _1900
_1900 | _1900
_1900 | _1900
_1900 | _1900
_1900 | _1900
_1900 | _1900
_1900 | _1900
_1900 | _1900
_1900 | _1900
_1900 | _1900
_1900 | _1900
_1900 | _1900
_1900 | _1900
_1900 | _1900
_1900 | _1900
_1900 | _1900
_1900 | _1900
_1900 | _1900
_1900 | _1900
_1900 | _1900
_1900 | _1900
_1900 | _1900
_1900 | _1900
_1900 | _1900
_1900 | _1900
_1900 | _1900
_1900 | _1900
_1900 | _1900
_1900 | _1900
_1900 | _1900
_1900 | _1900
_1900 | _1900
_1900 | _1900
_1900 | _1900
_1900 | _1900
_1900 | _1900
_1900 | _1900
_1900 | _1900
_1900 | _1900
_1900 | _1900
_1900 | _1900
_1900 | _1900
_1900 | _1900
_1900 | _1900
_1900 | _1900
_1900 | _1900
_1900 | _1900
_1900 | _1900
_1900 | _1900
_1900 | _1900
_1900 | _1900
_1900 | _1900
_1900 | _1900
_1900 | _1900
_1900 | _1900
_1900 | _1900
_1900 | _1900
_1900 | _1900
_1900 | _1900
_1900 | _1900
_1900 | _1900
_1900 | _1900
_1900 | _1900
_1900 | _1900
_1900 | _1900
_1900 | _1900
_1900 | _1900
_1900 | _1900
_1900 | _1900
_1900 | _1900
_1900 | _1900
_1900 | _1900
_1900 | _1900
_1900 | _1900
_1900 | _1900
_1900 | _1900
_1900 | _1900
_1900 | _1900
_1900 | _1900
_1900 | _1900
_1900 | _1900
_1900 | _1900
_1900 | _1900
_1900 | _1900
_1900 | _1900
_1900 | _1900
_1900 | _1900
_1900 | _1900
_1900 | _1900
_1900 | _1900
_1900 | _1900
_1900 | _1900
_1900 | _1900
_1900 | _1900
_1900 | _1900
_1900 | _1900
_1900 | _1900
_1900 | _1900
_1900 | _1900
_1900 | _1900
_1900 | _1900
_1900 | _1900
_1900 | _1900
_1900 | _1900
_1900 | _1900
_1900 | _1900
_1900 | _1900
_1900 | _1900
_1900 | _1900
_1900 | _1900
_1900 | _1900
_1900 | _1900
_1900 | _1900
_1900 | _1900
_1900 | _1900
_1900 | _1900
_1900 | _1900
_1900 | _1900
_1900 | _1900
_1900 | _1900
_1900 | _1900
_1900 | _1900
_1900 | _1900
_1900 | _1900
_1900 | _1900
_1900 | _1900
_1900 | _1900
_1900 | _1900
_1900 | _1900
_1900 | _1900
_1900 | _1900
_1900 | _1900
_1900 | _1900
_1900 | _1900
_1900 | _1900
_1900 | _1900
_1900 | _1900
_1900 | _1900
_1900 | _1900
_1900 | _1900
_1900 | _1900
_1900 | _1900
_1900 | _1900
_1900 | _1900
_1900 | _1900
_1900 | _1900
_1900 | _1900
_1900 | _1900
_1900 | _1900
_1900 | _1900
_1900 | _1900
_1900 | _1900
_1900 | _1900
_1900 | _1900
_1900 | _1900
_1900 | _1900
_1900 | _1900
_1900 | _1900
_1900 | _1900
_1900 | _1900
_1900 | _1900
_1900 | _1900
_1900 | _1900
_1900 | _1900
_1900 | _1900
_1900 | _1900
_1900 | _1900
_1900 | _1900
_1900 | _1900
_1900 | _1900
_1900 | _1900
_1900 | _1900
_1900 | _1900
_1900 | _1900
_1900 | _1900
_1900 | _1900
_1900 | _1900
_1900 | _1900
_1900 | _1900
_1900 | _1900
_1900 | _1900
_1900 | _1900
_1900 | _1900
_1900 | _1900
_1900 | _1900
_1900 | _1900
_1900 | _1900
_1900 | _1900
_1900 | _1900
_1900 | _1900
_1900 | _1900
_1900 | _1900
_1900 | _1900
_1900 | _1900
_1900 | _1900
_1900 | _1900
_1900 | _1900
_1900 | _1900
_1900 | _1900
_1900 | _1900
_1900 | _1900
_1900 | _1900
_1900 | _1900
_1900 | _1900
_1900 | _1900
_1900 | _1900
_1900 | _1900
_1900 | _1900
_1900 | _1900
_1900 | _1900
_1900 | _1900
_1900 | _1900
_1900 | _1900
_1900 | _1900
_1900 | _1900
_1900 | _1900
_1900 | _1900
_1900 | _1900
_1900 | _1900
_1900 | _1900
_1900 | _1900
_1900 | _1900
_1900 | _1900
_1900 | _1900
_1900 | _1900
_1900 | _1900
_1900 | _1900
_1900 | _1900
_1900 | _1900
_1900 | _1900
_1900 | _1900
_1900 | _1900
_1900 | _1900
_1900 | _1900
_1900 | _1900
_1900 | _1900
_1900 | _1900
_1900 | _1900
_1900 | _1900
_1900 | _1900
_1900 | _1900
_1900 | _1900
_1900 | _1900
_1900 | _1900
_1900 | _1900
_1900 | _1900
_1900 | _1900
_1900 | _1900
_1900 | _1900
_1900 | _1900
_1900 | _1900
_1900 | _1900
_1900 | _1900
_1900 | _1900
_1900 | _1900
_1900 | _1900
_1900 | _1900
_1900 | _1900
_1900 | _1900
_1900 | _1900
_1900 | _1900
_1900 | _1900
_1900 | _1900
_1900 | _1900
_1900 | _1900
_1900 | _1900
_1900 | _1900
_1900 | _1900
_1900 | _1900
_1900 | _1900
_1900 | _1900
_1900 | _1900
_1900 | _1900
_1900 | _1900
_1900 | _1900
_1900 | _1900
_1900 | _1900
_1900 | _1900
_1900 | _1900
_1900 | _1900
_1900 | _1900
_1900 | _1900
_1900 | _1900
_1900 | _1900
_1900 | _1900
_1900 | _1900
_1900 | _1900
_1900 | _1900
_1900 | _1900
_1900 | _1900
_1900 | _1900
_1900 | _1900
_1900 | _1900
_1900 | _1900
_1900 | _1900
_1900 | _1900
_1900 | _1900
_1900 | _1900
_1900 | _1900
_1900 | _1900
_1900 | _1900
_1900 | _1900
_1900 | _1900
_1900 | _1900
_1900 | _1900
_1900 | _1900
_1900 | _1900
_1900 | _1900
_1900 | _1900
_1900 | _1900
_1900 | _1900
_1900 | _1900
_1900 | _1900
_1900 | _1900
_1900 | _1900
_1900 | _1900
_1900 | _1900
_1900 | _1900
_1900 | _1900
_1900 | _1900
_1900 | _1900
_1900 | _1900
_1900 | _1900
_1900 | _1900
_1900 | _1900
_1900 | _1900
_1900 | _1900
_1900 | _1900
_1900 | _1900
_1900 | _1900
_1900 | _1900
_1900 | _1900
_1900 | _1900
_1900 | _1900
_1900 | _1900
_1900 | _1900
_1900 | _1900
_1900 | _1900
_1900 | _1900
_1900 | _1900
_1900 | _1900
_1900 | _1900
_1900 | _1900
_1900 | _1900
_1900 | _1900
_1900 | _1900
_1900 | _1900
_1900 | _1900
_1900 | _1900
_1900 | _1900
_1900 | _1900
_1900 | _1900
_1900 | _1900
_1900 | _1900
_1900 | _1900
_1900 | _1900
_1900 | _1900
_1900 | _1900
_1900 | _1900
_1900 | _1900
_1900 | _1900
_1900 | _1900
_1900 | _1900
_1900 | _1900
_1900 | _1900
_1900 | _1900
_1900 | _1900
_1900 | _1900
_1900 | _1900
_1900 | _1900
_1900 | _1900
_1900 | _1900
_1900 | _1900
_1900 | _1900
_1900 | _1900
_1900 | _1900
_1900 | _1900
_1900 | _1900
_1900 | _1900
_1900 | _1900
_1900 | _1900
_1900 | _1900
_1900 | _1900
_1900 | _1900
_1900 | _1900
_1900 | _1900
_1900 | _1900
_1900 | _1900
_1900 | _1900
_1900 | _1900
_1900 | _1900
_1900 | _1900
_1900 | _1900
_1900 | _1900
_1900 | _1900
_1900 | _1900
_1900 | _1900
_1900 | _1900
_1900 | _1900
_1900 | _1900
_1900 | _1900
_1900 | _1900
_1900 | _1900
_1900 | _1900
_1900 | _1900
_1900 | _1900
_1900 | _1900
_1900 | _1900
_1900 | _1900
_1900 | _1900
_1900 | _1900
_1900 | _1900
_1900 | _1900
_1900 | _1900
_1900 | _1900
_1900 | _1900
_1900 | _1900
_1900 | _1900
_1900 | _1900
_1900 | _1900
_1900 | _1900
_1900 | _1900
_1900 | _1900
_1900 | _1900
_1900 | _1900
_1900 | _1900
_1900 | _1900
_1900 | _1900
_1900 | _1900
_1900 | _1900
_1900 | _1900
_1900 | _1900
_1900 | _1900
_1900 | _1900
_1900 | _1900
_1900 | _1900
_1900 | _1900
_1900 | _1900
_1900 | _1900
_1900 | _1900
_1900 | _1900
_1900 | _1900
_1900 | _1900
_1900 | _1900
_1900 | _1900
_1900 | _1900
_1900 | _1900
_1900 | _1900
_1900 | _1900
_1900 | _1900
_1900 | _1900
_1900 | _1900
_1900 | _1900
_1900 | _1900
_1900 | _1900
_1900 | _1900
_1900 | _1900
_1900 | _1900
_1900 | _1900
_1900 | _1900
_1900 | _1900
_1900 | _1900
_1900 | _1900
_1900 | _1900
_1900 | _1900
_1900 | _1900
_1900 | _1900
_1900 | _1900
_1900 | _1900
_1900 | _1900
_1900 | _1900
_1900 | _1900
_1900 | _1900
_1900 | _1900
_1900 | _1900
_1900 | _1900
_1900 | _1900
_1900 | _1900
_1900 | _1900
_1900 | _1900
_1900 | _1900
_1900 | _1900
_1900 | _1900
_1900 | _1900
_1900 | _1900
_1900 | _1900
_1900 | _1900
_1900 | _1900
_1900 | _1900
_1900 | _1900
_1900 | _1900
_1900 | _1900
_1900 | _1900
_1900 | _1900
_1900 | _1900
_1900 | _1900
_1900 | _1900
_1900 | _1900
_1900 | _1900
_1900 | _1900
_1900 | _1900
_1900 | _1900
_1900 | _1900
_1900 | _1900
_1900 | _1900
_1900 | _1900
_1900 | _1900
_1900 | _1900
_1900 | _1900
_1900 | _1900
_1900 | _1900
_1900 | _1900
_1900 | _1900
_1900 | _1900
_1900 | _1900
_1900 | _1900
_1900 | _1900
_1900 | _1900
_1900 | _1900
_1900 | _1900
_1900 | _1900
_1900 | _1900
_1900 | _1900
_1900 | _1900
_1900 | _1900
_1900 | _1900
_1900 | _1900
_1900 | _1900
_1900 | _1900
_1900 | _1900
_1900 | _1900
_1900 | _1900
_1900 | _1900
_1900 | _1900
_1900 | _1900
_1900 | _1900
_1900 | _1900
_1900 | _1900
_1900 | _1900
_1900 | _1900
_1900 | _1900
_1900 | _1900
_1900 | _1900
_1900 | _1900
_1900 | _1900
_1900 | _1900
_1900 | _1900
_1900 | _1900
_1900 | _1900
_1900 | _1900
_1900 | _1900
_1900 | _1900
_1900 | _1900
_1900 | _1900
_1900 | _1900
_1900 | _1900
_1900 | _1900
_1900 | _1900
_1900 | _1900
_1900 | _1900
_1900 | _1900
_1900 | _1900
_1900 | _1900
_1900 | _1900
_1900 | _1900
_1900 | _1900
_1900 | _1900
_1900 | _1900
_1900 | _1900
_1900 | _1900
_1900 | _1900
_1900 | _1900
_1900 | _1900
_1900 | _1900
_1900 | _1900
_1900 | _1900
_1900 | _1900
_1900 | _1900
_1900 | _1900
_1900 | _1900
_1900 | _1900
_1900 | _1900
_1900 | _1900
_1900 | _1900
_1900 | _1900
_1900 | _1900
_1900 | _1900
_1900 | _1900
_1900 | _1900
_1900 | _1900
_1900 | _1900
_1900 | _1900
_1900 | _1900
_1900 | _1900
_1900 | _1900
_1900 | _1900
_1900 | _1900
_1900 | _1900
_1900 | _1900
_1900 | _1900
_1900 | _1900
_1900 | _1900
_1900 | _1900
_1900 | _1900
_1900 | _1900
_1900 | _1900
_1900 | _1900
_1900 | _1900
_1900 | _1900
_1900 | _1900
_1900 | _1900
_1900 | _1900
_1900 | _1900
_1900 | _1900
_1900 | _1900
_1900 | _1900
_1900 | _1900
_1900 | _1900
_1900 | _1900
_1900 | _1900
_1900 | _1900
_1900 | _1900
_1900 | _1900
_1900 | _1900
_1900 | _1900
_1900 | _1900
_1900 | _1900
_1900 | _1900
_1900 | _1900
_1900 | _1900
_1900 | _1900
_1900 | _1900
_1900 | _1900
_1900 | _1900
_1900 | _1900
_1900 | _1900
_1900 | _1900
_1900 | _1900
_1900 | _1900
_1900 | _1900
_1900 | _1900
_1900 | _1900
_1900 | _1900
_1900 | _1900
_1900 | _1900
_1900 | _1900
_1900 | _1900
_1900 | _1900
_1900 | _1900
_1900 | _1900
_1900 | _1900
_1900 | _1900
_1900 | _1900
_1900 | _1900
_1900 | _1900
_1900 | _1900
_1900 | _1900
_1900 | _1900
_1900 | _1900
_1900 | _1900
_1900 | _1900
_1900 | _1900
_1900 | _1900
_1900 | _1900
_1900 | _1900
_1900 | _1900
_1900 | _1900
_1900 | _1900
_1900 | _1900
_1900 | _1900
_1900 | _1900
_1900 | _1900
_1900 | _1900
_1900 | _1900
_1900 | _1900
_1900 | _1900
_1900 | _1900
_1900 | _1900
_1900 | _1900
_1900 | _1900
_1900 | _1900
_1900 | _1900
_1900 | _1900
_1900 | _1900
_1900 | _1900
_1900 | _1900
_1900 | _1900
_1900 | _1900
_1900 | _1900
_1900 | _1900
_1900 | _1900
_1900 | _1900
_1900 | _1900
_1900 | _1900
_1900 | _1900
_1900 | _1900
_1900 | _1900
_1900 | _1900
_1900 | _1900
_1900 | _1900
_1900 | _1900
_1900 | _1900
_1900 | _1900
_1900 | _1900
_1900 | _1900
_1900 | _1900
_1900 | _1900
_1900 | _1900
_1900 | _1900
_1900 | _1900
_1900 | _1900
_1900 | _1900
_1900 | _1900
_1900 | _1900
_1900 | _1900
_1900 | _1900
_1900 | _1900
_1900 | _1900
_1900 | _1900
_1900 | _1900
_1900 | _1900
_1900 | _1900
_1900 | _1900
_1900 | _1900
_1900 | _1900
_1900 | _1900
_1900 | _1900
_1900 | _1900
_1900 | _1900
_1900 | _1900
_1900 | _1900
_1900 | _1900
_1900 | _1900
_1900 | _1900
_1900 | _1900
_1900 | _1900
_1900 | _1900
_1900 | _1900
_1900 | _1900
_1900 | _1900
_1900 | _1900
_1900 | _1900
_1900 | _1900
_1900 | _1900
_1900 | _1900
_1900 | _1900
_1900 | _1900
_1900 | _1900
_1900 | _1900
_1900 | _1900
_1900 | _1900
_1900 | _1900
_1900 | _1900
_1900 | _1900
_1900 | _1900
_1900 | _1900
_1900 | _1900
_1900 | _1900
_1900 | _1900
_1900 | _1900
_1900 | _1900
_1900 | _1900
_1900 | _1900
_1900 | _1900
_1900 | _1900
_1900 | _1900
_1900 | _1900
_1900 | _1900
_1900 | _1900
_1900 | _1900
_1900 | _1900
_1900 | _1900
_1900 | _1900
_1900 | _1900
_1900 | _1900
_1900 | _1900
_1900 | _1900
_1900 | _1900
_1900 | _1900
_1900 | _1900
_1900 | _1900
_1900 | _1900
_1900 | _1900
_1900 | _1900
_1900 | _1900
_1900 | _1900
_1900 | _1900
_1900 | _1900
_1900 | _1900
_1900 | _1900
_1900 | _1900
_1900 | _1900
_1900 | _1900
_1900 | _1900
_1900 | _1900
_1900 | _1900
_1900 | _1900
_1900 | _1900
_1900 | _1900
_1900 | _1900
_1900 | _1900
_1900 | _1900
_1900 | _1900
_1900 | _1900
_1900 | _1900
_1900 | _1900
_1900 | _1900
_1900 | _1900
_1900 | _1900
_1900 | _1900
_1900 | _1900
_1900 | _1900
_1900 | _1900
_1900 | _1900
_1900 | _1900
_1900 | _1900
_1900 | _1900
_1900 | _1900
_1900 | _1900
_1900 | _1900
_1900 | _1900
_1900 | _1900
_1900 | _1900
_1900 | _1900
_1900 | _1900
_1900 | _1900
_1900 | _1900
_1900 | _1900
_1900 | _1900
_1900 | _1900
_1900 | _1900
_1900 | _1900
_1900 | _1900
_1900 | _1900
_1900 | _1900
_1900 | _1900
_1900 | _1900
_1900 | _1900
_1900 | _1900
_1900 | _1900
_1900 | _1900
_1900 | _1900
_1900 | _1900
_1900 | _1900
_1900 | _1900
_1900 | _1900
_1900 | _1900
_1900 | _1900
_1900 | _1900
_1900 | _1900
_1900 | _1900
_1900 | _1900
_1900 | _1900
_1900 | _1900
_1900 | _1900
_1900 | _1900
_1900 | _1900
_1900 | _1900
_1900 | _1900
_1900 | _1900
_1900 | _1900
_1900 | _1900
_1900 | _1900
_1900 | _1900
_1900 | _1900
_1900 | _1900
_1900 | _1900
_1900 | _1900
_1900 | _1900
_1900 | _1900
_1900 | _1900
_1900 | _1900
_1900 | _1900
_1900 | _1900
_1900 | _1900
_1900 | _1900
_1900 | _1900
_1900 | _1900
_1900 | _1900
_1900 | _1900
_1900 | _1900
_1900 | _1900
_1900 | _1900
_1900 | _1900
_1900 | _1900
_1900 | _1900
_1900 | _1900
_1900 | _1900
_1900 | _1900
_1900 | _1900
_1900 | _1900
_1900 | _1900
_1900 | _1900
_1900 | _1900
_1900 | _1900
_1900 | _1900
_1900 | _1900
_1900 | _1900
_1900 | _1900
_1900 | _1900
_1900 | _1900
_1900 | _1900
_1900 | _1900
_1900 | _1900
_1900 | _1900
_1900 | _1900
_1900 | _1900
_1900 | _1900
_1900 | _1900
_1900 | _1900
_1900 | _1900
_1900 | _1900
_1900 | _1900
_1900 | _1900
_1900 | _1900
_1900 | _1900
_1900 | _1900
_1900 | _1900
_1900 | _1900
_1900 | _1900
_1900 | _1900
_1900 | _1900
_1900 | _1900
_1900 | _1900
_1900 | _1900
_1900 | _1900
_1900 | _1900
_1900 | _1900
_1900 | _1900
_1900 | _1900
_1900 | _1900
_1900 | _1900
_1900 | _1900
_1900 | _1900
_1900 | _1900
_1900 | _1900
_1900 | _1900
_1900 | _1900
_1900 | _1900
_1900 | _1900
_1900 | _1900
_1900 | _1900
_1900 | _1900
_1900 | _1900
_1900 | _1900
_1900 | _1900
_1900 | _1900
_1900 | _1900
_1900 | _1900
_1900 | _1900
_1900 | _1900
_1900 | _1900
_1900 | _1900
_1900 | _1900
_1900 | _1900
_1900 | _1900
_1900 | _1900
_1900 | _1900
_1900 | _1900
_1900 | _1900
_1900 | _1900
_1900 | _1900
_1900 | _1900
_1900 | _1900
_1900 | _1900
_1900 | _1900
_1900 | _1900
_1900 | _1900
_1900 | _1900
_1900 | _1900
_1900 | _1900
_1900 | _1900
_1900 | _1900
_1900 | _1900
_1900 | _1900
_1900 | _1900
_1900 | _1900
_1900 | _1900
_1900 | _1900
_1900 | _1900
_1900 | _1900
_1900 | _1900
_1900 | _1900
_1900 | _1900
_1900 | _1900
_1900 | _1900
_1900 | _1900
_1900 | _1900
_1900 | _1900
_1900 | _1900
_1900 | _1900
_1900 | _1900
_1900 | _1900
_1900 | _1900
_1900 | _1900
_1900 | _1900
_1900 | _1900
_1900 | _1900
_1900 | _1900
_1900 | _1900
_1900 | _1900
_1900 | _1900
_1900 | _1900
_1900 | _1900
_1900 | _1900
_1900 | _1900
_1900 | _1900
_1900 | _1900
_1900 | _1900
_1900 | _1900
_1900 | _1900
_1900 | _1900
_1900 | _1900
_1900 | _1900
_1900 | _1900
_1900 | _1900
_1900 | _1900
_1900 | _1900
_1900 | _1900
_1900 | _1900
_1900 | _1900
_1900 | _1900
_1900 | _1900
_1900 | _1900
_1900 | _1900
_1900 | _1900
_1900 | _1900
_1900 | _1900
_1900 | _1900
_1900 | _1900
_1900 | _1900
_1900 | _1900
_1900 | _1900
_1900 | _1900
_1900 | _1900
_1900 | _1900
_1900 | _1900
_1900 | _1900
_1900 | _1900
_1900 | _1900
_1900 | _1900
_1900 | _1900
_1900 | _1900
_1900 | _1900
_1900 | _1900
_1900 | _1900
_1900 | _1900
_1900 | _1900
_1900 | _1900
_1900 | _1900
_1900 | _1900
_1900 | _1900
_1900 | _1900
_1900 | _1900
_1900 | _1900
_1900 | _1900
_1900 | _1900
_1900 | _1900
_1900 | _1900
_1900 | _1900
_1900 | _1900
_1900 | _1900
_1900 | _1900
_1900 | _1900
_1900 | _1900
_1900 | _1900
_1900 | _1900
_1900 | _1900
_1900 | _1900
_1900 | _1900
_1900 | _1900
_1900 | _1900
_1900 | _1900
_1900 | _1900
_1900 | _1900
_1900 | _1900
_1900 | _1900
_1900 | _1900
_1900 | _1900
_1900 | _1900
_1900 | _1900
_1900 | _1900
_1900 | _1900
_1900 | _1900
_1900 | _1900
_1900 | _1900
_1900 | _1900
_1900 | _1900
_1900 | _1900
_1900 | _1900
_1900 | _1900
_1900 | _1900
_1900 | _1900
_1900 | _1900
_1900 | _1900
_1900 | _1900
_1900 | _1900
_1900 | _1900
_1900 | _1900
_1900 | _1900
_1900 | _1900
_1900 | _1900
_1900 | _1900
_1900 | _1900
_1900 | _1900
_1900 | _1900
_1900 | _1900
_1900 | _1900
_1900 | _1900
_1900 | _1900
_1900 | _1900
_1900 | _1900
_1900 | _1900
_1900 | _1900
_1900 | _1900
_1900 | _1900
_1900 | _1900
_1900 | _1900
_1900 | _1900
_1900 | _1900
_1900 | _1900
_1900 | _1900
_1900 | _1900
_1900 | _1900
_1900 | _1900
_1900 | _1900
_1900 | _1900
_1900 | _1900
_1900 | _1900
_1900 | _1900
_1900 | _1900
_1900 | _1900
_1900 | _1900
_1900 | _1900
_1900 | _1900
_1900 | _1900
_1900 | _1900
_1900 | _1900
_1900 | _1900
_1900 | _1900
_1900 | _1900
_1900 | _1900
_1900 | _1900
_1900 | _1900
_1900 | _1900
_1900 | _1900
_1900 | _1900
_1900 | _1900
_1900 | _1900
_1900 | _1900
_1900 | _1900
_1900 | _1900
_1900 | _1900
_1900 | _1900
_1900 | _1900
_1900 | _1900
_1900 | _1900
_1900 | _1900
_1900 | _1900
_1900 | _1900
_1900 | _1900
_1900 | _1900
_1900 | _1900
_1900 | _1900
_1900 | _1900
_1900 | _1900
_1900 | _1900
_1900 | _1900
_1900 | _1900
_1900 | _1900
_1900 | _1900
_1900 | _1900
_1900 | _1900
_1900 | _1900
_1900 | _1900
_1900 | _1900
_1900 | _1900
_1900 | _1900
_1900 | _1900
_1900 | _1900
_1900 | _1900
_1900 | _1900
_1900 | _1900
_1900 | _1900
_1900 | _1900
_1900 | _1900
_1900 | _1900
_1900 | _1900
_1900 | _1900
_1900 | _1900
_1900 | _1900
_1900 | _1900
_1900 | _1900
_1900 | _1900
_1900 | _1900
_1900 | _1900
_1900 | _1900
_1900 | _1900
_1900 | _1900
_1900 | _1900
_1900 | _1900
_1900 | _1900
_1900 | _1900
_1900 | _1900
_1900 | _1900
_1900 | _1900
_1900 | _1900
_1900 | _1900
_1900 | _1900
_1900 | _1900
_1900 | _1900
_1900 | _1900
_1900 | _1900
_1900 | _1900
_1900 | _1900
_1900 | _1900
_1900 | _1900
_1900 | _1900
_1900 | _1900
_1900 | _1900
_1900 | _1900
_1900 | _1900
_1900 | _1900
_1900 | _1900
_1900 | _1900
_1900 | _1900
_1900 | _1900
_1900 | _1900
_1900 | _1900
_1900 | _1900
_1900 | _1900
_1900 | _1900
_1900 | _1900
_1900 | _1900
_1900 | _1900
_1900 | _1900
_1900 | _1900
_1900 | _1900
_1900 | _1900
_1900 | _1900
_1900 | _1900
_1900 | _1900
_1900 | _1900
_1900 | _1900
_1900 | _1900
_1900 | _1900
_1900 | _1900
_1900 | _1900
_1900 | _1900
_1900 | _1900
_1900 | _1900
_1900 | _1900
_1900 | _1900
_1900 | _1900
_1900 | _1900
_1900 | _1900
_1900 | _1900
_1900 | _1900
_1900 | _1900
_1900 | _1900
_1900 | _1900
_1900 | _1900
_1900 | _1900
_1900 | _1900
_1900 | _1900
_1900 | _1900
_1900 | _1900
_1900 | _1900
_1900 | _1900
_1900 | _1900
_1900 | _1900
_1900 | _1900
_1900 | _1900
_1900 | _1900
_1900 | _1900
_1900 | _1900
_1900 | _1900
_1900 | _1900
_1900 | _1900
_1900 | _1900
_1900 | _1900
_1900 | _1900
_1900 | _1900
_1900 | _1900
_1900 | _1900
_1900 | _1900
_1900 | _1900
_1900 | _1900
_1900 | _1900
_1900 | _1900
_1900 | _1900
_1900 | _1900
_1900 | _1900
_1900 | _1900
_1900 | _1900
_1900 | _1900
_1900 | _1900
_1900 | _1900
_1900 | _1900
_1900 | _1900
_1900 | _1900
_1900 | _1900
_1900 | _1900
_1900 | _1900
_1900 | _1900
_1900 | _1900
_1900 | _1900
_1900 | _1900
_1900 | _1900
_1900 | _1900
_1900 | _1900
_1900 | _1900
_1900 | _1900
_1900 | _1900
_1900 | _1900
_1900 | _1900
_1900 | _1900
_1900 | _1900
_1900 | _1900
_1900 | _1900
_1900 | _1900
_1900 | _1900
_1900 | _1900
_1900 | _1900
_1900 | _1900
_1900 | _1900
_1900 | _1900
_1900 | _1900
_1900 | _1900
_1900 | _1900
_1900 | _1900
_1900 | _1900
_1900 | _1900
_1900 | _1900
_1900 | _1900
_1900 | _1900
_1900 | _1900
_1900 | _1900
_1900 | _1900
_1900 | _1900
_1900 | _1900
_1900 | _1900
_1900 | _1900
_1900 | _1900
_1900 | _1900
_1900 | _1900
_1900 | _1900
_1900 | _1900
_1900 | _1900
_1900 | _1900
_1900 | _1900
_1900 | _1900
_1900 | _1900
_1900 | _1900
_1900 | _1900
_1900 | _1900
_1900 | _1900
_1900 | _1900
_1900 | _1900
_1900 | _1900
_1900 | _1900
_1900 | _1900
_1900 | _1900
_1900 | _1900
_1900 | _1900
_1900 | _1900
_1900 | _1900
_1900 | _1900
_1900 | _1900
_1900 | _1900
_1900 | _1900
_1900 | _1900
_1900 | _1900
_1900 | _1900
_1900 | _1900
_1900 | _1900
_1900 | _1900
_1900 | _1900
_1900 | _1900
_1900 | _1900
_1900 | _1900
_1900 | _1900
_1900 | _1900
_1900 | _1900
_1900 | _1900
_1900 | _1900
_1900 | _1900
_1900 | _1900
_1900 | _1900
_1900 | _1900
_1900 | _1900
_1900 | _1900
_1900 | _1900
_1900 | _1900
_1900 | _1900
_1900 | _1900
_1900 | _1900
_1900 | _1900
_1900 | _1900
_1900 | _1900
_1900 | _1900
_1900 | _1900
_1900 | _1900
_1900 | _1900
_1900 | _1900
_1900 | _1900
_1900 | _1900
_1900 | _1900
_1900 | _1900
_1900 | _1900
_1900 | _1900
_1900 | _1900
_1900 | _1900
_1900 | _1900
_1900 | _1900
_1900 | _1900
_1900 | _1900
_1900 | _1900
_1900 | _1900
_1900 | _1900
_1900 | _1900
_1900 | _1900
_1900 | _1900
_1900 | _1900
_1900 | _1900
_1900 | _1900
_1900 | _1900
_1900 | _1900
_1900 | _1900
_1900 | _1900
_1900 | _1900
_1900 | _1900
_1900 | _1900
_1900 | _1900
_1900 | _1900
_1900 | _1900
_1900 | _1900
_1900 | _1900
_1900 | _1900
_1900 | _1900
_1900 | _1900
_1900 | _1900
_1900 | _1900
_1900 | _1900
_1900 | _1900
_1900 | _1900
_1900 | _1900
_1900 | _1900
_1900 | _1900
_1900 | _1900
_1900 | _1900
_1900 | _1900
_1900 | _1900
_1900 | _1900
_1900 | _1900
_1900 | _1900
_1900 | _1900
_1900 | _1900
_1900 | _1900
_1900 | _1900
_1900 | _1900
_1900 | _1900
_1900 | _1900
_1900 | _1900
_1900 | _1900
_1900 | _1900
_1900 | _1900
_1900 | _1900
_1900 | _1900
_1900 | _1900
_1900 | _1900
_1900 | _1900
_1900 | _1900
_1900 | _1900
_1900 | _1900
_1900 | _1900
_1900 | _1900
_1900 | _1900
_1900 | _1900
_1900 | _1900
_1900 | _1900
_1900 | _1900
_1900 | _1900
_1900 | _1900
_1900 | _1900
_1900 | _1900
_1900 | _1900
_1900 | _1900
_1900 | _1900
_1900 | _1900
_1900 | _1900
_1900 | _1900
_1900 | _1900
_1900 | _1900
_1900 | _1900
_1900 | _1900
_1900 | _1900
_1900 | _1900
_1900 | _1900
_1900 | _1900
_1900 | _1900
_1900 | _1900
_1900 | _1900
_1900 | _1900
_1900 | _1900
_1900 | _1900
_1900 | _1900
_1900 | _1900
_1900 | _1900
_1900 | _1900
_1900 | _1900
_1900 | _1900
_1900 | _1900
_1900 | _1900
_1900 | _1900
_1900 | _1900
_1900 | _1900
_1900 | _1900
_1900 | _1900
_1900 | _1900
_1900 | _1900
_1900 | _1900
_1900 | _1900
_1900 | _1900
_1900 | _1900
_1900 | _1900
_1900 | _1900
_1900 | _1900
_1900 | _1900
_1900 | _1900
_1900 | _1900
_1900 | _1900
_1900 | _1900
_1900 | _1900
_1900 | _1900
_1900 | _1900
_1900 | _1900
_1900 | _1900
_1900 | _1900
_1900 | _1900
_1900 | _1900
_1900 | _1900
_1900 | _1900
_1900 | _1900
_1900 | _1900
_1900 | _1900
_1900 | _1900
_1900 | _1900
_1900 | _1900
_1900 | _1900
_1900 | _1900
_1900 | _1900
_1900 | _1900
_1900 | _1900
_1900 | _1900
_1900 | _1900
_1900 | _1900
_1900 | _1900
_1900 | _1900
_1900 | _1900
_1900 | _1900
_1900 | _1900
_1900 | _1900
_1900 | _1900
_1900 | _1900
_1900 | _1900
_1900 | _1900
_1900 | _1900
_1900 | _1900
_1900 | _1900
_1900 | _1900
_1900 | _1900
_1900 | _1900
_1900 | _1900
_1900 | _1900
_1900 | _1900
_1900 | _1900
_1900 | _1900
_1900 | _1900
_1900 | _1900
_1900 | _1900
_1900 | _1900
_1900 | _1900
_1900 | _1900
_1900 | _1900
_1900 | _1900
_1900 | _1900
_1900 | _1900
_1900 | _1900
_1900 | _1900
_1900 | _1900
_1900 | _1900
_1900 | _1900
_1900 | _1900
_1900 | _1900
_1900 | _1900
_1900 | _1900
_1900 | _1900
_1900 | _1900
_1900 | _1900
_1900 | _1900
_1900 | _1900
_1900 | _1900
_1900 | _1900
_1900 | _1900
_1900 | _1900
_1900 | _1900
_1900 | _1900
_1900 | _1900
_1900 | _1900
_1900 | _1900
_1900 | _1900
_1900 | _1900
_1900 | _1900
_1900 | _1900
_1900 | _1900
_1900 | _1900
_1900 | _1900
_1900 | _1900
_1900 | _1900
_1900 | _1900
_1900 | _1900
_1900 | _1900
_1900 | _1900
_1900 | _1900
_1900 | _1900
_1900 | _1900
_1900 | _1900
_1900 | _1900
_1900 | _1900
_1900 | _1900
_1900 | _1900
_1900 | _1900
_1900 | _1900
_1900 | _1900
_1900 | _1900
_1900 | _1900
_1900 | _1900
_1900 | _1900
_1900 | _1900
_1900 | _1900
_1900 | _1900
_1900 | _1900
_1900 | _1900
_1900 | _1900
_1900 | _1900
_1900 | _1900
_1900 | _1900
_1900 | _1900
_1900 | _1900
_1900 | _1900
_1900 | _1900
_1900 | _1900
_1900 | _1900
_1900 | _1900
_1900 | _1900
_1900 | _1900
_1900 | _1900
_1900 | _1900
_1900 | _1900
_1900 | _1900
_1900 | _1900
_1900 | _1900
_1900 | _1900
_1900 | _1900
_1900 | _1900
_1900 | _1900
_1900 | _1900
_1900 | _1900
_1900 | _1900
_1900 | _1900
_1900 | _1900
_1900 | _1900
_1900 | _1900
_1900 | _1900
_1900 | _1900
_1900 | _1900
_1900 | _1900
_1900 | _1900
_1900 | _1900
_1900 | _1900
_1900 | _1900
_1900 | _1900
_1900 | _1900
_1900 | _1900
_1900 | _1900
_1900 | _1900
_1900 | _1900
_1900 | _1900
_1900 | _1900
_1900 | _1900
_1900 | _1900
_1900 | _1900
_1900 | _1900
_1900 | _1900
_1900 | _1900
_1900 | _1900
_1900 | _1900
_1900 | _1900
_1900 | _1900
_1900 | _1900
_1900 | _1900
_1900 | _1900
_1900 | _1900
_1900 | _1900
_1900 | _1900
_1900 | _1900
_1900 | _1900
_1900 | _1900
_1900 | _1900
_1900 | _1900
_1900 | _1900
_1900 | _1900
_1900 | _1900
_1900 | _1900
_1900 | _1900
_1900 | _1900
_1900 | _1900
_1900 | _1900
_1900 | _1900
_1900 | _1900
_1900 | _1900
_1900 | _1900
_1900 | _1900
_1900 | _1900
_1900 | _1900
_1900 | _1900
_1900 | _1900
_1900 | _1900
_1900 | _1900
_1900 | _1900
_1900 | _1900
_1900 | _1900
_1900 | _1900
_1900 | _1900
_1900 | _1900
_1900 | _1900
_1900 | _1900
_1900 | _1900
_1900 | _1900
_1900 | _1900
_1900 | _1900
_1900 | _1900
_1900 | _1900
_1900 | _1900
_1900 | _1900
_1900 | _1900
_1900 | _1900
_1900 | _1900
_1900 | _1900
_1900 | _1900
_1900 | _1900
_1900 | _1900
_1900 | _1900
_1900 | _1900
_1900 | _1900
_1900 | _1900
_1900 | _1900
_1900 | _1900
_1900 | _1900
_1900 | _1900
_1900 | _1900
_1900 | _1900
_1900 | _1900
_1900 | _1900
_1900 | _1900
_1900 | _1900
_1900 | _1900
_1900 | _1900
_1900 | _1900
_1900 | _1900
_1900 | _1900
_1900 | _1900
_1900 | _1900
_1900 | _1900
_1900 | _1900
_1900 | _1900
_1900 | _1900
_1900 | _1900
_1900 | _1900
_1900 | _1900
_1900 | _1900
_1900 | _1900
_1900 | _1900
_1900 | _1900
_1900 | _1900
_1900 | _1900
_1900 | _1900
_1900 | _1900
_1900 | _1900
_1900 | _1900
_1900 | _1900
_1900 | _1900
_1900 | _1900
_1900 | _1900
_1900 | _1900
_1900 | _1900
_1900 | _1900
_1900 | _1900
_1900 | _1900
_1900 | _1900
_1900 | _1900
_1900 | _1900
_1900 | _1900
_1900 | _1900
_1900 | _1900
_1900 | _1900
_1900 | _1900
_1900 | _1900
_1900 | _1900
_1900 | _1900
_1900 | _1900
_1900 | _1900
_1900 | _1900
_1900 | _1900
_1900 | _1900
_1900 | _1900
_1900 | _1900
_1900 | _1900
_1900 | _1900
_1900 | _1900
_1900 | _1900
_1900 | _1900
_1900 | _1900
_1900 | _1900
_1900 | _1900
_1900 | _1900
_1900 | _1900
_1900 | _1900
_1900 | _1900
_1900 | _1900
_1900 | _1900
_1900 | _1900
_1900 | _1900
_1900 | _1900
_1900 | _1900
_1900 | _1900
_1900 | _1900
_1900 | _1900
_1900 | _1900
_1900 | _1900
_1900 | _1900
_1900 | _1900
_1900 | _1900
_1900 | _1900
_1900 | _1900
_1900 | _1900
_1900 | _1900
_1900 | _1900
_1900 | _1900
_1900 | _1900
_1900 | _1900
_1900 | _1900
_1900 | _1900
_1900 | _1900
_1900 | _1900
_1900 | _1900
_1900 | _1900
_1900 | _1900
_1900 | _1900
_1900 | _1900
_1900 | _1900
_1900 | _1900
_1900 | _1900
_1900 | _1900
_1900 | _1900
_1900 | _1900
_1900 | _1900
_1900 | _1900
_1900 | _1900
_1900 | _1900
_1900 | _1900
_1900 | _1900
_1900 | _1900
_1900 | _1900
_1900 | _1900
_1900 | _1900
_1900 | _1900
_1900 | _1900
_1900 | _1900
_1900 | _1900
_1900 | _1900
_1900 | _1900
_1900 | _1900
_1900 | _1900
_1900 | _1900
_1900 | _1900
_1900 | _1900
_1900 | _1900
_1900 | _1900
_1900 | _1900
_1900 | _1900
_1900 | _1900
_1900 | _1900
_1900 | _1900
_1900 | _1900
_1900 | _1900
_1900 | _1900
_1900 | _1900
_1900 | _1900
_1900 | _1900
_1900 | _1900
_1900 | _1900
_1900 | _1900
_1900 | _1900
_1900 | _1900
_1900 | _1900
_1900 | _1900
_1900 | _1900
_1900 | _1900
_1900 | _1900
_1900 | _1900
_1900 | _1900
_1900 | _1900
_1900 | _1900
_1900 | _1900
_1900 | _1900
_1900 | _1900
_1900 | _1900
_1900 | _1900
_1900 | _1900
_1900 | _1900
_1900 | _1900
_1900 | _1900
_1900 | _1900
_1900 | _1900
_1900 | _1900
_1900 | _1900
_1900 | _1900
_1900 | _1900
_1900 | _1900
_1900 | _1900
_1900 | _1900
_1900 | _1900
_1900 | _1900
_1900 | _1900
_1900 | _1900
_1900 | _1900
_1900 | _1900
_1900 | _1900
_1900 | _1900
_1900 | _1900
_1900 | _1900
_1900 | _1900
_1900 | _1900
_1900 | _1900
_1900 | _1900
_1900 | _1900
_1900 | _1900
_1900 | _1900
_1900 | _1900
_1900 | _1900
_1900 | _1900
_1900 | _1900
_1900 | _1900
_1900 | _1900
_1900 | _1900
_1900 | _1900
_1900 | _1900
_1900 | _1900
_1900 | _1900
_1900 | _1900
_1900 | _1900
_1900 | _1900
_1900 | _1900
_1900 | _1900
_1900 | _1900
_1900 | _1900
_1900 | _1900
_1900 | _1900
_1900 | _1900
_1900 | _1900
_1900 | _1900
_1900 | _1900
_1900 | _1900
_1900 | _1900
_1900 | _1900
_1900 | _1900
_1900 | _1900
_1900 | _1900
_1900 | _1900
_1900 | _1900
_1900 | _1900
_1900 | _1900
_1900 | _1900
_1900 | _1900
_1900 | _1900
_1900 | _1900
_1900 | _1900
_1900 | _1900
_1900 | _1900
_1900 | _1900
_1900 | _1900
_1900 | _1900
_1900 | _1900
_1900 | _1900
_1900 | _1900
_1900 | _1900
_1900 | _1900
_1900 | _1900
_1900 | _1900
_1900 | _1900
_1900 | _1900
_1900 | _1900
_1900 | _1900
_1900 | _1900
_1900 | _1900
_1900 | _1900
_1900 | _1900
_1900 | _1900
_1900 | _1900
_1900 | _1900
_1900 | _1900
_1900 | _1900
_1900 | _1900
_1900 | _1900
_1900 | _1900
_1900 | _1900
_1900 | _1900
_1900 | _1900
_1900 | _1900
_1900 | _1900
_1900 | _1900
_1900 | _1900
_1900 | _1900
_1900 | _1900
_1900 | _1900
_1900 | _1900
_1900 | _1900
_1900 | _1900
_1900 | _1900
_1900 | _1900
_1900 | _1900
_1900 | _1900
_1900 | _1900
_1900 | _1900
_1900 | _1900
_1900 | _1900
_1900 | _1900
_1900 | _1900
_1900 | _1900
_1900 | _1900
_1900 | _1900
_1900 | _1900
_1900 | _1900
_1900 | _1900
_1900 | _1900
_1900 | _1900
_1900 | _1900
_1900 | _1900
_1900 | _1900
_1900 | _1900
_1900 | _1900
_1900 | _1900
_1900 | _1900
_1900 | _1900
_1900 | _1900
_1900 | _1900
_1900 | _1900
_1900 | _1900
_1900 | _1900
_1900 | _1900
_1900 | _1900
_1900 | _1900
_1900 | _1900
_1900 | _1900
_1900 | _1900
_1900 | _1900
_1900 | _1900
_1900 | _1900
_1900 | _1900
_1900 | _1900
_1900 | _1900
_1900 | _1900
_1900 | _1900
_1900 | _1900
_1900 | _1900
_1900 | _1900
_1900 | _1900
_1900 | _1900
_1900 | _1900
_1900 | _1900
_1900 | _1900
_1900 | _1900
_1900 | _1900
_1900 | _1900
_1900 | _1900
_1900 | _1900
_1900 | _1900
_1900 | _1900
_1900 | _1900
_1900 | _1900
_1900 | _1900
_1900 | _1900
_1900 | _1900
_1900 | _1900
_1900 | _1900
_1900 | _1900
_1900 | _1900
_1900 | _1900
_1900 | _1900
_1900 | _1900
_1900 | _1900
_1900 | _1900
_1900 | _1900
_1900 | _1900
_1900 | _1900
_1900 | _1900
_1900 | _1900
_1900 | _1900
_1900 | _1900
_1900 | _1900
_1900 | _1900
_1900 | _1900
_1900 | _1900
_1900 | _1900
_1900 | _1900
_1900 | _1900
_1900 | _1900
_1900 | _1900
_1900 | _1900
_1900 | _1900
_1900 | _1900
_1900 | _1900
_1900 | _1900
_1900 | _1900
_1900 | _1900
_1900 | _1900
_1900 | _1900
_1900 | _1900
_1900 | _1900
_1900 | _1900
_1900 | _1900
_1900 | _1900
_1900 | _1900
_1900 | _1900
_1900 | _1900
_1900 | _1900
_1900 | _1900
_1900 | _1900
_1900 | _1900
_1900 | _1900
_1900 | _1900
_1900 | _1900
_1900 | _1900
_1900 | _1900
_1900 | _1900
_1900 | _1900
_1900 | _1900
_1900 | _1900
_1900 | _1900
_1900 | _1900
_1900 | _1900
_1900 | _1900
_1900 | _1900
_1900 | _1900
_1900 | _1900
_1900 | _1900
_1900 | _1900
_1900 | _1900
_1900 | _1900
_1900 | _1900
_1900 | _1900
_1900 | _1900
_1900 | _1900
_1900 | _1900
_1900 | _1900
_1900 | _1900
_1900 | _1900
_1900 | _1900
_1900 | _1900
_1900 | _1900
_1900 | _1900
_1900 | _1900
_1900 | _1900
_1900 | _1900
_1900 | _1900
_1900 | _1900
_1900 | _1900
_1900 | _1900
_1900 | _1900
_1900 | _1900
_1900 | _1900
_1900 | _1900
_1900 | _1900
_1900 | _1900
_1900 | _1900
_1900 | _1900
_1900 | _1900
_1900 | _1900
_1900 | _1900
_1900 | _1900
_1900 | _1900
_1900 | _1900
_1900 | _1900
_1900 | _1900
_1900 | _1900
_1900 | _1900
_1900 | _1900
_1900 | _1900
_1900 | _1900
_1900 | _1900
_1900 | _1900
_1900 | _1900
_1900 | _1900
_1900 | _1900
_1900 | _1900
_1900 | _1900
_1900 | _1900
_1900 | _1900
_1900 | _1900
_1900 | _1900
_1900 | _1900
_1900 | _1900
_1900 | _1900
_1900 | _1900
_1900 | _1900
_1900 | _1900
_1900 | _1900
_1900 | _1900
_1900 | _1900
_1900 | _1900
_1900 | _1900
_1900 | _1900
_1900 | _1900
_1900 | _1900
_1900 | _1900
_1900 | _1900
_1900 | _1900
_1900 | _1900
_1900 | _1900
_1900 | _1900
_1900 | _1900
_1900 | _1900
_1900 | _1900
_1900 | _1900
_1900 | _1900
_1900 | _1900
_1900 | _1900
_1900 | _1900
_1900 | _1900
_1900 | _1900
_1900 | _1900
_1900 | _1900
_1900 | _1900
_1900 | _1900
_1900 | _1900
_1900 | _1900
_1900 | _1900
_1900 | _1900
_1900 | _1900
_1900 | _1900
_1900 | _1900
_1900 | _1900
_1900 | _1900
_1900 | _1900
_1900 | _1900
_1900 | _1900
_1900 | _1900
_1900 | _1900
_1900 | _1900
_1900 | _1900
_1900 | _1900
_1900 | _1900
_1900 | _1900
_1900 | _1900
_1900 | _1900
_1900 | _1900
_1900 | _1900
_1900 | _1900
_1900 | _1900
_1900 | _1900
_1900 | _1900
_1900 | _1900
_1900 | _1900
_1900 | _1900
_1900 | _1900
_1900 | _1900
_1900 | _1900
_1900 | _1900
_1900 | _1900
_1900 | _1900
_1900 | _1900
_1900 | _1900
_1900 | _1900
_1900 | _1900
_1900 | _1900
_1900 | _1900
_1900 | _1900
_1900 | _1900
_1900 | _1900
_1900 | _1900
_1900 | _1900
_1900 | _1900
_1900 | _1900
_1900 | _1900
_1900 | _1900
_1900 | _1900
_1900 | _1900
_1900 | _1900
_1900 | _1900
_1900 | _1900
_1900 | _1900
_1900 | _1900
_1900 | _1900
_1900 | _1900
_1900 | _1900
_1900 | _1900
_1900 | _1900
_1900 | _1900
_1900 | _1900
_1900 | _1900
_1900 | _1900
_1900 | _1900
_1900 | _1900
_1900 | _1900
_1900 | _1900
_1900 | _1900
_1900 | _1900
_1900 | _1900
_1900 | _1900
_1900 | _1900
_1900 | _1900
_1900 | _1900
_1900 | _1900
_1900 | _1900
_1900 | _1900
_1900 | _1900
_1900 | _1900
_1900 | _1900
_1900 | _1900
_1900 | _1900
_1900 | _1900
_1900 | _1900
_1900 | _1900
_1900 | _1900
_1900 | _1900
_1900 | _1900
_1900 | _1900
_1900 | _1900
_1900 | _1900
_1900 | _1900
_1900 | _1900
_1900 | _1900
_1900 | _1900
_1900 | _1900
_1900 | _1900
_1900 | _1900
_1900 | _1900
_1900 | _1900
_1900 | _1900
_1900 | _1900
_1900 | _1900
_1900 | _1900
_1900 | _1900
_1900 | _1900
_1900 | _1900
_1900 | _1900
_1900 | _1900
_1900 | _1900
_1900 | _1900
_1900 | _1900
_1900 | _1900
_1900 | _1900
_1900 | _1900
_1900 | _1900
_1900 | _1900
_1900 | _1900
_1900 | _1900
_1900 | _1900
_1900 | _1900
_1900 | _1900
_1900 | _1900
_1900 | _1900
_1900 | _1900
_1900 | _1900
_1900 | _1900
_1900 | _1900
_1900 | _1900
_1900 | _1900
_1900 | _1900
_1900 | _1900
_1900 | _1900
_1900 | _1900
_1900 | _1900
_1900 | _1900
_1900 | _1900
_1900 | _1900
_1900 | _1900
_1900 | _1900
_1900 | _1900
_1900 | _1900
_1900 | _1900
_1900 | _1900
_1900 | _1900
_1900 | _1900
_1900 | _1900
_1900 | _1900
_1900 | _1900
_1900 | _1900
_1900 | _1900
_1900 | _1900
_1900 | _1900
_1900 | _1900
_1900 | _1900
_1900 | _1900
_1900 | _1900
_1900 | _1900
_1900 | _1900
_1900 | _1900
_1900 | _1900
_1900 | _1900
_1900 | _1900
_1900 | _1900
_1900 | _1900
_1900 | _1900
_1900 | _1900
_1900 | _1900
_1900 | _1900
_1900 | _1900
_1900 | _1900
_1900 | _1900
_1900 | _1900
_1900 | _1900
_1900 | _1900
_1900 | _1900
_1900 | _1900
_1900 | _1900
_1900 | _1900
_1900 | _1900
_1900 | _1900
_1900 | _1900
_1900 | _1900
_1900 | _1900
_1900 | _1900
_1900 | _1900
_1900 | _1900
_1900 | _1900
_1900 | _1900
_1900 | _1900
_1900 | _1900
_1900 | _1900
_1900 | _1900
_1900 | _1900
_1900 | _1900
_1900 | _1900
_1900 | _1900
_1900 | _1900
_1900 | _1900
_1900 | _1900
_1900 | _1900
_1900 | _1900
_1900 | _1900
_1900 | _1900
_1900 | _1900
_1900 | _1900
_1900 | _1900
_1900 | _1900
_1900 | _1900
_1900 | _1900
_1900 | _1900
_1900 | _1900
_1900 | _1900
_1900 | _1900
_1900 | _1900
_1900 | _1900
_1900 | _1900
_1900 | _1900
_1900 | _1900
_1900 | _1900
_1900 | _1900
_1900 | _1900
_1900 | _1900
_1900 | _1900
_1900 | _1900
_1900 | _1900
_1900 | _1900
_1900 | _1900
_1900 | _1900
_1900 | _1900
_1900 | _1900
_1900 | _1900
_1900 | _1900
_1900 | _1900
_1900 | _1900
_1900 | _1900
_1900 | _1900
_1900 | _1900
_1900 | _1900
_1900 | _1900
_1900 | _1900
_1900 | _1900
_1900 | _1900
_1900 | _1900
_1900 | _1900
_1900 | _1900
_1900 | _1900
_1900 | _1900
_1900 | _1900
_1900 | _1900
_1900 | _1900
_1900 | _1900
_1900 | _1900
_1900 | _1900
_1900 | _1900
_1900 | _1900
_1900 | _1900
_1900 | _1900
_1900 | _1900
_1900 | _1900
_1900 | _1900
_1900 | _1900
_1900 | _1900
_1900 | _1900
_1900 | _1900
_1900 | _1900
_1900 | _1900
_1900 | _1900
_1900 | _1900
_1900 | _1900
_1900 | _1900
_1900 | _1900
_1900 | _1900
_1900 | _1900
_1900 | _1900
_1900 | _1900
_1900 | _1900
_1900 | _1900
_1900 | _1900
_1900 | _1900
_1900 | _1900
_1900 | _1900
_1900 | _1900
_1900 | _1900
_1900 | _1900
_1900 | _1900
_1900 | _1900
_1900 | _1900
_1900 | _1900
_1900 | _1900
_1900 | _1900
_1900 | _1900
_1900 | _1900
_1900 | _1900
_1900 | _1900
_1900 | _1900
_1900 | _1900
_1900 | _1900
_1900 | _1900
_1900 | _1900
_1900 | _1900
_1900 | _1900
_1900 | _1900
_1900 | _1900
_1900 | _1900
_1900 | _1900
_1900 | _1900
_1900 | _1900
_1900 | _1900
_1900 | _1900
_1900 | _1900
_1900 | _1900
_1900 | _1900
_1900 | _1900
_1900 | _1900
_1900 | _1900
_1900 | _1900
_1900 | _1900
_1900 | _1900
_1900 | _1900
_1900 | _1900
_1900 | _1900
_1900 | _1900
_1900 | _1900
_1900 | _1900
_1900 | _1900
_1900 | _1900
_1900 | _1900
_1900 | _1900
_1900 | _1900
_1900 | _1900
_1900 | _1900
_1900 | _1900
_1900 | _1900
_1900 | _1900
_1900 | _1900
_1900 | _1900
_1900 | _1900
_1900 | _1900
_1900 | _1900
_1900 | _1900
_1900 | _1900
_1900 | _1900
_1900 | _1900
_1900 | _1900
_1900 | _1900
_1900 | _1900
_1900 | _1900
_1900 | _1900
_1900 | _1900
_1900 | _1900
_1900 | _1900
_1900 | _1900
_1900 | _1900
_1900 | _1900
_1900 | _1900
_1900 | _1900
_1900 | _1900
_1900 | _1900
_1900 | _1900
_1900 | _1900
_1900 | _1900
_1900 | _1900
_1900 | _1900
_1900 | _1900
_1900 | _1900
_1900 | _1900
_1900 | _1900
_1900 | _1900
_1900 | _1900
_1900 | _1900
_1900 | _1900
_1900 | _1900
_1900 | _1900
_1900 | _1900
_1900 | _1900
_1900 | _1900
_1900 | _1900
_1900 | _1900
_1900 | _1900
_1900 | _1900
_1900 | _1900
_1900 | _1900
_1900 | _1900
_1900 | _1900
_1900 | _1900
_1900 | _1900
_1900 | _1900
_1900 | _1900
_1900 | _1900
_1900 | _1900
_1900 | _1900
_1900 | _1900
_1900 | _1900
_1900 | _1900
_1900 | _1900
_1900 | _1900
_1900 | _1900
_1900 | _1900
_1900 | _1900
_1900 | _1900
_1900 | _1900
_1900 | _1900
_1900 | _1900
_1900 | _1900
_1900 | _1900
_1900 | _1900
_1900 | _1900
_1900 | _1900
_1900 | _1900
_1900 | _1900
_1900 | _1900
_1900 | _1900
_1900 | _1900
_1900 | _1900
_1900 | _1900
_1900 | _1900
_1900 | _1900
_1900 | _1900
_1900 | _1900
_1900 | _1900
_1900 | _1900
_1900 | _1900
_1900 | _1900
_1900 | _1900
_1900 | _1900
_1900 | _1900
_1900 | _1900
_1900 | _1900
_1900 | _1900
_1900 | _1900
_1900 | _1900
_1900 | _1900
_1900 | _1900
_1900 | _1900
_1900 | _1900
_1900 | _1900
_1900 | _1900
_1900 | _1900
_1900 | _1900
_1900 | _1900
_1900 | _1900
_1900 | _1900
_1900 | _1900
_1900 | _1900
_1900 | _1900
_1900 | _1900
_1900 | _1900
_1900 | _1900
_1900 | _1900
_1900 | _1900
_1900 | _1900
_1900 | _1900
_1900 | _1900
_1900 | _1900
_1900 | _1900
_1900 | _1900
_1900 | _1900
_1900 | _1900
_1900 | _1900
_1900 | _1900
_1900 | _1900
_1900 | _1900
_1900 | _1900
_1900 | _1900
_1900 | _1900
_1900 | _1900
_1900 | _1900
_1900 | _1900
_1900 | _1900
_1900 | _1900
_1900 | _1900
_1900 | _1900
_1900 | _1900
_1900 | _1900
_1900 | _1900
_1900 | _1900
_1900 | _1900
_1900 | _1900
_1900 | _1900
_1900 | _1900
_1900 | _1900
_1900 | _1900
_1900 | _1900
_1900 | _1900
_1900 | _1900
_1900 | _1900
_1900 | _1900
_1900 | _1900
_1900 | _1900
_1900 | _1900
_1900 | _1900
_1900 | _1900
_1900 | _1900
_1900 | _1900
_1900 | _1900
_1900 | _1900
_1900 | _1900
_1900 | _1900
_1900 | _1900
_1900 | _1900
_1900 | _1900
_1900 | _1900
_1900 | _1900
_1900 | _1900
_1900 | _1900
_1900 | _1900
_1900 | _1900
_1900 | _1900
_1900 | _1900
_1900 | _1900
_1900 | _1900
_1900 | _1900
_1900 | _1900
_1900 | _1900
_1900 | _1900
_1900 | _1900
_1900 | _1900
_1900 | _1900
_1900 | _1900
_1900 | _1900
_1900 | _1900
_1900 | _1900
_1900 | _1900
_1900 | _1900
_1900 | _1900
_1900 | _1900
_1900 | _1900
_1900 | _1900
_1900 | _1900
_1900 | _1900
_1900 | _1900
_1900 | _1900
_1900 | _1900
_1900 | _1900
_1900 | _1900
_1900 | _1900
_1900 | _1900
_1900 | _1900
_1900 | _1900
_1900 | _1900
_1900 | _1900
_1900 | _1900
_1900 | _1900
_1900 | _1900
_1900 | _1900
_1900 | _1900
_1900 | _1900
_1900 | _1900
_1900 | _1900
_1900 | _1900
_1900 | _1900
_1900 | _1900
_1900 | _1900
_1900 | _1900
_1900 | _1900
_1900 | _1900
_1900 | _1900
_1900 | _1900
_1900 | _1900
_1900 | _1900
_1900 | _1900
_1900 | _1900
_1900 | _1900
_1900 | _1900
_1900 | _1900
_1900 | _1900
_1900 | _1900
_1900 | _1900
_1900 | _1900
_1900 | _1900
_1900 | _1900
_1900 | _1900
_1900 | _1900
_1900 | _1900
_1900 | _1900
_1900 | _1900
_1900 | _1900
_1900 | _1900
_1900 | _1900
_1900 | _1900
_1900 | _1900
_1900 | _1900
_1900 | _1900
_1900 | _1900
_1900 | _1900
_1900 | _1900
_1900 | _1900
_1900 | _1900
_1900 | _1900
_1900 | _1900
_1900 | _1900
_1900 | _1900
_1900 | _1900
_1900 | _1900
_1900 | _1900
_1900 | _1900
_1900 | _1900
_1900 | _1900
_1900 | _1900
_1900 | _1900
_1900 | _1900
_1900 | _1900
_1900 | _1900
_1900 | _1900
_1900 | _1900
_1900 | _1900
_1900 | _1900
_1900 | _1900
_1900 | _1900
_1900 | _1900
_1900 | _1900
_1900 | _1900
_1900 | _1900
_1900 | _1900
_1900 | _1900
_1900 | _1900
_1900 | _1900
_1900 | _1900
_1900 | _1900
_1900 | _1900
_1900 | _1900
_1900 | _1900
_1900 | _1900
_1900 | _1900
_1900 | _1900
_1900 | _1900
_1900 | _1900
_1900 | _1900
_1900 | _1900
_1900 | _1900
_1900 | _1900
_1900 | _1900
_1900 | _1900
_1900 | _1900
_1900 | _1900
_1900 | _1900
_1900 | _1900
_1900 | _1900
_1900 | _1900
_1900 | _1900
_1900 | _1900
_1900 | _1900
_1900 | _1900
_1900 | _1900
_1900 | _1900
_1900 | _1900
_1900 | _1900
_1900 | _1900
_1900 | _1900
_1900 | _1900
_1900 | _1900
_1900 | _1900
_1900 | _1900
_1900 | _1900
_1900 | _1900
_1900 | _1900
_1900 | _1900
_1900 | _1900
_1900 | _1900
_1900 | _1900
_1900 | _1900
_1900 | _1900
_1900 | _1900
_1900 | _1900
_1900 | _1900
_1900 | _1900
_1900 | _1900
_1900 | _1900
_1900 | _1900
_1900 | _1900
_1900 | _1900
_1900 | _1900
_1900 | _1900
_1900 | _1900
_1900 | _1900
_1900 | _1900
_1900 | _1900
_1900 | _1900
_1900 | _1900
_1900 | _1900
_1900 | _1900
_1900 | _1900
_1900 | _1900
_1900 | _1900
_1900 | _1900
_1900 | _1900
_1900 | _1900
_1900 | _1900
_1900 | _1900
_1900 | _1900
_1900 | _1900
_1900 | _1900
_1900 | _1900
_1900 | _1900
_1900 | _1900
_1900 | _1900
_1900 | _1900
_1900 | _1900
_1900 | _1900
_1900 | _1900
_1900 | _1900
_1900 | _1900
_1900 | _1900
_1900 | _1900
_1900 | _1900
_1900 | _1900
_1900 | _1900
_1900 | _1900
_1900 | _1900
_1900 | _1900
_1900 | _1900
_1900 | _1900
_1900 | _1900
_1900 | _1900
_1900 | _1900
_1900 | _1900
_1900 | _1900
_1900 | _1900
_1900 | _1900
_1900 | _1900
_1900 | _1900
_1900 | _1900
_1900 | _1900
_1900 | _1900
_1900 | _1900
_1900 | _1900
_1900 | _1900
_1900 | _1900
_1900 | _1900
_1900 | _1900
_1900 | _1900
_1900 | _1900
_1900 | _1900
_1900 | _1900
_1900 | _1900
_1900 | _1900
_1900 | _1900
_1900 | _1900
_1900 | _1900
_1900 | _1900
_1900 | _1900
_1900 | _1900
_1900 | _1900
_1900 | _1900
_1900 | _1900
_1900 | _1900
_1900 | _1900
_1900 | _1900
_1900 | _1900
_1900 | _1900
_1900 | _1900
_1900 | _1900
_1900 | _1900
_1900 | _1900
_1900 | _1900
_1900 | _1900
_1900 | _1900
_1900 | _1900
_1900 | _1900
_1900 | _1900
_1900 | _1900
_1900 | _1900
_1900 | _1900
_1900 | _1900
_1900 | _1900
_1900 | _1900
_1900 | _1900
_1900 | _1900
_1900 | _1900
_1900 | _1900
_1900 | _1900
_1900 | _1900
_1900 | _1900
_1900 | _1900
_1900 | _1900
_1900 | _1900
_1900 | _1900
_1900 | _1900
_1900 | _1900
_1900 | _1900
_1900 | _1900
_1900 | _1900
_1900 | _1900
_1900 | _1900
_1900 | _1900
_1900 | _1900
_1900 | _1900
_1900 | _1900
_1900 | _1900
_1900 | _1900
_1900 | _1900
_1900 | _1900
_1900 | _1900
_1900 | _1900
_1900 | _1900
_1900 | _1900
_1900 | _1900
_1900 | _1900
_1900 | _1900
_1900 | _1900
_1900 | _1900
_1900 | _1900
_1900 | _1900
_1900 | _1900
_1900 | _1900
_1900 | _1900
_1900 | _1900
_1900 | _1900
_1900 | _1900
_1900 | _1900
_1900 | _1900
_1900 | _1900
_1900 | _1900
_1900 | _1900
_1900 | _1900
_1900 | _1900
_1900 | _1900
_1900 | _1900
_1900 | _1900
_1900 | _1900
_1900 | _1900
_1900 | _1900
_1900 | _1900
_1900 | _1900
_1900 | _1900
_1900 | _1900
_1900 | _1900
_1900 | _1900
_1900 | _1900
_1900 | _1900
_1900 | _1900
_1900 | _1900
_1900 | _1900
_1900 | _1900
_1900 | _1900
_1900 | _1900
_1900 | _1900
_1900 | _1900
_1900 | _1900
_1900 | _1900
_1900 | _1900
_1900 | _1900
_1900 | _1900
_1900 | _1900
_1900 | _1900
_1900 | _1900
_1900 | _1900
_1900 | _1900
_1900 | _1900
_1900 | _1900
_1900 | _1900
_1900 | _1900
_1900 | _1900
_1900 | _1900
_1900 | _1900
_1900 | _1900
_1900 | _1900
_1900 | _1900
_1900 | _1900
_1900 | _1900
_1900 | _1900
_1900 | _1900
_1900 | _1900
_1900 | _1900
_1900 | _1900
_1900 | _1900
_1900 | _1900
_1900 | _1900
_1900 | _1900
_1900 | _1900
_1900 | _1900
_1900 | _1900
_1900 | _1900
_1900 | _1900
_1900 | _1900
_1900 | _1900
_1900 | _1900
_1900 | _1900
_1900 | _1900
_1900 | _1900
_1900 | _1900
_1900 | _1900
_1900 | _1900
_1900 | _1900
_1900 | _1900
_1900 | _1900
_1900 | _1900
_1900 | _1900
_1900 | _1900
_1900 | _1900
_1900 | _1900
_1900 | _1900
_1900 | _1900
_1900 | _1900
_1900 | _1900
_1900 | _1900
_1900 | _1900
_1900 | _1900
_1900 | _1900
_1900 | _1900
_1900 | _1900
_1900 | _1900
_1900 | _1900
_1900 | _1900
_1900 | _1900
_1900 | _1900
_1900 | _1900
_1900 | _1900
_1900 | _1900
_1900 | _1900
_1900 | _1900
_1900 | _1900
_1900 | _1900
_1900 | _1900
_1900 | _1900
_1900 | _1900
_1900 | _1900
_1900 | _1900
_1900 | _1900
_1900 | _1900
_1900 | _1900
_1900 | _1900
_1900 | _1900
_1900 | _1900
_1900 | _1900
_1900 | _1900
_1900 | _1900
_1900 | _1900
_1900 | _1900
_1900 | _1900
_1900 | _1900
_1900 | _1900
_1900 | _1900
_1900 | _1900
_1900 | _1900
_1900 | _1900
_1900 | _1900
_1900 | _1900
_1900 | _1900
_1900 | _1900
_1900 | _1900
_1900 | _1900
_1900 | _1900
_1900 | _1900
_1900 | _1900
_1900 | _1900
_1900 | _1900
_1900 | _1900
_1900 | _1900
_1900 | _1900
_1900 | _1900
_1900 | _1900
_1900 | _1900
_1900 | _1900
_1900 | _1900
_1900 | _1900
_1900 | _1900
_1900 | _1900
_1900 | _1900
_1900 | _1900
_1900 | _1900
_1900 | _1900
_1900 | _1900
_1900 | _1900
_1900 | _1900
_1900 | _1900
_1900 | _1900
_1900 | _1900
_1900 | _1900
_1900 | _1900
_1900 | _1900
_1900 | _1900
_1900 | _1900
_1900 | _1900
_1900 | _1900
_1900 | _1900
_1900 | _1900
_1900 | _1900
_1900 | _1900
_1900 | _1900
_1900 | _1900
_1900 | _1900
_1900 | _1900
_1900 | _1900
_1900 | _1900
_1900 | _1900
_1900 | _1900
_1900 | _1900
_1900 | _1900
_1900 | _1900
_1900 | _1900
_1900 | _1900
_1900 | _1900
_1900 | _1900
_1900 | _1900
_1900 | _1900
_1900 | _1900
_1900 | _1900
_1900 | _1900
_1900 | _1900
_1900 | _1900
_1900 | _1900
_1900 | _1900
_1900 | _1900
_1900 | _1900
_1900 | _1900
_1900 | _1900
_1900 | _1900
_1900 | _1900
_1900 | _1900
_1900 | _1900
_1900 | _1900
_1900 | _1900
_1900 | _1900
_1900 | _1900
_1900 | _1900
_1900 | _1900
_1900 | _1900
_1900 | _1900
_1900 | _1900
_1900 | _1900
_1900 | _1900
_1900 | _1900
_1900 | _1900
_1900 | _1900
_1900 | _1900
_1900 | _1900
_1900 | _1900
_1900 | _1900
_1900 | _1900
_1900 | _1900
_1900 | _1900
_1900 | _1900
_1900 | _1900
_1900 | _1900
_1900 | _1900
_1900 | _1900
_1900 | _1900
_1900 | _1900
_1900 | _1900
_1900 | _1900
_1900 | _1900
_1900 | _1900
_1900 | _1900
_1900 | _1900
_1900 | _1900
_1900 | _1900
_1900 | _1900
_1900 | _1900
_1900 | _1900
_1900 | _1900
_1900 | _1900
_1900 | _1900
_1900 | _1900
_1900 | _1900
_1900 | _1900
_1900 | _1900
_1900 | _1900
_1900 | _1900
_1900 | _1900
_1900 | _1900
_1900 | _1900
_1900 | _1900
_1900 | _1900
_1900 | _1900
_1900 | _1900
_1900 | _1900
_1900 | _1900
_1900 | _1900
_1900 | _1900
_1900 | _1900
_1900 | _1900
_1900 | _1900
_1900 | _1900
_1900 | _1900
_1900 | _1900
_1900 | _1900
_1900 | _1900
_1900 | _1900
_1900 | _1900
_1900 | _1900
_1900 | _1900
_1900 | _1900
_1900 | _1900
_1900 | _1900
_1900 | _1900
_1900 | _1900
_1900 | _1900
_1900 | _1900
_1900 | _1900
_1900 | _1900
_1900 | _1900
_1900 | _1900
_1900 | _1900
_1900 | _1900
_1900 | _1900
_1900 | _1900
_1900 | _1900
_1900 | _1900
_1900 | _1900
_1900 | _1900
_1900 | _1900
_1900 | _1900
_1900 | _1900
_1900 | _1900
_1900 | _1900
_1900 | _1900
_1900 | _1900
_1900 | _1900
_1900 | _1900
_1900 | _1900
_1900 | _1900
_1900 | _1900
_1900 | _1900
_1900 | _1900
_1900 | _1900
_1900 | _1900
_1900 | _1900
_1900 | _1900
_1900 | _1900
_1900 | _1900
_1900 | _1900
_1900 | _1900
_1900 | _1900
_1900 | _1900
_1900 | _1900
_1900 | _1900
_1900 | _1900
_1900 | _1900
_1900 | _1900
_1900 | _1900
_1900 | _1900
_1900 | _1900
_1900 | _1900
_1900 | _1900
_1900 | _1900
_1900 | _1900
_1900 | _1900
_1900 | _1900
_1900 | _1900
_1900 | _1900
_1900 | _1900
_1900 | _1900
_1900 | _1900
_1900 | _1900
_1900 | _1900
_1900 | _1900
_1900 | _1900
_1900 | _1900
_1900 | _1900
_1900 | _1900
_1900 | _1900
_1900 | _1900
_1900 | _1900
_1900 | _1900
_1900 | _1900
_1900 | _1900
_1900 | _1900
_1900 | _1900
_1900 | _1900
_1900 | _1900
_1900 | _1900
_1900 | _1900
_1900 | _1900
_1900 | _1900
_1900 | _1900
_1900 | _1900
_1900 | _1900
_1900 | _1900
_1900 | _1900
_1900 | _1900
_1900 | _1900
_1900 | _1900
_1900 | _1900
_1900 | _1900
_1900 | _1900
_1900 | _1900
_1900 | _1900
_1900 | _1900
_1900 | _1900
_1900 | _1900
_1900 | _1900
_1900 | _1900
_1900 | _1900
_1900 | _1900
_1900 | _1900
_1900 | _1900
_1900 | _1900
_1900 | _1900
_1900 | _1900
_1900 | _1900
_1900 | _1900
_1900 | _1900
_1900 | _1900
_1900 | _1900
_1900 | _1900
_1900 | _1900
_1900 | _1900
_1900 | _1900
_1900 | _1900
_1900 | _1900
_1900 | _1900
_1900 | _1900
_1900 | _1900
_1900 | _1900
_1900 | _1900
_1900 | _1900
_1900 | _1900
_1900 | _1900
_1900 | _1900
_1900 | _1900
_1900 | _1900
_1900 | _1900
_1900 | _1900
_1900 | _1900
_1900 | _1900
_1900 | _1900
_1900 | _1900
_1900 | _1900
_1900 | _1900
_1900 | _1900
_1900 | _1900
_1900 | _1900
_1900 | _1900
_1900 | _1900
_1900 | _1900
_1900 | _1900
_1900 | _1900
_1900 | _1900
_1900 | _1900
_1900 | _1900
_1900 | _1900
_1900 | _1900
_1900 | _1900
_1900 | _1900
_1900 | _1900
_1900 | _1900
_1900 | _1900
_1900 | _1900
_1900 | _1900
_1900 | _1900
_1900 | _1900
_1900 | _1900
_1900 | _1900
_1900 | _1900
_1900 | _1900
_1900 | _1900
_1900 | _1900
_1900 | _1900
_1900 | _1900
_1900 | _1900
_1900 | _1900
_1900 | _1900
_1900 | _1900
_1900 | _1900
_1900 | _1900
_1900 | _1900
_1900 | _1900
_1900 | _1900
_1900 | _1900
_1900 | _1900
_1900 | _1900
_1900 | _1900
_1900 | _1900
_1900 | _1900
_1900 | _1900
_1900 | _1900
_1900 | _1900
_1900 | _1900
_1900 | _1900
_1900 | _1900
_1900 | _1900
_1900 | _1900
_1900 | _1900
_1900 | _1900
_1900 | _1900
_1900 | _1900
_1900 | _1900
_1900 | _1900
_1900 | _1900
_1900 | _1900
_1900 | _1900
_1900 | _1900
_1900 | _1900
_1900 | _1900
_1900 | _1900
_1900 | _1900
_1900 | _1900
_1900 | _1900
_1900 | _1900
_1900 | _1900
_1900 | _1900
_1900 | _1900
_1900 | _1900
_1900 | _1900
_1900 | _1900
_1900 | _1900
_1900 | _1900
_1900 | _1900
_1900 | _1900
_1900 | _1900
_1900 | _1900
_1900 | _1900
_1900 | _1900
_1900 | _1900
_1900 | _1900
_1900 | _1900
_1900 | _1900
_1900 | _1900
_1900 | _1900
_1900 | _1900
_1900 | _1900
_1900 | _1900
_1900 | _1900
_1900 | _1900
_1900 | _1900
_1900 | _1900
_1900 | _1900
_1900 | _1900
_1900 | _1900
_1900 | _1900
_1900 | _1900
_1900 | _1900
_1900 | _1900
_1900 | _1900
_1900 | _1900
_1900 | _1900
_1900 | _1900
_1900 | _1900
_1900 | _1900
_1900 | _1900
_1900 | _1900
_1900 | _1900
_1900 | _1900
_1900 | _1900
_1900 | _1900
_1900 | _1900
_1900 | _1900
_1900 | _1900
_1900 | _1900
_1900 | _1900
_1900 | _1900
_1900 | _1900
_1900 | _1900
_1900 | _1900
_1900 | _1900
_1900 | _1900
_1900 | _1900
_1900 | _1900
_1900 | _1900
_1900 | _1900
_1900 | _1900
_1900 | _1900
_1900 | _1900
_1900 | _1900
_1900 | _1900
_1900 | _1900
_1900 | _1900
_1900 | _1900
_1900 | _1900
_1900 | _1900
_1900 | _1900
_1900 | _1900
_1900 | _1900
_1900 | _1900
_1900 | _1900
_1900 | _1900
_1900 | _1900
_1900 | _1900
_1900 | _1900
_1900 | _1900
_1900 | _1900
_1900 | _1900
_1900 | _1900
_1900 | _1900
_1900 | _1900
_1900 | _1900
_1900 | _1900
_1900 | _1900
_1900 | _1900
_1900 | _1900
_1900 | _1900
_1900 | _1900
_1900 | _1900
_1900 | _1900
_1900 | _1900
_1900 | _1900
_1900 | _1900
_1900 | _1900
_1900 | _1900
_1900 | _1900
_1900 | _1900
_1900 | _1900
_1900 | _1900
_1900 | _1900
_1900 | _1900
_1900 | _1900
_1900 | _1900
_1900 | _1900
_1900 | _1900
_1900 | _1900
_1900 | _1900
_1900 | _1900
_1900 | _1900
_1900 | _1900
_1900 | _1900
_1900 | _1900
_1900 | _1900
_1900 | _1900
_1900 | _1900
_1900 | _1900
_1900 | _1900
_1900 | _1900
_1900 | _1900
_1900 | _1900
_1900 | _1900
_1900 | _1900
_1900 | _1900
_1900 | _1900
_1900 | _1900
_1900 | _1900
_1900 | _1900
_1900 | _1900
_1900 | _1900
_1900 | _1900
_1900 | _1900
_1900 | _1900
_1900 | _1900
_1900 | _1900
_1900 | _1900
_1900 | _1900
_1900 | _1900
_1900 | _1900
_1900 | _1900
_1900 | _1900
_1900 | _1900
_1900 | _1900
_1900 | _1900
_1900 | _1900
_1900 | _1900
_1900 | _1900
_1900 | _1900
_1900 | _1900
_1900 | _1900
_1900 | _1900
_1900 | _1900
_1900 | _1900
_1900 | _1900
_1900 | _1900
_1900 | _1900
_1900 | _1900
_1900 | _1900
_1900 | _1900
_1900 | _1900
_1900 | _1900
_1900 | _1900
_1900 | _1900
_1900 | _1900
_1900 | _1900
_1900 | _1900
_1900 | _1900
_1900 | _1900
_1900 | _1900
_1900 | _1900
_1900 | _1900
_1900 | _1900
_1900 | _1900
_1900 | _1900
_1900 | _1900
_1900 | _1900
_1900 | _1900
_1900 | _1900
_1900 | _1900
_1900 | _1900
_1900 | _1900
_1900 | _1900
_1900 | _1900
_1900 | _1900
_1900 | _1900
_1900 | _1900
_1900 | _1900
_1900 | _1900
_1900 | _1900
_1900 | _1900
_1900 | _1900
_1900 | _1900
_1900 | _1900
_1900 | _1900
_1900 | _1900
_1900 | _1900
_1900 | _1900
_1900 | _1900
_1900 | _1900
_1900 | _1900
_1900 | _1900
_1900 | _1900
_1900 | _1900
_1900 | _1900
_1900 | _1900
_1900 | _1900
_1900 | _1900
_1900 | _1900
_1900 | _1900
_1900 | _1900
_1900 | _1900
_1900 | _1900
_1900 | _1900
_1900 | _1900
_1900 | _1900
_1900 | _1900
_1900 | _1900
_1900 | _1900
_1900 | _1900
_1900 | _1900
_1900 | _1900
_1900 | _1900
_1900 | _1900
_1900 | _1900
_1900 | _1900
_1900 | _1900
_1900 | _1900
_1900 | _1900
_1900 | _1900
_1900 | _1900
_1900 | _1900
_1900 | _1900
_1900 | _1900
_1900 | _1900
_1900 | _1900
_1900 | _1900
_1900 | _1900
_1900 | _1900
_1900 | _1900
_1900 | _1900
_1900 | _1900
_1900 | _1900
_1900 | _1900
_1900 | _1900
_1900 | _1900
_1900 | _1900
_1900 | _1900
_1900 | _1900
_1900 | _1900
_1900 | _1900
_1900 | _1900
_1900 | _1900
_1900 | _1900
_1900 | _1900
_1900 | _1900
_1900 | _1900
_1900 | _1900
_1900 | _1900
_1900 | _1900
_1900 | _1900
_1900 | _1900
_1900 | _1900
_1900 | _1900
_1900 | _1900
_1900 | _1900
_1900 | _1900
_1900 | _1900
_1900 | _1900
_1900 | _1900
_1900 | _1900
_1900 | _1900
_1900 | _1900
_1900 | _1900
_1900 | _1900
_1900 | _1900
_1900 | _1900
_1900 | _1900
_1900 | _1900
_1900 | _1900
_1900 | _1900
_1900 | _1900
_1900 | _1900
_1900 | _1900
_1900 | _1900
_1900 | _1900
_1900 | _1900
_1900 | _1900
_1900 | _1900
_1900 | _1900
_1900 | _1900
_1900 | _1900
_1900 | _1900
_1900 | _1900
_1900 | _1900
_1900 | _1900
_1900 | _1900
_1900 | _1900
_1900 | _1900
_1900 | _1900
_1900 | _1900
_1900 | _1900
_1900 | _1900
_1900 | _1900
_1900 | _1900
_1900 | _1900
_1900 | _1900
_1900 | _1900
_1900 | _1900
_1900 | _1900
_1900 | _1900
_1900 | _1900
_1900 | _1900
_1900 | _1900
_1900 | _1900
_1900 | _1900
_1900 | _1900
_1900 | _1900
_1900 | _1900
_1900 | _1900
_1900 | _1900
_1900 | _1900
_1900 | _1900
_1900 | _1900
_1900 | _1900
_1900 | _1900
_1900 | _1900
_1900 | _1900
_1900 | _1900
_1900 | _1900
_1900 | _1900
_1900 | _1900
_1900 | _1900
_1900 | _1900
_1900 | _1900
_1900 | _1900
_1900 | _1900
_1900 | _1900
_1900 | _1900
_1900 | _1900
_1900 | _1900
_1900 | _1900
_1900 | _1900
_1900 | _1900
_1900 | _1900
_1900 | _1900
_1900 | _1900
_1900 | _1900
_1900 | _1900
_1900 | _1900
_1900 | _1900
_1900 | _1900
_1900 | _1900
_1900 | _1900
_1900 | _1900
_1900 | _1900
_1900 | _1900
_1900 | _1900
_1900 | _1900
_1900 | _1900
_1900 | _1900
_1900 | _1900
_1900 | _1900
_1900 | _1900
_1900 | _1900
_1900 | _1900
_1900 | _1900
_1900 | _1900
_1900 | _1900
_1900 | _1900
_1900 | _1900
_1900 | _1900
_1900 | _1900
_1900 | _1900
_1900 | _1900
_1900 | _1900
_1900 | _1900
_1900 | _1900
_1900 | _1900
_1900 | _1900
_1900 | _1900
_1900 | _1900
_1900 | _1900
_1900 | _1900
_1900 | _1900
_1900 | _1900
_1900 | _1900
_1900 | _1900
_1900 | _1900
_1900 | _1900
_1900 | _1900
_1900 | _1900
_1900 | _1900
_1900 | _1900
_1900 | _1900
_1900 | _1900
_1900 | _1900
_1900 | _1900
_1900 | _1900
_1900 | _1900
_1900 | _1900
_1900 | _1900
_1900 | _1900
_1900 | _1900
_1900 | _1900
_1900 | _1900
_1900 | _1900
_1900 | _1900
_1900 | _1900
_1900 | _1900
_1900 | _1900
_1900 | _1900
_1900 | _1900
_1900 | _1900
_1900 | _1900
_1900 | _1900
_1900 | _1900
_1900 | _1900
_1900 | _1900
_1900 | _1900
_1900 | _1900
_1900 | _1900
_1900 | _1900
_1900 | _1900
_1900 | _1900
_1900 | _1900
_1900 | _1900
_1900 | _1900
_1900 | _1900
_1900 | _1900
_1900 | _1900
_1900 | _1900
_1900 | _1900
_1900 | _1900
_1900 | _1900
_1900 | _1900
_1900 | _1900
_1900 | _1900
_1900 | _1900
_1900 | _1900
_1900 | _1900
_1900 | _1900
_1900 | _1900
_1900 | _1900
_1900 | _1900
_1900 | _1900
_1900 | _1900
_1900 | _1900
_1900 | _1900
_1900 | _1900
_1900 | _1900
_1900 | _1900
_1900 | _1900
_1900 | _1900
_1900 | _1900
_1900 | _1900
_1900 | _1900
_1900 | _1900
_1900 | _1900
_1900 | _1900
_1900 | _1900
_1900 | _1900
_1900 | _1900
_1900 | _1900
_1900 | _1900
_1900 | _1900
_1900 | _1900
_1900 | _1900
_1900 | _1900
_1900 | _1900
_1900 | _1900
_1900 | _1900
_1900 | _1900
_1900 | _1900
_1900 | _1900
_1900 | _1900
_1900 | _1900
_1900 | _1900
_1900 | _1900
_1900 | _1900
_1900 | _1900
_1900 | _1900
_1900 | _1900
_1900 | _1900
_1900 | _1900
_1900 | _1900
_1900 | _1900
_1900 | _1900
_1900 | _1900
_1900 | _1900
_1900 | _1900
_1900 | _1900
_1900 | _1900
_1900 | _1900
_1900 | _1900
_1900 | _1900
_1900 | _1900
_1900 | _1900
_1900 | _1900
_1900 | _1900
_1900 | _1900
_1900 | _1900
_1900 | _1900
_1900 | _1900
_1900 | _1900
_1900 | _1900
_1900 | _1900
_1900 | _1900
_1900 | _1900
_1900 | _1900
_1900 | _1900
_1900 | _1900
_1900 | _1900
_1900 | _1900
_1900 | _1900
_1900 | _1900
_1900 | _1900
_1900 | _1900
_1900 | _1900
_1900 | _1900
_1900 | _1900
_1900 | _1900
_1900 | _1900
_1900 | _1900
_1900 | _1900
_1900 | _1900
_1900 | _1900
_1900 | _1900
_1900 | _1900
_1900 | _1900
_1900 | _1900
_1900 | _1900
_1900 | _1900
_1900 | _1900
_1900 | _1900
_1900 | _1900
_1900 | _1900
_1900 | _1900
_1900 | _1900
_1900 | _1900
_1900 | _1900
_1900 | _1900
_1900 | _1900
_1900 | _1900
_1900 | _1900
_1900 | _1900
_1900 | _1900
_1900 | _1900
_1900 | _1900
_1900 | _1900
_1900 | _1900
_1900 | _1900
_1900 | _1900
_1900 | _1900
_1900 | _1900
_1900 | _1900
_1900 | _1900
_1900 | _1900
_1900 | _1900
_1900 | _1900
_1900 | _1900
_1900 | _1900
_1900 | _1900
_1900 | _1900
_1900 | _1900
_1900 | _1900
_1900 | _1900
_1900 | _1900
_1900 | _1900
_1900 | _1900
_1900 | _1900
_1900 | _1900
_1900 | _1900
_1900 | _1900
_1900 | _1900
_1900 | _1900
_1900 | _1900
_1900 | _1900
_1900 | _1900
_1900 | _1900
_1900 | _1900
_1900 | _1900
_1900 | _1900
_1900 | _1900
_1900 | _1900
_1900 | _1900
_1900 | _1900
_1900 | _1900
_1900 | _1900
_1900 | _1900
_1900 | _1900
_1900 | _1900
_1900 | _1900
_1900 | _1900
_1900 | _1900
_1900 | _1900
_1900 | _1900
_1900 | _1900
_1900 | _1900
_1900 | _1900
_1900 | _1900
_1900 | _1900
_1900 | _1900
_1900 | _1900
_1900 | _1900
_1900 | _1900
_1900 | _1900
_1900 | _1900
_1900 | _1900
_1900 | _1900
_1900 | _1900
_1900 | _1900
_1900 | _1900
_1900 | _1900
_1900 | _1900
_1900 | _1900
_1900 | _1900
_1900 | _1900
_1900 | _1900
_1900 | _1900
_1900 | _1900
_1900 | _1900
_1900 | _1900
_1900 | _1900
_1900 | _1900
_1900 | _1900
_1900 | _1900
_1900 | _1900
_1900 | _1900
_1900 | _1900
_1900 | _1900
_1900 | _1900
_1900 | _1900
_1900 | _1900
_1900 | _1900
_1900 | _1900
_1900 | _1900
_1900 | _1900
_1900 | _1900
_1900 | _1900
_1900 | _1900
_1900 | _1900
_1900 | _1900
_1900 | _1900
_1900 | _1900
_1900 | _1900
_1900 | _1900
_1900 | _1900
_1900 | _1900
_1900 | _1900
_1900 | _1900
_1900 | _1900
_1900 | _1900
_1900 | _1900
_1900 | _1900
_1900 | _1900
_1900 | _1900
_1900 | _1900
_1900 | _1900
_1900 | _1900
_1900 | _1900
_1900 | _1900
_1900 | _1900
_1900 | _1900
_1900 | _1900
_1900 | _1900
_1900 | _1900
_1900 | _1900
_1900 | _1900
_1900 | _1900
_1900 | _1900
_1900 | _1900
_1900 | _1900
_1900 | _1900
_1900 | _1900
_1900 | _1900
_1900 | _1900
_1900 | _1900
_1900 | _1900
_1900 | _1900
_1900 | _1900
_1900 | _1900
_1900 | _1900
_1900 | _1900
_1900 | _1900
_1900 | _1900
_1900 | _1900
_1900 | _1900
_1900 | _1900
_1900 | _1900
_1900 | _1900
_1900 | _1900
_1900 | _1900
_1900 | _1900
_1900 | _1900
_1900 | _1900
_1900 | _1900
_1900 | _1900
_1900 | _1900
_1900 | _1900
_1900 | _1900
_1900 | _1900
_1900 | _1900
_1900 | _1900
_1900 | _1900
_1900 | _1900
_1900 | _1900
_1900 | _1900
_1900 | _1900
_1900 | _1900
_1900 | _1900
_1900 | _1900
_1900 | _1900
_1900 | _1900
_1900 | _1900
_1900 | _1900
_1900 | _1900
_1900 | _1900
_1900 | _1900
_1900 | _1900
_1900 | _1900
_1900 | _1900
_1900 | _1900
_1900 | _1900
_1900 | _1900
_1900 | _1900
_1900 | _1900
_1900 | _1900
_1900 | _1900
_1900 | _1900
_1900 | _1900
_1900 | _1900
_1900 | _1900
_1900 | _1900
_1900 | _1900
_1900 | _1900
_1900 | _1900
_1900 | _1900
_1900 | _1900
_1900 | _1900
_1900 | _1900
_1900 | _1900
_1900 | _1900
_1900 | _1900
_1900 | _1900
_1900 | _1900
_1900 | _1900
_1900 | _1900
_1900 | _1900
_1900 | _1900
_1900 | _1900
_1900 | _1900
_1900 | _1900
_1900 | _1900
_1900 | _1900
_1900 | _1900
_1900 | _1900
_1900 | _1900
_1900 | _1900
_1900 | _1900
_1900 | _1900
_1900 | _1900
_1900 | _1900
_1900 | _1900
_1900 | _1900
_1900 | _1900
_1900 | _1900
_1900 | _1900
_1900 | _1900
_1900 | _1900
_1900 | _1900
_1900 | _1900
_1900 | _1900
_1900 | _1900
_1900 | _1900
_1900 | _1900
_1900 | _1900
_1900 | _1900
_1900 | _1900
_1900 | _1900
_1900 | _1900
_1900 | _1900
_1900 | _1900
_1900 | _1900
_1900 | _1900
_1900 | _1900
_1900 | _1900
_1900 | _1900
_1900 | _1900
_1900 | _1900
_1900 | _1900
_1900 | _1900
_1900 | _1900
_1900 | _1900
_1900 | _1900
_1900 | _1900
_1900 | _1900
_1900 | _1900
_1900 | _1900
_1900 | _1900
_1900 | _1900
_1900 | _1900
_1900 | _1900
_1900 | _1900
_1900 | _1900
_1900 | _1900
_1900 | _1900
_1900 | _1900
_1900 | _1900
_1900 | _1900
_1900 | _1900
_1900 | _1900
_1900 | _1900
_1900 | _1900
_1900 | _1900
_1900 | _1900
_1900 | _1900
_1900 | _1900
_1900 | _1900
_1900 | _1900
_1900 | _1900
_1900 | _1900
_1900 | _1900
_1900 | _1900
_1900 | _1900
_1900 | _1900
_1900 | _1900
_1900 | _1900
_1900 | _1900
_1900 | _1900
_1900 | _1900
_1900 | _1900
_1900 | _1900
_1900 | _1900
_1900 | _1900
_1900 | _1900
_1900 | _1900
_1900 | _1900
_1900 | _1900
_1900 | _1900
_1900 | _1900
_1900 | _1900
_1900 | _1900
_1900 | _1900
_1900 | _1900
_1900 | _1900
_1900 | _1900
_1900 | _1900
_1900 | _1900
_1900 | _1900
_1900 | _1900
_1900 | _1900
_1900 | _1900
_1900 | _1900
_1900 | _1900
_1900 | _1900
_1900 | _1900
_1900 | _1900
_1900 | _1900
_1900 | _1900
_1900 | _1900
_1900 | _1900
_1900 | _1900
_1900 | _1900
_1900 | _1900
_1900 | _1900
_1900 | _1900
_1900 | _1900
_1900 | _1900
_1900 | _1900
_1900 | _1900
_1900 | _1900
_1900 | _1900
_1900 | _1900
_1900 | _1900
_1900 | _1900
_1900 | _1900
_1900 | _1900
_1900 | _1900
_1900 | _1900
_1900 | _1900
_1900 | _1900
_1900 | _1900
_1900 | _1900
_1900 | _1900
_1900 | _1900
_1900 | _1900
_1900 | _1900
_1900 | _1900
_1900 | _1900
_1900 | _1900
_1900 | _1900
_1900 | _1900
_1900 | _1900
_1900 | _1900
_1900 | _1900
_1900 | _1900
_1900 | _1900
_1900 | _1900
_1900 | _1900
_1900 | _1900
_1900 | _1900
_1900 | _1900
_1900 | _1900
_1900 | _1900
_1900 | _1900
_1900 | _1900
_1900 | _1900
_1900 | _1900
_1900 | _1900
_1900 | _1900
_1900 | _1900
_1900 | _1900
_1900 | _1900
_1900 | _1900
_1900 | _1900
_1900 | _1900
_1900 | _1900
_1900 | _1900
_1900 | _1900
_1900 | _1900
_1900 | _1900
_1900 | _1900
_1900 | _1900
_1900 | _1900
_1900 | _1900
_1900 | _1900
_1900 | _1900
_1900 | _1900
_1900 | _1900
_1900 | _1900
_1900 | _1900
_1900 | _1900
_1900 | _1900
_1900 | _1900
_1900 | _1900
_1900 | _1900
_1900 | _1900
_1900 | _1900
_1900 | _1900
_1900 | _1900
_1900 | _1900
_1900 | _1900
_1900 | _1900
_1900 | _1900
_1900 | _1900
_1900 | _1900
_1900 | _1900
_1900 | _1900
_1900 | _1900
_1900 | _1900
_1900 | _1900
_1900 | _1900
_1900 | _1900
_1900 | _1900
_1900 | _1900
_1900 | _1900
_1900 | _1900
_1900 | _1900
_1900 | _1900
_1900 | _1900
_1900 | _1900
_1900 | _1900
_1900 | _1900
_1900 | _1900
_1900 | _1900
_1900 | _1900
_1900 | _1900
_1900 | _1900
_1900 | _1900
_1900 | _1900
_1900 | _1900
_1900 | _1900
_1900 | _1900
_1900 | _1900
_1900 | _1900
_1900 | _1900
_1900 | _1900
_1900 | _1900
_1900 | _1900
_1900 | _1900
_1900 | _1900
_1900 | _1900
_1900 | _1900
_1900 | _1900
_1900 | _1900
_1900 | _1900
_1900 | _1900
_1900 | _1900
_1900 | _1900
_1900 | _1900
_1900 | _1900
_1900 | _1900
_1900 | _1900
_1900 | _1900
_1900 | _1900
_1900 | _1900
_1900 | _1900
_1900 | _1900
_1900 | _1900
_1900 | _1900
_1900 | _1900
_1900 | _1900
_1900 | _1900
_1900 | _1900
_1900 | _1900
_1900 | _1900
_1900 | _1900
_1900 | _1900
_1900 | _1900
_1900 | _1900
_1900 | _1900
_1900 | _1900
_1900 | _1900
_1900 | _1900
_1900 | _1900
_1900 | _1900
_1900 | _1900
_1900 | _1900
_1900 | _1900
_1900 | _1900
_1900 | _1900
_1900 | _1900
_1900 | _1900
_1900 | _1900
_1900 | _1900
_1900 | _1900
_1900 | _1900
_1900 | _1900
_1900 | _1900
_1900 | _1900
_1900 | _1900
_1900 | _1900
_1900 | _1900
_1900 | _1900
_1900 | _1900
_1900 | _1900
_1900 | _1900
_1900 | _1900
_1900 | _1900
_1900 | _1900
_1900 | _1900
_1900 | _1900
_1900 | _1900
_1900 | _1900
_1900 | _1900
_1900 | _1900
_1900 | _1900
_1900 | _1900
_1900 | _1900
_1900 | _1900
_1900 | _1900
_1900 | _1900
_1900 | _1900
_1900 | _1900
_1900 | _1900
_1900 | _1900
_1900 | _1900
_1900 | _1900
_1900 | _1900
_1900 | _1900
_1900 | _1900
_1900 | _1900
_1900 | _1900
_1900 | _1900
_1900 | _1900
_1900 | _1900
_1900 | _1900
_1900 | _1900
_1900 | _1900
_1900 | _1900
_1900 | _1900
_1900 | _1900
_1900 | _1900
_1900 | _1900
_1900 | _1900
_1900 | _1900
_1900 | _1900
_1900 | _1900
_1900 | _1900
_1900 | _1900
_1900 | _1900
_1900 | _1900
_1900 | _1900
_1900 | _1900
_1900 | _1900
_1900 | _1900
_1900 | _1900
_1900 | _1900
_1900 | _1900
_1900 | _1900
_1900 | _1900
_1900 | _1900
_1900 | _1900
_1900 | _1900
_1900 | _1900
_1900 | _1900
_1900 | _1900
_1900 | _1900
_1900 | _1900
_1900 | _1900
_1900 | _1900
_1900 | _1900
_1900 | _1900
_1900 | _1900
_1900 | _1900
_1900 | _1900
_1900 | _1900
_1900 | _1900
_1900 | _1900
_1900 | _1900
_1900 | _1900
_1900 | _1900
_1900 | _1900
_1900 | _1900
_1900 | _1900
_1900 | _1900
_1900 | _1900
_1900 | _1900
_1900 | _1900
_1900 | _1900
_1900 | _1900
_1900 | _1900
_1900 | _1900
_1900 | _1900
_1900 | _1900
_1900 | _1900
_1900 | _1900
_1900 | _1900
_1900 | _1900
_1900 | _1900
_1900 | _1900
_1900 | _1900
_1900 | _1900
_1900 | _1900
_1900 | _1900
_1900 | _1900
_1900 | _1900
_1900 | _1900
_1900 | _1900
_1900 | _1900
_1900 | _1900
_1900 | _1900
_1900 | _1900
_1900 | _1900
_1900 | _1900
_1900 | _1900
_1900 | _1900
_1900 | _1900
_1900 | _1900
_1900 | _1900
_1900 | _1900
_1900 | _1900
_1900 | _1900
_1900 | _1900
_1900 | _1900
_1900 | _1900
_1900 | _1900
_1900 | _1900
_1900 | _1900
_1900 | _1900
_1900 | _1900
_1900 | _1900
_1900 | _1900
_1900 | _1900
_1900 | _1900
_1900 | _1900
_1900 | _1900
_1900 | _1900
_1900 | _1900
_1900 | _1900
_1900 | _1900
_1900 | _1900
_1900 | _1900
_1900 | _1900
_1900 | _1900
_1900 | _1900
_1900 | _1900
_1900 | _1900
_1900 | _1900
_1900 | _1900
_1900 | _1900
_1900 | _1900
_1900 | _1900
_1900 | _1900
_1900 | _1900
_1900 | _1900
_1900 | _1900
_1900 | _1900
_1900 | _1900
_1900 | _1900
_1900 | _1900
_1900 | _1900
_1900 | _1900
_1900 | _1900
_1900 | _1900
_1900 | _1900
_1900 | _1900
_1900 | _1900
_1900 | _1900
_1900 | _1900
_1900 | _1900
_1900 | _1900
_1900 | _1900
_1900 | _1900
_1900 | _1900
_1900 | _1900
_1900 | _1900
_1900 | _1900
_1900 | _1900
_1900 | _1900
_1900 | _1900
_1900 | _1900
_1900 | _1900
_1900 | _1900
_1900 | _1900
_1900 | _1900
_1900 | _1900
_1900 | _1900
_1900 | _1900
_1900 | _1900
_1900 | _1900
_1900 | _1900
_1900 | _1900
_1900 | _1900
_1900 | _1900
_1900 | _1900
_1900 | _1900
_1900 | _1900
_1900 | _1900
_1900 | _1900
_1900 | _1900
_1900 | _1900
_1900 | _1900
_1900 | _1900
_1900 | _1900
_1900 | _1900
_1900 | _1900
_1900 | _1900
_1900 | _1900
_1900 | _1900
_1900 | _1900
_1900 | _1900
_1900 | _1900
_1900 | _1900
_1900 | _1900
_1900 | _1900
_1900 | _1900
_1900 | _1900
_1900 | _1900
_1900 | _1900
_1900 | _1900
_1900 | _1900
_1900 | _1900
_1900 | _1900
_1900 | _1900
_1900 | _1900
_1900 | _1900
_1900 | _1900
_1900 | _1900
_1900 | _1900
_1900 | _1900
_1900 | _1900
_1900 | _1900
_1900 | _1900
_1900 | _1900
_1900 | _1900
_1900 | _1900
_1900 | _1900
_1900 | _1900
_1900 | _1900
_1900 | _1900
_1900 | _1900
_1900 | _1900
_1900 | _1900
_1900 | _1900
_1900 | _1900
_1900 | _1900
_1900 | _1900
_1900 | _1900
_1900 | _1900
_1900 | _1900
_1900 | _1900
_1900 | _1900
_1900 | _1900
_1900 | _1900
_1900 | _1900
_1900 | _1900
_1900 | _1900
_1900 | _1900
_1900 | _1900
_1900 | _1900
_1900 | _1900
_1900 | _1900
_1900 | _1900
_1900 | _1900
_1900 | _1900
_1900 | _1900
_1900 | _1900
_1900 | _1900
_1900 | _1900
_1900 | _1900
_1900 | _1900
_1900 | _1900
_1900 | _1900
_1900 | _1900
_1900 | _1900
_1900 | _1900
_1900 | _1900
_1900 | _1900
_1900 | _1900
_1900 | _1900
_1900 | _1900
_1900 | _1900
_1900 | _1900
_1900 | _1900
_1900 | _1900
_1900 | _1900
_1900 | _1900
_1900 | _1900
_1900 | _1900
_1900 | _1900
_1900 | _1900
_1900 | _1900
_1900 | _1900
_1900 | _1900
_1900 | _1900
_1900 | _1900
_1900 | _1900
_1900 | _1900
_1900 | _1900
_1900 | _1900
_1900 | _1900
_1900 | _1900
_1900 | _1900
_1900 | _1900
_1900 | _1900
_1900 | _1900
_1900 | _1900
_1900 | _1900
_1900 | _1900
_1900 | _1900
_1900 | _1900
_1900 | _1900
_1900 | _1900
_1900 | _1900
_1900 | _1900
_1900 | _1900
_1900 | _1900
_1900 | _1900
_1900 | _1900
_1900 | _1900
_1900 | _1900
_1900 | _1900
_1900 | _1900
_1900 | _1900
_1900 | _1900
_1900 | _1900
_1900 | _1900
_1900 | _1900
_1900 | _1900
_1900 | _1900
_1900 | _1900
_1900 | _1900
_1900 | _1900
_1900 | _1900
_1900 | _1900
_1900 | _1900
_1900 | _1900
_1900 | _1900
_1900 | _1900
_1900 | _1900
_1900 | _1900
_1900 | _1900
_1900 | _1900
_1900 | _1900
_1900 | _1900
_1900 | _1900
_1900 | _1900
_1900 | _1900
_1900 | _1900
_1900 | _1900
_1900 | _1900
_1900 | _1900
_1900 | _1900
_1900 | _1900
_1900 | _1900
_1900 | _1900
_1900 | _1900
_1900 | _1900
_1900 | _1900
_1900 | _1900
_1900 | _1900
_1900 | _1900
_1900 | _1900
_1900 | _1900
_1900 | _1900
_1900 | _1900
_1900 | _1900
_1900 | _1900
_1900 | _1900
_1900 | _1900
_1900 | _1900
_1900 | _1900
_1900 | _1900
_1900 | _1900
_1900 | _1900
_1900 | _1900
_1900 | _1900
_1900 | _1900
_1900 | _1900
_1900 | _1900
_1900 | _1900
_1900 | _1900
_1900 | _1900
_1900 | _1900
_1900 | _1900
_1900 | _1900
_1900 | _1900
_1900 | _1900
_1900 | _1900
_1900 | _1900
_1900 | _1900
_1900 | _1900
_1900 | _1900
_1900 | _1900
_1900 | _1900
_1900 | _1900
_1900 | _1900
_1900 | _1900
_1900 | _1900
_1900 | _1900
_1900 | _1900
_1900 | _1900
_1900 | _1900
_1900 | _1900
_1900 | _1900
_1900 | _1900
_1900 | _1900
_1900 | _1900
_1900 | _1900
_1900 | _1900
_1900 | _1900
_1900 | _1900
_1900 | _1900
_1900 | _1900
_1900 | _1900
_1900 | _1900
_1900 | _1900
_1900 | _1900
_1900 | _1900
_1900 | _1900
_1900 | _1900
_1900 | _1900
_1900 | _1900
_1900 | _1900
_1900 | _1900
_1900 | _1900
_1900 | _1900
_1900 | _1900
_1900 | _1900
_1900 | _1900
_1900 | _1900
_1900 | _1900
_1900 | _1900
_1900 | _1900
_1900 | _1900
_1900 | _1900
_1900 | _1900
_1900 | _1900
_1900 | _1900
_1900 | _1900
_1900 | _1900
_1900 | _1900
_1900 | _1900
_1900 | _1900
_1900 | _1900
_1900 | _1900
_1900 | _1900
_1900 | _1900
_1900 | _1900
_1900 | _1900
_1900 | _1900
_1900 | _1900
_1900 | _1900
_1900 | _1900
_1900 | _1900
_1900 | _1900
_1900 | _1900
_1900 | _1900
_1900 | _1900
_1900 | _1900
_1900 | _1900
_1900 | _1900
_1900 | _1900
_1900 | _1900
_1900 | _1900
_1900 | _1900
_1900 | _1900
_1900 | _1900
_1900 | _1900
_1900 | _1900
_1900 | _1900
_1900 | _1900
_1900 | _1900
_1900 | _1900
_1900 | _1900
_1900 | _1900
_1900 | _1900
_1900 | _1900
_1900 | _1900
_1900 | _1900
_1900 | _1900
_1900 | _1900
_1900 | _1900
_1900 | _1900
_1900 | _1900
_1900 | _1900
_1900 | _1900
_1900 | _1900
_1900 | _1900
_1900 | _1900
_1900 | _1900
_1900 | _1900
_1900 | _1900
_1900 | _1900
_1900 | _1900
_1900 | _1900
_1900 | _1900
_1900 | _1900
_1900 | _1900
_1900 | _1900
_1900 | _1900
_1900 | _1900
_1900 | _1900
_1900 | _1900
_1900 | _1900
_1900 | _1900
_1900 | _1900
_1900 | _1900
_1900 | _1900
_1900 | _1900
_1900 | _1900
_1900 | _1900
_1900 | _1900
_1900 | _1900
_1900 | _1900
_1900 | _1900
_1900 | _1900
_1900 | _1900
_1900 | _1900
_1900 | _1900
_1900 | _1900
_1900 | _1900
_1900 | _1900
_1900 | _1900
_1900 | _1900
_1900 | _1900
_1900 | _1900
_1900 | _1900
_1900 | _1900
_1900 | _1900
_1900 | _1900
_1900 | _1900
_1900 | _1900
_1900 | _1900
_1900 | _1900
_1900 | _1900
_1900 | _1900
_1900 | _1900
_1900 | _1900
_1900 | _1900
_1900 | _1900
_1900 | _1900
_1900 | _1900
_1900 | _1900
_1900 | _1900
_1900 | _1900
_1900 | _1900
_1900 | _1900
_1900 | _1900
_1900 | _1900
_1900 | _1900
_1900 | _1900
_1900 | _1900
_1900 | _1900
_1900 | _1900
_1900 | _1900
_1900 | _1900
_1900 | _1900
_1900 | _1900
_1900 | _1900
_1900 | _1900
_1900 | _1900
_1900 | _1900
_1900 | _1900
_1900 | _1900
_1900 | _1900
_1900 | _1900
_1900 | _1900
_1900 | _1900
_1900 | _1900
_1900 | _1900
_1900 | _1900
_1900 | _1900
_1900 | _1900
_1900 | _1900
_1900 | _1900
_1900 | _1900
_1900 | _1900
_1900 | _1900
_1900 | _1900
_1900 | _1900
_1900 | _1900
_1900 | _1900
_1900 | _1900
_1900 | _1900
_1900 | _1900
_1900 | _1900
_1900 | _1900
_1900 | _1900
_1900 | _1900
_1900 | _1900
_1900 | _1900
_1900 | _1900
_1900 | _1900
_1900 | _1900
_1900 | _1900
_1900 | _1900
_1900 | _1900
_1900 | _1900
_1900 | _1900
_1900 | _1900
_1900 | _1900
_1900 | _1900
_1900 | _1900
_1900 | _1900
_1900 | _1900
_1900 | _1900
_1900 | _1900
_1900 | _1900
_1900 | _1900
_1900 | _1900
_1900 | _1900
_1900 | _1900
_1900 | _1900
_1900 | _1900
_1900 | _1900
_1900 | _1900
_1900 | _1900
_1900 | _1900
_1900 | _1900
_1900 | _1900
_1900 | _1900
_1900 | _1900
_1900 | _1900
_1900 | _1900
_1900 | _1900
_1900 | _1900
_1900 | _1900
_1900 | _1900
_1900 | _1900
_1900 | _1900
_1900 | _1900
_1900 | _1900
_1900 | _1900
_1900 | _1900
_1900 | _1900
_1900 | _1900
_1900 | _1900
_1900 | _1900
_1900 | _1900
_1900 | _1900
_1900 | _1900
_1900 | _1900
_1900 | _1900
_1900 | _1900
_1900 | _1900
_1900 | _1900
_1900 | _1900
_1900 | _1900
_1900 | _1900
_1900 | _1900
_1900 | _1900
_1900 | _1900
_1900 | _1900
_1900 | _1900
_1900 | _1900
_1900 | _1900
_1900 | _1900
_1900 | _1900
_1900 | _1900
_1900 | _1900
_1900 | _1900
_1900 | _1900
_1900 | _1900
_1900 | _1900
_1900 | _1900
_1900 | _1900
_1900 | _1900
_1900 | _1900
_1900 | _1900
_1900 | _1900
_1900 | _1900
_1900 | _1900
_1900 | _1900
_1900 | _1900
_1900 | _1900
_1900 | _1900
_1900 | _1900
_1900 | _1900
_1900 | _1900
_1900 | _1900
_1900 | _1900
_1900 | _1900
_1900 | _1900
_1900 | _1900
_1900 | _1900
_1900 | _1900
_1900 | _1900
_1900 | _1900
_1900 | _1900
_1900 | _1900
_1900 | _1900
_1900 | _1900
_1900 | _1900
_1900 | _1900
_1900 | _1900
_1900 | _1900
_1900 | _1900
_1900 | _1900
_1900 | _1900
_1900 | _1900
_1900 | _1900
_1900 | _1900
_1900 | _1900
_1900 | _1900
_1900 | _1900
_1900 | _1900
_1900 | _1900
_1900 | _1900
_1900 | _1900
_1900 | _1900
_1900 | _1900
_1900 | _1900
_1900 | _1900
_1900 | _1900
_1900 | _1900
_1900 | _1900
_1900 | _1900
_1900 | _1900
_1900 | _1900
_1900 | _1900
_1900 | _1900
_1900 | _1900
_1900 | _1900
_1900 | _1900
_1900 | _1900
_1900 | _1900
_1900 | _1900
_1900 | _1900
_1900 | _1900
_1900 | _1900
_1900 | _1900
_1900 | _1900
_1900 | _1900
_1900 | _1900
_1900 | _1900
_1900 | _1900
_1900 | _1900
_1900 | _1900
_1900 | _1900
_1900 | _1900
_1900 | _1900
_1900 | _1900
_1900 | _1900
_1900 | _1900
_1900 | _1900
_1900 | _1900
_1900 | _1900
_1900 | _1900
_1900 | _1900
_1900 | _1900
_1900 | _1900
_1900 | _1900
_1900 | _1900
_1900 | _1900
_1900 | _1900
_1900 | _1900
_1900 | _1900
_1900 | _1900
_1900 | _1900
_1900 | _1900
_1900 | _1900
_1900 | _1900
_1900 | _1900
_1900 | _1900
_1900 | _1900
_1900 | _1900
_1900 | _1900
_1900 | _1900
_1900 | _1900
_1900 | _1900
_1900 | _1900
_1900 | _1900
_1900 | _1900
_1900 | _1900
_1900 | _1900
_1900 | _1900
_1900 | _1900
_1900 | _1900
_1900 | _1900
_1900 | _1900
_1900 | _1900
_1900 | _1900
_1900 | _1900
_1900 | _1900
_1900 | _1900
_1900 | _1900
_1900 | _1900
_1900 | _1900
_1900 | _1900
_1900 | _1900
_1900 | _1900
_1900 | _1900
_1900 | _1900
_1900 | _1900
_1900 | _1900
_1900 | _1900
_1900 | _1900
_1900 | _1900
_1900 | _1900
_1900 | _1900
_1900 | _1900
_1900 | _1900
_1900 | _1900
_1900 | _1900
_1900 | _1900
_1900 | _1900
_1900 | _1900
_1900 | _1900
_1900 | _1900
_1900 | _1900
_1900 | _1900
_1900 | _1900
_1900 | _1900
_1900 | _1900
_1900 | _1900
_1900 | _1900
_1900 | _1900
_1900 | _1900
_1900 | _1900
_1900 | _1900
_1900 | _1900
_1900 | _1900
_1900 | _1900
_1900 | _1900
_1900 | _1900
_1900 | _1900
_1900 | _1900
_1900 | _1900
_1900 | _1900
_1900 | _1900
_1900 | _1900
_1900 | _1900
_1900 | _1900
_1900 | _1900
_1900 | _1900
_1900 | _1900
_1900 | _1900
_1900 | _1900
_1900 | _1900
_1900 | _1900
_1900 | _1900
_1900 | _1900
_1900 | _1900
_1900 | _1900
_1900 | _1900
_1900 | _1900
_1900 | _1900
_1900 | _1900
_1900 | _1900
_1900 | _1900
_1900 | _1900
_1900 | _1900
_1900 | _1900
_1900 | _1900
_1900 | _1900
_1900 | _1900
_1900 | _1900
_1900 | _1900
_1900 | _1900
_1900 | _1900
_1900 | _1900
_1900 | _1900
_1900 | _1900
_1900 | _1900
_1900 | _1900
_1900 | _1900
_1900 | _1900
_1900 | _1900
_1900 | _1900
_1900 | _1900
_1900 | _1900
_1900 | _1900
_1900 | _1900
_1900 | _1900
_1900 | _1900
_1900 | _1900
_1900 | _1900
_1900 | _1900
_1900 | _1900
_1900 | _1900
_1900 | _1900
_1900 | _1900
_1900 | _1900
_1900 | _1900
_1900 | _1900
_1900 | _1900
_1900 | _1900
_1900 | _1900
_1900 | _1900
_1900 | _1900
_1900 | _1900
_1900 | _1900
_1900 | _1900
_1900 | _1900
_1900 | _1900
_1900 | _1900
_1900 | _1900
_1900 | _1900
_1900 | _1900
_1900 | _1900
_1900 | _1900
_1900 | _1900
_1900 | _1900
_1900 | _1900
_1900 | _1900
_1900 | _1900
_1900 | _1900
_1900 | _1900
_1900 | _1900
_1900 | _1900
_1900 | _1900
_1900 | _1900
_1900 | _1900
_1900 | _1900
_1900 | _1900
_1900 | _1900
_1900 | _1900
_1900 | _1900
_1900 | _1900
_1900 | _1900
_1900 | _1900
_1900 | _1900
_1900 | _1900
_1900 | _1900
_1900 | _1900
_1900 | _1900
_1900 | _1900
_1900 | _1900
_1900 | _1900
_1900 | _1900
_1900 | _1900
_1900 | _1900
_1900 | _1900
_1900 | _1900
_1900 | _1900
_1900 | _1900
_1900 | _1900
_1900 | _1900
_1900 | _1900
_1900 | _1900
_1900 | _1900
_1900 | _1900
_1900 | _1900
_1900 | _1900
_1900 | _1900
_1900 | _1900
_1900 | _1900
_1900 | _1900
_1900 | _1900
_1900 | _1900
_1900 | _1900
_1900 | _1900
_1900 | _1900
_1900 | _1900
_1900 | _1900
_1900 | _1900
_1900 | _1900
_1900 | _1900
_1900 | _1900
_1900 | _1900
_1900 | _1900
_1900 | _1900
_1900 | _1900
_1900 | _1900
_1900 | _1900
_1900 | _1900
_1900 | _1900
_1900 | _1900
_1900 | _1900
_1900 | _1900
_1900 | _1900
_1900 | _1900
_1900 | _1900
_1900 | _1900
_1900 | _1900
_1900 | _1900
_1900 | _1900
_1900 | _1900
_1900 | _1900
_1900 | _1900
_1900 | _1900
_1900 | _1900
_1900 | _1900
_1900 | _1900
_1900 | _1900
_1900 | _1900
_1900 | _1900
_1900 | _1900
_1900 | _1900
_1900 | _1900
_1900 | _1900
_1900 | _1900
_1900 | _1900
_1900 | _1900
_1900 | _1900
_1900 | _1900
_1900 | _1900
_1900 | _1900
_1900 | _1900
_1900 | _1900
_1900 | _1900
_1900 | _1900
_1900 | _1900
_1900 | _1900
_1900 | _1900
_1900 | _1900
_1900 | _1900
_1900 | _1900
_1900 | _1900
_1900 | _1900
_1900 | _1900
_1900 | _1900
_1900 | _1900
_1900 | _1900
_1900 | _1900
_1900 | _1900
_1900 | _1900
_1900 | _1900
_1900 | _1900
_1900 | _1900
_1900 | _1900
_1900 | _1900
_1900 | _1900
_1900 | _1900
_1900 | _1900
_1900 | _1900
_1900 | _1900
_1900 | _1900
_1900 | _1900
_1900 | _1900
_1900 | _1900
_1900 | _1900
_1900 | _1900
_1900 | _1900
_1900 | _1900
_1900 | _1900
_1900 | _1900
_1900 | _1900
_1900 | _1900
_1900 | _1900
_1900 | _1900
_1900 | _1900
_1900 | _1900
_1900 | _1900
_1900 | _1900
_1900 | _1900
_1900 | _1900
_1900 | _1900
_1900 | _1900
_1900 | _1900
_1900 | _1900
_1900 | _1900
_1900 | _1900
_1900 | _1900
_1900 | _1900
_1900 | _1900
_1900 | _1900
_1900 | _1900
_1900 | _1900
_1900 | _1900
_1900 | _1900
_1900 | _1900
_1900 | _1900
_1900 | _1900
_1900 | _1900
_1900 | _1900
_1900 | _1900
_1900 | _1900
_1900 | _1900
_1900 | _1900
_1900 | _1900
_1900 | _1900
_1900 | _1900
_1900 | _1900
_1900 | _1900
_1900 | _1900
_1900 | _1900
_1900 | _1900
_1900 | _1900
_1900 | _1900
_1900 | _1900
_1900 | _1900
_1900 | _1900
_1900 | _1900
_1900 | _1900
_1900 | _1900
_1900 | _1900
_1900 | _1900
_1900 | _1900
_1900 | _1900
_1900 | _1900
_1900 | _1900
_1900 | _1900
_1900 | _1900
_1900 | _1900
_1900 | _1900
_1900 | _1900
_1900 | _1900
_1900 | _1900
_1900 | _1900
_1900 | _1900
_1900 | _1900
_1900 | _1900
_1900 | _1900
_1900 | _1900
_1900 | _1900
_1900 | _1900
_1900 | _1900
_1900 | _1900
_1900 | _1900
_1900 | _1900
_1900 | _1900
_1900 | _1900
_1900 | _1900
_1900 | _1900
_1900 | _1900
_1900 | _1900
_1900 | _1900
_1900 | _1900
_1900 | _1900
_1900 | _1900
_1900 | _1900
_1900 | _1900
_1900 | _1900
_1900 | _1900
_1900 | _1900
_1900 | _1900
_1900 | _1900
_1900 | _1900
_1900 | _1900
_1900 | _1900
_1900 | _1900
_1900 | _1900
_1900 | _1900
_1900 | _1900
_1900 | _1900
_1900 | _1900
_1900 | _1900
_1900 | _1900
_1900 | _1900
_1900 | _1900
_1900 | _1900
_1900 | _1900
_1900 | _1900
_1900 | _1900
_1900 | _1900
_1900 | _1900
_1900 | _1900
_1900 | _1900
_1900 | _1900
_1900 | _1900
_1900 | _1900
_1900 | _1900
_1900 | _1900
_1900 | _1900
_1900 | _1900
_1900 | _1900
_1900 | _1900
_1900 | _1900
_1900 | _1900
_1900 | _1900
_1900 | _1900
_1900 | _1900
_1900 | _1900
_1900 | _1900
_1900 | _1900
_1900 | _1900
_1900 | _1900
_1900 | _1900
_1900 | _1900
_1900 | _1900
_1900 | _1900
_1900 | _1900
_1900 | _1900
_1900 | _1900
_1900 | _1900
_1900 | _1900
_1900 | _1900
_1900 | _1900
_1900 | _1900
_1900 | _1900
_1900 | _1900
_1900 | _1900
_1900 | _1900
_1900 | _1900
_1900 | _1900
_1900 | _1900
_1900 | _1900
_1900 | _1900
_1900 | _1900
_1900 | _1900
_1900 | _1900
_1900 | _1900
_1900 | _1900
_1900 | _1900
_1900 | _1900
_1900 | _1900
_1900 | _1900
_1900 | _1900
_1900 | _1900
_1900 | _1900
_1900 | _1900
_1900 | _1900
_1900 | _1900
_1900 | _1900
_1900 | _1900
_1900 | _1900
_1900 | _1900
_1900 | _1900
_1900 | _1900
_1900 | _1900
_1900 | _1900
_1900 | _1900
_1900 | _1900
_1900 | _1900
_1900 | _1900
_1900 | _1900
_1900 | _1900
_1900 | _1900
_1900 | _1900
_1900 | _1900
_1900 | _1900
_1900 | _1900
_1900 | _1900
_1900 | _1900
_1900 | _1900
_1900 | _1900
_1900 | _1900
_1900 | _1900
_1900 | _1900
_1900 | _1900
_1900 | _1900
_1900 | _1900
_1900 | _1900
_1900 | _1900
_1900 | _1900
_1900 | _1900
_1900 | _1900
_1900 | _1900
_1900 | _1900
_1900 | _1900
_1900 | _1900
_1900 | _1900
_1900 | _1900
_1900 | _1900
_1900 | _1900
_1900 | _1900
_1900 | _1900
_1900 | _1900
_1900 | _1900
_1900 | _1900
_1900 | _1900
_1900 | _1900
_1900 | _1900
_1900 | _1900
_1900 | _1900
_1900 | _1900
_1900 | _1900
_1900 | _1900
_1900 | _1900
_1900 | _1900
_1900 | _1900
_1900 | _1900
_1900 | _1900
_1900 | _1900
_1900 | _1900
_1900 | _1900
_1900 | _1900
_1900 | _1900
_1900 | _1900
_1900 | _1900
_1900 | _1900
_1900 | _1900
_1900 | _1900
_1900 | _1900
_1900 | _1900
_1900 | _1900
_1900 | _1900
_1900 | _1900
_1900 | _1900
_1900 | _1900
_1900 | _1900
_1900 | _1900
_1900 | _1900
_1900 | _1900
_1900 | _1900
_1900 | _1900
_1900 | _1900
_1900 | _1900
_1900 | _1900
_1900 | _1900
_1900 | _1900
_1900 | _1900
_1900 | _1900
_1900 | _1900
_1900 | _1900
_1900 | _1900
_1900 | _1900
_1900 | _1900
_1900 | _1900
_1900 | _1900
_1900 | _1900
_1900 | _1900
_1900 | _1900
_1900 | _1900
_1900 | _1900
_1900 | _1900
_1900 | _1900
_1900 | _1900
_1900 | _1900
_1900 | _1900
_1900 | _1900
_1900 | _1900
_1900 | _1900
_1900 | _1900
_1900 | _1900
_1900 | _1900
_1900 | _1900
_1900 | _1900
_1900 | _1900
_1900 | _1900
_1900 | _1900
_1900 | _1900
_1900 | _1900
_1900 | _1900
_1900 | _1900
_1900 | _1900
_1900 | _1900
_1900 | _1900
_1900 | _1900
_1900 | _1900
_1900 | _1900
_1900 | _1900
_1900 | _1900
_1900 | _1900
_1900 | _1900
_1900 | _1900
_1900 | _1900
_1900 | _1900
_1900 | _1900
_1900 | _1900
_1900 | _1900
_1900 | _1900
_1900 | _1900
_1900 | _1900
_1900 | _1900
_1900 | _1900
_1900 | _1900
_1900 | _1900
_1900 | _1900
_1900 | _1900
_1900 | _1900
_1900 | _1900
_1900 | _1900
_1900 | _1900
_1900 | _1900
_1900 | _1900
_1900 | _1900
_1900 | _1900
_1900 | _1900
_1900 | _1900
_1900 | _1900
_1900 | _1900
_1900 | _1900
_1900 | _1900
_1900 | _1900
_1900 | _1900
_1900 | _1900
_1900 | _1900
_1900 | _1900
_1900 | _1900
_1900 | _1900
_1900 | _1900
_1900 | _1900
_1900 | _1900
_1900 | _1900
_1900 | _1900
_1900 | _1900
_1900 | _1900
_1900 | _1900
_1900 | _1900
_1900 | _1900
_1900 | _1900
_1900 | _1900
_1900 | _1900
_1900 | _1900
_1900 | _1900
_1900 | _1900
_1900 | _1900
_1900 | _1900
_1900 | _1900
_1900 | _1900
_1900 | _1900
_1900 | _1900
_1900 | _1900
_1900 | _1900
_1900 | _1900
_1900 | _1900
_1900 | _1900
_1900 | _1900
_1900 | _1900
_1900 | _1900
_1900 | _1900
_1900 | _1900
_1900 | _1900
_1900 | _1900
_1900 | _1900
_1900 | _1900
_1900 | _1900
_1900 | _1900
_1900 | _1900
_1900 | _1900
_1900 | _1900
_1900 | _1900
_1900 | _1900
_1900 | _1900
_1900 | _1900
_1900 | _1900
_1900 | _1900
_1900 | _1900
_1900 | _1900
_1900 | _1900
_1900 | _1900
_1900 | _1900
_1900 | _1900
_1900 | _1900
_1900 | _1900
_1900 | _1900
_1900 | _1900
_1900 | _1900
_1900 | _1900
_1900 | _1900
_1900 | _1900
_1900 | _1900
_1900 | _1900
_1900 | _1900
_1900 | _1900
_1900 | _1900
_1900 | _1900
_1900 | _1900
_1900 | _1900
_1900 | _1900
_1900 | _1900
_1900 | _1900
_1900 | _1900
_1900 | _1900
_1900 | _1900
_1900 | _1900
_1900 | _1900
_1900 | _1900
_1900 | _1900
_1900 | _1900
_1900 | _1900
_1900 | _1900
_1900 | _1900
_1900 | _1900
_1900 | _1900
_1900 | _1900
_1900 | _1900
_1900 | _1900
_1900 | _1900
_1900 | _1900
_1900 | _1900
_1900 | _1900
_1900 | _1900
_1900 | _1900
_1900 | _1900
_1900 | _1900
_1900 | _1900
_1900 | _1900
_1900 | _1900
_1900 | _1900
_1900 | _1900
_1900 | _1900
_1900 | _1900
_1900 | _1900
_1900 | _1900
_1900 | _1900
_1900 | _1900
_1900 | _1900
_1900 | _1900
_1900 | _1900
_1900 | _1900
_1900 | _1900
_1900 | _1900
_1900 | _1900
_1900 | _1900
_1900 | _1900
_1900 | _1900
_1900 | _1900
_1900 | _1900
_1900 | _1900
_1900 | _1900
_1900 | _1900
_1900 | _1900
_1900 | _1900
_1900 | _1900
_1900 | _1900
_1900 | _1900
_1900 | _1900
_1900 | _1900
_1900 | _1900
_1900 | _1900
_1900 | _1900
_1900 | _1900
_1900 | _1900
_1900 | _1900
_1900 | _1900
_1900 | _1900
_1900 | _1900
_1900 | _1900
_1900 | _1900
_1900 | _1900
_1900 | _1900
_1900 | _1900
_1900 | _1900
_1900 | _1900
_1900 | _1900
_1900 | _1900
_1900 | _1900
_1900 | _1900
_1900 | _1900
_1900 | _1900
_1900 | _1900
_1900 | _1900
_1900 | _1900
_1900 | _1900
_1900 | _1900
_1900 | _1900
_1900 | _1900
_1900 | _1900
_1900 | _1900
_1900 | _1900
_1900 | _1900
_1900 | _1900
_1900 | _1900
_1900 | _1900
_1900 | _1900
_1900 | _1900
_1900 | _1900
_1900 | _1900
_1900 | _1900
_1900 | _1900
_1900 | _1900
_1900 | _1900
_1900 | _1900
_1900 | _1900
_1900 | _1900
_1900 | _1900
_1900 | _1900
_1900 | _1900
_1900 | _1900
_1900 | _1900
_1900 | _1900
_1900 | _1900
_1900 | _1900
_1900 | _1900
_1900 | _1900
_1900 | _1900
_1900 | _1900
_1900 | _1900
_1900 | _1900
_1900 | _1900
_1900 | _1900
_1900 | _1900
_1900 | _1900
_1900 | _1900
_1900 | _1900
_1900 | _1900
_1900 | _1900
_1900 | _1900
_1900 | _1900
_1900 | _1900
_1900 | _1900
_1900 | _1900
_1900 | _1900
_1900 | _1900
_1900 | _1900
_1900 | _1900
_1900 | _1900
_1900 | _1900
_1900 | _1900
_1900 | _1900
_1900 | _1900
_1900 | _1900
_1900 | _1900
_1900 | _1900
_1900 | _1900
_1900 | _1900
_1900 | _1900
_1900 | _1900
_1900 | _1900
_1900 | _1900
_1900 | _1900
_1900 | _1900
_1900 | _1900
_1900 | _1900
_1900 | _1900
_1900 | _1900
_1900 | _1900
_1900 | _1900
_1900 | _1900
_1900 | _1900
_1900 | _1900
_1900 | _1900
_1900 | _1900
_1900 | _1900
_1900 | _1900
_1900 | _1900
_1900 | _1900
_1900 | _1900
_1900 | _1900
_1900 | _1900
_1900 | _1900
_1900 | _1900
_1900 | _1900
_1900 | _1900
_1900 | _1900
_1900 | _1900
_1900 | _1900
_1900 | _1900
_1900 | _1900
_1900 | _1900
_1900 | _1900
_1900 | _1900
_1900 | _1900
_1900 | _1900
_1900 | _1900
_1900 | _1900
_1900 | _1900
_1900 | _1900
_1900 | _1900
_1900 | _1900
_1900 | _1900
_1900 | _1900
_1900 | _1900
_1900 | _1900
_1900 | _1900
_1900 | _1900
_1900 | _1900
_1900 | _1900
_1900 | _1900
_1900 | _1900
_1900 | _1900
_1900 | _1900
_1900 | _1900
_1900 | _1900
_1900 | _1900
_1900 | _1900
_1900 | _1900
_1900 | _1900
_1900 | _1900
_1900 | _1900
_1900 | _1900
_1900 | _1900
_1900 | _1900
_1900 | _1900
_1900 | _1900
_1900 | _1900
_1900 | _1900
_1900 | _1900
_1900 | _1900
_1900 | _1900
_1900 | _1900
_1900 | _1900
_1900 | _1900
_1900 | _1900
_1900 | _1900
_1900 | _1900
_1900 | _1900
_1900 | _1900
_1900 | _1900
_1900 | _1900
_1900 | _1900
_1900 | _1900
_1900 | _1900
_1900 | _1900
_1900 | _1900
_1900 | _1900
_1900 | _1900
_1900 | _1900
_1900 | _1900
_1900 | _1900
_1900 | _1900
_1900 | _1900
_1900 | _1900
_1900 | _1900
_1900 | _1900
_1900 | _1900
_1900 | _1900
_1900 | _1900
_1900 | _1900
_1900 | _1900
_1900 | _1900
_1900 | _1900
_1900 | _1900
_1900 | _1900
_1900 | _1900
_1900 | _1900
_1900 | _1900
_1900 | _1900
_1900 | _1900
_1900 | _1900
_1900 | _1900
_1900 | _1900
_1900 | _1900
_1900 | _1900
_1900 | _1900
_1900 | _1900
_1900 | _1900
_1900 | _1900
_1900 | _1900
_1900 | _1900
_1900 | _1900
_1900 | _1900
_1900 | _1900
_1900 | _1900
_1900 | _1900
_1900 | _1900
_1900 | _1900
_1900 | _1900
_1900 | _1900
_1900 | _1900
_1900 | _1900
_1900 | _1900
_1900 | _1900
_1900 | _1900
_1900 | _1900
_1900 | _1900
_1900 | _1900
_1900 | _1900
_1900 | _1900
_1900 | _1900
_1900 | _1900
_1900 | _1900
_1900 | _1900
_1900 | _1900
_1900 | _1900
_1900 | _1900
_1900 | _1900
_1900 | _1900
_1900 | _1900
_1900 | _1900
_1900 | _1900
_1900 | _1900
_1900 | _1900
_1900 | _1900
_1900 | _1900
_1900 | _1900
_1900 | _1900
_1900 | _1900
_1900 | _1900
_1900 | _1900
_1900 | _1900
_1900 | _1900
_1900 | _1900
_1900 | _1900
_1900 | _1900
_1900 | _1900
_1900 | _1900
_1900 | _1900
_1900 | _1900
_1900 | _1900
_1900 | _1900
_1900 | _1900
_1900 | _1900
_1900 | _1900
_1900 | _1900
_1900 | _1900
_1900 | _1900
_1900 | _1900
_1900 | _1900
_1900 | _1900
_1900 | _1900
_1900 | _1900
_1900 | _1900
_1900 | _1900
_1900 | _1900
_1900 | _1900
_1900 | _1900
_1900 | _1900
_1900 | _1900
_1900 | _1900
_1900 | _1900
_1900 | _1900
_1900 | _1900
_1900 | _1900
_1900 | _1900
_1900 | _1900
_1900 | _1900
_1900 | _1900
_1900 | _1900
_1900 | _1900
_1900 | _1900
_1900 | _1900
_1900 | _1900
_1900 | _1900
_1900 | _1900
_1900 | _1900
_1900 | _1900
_1900 | _1900
_1900 | _1900
_1900 | _1900
_1900 | _1900
_1900 | _1900
_1900 | _1900
_1900 | _1900
_1900 | _1900
_1900 | _1900
_1900 | _1900
_1900 | _1900
_1900 | _1900
_1900 | _1900
_1900 | _1900
_1900 | _1900
_1900 | _1900
_1900 | _1900
_1900 | _1900
_1900 | _1900
_1900 | _1900
_1900 | _1900
_1900 | _1900
_1900 | _1900